OR_Commercial_OR - Miscellaneous_Existing_Space Heating_Natural Gas_Gas Boiler - Steam Trap Replacement_A | OR | Commercial | OR - Miscellaneous | Existing | Space Heating | Natural Gas | Gas Boiler - Steam Trap Replacement | A | OCM546 | Degrade performance | Cleaning and maintenance | 6 | 74.7764 | 0 | 0 | 89.84 | 0 | 0 | 0 | 0.28365 | 0.25 | perBLDg | 73% | 100% | Discretionary | RetroEven20_OR | 82.88% | Boiler | 0% | 302.2287 |  | 129.0263 |  | 0 | IL TRM v9, Section 4.4.16 | IL TRM v9, Section 4.4.16 | IL TRM - CI-HVC-STRE-V06-200101 | Degrade performance | Degrade performance | Degrade performance | Degrade performance | Degrade performance | Degrade performance | Degrade performance | Degrade performance | Degrade performance | Degrade performance | Degrade performance | Degrade performance | Degrade performance | Degrade performance | Degrade performance | Degrade performance | Degrade performance | Degrade performance | Degrade performance | Degrade performance | Degrade performance | Degrade performance | Degrade performance | Degrade performance | Degrade performance | Degrade performance | Degrade performance | Cleaning and maintenance | Cleaning and maintenance | Cleaning and maintenance | Cleaning and maintenance | Cleaning and maintenance | Cleaning and maintenance | Cleaning and maintenance | Cleaning and maintenance | Cleaning and maintenance | Cleaning and maintenance | Cleaning and maintenance | Cleaning and maintenance | Cleaning and maintenance | Cleaning and maintenance | Cleaning and maintenance | Cleaning and maintenance | Cleaning and maintenance | Cleaning and maintenance | Cleaning and maintenance | Cleaning and maintenance | Cleaning and maintenance | Cleaning and maintenance | Cleaning and maintenance | Cleaning and maintenance | Cleaning and maintenance | Cleaning and maintenance | Cleaning and maintenance | 89.84 | 89.84 | 89.84 | 89.84 | 89.84 | 89.84 | 89.84 | 89.84 | 89.84 | 89.84 | 89.84 | 89.84 | 89.84 | 89.84 | 89.84 | 89.84 | 89.84 | 89.84 | 89.84 | 89.84 | 89.84 | 89.84 | 89.84 | 89.84 | 89.84 | 89.84 | 89.84 | 0 | 0 | 79.0814 | 78.4047 | 77.6211 | 76.8002 | 75.9306 | 75.0011 | 74.0016 | 72.9258 | 71.774 | 70.5546 | 69.2856 | 67.9943 | 66.7151 | 65.4843 | 64.3338 | 63.2851 | 62.3449 | 61.4993 | 60.7637 | 60.0652 | 59.4926 | 58.9328 | 58.3842 | 57.8709 | 57.369 | 0.0065219 | 0.013272 | 0.01314 | 0.013001 | 0.012854 | 0.012696 | 0.0064242 | 0 | 0 | 1.9583e-18 | 0 | 0 | 0 | 2.3628e-17 | 0 | 2.2835e-17 | 0 | 2.219e-17 | 0 | 0 | 0 | 0 | 0 | 0 | 0 | 0.0065219 | 0.019739 | 0.032681 | 0.045336 | 0.057677 | 0.069667 | 0.075163 | 0.07407 | 0.0729 | 0.071662 | 0.070373 | 0.069061 | 0.067762 | 0.066512 | 0.065343 | 0.064278 | 0.063323 | 0.062464 | 0.061717 | 0.061008 | 0.060426 | 0.059858 | 0.0593 | 0.058779 | 0.058269 | 0.082471 | 0.16928 | 0.16928 | 0.16928 | 0.16928 | 0.16928 | 0.086811 | 0 | 0 | 2.7756e-17 | 0 | 0 | 0 | 3.6082e-16 | 0 | 3.6082e-16 | 0 | 3.6082e-16 | 0 | 0 | 0 | 0 | 0 | 0 | 0 | 0.082471 | 0.25175 | 0.42103 | 0.59032 | 0.7596 | 0.92888 | 1.0157 | 1.0157 | 1.0157 | 1.0157 | 1.0157 | 1.0157 | 1.0157 | 1.0157 | 1.0157 | 1.0157 | 1.0157 | 1.0157 | 1.0157 | 1.0157 | 1.0157 | 1.0157 | 1.0157 | 1.0157 | 1.0157 | 0.0055777 | 0.011401 | 0.011347 | 0.011286 | 0.011219 | 0.011144 | 0.0056711 | 0 | 0 | 2.0716e-18 | 0 | 0 | 0 | 2.1712e-17 | 0 | 2.1248e-17 | 0 | 2.0893e-17 | 0 | 0 | 0 | 0 | 0 | 0 | 0 | 0.0055777 | 0.016956 | 0.028221 | 0.039358 | 0.050343 | 0.061148 | 0.066352 | 0.065778 | 0.065138 | 0.064439 | 0.063692 | 0.062917 | 0.062142 | 0.061395 | 0.060703 | 0.060084 | 0.059547 | 0.05908 | 0.0587 | 0.058347 | 0.058094 | 0.057851 | 0.057616 | 0.057388 | 0.057167 | 0.0701 | 0.14389 | 0.14389 | 0.14389 | 0.14389 | 0.14389 | 0.07379 | 0 | 0 | 2.7756e-17 | 0 | 0 | 0 | 3.0531e-16 | 0 | 3.0531e-16 | 0 | 3.0531e-16 | 0 | 0 | 0 | 0 | 0 | 0 | 0 | 0.0701 | 0.21399 | 0.35788 | 0.50177 | 0.64566 | 0.78955 | 0.86334 | 0.86334 | 0.86334 | 0.86334 | 0.86334 | 0.86334 | 0.86334 | 0.86334 | 0.86334 | 0.86334 | 0.86334 | 0.86334 | 0.86334 | 0.86334 | 0.86334 | 0.86334 | 0.86334 | 0.86334 | 0.86334 | 0.0055777 | 0.011401 | 0.011347 | 0.011286 | 0.011219 | 0.011144 | 0.0056711 | 0 | 0 | 2.0716e-18 | 0 | 0 | 0 | 2.1712e-17 | 0 | 2.1248e-17 | 0 | 2.0893e-17 | 0 | 0 | 0 | 0 | 0 | 0 | 0 | 0.0055777 | 0.016956 | 0.028221 | 0.039358 | 0.050343 | 0.061148 | 0.066352 | 0.065778 | 0.065138 | 0.064439 | 0.063692 | 0.062917 | 0.062142 | 0.061395 | 0.060703 | 0.060084 | 0.059547 | 0.05908 | 0.0587 | 0.058347 | 0.058094 | 0.057851 | 0.057616 | 0.057388 | 0.057167 | 0.0701 | 0.14389 | 0.14389 | 0.14389 | 0.14389 | 0.14389 | 0.07379 | 0 | 0 | 2.7756e-17 | 0 | 0 | 0 | 3.0531e-16 | 0 | 3.0531e-16 | 0 | 3.0531e-16 | 0 | 0 | 0 | 0 | 0 | 0 | 0 | 0.0701 | 0.21399 | 0.35788 | 0.50177 | 0.64566 | 0.78955 | 0.86334 | 0.86334 | 0.86334 | 0.86334 | 0.86334 | 0.86334 | 0.86334 | 0.86334 | 0.86334 | 0.86334 | 0.86334 | 0.86334 | 0.86334 | 0.86334 | 0.86334 | 0.86334 | 0.86334 | 0.86334 | 0.86334 | 0.0055777 | 0.011401 | 0.011347 | 0.011286 | 0.011219 | 0.011144 | 0.0056711 | 0 | 0 | 2.0716e-18 | 0 | 0 | 0 | 2.1712e-17 | 0 | 2.1248e-17 | 0 | 2.0893e-17 | 0 | 0 | 0 | 0 | 0 | 0 | 0 | 0.0055777 | 0.016956 | 0.028221 | 0.039358 | 0.050343 | 0.061148 | 0.066352 | 0.065778 | 0.065138 | 0.064439 | 0.063692 | 0.062917 | 0.062142 | 0.061395 | 0.060703 | 0.060084 | 0.059547 | 0.05908 | 0.0587 | 0.058347 | 0.058094 | 0.057851 | 0.057616 | 0.057388 | 0.057167 | 0.0701 | 0.14389 | 0.14389 | 0.14389 | 0.14389 | 0.14389 | 0.07379 | 0 | 0 | 2.7756e-17 | 0 | 0 | 0 | 3.0531e-16 | 0 | 3.0531e-16 | 0 | 3.0531e-16 | 0 | 0 | 0 | 0 | 0 | 0 | 0 | 0.0701 | 0.21399 | 0.35788 | 0.50177 | 0.64566 | 0.78955 | 0.86334 | 0.86334 | 0.86334 | 0.86334 | 0.86334 | 0.86334 | 0.86334 | 0.86334 | 0.86334 | 0.86334 | 0.86334 | 0.86334 | 0.86334 | 0.86334 | 0.86334 | 0.86334 | 0.86334 | 0.86334 | 0.86334 | 295.0126 | 295.9063 | 296.7868 | 297.6518 | 298.4991 | 299.3266 | 300.1325 | 300.9149 | 301.672 | 302.4023 | 303.1043 | 303.7766 | 304.4178 | 305.0266 | 305.602 | 306.1429 | 306.6482 | 307.1169 | 307.5483 | 307.9416 | 308.3 | 308.6265 | 308.9239 | 309.1948 | 309.4415 | 125.9456 | 126.3272 | 126.7031 | 127.0723 | 127.4341 | 127.7874 | 128.1314 | 128.4654 | 128.7886 | 129.1004 | 129.4001 | 129.6871 | 129.9608 | 130.2208 | 130.4664 | 130.6973 | 130.913 | 131.1132 | 131.2973 | 131.4652 | 131.6182 | 131.7576 | 131.8846 | 132.0002 | 132.1055
OR_Commercial_OR - Miscellaneous_Existing_Space Heating_Natural Gas_Gas Boiler - High Turndown Burner_A | OR | Commercial | OR - Miscellaneous | Existing | Space Heating | Natural Gas | Gas Boiler - High Turndown Burner | A | OCM547 | No control | Turndown control installed | 15 | 0.43727 | 0 | 0 | 2.8 | 0 | 0 | 0 | 0.28365 | 0.25 | kbtuh heat | 25% | 50% | Discretionary | Retro5Med_OR | 81.34% | Boiler | 0% | 840.5487 |  | 358.8438 |  | 0 | GBLR_TRN-Heating-MNTRM-v2.1-1 | GBLR_TRN-Heating-MNTRM-v2.1-1 | GBLR_TRN-Heating-MNTRM-v2.1-1 | No control | No control | No control | No control | No control | No control | No control | No control | No control | No control | No control | No control | No control | No control | No control | No control | No control | No control | No control | No control | No control | No control | No control | No control | No control | No control | No control | Turndown control installed | Turndown control installed | Turndown control installed | Turndown control installed | Turndown control installed | Turndown control installed | Turndown control installed | Turndown control installed | Turndown control installed | Turndown control installed | Turndown control installed | Turndown control installed | Turndown control installed | Turndown control installed | Turndown control installed | Turndown control installed | Turndown control installed | Turndown control installed | Turndown control installed | Turndown control installed | Turndown control installed | Turndown control installed | Turndown control installed | Turndown control installed | Turndown control installed | Turndown control installed | Turndown control installed | 2.8 | 2.8 | 2.8 | 2.8 | 2.8 | 2.8 | 2.8 | 2.8 | 2.8 | 2.8 | 2.8 | 2.8 | 2.8 | 2.8 | 2.8 | 2.8 | 2.8 | 2.8 | 2.8 | 2.8 | 2.8 | 2.8 | 2.8 | 2.8 | 2.8 | 2.8 | 2.8 | 0 | 0 | 0.46166 | 0.45629 | 0.45019 | 0.44377 | 0.43694 | 0.4296 | 0.42168 | 0.41313 | 0.40395 | 0.39422 | 0.38413 | 0.37391 | 0.36388 | 0.35434 | 0.34556 | 0.33792 | 0.33147 | 0.32579 | 0.32111 | 0.31668 | 0.31364 | 0.31068 | 0.30778 | 0.30507 | 0.30241 | 0.019646 | 0.023842 | 0.028785 | 0.032939 | 0.036992 | 0.042522 | 0.045787 | 0.045826 | 0.042226 | 0.035423 | 0.02671 | 0.017843 | 0.010391 | 0.004726 | 0 | 0 | 0 | 0 | 0 | 0 | 0 | 0 | 0 | 0 | 0 | 0.019646 | 0.043259 | 0.071465 | 0.10339 | 0.13879 | 0.17898 | 0.22146 | 0.2628 | 0.29918 | 0.3274 | 0.34573 | 0.35438 | 0.35526 | 0.35067 | 0.34198 | 0.33443 | 0.32803 | 0.32242 | 0.31779 | 0.3134 | 0.3104 | 0.30747 | 0.30459 | 0.30191 | 0.29928 | 42.5548 | 52.2506 | 63.9394 | 74.2236 | 84.6614 | 98.9793 | 108.5819 | 110.924 | 104.5326 | 89.8546 | 69.5333 | 47.7192 | 28.5555 | 13.3374 | 0 | 0 | 0 | 0 | 0 | 0 | 0 | 0 | 0 | 0 | 0 | 42.5548 | 94.8054 | 158.7448 | 232.9684 | 317.6298 | 416.6091 | 525.191 | 636.115 | 740.6476 | 830.5022 | 900.0355 | 947.7547 | 976.3102 | 989.6476 | 989.6476 | 989.6476 | 989.6476 | 989.6476 | 989.6476 | 989.6476 | 989.6476 | 989.6476 | 989.6476 | 989.6476 | 989.6476 | 0.016806 | 0.020495 | 0.024887 | 0.028646 | 0.032367 | 0.037439 | 0.040577 | 0.040891 | 0.037948 | 0.032072 | 0.024369 | 0.016407 | 0.00963 | 0.0044141 | 0 | 0 | 0 | 0 | 0 | 0 | 0 | 0 | 0 | 0 | 0 | 0.016806 | 0.037187 | 0.061789 | 0.089913 | 0.12143 | 0.15758 | 0.19627 | 0.23449 | 0.26888 | 0.29643 | 0.31543 | 0.32586 | 0.32925 | 0.32753 | 0.32182 | 0.31696 | 0.31297 | 0.30958 | 0.30695 | 0.3045 | 0.30317 | 0.30189 | 0.30066 | 0.29946 | 0.2983 | 36.1716 | 44.413 | 54.3485 | 63.09 | 71.9622 | 84.1324 | 92.2946 | 94.2854 | 88.8527 | 76.3764 | 59.1033 | 40.5613 | 24.2722 | 11.3368 | 0 | 0 | 0 | 0 | 0 | 0 | 0 | 0 | 0 | 0 | 0 | 36.1716 | 80.5846 | 134.9331 | 198.0231 | 269.9853 | 354.1177 | 446.4123 | 540.6978 | 629.5505 | 705.9269 | 765.0302 | 805.5915 | 829.8637 | 841.2005 | 841.2005 | 841.2005 | 841.2005 | 841.2005 | 841.2005 | 841.2005 | 841.2005 | 841.2005 | 841.2005 | 841.2005 | 841.2005 | 0.016806 | 0.020495 | 0.024887 | 0.028646 | 0.032367 | 0.037439 | 0.040577 | 0.040891 | 0.037948 | 0.032072 | 0.024369 | 0.016407 | 0.00963 | 0.0044141 | 0 | 0 | 0 | 0 | 0 | 0 | 0 | 0 | 0 | 0 | 0 | 0.016806 | 0.037187 | 0.061789 | 0.089913 | 0.12143 | 0.15758 | 0.19627 | 0.23449 | 0.26888 | 0.29643 | 0.31543 | 0.32586 | 0.32925 | 0.32753 | 0.32182 | 0.31696 | 0.31297 | 0.30958 | 0.30695 | 0.3045 | 0.30317 | 0.30189 | 0.30066 | 0.29946 | 0.2983 | 36.1716 | 44.413 | 54.3485 | 63.09 | 71.9622 | 84.1324 | 92.2946 | 94.2854 | 88.8527 | 76.3764 | 59.1033 | 40.5613 | 24.2722 | 11.3368 | 0 | 0 | 0 | 0 | 0 | 0 | 0 | 0 | 0 | 0 | 0 | 36.1716 | 80.5846 | 134.9331 | 198.0231 | 269.9853 | 354.1177 | 446.4123 | 540.6978 | 629.5505 | 705.9269 | 765.0302 | 805.5915 | 829.8637 | 841.2005 | 841.2005 | 841.2005 | 841.2005 | 841.2005 | 841.2005 | 841.2005 | 841.2005 | 841.2005 | 841.2005 | 841.2005 | 841.2005 | 0.016806 | 0.020495 | 0.024887 | 0.028646 | 0.032367 | 0.037439 | 0.040577 | 0.040891 | 0.037948 | 0.032072 | 0.024369 | 0.016407 | 0.00963 | 0.0044141 | 0 | 0 | 0 | 0 | 0 | 0 | 0 | 0 | 0 | 0 | 0 | 0.016806 | 0.037187 | 0.061789 | 0.089913 | 0.12143 | 0.15758 | 0.19627 | 0.23449 | 0.26888 | 0.29643 | 0.31543 | 0.32586 | 0.32925 | 0.32753 | 0.32182 | 0.31696 | 0.31297 | 0.30958 | 0.30695 | 0.3045 | 0.30317 | 0.30189 | 0.30066 | 0.29946 | 0.2983 | 36.1716 | 44.413 | 54.3485 | 63.09 | 71.9622 | 84.1324 | 92.2946 | 94.2854 | 88.8527 | 76.3764 | 59.1033 | 40.5613 | 24.2722 | 11.3368 | 0 | 0 | 0 | 0 | 0 | 0 | 0 | 0 | 0 | 0 | 0 | 36.1716 | 80.5846 | 134.9331 | 198.0231 | 269.9853 | 354.1177 | 446.4123 | 540.6978 | 629.5505 | 705.9269 | 765.0302 | 805.5915 | 829.8637 | 841.2005 | 841.2005 | 841.2005 | 841.2005 | 841.2005 | 841.2005 | 841.2005 | 841.2005 | 841.2005 | 841.2005 | 841.2005 | 841.2005 | 820.4797 | 822.9651 | 825.4139 | 827.8196 | 830.1761 | 832.4776 | 834.7189 | 836.8947 | 839.0005 | 841.0316 | 842.984 | 844.8537 | 846.6369 | 848.3303 | 849.9306 | 851.4347 | 852.84 | 854.1437 | 855.3436 | 856.4372 | 857.4339 | 858.342 | 859.1692 | 859.9226 | 860.6087 | 350.276 | 351.337 | 352.3825 | 353.4095 | 354.4155 | 355.3981 | 356.3549 | 357.2838 | 358.1828 | 359.0499 | 359.8834 | 360.6816 | 361.4429 | 362.1658 | 362.849 | 363.4912 | 364.0911 | 364.6477 | 365.1599 | 365.6268 | 366.0523 | 366.44 | 366.7932 | 367.1148 | 367.4077
OR_Commercial_OR - Miscellaneous_Existing_Space Heating_Natural Gas_Gas Boiler - Burner Control Optimization_A | OR | Commercial | OR - Miscellaneous | Existing | Space Heating | Natural Gas | Gas Boiler - Burner Control Optimization | A | OCM548 | Average performance | Optimized burner controls | 18 | 0.12681 | 0 | 0 | 0.94 | 0 | 0 | 0 | 0.28365 | 0.25 | kBtuh heat | 5% | 85% | Discretionary | Retro1Slow_OR | 84.23% | Boiler | 0% | 880.3221 |  | 375.8236 |  | 0 | GBLR_O2TRM-Heating-ILTRM-v4.0-1 | GBLR_O2TRM-Heating-MEMD-2018-1 | GBLR_O2TRM-Heating-ILTRM-v4.0-1 | Average performance | Average performance | Average performance | Average performance | Average performance | Average performance | Average performance | Average performance | Average performance | Average performance | Average performance | Average performance | Average performance | Average performance | Average performance | Average performance | Average performance | Average performance | Average performance | Average performance | Average performance | Average performance | Average performance | Average performance | Average performance | Average performance | Average performance | Optimized burner controls | Optimized burner controls | Optimized burner controls | Optimized burner controls | Optimized burner controls | Optimized burner controls | Optimized burner controls | Optimized burner controls | Optimized burner controls | Optimized burner controls | Optimized burner controls | Optimized burner controls | Optimized burner controls | Optimized burner controls | Optimized burner controls | Optimized burner controls | Optimized burner controls | Optimized burner controls | Optimized burner controls | Optimized burner controls | Optimized burner controls | Optimized burner controls | Optimized burner controls | Optimized burner controls | Optimized burner controls | Optimized burner controls | Optimized burner controls | 0.94 | 0.94 | 0.94 | 0.94 | 0.94 | 0.94 | 0.94 | 0.94 | 0.94 | 0.94 | 0.94 | 0.94 | 0.94 | 0.94 | 0.94 | 0.94 | 0.94 | 0.94 | 0.94 | 0.94 | 0.94 | 0.94 | 0.94 | 0.94 | 0.94 | 0.94 | 0.94 | 0 | 0 | 0.13378 | 0.1321 | 0.13018 | 0.12815 | 0.12599 | 0.12364 | 0.12112 | 0.11843 | 0.11558 | 0.11261 | 0.10965 | 0.10672 | 0.10385 | 0.10112 | 0.098613 | 0.096433 | 0.094589 | 0.09297 | 0.091633 | 0.090367 | 0.089501 | 0.088656 | 0.087827 | 0.087052 | 0.086294 | 0.0021183 | 0.0011255 | 0.0037522 | 0.0060084 | 0.0089658 | 0.012602 | 0.016793 | 0.021286 | 0.025692 | 0.029519 | 0.03225 | 0.03339 | 0.032627 | 0.029948 | 0.025679 | 0.020441 | 0.014986 | 0.010792 | 0.0043529 | 0.0038089 | 0 | 0 | 0 | 0 | 0 | 0.0021183 | 0.0032172 | 0.0069227 | 0.012823 | 0.021572 | 0.033774 | 0.049879 | 0.070054 | 0.094059 | 0.12116 | 0.15023 | 0.1796 | 0.2074 | 0.2319 | 0.25183 | 0.2667 | 0.27659 | 0.28265 | 0.28294 | 0.28283 | 0.28013 | 0.27748 | 0.27489 | 0.27246 | 0.27009 | 15.8344 | 8.5203 | 28.8235 | 46.8853 | 71.1654 | 101.924 | 138.6446 | 179.7335 | 222.2994 | 262.1438 | 294.1083 | 312.8758 | 314.182 | 296.1695 | 260.3993 | 211.9701 | 158.4372 | 116.0812 | 47.5031 | 42.1496 | 0 | 0 | 0 | 0 | 0 | 15.8344 | 24.3547 | 53.1782 | 100.0635 | 171.2288 | 273.1528 | 411.7974 | 591.5309 | 813.8303 | 1075.974 | 1370.0823 | 1682.9581 | 1997.1401 | 2293.3097 | 2553.709 | 2765.679 | 2924.1163 | 3040.1975 | 3087.7005 | 3129.8502 | 3129.8502 | 3129.8502 | 3129.8502 | 3129.8502 | 3129.8502 | 0.0018123 | 0.00096778 | 0.0032456 | 0.0052288 | 0.0078515 | 0.011109 | 0.014904 | 0.019026 | 0.023137 | 0.026788 | 0.029494 | 0.030777 | 0.030311 | 0.02804 | 0.024224 | 0.01942 | 0.014333 | 0.010387 | 0.0042146 | 0.0037098 | 0 | 0 | 0 | 0 | 0 | 0.0018123 | 0.0027663 | 0.005988 | 0.011159 | 0.018891 | 0.02977 | 0.044267 | 0.062618 | 0.084702 | 0.10995 | 0.1374 | 0.16555 | 0.19268 | 0.21712 | 0.23756 | 0.25338 | 0.26453 | 0.27205 | 0.27395 | 0.27547 | 0.27427 | 0.27311 | 0.27199 | 0.27091 | 0.26986 | 13.4592 | 7.2423 | 24.4999 | 39.8525 | 60.4905 | 86.6354 | 117.8479 | 152.7735 | 188.9545 | 222.8222 | 249.992 | 265.9444 | 267.0547 | 251.7441 | 221.3394 | 180.1746 | 134.6717 | 98.669 | 40.3776 | 35.8272 | 0 | 0 | 0 | 0 | 0 | 13.4592 | 20.7015 | 45.2014 | 85.054 | 145.5445 | 232.1799 | 350.0278 | 502.8013 | 691.7557 | 914.5779 | 1164.57 | 1430.5144 | 1697.5691 | 1949.3132 | 2170.6526 | 2350.8272 | 2485.4988 | 2584.1678 | 2624.5455 | 2660.3726 | 2660.3726 | 2660.3726 | 2660.3726 | 2660.3726 | 2660.3726 | 0.0018123 | 0.00096778 | 0.0032456 | 0.0052288 | 0.0078515 | 0.011109 | 0.014904 | 0.019026 | 0.023137 | 0.026788 | 0.029494 | 0.030777 | 0.030311 | 0.02804 | 0.024224 | 0.01942 | 0.014333 | 0.010387 | 0.0042146 | 0.0037098 | 0 | 0 | 0 | 0 | 0 | 0.0018123 | 0.0027663 | 0.005988 | 0.011159 | 0.018891 | 0.02977 | 0.044267 | 0.062618 | 0.084702 | 0.10995 | 0.1374 | 0.16555 | 0.19268 | 0.21712 | 0.23756 | 0.25338 | 0.26453 | 0.27205 | 0.27395 | 0.27547 | 0.27427 | 0.27311 | 0.27199 | 0.27091 | 0.26986 | 13.4592 | 7.2423 | 24.4999 | 39.8525 | 60.4905 | 86.6354 | 117.8479 | 152.7735 | 188.9545 | 222.8222 | 249.992 | 265.9444 | 267.0547 | 251.7441 | 221.3394 | 180.1746 | 134.6717 | 98.669 | 40.3776 | 35.8272 | 0 | 0 | 0 | 0 | 0 | 13.4592 | 20.7015 | 45.2014 | 85.054 | 145.5445 | 232.1799 | 350.0278 | 502.8013 | 691.7557 | 914.5779 | 1164.57 | 1430.5144 | 1697.5691 | 1949.3132 | 2170.6526 | 2350.8272 | 2485.4988 | 2584.1678 | 2624.5455 | 2660.3726 | 2660.3726 | 2660.3726 | 2660.3726 | 2660.3726 | 2660.3726 | 0.0018123 | 0.00096778 | 0.0032456 | 0.0052288 | 0.0078515 | 0.011109 | 0.014904 | 0.019026 | 0.023137 | 0.026788 | 0.029494 | 0.030777 | 0.030311 | 0.02804 | 0.024224 | 0.01942 | 0.014333 | 0.010387 | 0.0042146 | 0.0037098 | 0 | 0 | 0 | 0 | 0 | 0.0018123 | 0.0027663 | 0.005988 | 0.011159 | 0.018891 | 0.02977 | 0.044267 | 0.062618 | 0.084702 | 0.10995 | 0.1374 | 0.16555 | 0.19268 | 0.21712 | 0.23756 | 0.25338 | 0.26453 | 0.27205 | 0.27395 | 0.27547 | 0.27427 | 0.27311 | 0.27199 | 0.27091 | 0.26986 | 13.4592 | 7.2423 | 24.4999 | 39.8525 | 60.4905 | 86.6354 | 117.8479 | 152.7735 | 188.9545 | 222.8222 | 249.992 | 265.9444 | 267.0547 | 251.7441 | 221.3394 | 180.1746 | 134.6717 | 98.669 | 40.3776 | 35.8272 | 0 | 0 | 0 | 0 | 0 | 13.4592 | 20.7015 | 45.2014 | 85.054 | 145.5445 | 232.1799 | 350.0278 | 502.8013 | 691.7557 | 914.5779 | 1164.57 | 1430.5144 | 1697.5691 | 1949.3132 | 2170.6526 | 2350.8272 | 2485.4988 | 2584.1678 | 2624.5455 | 2660.3726 | 2660.3726 | 2660.3726 | 2660.3726 | 2660.3726 | 2660.3726 | 859.3034 | 861.9065 | 864.4711 | 866.9907 | 869.4586 | 871.8691 | 874.2164 | 876.4952 | 878.7006 | 880.8279 | 882.8726 | 884.8307 | 886.6983 | 888.4718 | 890.1479 | 891.7232 | 893.195 | 894.5604 | 895.817 | 896.9624 | 898.0063 | 898.9573 | 899.8237 | 900.6127 | 901.3312 | 366.8504 | 367.9617 | 369.0566 | 370.1323 | 371.1859 | 372.2149 | 373.217 | 374.1899 | 375.1314 | 376.0396 | 376.9125 | 377.7485 | 378.5458 | 379.3029 | 380.0184 | 380.691 | 381.3193 | 381.9022 | 382.4387 | 382.9277 | 383.3733 | 383.7793 | 384.1492 | 384.4861 | 384.7928
OR_Commercial_OR - Miscellaneous_Existing_Space Heating_Natural Gas_Gas Boiler - Stack Economizer_A | OR | Commercial | OR - Miscellaneous | Existing | Space Heating | Natural Gas | Gas Boiler - Stack Economizer | A | OCM549 | None | Economizer installed | 15 | 0.41977 | 0 | 0 | 10.35 | 0 | 0 | 0 | 0.28365 | 0.25 | kBtuh Heat | 15% | 55% | Discretionary | Retro5Med_OR | 81.34% | Boiler | 0% | 3236.4877 |  | 1381.7087 |  | 0 | IL TRM - CI-HVC-BECO-V01-150601 | IL TRM - CI-HVC-BECO-V01-150601 | IL TRM - CI-HVC-BECO-V01-150601 | None | None | None | None | None | None | None | None | None | None | None | None | None | None | None | None | None | None | None | None | None | None | None | None | None | None | None | Economizer installed | Economizer installed | Economizer installed | Economizer installed | Economizer installed | Economizer installed | Economizer installed | Economizer installed | Economizer installed | Economizer installed | Economizer installed | Economizer installed | Economizer installed | Economizer installed | Economizer installed | Economizer installed | Economizer installed | Economizer installed | Economizer installed | Economizer installed | Economizer installed | Economizer installed | Economizer installed | Economizer installed | Economizer installed | Economizer installed | Economizer installed | 10.35 | 10.35 | 10.35 | 10.35 | 10.35 | 10.35 | 10.35 | 10.35 | 10.35 | 10.35 | 10.35 | 10.35 | 10.35 | 10.35 | 10.35 | 10.35 | 10.35 | 10.35 | 10.35 | 10.35 | 10.35 | 10.35 | 10.35 | 10.35 | 10.35 | 10.35 | 10.35 | 0 | 0 | 0.44218 | 0.43566 | 0.42818 | 0.4202 | 0.4116 | 0.40248 | 0.39263 | 0.38212 | 0.37105 | 0.35964 | 0.34824 | 0.33699 | 0.32608 | 0.31582 | 0.30652 | 0.29855 | 0.29195 | 0.28626 | 0.28167 | 0.27737 | 0.2747 | 0.27209 | 0.26954 | 0.26715 | 0.26482 | 0.030107 | 0.036422 | 0.043804 | 0.049902 | 0.055754 | 0.06374 | 0.068212 | 0.067817 | 0.062058 | 0.051704 | 0.038743 | 0.025729 | 0.014898 | 0.0067396 | 0 | 0 | 0 | 0 | 0 | 0 | 0 | 0 | 0 | 0 | 0 | 0.030107 | 0.066085 | 0.10875 | 0.15663 | 0.20918 | 0.26828 | 0.32993 | 0.38891 | 0.4397 | 0.47789 | 0.50149 | 0.51101 | 0.50937 | 0.50009 | 0.48535 | 0.47274 | 0.46229 | 0.45327 | 0.44601 | 0.43919 | 0.43497 | 0.43084 | 0.4268 | 0.42302 | 0.41933 | 68.0878 | 83.6009 | 102.303 | 118.7577 | 135.4582 | 158.3669 | 173.731 | 177.4785 | 167.2522 | 143.7674 | 111.2533 | 76.3507 | 45.6888 | 21.3398 | 0 | 0 | 0 | 0 | 0 | 0 | 0 | 0 | 0 | 0 | 0 | 68.0878 | 151.6887 | 253.9917 | 372.7494 | 508.2076 | 666.5746 | 840.3055 | 1017.784 | 1185.0362 | 1328.8036 | 1440.0568 | 1516.4075 | 1562.0964 | 1583.4362 | 1583.4362 | 1583.4362 | 1583.4362 | 1583.4362 | 1583.4362 | 1583.4362 | 1583.4362 | 1583.4362 | 1583.4362 | 1583.4362 | 1583.4362 | 0.025764 | 0.031335 | 0.037926 | 0.043489 | 0.048922 | 0.056326 | 0.06073 | 0.060853 | 0.056143 | 0.047174 | 0.035655 | 0.023885 | 0.013952 | 0.0063658 | 0 | 0 | 0 | 0 | 0 | 0 | 0 | 0 | 0 | 0 | 0 | 0.025764 | 0.056855 | 0.09416 | 0.1365 | 0.18354 | 0.23708 | 0.29374 | 0.34897 | 0.39779 | 0.43601 | 0.46151 | 0.47439 | 0.47701 | 0.47235 | 0.46223 | 0.45371 | 0.44685 | 0.44109 | 0.43673 | 0.43269 | 0.43079 | 0.42896 | 0.42719 | 0.42548 | 0.42381 | 57.8746 | 71.0608 | 86.9576 | 100.9441 | 115.1395 | 134.6119 | 147.6713 | 150.8567 | 142.1643 | 122.2023 | 94.5653 | 64.8981 | 38.8355 | 18.1388 | 0 | 0 | 0 | 0 | 0 | 0 | 0 | 0 | 0 | 0 | 0 | 57.8746 | 128.9354 | 215.8929 | 316.837 | 431.9765 | 566.5884 | 714.2597 | 865.1164 | 1007.2807 | 1129.483 | 1224.0483 | 1288.9464 | 1327.7819 | 1345.9207 | 1345.9207 | 1345.9207 | 1345.9207 | 1345.9207 | 1345.9207 | 1345.9207 | 1345.9207 | 1345.9207 | 1345.9207 | 1345.9207 | 1345.9207 | 0 | 0 | 0 | 0 | 0 | 0 | 0 | 0 | 0 | 0 | 0 | 0 | 0 | 0 | 0 | 0 | 0 | 0 | 0 | 0 | 0 | 0 | 0 | 0 | 0 | 0 | 0 | 0 | 0 | 0 | 0 | 0 | 0 | 0 | 0 | 0 | 0 | 0 | 0 | 0 | 0 | 0 | 0 | 0 | 0 | 0 | 0 | 0 | 0 | 0 | 0 | 0 | 0 | 0 | 0 | 0 | 0 | 0 | 0 | 0 | 0 | 0 | 0 | 0 | 0 | 0 | 0 | 0 | 0 | 0 | 0 | 0 | 0 | 0 | 0 | 0 | 0 | 0 | 0 | 0 | 0 | 0 | 0 | 0 | 0 | 0 | 0 | 0 | 0 | 0 | 0 | 0 | 0 | 0 | 0 | 0 | 0 | 0 | 0 | 0 | 0.025764 | 0.031335 | 0.037926 | 0.043489 | 0.048922 | 0.056326 | 0.06073 | 0.060853 | 0.056143 | 0.047174 | 0.035655 | 0.023885 | 0.013952 | 0.0063658 | 0 | 0 | 0 | 0 | 0 | 0 | 0 | 0 | 0 | 0 | 0 | 0.025764 | 0.056855 | 0.09416 | 0.1365 | 0.18354 | 0.23708 | 0.29374 | 0.34897 | 0.39779 | 0.43601 | 0.46151 | 0.47439 | 0.47701 | 0.47235 | 0.46223 | 0.45371 | 0.44685 | 0.44109 | 0.43673 | 0.43269 | 0.43079 | 0.42896 | 0.42719 | 0.42548 | 0.42381 | 57.8746 | 71.0608 | 86.9576 | 100.9441 | 115.1395 | 134.6119 | 147.6713 | 150.8567 | 142.1643 | 122.2023 | 94.5653 | 64.8981 | 38.8355 | 18.1388 | 0 | 0 | 0 | 0 | 0 | 0 | 0 | 0 | 0 | 0 | 0 | 57.8746 | 128.9354 | 215.8929 | 316.837 | 431.9765 | 566.5884 | 714.2597 | 865.1164 | 1007.2807 | 1129.483 | 1224.0483 | 1288.9464 | 1327.7819 | 1345.9207 | 1345.9207 | 1345.9207 | 1345.9207 | 1345.9207 | 1345.9207 | 1345.9207 | 1345.9207 | 1345.9207 | 1345.9207 | 1345.9207 | 1345.9207 | 3159.213 | 3168.7831 | 3178.2121 | 3187.4751 | 3196.5486 | 3205.4106 | 3214.0403 | 3222.4184 | 3230.5264 | 3238.3473 | 3245.8647 | 3253.0637 | 3259.93 | 3266.4503 | 3272.6121 | 3278.4038 | 3283.8147 | 3288.8347 | 3293.4546 | 3297.6657 | 3301.5034 | 3305 | 3308.1851 | 3311.086 | 3313.7276 | 1348.7189 | 1352.8045 | 1356.8299 | 1360.7844 | 1364.658 | 1368.4413 | 1372.1255 | 1375.7022 | 1379.1637 | 1382.5025 | 1385.7119 | 1388.7852 | 1391.7166 | 1394.5002 | 1397.1307 | 1399.6033 | 1401.9133 | 1404.0564 | 1406.0287 | 1407.8265 | 1409.4649 | 1410.9576 | 1412.3174 | 1413.5559 | 1414.6836
OR_Commercial_OR - Miscellaneous_Existing_Space Heating_Natural Gas_Gas Boiler - Thermostatic Radiator Valves_A | OR | Commercial | OR - Miscellaneous | Existing | Space Heating | Natural Gas | Gas Boiler - Thermostatic Radiator Valves | A | OCM550 | TBD | TBD | 15 | 15.75 | 0 | 0 | 61.19 | 0 | 0 | 0 | 0.28365 | 0.25 | radiator | 25% | 50% | Discretionary | RetroEven20_OR | 82.88% | Boiler | 0% | 509.9759 |  | 217.7169 |  | 0 | IL TRM - 5.3.19 - RS-HVC-TRVS-V01-210101 | AEG Cost Characterization, 2021 | IL TRM - 5.3.19 - RS-HVC-TRVS-V01-210101 | TBD | TBD | TBD | TBD | TBD | TBD | TBD | TBD | TBD | TBD | TBD | TBD | TBD | TBD | TBD | TBD | TBD | TBD | TBD | TBD | TBD | TBD | TBD | TBD | TBD | TBD | TBD | TBD | TBD | TBD | TBD | TBD | TBD | TBD | TBD | TBD | TBD | TBD | TBD | TBD | TBD | TBD | TBD | TBD | TBD | TBD | TBD | TBD | TBD | TBD | TBD | TBD | TBD | TBD | 61.19 | 61.19 | 61.19 | 61.19 | 61.19 | 61.19 | 61.19 | 61.19 | 61.19 | 61.19 | 61.19 | 61.19 | 61.19 | 61.19 | 61.19 | 61.19 | 61.19 | 61.19 | 61.19 | 61.19 | 61.19 | 61.19 | 61.19 | 61.19 | 61.19 | 61.19 | 61.19 | 0 | 0 | 16.652 | 16.4998 | 16.3254 | 16.1432 | 15.9511 | 15.7465 | 15.5282 | 15.2949 | 15.0458 | 14.7827 | 14.5095 | 14.2319 | 13.957 | 13.6925 | 13.4449 | 13.2221 | 13.0255 | 12.8486 | 12.6947 | 12.5486 | 12.4287 | 12.3116 | 12.1969 | 12.0895 | 11.9845 | 0.05719 | 0.11632 | 0.11509 | 0.1138 | 0.11245 | 0.11101 | 0.10947 | 0.10782 | 0.10607 | 0.10421 | 0.10229 | 0.10033 | 0.098391 | 0.096527 | 0.094782 | 0.047801 | 0 | 1.7118e-16 | 0 | 0 | 0 | 0 | 0 | 0 | 0 | 0.05719 | 0.17299 | 0.28624 | 0.39685 | 0.50458 | 0.60912 | 0.71014 | 0.80729 | 0.90021 | 0.98868 | 1.0727 | 1.1525 | 1.2286 | 1.3019 | 1.3731 | 1.3982 | 1.3774 | 1.3587 | 1.3424 | 1.3269 | 1.3143 | 1.3019 | 1.2897 | 1.2784 | 1.2673 | 3.4344 | 7.0496 | 7.0496 | 7.0496 | 7.0496 | 7.0496 | 7.0496 | 7.0496 | 7.0496 | 7.0496 | 7.0496 | 7.0496 | 7.0496 | 7.0496 | 7.0496 | 3.6152 | 0 | 1.3323e-14 | 0 | 0 | 0 | 0 | 0 | 0 | 0 | 3.4344 | 10.4841 | 17.5337 | 24.5833 | 31.6329 | 38.6826 | 45.7322 | 52.7818 | 59.8314 | 66.881 | 73.9307 | 80.9803 | 88.0299 | 95.0795 | 102.1292 | 105.7444 | 105.7444 | 105.7444 | 105.7444 | 105.7444 | 105.7444 | 105.7444 | 105.7444 | 105.7444 | 105.7444 | 0.048913 | 0.099931 | 0.099404 | 0.098827 | 0.09819 | 0.097481 | 0.096691 | 0.095813 | 0.094841 | 0.093783 | 0.092656 | 0.09149 | 0.090323 | 0.089199 | 0.088154 | 0.044736 | 0 | 1.6528e-16 | 0 | 0 | 0 | 0 | 0 | 0 | 0 | 0.048913 | 0.14862 | 0.24723 | 0.34463 | 0.4406 | 0.53489 | 0.62725 | 0.71737 | 0.80494 | 0.88974 | 0.9717 | 1.051 | 1.1279 | 1.203 | 1.2771 | 1.3085 | 1.2968 | 1.2866 | 1.2783 | 1.2706 | 1.2651 | 1.2598 | 1.2547 | 1.2497 | 1.2449 | 2.9193 | 5.9922 | 5.9922 | 5.9922 | 5.9922 | 5.9922 | 5.9922 | 5.9922 | 5.9922 | 5.9922 | 5.9922 | 5.9922 | 5.9922 | 5.9922 | 5.9922 | 3.0729 | 0 | 1.1546e-14 | 0 | 0 | 0 | 0 | 0 | 0 | 0 | 2.9193 | 8.9114 | 14.9036 | 20.8958 | 26.888 | 32.8802 | 38.8724 | 44.8645 | 50.8567 | 56.8489 | 62.8411 | 68.8333 | 74.8254 | 80.8176 | 86.8098 | 89.8827 | 89.8827 | 89.8827 | 89.8827 | 89.8827 | 89.8827 | 89.8827 | 89.8827 | 89.8827 | 89.8827 | 0.048913 | 0.099931 | 0.099404 | 0.098827 | 0.09819 | 0.097481 | 0.096691 | 0.095813 | 0.094841 | 0.093783 | 0.092656 | 0.09149 | 0.090323 | 0.089199 | 0.088154 | 0.044736 | 0 | 1.6528e-16 | 0 | 0 | 0 | 0 | 0 | 0 | 0 | 0.048913 | 0.14862 | 0.24723 | 0.34463 | 0.4406 | 0.53489 | 0.62725 | 0.71737 | 0.80494 | 0.88974 | 0.9717 | 1.051 | 1.1279 | 1.203 | 1.2771 | 1.3085 | 1.2968 | 1.2866 | 1.2783 | 1.2706 | 1.2651 | 1.2598 | 1.2547 | 1.2497 | 1.2449 | 2.9193 | 5.9922 | 5.9922 | 5.9922 | 5.9922 | 5.9922 | 5.9922 | 5.9922 | 5.9922 | 5.9922 | 5.9922 | 5.9922 | 5.9922 | 5.9922 | 5.9922 | 3.0729 | 0 | 1.1546e-14 | 0 | 0 | 0 | 0 | 0 | 0 | 0 | 2.9193 | 8.9114 | 14.9036 | 20.8958 | 26.888 | 32.8802 | 38.8724 | 44.8645 | 50.8567 | 56.8489 | 62.8411 | 68.8333 | 74.8254 | 80.8176 | 86.8098 | 89.8827 | 89.8827 | 89.8827 | 89.8827 | 89.8827 | 89.8827 | 89.8827 | 89.8827 | 89.8827 | 89.8827 | 0.048913 | 0.099931 | 0.099404 | 0.098827 | 0.09819 | 0.097481 | 0.096691 | 0.095813 | 0.094841 | 0.093783 | 0.092656 | 0.09149 | 0.090323 | 0.089199 | 0.088154 | 0.044736 | 0 | 1.6528e-16 | 0 | 0 | 0 | 0 | 0 | 0 | 0 | 0.048913 | 0.14862 | 0.24723 | 0.34463 | 0.4406 | 0.53489 | 0.62725 | 0.71737 | 0.80494 | 0.88974 | 0.9717 | 1.051 | 1.1279 | 1.203 | 1.2771 | 1.3085 | 1.2968 | 1.2866 | 1.2783 | 1.2706 | 1.2651 | 1.2598 | 1.2547 | 1.2497 | 1.2449 | 2.9193 | 5.9922 | 5.9922 | 5.9922 | 5.9922 | 5.9922 | 5.9922 | 5.9922 | 5.9922 | 5.9922 | 5.9922 | 5.9922 | 5.9922 | 5.9922 | 5.9922 | 3.0729 | 0 | 1.1546e-14 | 0 | 0 | 0 | 0 | 0 | 0 | 0 | 2.9193 | 8.9114 | 14.9036 | 20.8958 | 26.888 | 32.8802 | 38.8724 | 44.8645 | 50.8567 | 56.8489 | 62.8411 | 68.8333 | 74.8254 | 80.8176 | 86.8098 | 89.8827 | 89.8827 | 89.8827 | 89.8827 | 89.8827 | 89.8827 | 89.8827 | 89.8827 | 89.8827 | 89.8827 | 497.7997 | 499.3076 | 500.7934 | 502.253 | 503.6827 | 505.0791 | 506.4389 | 507.759 | 509.0366 | 510.2689 | 511.4535 | 512.5878 | 513.6697 | 514.6971 | 515.6681 | 516.5807 | 517.4333 | 518.2243 | 518.9522 | 519.6158 | 520.2205 | 520.7714 | 521.2733 | 521.7304 | 522.1467 | 212.5187 | 213.1625 | 213.7967 | 214.4199 | 215.0302 | 215.6264 | 216.2069 | 216.7705 | 217.3159 | 217.842 | 218.3477 | 218.832 | 219.2939 | 219.7325 | 220.147 | 220.5366 | 220.9006 | 221.2383 | 221.5491 | 221.8323 | 222.0905 | 222.3257 | 222.54 | 222.7351 | 222.9128
OR_Commercial_OR - Miscellaneous_Existing_Space Heating_Natural Gas_HVAC - Shut Off Damper_A | OR | Commercial | OR - Miscellaneous | Existing | Space Heating | Natural Gas | HVAC - Shut Off Damper | A | OCM551 | No damper | Damper installed | 15 | 43.5146 | 0 | 0 | 1657.67 | 0 | 111.18 | 0 | 0.28365 | 0.25 | BoilerCtrl | 0% | 75% | Discretionary | Retro5Med_OR | 81.34% | Central Systems | 0% | 7489.7965 |  | 2143.8509 |  | 0 | HVAC_DMPROFF-Heating-ILTRM-v4.0-1 | HVAC_DMPROFF-Heating-ILTRM-v4.0-1 | HVAC_DMPROFF-Heating-ILTRM-v4.0-1 | No damper | No damper | No damper | No damper | No damper | No damper | No damper | No damper | No damper | No damper | No damper | No damper | No damper | No damper | No damper | No damper | No damper | No damper | No damper | No damper | No damper | No damper | No damper | No damper | No damper | No damper | No damper | Damper installed | Damper installed | Damper installed | Damper installed | Damper installed | Damper installed | Damper installed | Damper installed | Damper installed | Damper installed | Damper installed | Damper installed | Damper installed | Damper installed | Damper installed | Damper installed | Damper installed | Damper installed | Damper installed | Damper installed | Damper installed | Damper installed | Damper installed | Damper installed | Damper installed | Damper installed | Damper installed | 1657.67 | 1657.67 | 1657.67 | 1657.67 | 1657.67 | 1657.67 | 1657.67 | 1657.67 | 1657.67 | 1657.67 | 1657.67 | 1657.67 | 1657.67 | 1657.67 | 1657.67 | 1657.67 | 1657.67 | 1657.67 | 1657.67 | 1657.67 | 1657.67 | 1657.67 | 1657.67 | 1657.67 | 1657.67 | 1657.67 | 1657.67 | 0 | 0 | 45.9556 | 45.2847 | 44.5023 | 43.6572 | 42.7373 | 41.7535 | 40.6846 | 39.5398 | 38.3341 | 37.0925 | 35.8539 | 34.6313 | 33.4471 | 32.3316 | 31.315 | 30.4354 | 29.6951 | 29.0526 | 28.5278 | 28.037 | 27.7172 | 27.408 | 27.1083 | 26.8288 | 26.5583 | 0.045732 | 0.055332 | 0.066541 | 0.075777 | 0.084612 | 0.096644 | 0.10331 | 0.10256 | 0.093707 | 0.077941 | 0.0583 | 0.038645 | 0.022335 | 0.010084 | 0 | 0 | 0 | 0 | 0 | 0 | 0 | 0 | 0 | 0 | 0 | 0.045732 | 0.1004 | 0.1652 | 0.23784 | 0.31744 | 0.40678 | 0.49967 | 0.58818 | 0.66395 | 0.72038 | 0.75463 | 0.76754 | 0.76363 | 0.74825 | 0.72472 | 0.70436 | 0.68723 | 0.67236 | 0.66022 | 0.64886 | 0.64146 | 0.6343 | 0.62736 | 0.6209 | 0.61464 | 0.99514 | 1.2219 | 1.4952 | 1.7357 | 1.9798 | 2.3146 | 2.5392 | 2.594 | 2.4445 | 2.1012 | 1.626 | 1.1159 | 0.66777 | 0.31189 | 0 | 0 | 0 | 0 | 0 | 0 | 0 | 0 | 0 | 0 | 0 | 0.99514 | 2.217 | 3.7122 | 5.448 | 7.4278 | 9.7424 | 12.2816 | 14.8755 | 17.32 | 19.4213 | 21.0473 | 22.1632 | 22.831 | 23.1429 | 23.1429 | 23.1429 | 23.1429 | 23.1429 | 23.1429 | 23.1429 | 23.1429 | 23.1429 | 23.1429 | 23.1429 | 23.1429 | 0.039136 | 0.047608 | 0.057618 | 0.06605 | 0.07426 | 0.08543 | 0.09201 | 0.092076 | 0.084823 | 0.071156 | 0.053689 | 0.035902 | 0.020932 | 0.0095319 | 0 | 0 | 0 | 0 | 0 | 0 | 0 | 0 | 0 | 0 | 0 | 0.039136 | 0.086381 | 0.14305 | 0.20731 | 0.27861 | 0.35958 | 0.44504 | 0.52803 | 0.601 | 0.65768 | 0.69494 | 0.71305 | 0.71565 | 0.70728 | 0.69072 | 0.67652 | 0.66478 | 0.65479 | 0.64696 | 0.63974 | 0.63578 | 0.63201 | 0.62842 | 0.62498 | 0.62169 | 0.84587 | 1.0386 | 1.2709 | 1.4754 | 1.6828 | 1.9674 | 2.1583 | 2.2049 | 2.0778 | 1.7861 | 1.3821 | 0.94853 | 0.5676 | 0.26511 | 0 | 0 | 0 | 0 | 0 | 0 | 0 | 0 | 0 | 0 | 0 | 0.84587 | 1.8845 | 3.1554 | 4.6308 | 6.3136 | 8.281 | 10.4393 | 12.6442 | 14.722 | 16.5081 | 17.8902 | 18.8387 | 19.4063 | 19.6715 | 19.6715 | 19.6715 | 19.6715 | 19.6715 | 19.6715 | 19.6715 | 19.6715 | 19.6715 | 19.6715 | 19.6715 | 19.6715 | 0 | 0 | 0 | 0 | 0 | 0 | 0 | 0 | 0 | 0 | 0 | 0 | 0 | 0 | 0 | 0 | 0 | 0 | 0 | 0 | 0 | 0 | 0 | 0 | 0 | 0 | 0 | 0 | 0 | 0 | 0 | 0 | 0 | 0 | 0 | 0 | 0 | 0 | 0 | 0 | 0 | 0 | 0 | 0 | 0 | 0 | 0 | 0 | 0 | 0 | 0 | 0 | 0 | 0 | 0 | 0 | 0 | 0 | 0 | 0 | 0 | 0 | 0 | 0 | 0 | 0 | 0 | 0 | 0 | 0 | 0 | 0 | 0 | 0 | 0 | 0 | 0 | 0 | 0 | 0 | 0 | 0 | 0 | 0 | 0 | 0 | 0 | 0 | 0 | 0 | 0 | 0 | 0 | 0 | 0 | 0 | 0 | 0 | 0 | 0 | 0 | 0 | 0 | 0 | 0 | 0 | 0 | 0 | 0 | 0 | 0 | 0 | 0 | 0 | 0 | 0 | 0 | 0 | 0 | 0 | 0 | 0 | 0 | 0 | 0 | 0 | 0 | 0 | 0 | 0 | 0 | 0 | 0 | 0 | 0 | 0 | 0 | 0 | 0 | 0 | 0 | 0 | 0 | 0 | 0 | 0 | 0 | 0 | 0 | 0 | 0 | 0 | 0 | 0 | 0 | 0 | 0 | 0 | 0 | 0 | 0 | 0 | 0 | 0 | 0 | 0 | 0 | 0 | 0 | 0 | 0 | 0 | 0 | 0 | 0 | 0 | 0 | 0 | 0 | 0 | 0 | 0 | 0 | 0 | 0 | 0 | 0 | 0 | 0 | 0 | 0 | 0 | 0 | 0 | 0 | 0 | 0 | 0 | 0 | 0 | 7259.7418 | 7278.8519 | 7298.9713 | 7320.1268 | 7342.3401 | 7365.6281 | 7390.003 | 7415.473 | 7441.8991 | 7469.1516 | 7497.1086 | 7525.6558 | 7554.6852 | 7584.095 | 7613.7886 | 7643.6747 | 7673.6664 | 7702.011 | 7728.8418 | 7753.7082 | 7776.743 | 7798.0719 | 7817.8131 | 7836.0781 | 7852.9713 | 2078.0009 | 2083.4709 | 2089.2298 | 2095.2853 | 2101.6435 | 2108.3094 | 2115.2864 | 2122.5768 | 2130.1409 | 2137.9416 | 2145.9439 | 2154.1151 | 2162.4244 | 2170.8425 | 2179.3419 | 2187.8964 | 2196.4811 | 2204.5944 | 2212.2743 | 2219.392 | 2225.9854 | 2232.0905 | 2237.7411 | 2242.9692 | 2247.8047
OR_Commercial_OR - Miscellaneous_Existing_Space Heating_Natural Gas_Gas Furnace - Tube Inserts_A | OR | Commercial | OR - Miscellaneous | Existing | Space Heating | Natural Gas | Gas Furnace - Tube Inserts | A | OCM552 | None | Tube inserts installed | 5 | 0 | 0 | 0 | 1 | 0 | 0 | 0 | 0.28365 | 0.25 | sqft | 73% | 100% | Discretionary | Retro1Slow_OR | 84.23% | Furnace | 0% | 0 |  | 0 |  | 0 | n/a | n/a | n/a | None | None | None | None | None | None | None | None | None | None | None | None | None | None | None | None | None | None | None | None | None | None | None | None | None | None | None | Tube inserts installed | Tube inserts installed | Tube inserts installed | Tube inserts installed | Tube inserts installed | Tube inserts installed | Tube inserts installed | Tube inserts installed | Tube inserts installed | Tube inserts installed | Tube inserts installed | Tube inserts installed | Tube inserts installed | Tube inserts installed | Tube inserts installed | Tube inserts installed | Tube inserts installed | Tube inserts installed | Tube inserts installed | Tube inserts installed | Tube inserts installed | Tube inserts installed | Tube inserts installed | Tube inserts installed | Tube inserts installed | Tube inserts installed | Tube inserts installed | 1 | 1 | 1 | 1 | 1 | 1 | 1 | 1 | 1 | 1 | 1 | 1 | 1 | 1 | 1 | 1 | 1 | 1 | 1 | 1 | 1 | 1 | 1 | 1 | 1 | 1 | 1 | 0 | 0 | 0 | 0 | 0 | 0 | 0 | 0 | 0 | 0 | 0 | 0 | 0 | 0 | 0 | 0 | 0 | 0 | 0 | 0 | 0 | 0 | 0 | 0 | 0 | 0 | 0 | 0 | 0 | 0 | 0 | 0 | 0 | 0 | 0 | 0 | 0 | 0 | 0 | 0 | 0 | 0 | 0 | 0 | 0 | 0 | 0 | 0 | 0 | 0 | 0 | 0 | 0 | 0 | 0 | 0 | 0 | 0 | 0 | 0 | 0 | 0 | 0 | 0 | 0 | 0 | 0 | 0 | 0 | 0 | 0 | 0 | 0 | 0 | 0 | 0 | 0 | 174.6726 | 93.9899 | 317.9585 | 517.2031 | 785.042 | 949.6753 | 1435.4321 | 1664.7247 | 1935.0344 | 2106.7285 | 2120.0306 | 1921.986 | 1483.1339 | 814.8797 | 0 | 0 | 0 | 0 | 0 | 0 | 0 | 0 | 0 | 0 | 0 | 174.6726 | 268.6625 | 586.621 | 1103.8241 | 1888.8661 | 2838.5414 | 4273.9735 | 5938.6982 | 7873.7326 | 9980.4611 | 12100.4917 | 14022.4777 | 15505.6116 | 16320.4912 | 16320.4912 | 16320.4912 | 16320.4912 | 16320.4912 | 16320.4912 | 16320.4912 | 16320.4912 | 16320.4912 | 16320.4912 | 16320.4912 | 16320.4912 | 0 | 0 | 0 | 0 | 0 | 0 | 0 | 0 | 0 | 0 | 0 | 0 | 0 | 0 | 0 | 0 | 0 | 0 | 0 | 0 | 0 | 0 | 0 | 0 | 0 | 0 | 0 | 0 | 0 | 0 | 0 | 0 | 0 | 0 | 0 | 0 | 0 | 0 | 0 | 0 | 0 | 0 | 0 | 0 | 0 | 0 | 0 | 0 | 0 | 0 | 148.4717 | 79.8914 | 270.2647 | 439.6226 | 667.2857 | 807.224 | 1220.1172 | 1415.016 | 1644.7792 | 1790.7192 | 1802.026 | 1633.6881 | 1260.6638 | 692.6477 | 0 | 0 | 0 | 0 | 0 | 0 | 0 | 0 | 0 | 0 | 0 | 148.4717 | 228.3632 | 498.6279 | 938.2505 | 1605.5362 | 2412.7602 | 3632.8775 | 5047.8935 | 6692.6727 | 8483.3919 | 10285.4179 | 11919.106 | 13179.7698 | 13872.4176 | 13872.4176 | 13872.4176 | 13872.4176 | 13872.4176 | 13872.4176 | 13872.4176 | 13872.4176 | 13872.4176 | 13872.4176 | 13872.4176 | 13872.4176 | 0 | 0 | 0 | 0 | 0 | 0 | 0 | 0 | 0 | 0 | 0 | 0 | 0 | 0 | 0 | 0 | 0 | 0 | 0 | 0 | 0 | 0 | 0 | 0 | 0 | 0 | 0 | 0 | 0 | 0 | 0 | 0 | 0 | 0 | 0 | 0 | 0 | 0 | 0 | 0 | 0 | 0 | 0 | 0 | 0 | 0 | 0 | 0 | 0 | 0 | 0 | 0 | 0 | 0 | 0 | 0 | 0 | 0 | 0 | 0 | 0 | 0 | 0 | 0 | 0 | 0 | 0 | 0 | 0 | 0 | 0 | 0 | 0 | 0 | 0 | 0 | 0 | 0 | 0 | 0 | 0 | 0 | 0 | 0 | 0 | 0 | 0 | 0 | 0 | 0 | 0 | 0 | 0 | 0 | 0 | 0 | 0 | 0 | 0 | 0 | 0 | 0 | 0 | 0 | 0 | 0 | 0 | 0 | 0 | 0 | 0 | 0 | 0 | 0 | 0 | 0 | 0 | 0 | 0 | 0 | 0 | 0 | 0 | 0 | 0 | 0 | 0 | 0 | 0 | 0 | 0 | 0 | 0 | 0 | 0 | 0 | 0 | 0 | 0 | 0 | 0 | 0 | 0 | 0 | 0 | 0 | 0 | 0 | 0 | 0 | 0 | 0 | 0 | 0 | 0 | 0 | 0 | 0 | 0 | 0 | 0 | 0 | 0 | 0 | 0 | 0 | 0 | 0 | 0 | 0 | 0 | 0 | 0 | 0 | 0 | 0 | 0 | 0 | 0 | 0 | 0 | 0 | 0 | 0 | 0 | 0 | 0 | 0 | 0 | 0 | 0 | 0 | 0 | 0 | 0 | 0 | 0 | 0 | 0 | 0 | 0 | 0 | 0 | 0 | 0 | 0 | 0 | 0 | 0 | 0 | 0 | 0 | 0 | 0 | 0 | 0 | 0 | 0 | 0 | 0 | 0 | 0 | 0 | 0 | 0 | 0 | 0 | 0 | 0 | 0 | 0 | 0 | 0 | 0 | 0 | 0 | 0 | 0 | 0 | 0 | 0 | 0 | 0 | 0 | 0 | 0 | 0 | 0 | 0 | 0
OR_Commercial_OR - Miscellaneous_Existing_Space Heating_Natural Gas_Gas Boiler - Insulate Steam Lines/Condensate Tank_A | OR | Commercial | OR - Miscellaneous | Existing | Space Heating | Natural Gas | Gas Boiler - Insulate Steam Lines/Condensate Tank | A | OCM553 | No insulation | Lines and condenstate tank insulated | 15 | 3.7498 | 0 | 0 | 13.96 | 0 | 0 | 0 | 0.28365 | 0.25 | boiler pipe | 30% | 40% | Discretionary | RetroEven20_OR | 82.88% | Boiler | 0% | 488.6767 |  | 208.6239 |  | 0 | GBLR_PINS-Heating-ILTRM-v4.0-1 | GBLR_PINS_STM-Heating-PGE-R7-1 | GBLR_PINS_STM-Heating-PGE-R7-1 | No insulation | No insulation | No insulation | No insulation | No insulation | No insulation | No insulation | No insulation | No insulation | No insulation | No insulation | No insulation | No insulation | No insulation | No insulation | No insulation | No insulation | No insulation | No insulation | No insulation | No insulation | No insulation | No insulation | No insulation | No insulation | No insulation | No insulation | Lines and condenstate tank insulated | Lines and condenstate tank insulated | Lines and condenstate tank insulated | Lines and condenstate tank insulated | Lines and condenstate tank insulated | Lines and condenstate tank insulated | Lines and condenstate tank insulated | Lines and condenstate tank insulated | Lines and condenstate tank insulated | Lines and condenstate tank insulated | Lines and condenstate tank insulated | Lines and condenstate tank insulated | Lines and condenstate tank insulated | Lines and condenstate tank insulated | Lines and condenstate tank insulated | Lines and condenstate tank insulated | Lines and condenstate tank insulated | Lines and condenstate tank insulated | Lines and condenstate tank insulated | Lines and condenstate tank insulated | Lines and condenstate tank insulated | Lines and condenstate tank insulated | Lines and condenstate tank insulated | Lines and condenstate tank insulated | Lines and condenstate tank insulated | Lines and condenstate tank insulated | Lines and condenstate tank insulated | 13.96 | 13.96 | 13.96 | 13.96 | 13.96 | 13.96 | 13.96 | 13.96 | 13.96 | 13.96 | 13.96 | 13.96 | 13.96 | 13.96 | 13.96 | 13.96 | 13.96 | 13.96 | 13.96 | 13.96 | 13.96 | 13.96 | 13.96 | 13.96 | 13.96 | 13.96 | 13.96 | 0 | 0 | 3.9656 | 3.9313 | 3.8916 | 3.8501 | 3.8061 | 3.7592 | 3.7089 | 3.655 | 3.5973 | 3.5361 | 3.4725 | 3.4078 | 3.3437 | 3.282 | 3.2243 | 3.1718 | 3.1246 | 3.0823 | 3.0454 | 3.0104 | 2.9817 | 2.9536 | 2.9261 | 2.9004 | 2.8752 | 0.03426 | 0.069714 | 0.069011 | 0.068275 | 0.067496 | 0.066663 | 0.065771 | 0.064815 | 0.063792 | 0.062708 | 0.06158 | 0.060432 | 0.059295 | 0.058201 | 0.057178 | 0.028844 | 0 | 1.2045e-16 | 1.0819e-17 | 0 | 0 | 0 | 0 | 0 | 0 | 0.03426 | 0.10368 | 0.17164 | 0.23809 | 0.30286 | 0.36579 | 0.42667 | 0.48528 | 0.54141 | 0.59492 | 0.6458 | 0.69419 | 0.74043 | 0.78497 | 0.82835 | 0.84369 | 0.83116 | 0.81989 | 0.81008 | 0.80076 | 0.79313 | 0.78567 | 0.77835 | 0.77151 | 0.76482 | 8.6393 | 17.7334 | 17.7334 | 17.7334 | 17.7334 | 17.7334 | 17.7334 | 17.7334 | 17.7334 | 17.7334 | 17.7334 | 17.7334 | 17.7334 | 17.7334 | 17.7334 | 9.094 | 0 | 3.908e-14 | 3.5527e-15 | 0 | 0 | 0 | 0 | 0 | 0 | 8.6393 | 26.3727 | 44.1061 | 61.8395 | 79.5729 | 97.3062 | 115.0396 | 132.773 | 150.5064 | 168.2398 | 185.9732 | 203.7065 | 221.4399 | 239.1733 | 256.9067 | 266.0007 | 266.0007 | 266.0007 | 266.0007 | 266.0007 | 266.0007 | 266.0007 | 266.0007 | 266.0007 | 266.0007 | 0.0293 | 0.059887 | 0.059595 | 0.059275 | 0.058917 | 0.058516 | 0.058067 | 0.057564 | 0.057004 | 0.056392 | 0.055738 | 0.05506 | 0.054382 | 0.053728 | 0.053122 | 0.026965 | 6.1411e-18 | 1.0358e-16 | 1.2107e-17 | 0 | 0 | 0 | 0 | 0 | 0 | 0.0293 | 0.089062 | 0.14822 | 0.2067 | 0.26437 | 0.32109 | 0.37669 | 0.43099 | 0.4838 | 0.535 | 0.58453 | 0.63249 | 0.67908 | 0.72464 | 0.76959 | 0.78871 | 0.78166 | 0.77554 | 0.77054 | 0.7659 | 0.76259 | 0.7594 | 0.75631 | 0.75332 | 0.75041 | 7.3434 | 15.0734 | 15.0734 | 15.0734 | 15.0734 | 15.0734 | 15.0734 | 15.0734 | 15.0734 | 15.0734 | 15.0734 | 15.0734 | 15.0734 | 15.0734 | 15.0734 | 7.7299 | 1.7764e-15 | 3.0198e-14 | 3.5527e-15 | 0 | 0 | 0 | 0 | 0 | 0 | 7.3434 | 22.4168 | 37.4902 | 52.5636 | 67.6369 | 82.7103 | 97.7837 | 112.8571 | 127.9304 | 143.0038 | 158.0772 | 173.1506 | 188.2239 | 203.2973 | 218.3707 | 226.1006 | 226.1006 | 226.1006 | 226.1006 | 226.1006 | 226.1006 | 226.1006 | 226.1006 | 226.1006 | 226.1006 | 0.0293 | 0.059887 | 0.059595 | 0.059275 | 0.058917 | 0.058516 | 0.058067 | 0.057564 | 0.057004 | 0.056392 | 0.055738 | 0.05506 | 0.054382 | 0.053728 | 0.053122 | 0.026965 | 6.1411e-18 | 1.0358e-16 | 1.2107e-17 | 0 | 0 | 0 | 0 | 0 | 0 | 0.0293 | 0.089062 | 0.14822 | 0.2067 | 0.26437 | 0.32109 | 0.37669 | 0.43099 | 0.4838 | 0.535 | 0.58453 | 0.63249 | 0.67908 | 0.72464 | 0.76959 | 0.78871 | 0.78166 | 0.77554 | 0.77054 | 0.7659 | 0.76259 | 0.7594 | 0.75631 | 0.75332 | 0.75041 | 7.3434 | 15.0734 | 15.0734 | 15.0734 | 15.0734 | 15.0734 | 15.0734 | 15.0734 | 15.0734 | 15.0734 | 15.0734 | 15.0734 | 15.0734 | 15.0734 | 15.0734 | 7.7299 | 1.7764e-15 | 3.0198e-14 | 3.5527e-15 | 0 | 0 | 0 | 0 | 0 | 0 | 7.3434 | 22.4168 | 37.4902 | 52.5636 | 67.6369 | 82.7103 | 97.7837 | 112.8571 | 127.9304 | 143.0038 | 158.0772 | 173.1506 | 188.2239 | 203.2973 | 218.3707 | 226.1006 | 226.1006 | 226.1006 | 226.1006 | 226.1006 | 226.1006 | 226.1006 | 226.1006 | 226.1006 | 226.1006 | 0.0293 | 0.059887 | 0.059595 | 0.059275 | 0.058917 | 0.058516 | 0.058067 | 0.057564 | 0.057004 | 0.056392 | 0.055738 | 0.05506 | 0.054382 | 0.053728 | 0.053122 | 0.026965 | 6.1411e-18 | 1.0358e-16 | 1.2107e-17 | 0 | 0 | 0 | 0 | 0 | 0 | 0.0293 | 0.089062 | 0.14822 | 0.2067 | 0.26437 | 0.32109 | 0.37669 | 0.43099 | 0.4838 | 0.535 | 0.58453 | 0.63249 | 0.67908 | 0.72464 | 0.76959 | 0.78871 | 0.78166 | 0.77554 | 0.77054 | 0.7659 | 0.76259 | 0.7594 | 0.75631 | 0.75332 | 0.75041 | 7.3434 | 15.0734 | 15.0734 | 15.0734 | 15.0734 | 15.0734 | 15.0734 | 15.0734 | 15.0734 | 15.0734 | 15.0734 | 15.0734 | 15.0734 | 15.0734 | 15.0734 | 7.7299 | 1.7764e-15 | 3.0198e-14 | 3.5527e-15 | 0 | 0 | 0 | 0 | 0 | 0 | 7.3434 | 22.4168 | 37.4902 | 52.5636 | 67.6369 | 82.7103 | 97.7837 | 112.8571 | 127.9304 | 143.0038 | 158.0772 | 173.1506 | 188.2239 | 203.2973 | 218.3707 | 226.1006 | 226.1006 | 226.1006 | 226.1006 | 226.1006 | 226.1006 | 226.1006 | 226.1006 | 226.1006 | 226.1006 | 477.009 | 478.454 | 479.8777 | 481.2763 | 482.6463 | 483.9844 | 485.2874 | 486.5524 | 487.7766 | 488.9575 | 490.0925 | 491.1795 | 492.2162 | 493.2007 | 494.1311 | 495.0056 | 495.8226 | 496.5806 | 497.2781 | 497.9139 | 498.4934 | 499.0213 | 499.5023 | 499.9403 | 500.3391 | 203.6428 | 204.2597 | 204.8675 | 205.4646 | 206.0495 | 206.6207 | 207.177 | 207.717 | 208.2397 | 208.7438 | 209.2284 | 209.6924 | 210.135 | 210.5553 | 210.9525 | 211.3258 | 211.6746 | 211.9982 | 212.296 | 212.5675 | 212.8148 | 213.0402 | 213.2455 | 213.4325 | 213.6028
OR_Commercial_OR - Miscellaneous_Existing_Space Heating_Natural Gas_Gas Boiler - Insulate Hot Water Lines_A | OR | Commercial | OR - Miscellaneous | Existing | Space Heating | Natural Gas | Gas Boiler - Insulate Hot Water Lines | A | OCM554 | No insulation | Insulated water lines | 11 | 2.5103 | 0 | 0 | 26.08 | 0 | 0 | 0 | 0.28365 | 0.25 | boiler pipe | 30% | 40% | Discretionary | RetroEven20_OR | 82.88% | Boiler | 0% | 1658.3798 |  | 707.989 |  | 0 | GBLR_PINS_HW-Heating-PGE-R7-1 | GBLR_PINS_HW-Heating-PGE-R7-1 | GBLR_PINS_HW-Heating-PGE-R7-1 | No insulation | No insulation | No insulation | No insulation | No insulation | No insulation | No insulation | No insulation | No insulation | No insulation | No insulation | No insulation | No insulation | No insulation | No insulation | No insulation | No insulation | No insulation | No insulation | No insulation | No insulation | No insulation | No insulation | No insulation | No insulation | No insulation | No insulation | Insulated water lines | Insulated water lines | Insulated water lines | Insulated water lines | Insulated water lines | Insulated water lines | Insulated water lines | Insulated water lines | Insulated water lines | Insulated water lines | Insulated water lines | Insulated water lines | Insulated water lines | Insulated water lines | Insulated water lines | Insulated water lines | Insulated water lines | Insulated water lines | Insulated water lines | Insulated water lines | Insulated water lines | Insulated water lines | Insulated water lines | Insulated water lines | Insulated water lines | Insulated water lines | Insulated water lines | 26.08 | 26.08 | 26.08 | 26.08 | 26.08 | 26.08 | 26.08 | 26.08 | 26.08 | 26.08 | 26.08 | 26.08 | 26.08 | 26.08 | 26.08 | 26.08 | 26.08 | 26.08 | 26.08 | 26.08 | 26.08 | 26.08 | 26.08 | 26.08 | 26.08 | 26.08 | 26.08 | 0 | 0 | 2.6477 | 2.6142 | 2.5751 | 2.5333 | 2.4879 | 2.4381 | 2.3835 | 2.3244 | 2.261 | 2.1945 | 2.1278 | 2.0613 | 1.9965 | 1.9356 | 1.8804 | 1.8332 | 1.794 | 1.7604 | 1.7335 | 1.7083 | 1.6919 | 1.676 | 1.6603 | 1.6456 | 1.6313 | 0.022874 | 0.046358 | 0.045666 | 0.044924 | 0.044119 | 0.043235 | 0.042268 | 0.04122 | 0.040096 | 0.038916 | 0.037732 | 0.018746 | 0 | 7.5644e-17 | 1.3361e-17 | 6.5127e-17 | 0 | 6.8795e-17 | 0 | 0 | 0 | 0 | 0 | 0 | 0 | 0.022874 | 0.068942 | 0.11358 | 0.15666 | 0.19797 | 0.23724 | 0.2742 | 0.30862 | 0.3403 | 0.36921 | 0.39571 | 0.40209 | 0.38946 | 0.37758 | 0.36681 | 0.35759 | 0.34995 | 0.34339 | 0.33815 | 0.33324 | 0.33004 | 0.32692 | 0.32387 | 0.32101 | 0.31821 | 8.6393 | 17.7334 | 17.7334 | 17.7334 | 17.7334 | 17.7334 | 17.7334 | 17.7334 | 17.7334 | 17.7334 | 17.7334 | 9.094 | 0 | 3.908e-14 | 7.1054e-15 | 3.5527e-14 | 0 | 3.908e-14 | 0 | 0 | 0 | 0 | 0 | 0 | 0 | 8.6393 | 26.3727 | 44.1061 | 61.8395 | 79.5729 | 97.3062 | 115.0396 | 132.773 | 150.5064 | 168.2398 | 185.9732 | 195.0672 | 195.0672 | 195.0672 | 195.0672 | 195.0672 | 195.0672 | 195.0672 | 195.0672 | 195.0672 | 195.0672 | 195.0672 | 195.0672 | 195.0672 | 195.0672 | 0.019571 | 0.039863 | 0.039504 | 0.039103 | 0.03865 | 0.038133 | 0.037547 | 0.036892 | 0.036172 | 0.035399 | 0.034612 | 0.017343 | 0 | 6.4714e-17 | 7.4565e-18 | 6.5919e-17 | 0 | 6.417e-17 | 0 | 0 | 0 | 0 | 0 | 0 | 0 | 0.019571 | 0.059283 | 0.098253 | 0.13636 | 0.17343 | 0.20924 | 0.24357 | 0.27622 | 0.307 | 0.33584 | 0.36299 | 0.37201 | 0.36342 | 0.35532 | 0.348 | 0.34183 | 0.33689 | 0.33276 | 0.32968 | 0.32685 | 0.32542 | 0.32405 | 0.32272 | 0.32143 | 0.32018 | 7.3434 | 15.0734 | 15.0734 | 15.0734 | 15.0734 | 15.0734 | 15.0734 | 15.0734 | 15.0734 | 15.0734 | 15.0734 | 7.7299 | 0 | 3.0198e-14 | 3.5527e-15 | 3.1974e-14 | 0 | 3.1974e-14 | 0 | 0 | 0 | 0 | 0 | 0 | 0 | 7.3434 | 22.4168 | 37.4902 | 52.5636 | 67.6369 | 82.7103 | 97.7837 | 112.8571 | 127.9304 | 143.0038 | 158.0772 | 165.8071 | 165.8071 | 165.8071 | 165.8071 | 165.8071 | 165.8071 | 165.8071 | 165.8071 | 165.8071 | 165.8071 | 165.8071 | 165.8071 | 165.8071 | 165.8071 | 0 | 0 | 0.039504 | 0.039103 | 0.03865 | 0.038133 | 0.037547 | 0.036892 | 0.036172 | 0.035399 | 0.034612 | 0.033819 | 0.033039 | 6.4714e-17 | 7.4565e-18 | 6.5919e-17 | 0 | 6.417e-17 | 0 | 0 | 0 | 0 | 0 | 0 | 0 | 0 | 0 | 0.039504 | 0.078206 | 0.11595 | 0.15253 | 0.18773 | 0.22135 | 0.2532 | 0.28319 | 0.31151 | 0.33819 | 0.36342 | 0.35532 | 0.348 | 0.34183 | 0.33689 | 0.33276 | 0.32968 | 0.32685 | 0.32542 | 0.32405 | 0.32272 | 0.32143 | 0.32018 | 0 | 0 | 15.0734 | 15.0734 | 15.0734 | 15.0734 | 15.0734 | 15.0734 | 15.0734 | 15.0734 | 15.0734 | 15.0734 | 15.0734 | 3.0198e-14 | 3.5527e-15 | 3.1974e-14 | 0 | 3.1974e-14 | 0 | 0 | 0 | 0 | 0 | 0 | 0 | 0 | 0 | 15.0734 | 30.1467 | 45.2201 | 60.2935 | 75.3669 | 90.4402 | 105.5136 | 120.587 | 135.6604 | 150.7337 | 165.8071 | 165.8071 | 165.8071 | 165.8071 | 165.8071 | 165.8071 | 165.8071 | 165.8071 | 165.8071 | 165.8071 | 165.8071 | 165.8071 | 165.8071 | 0.019571 | 0.039863 | 0.039504 | 0.039103 | 0.03865 | 0.038133 | 0.037547 | 0.036892 | 0.036172 | 0.035399 | 0.034612 | 0.017343 | 0 | 6.4714e-17 | 7.4565e-18 | 6.5919e-17 | 0 | 6.417e-17 | 0 | 0 | 0 | 0 | 0 | 0 | 0 | 0.019571 | 0.059283 | 0.098253 | 0.13636 | 0.17343 | 0.20924 | 0.24357 | 0.27622 | 0.307 | 0.33584 | 0.36299 | 0.37201 | 0.36342 | 0.35532 | 0.348 | 0.34183 | 0.33689 | 0.33276 | 0.32968 | 0.32685 | 0.32542 | 0.32405 | 0.32272 | 0.32143 | 0.32018 | 7.3434 | 15.0734 | 15.0734 | 15.0734 | 15.0734 | 15.0734 | 15.0734 | 15.0734 | 15.0734 | 15.0734 | 15.0734 | 7.7299 | 0 | 3.0198e-14 | 3.5527e-15 | 3.1974e-14 | 0 | 3.1974e-14 | 0 | 0 | 0 | 0 | 0 | 0 | 0 | 7.3434 | 22.4168 | 37.4902 | 52.5636 | 67.6369 | 82.7103 | 97.7837 | 112.8571 | 127.9304 | 143.0038 | 158.0772 | 165.8071 | 165.8071 | 165.8071 | 165.8071 | 165.8071 | 165.8071 | 165.8071 | 165.8071 | 165.8071 | 165.8071 | 165.8071 | 165.8071 | 165.8071 | 165.8071 | 1618.7842 | 1623.6879 | 1628.5193 | 1633.2657 | 1637.915 | 1642.4559 | 1646.8778 | 1651.1707 | 1655.3252 | 1659.3327 | 1663.1846 | 1666.8734 | 1670.3917 | 1673.7327 | 1676.89 | 1679.8577 | 1682.6302 | 1685.2025 | 1687.5697 | 1689.7275 | 1691.6939 | 1693.4856 | 1695.1176 | 1696.6041 | 1697.9576 | 691.085 | 693.1785 | 695.2411 | 697.2674 | 699.2522 | 701.1908 | 703.0786 | 704.9113 | 706.685 | 708.3958 | 710.0403 | 711.6151 | 713.1171 | 714.5434 | 715.8913 | 717.1583 | 718.3419 | 719.44 | 720.4507 | 721.3719 | 722.2114 | 722.9762 | 723.673 | 724.3076 | 724.8854
OR_Commercial_OR - Miscellaneous_Existing_Space Heating_Natural Gas_Condensing RTU_A | OR | Commercial | OR - Miscellaneous | Existing | Space Heating | Natural Gas | Condensing RTU | A | OCM555 | TBD | TBD | 5 | 0.062348 | 0 | 0 | 4.32 | 0 | 0 | 0 | 0.28365 | 0.25 | sqft cond | 5% | 15% | Discretionary | RetroEven20_OR | 82.88% | Furnace | 0% | 20421.2172 |  | 8718.146 |  | 0 | NEEA Condensing Rooftop Unit Field Study - October 28, 2019 | NEEA Condensing Rooftop Unit Field Study - October 28, 2019 | NEEA Condensing Rooftop Unit Field Study - October 28, 2019 | TBD | TBD | TBD | TBD | TBD | TBD | TBD | TBD | TBD | TBD | TBD | TBD | TBD | TBD | TBD | TBD | TBD | TBD | TBD | TBD | TBD | TBD | TBD | TBD | TBD | TBD | TBD | TBD | TBD | TBD | TBD | TBD | TBD | TBD | TBD | TBD | TBD | TBD | TBD | TBD | TBD | TBD | TBD | TBD | TBD | TBD | TBD | TBD | TBD | TBD | TBD | TBD | TBD | TBD | 4.32 | 4.32 | 4.32 | 4.32 | 4.32 | 4.32 | 4.32 | 4.32 | 4.32 | 4.32 | 4.32 | 4.32 | 4.32 | 4.32 | 4.32 | 4.32 | 4.32 | 4.32 | 4.32 | 4.32 | 4.32 | 4.32 | 4.32 | 4.32 | 4.32 | 4.32 | 4.32 | 0 | 0 | 0.065963 | 0.064993 | 0.06385 | 0.062603 | 0.061236 | 0.059763 | 0.058159 | 0.056439 | 0.054632 | 0.052777 | 0.050933 | 0.049119 | 0.047367 | 0.045716 | 0.044211 | 0.042898 | 0.041781 | 0.040809 | 0.040007 | 0.03926 | 0.038757 | 0.038275 | 0.037809 | 0.037377 | 0.03696 | 0.021337 | 0.043153 | 0.042394 | 0.041566 | 0.040658 | 0.020349 | 0 | 0 | 0 | 6e-18 | 0 | 0 | 0 | 6.2368e-17 | 0 | 0 | 0 | 0 | 0 | 0 | 0 | 0 | 0 | 0 | 0 | 0.021337 | 0.064176 | 0.10544 | 0.14495 | 0.18244 | 0.1984 | 0.19308 | 0.18737 | 0.18137 | 0.17521 | 0.16909 | 0.16307 | 0.15725 | 0.15177 | 0.14677 | 0.14241 | 0.13871 | 0.13548 | 0.13282 | 0.13034 | 0.12867 | 0.12706 | 0.12552 | 0.12408 | 0.1227 | 323.4678 | 663.9603 | 663.9603 | 663.9603 | 663.9603 | 340.4925 | 0 | 0 | 0 | 1.1369e-13 | 0 | 0 | 0 | 1.3642e-12 | 0 | 0 | 0 | 0 | 0 | 0 | 0 | 0 | 0 | 0 | 0 | 323.4678 | 987.4281 | 1651.3884 | 2315.3487 | 2979.3091 | 3319.8015 | 3319.8015 | 3319.8015 | 3319.8015 | 3319.8015 | 3319.8015 | 3319.8015 | 3319.8015 | 3319.8015 | 3319.8015 | 3319.8015 | 3319.8015 | 3319.8015 | 3319.8015 | 3319.8015 | 3319.8015 | 3319.8015 | 3319.8015 | 3319.8015 | 3319.8015 | 0.01826 | 0.037133 | 0.036716 | 0.03624 | 0.035697 | 0.017996 | 0 | 0 | 0 | 6.4505e-18 | 0 | 0 | 0 | 5.7863e-17 | 0 | 0 | 0 | 0 | 0 | 0 | 0 | 0 | 0 | 0 | 0 | 0.01826 | 0.055223 | 0.091318 | 0.12638 | 0.16018 | 0.17546 | 0.17207 | 0.16833 | 0.16431 | 0.16011 | 0.15587 | 0.15165 | 0.14753 | 0.14362 | 0.14004 | 0.13694 | 0.13433 | 0.13209 | 0.1303 | 0.12865 | 0.12767 | 0.12675 | 0.12587 | 0.12504 | 0.12425 | 274.9477 | 564.3663 | 564.3663 | 564.3663 | 564.3663 | 289.4186 | 0 | 0 | 0 | 1.1369e-13 | 0 | 0 | 0 | 1.1369e-12 | 0 | 0 | 0 | 0 | 0 | 0 | 0 | 0 | 0 | 0 | 0 | 274.9477 | 839.3139 | 1403.6802 | 1968.0464 | 2532.4127 | 2821.8313 | 2821.8313 | 2821.8313 | 2821.8313 | 2821.8313 | 2821.8313 | 2821.8313 | 2821.8313 | 2821.8313 | 2821.8313 | 2821.8313 | 2821.8313 | 2821.8313 | 2821.8313 | 2821.8313 | 2821.8313 | 2821.8313 | 2821.8313 | 2821.8313 | 2821.8313 | 0 | 0 | 0 | 0 | 0 | 0 | 0 | 0 | 0 | 0 | 0 | 0 | 0 | 0 | 0 | 0 | 0 | 0 | 0 | 0 | 0 | 0 | 0 | 0 | 0 | 0 | 0 | 0 | 0 | 0 | 0 | 0 | 0 | 0 | 0 | 0 | 0 | 0 | 0 | 0 | 0 | 0 | 0 | 0 | 0 | 0 | 0 | 0 | 0 | 0 | 0 | 0 | 0 | 0 | 0 | 0 | 0 | 0 | 0 | 0 | 0 | 0 | 0 | 0 | 0 | 0 | 0 | 0 | 0 | 0 | 0 | 0 | 0 | 0 | 0 | 0 | 0 | 0 | 0 | 0 | 0 | 0 | 0 | 0 | 0 | 0 | 0 | 0 | 0 | 0 | 0 | 0 | 0 | 0 | 0 | 0 | 0 | 0 | 0 | 0 | 0 | 0 | 0 | 0 | 0 | 0 | 0 | 0 | 0 | 0 | 0 | 0 | 0 | 0 | 0 | 0 | 0 | 0 | 0 | 0 | 0 | 0 | 0 | 0 | 0 | 0 | 0 | 0 | 0 | 0 | 0 | 0 | 0 | 0 | 0 | 0 | 0 | 0 | 0 | 0 | 0 | 0 | 0 | 0 | 0 | 0 | 0 | 0 | 0 | 0 | 0 | 0 | 0 | 0 | 0 | 0 | 0 | 0 | 0 | 0 | 0 | 0 | 0 | 0 | 0 | 0 | 0 | 0 | 0 | 0 | 0 | 0 | 0 | 0 | 0 | 0 | 0 | 0 | 0 | 0 | 0 | 0 | 0 | 0 | 0 | 0 | 0 | 0 | 0 | 0 | 0 | 0 | 0 | 0 | 0 | 0 | 0 | 0 | 0 | 0 | 19689.2361 | 19735.2092 | 19786.6326 | 19843.744 | 19906.7552 | 19975.8549 | 20051.2119 | 20132.977 | 20220.6052 | 20313.5931 | 20411.4747 | 20513.8165 | 20620.2137 | 20730.287 | 20843.6795 | 20960.0544 | 21079.0926 | 21192.3333 | 21300.4392 | 21401.2129 | 21495.0848 | 21582.4697 | 21663.7656 | 21739.3535 | 21809.5966 | 8405.6516 | 8425.2782 | 8447.2317 | 8471.6135 | 8498.5139 | 8528.0137 | 8560.1848 | 8595.0917 | 8632.5015 | 8672.1996 | 8713.9868 | 8757.6782 | 8803.1009 | 8850.0929 | 8898.502 | 8948.1843 | 8999.0037 | 9047.3479 | 9093.5001 | 9136.522 | 9176.5974 | 9213.9034 | 9248.6099 | 9280.8796 | 9310.8676
OR_Commercial_OR - Miscellaneous_Existing_Space Heating_Natural Gas_Hydronic Heating Radiator Replacement_A | OR | Commercial | OR - Miscellaneous | Existing | Space Heating | Natural Gas | Hydronic Heating Radiator Replacement | A | OCM556 | TBD | TBD | 25 | 34 | 0 | 0 | 624.75 | 0 | 0 | 0 | 0.28365 | 0.25 | radiator | 30% | 40% | Discretionary | RetroEven20_OR | 82.88% | Boiler | 0% | 1880.5268 |  | 802.8271 |  | 0 | IL TRM - 4.4.52 - CI-HVC-HHRR-V01-210101 | IL TRM - 4.4.52 - CI-HVC-HHRR-V01-210101 | IL TRM - 4.4.52 - CI-HVC-HHRR-V01-210101 | TBD | TBD | TBD | TBD | TBD | TBD | TBD | TBD | TBD | TBD | TBD | TBD | TBD | TBD | TBD | TBD | TBD | TBD | TBD | TBD | TBD | TBD | TBD | TBD | TBD | TBD | TBD | TBD | TBD | TBD | TBD | TBD | TBD | TBD | TBD | TBD | TBD | TBD | TBD | TBD | TBD | TBD | TBD | TBD | TBD | TBD | TBD | TBD | TBD | TBD | TBD | TBD | TBD | TBD | 624.75 | 624.75 | 624.75 | 624.75 | 624.75 | 624.75 | 624.75 | 624.75 | 624.75 | 624.75 | 624.75 | 624.75 | 624.75 | 624.75 | 624.75 | 624.75 | 624.75 | 624.75 | 624.75 | 624.75 | 624.75 | 624.75 | 624.75 | 624.75 | 624.75 | 624.75 | 624.75 | 0 | 0 | 35.827 | 35.3242 | 34.7423 | 34.1189 | 33.4441 | 32.7268 | 31.9488 | 31.1155 | 30.2358 | 29.3273 | 28.4191 | 27.5204 | 26.6494 | 25.8304 | 25.0879 | 24.4542 | 23.9319 | 23.4828 | 23.1243 | 22.7881 | 22.5696 | 22.3561 | 22.1469 | 21.9512 | 21.7599 | 0.049218 | 0.099609 | 0.097968 | 0.09621 | 0.094307 | 0.092285 | 0.090091 | 0.087741 | 0.08526 | 0.082699 | 0.080137 | 0.077603 | 0.075147 | 0.072838 | 0.070744 | 0.068957 | 0.067484 | 0.066218 | 0.065207 | 0.064259 | 0 | 0 | 0 | 0 | 0 | 0.049218 | 0.14814 | 0.24366 | 0.3355 | 0.42317 | 0.50638 | 0.58444 | 0.65693 | 0.72362 | 0.78458 | 0.84042 | 0.89144 | 0.93838 | 0.98238 | 1.0249 | 1.068 | 1.1126 | 1.158 | 1.2055 | 1.2522 | 1.2402 | 1.2285 | 1.217 | 1.2062 | 1.1957 | 1.3738 | 2.8198 | 2.8198 | 2.8198 | 2.8198 | 2.8198 | 2.8198 | 2.8198 | 2.8198 | 2.8198 | 2.8198 | 2.8198 | 2.8198 | 2.8198 | 2.8198 | 2.8198 | 2.8198 | 2.8198 | 2.8198 | 2.8198 | 0 | 0 | 0 | 0 | 0 | 1.3738 | 4.1936 | 7.0135 | 9.8333 | 12.6532 | 15.473 | 18.2929 | 21.1127 | 23.9326 | 26.7524 | 29.5723 | 32.3921 | 35.212 | 38.0318 | 40.8517 | 43.6715 | 46.4914 | 49.3112 | 52.1311 | 54.9509 | 54.9509 | 54.9509 | 54.9509 | 54.9509 | 54.9509 | 0.042116 | 0.085683 | 0.084799 | 0.083815 | 0.082711 | 0.081503 | 0.080153 | 0.078667 | 0.077064 | 0.075376 | 0.073666 | 0.071953 | 0.070278 | 0.068697 | 0.067268 | 0.06607 | 0.065113 | 0.064315 | 0.06372 | 0.063172 | 0 | 0 | 0 | 0 | 0 | 0.042116 | 0.12743 | 0.21091 | 0.29228 | 0.37114 | 0.44722 | 0.51996 | 0.589 | 0.65405 | 0.7151 | 0.77255 | 0.82654 | 0.87758 | 0.92653 | 0.97453 | 1.0232 | 1.0735 | 1.1247 | 1.178 | 1.231 | 1.2257 | 1.2205 | 1.2155 | 1.2106 | 1.2059 | 1.1677 | 2.3969 | 2.3969 | 2.3969 | 2.3969 | 2.3969 | 2.3969 | 2.3969 | 2.3969 | 2.3969 | 2.3969 | 2.3969 | 2.3969 | 2.3969 | 2.3969 | 2.3969 | 2.3969 | 2.3969 | 2.3969 | 2.3969 | 0 | 0 | 0 | 0 | 0 | 1.1677 | 3.5646 | 5.9615 | 8.3583 | 10.7552 | 13.1521 | 15.5489 | 17.9458 | 20.3427 | 22.7396 | 25.1364 | 27.5333 | 29.9302 | 32.327 | 34.7239 | 37.1208 | 39.5177 | 41.9145 | 44.3114 | 46.7083 | 46.7083 | 46.7083 | 46.7083 | 46.7083 | 46.7083 | 0 | 0 | 0 | 0 | 0 | 0 | 0 | 0 | 0 | 0 | 0 | 0 | 0 | 0 | 0 | 0 | 0 | 0 | 0 | 0 | 0 | 0 | 0 | 0 | 0 | 0 | 0 | 0 | 0 | 0 | 0 | 0 | 0 | 0 | 0 | 0 | 0 | 0 | 0 | 0 | 0 | 0 | 0 | 0 | 0 | 0 | 0 | 0 | 0 | 0 | 0 | 0 | 0 | 0 | 0 | 0 | 0 | 0 | 0 | 0 | 0 | 0 | 0 | 0 | 0 | 0 | 0 | 0 | 0 | 0 | 0 | 0 | 0 | 0 | 0 | 0 | 0 | 0 | 0 | 0 | 0 | 0 | 0 | 0 | 0 | 0 | 0 | 0 | 0 | 0 | 0 | 0 | 0 | 0 | 0 | 0 | 0 | 0 | 0 | 0 | 0.042116 | 0.085683 | 0.084799 | 0.083815 | 0.082711 | 0.081503 | 0.080153 | 0.078667 | 0.077064 | 0.075376 | 0.073666 | 0.071953 | 0.070278 | 0.068697 | 0.067268 | 0.06607 | 0.065113 | 0.064315 | 0.06372 | 0.063172 | 0 | 0 | 0 | 0 | 0 | 0.042116 | 0.12743 | 0.21091 | 0.29228 | 0.37114 | 0.44722 | 0.51996 | 0.589 | 0.65405 | 0.7151 | 0.77255 | 0.82654 | 0.87758 | 0.92653 | 0.97453 | 1.0232 | 1.0735 | 1.1247 | 1.178 | 1.231 | 1.2257 | 1.2205 | 1.2155 | 1.2106 | 1.2059 | 1.1677 | 2.3969 | 2.3969 | 2.3969 | 2.3969 | 2.3969 | 2.3969 | 2.3969 | 2.3969 | 2.3969 | 2.3969 | 2.3969 | 2.3969 | 2.3969 | 2.3969 | 2.3969 | 2.3969 | 2.3969 | 2.3969 | 2.3969 | 0 | 0 | 0 | 0 | 0 | 1.1677 | 3.5646 | 5.9615 | 8.3583 | 10.7552 | 13.1521 | 15.5489 | 17.9458 | 20.3427 | 22.7396 | 25.1364 | 27.5333 | 29.9302 | 32.327 | 34.7239 | 37.1208 | 39.5177 | 41.9145 | 44.3114 | 46.7083 | 46.7083 | 46.7083 | 46.7083 | 46.7083 | 46.7083 | 1835.6272 | 1841.1877 | 1846.6664 | 1852.0485 | 1857.3206 | 1862.4698 | 1867.484 | 1872.352 | 1877.063 | 1881.6073 | 1885.9752 | 1890.1581 | 1894.1477 | 1897.9362 | 1901.5165 | 1904.8817 | 1908.0256 | 1910.9425 | 1913.6268 | 1916.0736 | 1918.3035 | 1920.3351 | 1922.1858 | 1923.8713 | 1925.4062 | 783.6588 | 786.0327 | 788.3716 | 790.6693 | 792.92 | 795.1183 | 797.2589 | 799.3372 | 801.3484 | 803.2884 | 805.1532 | 806.9389 | 808.6421 | 810.2595 | 811.788 | 813.2246 | 814.5668 | 815.8121 | 816.9581 | 818.0026 | 818.9546 | 819.8219 | 820.612 | 821.3316 | 821.9869
OR_Commercial_OR - Miscellaneous_Existing_Space Heating_Natural Gas_Thermostat - Connected_A | OR | Commercial | OR - Miscellaneous | Existing | Space Heating | Natural Gas | Thermostat - Connected | A | OCM557 | Standard thermostat. | Thermostat connected to building management control system. | 5 | 46.835 | 0 | 0 | 222.91 | 13.58 | 0 | 0 | 0.28365 | 0.25 | Stat Unit | 30% | 53.33% | Discretionary | Retro5Med_OR | 81.34% | Space Heating | 0% | 1118.0181 |  | 596.8861 |  | 0 | DL20_CSTAT_SMRT-Cool-RTF-v1.1-5 | IL TRM - CI-HVC-THST-V01-200101 | DL20_CSTAT_SMRT-Heat-RTF-v1.1-1 | Standard thermostat. | Standard thermostat. | Standard thermostat. | Standard thermostat. | Standard thermostat. | Standard thermostat. | Standard thermostat. | Standard thermostat. | Standard thermostat. | Standard thermostat. | Standard thermostat. | Standard thermostat. | Standard thermostat. | Standard thermostat. | Standard thermostat. | Standard thermostat. | Standard thermostat. | Standard thermostat. | Standard thermostat. | Standard thermostat. | Standard thermostat. | Standard thermostat. | Standard thermostat. | Standard thermostat. | Standard thermostat. | Standard thermostat. | Standard thermostat. | Thermostat connected to building management control system. | Thermostat connected to building management control system. | Thermostat connected to building management control system. | Thermostat connected to building management control system. | Thermostat connected to building management control system. | Thermostat connected to building management control system. | Thermostat connected to building management control system. | Thermostat connected to building management control system. | Thermostat connected to building management control system. | Thermostat connected to building management control system. | Thermostat connected to building management control system. | Thermostat connected to building management control system. | Thermostat connected to building management control system. | Thermostat connected to building management control system. | Thermostat connected to building management control system. | Thermostat connected to building management control system. | Thermostat connected to building management control system. | Thermostat connected to building management control system. | Thermostat connected to building management control system. | Thermostat connected to building management control system. | Thermostat connected to building management control system. | Thermostat connected to building management control system. | Thermostat connected to building management control system. | Thermostat connected to building management control system. | Thermostat connected to building management control system. | Thermostat connected to building management control system. | Thermostat connected to building management control system. | 222.91 | 222.91 | 222.91 | 222.91 | 222.91 | 222.91 | 222.91 | 222.91 | 222.91 | 222.91 | 222.91 | 222.91 | 222.91 | 222.91 | 222.91 | 222.91 | 222.91 | 222.91 | 222.91 | 222.91 | 222.91 | 222.91 | 222.91 | 222.91 | 222.91 | 222.91 | 222.91 | 0 | 0 | 49.5234 | 48.8883 | 48.1419 | 47.3345 | 46.452 | 45.4785 | 44.41 | 43.248 | 42.002 | 40.6934 | 39.3776 | 38.0725 | 36.8037 | 35.6057 | 34.5126 | 33.5691 | 32.778 | 32.0939 | 31.5387 | 31.0204 | 30.6679 | 30.327 | 29.9964 | 29.6883 | 29.3899 | 0.095214 | 0.11541 | 0.13907 | 0.15873 | 0.17768 | 0.11594 | 0.11302 | 0.091805 | 0.057516 | 0.0095479 | 0 | 0 | 0 | 0 | 0 | 0 | 0 | 0 | 0 | 0 | 0 | 0 | 0 | 0 | 0 | 0.095214 | 0.2094 | 0.34528 | 0.49822 | 0.66661 | 0.76857 | 0.86354 | 0.93275 | 0.96339 | 0.94292 | 0.91244 | 0.88219 | 0.85279 | 0.82504 | 0.79971 | 0.77784 | 0.75951 | 0.74366 | 0.7308 | 0.71879 | 0.71062 | 0.70272 | 0.69506 | 0.68792 | 0.68101 | 1.9226 | 2.3607 | 2.8888 | 3.3534 | 3.825 | 2.5492 | 2.545 | 2.1228 | 1.3694 | 0.23463 | 0 | 0 | 0 | 0 | 0 | 0 | 0 | 0 | 0 | 0 | 0 | 0 | 0 | 0 | 0 | 1.9226 | 4.2833 | 7.172 | 10.5254 | 14.3504 | 16.8997 | 19.4447 | 21.5674 | 22.9368 | 23.1714 | 23.1714 | 23.1714 | 23.1714 | 23.1714 | 23.1714 | 23.1714 | 23.1714 | 23.1714 | 23.1714 | 23.1714 | 23.1714 | 23.1714 | 23.1714 | 23.1714 | 23.1714 | 0.081467 | 0.099252 | 0.12033 | 0.13821 | 0.15571 | 0.1023 | 0.10045 | 0.082218 | 0.051923 | 0.0086918 | 0 | 0 | 0 | 0 | 0 | 0 | 0 | 0 | 0 | 0 | 0 | 0 | 0 | 0 | 0 | 0.081467 | 0.18009 | 0.29875 | 0.43379 | 0.5842 | 0.67818 | 0.7675 | 0.83534 | 0.86972 | 0.85838 | 0.83773 | 0.81696 | 0.79657 | 0.77719 | 0.75949 | 0.74436 | 0.73194 | 0.72141 | 0.71326 | 0.70577 | 0.70142 | 0.69729 | 0.69335 | 0.68958 | 0.68596 | 1.6342 | 2.0066 | 2.4554 | 2.8504 | 3.2512 | 2.1669 | 2.1633 | 1.8043 | 1.1639 | 0.19943 | 0 | 0 | 0 | 0 | 0 | 0 | 0 | 0 | 0 | 0 | 0 | 0 | 0 | 0 | 0 | 1.6342 | 3.6408 | 6.0962 | 8.9466 | 12.1979 | 14.3647 | 16.528 | 18.3323 | 19.4963 | 19.6957 | 19.6957 | 19.6957 | 19.6957 | 19.6957 | 19.6957 | 19.6957 | 19.6957 | 19.6957 | 19.6957 | 19.6957 | 19.6957 | 19.6957 | 19.6957 | 19.6957 | 19.6957 | 0.081485 | 0.099322 | 0.12044 | 0.13836 | 0.15591 | 0.10245 | 0.10062 | 0.082371 | 0.05203 | 0.0087114 | 0 | 0 | 0 | 0 | 0 | 0 | 0 | 0 | 0 | 0 | 0 | 0 | 0 | 0 | 0 | 0.081485 | 0.18021 | 0.29902 | 0.43426 | 0.58494 | 0.67918 | 0.76878 | 0.8369 | 0.87151 | 0.86031 | 0.83977 | 0.81901 | 0.79849 | 0.77921 | 0.76161 | 0.74652 | 0.73405 | 0.7235 | 0.71533 | 0.70781 | 0.70345 | 0.69931 | 0.69535 | 0.69157 | 0.68795 | 1.6342 | 2.0066 | 2.4554 | 2.8504 | 3.2512 | 2.1669 | 2.1633 | 1.8043 | 1.1639 | 0.19943 | 0 | 0 | 0 | 0 | 0 | 0 | 0 | 0 | 0 | 0 | 0 | 0 | 0 | 0 | 0 | 1.6342 | 3.6408 | 6.0962 | 8.9466 | 12.1979 | 14.3647 | 16.528 | 18.3323 | 19.4963 | 19.6957 | 19.6957 | 19.6957 | 19.6957 | 19.6957 | 19.6957 | 19.6957 | 19.6957 | 19.6957 | 19.6957 | 19.6957 | 19.6957 | 19.6957 | 19.6957 | 19.6957 | 19.6957 | 0.081467 | 0.099252 | 0.12033 | 0.13821 | 0.15571 | 0.1023 | 0.10045 | 0.082218 | 0.051923 | 0.0086918 | 0 | 0 | 0 | 0 | 0 | 0 | 0 | 0 | 0 | 0 | 0 | 0 | 0 | 0 | 0 | 0.081467 | 0.18009 | 0.29875 | 0.43379 | 0.5842 | 0.67818 | 0.7675 | 0.83534 | 0.86972 | 0.85838 | 0.83773 | 0.81696 | 0.79657 | 0.77719 | 0.75949 | 0.74436 | 0.73194 | 0.72141 | 0.71326 | 0.70577 | 0.70142 | 0.69729 | 0.69335 | 0.68958 | 0.68596 | 1.6342 | 2.0066 | 2.4554 | 2.8504 | 3.2512 | 2.1669 | 2.1633 | 1.8043 | 1.1639 | 0.19943 | 0 | 0 | 0 | 0 | 0 | 0 | 0 | 0 | 0 | 0 | 0 | 0 | 0 | 0 | 0 | 1.6342 | 3.6408 | 6.0962 | 8.9466 | 12.1979 | 14.3647 | 16.528 | 18.3323 | 19.4963 | 19.6957 | 19.6957 | 19.6957 | 19.6957 | 19.6957 | 19.6957 | 19.6957 | 19.6957 | 19.6957 | 19.6957 | 19.6957 | 19.6957 | 19.6957 | 19.6957 | 19.6957 | 19.6957 | 1083.7642 | 1086.6098 | 1089.6056 | 1092.7557 | 1096.0633 | 1099.5308 | 1103.1601 | 1106.9523 | 1110.8869 | 1114.9444 | 1119.1068 | 1123.3569 | 1127.6787 | 1132.0571 | 1136.4776 | 1140.9267 | 1145.3914 | 1149.6109 | 1153.6049 | 1157.3064 | 1160.7353 | 1163.9101 | 1166.8486 | 1169.5673 | 1172.0818 | 578.5987 | 580.1179 | 581.7173 | 583.3991 | 585.1649 | 587.0161 | 588.9537 | 590.9783 | 593.0789 | 595.2451 | 597.4673 | 599.7364 | 602.0437 | 604.3812 | 606.7412 | 609.1165 | 611.5001 | 613.7528 | 615.8851 | 617.8613 | 619.6919 | 621.3869 | 622.9557 | 624.4071 | 625.7495
OR_Commercial_OR - Miscellaneous_Existing_Water Heating_Natural Gas_Water Heater - Thermostatic Shower Restriction Valve_A | OR | Commercial | OR - Miscellaneous | Existing | Water Heating | Natural Gas | Water Heater - Thermostatic Shower Restriction Valve | A | OCM558 | No thermostatic control on shower. | Thermostatic shower restriction valve. | 10 | 1.7951 | 0 | 0 | 24.46 | 6.84 | 0 | 0 | 0.28365 | 0.25 | showerhead | 86.67% | 86.67% | Discretionary | Retro5Med_OR | 81.34% | Water Heater | 0% | -1560.8322 |  | 1151.3182 |  | 0 | ThermostaticShowerRestrictionValve_v4_2 | ThermostaticShowerRestrictionValve_v4_2 | ThermostaticShowerRestrictionValve_v4_2 | No thermostatic control on shower. | No thermostatic control on shower. | No thermostatic control on shower. | No thermostatic control on shower. | No thermostatic control on shower. | No thermostatic control on shower. | No thermostatic control on shower. | No thermostatic control on shower. | No thermostatic control on shower. | No thermostatic control on shower. | No thermostatic control on shower. | No thermostatic control on shower. | No thermostatic control on shower. | No thermostatic control on shower. | No thermostatic control on shower. | No thermostatic control on shower. | No thermostatic control on shower. | No thermostatic control on shower. | No thermostatic control on shower. | No thermostatic control on shower. | No thermostatic control on shower. | No thermostatic control on shower. | No thermostatic control on shower. | No thermostatic control on shower. | No thermostatic control on shower. | No thermostatic control on shower. | No thermostatic control on shower. | Thermostatic shower restriction valve. | Thermostatic shower restriction valve. | Thermostatic shower restriction valve. | Thermostatic shower restriction valve. | Thermostatic shower restriction valve. | Thermostatic shower restriction valve. | Thermostatic shower restriction valve. | Thermostatic shower restriction valve. | Thermostatic shower restriction valve. | Thermostatic shower restriction valve. | Thermostatic shower restriction valve. | Thermostatic shower restriction valve. | Thermostatic shower restriction valve. | Thermostatic shower restriction valve. | Thermostatic shower restriction valve. | Thermostatic shower restriction valve. | Thermostatic shower restriction valve. | Thermostatic shower restriction valve. | Thermostatic shower restriction valve. | Thermostatic shower restriction valve. | Thermostatic shower restriction valve. | Thermostatic shower restriction valve. | Thermostatic shower restriction valve. | Thermostatic shower restriction valve. | Thermostatic shower restriction valve. | Thermostatic shower restriction valve. | Thermostatic shower restriction valve. | 24.46 | 24.46 | 24.46 | 24.46 | 24.46 | 24.46 | 24.46 | 24.46 | 24.46 | 24.46 | 24.46 | 24.46 | 24.46 | 24.46 | 24.46 | 24.46 | 24.46 | 24.46 | 24.46 | 24.46 | 24.46 | 24.46 | 24.46 | 24.46 | 24.46 | 24.46 | 24.46 | 0 | 0 | 1.7033 | 1.6493 | 1.5997 | 1.5528 | 1.5085 | 1.4659 | 1.4264 | 1.3899 | 1.3554 | 1.324 | 1.3114 | 1.3022 | 1.2975 | 1.2894 | 1.2836 | 1.279 | 1.2753 | 1.2722 | 1.2703 | 1.2693 | 1.2688 | 1.2684 | 1.2671 | 1.2669 | 1.2667 | 0 | 0 | 0 | 0 | 0 | 0 | 0 | 0 | 0 | 0 | 0 | 0 | 0 | 0 | 0 | 0 | 0 | 0 | 0 | 0 | 0 | 0 | 0 | 0 | 0 | 0 | 0 | 0 | 0 | 0 | 0 | 0 | 0 | 0 | 0 | 0 | 0 | 0 | 0 | 0 | 0 | 0 | 0 | 0 | 0 | 0 | 0 | 0 | 0 | 0 | 0 | 0 | 0 | 0 | 0 | 0 | 0 | 0 | 0 | 0 | 0 | 0 | 0 | 0 | 0 | 0 | 0 | 0 | 0 | 0 | 0 | 0 | 0 | 0 | 0 | 0 | 0 | 0 | 0 | 0 | 0 | 0 | 0 | 0 | 0 | 0 | 0 | 0 | 0 | 0 | 0 | 0 | 0 | 0 | 0 | 0 | 0 | 0 | 0 | 0 | 0 | 0 | 0 | 0 | 0 | 0 | 0 | 0 | 0 | 0 | 0 | 0 | 0 | 0 | 0 | 0 | 0 | 0 | 0 | 0 | 0 | 0 | 0 | 0 | 0 | 0 | 0 | 0 | 0 | 0 | 0 | 0 | 0 | 0 | 0 | 0 | 0 | 0 | 0 | 0 | 0 | 0 | 0 | 0 | 0 | 0 | 0 | 0 | 0 | 0 | 0 | 0 | 0 | 0 | 0 | 0 | 0 | 0 | 0 | 0 | 0 | 0 | 0 | 0 | 0 | 0 | 0 | 0 | 0 | 0 | 0 | 0 | 0 | 0 | 0 | 0 | 0 | 0 | 0 | 0 | 0 | 0 | 0 | 0 | 0 | 0 | 0 | 0 | 0 | 0 | 0 | 0 | 0 | 0 | 0 | 0 | 0 | 0 | 0 | 0 | 0 | 0 | 0 | 0 | 0 | 0 | 0 | 0 | 0 | 0 | 0 | 0 | 0 | 0 | 0 | 0 | 0 | 0 | 0 | 0 | 0 | 0 | 0 | 0 | 0 | 0 | 0 | 0 | 0 | 0 | 0 | 0 | 0 | 0 | 0 | 0 | 0 | 0 | 0 | 0 | 0 | 0 | 0 | 0 | 0 | 0 | 0 | 0 | 0 | 0 | 0 | 0 | 0 | 0 | 0 | 0 | 0 | 0 | 0 | 0 | 0 | 0 | 0 | 0 | 0 | 0 | 0 | 0 | 0 | 0 | 0 | 0 | 0 | 0 | 0 | 0 | 0 | 0 | 0 | 0 | 0 | 0 | 0 | 0 | 0 | 0 | 0 | 0 | 0 | 0 | 0 | 0 | 0 | 0 | 0 | 0 | 0 | 0 | 0 | 0 | 0 | 0 | 0 | 0 | 0 | 0 | 0 | 0 | 0 | 0 | 0 | 0 | 0 | 0 | 0 | 0 | 0 | 0 | 0 | 0 | 0 | 0 | 0 | 0 | 0 | 0 | 0 | 0 | 0 | 0 | 0 | 0 | 0 | 0 | 0 | 0 | 0 | 0 | 0 | 0 | 0 | 0 | 0 | 0 | 0 | 0 | 0 | 0 | 0 | 0 | 0 | 0 | 0 | 0 | 0 | 0 | 0 | 0 | 0 | 0 | 0 | 0 | 0 | 0 | 0 | 0 | 0 | 0 | 0 | 0 | 0 | 0 | 0 | 0 | 0 | 0 | 0 | 0 | 0 | 0 | 0 | 0 | 0 | 0 | 0 | 0 | 0 | 0 | 0 | 0 | 0 | 0 | 0 | 0 | 0 | 0 | 0 | 0 | 0 | 0 | -1450.5318 | -1473.6139 | -1494.4949 | -1513.1724 | -1529.6359 | -1543.8699 | -1555.857 | -1565.5816 | -1573.4492 | -1579.8005 | -1584.9185 | -1589.0369 | -1592.347 | -1595.0051 | -1597.1379 | -1598.8483 | -1600.2193 | -1601.3177 | -1602.1976 | -1602.9021 | -1603.4663 | -1603.9178 | -1604.2793 | -1604.5685 | -1604.8 | 1069.9572 | 1086.9833 | 1102.3857 | 1116.1629 | 1128.3069 | 1138.8063 | 1147.6484 | 1154.8215 | 1160.6249 | 1165.3098 | 1169.085 | 1172.1229 | 1174.5645 | 1176.5252 | 1178.0984 | 1179.3601 | 1180.3713 | 1181.1816 | 1181.8306 | 1182.3503 | 1182.7664 | 1183.0995 | 1183.3661 | 1183.5795 | 1183.7502
OR_Commercial_OR - Miscellaneous_Existing_Water Heating_Natural Gas_Water Heater - Pre-Rinse Spray Valve_A | OR | Commercial | OR - Miscellaneous | Existing | Water Heating | Natural Gas | Water Heater - Pre-Rinse Spray Valve | A | OCM559 | Standard pre-rinse spray valve. | Low flow pre-rinse spray valve. | 4 | 16.81 | 0 | 0 | 112.2 | 0 | 0 | 0 | 0.28365 | 0.25 | KitchenFaucet | 0% | 0% | Discretionary | Retro5Med_OR | 81.34% | Water Heater | 0% | 2745.0384 |  | 1171.901 |  | 0 | Avista TRM | Avista TRM | Avista TRM | Standard pre-rinse spray valve. | Standard pre-rinse spray valve. | Standard pre-rinse spray valve. | Standard pre-rinse spray valve. | Standard pre-rinse spray valve. | Standard pre-rinse spray valve. | Standard pre-rinse spray valve. | Standard pre-rinse spray valve. | Standard pre-rinse spray valve. | Standard pre-rinse spray valve. | Standard pre-rinse spray valve. | Standard pre-rinse spray valve. | Standard pre-rinse spray valve. | Standard pre-rinse spray valve. | Standard pre-rinse spray valve. | Standard pre-rinse spray valve. | Standard pre-rinse spray valve. | Standard pre-rinse spray valve. | Standard pre-rinse spray valve. | Standard pre-rinse spray valve. | Standard pre-rinse spray valve. | Standard pre-rinse spray valve. | Standard pre-rinse spray valve. | Standard pre-rinse spray valve. | Standard pre-rinse spray valve. | Standard pre-rinse spray valve. | Standard pre-rinse spray valve. | Low flow pre-rinse spray valve. | Low flow pre-rinse spray valve. | Low flow pre-rinse spray valve. | Low flow pre-rinse spray valve. | Low flow pre-rinse spray valve. | Low flow pre-rinse spray valve. | Low flow pre-rinse spray valve. | Low flow pre-rinse spray valve. | Low flow pre-rinse spray valve. | Low flow pre-rinse spray valve. | Low flow pre-rinse spray valve. | Low flow pre-rinse spray valve. | Low flow pre-rinse spray valve. | Low flow pre-rinse spray valve. | Low flow pre-rinse spray valve. | Low flow pre-rinse spray valve. | Low flow pre-rinse spray valve. | Low flow pre-rinse spray valve. | Low flow pre-rinse spray valve. | Low flow pre-rinse spray valve. | Low flow pre-rinse spray valve. | Low flow pre-rinse spray valve. | Low flow pre-rinse spray valve. | Low flow pre-rinse spray valve. | Low flow pre-rinse spray valve. | Low flow pre-rinse spray valve. | Low flow pre-rinse spray valve. | 112.2 | 112.2 | 112.2 | 112.2 | 112.2 | 112.2 | 112.2 | 112.2 | 112.2 | 112.2 | 112.2 | 112.2 | 112.2 | 112.2 | 112.2 | 112.2 | 112.2 | 112.2 | 112.2 | 112.2 | 112.2 | 112.2 | 112.2 | 112.2 | 112.2 | 112.2 | 112.2 | 0 | 0 | 15.9502 | 15.4452 | 14.9803 | 14.5414 | 14.1264 | 13.727 | 13.3575 | 13.0152 | 12.6926 | 12.3986 | 12.2803 | 12.1945 | 12.1502 | 12.0743 | 12.0203 | 11.9771 | 11.9426 | 11.913 | 11.8959 | 11.8861 | 11.8814 | 11.8776 | 11.8659 | 11.8635 | 11.8616 | 0 | 0 | 0 | 0 | 0 | 0 | 0 | 0 | 0 | 0 | 0 | 0 | 0 | 0 | 0 | 0 | 0 | 0 | 0 | 0 | 0 | 0 | 0 | 0 | 0 | 0 | 0 | 0 | 0 | 0 | 0 | 0 | 0 | 0 | 0 | 0 | 0 | 0 | 0 | 0 | 0 | 0 | 0 | 0 | 0 | 0 | 0 | 0 | 0 | 0 | 0 | 0 | 0 | 0 | 0 | 0 | 0 | 0 | 0 | 0 | 0 | 0 | 0 | 0 | 0 | 0 | 0 | 0 | 0 | 0 | 0 | 0 | 0 | 0 | 0 | 0 | 0 | 0 | 0 | 0 | 0 | 0 | 0 | 0 | 0 | 0 | 0 | 0 | 0 | 0 | 0 | 0 | 0 | 0 | 0 | 0 | 0 | 0 | 0 | 0 | 0 | 0 | 0 | 0 | 0 | 0 | 0 | 0 | 0 | 0 | 0 | 0 | 0 | 0 | 0 | 0 | 0 | 0 | 0 | 0 | 0 | 0 | 0 | 0 | 0 | 0 | 0 | 0 | 0 | 0 | 0 | 0 | 0 | 0 | 0 | 0 | 0 | 0 | 0 | 0 | 0 | 0 | 0 | 0 | 0 | 0 | 0 | 0 | 0 | 0 | 0 | 0 | 0 | 0 | 0 | 0 | 0 | 0 | 0 | 0 | 0 | 0 | 0 | 0 | 0 | 0 | 0 | 0 | 0 | 0 | 0 | 0 | 0 | 0 | 0 | 0 | 0 | 0 | 0 | 0 | 0 | 0 | 0 | 0 | 0 | 0 | 0 | 0 | 0 | 0 | 0 | 0 | 0 | 0 | 0 | 0 | 0 | 0 | 0 | 0 | 0 | 0 | 0 | 0 | 0 | 0 | 0 | 0 | 0 | 0 | 0 | 0 | 0 | 0 | 0 | 0 | 0 | 0 | 0 | 0 | 0 | 0 | 0 | 0 | 0 | 0 | 0 | 0 | 0 | 0 | 0 | 0 | 0 | 0 | 0 | 0 | 0 | 0 | 0 | 0 | 0 | 0 | 0 | 0 | 0 | 0 | 0 | 0 | 0 | 0 | 0 | 0 | 0 | 0 | 0 | 0 | 0 | 0 | 0 | 0 | 0 | 0 | 0 | 0 | 0 | 0 | 0 | 0 | 0 | 0 | 0 | 0 | 0 | 0 | 0 | 0 | 0 | 0 | 0 | 0 | 0 | 0 | 0 | 0 | 0 | 0 | 0 | 0 | 0 | 0 | 0 | 0 | 0 | 0 | 0 | 0 | 0 | 0 | 0 | 0 | 0 | 0 | 0 | 0 | 0 | 0 | 0 | 0 | 0 | 0 | 0 | 0 | 0 | 0 | 0 | 0 | 0 | 0 | 0 | 0 | 0 | 0 | 0 | 0 | 0 | 0 | 0 | 0 | 0 | 0 | 0 | 0 | 0 | 0 | 0 | 0 | 0 | 0 | 0 | 0 | 0 | 0 | 0 | 0 | 0 | 0 | 0 | 0 | 0 | 0 | 0 | 0 | 0 | 0 | 0 | 0 | 0 | 0 | 0 | 0 | 0 | 0 | 0 | 0 | 0 | 0 | 0 | 0 | 0 | 0 | 0 | 0 | 0 | 0 | 0 | 0 | 0 | 0 | 0 | 0 | 0 | 0 | 0 | 0 | 0 | 0 | 0 | 0 | 0 | 0 | 0 | 0 | 0 | 0 | 0 | 0 | 0 | 0 | 0 | 0 | 2551.0529 | 2591.6474 | 2628.3708 | 2661.2191 | 2690.1735 | 2715.2068 | 2736.2886 | 2753.3912 | 2767.228 | 2778.398 | 2787.3991 | 2794.6421 | 2800.4636 | 2805.1383 | 2808.8894 | 2811.8974 | 2814.3085 | 2816.2404 | 2817.7878 | 2819.0269 | 2820.019 | 2820.8132 | 2821.4489 | 2821.9576 | 2822.3647 | 1089.0855 | 1106.416 | 1122.0938 | 1136.1172 | 1148.4783 | 1159.1654 | 1168.1656 | 1175.467 | 1181.3741 | 1186.1428 | 1189.9855 | 1193.0776 | 1195.563 | 1197.5587 | 1199.1601 | 1200.4442 | 1201.4736 | 1202.2983 | 1202.9589 | 1203.4879 | 1203.9115 | 1204.2505 | 1204.5219 | 1204.7391 | 1204.9129
OR_Commercial_OR - Miscellaneous_Existing_Water Heating_Natural Gas_Water Heater - Temperature Setback_A | OR | Commercial | OR - Miscellaneous | Existing | Water Heating | Natural Gas | Water Heater - Temperature Setback | A | OCM560 | No water heater temperature setback. | Water heater temperature setback. | 2 | 103.9223 | 0 | 0 | 5 | 0 | 0 | 0 | 0.28365 | 0.25 | WHunits | 15% | 100% | Discretionary | Retro5Med_OR | 81.34% | Water Heater | 0% | 37.0992 |  | 15.8383 |  | 0 | IL TRM - RS-HWE-TMPS-V08-210101 | IL TRM - RS-HWE-TMPS-V08-210101 | IL TRM - RS-HWE-TMPS-V08-210101 | No water heater temperature setback. | No water heater temperature setback. | No water heater temperature setback. | No water heater temperature setback. | No water heater temperature setback. | No water heater temperature setback. | No water heater temperature setback. | No water heater temperature setback. | No water heater temperature setback. | No water heater temperature setback. | No water heater temperature setback. | No water heater temperature setback. | No water heater temperature setback. | No water heater temperature setback. | No water heater temperature setback. | No water heater temperature setback. | No water heater temperature setback. | No water heater temperature setback. | No water heater temperature setback. | No water heater temperature setback. | No water heater temperature setback. | No water heater temperature setback. | No water heater temperature setback. | No water heater temperature setback. | No water heater temperature setback. | No water heater temperature setback. | No water heater temperature setback. | Water heater temperature setback. | Water heater temperature setback. | Water heater temperature setback. | Water heater temperature setback. | Water heater temperature setback. | Water heater temperature setback. | Water heater temperature setback. | Water heater temperature setback. | Water heater temperature setback. | Water heater temperature setback. | Water heater temperature setback. | Water heater temperature setback. | Water heater temperature setback. | Water heater temperature setback. | Water heater temperature setback. | Water heater temperature setback. | Water heater temperature setback. | Water heater temperature setback. | Water heater temperature setback. | Water heater temperature setback. | Water heater temperature setback. | Water heater temperature setback. | Water heater temperature setback. | Water heater temperature setback. | Water heater temperature setback. | Water heater temperature setback. | Water heater temperature setback. | 5 | 5 | 5 | 5 | 5 | 5 | 5 | 5 | 5 | 5 | 5 | 5 | 5 | 5 | 5 | 5 | 5 | 5 | 5 | 5 | 5 | 5 | 5 | 5 | 5 | 5 | 5 | 0 | 0 | 99.0172 | 96.3684 | 93.9392 | 91.7101 | 89.6637 | 87.781 | 86.0574 | 84.4928 | 83.0028 | 81.5971 | 81.219 | 80.9266 | 80.7046 | 80.24 | 79.8812 | 79.5942 | 79.3646 | 79.1682 | 79.0541 | 78.9892 | 78.9578 | 78.9326 | 78.8553 | 78.8392 | 78.8264 | 0.054913 | 0.065621 | 0.02618 | 0.026262 | 0.024214 | 0.02832 | 0 | 0 | 0 | 0 | 0 | 0 | 0 | 0 | 0 | 0 | 0 | 0 | 0 | 0 | 0 | 0 | 0 | 0 | 0 | 0.054913 | 0.11907 | 0.14224 | 0.16513 | 0.18566 | 0.21008 | 0.20596 | 0.20221 | 0.19865 | 0.19528 | 0.19438 | 0.19368 | 0.19315 | 0.19203 | 0.19117 | 0.19049 | 0.18994 | 0.18947 | 0.1892 | 0.18904 | 0.18896 | 0.1889 | 0.18872 | 0.18868 | 0.18865 | 0.55458 | 0.68094 | 0.27869 | 0.28636 | 0.27005 | 0.32262 | 0 | 0 | 0 | 0 | 0 | 0 | 0 | 0 | 0 | 0 | 0 | 0 | 0 | 0 | 0 | 0 | 0 | 0 | 0 | 0.55458 | 1.2355 | 1.5142 | 1.8006 | 2.0706 | 2.3932 | 2.3932 | 2.3932 | 2.3932 | 2.3932 | 2.3932 | 2.3932 | 2.3932 | 2.3932 | 2.3932 | 2.3932 | 2.3932 | 2.3932 | 2.3932 | 2.3932 | 2.3932 | 2.3932 | 2.3932 | 2.3932 | 2.3932 | 0.047158 | 0.056907 | 0.022916 | 0.023194 | 0.021569 | 0.025434 | 0 | 0 | 0 | 0 | 0 | 0 | 0 | 0 | 0 | 0 | 0 | 0 | 0 | 0 | 0 | 0 | 0 | 0 | 0 | 0.047158 | 0.10325 | 0.12451 | 0.14584 | 0.16538 | 0.18867 | 0.18644 | 0.18447 | 0.18268 | 0.18107 | 0.17971 | 0.17858 | 0.17766 | 0.17669 | 0.17594 | 0.17534 | 0.17487 | 0.17449 | 0.17423 | 0.17404 | 0.1739 | 0.1738 | 0.17367 | 0.17364 | 0.17362 | 0.4714 | 0.5788 | 0.23688 | 0.2434 | 0.22954 | 0.27423 | 0 | 0 | 0 | 0 | 0 | 0 | 0 | 0 | 0 | 0 | 0 | 0 | 0 | 0 | 0 | 0 | 0 | 0 | 0 | 0.4714 | 1.0502 | 1.2871 | 1.5305 | 1.76 | 2.0343 | 2.0343 | 2.0343 | 2.0343 | 2.0343 | 2.0343 | 2.0343 | 2.0343 | 2.0343 | 2.0343 | 2.0343 | 2.0343 | 2.0343 | 2.0343 | 2.0343 | 2.0343 | 2.0343 | 2.0343 | 2.0343 | 2.0343 | 0.047158 | 0.056907 | 0.022916 | 0.023194 | 0.021569 | 0.025434 | 0 | 0 | 0 | 0 | 0 | 0 | 0 | 0 | 0 | 0 | 0 | 0 | 0 | 0 | 0 | 0 | 0 | 0 | 0 | 0.047158 | 0.10325 | 0.12451 | 0.14584 | 0.16538 | 0.18867 | 0.18644 | 0.18447 | 0.18268 | 0.18107 | 0.17971 | 0.17858 | 0.17766 | 0.17669 | 0.17594 | 0.17534 | 0.17487 | 0.17449 | 0.17423 | 0.17404 | 0.1739 | 0.1738 | 0.17367 | 0.17364 | 0.17362 | 0.4714 | 0.5788 | 0.23688 | 0.2434 | 0.22954 | 0.27423 | 0 | 0 | 0 | 0 | 0 | 0 | 0 | 0 | 0 | 0 | 0 | 0 | 0 | 0 | 0 | 0 | 0 | 0 | 0 | 0.4714 | 1.0502 | 1.2871 | 1.5305 | 1.76 | 2.0343 | 2.0343 | 2.0343 | 2.0343 | 2.0343 | 2.0343 | 2.0343 | 2.0343 | 2.0343 | 2.0343 | 2.0343 | 2.0343 | 2.0343 | 2.0343 | 2.0343 | 2.0343 | 2.0343 | 2.0343 | 2.0343 | 2.0343 | 0.047158 | 0.056907 | 0.022916 | 0.023194 | 0.021569 | 0.025434 | 0 | 0 | 0 | 0 | 0 | 0 | 0 | 0 | 0 | 0 | 0 | 0 | 0 | 0 | 0 | 0 | 0 | 0 | 0 | 0.047158 | 0.10325 | 0.12451 | 0.14584 | 0.16538 | 0.18867 | 0.18644 | 0.18447 | 0.18268 | 0.18107 | 0.17971 | 0.17858 | 0.17766 | 0.17669 | 0.17594 | 0.17534 | 0.17487 | 0.17449 | 0.17423 | 0.17404 | 0.1739 | 0.1738 | 0.17367 | 0.17364 | 0.17362 | 0.4714 | 0.5788 | 0.23688 | 0.2434 | 0.22954 | 0.27423 | 0 | 0 | 0 | 0 | 0 | 0 | 0 | 0 | 0 | 0 | 0 | 0 | 0 | 0 | 0 | 0 | 0 | 0 | 0 | 0.4714 | 1.0502 | 1.2871 | 1.5305 | 1.76 | 2.0343 | 2.0343 | 2.0343 | 2.0343 | 2.0343 | 2.0343 | 2.0343 | 2.0343 | 2.0343 | 2.0343 | 2.0343 | 2.0343 | 2.0343 | 2.0343 | 2.0343 | 2.0343 | 2.0343 | 2.0343 | 2.0343 | 2.0343 | 34.4775 | 35.0262 | 35.5225 | 35.9664 | 36.3577 | 36.6961 | 36.981 | 37.2121 | 37.3991 | 37.5501 | 37.6717 | 37.7696 | 37.8483 | 37.9115 | 37.9622 | 38.0028 | 38.0354 | 38.0615 | 38.0824 | 38.0992 | 38.1126 | 38.1233 | 38.1319 | 38.1388 | 38.1443 | 14.719 | 14.9532 | 15.1651 | 15.3546 | 15.5217 | 15.6661 | 15.7878 | 15.8865 | 15.9663 | 16.0307 | 16.0827 | 16.1245 | 16.158 | 16.185 | 16.2067 | 16.224 | 16.2379 | 16.2491 | 16.258 | 16.2652 | 16.2709 | 16.2755 | 16.2791 | 16.2821 | 16.2844
OR_Commercial_OR - Miscellaneous_Existing_Water Heating_Natural Gas_Water Heater - Faucet Aerators_A | OR | Commercial | OR - Miscellaneous | Existing | Water Heating | Natural Gas | Water Heater - Faucet Aerators | A | OCM561 | 0 | 0 | 10 | 7.4299 | 0 | 0 | 7.44 | 14.88 | 0 | 0 | 0.28365 | 0.25 | faucet | 86.67% | 86.67% | Discretionary | Retro5Med_OR | 81.34% | Water Heater | 0% | -2038.7828 |  | 84.6089 |  | 0 | DHW_AER-Water Heating-XCELCO-2017-18-6 | DHW_AER-Water Heating-XCELCO-2017-18-6 | DHW_AER-Water Heating-ILTRM-v5.0-14 | 0 | 0 | 0 | 0 | 0 | 0 | 0 | 0 | 0 | 0 | 0 | 0 | 0 | 0 | 0 | 0 | 0 | 0 | 0 | 0 | 0 | 0 | 0 | 0 | 0 | 0 | 0 | 0 | 0 | 0 | 0 | 0 | 0 | 0 | 0 | 0 | 0 | 0 | 0 | 0 | 0 | 0 | 0 | 0 | 0 | 0 | 0 | 0 | 0 | 0 | 0 | 0 | 0 | 0 | 7.44 | 7.44 | 7.44 | 7.44 | 7.44 | 7.44 | 7.44 | 7.44 | 7.44 | 7.44 | 7.44 | 7.44 | 7.44 | 7.44 | 7.44 | 7.44 | 7.44 | 7.44 | 7.44 | 7.44 | 7.44 | 7.44 | 7.44 | 7.44 | 7.44 | 7.44 | 7.44 | 0 | 0 | 7.0713 | 6.8728 | 6.6958 | 6.5331 | 6.3839 | 6.2458 | 6.1232 | 6.0118 | 5.9058 | 5.8058 | 5.7789 | 5.7581 | 5.7423 | 5.7092 | 5.6837 | 5.6633 | 5.6469 | 5.633 | 5.6249 | 5.6202 | 5.618 | 5.6162 | 5.6107 | 5.6096 | 5.6087 | 0 | 0 | 0 | 0 | 0 | 0 | 0 | 0 | 0 | 0 | 0 | 0 | 0 | 0 | 0 | 0 | 0 | 0 | 0 | 0 | 0 | 0 | 0 | 0 | 0 | 0 | 0 | 0 | 0 | 0 | 0 | 0 | 0 | 0 | 0 | 0 | 0 | 0 | 0 | 0 | 0 | 0 | 0 | 0 | 0 | 0 | 0 | 0 | 0 | 0 | 0 | 0 | 0 | 0 | 0 | 0 | 0 | 0 | 0 | 0 | 0 | 0 | 0 | 0 | 0 | 0 | 0 | 0 | 0 | 0 | 0 | 0 | 0 | 0 | 0 | 0 | 0 | 0 | 0 | 0 | 0 | 0 | 0 | 0 | 0 | 0 | 0 | 0 | 0 | 0 | 0 | 0 | 0 | 0 | 0 | 0 | 0 | 0 | 0 | 0 | 0 | 0 | 0 | 0 | 0 | 0 | 0 | 0 | 0 | 0 | 0 | 0 | 0 | 0 | 0 | 0 | 0 | 0 | 0 | 0 | 0 | 0 | 0 | 0 | 0 | 0 | 0 | 0 | 0 | 0 | 0 | 0 | 0 | 0 | 0 | 0 | 0 | 0 | 0 | 0 | 0 | 0 | 0 | 0 | 0 | 0 | 0 | 0 | 0 | 0 | 0 | 0 | 0 | 0 | 0 | 0 | 0 | 0 | 0 | 0 | 0 | 0 | 0 | 0 | 0 | 0 | 0 | 0 | 0 | 0 | 0 | 0 | 0 | 0 | 0 | 0 | 0 | 0 | 0 | 0 | 0 | 0 | 0 | 0 | 0 | 0 | 0 | 0 | 0 | 0 | 0 | 0 | 0 | 0 | 0 | 0 | 0 | 0 | 0 | 0 | 0 | 0 | 0 | 0 | 0 | 0 | 0 | 0 | 0 | 0 | 0 | 0 | 0 | 0 | 0 | 0 | 0 | 0 | 0 | 0 | 0 | 0 | 0 | 0 | 0 | 0 | 0 | 0 | 0 | 0 | 0 | 0 | 0 | 0 | 0 | 0 | 0 | 0 | 0 | 0 | 0 | 0 | 0 | 0 | 0 | 0 | 0 | 0 | 0 | 0 | 0 | 0 | 0 | 0 | 0 | 0 | 0 | 0 | 0 | 0 | 0 | 0 | 0 | 0 | 0 | 0 | 0 | 0 | 0 | 0 | 0 | 0 | 0 | 0 | 0 | 0 | 0 | 0 | 0 | 0 | 0 | 0 | 0 | 0 | 0 | 0 | 0 | 0 | 0 | 0 | 0 | 0 | 0 | 0 | 0 | 0 | 0 | 0 | 0 | 0 | 0 | 0 | 0 | 0 | 0 | 0 | 0 | 0 | 0 | 0 | 0 | 0 | 0 | 0 | 0 | 0 | 0 | 0 | 0 | 0 | 0 | 0 | 0 | 0 | 0 | 0 | 0 | 0 | 0 | 0 | 0 | 0 | 0 | 0 | 0 | 0 | 0 | 0 | 0 | 0 | 0 | 0 | 0 | 0 | 0 | 0 | 0 | 0 | 0 | 0 | 0 | 0 | 0 | 0 | 0 | 0 | 0 | 0 | 0 | 0 | 0 | 0 | 0 | 0 | 0 | 0 | 0 | 0 | 0 | 0 | 0 | 0 | 0 | 0 | 0 | 0 | 0 | 0 | 0 | 0 | 0 | 0 | 0 | 0 | 0 | 0 | 0 | 0 | 0 | 0 | 0 | 0 | 0 | 0 | 0 | 0 | 0 | 0 | 0 | 0 | -1894.7068 | -1924.857 | -1952.132 | -1976.5289 | -1998.0338 | -2016.6264 | -2032.2842 | -2044.9866 | -2055.2634 | -2063.5595 | -2070.2448 | -2075.6243 | -2079.948 | -2083.42 | -2086.206 | -2088.4401 | -2090.2309 | -2091.6657 | -2092.8149 | -2093.7353 | -2094.4721 | -2095.062 | -2095.5341 | -2095.9119 | -2096.2143 | 78.6298 | 79.881 | 81.0129 | 82.0254 | 82.9178 | 83.6894 | 84.3392 | 84.8664 | 85.2929 | 85.6371 | 85.9146 | 86.1378 | 86.3173 | 86.4614 | 86.577 | 86.6697 | 86.744 | 86.8035 | 86.8512 | 86.8894 | 86.92 | 86.9445 | 86.9641 | 86.9798 | 86.9923
OR_Commercial_OR - Miscellaneous_Existing_Water Heating_Natural Gas_Water Heater - Low-Flow Showerheads_A | OR | Commercial | OR - Miscellaneous | Existing | Water Heating | Natural Gas | Water Heater - Low-Flow Showerheads | A | OCM562 | 0 | 0 | 10 | 4.275 | 0 | 0 | 19.75 | 28.77 | 0 | 0 | 0.28365 | 0.25 | Showerhead | 86.67% | 86.67% | Discretionary | Retro5Med_OR | 81.34% | Water Heater | 0% | -6602.0739 |  | 390.3531 |  | 0 | Com-Showerheads-2021P_V2 | Com-Showerheads-2021P_V2 | Com-Showerheads-2021P_V2 | 0 | 0 | 0 | 0 | 0 | 0 | 0 | 0 | 0 | 0 | 0 | 0 | 0 | 0 | 0 | 0 | 0 | 0 | 0 | 0 | 0 | 0 | 0 | 0 | 0 | 0 | 0 | 0 | 0 | 0 | 0 | 0 | 0 | 0 | 0 | 0 | 0 | 0 | 0 | 0 | 0 | 0 | 0 | 0 | 0 | 0 | 0 | 0 | 0 | 0 | 0 | 0 | 0 | 0 | 19.75 | 19.75 | 19.75 | 19.75 | 19.75 | 19.75 | 19.75 | 19.75 | 19.75 | 19.75 | 19.75 | 19.75 | 19.75 | 19.75 | 19.75 | 19.75 | 19.75 | 19.75 | 19.75 | 19.75 | 19.75 | 19.75 | 19.75 | 19.75 | 19.75 | 19.75 | 19.75 | 0 | 0 | 4.0563 | 3.9279 | 3.8097 | 3.698 | 3.5925 | 3.4909 | 3.397 | 3.3099 | 3.2279 | 3.1531 | 3.123 | 3.1012 | 3.0899 | 3.0706 | 3.0569 | 3.0459 | 3.0371 | 3.0296 | 3.0253 | 3.0228 | 3.0216 | 3.0206 | 3.0176 | 3.017 | 3.0165 | 0 | 0 | 0 | 0 | 0 | 0 | 0 | 0 | 0 | 0 | 0 | 0 | 0 | 0 | 0 | 0 | 0 | 0 | 0 | 0 | 0 | 0 | 0 | 0 | 0 | 0 | 0 | 0 | 0 | 0 | 0 | 0 | 0 | 0 | 0 | 0 | 0 | 0 | 0 | 0 | 0 | 0 | 0 | 0 | 0 | 0 | 0 | 0 | 0 | 0 | 0 | 0 | 0 | 0 | 0 | 0 | 0 | 0 | 0 | 0 | 0 | 0 | 0 | 0 | 0 | 0 | 0 | 0 | 0 | 0 | 0 | 0 | 0 | 0 | 0 | 0 | 0 | 0 | 0 | 0 | 0 | 0 | 0 | 0 | 0 | 0 | 0 | 0 | 0 | 0 | 0 | 0 | 0 | 0 | 0 | 0 | 0 | 0 | 0 | 0 | 0 | 0 | 0 | 0 | 0 | 0 | 0 | 0 | 0 | 0 | 0 | 0 | 0 | 0 | 0 | 0 | 0 | 0 | 0 | 0 | 0 | 0 | 0 | 0 | 0 | 0 | 0 | 0 | 0 | 0 | 0 | 0 | 0 | 0 | 0 | 0 | 0 | 0 | 0 | 0 | 0 | 0 | 0 | 0 | 0 | 0 | 0 | 0 | 0 | 0 | 0 | 0 | 0 | 0 | 0 | 0 | 0 | 0 | 0 | 0 | 0 | 0 | 0 | 0 | 0 | 0 | 0 | 0 | 0 | 0 | 0 | 0 | 0 | 0 | 0 | 0 | 0 | 0 | 0 | 0 | 0 | 0 | 0 | 0 | 0 | 0 | 0 | 0 | 0 | 0 | 0 | 0 | 0 | 0 | 0 | 0 | 0 | 0 | 0 | 0 | 0 | 0 | 0 | 0 | 0 | 0 | 0 | 0 | 0 | 0 | 0 | 0 | 0 | 0 | 0 | 0 | 0 | 0 | 0 | 0 | 0 | 0 | 0 | 0 | 0 | 0 | 0 | 0 | 0 | 0 | 0 | 0 | 0 | 0 | 0 | 0 | 0 | 0 | 0 | 0 | 0 | 0 | 0 | 0 | 0 | 0 | 0 | 0 | 0 | 0 | 0 | 0 | 0 | 0 | 0 | 0 | 0 | 0 | 0 | 0 | 0 | 0 | 0 | 0 | 0 | 0 | 0 | 0 | 0 | 0 | 0 | 0 | 0 | 0 | 0 | 0 | 0 | 0 | 0 | 0 | 0 | 0 | 0 | 0 | 0 | 0 | 0 | 0 | 0 | 0 | 0 | 0 | 0 | 0 | 0 | 0 | 0 | 0 | 0 | 0 | 0 | 0 | 0 | 0 | 0 | 0 | 0 | 0 | 0 | 0 | 0 | 0 | 0 | 0 | 0 | 0 | 0 | 0 | 0 | 0 | 0 | 0 | 0 | 0 | 0 | 0 | 0 | 0 | 0 | 0 | 0 | 0 | 0 | 0 | 0 | 0 | 0 | 0 | 0 | 0 | 0 | 0 | 0 | 0 | 0 | 0 | 0 | 0 | 0 | 0 | 0 | 0 | 0 | 0 | 0 | 0 | 0 | 0 | 0 | 0 | 0 | 0 | 0 | 0 | 0 | 0 | 0 | 0 | 0 | 0 | 0 | 0 | 0 | 0 | 0 | 0 | 0 | 0 | 0 | 0 | 0 | 0 | 0 | 0 | 0 | 0 | 0 | 0 | 0 | 0 | 0 | 0 | 0 | 0 | 0 | 0 | 0 | 0 | 0 | 0 | -6135.5207 | -6233.1543 | -6321.4775 | -6400.4806 | -6470.1187 | -6530.3261 | -6581.0297 | -6622.1631 | -6655.4419 | -6682.3067 | -6703.9553 | -6721.3753 | -6735.3767 | -6746.6199 | -6755.6415 | -6762.8762 | -6768.6751 | -6773.3213 | -6777.043 | -6780.0232 | -6782.4093 | -6784.3194 | -6785.8482 | -6787.0718 | -6788.0509 | 362.7678 | 368.5405 | 373.7626 | 378.4338 | 382.5512 | 386.111 | 389.1089 | 391.5409 | 393.5086 | 395.097 | 396.377 | 397.4069 | 398.2348 | 398.8995 | 399.4329 | 399.8607 | 400.2036 | 400.4783 | 400.6983 | 400.8745 | 401.0156 | 401.1285 | 401.2189 | 401.2913 | 401.3492
OR_Commercial_OR - Miscellaneous_Existing_Water Heating_Natural Gas_Water Heater - Tank Blanket/Insulation_A | OR | Commercial | OR - Miscellaneous | Existing | Water Heating | Natural Gas | Water Heater - Tank Blanket/Insulation | A | OCM563 | 0 | 0 | 15 | 200.7769 | 0 | 0 | 1.47 | 0 | 0 | 0 | 0.28365 | 0.25 | WHUnits | 75% | 100% | Discretionary | Retro5Med_OR | 81.34% | Water Heater | 0% | 1.1157 |  | 0.47632 |  | 0 | IL TRM - 4.3.12 Tank Insulation - CI-HWE-TKIN-V01-210101 / PA TRM - 2.3.4 - State of Pennsylvania TRM, Volume 2: Residential Measures, 2021 Final Order. August 8, 2019. | IL TRM - 4.3.12 Tank Insulation - CI-HWE-TKIN-V01-210101 / PA TRM - 2.3.4 - State of Pennsylvania TRM, Volume 2: Residential Measures, 2021 Final Order. August 8, 2019. | IL TRM - 4.3.12 Tank Insulation - CI-HWE-TKIN-V01-210101 / PA TRM - 2.3.4 - State of Pennsylvania TRM, Volume 2: Residential Measures, 2021 Final Order. August 8, 2019. | 0 | 0 | 0 | 0 | 0 | 0 | 0 | 0 | 0 | 0 | 0 | 0 | 0 | 0 | 0 | 0 | 0 | 0 | 0 | 0 | 0 | 0 | 0 | 0 | 0 | 0 | 0 | 0 | 0 | 0 | 0 | 0 | 0 | 0 | 0 | 0 | 0 | 0 | 0 | 0 | 0 | 0 | 0 | 0 | 0 | 0 | 0 | 0 | 0 | 0 | 0 | 0 | 0 | 0 | 1.47 | 1.47 | 1.47 | 1.47 | 1.47 | 1.47 | 1.47 | 1.47 | 1.47 | 1.47 | 1.47 | 1.47 | 1.47 | 1.47 | 1.47 | 1.47 | 1.47 | 1.47 | 1.47 | 1.47 | 1.47 | 1.47 | 1.47 | 1.47 | 1.47 | 1.47 | 1.47 | 0 | 0 | 191.4209 | 186.4448 | 181.9176 | 177.7969 | 174.0486 | 170.6455 | 167.566 | 164.7925 | 162.1399 | 159.6089 | 159.0353 | 158.5764 | 158.2093 | 157.3299 | 156.6265 | 156.0637 | 155.6135 | 155.2285 | 155.0048 | 154.8774 | 154.8158 | 154.7665 | 154.615 | 154.5834 | 154.5582 | 0.031223 | 0.03734 | 0.044584 | 0.050583 | 0.05648 | 0.064741 | 0.06974 | 0.070065 | 0.064965 | 0.054971 | 0.042386 | 0.029005 | 0.017317 | 0.008043 | 0 | 0 | 0 | 0 | 0 | 0 | 0 | 0 | 0 | 0 | 0 | 0.031223 | 0.067752 | 0.11069 | 0.15877 | 0.2119 | 0.2725 | 0.33732 | 0.4018 | 0.4603 | 0.50809 | 0.54865 | 0.57607 | 0.59205 | 0.5968 | 0.59413 | 0.592 | 0.59029 | 0.58883 | 0.58798 | 0.5875 | 0.58727 | 0.58708 | 0.5865 | 0.58638 | 0.58629 | 0.16311 | 0.20028 | 0.24508 | 0.2845 | 0.32451 | 0.37939 | 0.41619 | 0.42517 | 0.40067 | 0.34441 | 0.26652 | 0.18291 | 0.10945 | 0.051122 | 0 | 0 | 0 | 0 | 0 | 0 | 0 | 0 | 0 | 0 | 0 | 0.16311 | 0.36339 | 0.60847 | 0.89297 | 1.2175 | 1.5969 | 2.0131 | 2.4382 | 2.8389 | 3.1833 | 3.4498 | 3.6327 | 3.7422 | 3.7933 | 3.7933 | 3.7933 | 3.7933 | 3.7933 | 3.7933 | 3.7933 | 3.7933 | 3.7933 | 3.7933 | 3.7933 | 3.7933 | 0.026811 | 0.032375 | 0.039012 | 0.044651 | 0.050274 | 0.05809 | 0.063059 | 0.063827 | 0.059645 | 0.050875 | 0.039108 | 0.026687 | 0.015893 | 0.0073841 | 0 | 0 | 0 | 0 | 0 | 0 | 0 | 0 | 0 | 0 | 0 | 0.026811 | 0.058742 | 0.096857 | 0.14015 | 0.18862 | 0.2445 | 0.305 | 0.36603 | 0.4226 | 0.47022 | 0.50622 | 0.53004 | 0.5434 | 0.54791 | 0.54557 | 0.54371 | 0.54226 | 0.54109 | 0.54026 | 0.53967 | 0.53925 | 0.53895 | 0.53854 | 0.53844 | 0.53836 | 0.13865 | 0.17023 | 0.20832 | 0.24182 | 0.27583 | 0.32248 | 0.35376 | 0.3614 | 0.34057 | 0.29275 | 0.22654 | 0.15547 | 0.093035 | 0.043454 | 0 | 0 | 0 | 0 | 0 | 0 | 0 | 0 | 0 | 0 | 0 | 0.13865 | 0.30888 | 0.5172 | 0.75902 | 1.0349 | 1.3573 | 1.7111 | 2.0725 | 2.4131 | 2.7058 | 2.9324 | 3.0878 | 3.1809 | 3.2243 | 3.2243 | 3.2243 | 3.2243 | 3.2243 | 3.2243 | 3.2243 | 3.2243 | 3.2243 | 3.2243 | 3.2243 | 3.2243 | 0.026811 | 0.032375 | 0.039012 | 0.044651 | 0.050274 | 0.05809 | 0.063059 | 0.063827 | 0.059645 | 0.050875 | 0.039108 | 0.026687 | 0.015893 | 0.0073841 | 0 | 0 | 0 | 0 | 0 | 0 | 0 | 0 | 0 | 0 | 0 | 0.026811 | 0.058742 | 0.096857 | 0.14015 | 0.18862 | 0.2445 | 0.305 | 0.36603 | 0.4226 | 0.47022 | 0.50622 | 0.53004 | 0.5434 | 0.54791 | 0.54557 | 0.54371 | 0.54226 | 0.54109 | 0.54026 | 0.53967 | 0.53925 | 0.53895 | 0.53854 | 0.53844 | 0.53836 | 0.13865 | 0.17023 | 0.20832 | 0.24182 | 0.27583 | 0.32248 | 0.35376 | 0.3614 | 0.34057 | 0.29275 | 0.22654 | 0.15547 | 0.093035 | 0.043454 | 0 | 0 | 0 | 0 | 0 | 0 | 0 | 0 | 0 | 0 | 0 | 0.13865 | 0.30888 | 0.5172 | 0.75902 | 1.0349 | 1.3573 | 1.7111 | 2.0725 | 2.4131 | 2.7058 | 2.9324 | 3.0878 | 3.1809 | 3.2243 | 3.2243 | 3.2243 | 3.2243 | 3.2243 | 3.2243 | 3.2243 | 3.2243 | 3.2243 | 3.2243 | 3.2243 | 3.2243 | 0.026811 | 0.032375 | 0.039012 | 0.044651 | 0.050274 | 0.05809 | 0.063059 | 0.063827 | 0.059645 | 0.050875 | 0.039108 | 0.026687 | 0.015893 | 0.0073841 | 0 | 0 | 0 | 0 | 0 | 0 | 0 | 0 | 0 | 0 | 0 | 0.026811 | 0.058742 | 0.096857 | 0.14015 | 0.18862 | 0.2445 | 0.305 | 0.36603 | 0.4226 | 0.47022 | 0.50622 | 0.53004 | 0.5434 | 0.54791 | 0.54557 | 0.54371 | 0.54226 | 0.54109 | 0.54026 | 0.53967 | 0.53925 | 0.53895 | 0.53854 | 0.53844 | 0.53836 | 0.13865 | 0.17023 | 0.20832 | 0.24182 | 0.27583 | 0.32248 | 0.35376 | 0.3614 | 0.34057 | 0.29275 | 0.22654 | 0.15547 | 0.093035 | 0.043454 | 0 | 0 | 0 | 0 | 0 | 0 | 0 | 0 | 0 | 0 | 0 | 0.13865 | 0.30888 | 0.5172 | 0.75902 | 1.0349 | 1.3573 | 1.7111 | 2.0725 | 2.4131 | 2.7058 | 2.9324 | 3.0878 | 3.1809 | 3.2243 | 3.2243 | 3.2243 | 3.2243 | 3.2243 | 3.2243 | 3.2243 | 3.2243 | 3.2243 | 3.2243 | 3.2243 | 3.2243 | 1.0369 | 1.0534 | 1.0683 | 1.0817 | 1.0934 | 1.1036 | 1.1122 | 1.1191 | 1.1248 | 1.1293 | 1.133 | 1.1359 | 1.1383 | 1.1402 | 1.1417 | 1.1429 | 1.1439 | 1.1447 | 1.1453 | 1.1458 | 1.1462 | 1.1465 | 1.1468 | 1.147 | 1.1472 | 0.44266 | 0.44971 | 0.45608 | 0.46178 | 0.4668 | 0.47115 | 0.47481 | 0.47777 | 0.48018 | 0.48211 | 0.48368 | 0.48493 | 0.48594 | 0.48675 | 0.4874 | 0.48793 | 0.48834 | 0.48868 | 0.48895 | 0.48916 | 0.48934 | 0.48947 | 0.48958 | 0.48967 | 0.48974
OR_Commercial_OR - Miscellaneous_Existing_Water Heating_Natural Gas_Water Heater - Drainwater Heat Recovery_A | OR | Commercial | OR - Miscellaneous | Existing | Water Heating | Natural Gas | Water Heater - Drainwater Heat Recovery | A | OCM564 | 0 | 0 | 40 | 11.4393 | 0 | 0 | 948.56 | 0 | 0 | 0 | 0.28365 | 0.25 | faucet | 86.67% | 86.67% | Discretionary | Retro5Med_OR | 81.34% | Water Heater | 0% | 8591.5988 |  | 3667.8917 |  | 0 | DHW_DWHR-Water Heating-OPATRM-v1-1 | DHW_DWHR-Water Heating-OPATRM-v1-1 | DHW_DWHR-Water Heating-MNTRM-v1.0-7 | 0 | 0 | 0 | 0 | 0 | 0 | 0 | 0 | 0 | 0 | 0 | 0 | 0 | 0 | 0 | 0 | 0 | 0 | 0 | 0 | 0 | 0 | 0 | 0 | 0 | 0 | 0 | 0 | 0 | 0 | 0 | 0 | 0 | 0 | 0 | 0 | 0 | 0 | 0 | 0 | 0 | 0 | 0 | 0 | 0 | 0 | 0 | 0 | 0 | 0 | 0 | 0 | 0 | 0 | 948.56 | 948.56 | 948.56 | 948.56 | 948.56 | 948.56 | 948.56 | 948.56 | 948.56 | 948.56 | 948.56 | 948.56 | 948.56 | 948.56 | 948.56 | 948.56 | 948.56 | 948.56 | 948.56 | 948.56 | 948.56 | 948.56 | 948.56 | 948.56 | 948.56 | 948.56 | 948.56 | 0 | 0 | 10.8541 | 10.5105 | 10.1942 | 9.8955 | 9.6131 | 9.3413 | 9.0898 | 8.8569 | 8.6374 | 8.4373 | 8.3568 | 8.2984 | 8.2683 | 8.2166 | 8.1799 | 8.1505 | 8.127 | 8.1069 | 8.0952 | 8.0885 | 8.0853 | 8.0827 | 8.0748 | 8.0732 | 8.0719 | 0 | 0 | 0 | 0 | 0 | 0 | 0 | 0 | 0 | 0 | 0 | 0 | 0 | 0 | 0 | 0 | 0 | 0 | 0 | 0 | 0 | 0 | 0 | 0 | 0 | 0 | 0 | 0 | 0 | 0 | 0 | 0 | 0 | 0 | 0 | 0 | 0 | 0 | 0 | 0 | 0 | 0 | 0 | 0 | 0 | 0 | 0 | 0 | 0 | 0 | 0 | 0 | 0 | 0 | 0 | 0 | 0 | 0 | 0 | 0 | 0 | 0 | 0 | 0 | 0 | 0 | 0 | 0 | 0 | 0 | 0 | 0 | 0 | 0 | 0 | 0 | 0 | 0 | 0 | 0 | 0 | 0 | 0 | 0 | 0 | 0 | 0 | 0 | 0 | 0 | 0 | 0 | 0 | 0 | 0 | 0 | 0 | 0 | 0 | 0 | 0 | 0 | 0 | 0 | 0 | 0 | 0 | 0 | 0 | 0 | 0 | 0 | 0 | 0 | 0 | 0 | 0 | 0 | 0 | 0 | 0 | 0 | 0 | 0 | 0 | 0 | 0 | 0 | 0 | 0 | 0 | 0 | 0 | 0 | 0 | 0 | 0 | 0 | 0 | 0 | 0 | 0 | 0 | 0 | 0 | 0 | 0 | 0 | 0 | 0 | 0 | 0 | 0 | 0 | 0 | 0 | 0 | 0 | 0 | 0 | 0 | 0 | 0 | 0 | 0 | 0 | 0 | 0 | 0 | 0 | 0 | 0 | 0 | 0 | 0 | 0 | 0 | 0 | 0 | 0 | 0 | 0 | 0 | 0 | 0 | 0 | 0 | 0 | 0 | 0 | 0 | 0 | 0 | 0 | 0 | 0 | 0 | 0 | 0 | 0 | 0 | 0 | 0 | 0 | 0 | 0 | 0 | 0 | 0 | 0 | 0 | 0 | 0 | 0 | 0 | 0 | 0 | 0 | 0 | 0 | 0 | 0 | 0 | 0 | 0 | 0 | 0 | 0 | 0 | 0 | 0 | 0 | 0 | 0 | 0 | 0 | 0 | 0 | 0 | 0 | 0 | 0 | 0 | 0 | 0 | 0 | 0 | 0 | 0 | 0 | 0 | 0 | 0 | 0 | 0 | 0 | 0 | 0 | 0 | 0 | 0 | 0 | 0 | 0 | 0 | 0 | 0 | 0 | 0 | 0 | 0 | 0 | 0 | 0 | 0 | 0 | 0 | 0 | 0 | 0 | 0 | 0 | 0 | 0 | 0 | 0 | 0 | 0 | 0 | 0 | 0 | 0 | 0 | 0 | 0 | 0 | 0 | 0 | 0 | 0 | 0 | 0 | 0 | 0 | 0 | 0 | 0 | 0 | 0 | 0 | 0 | 0 | 0 | 0 | 0 | 0 | 0 | 0 | 0 | 0 | 0 | 0 | 0 | 0 | 0 | 0 | 0 | 0 | 0 | 0 | 0 | 0 | 0 | 0 | 0 | 0 | 0 | 0 | 0 | 0 | 0 | 0 | 0 | 0 | 0 | 0 | 0 | 0 | 0 | 0 | 0 | 0 | 0 | 0 | 0 | 0 | 0 | 0 | 0 | 0 | 0 | 0 | 0 | 0 | 0 | 0 | 0 | 0 | 0 | 0 | 0 | 0 | 0 | 0 | 0 | 0 | 0 | 0 | 0 | 0 | 0 | 0 | 0 | 0 | 0 | 0 | 0 | 0 | 0 | 0 | 0 | 0 | 0 | 0 | 0 | 0 | 0 | 0 | 0 | 0 | 7984.4506 | 8111.5059 | 8226.4452 | 8329.2557 | 8419.8792 | 8498.2299 | 8564.2131 | 8617.7419 | 8661.0492 | 8696.0097 | 8724.182 | 8746.8516 | 8765.0723 | 8779.7035 | 8791.4438 | 8800.8586 | 8808.405 | 8814.4514 | 8819.2946 | 8823.1729 | 8826.278 | 8828.7637 | 8830.7533 | 8832.3455 | 8833.6198 | 3408.6904 | 3462.9323 | 3512.0017 | 3555.8932 | 3594.5818 | 3628.031 | 3656.2003 | 3679.0526 | 3697.5412 | 3712.4664 | 3724.4936 | 3734.1716 | 3741.9503 | 3748.1966 | 3753.2087 | 3757.2281 | 3760.4498 | 3763.0311 | 3765.0987 | 3766.7544 | 3768.08 | 3769.1412 | 3769.9906 | 3770.6704 | 3771.2144
OR_Commercial_OR - Miscellaneous_Existing_Water Heating_Natural Gas_Water Heater - Circulation Pump Controls_A | OR | Commercial | OR - Miscellaneous | Existing | Water Heating | Natural Gas | Water Heater - Circulation Pump Controls | A | OCM565 | Circulation pump with no controls. | Controlled circulation pump. | 11.5 | 600.6361 | 0 | 0 | 913.56 | 0 | 0 | 0 | 0.28365 | 0.25 | perbldg | 15% | 26.67% | Discretionary | Retro5Med_OR | 81.34% | Water Heater | 0% | 273.5832 |  | 116.7971 |  | 0 | RTF - ComResCirculatorPumps_2_3 - AEG Edited | RTF - ComResCirculatorPumps_2_3 - AEG Edited | RTF - ComResCirculatorPumps_2_3 - AEG Edited | Circulation pump with no controls. | Circulation pump with no controls. | Circulation pump with no controls. | Circulation pump with no controls. | Circulation pump with no controls. | Circulation pump with no controls. | Circulation pump with no controls. | Circulation pump with no controls. | Circulation pump with no controls. | Circulation pump with no controls. | Circulation pump with no controls. | Circulation pump with no controls. | Circulation pump with no controls. | Circulation pump with no controls. | Circulation pump with no controls. | Circulation pump with no controls. | Circulation pump with no controls. | Circulation pump with no controls. | Circulation pump with no controls. | Circulation pump with no controls. | Circulation pump with no controls. | Circulation pump with no controls. | Circulation pump with no controls. | Circulation pump with no controls. | Circulation pump with no controls. | Circulation pump with no controls. | Circulation pump with no controls. | Controlled circulation pump. | Controlled circulation pump. | Controlled circulation pump. | Controlled circulation pump. | Controlled circulation pump. | Controlled circulation pump. | Controlled circulation pump. | Controlled circulation pump. | Controlled circulation pump. | Controlled circulation pump. | Controlled circulation pump. | Controlled circulation pump. | Controlled circulation pump. | Controlled circulation pump. | Controlled circulation pump. | Controlled circulation pump. | Controlled circulation pump. | Controlled circulation pump. | Controlled circulation pump. | Controlled circulation pump. | Controlled circulation pump. | Controlled circulation pump. | Controlled circulation pump. | Controlled circulation pump. | Controlled circulation pump. | Controlled circulation pump. | Controlled circulation pump. | 913.56 | 913.56 | 913.56 | 913.56 | 913.56 | 913.56 | 913.56 | 913.56 | 913.56 | 913.56 | 913.56 | 913.56 | 913.56 | 913.56 | 913.56 | 913.56 | 913.56 | 913.56 | 913.56 | 913.56 | 913.56 | 913.56 | 913.56 | 913.56 | 913.56 | 913.56 | 913.56 | 0 | 0 | 571.6509 | 555.6003 | 541.2923 | 528.1442 | 516.0791 | 504.9155 | 495.0009 | 486.0015 | 477.4309 | 469.3455 | 467.1709 | 465.4891 | 464.2121 | 461.5394 | 459.4757 | 457.8248 | 456.504 | 455.3747 | 454.7185 | 454.3447 | 454.164 | 454.0195 | 453.5748 | 453.4823 | 453.4083 | 0.081379 | 0.097115 | 0.11578 | 0.13114 | 0.14616 | 0.16718 | 0.1798 | 0.18034 | 0.16695 | 0.14108 | 0.10867 | 0.074308 | 0 | 0 | 0 | 0 | 0 | 0 | 0 | 0 | 0 | 0 | 0 | 0 | 0 | 0.081379 | 0.17621 | 0.28745 | 0.41161 | 0.54837 | 0.70369 | 0.86967 | 1.0342 | 1.1829 | 1.304 | 1.4066 | 1.4758 | 1.4718 | 1.4633 | 1.4568 | 1.4515 | 1.4474 | 1.4438 | 1.4417 | 1.4405 | 1.4399 | 1.4395 | 1.4381 | 1.4378 | 1.4375 | 0.14236 | 0.17479 | 0.2139 | 0.2483 | 0.28322 | 0.33111 | 0.36324 | 0.37107 | 0.34969 | 0.30059 | 0.23261 | 0.15963 | 0 | 0 | 0 | 0 | 0 | 0 | 0 | 0 | 0 | 0 | 0 | 0 | 0 | 0.14236 | 0.31715 | 0.53105 | 0.77935 | 1.0626 | 1.3937 | 1.7569 | 2.128 | 2.4777 | 2.7783 | 3.0109 | 3.1705 | 3.1705 | 3.1705 | 3.1705 | 3.1705 | 3.1705 | 3.1705 | 3.1705 | 3.1705 | 3.1705 | 3.1705 | 3.1705 | 3.1705 | 3.1705 | 0.069897 | 0.08425 | 0.10139 | 0.11588 | 0.13028 | 0.15026 | 0.16289 | 0.16464 | 0.15365 | 0.13091 | 0.10054 | 0.068567 | 0 | 0 | 0 | 0 | 0 | 0 | 0 | 0 | 0 | 0 | 0 | 0 | 0 | 0.069897 | 0.15287 | 0.25173 | 0.36372 | 0.48877 | 0.63244 | 0.78785 | 0.94416 | 1.0886 | 1.2099 | 1.3014 | 1.3618 | 1.3548 | 1.3474 | 1.3416 | 1.3371 | 1.3335 | 1.3306 | 1.3286 | 1.3271 | 1.3261 | 1.3254 | 1.3244 | 1.3241 | 1.3239 | 0.121 | 0.14857 | 0.18181 | 0.21105 | 0.24073 | 0.28145 | 0.30875 | 0.31541 | 0.29724 | 0.2555 | 0.19772 | 0.13569 | 0 | 0 | 0 | 0 | 0 | 0 | 0 | 0 | 0 | 0 | 0 | 0 | 0 | 0.121 | 0.26958 | 0.45139 | 0.66244 | 0.90318 | 1.1846 | 1.4934 | 1.8088 | 2.106 | 2.3615 | 2.5592 | 2.6949 | 2.6949 | 2.6949 | 2.6949 | 2.6949 | 2.6949 | 2.6949 | 2.6949 | 2.6949 | 2.6949 | 2.6949 | 2.6949 | 2.6949 | 2.6949 | 0.069897 | 0.08425 | 0.10139 | 0.11588 | 0.13028 | 0.15026 | 0.16289 | 0.16464 | 0.15365 | 0.13091 | 0.10054 | 0.068567 | 0 | 0 | 0 | 0 | 0 | 0 | 0 | 0 | 0 | 0 | 0 | 0 | 0 | 0.069897 | 0.15287 | 0.25173 | 0.36372 | 0.48877 | 0.63244 | 0.78785 | 0.94416 | 1.0886 | 1.2099 | 1.3014 | 1.3618 | 1.3548 | 1.3474 | 1.3416 | 1.3371 | 1.3335 | 1.3306 | 1.3286 | 1.3271 | 1.3261 | 1.3254 | 1.3244 | 1.3241 | 1.3239 | 0.121 | 0.14857 | 0.18181 | 0.21105 | 0.24073 | 0.28145 | 0.30875 | 0.31541 | 0.29724 | 0.2555 | 0.19772 | 0.13569 | 0 | 0 | 0 | 0 | 0 | 0 | 0 | 0 | 0 | 0 | 0 | 0 | 0 | 0.121 | 0.26958 | 0.45139 | 0.66244 | 0.90318 | 1.1846 | 1.4934 | 1.8088 | 2.106 | 2.3615 | 2.5592 | 2.6949 | 2.6949 | 2.6949 | 2.6949 | 2.6949 | 2.6949 | 2.6949 | 2.6949 | 2.6949 | 2.6949 | 2.6949 | 2.6949 | 2.6949 | 2.6949 | 0.069897 | 0.08425 | 0.10139 | 0.11588 | 0.13028 | 0.15026 | 0.16289 | 0.16464 | 0.15365 | 0.13091 | 0.10054 | 0.068567 | 0 | 0 | 0 | 0 | 0 | 0 | 0 | 0 | 0 | 0 | 0 | 0 | 0 | 0.069897 | 0.15287 | 0.25173 | 0.36372 | 0.48877 | 0.63244 | 0.78785 | 0.94416 | 1.0886 | 1.2099 | 1.3014 | 1.3618 | 1.3548 | 1.3474 | 1.3416 | 1.3371 | 1.3335 | 1.3306 | 1.3286 | 1.3271 | 1.3261 | 1.3254 | 1.3244 | 1.3241 | 1.3239 | 0.121 | 0.14857 | 0.18181 | 0.21105 | 0.24073 | 0.28145 | 0.30875 | 0.31541 | 0.29724 | 0.2555 | 0.19772 | 0.13569 | 0 | 0 | 0 | 0 | 0 | 0 | 0 | 0 | 0 | 0 | 0 | 0 | 0 | 0.121 | 0.26958 | 0.45139 | 0.66244 | 0.90318 | 1.1846 | 1.4934 | 1.8088 | 2.106 | 2.3615 | 2.5592 | 2.6949 | 2.6949 | 2.6949 | 2.6949 | 2.6949 | 2.6949 | 2.6949 | 2.6949 | 2.6949 | 2.6949 | 2.6949 | 2.6949 | 2.6949 | 2.6949 | 254.2498 | 258.2956 | 261.9556 | 265.2294 | 268.1152 | 270.6101 | 272.7112 | 274.4157 | 275.7948 | 276.908 | 277.8051 | 278.527 | 279.1072 | 279.5731 | 279.9469 | 280.2467 | 280.487 | 280.6796 | 280.8338 | 280.9573 | 281.0562 | 281.1353 | 281.1987 | 281.2494 | 281.2899 | 108.5433 | 110.2705 | 111.8331 | 113.2307 | 114.4627 | 115.5278 | 116.4248 | 117.1525 | 117.7412 | 118.2165 | 118.5995 | 118.9076 | 119.1553 | 119.3542 | 119.5138 | 119.6418 | 119.7444 | 119.8266 | 119.8925 | 119.9452 | 119.9874 | 120.0212 | 120.0482 | 120.0699 | 120.0872
OR_Commercial_OR - Miscellaneous_Existing_Water Heating_Natural Gas_Water Heater - Pipe Insulation_A | OR | Commercial | OR - Miscellaneous | Existing | Water Heating | Natural Gas | Water Heater - Pipe Insulation | A | OCM566 | No insulation. | Water heater pipe insulation. | 15 | 5.02 | 0 | 0 | 19.39 | 0 | 0 | 0 | 0.28365 | 0.25 | PipeFeet | 15.8% | 100% | Discretionary | Retro5Med_OR | 81.34% | Water Heater | 0% | 588.6148 |  | 251.2891 |  | 0 | IL TRM v10 - 4.4.14 Pipe Insulation - CI-HVC-PINS-V07-220101 | IL TRM v10 - 4.4.14 Pipe Insulation - CI-HVC-PINS-V07-220101 | IL TRM v10 - 4.4.14 Pipe Insulation - CI-HVC-PINS-V07-220101 | No insulation. | No insulation. | No insulation. | No insulation. | No insulation. | No insulation. | No insulation. | No insulation. | No insulation. | No insulation. | No insulation. | No insulation. | No insulation. | No insulation. | No insulation. | No insulation. | No insulation. | No insulation. | No insulation. | No insulation. | No insulation. | No insulation. | No insulation. | No insulation. | No insulation. | No insulation. | No insulation. | Water heater pipe insulation. | Water heater pipe insulation. | Water heater pipe insulation. | Water heater pipe insulation. | Water heater pipe insulation. | Water heater pipe insulation. | Water heater pipe insulation. | Water heater pipe insulation. | Water heater pipe insulation. | Water heater pipe insulation. | Water heater pipe insulation. | Water heater pipe insulation. | Water heater pipe insulation. | Water heater pipe insulation. | Water heater pipe insulation. | Water heater pipe insulation. | Water heater pipe insulation. | Water heater pipe insulation. | Water heater pipe insulation. | Water heater pipe insulation. | Water heater pipe insulation. | Water heater pipe insulation. | Water heater pipe insulation. | Water heater pipe insulation. | Water heater pipe insulation. | Water heater pipe insulation. | Water heater pipe insulation. | 19.39 | 19.39 | 19.39 | 19.39 | 19.39 | 19.39 | 19.39 | 19.39 | 19.39 | 19.39 | 19.39 | 19.39 | 19.39 | 19.39 | 19.39 | 19.39 | 19.39 | 19.39 | 19.39 | 19.39 | 19.39 | 19.39 | 19.39 | 19.39 | 19.39 | 19.39 | 19.39 | 0 | 0 | 4.7699 | 4.6266 | 4.4962 | 4.3743 | 4.2603 | 4.152 | 4.0531 | 3.9619 | 3.8759 | 3.7967 | 3.7686 | 3.7478 | 3.7375 | 3.716 | 3.6994 | 3.6861 | 3.6755 | 3.6664 | 3.6611 | 3.6581 | 3.6566 | 3.6555 | 3.6519 | 3.6512 | 3.6506 | 0.024503 | 0.029182 | 0.034705 | 0.039195 | 0.043541 | 0.04961 | 0.053127 | 0.053052 | 0.04891 | 0.041183 | 0.031633 | 0.02159 | 0.012884 | 0.005983 | 0 | 0 | 0 | 0 | 0 | 0 | 0 | 0 | 0 | 0 | 0 | 0.024503 | 0.05295 | 0.086163 | 0.12302 | 0.16335 | 0.20881 | 0.25696 | 0.30424 | 0.34655 | 0.38064 | 0.40946 | 0.42879 | 0.4405 | 0.44395 | 0.44196 | 0.44037 | 0.4391 | 0.43802 | 0.43738 | 0.43703 | 0.43685 | 0.43671 | 0.43628 | 0.4362 | 0.43612 | 5.1371 | 6.3076 | 7.7186 | 8.9601 | 10.2201 | 11.9486 | 13.1078 | 13.3905 | 12.6189 | 10.847 | 8.3939 | 5.7605 | 3.4472 | 1.6101 | 0 | 0 | 0 | 0 | 0 | 0 | 0 | 0 | 0 | 0 | 0 | 5.1371 | 11.4447 | 19.1633 | 28.1234 | 38.3435 | 50.2921 | 63.3998 | 76.7903 | 89.4093 | 100.2563 | 108.6502 | 114.4107 | 117.8579 | 119.468 | 119.468 | 119.468 | 119.468 | 119.468 | 119.468 | 119.468 | 119.468 | 119.468 | 119.468 | 119.468 | 119.468 | 0.021051 | 0.02533 | 0.03042 | 0.034682 | 0.038881 | 0.044697 | 0.048278 | 0.048616 | 0.045211 | 0.038403 | 0.029425 | 0.020035 | 0.011927 | 0.0055405 | 0 | 0 | 0 | 0 | 0 | 0 | 0 | 0 | 0 | 0 | 0 | 0.021051 | 0.04596 | 0.075525 | 0.10886 | 0.14587 | 0.18813 | 0.23351 | 0.2788 | 0.32034 | 0.35495 | 0.38088 | 0.39792 | 0.4078 | 0.41111 | 0.40936 | 0.40797 | 0.40687 | 0.40599 | 0.40537 | 0.40493 | 0.40461 | 0.40439 | 0.40409 | 0.40401 | 0.40395 | 4.3666 | 5.3614 | 6.5608 | 7.6161 | 8.6871 | 10.1563 | 11.1416 | 11.3819 | 10.7261 | 9.22 | 7.1348 | 4.8965 | 2.9301 | 1.3685 | 0 | 0 | 0 | 0 | 0 | 0 | 0 | 0 | 0 | 0 | 0 | 4.3666 | 9.728 | 16.2888 | 23.9049 | 32.592 | 42.7483 | 53.8899 | 65.2718 | 75.9979 | 85.2179 | 92.3527 | 97.2491 | 100.1792 | 101.5478 | 101.5478 | 101.5478 | 101.5478 | 101.5478 | 101.5478 | 101.5478 | 101.5478 | 101.5478 | 101.5478 | 101.5478 | 101.5478 | 0.021051 | 0.02533 | 0.03042 | 0.034682 | 0.038881 | 0.044697 | 0.048278 | 0.048616 | 0.045211 | 0.038403 | 0.029425 | 0.020035 | 0.011927 | 0.0055405 | 0 | 0 | 0 | 0 | 0 | 0 | 0 | 0 | 0 | 0 | 0 | 0.021051 | 0.04596 | 0.075525 | 0.10886 | 0.14587 | 0.18813 | 0.23351 | 0.2788 | 0.32034 | 0.35495 | 0.38088 | 0.39792 | 0.4078 | 0.41111 | 0.40936 | 0.40797 | 0.40687 | 0.40599 | 0.40537 | 0.40493 | 0.40461 | 0.40439 | 0.40409 | 0.40401 | 0.40395 | 4.3666 | 5.3614 | 6.5608 | 7.6161 | 8.6871 | 10.1563 | 11.1416 | 11.3819 | 10.7261 | 9.22 | 7.1348 | 4.8965 | 2.9301 | 1.3685 | 0 | 0 | 0 | 0 | 0 | 0 | 0 | 0 | 0 | 0 | 0 | 4.3666 | 9.728 | 16.2888 | 23.9049 | 32.592 | 42.7483 | 53.8899 | 65.2718 | 75.9979 | 85.2179 | 92.3527 | 97.2491 | 100.1792 | 101.5478 | 101.5478 | 101.5478 | 101.5478 | 101.5478 | 101.5478 | 101.5478 | 101.5478 | 101.5478 | 101.5478 | 101.5478 | 101.5478 | 0.021051 | 0.02533 | 0.03042 | 0.034682 | 0.038881 | 0.044697 | 0.048278 | 0.048616 | 0.045211 | 0.038403 | 0.029425 | 0.020035 | 0.011927 | 0.0055405 | 0 | 0 | 0 | 0 | 0 | 0 | 0 | 0 | 0 | 0 | 0 | 0.021051 | 0.04596 | 0.075525 | 0.10886 | 0.14587 | 0.18813 | 0.23351 | 0.2788 | 0.32034 | 0.35495 | 0.38088 | 0.39792 | 0.4078 | 0.41111 | 0.40936 | 0.40797 | 0.40687 | 0.40599 | 0.40537 | 0.40493 | 0.40461 | 0.40439 | 0.40409 | 0.40401 | 0.40395 | 4.3666 | 5.3614 | 6.5608 | 7.6161 | 8.6871 | 10.1563 | 11.1416 | 11.3819 | 10.7261 | 9.22 | 7.1348 | 4.8965 | 2.9301 | 1.3685 | 0 | 0 | 0 | 0 | 0 | 0 | 0 | 0 | 0 | 0 | 0 | 4.3666 | 9.728 | 16.2888 | 23.9049 | 32.592 | 42.7483 | 53.8899 | 65.2718 | 75.9979 | 85.2179 | 92.3527 | 97.2491 | 100.1792 | 101.5478 | 101.5478 | 101.5478 | 101.5478 | 101.5478 | 101.5478 | 101.5478 | 101.5478 | 101.5478 | 101.5478 | 101.5478 | 101.5478 | 547.0187 | 555.7233 | 563.5979 | 570.6415 | 576.8502 | 582.218 | 586.7385 | 590.4058 | 593.3728 | 595.768 | 597.6981 | 599.2512 | 600.4995 | 601.5019 | 602.3062 | 602.9512 | 603.4683 | 603.8825 | 604.2143 | 604.48 | 604.6927 | 604.863 | 604.9993 | 605.1084 | 605.1957 | 233.5311 | 237.2472 | 240.609 | 243.616 | 246.2666 | 248.5582 | 250.4881 | 252.0537 | 253.3204 | 254.3429 | 255.1669 | 255.83 | 256.3629 | 256.7908 | 257.1342 | 257.4096 | 257.6303 | 257.8072 | 257.9488 | 258.0622 | 258.1531 | 258.2258 | 258.284 | 258.3305 | 258.3678
OR_Commercial_OR - Miscellaneous_Existing_Water Heating_Natural Gas_Water Heater - Motion Control Faucet_A | OR | Commercial | OR - Miscellaneous | Existing | Water Heating | Natural Gas | Water Heater - Motion Control Faucet | A | OCM567 | 1.39 gpm w/o motion sensor | 0.35 gpm w/ motion sensor | 5 | 0 | 0 | 0 | 1.07 | 0 | 0 | 0 | 0.28365 | 0.25 | sqft | 30% | 75% | Discretionary | Retro5Med_OR | 81.34% | Water Heater | 0% | 0 |  | 0 |  | 0 | n/a | n/a | n/a | 1.39 gpm w/o motion sensor | 1.39 gpm w/o motion sensor | 1.39 gpm w/o motion sensor | 1.39 gpm w/o motion sensor | 1.39 gpm w/o motion sensor | 1.39 gpm w/o motion sensor | 1.39 gpm w/o motion sensor | 1.39 gpm w/o motion sensor | 1.39 gpm w/o motion sensor | 1.39 gpm w/o motion sensor | 1.39 gpm w/o motion sensor | 1.39 gpm w/o motion sensor | 1.39 gpm w/o motion sensor | 1.39 gpm w/o motion sensor | 1.39 gpm w/o motion sensor | 1.39 gpm w/o motion sensor | 1.39 gpm w/o motion sensor | 1.39 gpm w/o motion sensor | 1.39 gpm w/o motion sensor | 1.39 gpm w/o motion sensor | 1.39 gpm w/o motion sensor | 1.39 gpm w/o motion sensor | 1.39 gpm w/o motion sensor | 1.39 gpm w/o motion sensor | 1.39 gpm w/o motion sensor | 1.39 gpm w/o motion sensor | 1.39 gpm w/o motion sensor | 0.35 gpm w/ motion sensor | 0.35 gpm w/ motion sensor | 0.35 gpm w/ motion sensor | 0.35 gpm w/ motion sensor | 0.35 gpm w/ motion sensor | 0.35 gpm w/ motion sensor | 0.35 gpm w/ motion sensor | 0.35 gpm w/ motion sensor | 0.35 gpm w/ motion sensor | 0.35 gpm w/ motion sensor | 0.35 gpm w/ motion sensor | 0.35 gpm w/ motion sensor | 0.35 gpm w/ motion sensor | 0.35 gpm w/ motion sensor | 0.35 gpm w/ motion sensor | 0.35 gpm w/ motion sensor | 0.35 gpm w/ motion sensor | 0.35 gpm w/ motion sensor | 0.35 gpm w/ motion sensor | 0.35 gpm w/ motion sensor | 0.35 gpm w/ motion sensor | 0.35 gpm w/ motion sensor | 0.35 gpm w/ motion sensor | 0.35 gpm w/ motion sensor | 0.35 gpm w/ motion sensor | 0.35 gpm w/ motion sensor | 0.35 gpm w/ motion sensor | 1.07 | 1.07 | 1.07 | 1.07 | 1.07 | 1.07 | 1.07 | 1.07 | 1.07 | 1.07 | 1.07 | 1.07 | 1.07 | 1.07 | 1.07 | 1.07 | 1.07 | 1.07 | 1.07 | 1.07 | 1.07 | 1.07 | 1.07 | 1.07 | 1.07 | 1.07 | 1.07 | 0 | 0 | 0 | 0 | 0 | 0 | 0 | 0 | 0 | 0 | 0 | 0 | 0 | 0 | 0 | 0 | 0 | 0 | 0 | 0 | 0 | 0 | 0 | 0 | 0 | 0 | 0 | 0 | 0 | 0 | 0 | 0 | 0 | 0 | 0 | 0 | 0 | 0 | 0 | 0 | 0 | 0 | 0 | 0 | 0 | 0 | 0 | 0 | 0 | 0 | 0 | 0 | 0 | 0 | 0 | 0 | 0 | 0 | 0 | 0 | 0 | 0 | 0 | 0 | 0 | 0 | 0 | 0 | 0 | 0 | 0 | 0 | 0 | 0 | 0 | 0 | 0 | 2745.4804 | 3371.012 | 4125.1322 | 4788.6285 | 5462.0373 | 3640.2977 | 3634.2857 | 3031.2743 | 1955.4257 | 335.0486 | 0 | 0 | 0 | 0 | 0 | 0 | 0 | 0 | 0 | 0 | 0 | 0 | 0 | 0 | 0 | 2745.4804 | 6116.4924 | 10241.6246 | 15030.2532 | 20492.2904 | 24132.5882 | 27766.8739 | 30798.1481 | 32753.5739 | 33088.6225 | 33088.6225 | 33088.6225 | 33088.6225 | 33088.6225 | 33088.6225 | 33088.6225 | 33088.6225 | 33088.6225 | 33088.6225 | 33088.6225 | 33088.6225 | 33088.6225 | 33088.6225 | 33088.6225 | 33088.6225 | 0 | 0 | 0 | 0 | 0 | 0 | 0 | 0 | 0 | 0 | 0 | 0 | 0 | 0 | 0 | 0 | 0 | 0 | 0 | 0 | 0 | 0 | 0 | 0 | 0 | 0 | 0 | 0 | 0 | 0 | 0 | 0 | 0 | 0 | 0 | 0 | 0 | 0 | 0 | 0 | 0 | 0 | 0 | 0 | 0 | 0 | 0 | 0 | 0 | 0 | 2333.6583 | 2865.3602 | 3506.3624 | 4070.3343 | 4642.7317 | 3094.2531 | 3089.1429 | 2576.5831 | 1662.1119 | 284.7913 | 0 | 0 | 0 | 0 | 0 | 0 | 0 | 0 | 0 | 0 | 0 | 0 | 0 | 0 | 0 | 2333.6583 | 5199.0185 | 8705.3809 | 12775.7152 | 17418.4469 | 20512.6999 | 23601.8428 | 26178.4259 | 27840.5378 | 28125.3291 | 28125.3291 | 28125.3291 | 28125.3291 | 28125.3291 | 28125.3291 | 28125.3291 | 28125.3291 | 28125.3291 | 28125.3291 | 28125.3291 | 28125.3291 | 28125.3291 | 28125.3291 | 28125.3291 | 28125.3291 | 0 | 0 | 0 | 0 | 0 | 0 | 0 | 0 | 0 | 0 | 0 | 0 | 0 | 0 | 0 | 0 | 0 | 0 | 0 | 0 | 0 | 0 | 0 | 0 | 0 | 0 | 0 | 0 | 0 | 0 | 0 | 0 | 0 | 0 | 0 | 0 | 0 | 0 | 0 | 0 | 0 | 0 | 0 | 0 | 0 | 0 | 0 | 0 | 0 | 0 | 0 | 0 | 0 | 0 | 0 | 0 | 0 | 0 | 0 | 0 | 0 | 0 | 0 | 0 | 0 | 0 | 0 | 0 | 0 | 0 | 0 | 0 | 0 | 0 | 0 | 0 | 0 | 0 | 0 | 0 | 0 | 0 | 0 | 0 | 0 | 0 | 0 | 0 | 0 | 0 | 0 | 0 | 0 | 0 | 0 | 0 | 0 | 0 | 0 | 0 | 0 | 0 | 0 | 0 | 0 | 0 | 0 | 0 | 0 | 0 | 0 | 0 | 0 | 0 | 0 | 0 | 0 | 0 | 0 | 0 | 0 | 0 | 0 | 0 | 0 | 0 | 0 | 0 | 0 | 0 | 0 | 0 | 0 | 0 | 0 | 0 | 0 | 0 | 0 | 0 | 0 | 0 | 0 | 0 | 0 | 0 | 0 | 0 | 0 | 0 | 0 | 0 | 0 | 0 | 0 | 0 | 0 | 0 | 0 | 0 | 0 | 0 | 0 | 0 | 0 | 0 | 0 | 0 | 0 | 0 | 0 | 0 | 0 | 0 | 0 | 0 | 0 | 0 | 0 | 0 | 0 | 0 | 0 | 0 | 0 | 0 | 0 | 0 | 0 | 0 | 0 | 0 | 0 | 0 | 0 | 0 | 0 | 0 | 0 | 0 | 0 | 0 | 0 | 0 | 0 | 0 | 0 | 0 | 0 | 0 | 0 | 0 | 0 | 0 | 0 | 0 | 0 | 0 | 0 | 0 | 0 | 0 | 0 | 0 | 0 | 0 | 0 | 0 | 0 | 0 | 0 | 0 | 0 | 0 | 0 | 0 | 0 | 0 | 0 | 0 | 0 | 0 | 0 | 0 | 0 | 0 | 0 | 0 | 0 | 0
OR_Commercial_OR - Miscellaneous_Existing_Water Heating_Natural Gas_Water Heater - Solar System_A | OR | Commercial | OR - Miscellaneous | Existing | Water Heating | Natural Gas | Water Heater - Solar System | A | OCM568 | 0 | Solar water heater with electric backup unit | 20 | 40.1544 | 0 | 0 | 278.76 | 0 | 0 | 0 | 0.28365 | 0.25 | DHW kbtuh | 1% | 40% | Discretionary | Retro5Med_OR | 81.34% | Water Heater | 0% | 908.3248 |  | 387.7785 |  | 0 | DHW_WH-Water Heating-AEO17-8 | DHW_WH-Water Heating-AEO17-8 | DHW_WH-Water Heating-DOE-PTool2014-1 | 0 | 0 | 0 | 0 | 0 | 0 | 0 | 0 | 0 | 0 | 0 | 0 | 0 | 0 | 0 | 0 | 0 | 0 | 0 | 0 | 0 | 0 | 0 | 0 | 0 | 0 | 0 | Solar water heater with electric backup unit | Solar water heater with electric backup unit | Solar water heater with electric backup unit | Solar water heater with electric backup unit | Solar water heater with electric backup unit | Solar water heater with electric backup unit | Solar water heater with electric backup unit | Solar water heater with electric backup unit | Solar water heater with electric backup unit | Solar water heater with electric backup unit | Solar water heater with electric backup unit | Solar water heater with electric backup unit | Solar water heater with electric backup unit | Solar water heater with electric backup unit | Solar water heater with electric backup unit | Solar water heater with electric backup unit | Solar water heater with electric backup unit | Solar water heater with electric backup unit | Solar water heater with electric backup unit | Solar water heater with electric backup unit | Solar water heater with electric backup unit | Solar water heater with electric backup unit | Solar water heater with electric backup unit | Solar water heater with electric backup unit | Solar water heater with electric backup unit | Solar water heater with electric backup unit | Solar water heater with electric backup unit | 278.76 | 278.76 | 278.76 | 278.76 | 278.76 | 278.76 | 278.76 | 278.76 | 278.76 | 278.76 | 278.76 | 278.76 | 278.76 | 278.76 | 278.76 | 278.76 | 278.76 | 278.76 | 278.76 | 278.76 | 278.76 | 278.76 | 278.76 | 278.76 | 278.76 | 278.76 | 278.76 | 0 | 0 | 38.1348 | 36.9665 | 35.8983 | 34.8948 | 33.9513 | 33.0497 | 32.2214 | 31.456 | 30.7353 | 30.0748 | 29.8278 | 29.6469 | 29.5556 | 29.3808 | 29.2495 | 29.1444 | 29.0603 | 28.9884 | 28.9466 | 28.9228 | 28.9113 | 28.9021 | 28.8738 | 28.8679 | 28.8632 | 0.044404 | 0.050288 | 0.057323 | 0.062484 | 0.067392 | 0.074919 | 0.078607 | 0.077181 | 0.075502 | 0.065593 | 0.051073 | 0.034936 | 0.020746 | 0.012524 | 0 | 0 | 0 | 0 | 0 | 0 | 0 | 0 | 0 | 0 | 0 | 0.044404 | 0.093331 | 0.14796 | 0.20631 | 0.26812 | 0.33592 | 0.40611 | 0.47364 | 0.53829 | 0.59232 | 0.63853 | 0.66959 | 0.68827 | 0.69673 | 0.69361 | 0.69112 | 0.68913 | 0.68742 | 0.68643 | 0.68587 | 0.68559 | 0.68538 | 0.6847 | 0.68456 | 0.68445 | 1.1644 | 1.3604 | 1.5968 | 1.7906 | 1.985 | 2.2669 | 2.4396 | 2.4536 | 2.4565 | 2.181 | 1.7123 | 1.1784 | 0.70192 | 0.42628 | 0 | 0 | 0 | 0 | 0 | 0 | 0 | 0 | 0 | 0 | 0 | 1.1644 | 2.5248 | 4.1216 | 5.9122 | 7.8972 | 10.1641 | 12.6036 | 15.0573 | 17.5138 | 19.6948 | 21.407 | 22.5855 | 23.2874 | 23.7137 | 23.7137 | 23.7137 | 23.7137 | 23.7137 | 23.7137 | 23.7137 | 23.7137 | 23.7137 | 23.7137 | 23.7137 | 23.7137 | 0.038151 | 0.043657 | 0.05026 | 0.055313 | 0.060213 | 0.067549 | 0.071499 | 0.070807 | 0.069883 | 0.061255 | 0.047584 | 0.032476 | 0.019239 | 0.011618 | 0 | 0 | 0 | 0 | 0 | 0 | 0 | 0 | 0 | 0 | 0 | 0.038151 | 0.081025 | 0.12973 | 0.18263 | 0.23956 | 0.30287 | 0.36938 | 0.43452 | 0.49823 | 0.55315 | 0.59491 | 0.62242 | 0.63828 | 0.64633 | 0.64357 | 0.64138 | 0.63966 | 0.63828 | 0.6373 | 0.63661 | 0.63611 | 0.63576 | 0.63528 | 0.63516 | 0.63507 | 0.98973 | 1.1563 | 1.3573 | 1.5221 | 1.6872 | 1.9268 | 2.0736 | 2.0856 | 2.088 | 1.8538 | 1.4554 | 1.0017 | 0.59663 | 0.36234 | 0 | 0 | 0 | 0 | 0 | 0 | 0 | 0 | 0 | 0 | 0 | 0.98973 | 2.146 | 3.5033 | 5.0254 | 6.7126 | 8.6394 | 10.7131 | 12.7987 | 14.8867 | 16.7406 | 18.196 | 19.1976 | 19.7943 | 20.1566 | 20.1566 | 20.1566 | 20.1566 | 20.1566 | 20.1566 | 20.1566 | 20.1566 | 20.1566 | 20.1566 | 20.1566 | 20.1566 | 0.038151 | 0.043657 | 0.05026 | 0.055313 | 0.060213 | 0.067549 | 0.071499 | 0.070807 | 0.069883 | 0.061255 | 0.047584 | 0.032476 | 0.019239 | 0.011618 | 0 | 0 | 0 | 0 | 0 | 0 | 0 | 0 | 0 | 0 | 0 | 0.038151 | 0.081025 | 0.12973 | 0.18263 | 0.23956 | 0.30287 | 0.36938 | 0.43452 | 0.49823 | 0.55315 | 0.59491 | 0.62242 | 0.63828 | 0.64633 | 0.64357 | 0.64138 | 0.63966 | 0.63828 | 0.6373 | 0.63661 | 0.63611 | 0.63576 | 0.63528 | 0.63516 | 0.63507 | 0.98973 | 1.1563 | 1.3573 | 1.5221 | 1.6872 | 1.9268 | 2.0736 | 2.0856 | 2.088 | 1.8538 | 1.4554 | 1.0017 | 0.59663 | 0.36234 | 0 | 0 | 0 | 0 | 0 | 0 | 0 | 0 | 0 | 0 | 0 | 0.98973 | 2.146 | 3.5033 | 5.0254 | 6.7126 | 8.6394 | 10.7131 | 12.7987 | 14.8867 | 16.7406 | 18.196 | 19.1976 | 19.7943 | 20.1566 | 20.1566 | 20.1566 | 20.1566 | 20.1566 | 20.1566 | 20.1566 | 20.1566 | 20.1566 | 20.1566 | 20.1566 | 20.1566 | 0.038151 | 0.043657 | 0.05026 | 0.055313 | 0.060213 | 0.067549 | 0.071499 | 0.070807 | 0.069883 | 0.061255 | 0.047584 | 0.032476 | 0.019239 | 0.011618 | 0 | 0 | 0 | 0 | 0 | 0 | 0 | 0 | 0 | 0 | 0 | 0.038151 | 0.081025 | 0.12973 | 0.18263 | 0.23956 | 0.30287 | 0.36938 | 0.43452 | 0.49823 | 0.55315 | 0.59491 | 0.62242 | 0.63828 | 0.64633 | 0.64357 | 0.64138 | 0.63966 | 0.63828 | 0.6373 | 0.63661 | 0.63611 | 0.63576 | 0.63528 | 0.63516 | 0.63507 | 0.98973 | 1.1563 | 1.3573 | 1.5221 | 1.6872 | 1.9268 | 2.0736 | 2.0856 | 2.088 | 1.8538 | 1.4554 | 1.0017 | 0.59663 | 0.36234 | 0 | 0 | 0 | 0 | 0 | 0 | 0 | 0 | 0 | 0 | 0 | 0.98973 | 2.146 | 3.5033 | 5.0254 | 6.7126 | 8.6394 | 10.7131 | 12.7987 | 14.8867 | 16.7406 | 18.196 | 19.1976 | 19.7943 | 20.1566 | 20.1566 | 20.1566 | 20.1566 | 20.1566 | 20.1566 | 20.1566 | 20.1566 | 20.1566 | 20.1566 | 20.1566 | 20.1566 | 844.1356 | 857.5682 | 869.7198 | 880.5892 | 890.1702 | 898.4536 | 905.4295 | 911.0887 | 915.6672 | 919.3634 | 922.3418 | 924.7385 | 926.6648 | 928.2117 | 929.4529 | 930.4482 | 931.2461 | 931.8853 | 932.3973 | 932.8074 | 933.1356 | 933.3984 | 933.6088 | 933.7771 | 933.9118 | 360.3751 | 366.1097 | 371.2974 | 375.9377 | 380.028 | 383.5643 | 386.5424 | 388.9584 | 390.9131 | 392.491 | 393.7625 | 394.7857 | 395.6081 | 396.2685 | 396.7984 | 397.2233 | 397.5639 | 397.8368 | 398.0554 | 398.2305 | 398.3706 | 398.4828 | 398.5726 | 398.6445 | 398.702
OR_Commercial_OR - Miscellaneous_Existing_Water Heating_Natural Gas_Commercial Laundry - Ozone Treatment_A | OR | Commercial | OR - Miscellaneous | Existing | Water Heating | Natural Gas | Commercial Laundry - Ozone Treatment | A | OCM569 | Standard commercial washer. | Ozone laundry treatment system. | 10 | 151.1969 | 0 | 0 | 18511.52 | 0 | 222.08 | 0 | 0.28365 | 0.25 | perBldg | 0% | 6.667% | Discretionary | Retro5Med_OR | 81.34% | Water Heater | 0% | 25871.7629 |  | 10344.8196 |  | 0 | CW_OZON-Water Heating-ILTRM-v4.0-4 | CW_OZON-Water Heating-ILTRM-v4.0-4 | CW_OZON-Water Heating-ILTRM-v4.0-4 | Standard commercial washer. | Standard commercial washer. | Standard commercial washer. | Standard commercial washer. | Standard commercial washer. | Standard commercial washer. | Standard commercial washer. | Standard commercial washer. | Standard commercial washer. | Standard commercial washer. | Standard commercial washer. | Standard commercial washer. | Standard commercial washer. | Standard commercial washer. | Standard commercial washer. | Standard commercial washer. | Standard commercial washer. | Standard commercial washer. | Standard commercial washer. | Standard commercial washer. | Standard commercial washer. | Standard commercial washer. | Standard commercial washer. | Standard commercial washer. | Standard commercial washer. | Standard commercial washer. | Standard commercial washer. | Ozone laundry treatment system. | Ozone laundry treatment system. | Ozone laundry treatment system. | Ozone laundry treatment system. | Ozone laundry treatment system. | Ozone laundry treatment system. | Ozone laundry treatment system. | Ozone laundry treatment system. | Ozone laundry treatment system. | Ozone laundry treatment system. | Ozone laundry treatment system. | Ozone laundry treatment system. | Ozone laundry treatment system. | Ozone laundry treatment system. | Ozone laundry treatment system. | Ozone laundry treatment system. | Ozone laundry treatment system. | Ozone laundry treatment system. | Ozone laundry treatment system. | Ozone laundry treatment system. | Ozone laundry treatment system. | Ozone laundry treatment system. | Ozone laundry treatment system. | Ozone laundry treatment system. | Ozone laundry treatment system. | Ozone laundry treatment system. | Ozone laundry treatment system. | 18511.52 | 18511.52 | 18511.52 | 18511.52 | 18511.52 | 18511.52 | 18511.52 | 18511.52 | 18511.52 | 18511.52 | 18511.52 | 18511.52 | 18511.52 | 18511.52 | 18511.52 | 18511.52 | 18511.52 | 18511.52 | 18511.52 | 18511.52 | 18511.52 | 18511.52 | 18511.52 | 18511.52 | 18511.52 | 18511.52 | 18511.52 | 0 | 0 | 143.1626 | 138.0347 | 133.3035 | 129.1101 | 125.4244 | 121.8772 | 118.5952 | 115.5554 | 112.6905 | 110.0801 | 109.0292 | 108.2675 | 107.8746 | 107.2006 | 106.7213 | 106.3378 | 106.031 | 105.7687 | 105.6163 | 105.5295 | 105.4875 | 105.454 | 105.3507 | 105.3292 | 105.312 | 0.011646 | 0.013787 | 0.016293 | 0.018319 | 0.020298 | 0.02306 | 0.024616 | 0.024503 | 0.022518 | 0.018908 | 0.0056228 | 0 | 0 | 0 | 0 | 0 | 0 | 0 | 0 | 0 | 0 | 0 | 0 | 0 | 0 | 0.011646 | 0.025016 | 0.040452 | 0.057498 | 0.076155 | 0.097061 | 0.11906 | 0.14051 | 0.15955 | 0.17476 | 0.17872 | 0.17747 | 0.17682 | 0.17572 | 0.17493 | 0.1743 | 0.1738 | 0.17337 | 0.17312 | 0.17298 | 0.17291 | 0.17286 | 0.17269 | 0.17265 | 0.17262 | 0.081348 | 0.099882 | 0.12223 | 0.14189 | 0.16184 | 0.18921 | 0.20756 | 0.21204 | 0.19982 | 0.17177 | 0.051572 | 0 | 0 | 0 | 0 | 0 | 0 | 0 | 0 | 0 | 0 | 0 | 0 | 0 | 0 | 0.081348 | 0.18123 | 0.30346 | 0.44534 | 0.60718 | 0.79639 | 1.004 | 1.216 | 1.4158 | 1.5876 | 1.6392 | 1.6392 | 1.6392 | 1.6392 | 1.6392 | 1.6392 | 1.6392 | 1.6392 | 1.6392 | 1.6392 | 1.6392 | 1.6392 | 1.6392 | 1.6392 | 1.6392 | 0.010011 | 0.011984 | 0.014316 | 0.016259 | 0.018188 | 0.020857 | 0.022467 | 0.022563 | 0.020926 | 0.017733 | 0.0052622 | 0 | 0 | 0 | 0 | 0 | 0 | 0 | 0 | 0 | 0 | 0 | 0 | 0 | 0 | 0.010011 | 0.021745 | 0.035542 | 0.051033 | 0.068238 | 0.087787 | 0.10867 | 0.12939 | 0.14827 | 0.1639 | 0.16725 | 0.16573 | 0.16475 | 0.16378 | 0.16308 | 0.16253 | 0.16209 | 0.16174 | 0.1615 | 0.16132 | 0.16119 | 0.1611 | 0.16098 | 0.16095 | 0.16093 | 0.069145 | 0.0849 | 0.10389 | 0.1206 | 0.13756 | 0.16083 | 0.17643 | 0.18024 | 0.16985 | 0.146 | 0.043836 | 0 | 0 | 0 | 0 | 0 | 0 | 0 | 0 | 0 | 0 | 0 | 0 | 0 | 0 | 0.069145 | 0.15404 | 0.25794 | 0.37854 | 0.5161 | 0.67693 | 0.85336 | 1.0336 | 1.2034 | 1.3494 | 1.3933 | 1.3933 | 1.3933 | 1.3933 | 1.3933 | 1.3933 | 1.3933 | 1.3933 | 1.3933 | 1.3933 | 1.3933 | 1.3933 | 1.3933 | 1.3933 | 1.3933 | 0 | 0 | 0 | 0 | 0 | 0 | 0 | 0 | 0 | 0 | 0 | 0 | 0 | 0 | 0 | 0 | 0 | 0 | 0 | 0 | 0 | 0 | 0 | 0 | 0 | 0 | 0 | 0 | 0 | 0 | 0 | 0 | 0 | 0 | 0 | 0 | 0 | 0 | 0 | 0 | 0 | 0 | 0 | 0 | 0 | 0 | 0 | 0 | 0 | 0 | 0 | 0 | 0 | 0 | 0 | 0 | 0 | 0 | 0 | 0 | 0 | 0 | 0 | 0 | 0 | 0 | 0 | 0 | 0 | 0 | 0 | 0 | 0 | 0 | 0 | 0 | 0 | 0 | 0 | 0 | 0 | 0 | 0 | 0 | 0 | 0 | 0 | 0 | 0 | 0 | 0 | 0 | 0 | 0 | 0 | 0 | 0 | 0 | 0 | 0 | 0 | 0 | 0 | 0 | 0 | 0 | 0 | 0 | 0 | 0 | 0 | 0 | 0 | 0 | 0 | 0 | 0 | 0 | 0 | 0 | 0 | 0 | 0 | 0 | 0 | 0 | 0 | 0 | 0 | 0 | 0 | 0 | 0 | 0 | 0 | 0 | 0 | 0 | 0 | 0 | 0 | 0 | 0 | 0 | 0 | 0 | 0 | 0 | 0 | 0 | 0 | 0 | 0 | 0 | 0 | 0 | 0 | 0 | 0 | 0 | 0 | 0 | 0 | 0 | 0 | 0 | 0 | 0 | 0 | 0 | 0 | 0 | 0 | 0 | 0 | 0 | 0 | 0 | 0 | 0 | 0 | 0 | 0 | 0 | 0 | 0 | 0 | 0 | 0 | 0 | 0 | 0 | 0 | 0 | 0 | 0 | 0 | 0 | 0 | 0 | 24043.4657 | 24426.0658 | 24772.1807 | 25081.7727 | 25354.6659 | 25590.6023 | 25789.2965 | 25950.4872 | 26080.8979 | 26186.174 | 26271.0088 | 26339.2734 | 26394.141 | 26438.2 | 26473.5533 | 26501.904 | 26524.6283 | 26542.8359 | 26557.4199 | 26569.0987 | 26578.4492 | 26585.9342 | 26591.9253 | 26596.7202 | 26600.5573 | 9613.7753 | 9766.7579 | 9905.1519 | 10028.9422 | 10138.0585 | 10232.3976 | 10311.8454 | 10376.2975 | 10428.4422 | 10470.5368 | 10504.458 | 10531.7536 | 10553.6924 | 10571.3094 | 10585.4454 | 10596.7814 | 10605.8677 | 10613.148 | 10618.9795 | 10623.6492 | 10627.388 | 10630.3809 | 10632.7764 | 10634.6936 | 10636.2279
OR_Commercial_OR - Miscellaneous_Existing_Water Heating_Natural Gas_Commercial Laundry - ENERGY STAR Washer_A | OR | Commercial | OR - Miscellaneous | Existing | Water Heating | Natural Gas | Commercial Laundry - ENERGY STAR Washer | A | OCM570 | Standard efficiency washer. | ENERGY STAR rated washer. | 7 | 35.5089 | 0 | 0 | 458.11 | 200.17 | 0 | 0 | 0.28365 | 0.25 | ClothesWashers | 0% | 6.667% | Discretionary | Retro5Med_OR | 90.92% | Water Heater | 0% | -2964.0519 |  | 1422.0934 |  | 0 | CW-Miscellaneous-RTF-v5.1-21 | CW-Miscellaneous-RTF-v5.1-21 | CW-Miscellaneous-RTF-PreQCv5.0-8 | Standard efficiency washer. | Standard efficiency washer. | Standard efficiency washer. | Standard efficiency washer. | Standard efficiency washer. | Standard efficiency washer. | Standard efficiency washer. | Standard efficiency washer. | Standard efficiency washer. | Standard efficiency washer. | Standard efficiency washer. | Standard efficiency washer. | Standard efficiency washer. | Standard efficiency washer. | Standard efficiency washer. | Standard efficiency washer. | Standard efficiency washer. | Standard efficiency washer. | Standard efficiency washer. | Standard efficiency washer. | Standard efficiency washer. | Standard efficiency washer. | Standard efficiency washer. | Standard efficiency washer. | Standard efficiency washer. | Standard efficiency washer. | Standard efficiency washer. | ENERGY STAR rated washer. | ENERGY STAR rated washer. | ENERGY STAR rated washer. | ENERGY STAR rated washer. | ENERGY STAR rated washer. | ENERGY STAR rated washer. | ENERGY STAR rated washer. | ENERGY STAR rated washer. | ENERGY STAR rated washer. | ENERGY STAR rated washer. | ENERGY STAR rated washer. | ENERGY STAR rated washer. | ENERGY STAR rated washer. | ENERGY STAR rated washer. | ENERGY STAR rated washer. | ENERGY STAR rated washer. | ENERGY STAR rated washer. | ENERGY STAR rated washer. | ENERGY STAR rated washer. | ENERGY STAR rated washer. | ENERGY STAR rated washer. | ENERGY STAR rated washer. | ENERGY STAR rated washer. | ENERGY STAR rated washer. | ENERGY STAR rated washer. | ENERGY STAR rated washer. | ENERGY STAR rated washer. | 458.11 | 458.11 | 458.11 | 458.11 | 458.11 | 458.11 | 458.11 | 458.11 | 458.11 | 458.11 | 458.11 | 458.11 | 458.11 | 458.11 | 458.11 | 458.11 | 458.11 | 458.11 | 458.11 | 458.11 | 458.11 | 458.11 | 458.11 | 458.11 | 458.11 | 458.11 | 458.11 | 0 | 0 | 33.6222 | 32.4181 | 31.3071 | 30.3225 | 29.4572 | 28.6244 | 27.8539 | 27.1401 | 26.4674 | 25.8544 | 25.6076 | 25.4287 | 25.3364 | 25.1781 | 25.0655 | 24.9754 | 24.9034 | 24.8418 | 24.806 | 24.7856 | 24.7757 | 24.7678 | 24.7436 | 24.7385 | 24.7345 | 0.00022169 | 0.00026245 | 0.00031015 | 0.00034872 | 0.0003864 | 0.00043898 | 0.00046861 | 0.0002875 | 0.0002144 | 0.00010381 | 0 | 0 | 0 | 0 | 0 | 0 | 0 | 0 | 0 | 0 | 0 | 0 | 0 | 0 | 0 | 0.00022169 | 0.0004762 | 0.00077003 | 0.0010945 | 0.0014497 | 0.0018477 | 0.0022666 | 0.002496 | 0.0026485 | 0.002691 | 0.0026653 | 0.0026467 | 0.0026371 | 0.0026206 | 0.0026089 | 0.0025995 | 0.002592 | 0.0025856 | 0.0025819 | 0.0025798 | 0.0025787 | 0.0025779 | 0.0025754 | 0.0025749 | 0.0025744 | 0.0065935 | 0.0080957 | 0.0099068 | 0.0115 | 0.013118 | 0.015336 | 0.016824 | 0.010593 | 0.0081006 | 0.0040153 | 0 | 0 | 0 | 0 | 0 | 0 | 0 | 0 | 0 | 0 | 0 | 0 | 0 | 0 | 0 | 0.0065935 | 0.014689 | 0.024596 | 0.036096 | 0.049214 | 0.06455 | 0.081374 | 0.091967 | 0.10007 | 0.10408 | 0.10408 | 0.10408 | 0.10408 | 0.10408 | 0.10408 | 0.10408 | 0.10408 | 0.10408 | 0.10408 | 0.10408 | 0.10408 | 0.10408 | 0.10408 | 0.10408 | 0.10408 | 0.00021297 | 0.00025497 | 0.00030457 | 0.00034592 | 0.00038697 | 0.00044374 | 0.00047801 | 0.00029588 | 0.00022268 | 0.00010882 | 0 | 0 | 0 | 0 | 0 | 0 | 0 | 0 | 0 | 0 | 0 | 0 | 0 | 0 | 0 | 0.00021297 | 0.00046262 | 0.00075616 | 0.0010858 | 0.0014518 | 0.0018677 | 0.002312 | 0.0025688 | 0.0027508 | 0.0028207 | 0.0027878 | 0.0027624 | 0.0027461 | 0.0027299 | 0.0027183 | 0.0027091 | 0.0027018 | 0.002696 | 0.0026918 | 0.0026889 | 0.0026868 | 0.0026853 | 0.0026833 | 0.0026828 | 0.0026824 | 0.0062638 | 0.007691 | 0.0094115 | 0.010925 | 0.012462 | 0.014569 | 0.015983 | 0.010064 | 0.0076956 | 0.0038146 | 0 | 0 | 0 | 0 | 0 | 0 | 0 | 0 | 0 | 0 | 0 | 0 | 0 | 0 | 0 | 0.0062638 | 0.013955 | 0.023366 | 0.034292 | 0.046753 | 0.061322 | 0.077305 | 0.087368 | 0.095064 | 0.098879 | 0.098879 | 0.098879 | 0.098879 | 0.098879 | 0.098879 | 0.098879 | 0.098879 | 0.098879 | 0.098879 | 0.098879 | 0.098879 | 0.098879 | 0.098879 | 0.098879 | 0.098879 | 0.00021297 | 0.00025497 | 0.00030457 | 0.00034592 | 0.00038697 | 0.00044374 | 0.00047801 | 0.00029588 | 0.00022268 | 0.00010882 | 0 | 0 | 0 | 0 | 0 | 0 | 0 | 0 | 0 | 0 | 0 | 0 | 0 | 0 | 0 | 0.00021297 | 0.00046262 | 0.00075616 | 0.0010858 | 0.0014518 | 0.0018677 | 0.002312 | 0.0025688 | 0.0027508 | 0.0028207 | 0.0027878 | 0.0027624 | 0.0027461 | 0.0027299 | 0.0027183 | 0.0027091 | 0.0027018 | 0.002696 | 0.0026918 | 0.0026889 | 0.0026868 | 0.0026853 | 0.0026833 | 0.0026828 | 0.0026824 | 0.0062638 | 0.007691 | 0.0094115 | 0.010925 | 0.012462 | 0.014569 | 0.015983 | 0.010064 | 0.0076956 | 0.0038146 | 0 | 0 | 0 | 0 | 0 | 0 | 0 | 0 | 0 | 0 | 0 | 0 | 0 | 0 | 0 | 0.0062638 | 0.013955 | 0.023366 | 0.034292 | 0.046753 | 0.061322 | 0.077305 | 0.087368 | 0.095064 | 0.098879 | 0.098879 | 0.098879 | 0.098879 | 0.098879 | 0.098879 | 0.098879 | 0.098879 | 0.098879 | 0.098879 | 0.098879 | 0.098879 | 0.098879 | 0.098879 | 0.098879 | 0.098879 | 0 | 0.00025497 | 0.00030457 | 0.00034592 | 0.00038697 | 0.00044374 | 0.00047801 | 0.00048005 | 0.00022268 | 0.00010882 | 0 | 0 | 0 | 0 | 0 | 0 | 0 | 0 | 0 | 0 | 0 | 0 | 0 | 0 | 0 | 0 | 0.00025497 | 0.00055346 | 0.00088743 | 0.0012573 | 0.001677 | 0.0021247 | 0.0025688 | 0.0027508 | 0.0028207 | 0.0027878 | 0.0027624 | 0.0027461 | 0.0027299 | 0.0027183 | 0.0027091 | 0.0027018 | 0.002696 | 0.0026918 | 0.0026889 | 0.0026868 | 0.0026853 | 0.0026833 | 0.0026828 | 0.0026824 | 0 | 0.007691 | 0.0094115 | 0.010925 | 0.012462 | 0.014569 | 0.015983 | 0.016327 | 0.0076956 | 0.0038146 | 0 | 0 | 0 | 0 | 0 | 0 | 0 | 0 | 0 | 0 | 0 | 0 | 0 | 0 | 0 | 0 | 0.007691 | 0.017102 | 0.028028 | 0.040489 | 0.055058 | 0.071041 | 0.087368 | 0.095064 | 0.098879 | 0.098879 | 0.098879 | 0.098879 | 0.098879 | 0.098879 | 0.098879 | 0.098879 | 0.098879 | 0.098879 | 0.098879 | 0.098879 | 0.098879 | 0.098879 | 0.098879 | 0.098879 | -2754.5892 | -2798.4226 | -2838.076 | -2873.545 | -2904.8096 | -2931.8401 | -2954.6039 | -2973.0711 | -2988.0118 | -3000.073 | -3009.7923 | -3017.6132 | -3023.8992 | -3028.9469 | -3032.9972 | -3036.2453 | -3038.8487 | -3040.9347 | -3042.6056 | -3043.9436 | -3045.0148 | -3045.8724 | -3046.5588 | -3047.1081 | -3047.5477 | 1321.5973 | 1342.6277 | 1361.6526 | 1378.67 | 1393.6701 | 1406.6388 | 1417.5604 | 1426.4206 | 1433.5889 | 1439.3756 | 1444.0387 | 1447.791 | 1450.8069 | 1453.2287 | 1455.172 | 1456.7303 | 1457.9794 | 1458.9802 | 1459.7819 | 1460.4238 | 1460.9378 | 1461.3492 | 1461.6785 | 1461.9421 | 1462.153
OR_Commercial_OR - Miscellaneous_Existing_Water Heating_Natural Gas_Water Heater - Efficient Dishwasher_A | OR | Commercial | OR - Miscellaneous | Existing | Water Heating | Natural Gas | Water Heater - Efficient Dishwasher | A | OCM571 | 0 | ENERGY STAR | 12 | 102.8166 | 0 | 0 | 2377 | 1319.92 | 0 | 0 | 0.28365 | 0.25 | perBldg | 0% | 75% | Discretionary | Retro5Med_OR | 81.34% | Water Heater | 0% | -10292.2781 |  | 1726.25 |  | 0 | Avista TRM | Avista TRM | Avista TRM | 0 | 0 | 0 | 0 | 0 | 0 | 0 | 0 | 0 | 0 | 0 | 0 | 0 | 0 | 0 | 0 | 0 | 0 | 0 | 0 | 0 | 0 | 0 | 0 | 0 | 0 | 0 | ENERGY STAR | ENERGY STAR | ENERGY STAR | ENERGY STAR | ENERGY STAR | ENERGY STAR | ENERGY STAR | ENERGY STAR | ENERGY STAR | ENERGY STAR | ENERGY STAR | ENERGY STAR | ENERGY STAR | ENERGY STAR | ENERGY STAR | ENERGY STAR | ENERGY STAR | ENERGY STAR | ENERGY STAR | ENERGY STAR | ENERGY STAR | ENERGY STAR | ENERGY STAR | ENERGY STAR | ENERGY STAR | ENERGY STAR | ENERGY STAR | 2377 | 2377 | 2377 | 2377 | 2377 | 2377 | 2377 | 2377 | 2377 | 2377 | 2377 | 2377 | 2377 | 2377 | 2377 | 2377 | 2377 | 2377 | 2377 | 2377 | 2377 | 2377 | 2377 | 2377 | 2377 | 2377 | 2377 | 0 | 0 | 97.3301 | 93.8166 | 90.5687 | 87.6834 | 85.1401 | 82.6866 | 80.4112 | 78.3016 | 76.3158 | 74.5105 | 73.7881 | 73.2726 | 73.0066 | 72.5505 | 72.2261 | 71.9666 | 71.759 | 71.5815 | 71.4783 | 71.4196 | 71.3912 | 71.3684 | 71.2985 | 71.284 | 71.2724 | 0.089073 | 0.10542 | 0.12454 | 0.13996 | 0.15501 | 0.17601 | 0.18777 | 0.18679 | 0.17156 | 0.14398 | 0.11034 | 0.075194 | 0 | 0 | 0 | 0 | 0 | 0 | 0 | 0 | 0 | 0 | 0 | 0 | 0 | 0.089073 | 0.19128 | 0.30919 | 0.4393 | 0.58157 | 0.74082 | 0.9082 | 1.0712 | 1.2156 | 1.3308 | 1.4282 | 1.4934 | 1.488 | 1.4787 | 1.4721 | 1.4668 | 1.4626 | 1.459 | 1.4569 | 1.4557 | 1.4551 | 1.4546 | 1.4532 | 1.4529 | 1.4527 | 0.91516 | 1.1237 | 1.375 | 1.5962 | 1.8207 | 2.1286 | 2.3351 | 2.3855 | 2.248 | 1.9324 | 1.4953 | 1.0262 | 0 | 0 | 0 | 0 | 0 | 0 | 0 | 0 | 0 | 0 | 0 | 0 | 0 | 0.91516 | 2.0388 | 3.4139 | 5.0101 | 6.8308 | 8.9594 | 11.2945 | 13.6799 | 15.9279 | 17.8603 | 19.3556 | 20.3819 | 20.3819 | 20.3819 | 20.3819 | 20.3819 | 20.3819 | 20.3819 | 20.3819 | 20.3819 | 20.3819 | 20.3819 | 20.3819 | 20.3819 | 20.3819 | 0.076567 | 0.091641 | 0.10943 | 0.12425 | 0.13893 | 0.15924 | 0.17145 | 0.17209 | 0.15953 | 0.13513 | 0.10334 | 0.070271 | 0 | 0 | 0 | 0 | 0 | 0 | 0 | 0 | 0 | 0 | 0 | 0 | 0 | 0.076567 | 0.16628 | 0.2717 | 0.38998 | 0.52125 | 0.67026 | 0.82927 | 0.98687 | 1.1303 | 1.2489 | 1.3376 | 1.3957 | 1.3874 | 1.3793 | 1.3734 | 1.3687 | 1.365 | 1.3621 | 1.36 | 1.3585 | 1.3575 | 1.3567 | 1.3557 | 1.3554 | 1.3552 | 0.77789 | 0.95512 | 1.1688 | 1.3568 | 1.5476 | 1.8093 | 1.9848 | 2.0276 | 1.9108 | 1.6425 | 1.271 | 0.87229 | 0 | 0 | 0 | 0 | 0 | 0 | 0 | 0 | 0 | 0 | 0 | 0 | 0 | 0.77789 | 1.733 | 2.9018 | 4.2586 | 5.8061 | 7.6155 | 9.6003 | 11.6279 | 13.5388 | 15.1813 | 16.4523 | 17.3246 | 17.3246 | 17.3246 | 17.3246 | 17.3246 | 17.3246 | 17.3246 | 17.3246 | 17.3246 | 17.3246 | 17.3246 | 17.3246 | 17.3246 | 17.3246 | 0.076583 | 0.091682 | 0.10952 | 0.12439 | 0.13914 | 0.15956 | 0.17188 | 0.17261 | 0.16009 | 0.13566 | 0.10376 | 0.070557 | 0 | 0 | 0 | 0 | 0 | 0 | 0 | 0 | 0 | 0 | 0 | 0 | 0 | 0.076583 | 0.16635 | 0.2719 | 0.39041 | 0.52203 | 0.67159 | 0.83134 | 0.98985 | 1.1343 | 1.2539 | 1.343 | 1.4013 | 1.3931 | 1.3849 | 1.379 | 1.3743 | 1.3706 | 1.3676 | 1.3655 | 1.3641 | 1.363 | 1.3622 | 1.3612 | 1.361 | 1.3608 | 0.77789 | 0.95512 | 1.1688 | 1.3568 | 1.5476 | 1.8093 | 1.9848 | 2.0276 | 1.9108 | 1.6425 | 1.271 | 0.87229 | 0 | 0 | 0 | 0 | 0 | 0 | 0 | 0 | 0 | 0 | 0 | 0 | 0 | 0.77789 | 1.733 | 2.9018 | 4.2586 | 5.8061 | 7.6155 | 9.6003 | 11.6279 | 13.5388 | 15.1813 | 16.4523 | 17.3246 | 17.3246 | 17.3246 | 17.3246 | 17.3246 | 17.3246 | 17.3246 | 17.3246 | 17.3246 | 17.3246 | 17.3246 | 17.3246 | 17.3246 | 17.3246 | 0 | 0 | 0 | 0 | 0.13914 | 0.15956 | 0.17188 | 0.17261 | 0.16009 | 0.13566 | 0.10376 | 0.070557 | 0.041973 | 0.019489 | 0 | 0 | 0 | 0 | 0 | 0 | 0 | 0 | 0 | 0 | 0 | 0 | 0 | 0 | 0 | 0.13914 | 0.29604 | 0.46257 | 0.62733 | 0.7775 | 0.90214 | 0.99539 | 1.0569 | 1.0926 | 1.1057 | 1.101 | 1.0972 | 1.0943 | 1.0919 | 1.0902 | 1.089 | 1.0882 | 1.0876 | 1.0868 | 1.0866 | 1.0864 | 0 | 0 | 0 | 0 | 1.5476 | 1.8093 | 1.9848 | 2.0276 | 1.9108 | 1.6425 | 1.271 | 0.87229 | 0.52198 | 0.2438 | 0 | 0 | 0 | 0 | 0 | 0 | 0 | 0 | 0 | 0 | 0 | 0 | 0 | 0 | 0 | 1.5476 | 3.3569 | 5.3417 | 7.3694 | 9.2802 | 10.9227 | 12.1937 | 13.066 | 13.588 | 13.8318 | 13.8318 | 13.8318 | 13.8318 | 13.8318 | 13.8318 | 13.8318 | 13.8318 | 13.8318 | 13.8318 | 13.8318 | 13.8318 | -9564.9468 | -9717.1524 | -9854.8435 | -9978.005 | -10086.5671 | -10180.4271 | -10259.4714 | -10323.5962 | -10375.476 | -10417.3568 | -10451.1057 | -10478.2627 | -10500.0901 | -10517.6176 | -10531.6817 | -10542.9602 | -10552.0004 | -10559.2437 | -10565.0455 | -10569.6915 | -10573.4113 | -10576.389 | -10578.7724 | -10580.6799 | -10582.2064 | 1604.26 | 1629.7883 | 1652.8823 | 1673.5393 | 1691.7476 | 1707.4901 | 1720.7476 | 1731.5028 | 1740.2042 | 1747.2286 | 1752.8891 | 1757.4439 | 1761.1049 | 1764.0446 | 1766.4035 | 1768.2952 | 1769.8114 | 1771.0263 | 1771.9994 | 1772.7786 | 1773.4025 | 1773.9019 | 1774.3017 | 1774.6216 | 1774.8776
OR_Commercial_OR - Miscellaneous_Existing_Water Heating_Natural Gas_Commercial Laundry - Alternative Dry-Cleaning Methods_A | OR | Commercial | OR - Miscellaneous | Existing | Water Heating | Natural Gas | Commercial Laundry - Alternative Dry-Cleaning Methods | A | OCM572 | Standard efficiency dryer. | High efficiency alternative dry-cleaning methods. | 15 | 0 | 0 | 0 | 66246.84 | 0 | 0 | 0 | 0.28365 | 0.25 | perBldg | 0% | 6.667% | Discretionary | Retro5Med_OR | 81.34% | Water Heater | 0% | 0 |  | 0 |  | 0 | CW_ALTDRYCLN-Miscellaneous-SCE-ET05.01-6 | CW_ALTDRYCLN-Miscellaneous-SCE-ET05.01-6 | CW_ALTDRYCLN-Miscellaneous-SCE-ET05.01-6 | Standard efficiency dryer. | Standard efficiency dryer. | Standard efficiency dryer. | Standard efficiency dryer. | Standard efficiency dryer. | Standard efficiency dryer. | Standard efficiency dryer. | Standard efficiency dryer. | Standard efficiency dryer. | Standard efficiency dryer. | Standard efficiency dryer. | Standard efficiency dryer. | Standard efficiency dryer. | Standard efficiency dryer. | Standard efficiency dryer. | Standard efficiency dryer. | Standard efficiency dryer. | Standard efficiency dryer. | Standard efficiency dryer. | Standard efficiency dryer. | Standard efficiency dryer. | Standard efficiency dryer. | Standard efficiency dryer. | Standard efficiency dryer. | Standard efficiency dryer. | Standard efficiency dryer. | Standard efficiency dryer. | High efficiency alternative dry-cleaning methods. | High efficiency alternative dry-cleaning methods. | High efficiency alternative dry-cleaning methods. | High efficiency alternative dry-cleaning methods. | High efficiency alternative dry-cleaning methods. | High efficiency alternative dry-cleaning methods. | High efficiency alternative dry-cleaning methods. | High efficiency alternative dry-cleaning methods. | High efficiency alternative dry-cleaning methods. | High efficiency alternative dry-cleaning methods. | High efficiency alternative dry-cleaning methods. | High efficiency alternative dry-cleaning methods. | High efficiency alternative dry-cleaning methods. | High efficiency alternative dry-cleaning methods. | High efficiency alternative dry-cleaning methods. | High efficiency alternative dry-cleaning methods. | High efficiency alternative dry-cleaning methods. | High efficiency alternative dry-cleaning methods. | High efficiency alternative dry-cleaning methods. | High efficiency alternative dry-cleaning methods. | High efficiency alternative dry-cleaning methods. | High efficiency alternative dry-cleaning methods. | High efficiency alternative dry-cleaning methods. | High efficiency alternative dry-cleaning methods. | High efficiency alternative dry-cleaning methods. | High efficiency alternative dry-cleaning methods. | High efficiency alternative dry-cleaning methods. | 66246.84 | 66246.84 | 66246.84 | 66246.84 | 66246.84 | 66246.84 | 66246.84 | 66246.84 | 66246.84 | 66246.84 | 66246.84 | 66246.84 | 66246.84 | 66246.84 | 66246.84 | 66246.84 | 66246.84 | 66246.84 | 66246.84 | 66246.84 | 66246.84 | 66246.84 | 66246.84 | 66246.84 | 66246.84 | 66246.84 | 66246.84 | 0 | 0 | 0 | 0 | 0 | 0 | 0 | 0 | 0 | 0 | 0 | 0 | 0 | 0 | 0 | 0 | 0 | 0 | 0 | 0 | 0 | 0 | 0 | 0 | 0 | 0 | 0 | 0 | 0 | 0 | 0 | 0 | 0 | 0 | 0 | 0 | 0 | 0 | 0 | 0 | 0 | 0 | 0 | 0 | 0 | 0 | 0 | 0 | 0 | 0 | 0 | 0 | 0 | 0 | 0 | 0 | 0 | 0 | 0 | 0 | 0 | 0 | 0 | 0 | 0 | 0 | 0 | 0 | 0 | 0 | 0 | 0 | 0 | 0 | 0 | 0 | 0 | 0.081348 | 0.099882 | 0.12223 | 0.14189 | 0.16184 | 0.18921 | 0.20756 | 0.21204 | 0.19982 | 0.17177 | 0.13292 | 0.09122 | 0.054587 | 0.025496 | 0 | 0 | 0 | 0 | 0 | 0 | 0 | 0 | 0 | 0 | 0 | 0.081348 | 0.18123 | 0.30346 | 0.44534 | 0.60718 | 0.79639 | 1.004 | 1.216 | 1.4158 | 1.5876 | 1.7205 | 1.8117 | 1.8663 | 1.8918 | 1.8918 | 1.8918 | 1.8918 | 1.8918 | 1.8918 | 1.8918 | 1.8918 | 1.8918 | 1.8918 | 1.8918 | 1.8918 | 0 | 0 | 0 | 0 | 0 | 0 | 0 | 0 | 0 | 0 | 0 | 0 | 0 | 0 | 0 | 0 | 0 | 0 | 0 | 0 | 0 | 0 | 0 | 0 | 0 | 0 | 0 | 0 | 0 | 0 | 0 | 0 | 0 | 0 | 0 | 0 | 0 | 0 | 0 | 0 | 0 | 0 | 0 | 0 | 0 | 0 | 0 | 0 | 0 | 0 | 0.069145 | 0.0849 | 0.10389 | 0.1206 | 0.13756 | 0.16083 | 0.17643 | 0.18024 | 0.16985 | 0.146 | 0.11298 | 0.077537 | 0.046399 | 0.021671 | 0 | 0 | 0 | 0 | 0 | 0 | 0 | 0 | 0 | 0 | 0 | 0.069145 | 0.15404 | 0.25794 | 0.37854 | 0.5161 | 0.67693 | 0.85336 | 1.0336 | 1.2034 | 1.3494 | 1.4624 | 1.54 | 1.5864 | 1.608 | 1.608 | 1.608 | 1.608 | 1.608 | 1.608 | 1.608 | 1.608 | 1.608 | 1.608 | 1.608 | 1.608 | 0 | 0 | 0 | 0 | 0 | 0 | 0 | 0 | 0 | 0 | 0 | 0 | 0 | 0 | 0 | 0 | 0 | 0 | 0 | 0 | 0 | 0 | 0 | 0 | 0 | 0 | 0 | 0 | 0 | 0 | 0 | 0 | 0 | 0 | 0 | 0 | 0 | 0 | 0 | 0 | 0 | 0 | 0 | 0 | 0 | 0 | 0 | 0 | 0 | 0 | 0 | 0 | 0 | 0 | 0 | 0 | 0 | 0 | 0 | 0 | 0 | 0 | 0 | 0 | 0 | 0 | 0 | 0 | 0 | 0 | 0 | 0 | 0 | 0 | 0 | 0 | 0 | 0 | 0 | 0 | 0 | 0 | 0 | 0 | 0 | 0 | 0 | 0 | 0 | 0 | 0 | 0 | 0 | 0 | 0 | 0 | 0 | 0 | 0 | 0 | 0 | 0 | 0 | 0 | 0 | 0 | 0 | 0 | 0 | 0 | 0 | 0 | 0 | 0 | 0 | 0 | 0 | 0 | 0 | 0 | 0 | 0 | 0 | 0 | 0 | 0 | 0 | 0 | 0 | 0 | 0 | 0 | 0 | 0 | 0 | 0 | 0 | 0 | 0 | 0 | 0 | 0 | 0 | 0 | 0 | 0 | 0 | 0 | 0 | 0 | 0 | 0 | 0 | 0 | 0 | 0 | 0 | 0 | 0 | 0 | 0 | 0 | 0 | 0 | 0 | 0 | 0 | 0 | 0 | 0 | 0 | 0 | 0 | 0 | 0 | 0 | 0 | 0 | 0 | 0 | 0 | 0 | 0 | 0 | 0 | 0 | 0 | 0 | 0 | 0 | 0 | 0 | 0 | 0 | 0 | 0 | 0 | 0 | 0 | 0 | 0 | 0 | 0 | 0 | 0 | 0 | 0 | 0 | 0 | 0 | 0 | 0 | 0 | 0 | 0 | 0 | 0 | 0 | 0 | 0 | 0 | 0 | 0 | 0 | 0 | 0 | 0 | 0 | 0 | 0 | 0 | 0 | 0 | 0 | 0 | 0 | 0 | 0 | 0 | 0 | 0 | 0 | 0 | 0 | 0 | 0 | 0 | 0 | 0 | 0
OR_Commercial_OR - Miscellaneous_Existing_Space Heating_Natural Gas_Advanced Kitchen Ventilation Controls_A | OR | Commercial | OR - Miscellaneous | Existing | Space Heating | Natural Gas | Advanced Kitchen Ventilation Controls | A | OCM573 | No controls on exhaust hoods. | Variable exhaust hood flow based on temperature or grease sensor. | 15 | 0.056199 | 0 | 0 | 0.18 | 0.02 | 0 | 0 | 0.28365 | 0.25 | sqft | 10% | 10% | Discretionary | RetroEven20_OR | 82.88% | Space Heating | 0% | 142.0591 |  | 180.2335 |  | 0 | IL TRM - CI-FSE-VENT-V03-160601 | COOK_EXHD-Ventilation-XCELCO-2017-18-2 | COOK_EXHD-Ventilation-XCELCO-2017-18-2 | No controls on exhaust hoods. | No controls on exhaust hoods. | No controls on exhaust hoods. | No controls on exhaust hoods. | No controls on exhaust hoods. | No controls on exhaust hoods. | No controls on exhaust hoods. | No controls on exhaust hoods. | No controls on exhaust hoods. | No controls on exhaust hoods. | No controls on exhaust hoods. | No controls on exhaust hoods. | No controls on exhaust hoods. | No controls on exhaust hoods. | No controls on exhaust hoods. | No controls on exhaust hoods. | No controls on exhaust hoods. | No controls on exhaust hoods. | No controls on exhaust hoods. | No controls on exhaust hoods. | No controls on exhaust hoods. | No controls on exhaust hoods. | No controls on exhaust hoods. | No controls on exhaust hoods. | No controls on exhaust hoods. | No controls on exhaust hoods. | No controls on exhaust hoods. | Variable exhaust hood flow based on temperature or grease sensor. | Variable exhaust hood flow based on temperature or grease sensor. | Variable exhaust hood flow based on temperature or grease sensor. | Variable exhaust hood flow based on temperature or grease sensor. | Variable exhaust hood flow based on temperature or grease sensor. | Variable exhaust hood flow based on temperature or grease sensor. | Variable exhaust hood flow based on temperature or grease sensor. | Variable exhaust hood flow based on temperature or grease sensor. | Variable exhaust hood flow based on temperature or grease sensor. | Variable exhaust hood flow based on temperature or grease sensor. | Variable exhaust hood flow based on temperature or grease sensor. | Variable exhaust hood flow based on temperature or grease sensor. | Variable exhaust hood flow based on temperature or grease sensor. | Variable exhaust hood flow based on temperature or grease sensor. | Variable exhaust hood flow based on temperature or grease sensor. | Variable exhaust hood flow based on temperature or grease sensor. | Variable exhaust hood flow based on temperature or grease sensor. | Variable exhaust hood flow based on temperature or grease sensor. | Variable exhaust hood flow based on temperature or grease sensor. | Variable exhaust hood flow based on temperature or grease sensor. | Variable exhaust hood flow based on temperature or grease sensor. | Variable exhaust hood flow based on temperature or grease sensor. | Variable exhaust hood flow based on temperature or grease sensor. | Variable exhaust hood flow based on temperature or grease sensor. | Variable exhaust hood flow based on temperature or grease sensor. | Variable exhaust hood flow based on temperature or grease sensor. | Variable exhaust hood flow based on temperature or grease sensor. | 0.18 | 0.18 | 0.18 | 0.18 | 0.18 | 0.18 | 0.18 | 0.18 | 0.18 | 0.18 | 0.18 | 0.18 | 0.18 | 0.18 | 0.18 | 0.18 | 0.18 | 0.18 | 0.18 | 0.18 | 0.18 | 0.18 | 0.18 | 0.18 | 0.18 | 0.18 | 0.18 | 0 | 0 | 0.059599 | 0.059107 | 0.058524 | 0.057901 | 0.057229 | 0.056501 | 0.055712 | 0.054857 | 0.053934 | 0.052953 | 0.051927 | 0.050879 | 0.049836 | 0.048824 | 0.04787 | 0.046989 | 0.046187 | 0.045462 | 0.044826 | 0.044225 | 0.043725 | 0.043241 | 0.042772 | 0.042334 | 0.041911 | 0 | 0 | 0 | 0 | 0 | 0 | 0 | 0 | 0 | 0 | 0 | 0 | 0 | 0 | 0 | 0 | 0 | 0 | 0 | 0 | 0 | 0 | 0 | 0 | 0 | 0 | 0 | 0 | 0 | 0 | 0 | 0 | 0 | 0 | 0 | 0 | 0 | 0 | 0 | 0 | 0 | 0 | 0 | 0 | 0 | 0 | 0 | 0 | 0 | 0 | 0 | 0 | 0 | 0 | 0 | 0 | 0 | 0 | 0 | 0 | 0 | 0 | 0 | 0 | 0 | 0 | 0 | 0 | 0 | 0 | 0 | 0 | 0 | 0 | 0 | 0 | 0 | 0 | 0 | 0 | 0 | 0 | 0 | 0 | 0 | 0 | 0 | 0 | 0 | 0 | 0 | 0 | 0 | 0 | 0 | 0 | 0 | 0 | 0 | 0 | 0 | 0 | 0 | 0 | 0 | 0 | 0 | 0 | 0 | 0 | 0 | 0 | 0 | 0 | 0 | 0 | 0 | 0 | 0 | 0 | 0 | 0 | 0 | 0 | 0 | 0 | 0 | 0 | 0 | 0 | 0 | 0 | 0 | 0 | 0 | 0 | 0 | 0 | 0 | 0 | 0 | 0 | 0 | 0 | 0 | 0 | 0 | 0 | 0 | 0 | 0 | 0 | 0 | 0 | 0 | 0 | 0 | 0 | 0 | 0 | 0 | 0 | 0 | 0 | 0 | 0 | 0 | 0 | 0 | 0 | 0 | 0 | 0 | 0 | 0 | 0 | 0 | 0 | 0 | 0 | 0 | 0 | 0 | 0 | 0 | 0 | 0 | 0 | 0 | 0 | 0 | 0 | 0 | 0 | 0 | 0 | 0 | 0 | 0 | 0 | 0 | 0 | 0 | 0 | 0 | 0 | 0 | 0 | 0 | 0 | 0 | 0 | 0 | 0 | 0 | 0 | 0 | 0 | 0 | 0 | 0 | 0 | 0 | 0 | 0 | 0 | 0 | 0 | 0 | 0 | 0 | 0 | 0 | 0 | 0 | 0 | 0 | 0 | 0 | 0 | 0 | 0 | 0 | 0 | 0 | 0 | 0 | 0 | 0 | 0 | 0 | 0 | 0 | 0 | 0 | 0 | 0 | 0 | 0 | 0 | 0 | 0 | 0 | 0 | 0 | 0 | 0 | 0 | 0 | 0 | 0 | 0 | 0 | 0 | 0 | 0 | 0 | 0 | 0 | 0 | 0 | 0 | 0 | 0 | 0 | 0 | 0 | 0 | 0 | 0 | 0 | 0 | 0 | 0 | 0 | 0 | 0 | 0 | 0 | 0 | 0 | 0 | 0 | 0 | 0 | 0 | 0 | 0 | 0 | 0 | 0 | 0 | 0 | 0 | 0 | 0 | 0 | 0 | 0 | 0 | 0 | 0 | 0 | 0 | 0 | 0 | 0 | 0 | 0 | 0 | 0 | 0 | 0 | 0 | 0 | 0 | 0 | 0 | 0 | 0 | 0 | 0 | 0 | 0 | 0 | 0 | 0 | 0 | 0 | 0 | 0 | 0 | 0 | 0 | 0 | 0 | 0 | 0 | 0 | 0 | 0 | 0 | 0 | 0 | 0 | 0 | 0 | 0 | 0 | 0 | 0 | 0 | 0 | 0 | 0 | 0 | 0 | 0 | 0 | 0 | 0 | 0 | 0 | 0 | 0 | 0 | 0 | 0 | 0 | 0 | 0 | 0 | 0 | 0 | 0 | 0 | 0 | 0 | 0 | 0 | 137.7067 | 138.0682 | 138.4489 | 138.8491 | 139.2694 | 139.71 | 140.1712 | 140.653 | 141.153 | 141.6685 | 142.1974 | 142.7374 | 143.2866 | 143.8429 | 144.4046 | 144.9699 | 145.5372 | 146.0734 | 146.5808 | 147.0512 | 147.4869 | 147.8903 | 148.2636 | 148.6091 | 148.9286 | 174.7115 | 175.1702 | 175.6532 | 176.161 | 176.6942 | 177.2532 | 177.8383 | 178.4496 | 179.0839 | 179.738 | 180.409 | 181.0941 | 181.7909 | 182.4967 | 183.2093 | 183.9265 | 184.6463 | 185.3265 | 185.9704 | 186.5671 | 187.1198 | 187.6317 | 188.1054 | 188.5436 | 188.949
OR_Commercial_OR - Miscellaneous_Existing_Space Heating_Natural Gas_Infiltration Control - Loading Dock Sealing_A | OR | Commercial | OR - Miscellaneous | Existing | Space Heating | Natural Gas | Infiltration Control - Loading Dock Sealing | A | OCM574 | 0 | 0 | 10 | 201 | 0 | 0 | 3106.52 | 0 | 0 | 0 | 0.28365 | 0.25 | perBldg | 0% | 0% | Discretionary | RetroEven20_OR | 82.88% | Space Heating | 0% | 2645.7716 |  | 1129.5225 |  | 0 | MEMD - Truck Loading Dock Seals - 8.10.01.FES-E10.v01 | MEMD - Truck Loading Dock Seals - 8.10.01.FES-E10.v01 | MEMD - Truck Loading Dock Seals - 8.10.01.FES-E10.v01 | 0 | 0 | 0 | 0 | 0 | 0 | 0 | 0 | 0 | 0 | 0 | 0 | 0 | 0 | 0 | 0 | 0 | 0 | 0 | 0 | 0 | 0 | 0 | 0 | 0 | 0 | 0 | 0 | 0 | 0 | 0 | 0 | 0 | 0 | 0 | 0 | 0 | 0 | 0 | 0 | 0 | 0 | 0 | 0 | 0 | 0 | 0 | 0 | 0 | 0 | 0 | 0 | 0 | 0 | 3106.52 | 3106.52 | 3106.52 | 3106.52 | 3106.52 | 3106.52 | 3106.52 | 3106.52 | 3106.52 | 3106.52 | 3106.52 | 3106.52 | 3106.52 | 3106.52 | 3106.52 | 3106.52 | 3106.52 | 3106.52 | 3106.52 | 3106.52 | 3106.52 | 3106.52 | 3106.52 | 3106.52 | 3106.52 | 3106.52 | 3106.52 | 0 | 0 | 212.3223 | 209.2782 | 205.7296 | 201.8988 | 197.7294 | 193.2749 | 188.4309 | 183.2323 | 177.7398 | 172.0631 | 166.3784 | 160.7459 | 155.2745 | 150.1091 | 145.3923 | 141.3112 | 137.8769 | 134.8966 | 132.4625 | 130.1862 | 128.7034 | 127.2696 | 125.8797 | 124.5838 | 123.3292 | 0 | 0 | 0 | 0 | 0 | 0 | 0 | 0 | 0 | 0 | 0 | 0 | 0 | 0 | 0 | 0 | 0 | 0 | 0 | 0 | 0 | 0 | 0 | 0 | 0 | 0 | 0 | 0 | 0 | 0 | 0 | 0 | 0 | 0 | 0 | 0 | 0 | 0 | 0 | 0 | 0 | 0 | 0 | 0 | 0 | 0 | 0 | 0 | 0 | 0 | 0 | 0 | 0 | 0 | 0 | 0 | 0 | 0 | 0 | 0 | 0 | 0 | 0 | 0 | 0 | 0 | 0 | 0 | 0 | 0 | 0 | 0 | 0 | 0 | 0 | 0 | 0 | 0 | 0 | 0 | 0 | 0 | 0 | 0 | 0 | 0 | 0 | 0 | 0 | 0 | 0 | 0 | 0 | 0 | 0 | 0 | 0 | 0 | 0 | 0 | 0 | 0 | 0 | 0 | 0 | 0 | 0 | 0 | 0 | 0 | 0 | 0 | 0 | 0 | 0 | 0 | 0 | 0 | 0 | 0 | 0 | 0 | 0 | 0 | 0 | 0 | 0 | 0 | 0 | 0 | 0 | 0 | 0 | 0 | 0 | 0 | 0 | 0 | 0 | 0 | 0 | 0 | 0 | 0 | 0 | 0 | 0 | 0 | 0 | 0 | 0 | 0 | 0 | 0 | 0 | 0 | 0 | 0 | 0 | 0 | 0 | 0 | 0 | 0 | 0 | 0 | 0 | 0 | 0 | 0 | 0 | 0 | 0 | 0 | 0 | 0 | 0 | 0 | 0 | 0 | 0 | 0 | 0 | 0 | 0 | 0 | 0 | 0 | 0 | 0 | 0 | 0 | 0 | 0 | 0 | 0 | 0 | 0 | 0 | 0 | 0 | 0 | 0 | 0 | 0 | 0 | 0 | 0 | 0 | 0 | 0 | 0 | 0 | 0 | 0 | 0 | 0 | 0 | 0 | 0 | 0 | 0 | 0 | 0 | 0 | 0 | 0 | 0 | 0 | 0 | 0 | 0 | 0 | 0 | 0 | 0 | 0 | 0 | 0 | 0 | 0 | 0 | 0 | 0 | 0 | 0 | 0 | 0 | 0 | 0 | 0 | 0 | 0 | 0 | 0 | 0 | 0 | 0 | 0 | 0 | 0 | 0 | 0 | 0 | 0 | 0 | 0 | 0 | 0 | 0 | 0 | 0 | 0 | 0 | 0 | 0 | 0 | 0 | 0 | 0 | 0 | 0 | 0 | 0 | 0 | 0 | 0 | 0 | 0 | 0 | 0 | 0 | 0 | 0 | 0 | 0 | 0 | 0 | 0 | 0 | 0 | 0 | 0 | 0 | 0 | 0 | 0 | 0 | 0 | 0 | 0 | 0 | 0 | 0 | 0 | 0 | 0 | 0 | 0 | 0 | 0 | 0 | 0 | 0 | 0 | 0 | 0 | 0 | 0 | 0 | 0 | 0 | 0 | 0 | 0 | 0 | 0 | 0 | 0 | 0 | 0 | 0 | 0 | 0 | 0 | 0 | 0 | 0 | 0 | 0 | 0 | 0 | 0 | 0 | 0 | 0 | 0 | 0 | 0 | 0 | 0 | 0 | 0 | 0 | 0 | 0 | 0 | 0 | 0 | 0 | 0 | 0 | 0 | 0 | 0 | 0 | 0 | 0 | 0 | 0 | 0 | 0 | 0 | 0 | 0 | 0 | 0 | 0 | 0 | 0 | 0 | 0 | 0 | 0 | 0 | 0 | 0 | 0 | 0 | 0 | 2564.7103 | 2571.4443 | 2578.534 | 2585.9886 | 2593.8158 | 2602.0216 | 2610.6103 | 2619.5846 | 2628.8957 | 2638.4978 | 2648.3479 | 2658.4057 | 2668.6333 | 2678.9946 | 2689.4558 | 2699.9845 | 2710.5501 | 2720.5354 | 2729.9872 | 2738.7468 | 2746.8611 | 2754.3743 | 2761.3281 | 2767.7619 | 2773.7124 | 1094.9161 | 1097.7909 | 1100.8176 | 1104.0001 | 1107.3417 | 1110.8449 | 1114.5115 | 1118.3428 | 1122.3179 | 1126.4171 | 1130.6223 | 1134.9162 | 1139.2825 | 1143.7059 | 1148.1719 | 1152.6668 | 1157.1774 | 1161.4403 | 1165.4754 | 1169.215 | 1172.6792 | 1175.8867 | 1178.8554 | 1181.6021 | 1184.1424
OR_Commercial_OR - Miscellaneous_Existing_Space Heating_Natural Gas_Greenhouse Heat Curtain_A | OR | Commercial | OR - Miscellaneous | Existing | Space Heating | Natural Gas | Greenhouse Heat Curtain | A | OCM575 | No heat curtain. | 0 | 5 | 175.5 | 0 | 0 | 408.76 | 0 | 0 | 0 | 0.28365 | 0.25 | perBldg | 0% | 0% | Discretionary | RetroEven20_OR | 82.88% | Space Heating | 0% | 684.1965 |  | 292.0945 |  | 0 | CA eTRM https://www.caetrm.com/measure/SWBE001/01/ | CA eTRM https://www.caetrm.com/measure/SWBE001/01/ | CA eTRM https://www.caetrm.com/measure/SWBE001/01/ | No heat curtain. | No heat curtain. | No heat curtain. | No heat curtain. | No heat curtain. | No heat curtain. | No heat curtain. | No heat curtain. | No heat curtain. | No heat curtain. | No heat curtain. | No heat curtain. | No heat curtain. | No heat curtain. | No heat curtain. | No heat curtain. | No heat curtain. | No heat curtain. | No heat curtain. | No heat curtain. | No heat curtain. | No heat curtain. | No heat curtain. | No heat curtain. | No heat curtain. | No heat curtain. | No heat curtain. | 0 | 0 | 0 | 0 | 0 | 0 | 0 | 0 | 0 | 0 | 0 | 0 | 0 | 0 | 0 | 0 | 0 | 0 | 0 | 0 | 0 | 0 | 0 | 0 | 0 | 0 | 0 | 408.76 | 408.76 | 408.76 | 408.76 | 408.76 | 408.76 | 408.76 | 408.76 | 408.76 | 408.76 | 408.76 | 408.76 | 408.76 | 408.76 | 408.76 | 408.76 | 408.76 | 408.76 | 408.76 | 408.76 | 408.76 | 408.76 | 408.76 | 408.76 | 408.76 | 408.76 | 408.76 | 0 | 0 | 185.6643 | 183.4062 | 180.7774 | 177.9573 | 174.906 | 171.5733 | 167.9524 | 164.0508 | 159.899 | 155.5623 | 151.226 | 146.9049 | 142.6591 | 138.6132 | 134.8717 | 131.5808 | 128.754 | 126.2626 | 124.1844 | 122.2271 | 120.8389 | 119.4963 | 118.1946 | 116.9809 | 115.8057 | 0 | 0 | 0 | 0 | 0 | 0 | 0 | 0 | 0 | 0 | 0 | 0 | 0 | 0 | 0 | 0 | 0 | 0 | 0 | 0 | 0 | 0 | 0 | 0 | 0 | 0 | 0 | 0 | 0 | 0 | 0 | 0 | 0 | 0 | 0 | 0 | 0 | 0 | 0 | 0 | 0 | 0 | 0 | 0 | 0 | 0 | 0 | 0 | 0 | 0 | 0 | 0 | 0 | 0 | 0 | 0 | 0 | 0 | 0 | 0 | 0 | 0 | 0 | 0 | 0 | 0 | 0 | 0 | 0 | 0 | 0 | 0 | 0 | 0 | 0 | 0 | 0 | 0 | 0 | 0 | 0 | 0 | 0 | 0 | 0 | 0 | 0 | 0 | 0 | 0 | 0 | 0 | 0 | 0 | 0 | 0 | 0 | 0 | 0 | 0 | 0 | 0 | 0 | 0 | 0 | 0 | 0 | 0 | 0 | 0 | 0 | 0 | 0 | 0 | 0 | 0 | 0 | 0 | 0 | 0 | 0 | 0 | 0 | 0 | 0 | 0 | 0 | 0 | 0 | 0 | 0 | 0 | 0 | 0 | 0 | 0 | 0 | 0 | 0 | 0 | 0 | 0 | 0 | 0 | 0 | 0 | 0 | 0 | 0 | 0 | 0 | 0 | 0 | 0 | 0 | 0 | 0 | 0 | 0 | 0 | 0 | 0 | 0 | 0 | 0 | 0 | 0 | 0 | 0 | 0 | 0 | 0 | 0 | 0 | 0 | 0 | 0 | 0 | 0 | 0 | 0 | 0 | 0 | 0 | 0 | 0 | 0 | 0 | 0 | 0 | 0 | 0 | 0 | 0 | 0 | 0 | 0 | 0 | 0 | 0 | 0 | 0 | 0 | 0 | 0 | 0 | 0 | 0 | 0 | 0 | 0 | 0 | 0 | 0 | 0 | 0 | 0 | 0 | 0 | 0 | 0 | 0 | 0 | 0 | 0 | 0 | 0 | 0 | 0 | 0 | 0 | 0 | 0 | 0 | 0 | 0 | 0 | 0 | 0 | 0 | 0 | 0 | 0 | 0 | 0 | 0 | 0 | 0 | 0 | 0 | 0 | 0 | 0 | 0 | 0 | 0 | 0 | 0 | 0 | 0 | 0 | 0 | 0 | 0 | 0 | 0 | 0 | 0 | 0 | 0 | 0 | 0 | 0 | 0 | 0 | 0 | 0 | 0 | 0 | 0 | 0 | 0 | 0 | 0 | 0 | 0 | 0 | 0 | 0 | 0 | 0 | 0 | 0 | 0 | 0 | 0 | 0 | 0 | 0 | 0 | 0 | 0 | 0 | 0 | 0 | 0 | 0 | 0 | 0 | 0 | 0 | 0 | 0 | 0 | 0 | 0 | 0 | 0 | 0 | 0 | 0 | 0 | 0 | 0 | 0 | 0 | 0 | 0 | 0 | 0 | 0 | 0 | 0 | 0 | 0 | 0 | 0 | 0 | 0 | 0 | 0 | 0 | 0 | 0 | 0 | 0 | 0 | 0 | 0 | 0 | 0 | 0 | 0 | 0 | 0 | 0 | 0 | 0 | 0 | 0 | 0 | 0 | 0 | 0 | 0 | 0 | 0 | 0 | 0 | 0 | 0 | 0 | 0 | 0 | 0 | 0 | 0 | 0 | 0 | 0 | 0 | 0 | 0 | 0 | 0 | 0 | 0 | 0 | 0 | 0 | 0 | 0 | 0 | 0 | 0 | 0 | 0 | 0 | 0 | 0 | 663.2341 | 664.9755 | 666.8089 | 668.7366 | 670.7608 | 672.8828 | 675.1038 | 677.4246 | 679.8324 | 682.3155 | 684.8627 | 687.4637 | 690.1085 | 692.788 | 695.4932 | 698.216 | 700.9482 | 703.5304 | 705.9747 | 708.2399 | 710.3383 | 712.2812 | 714.0794 | 715.7432 | 717.282 | 283.1453 | 283.8887 | 284.6714 | 285.4944 | 286.3586 | 287.2645 | 288.2127 | 289.2034 | 290.2314 | 291.2915 | 292.3789 | 293.4893 | 294.6184 | 295.7623 | 296.9172 | 298.0796 | 299.2461 | 300.3485 | 301.3919 | 302.359 | 303.2548 | 304.0843 | 304.852 | 305.5623 | 306.2192
OR_Commercial_OR - Miscellaneous_Existing_Space Heating_Natural Gas_Ventilation - Parking Garages, Demand Controlled_A | OR | Commercial | OR - Miscellaneous | Existing | Space Heating | Natural Gas | Ventilation - Parking Garages, Demand Controlled | A | OCM576 | 0 | 0 | 5 | 0 | 0 | 0 | 843.06 | 0 | 0 | 0 | 0.28365 | 0.25 | garage | 0% | 0% | Discretionary | RetroEven20_OR | 82.88% | Central Systems | 0% | 0 |  | 0 |  | 0 | FOE - Parking Garage Ventilation Controls - W0047 | FOE - Parking Garage Ventilation Controls - W0047 | FOE - Parking Garage Ventilation Controls - W0047 | 0 | 0 | 0 | 0 | 0 | 0 | 0 | 0 | 0 | 0 | 0 | 0 | 0 | 0 | 0 | 0 | 0 | 0 | 0 | 0 | 0 | 0 | 0 | 0 | 0 | 0 | 0 | 0 | 0 | 0 | 0 | 0 | 0 | 0 | 0 | 0 | 0 | 0 | 0 | 0 | 0 | 0 | 0 | 0 | 0 | 0 | 0 | 0 | 0 | 0 | 0 | 0 | 0 | 0 | 843.06 | 843.06 | 843.06 | 843.06 | 843.06 | 843.06 | 843.06 | 843.06 | 843.06 | 843.06 | 843.06 | 843.06 | 843.06 | 843.06 | 843.06 | 843.06 | 843.06 | 843.06 | 843.06 | 843.06 | 843.06 | 843.06 | 843.06 | 843.06 | 843.06 | 843.06 | 843.06 | 0 | 0 | 0 | 0 | 0 | 0 | 0 | 0 | 0 | 0 | 0 | 0 | 0 | 0 | 0 | 0 | 0 | 0 | 0 | 0 | 0 | 0 | 0 | 0 | 0 | 0 | 0 | 0 | 0 | 0 | 0 | 0 | 0 | 0 | 0 | 0 | 0 | 0 | 0 | 0 | 0 | 0 | 0 | 0 | 0 | 0 | 0 | 0 | 0 | 0 | 0 | 0 | 0 | 0 | 0 | 0 | 0 | 0 | 0 | 0 | 0 | 0 | 0 | 0 | 0 | 0 | 0 | 0 | 0 | 0 | 0 | 0 | 0 | 0 | 0 | 0 | 0 | 0 | 0 | 0 | 0 | 0 | 0 | 0 | 0 | 0 | 0 | 0 | 0 | 0 | 0 | 0 | 0 | 0 | 0 | 0 | 0 | 0 | 0 | 0 | 0 | 0 | 0 | 0 | 0 | 0 | 0 | 0 | 0 | 0 | 0 | 0 | 0 | 0 | 0 | 0 | 0 | 0 | 0 | 0 | 0 | 0 | 0 | 0 | 0 | 0 | 0 | 0 | 0 | 0 | 0 | 0 | 0 | 0 | 0 | 0 | 0 | 0 | 0 | 0 | 0 | 0 | 0 | 0 | 0 | 0 | 0 | 0 | 0 | 0 | 0 | 0 | 0 | 0 | 0 | 0 | 0 | 0 | 0 | 0 | 0 | 0 | 0 | 0 | 0 | 0 | 0 | 0 | 0 | 0 | 0 | 0 | 0 | 0 | 0 | 0 | 0 | 0 | 0 | 0 | 0 | 0 | 0 | 0 | 0 | 0 | 0 | 0 | 0 | 0 | 0 | 0 | 0 | 0 | 0 | 0 | 0 | 0 | 0 | 0 | 0 | 0 | 0 | 0 | 0 | 0 | 0 | 0 | 0 | 0 | 0 | 0 | 0 | 0 | 0 | 0 | 0 | 0 | 0 | 0 | 0 | 0 | 0 | 0 | 0 | 0 | 0 | 0 | 0 | 0 | 0 | 0 | 0 | 0 | 0 | 0 | 0 | 0 | 0 | 0 | 0 | 0 | 0 | 0 | 0 | 0 | 0 | 0 | 0 | 0 | 0 | 0 | 0 | 0 | 0 | 0 | 0 | 0 | 0 | 0 | 0 | 0 | 0 | 0 | 0 | 0 | 0 | 0 | 0 | 0 | 0 | 0 | 0 | 0 | 0 | 0 | 0 | 0 | 0 | 0 | 0 | 0 | 0 | 0 | 0 | 0 | 0 | 0 | 0 | 0 | 0 | 0 | 0 | 0 | 0 | 0 | 0 | 0 | 0 | 0 | 0 | 0 | 0 | 0 | 0 | 0 | 0 | 0 | 0 | 0 | 0 | 0 | 0 | 0 | 0 | 0 | 0 | 0 | 0 | 0 | 0 | 0 | 0 | 0 | 0 | 0 | 0 | 0 | 0 | 0 | 0 | 0 | 0 | 0 | 0 | 0 | 0 | 0 | 0 | 0 | 0 | 0 | 0 | 0 | 0 | 0 | 0 | 0 | 0 | 0 | 0 | 0 | 0 | 0 | 0 | 0 | 0 | 0 | 0 | 0 | 0 | 0 | 0 | 0 | 0 | 0 | 0 | 0 | 0 | 0 | 0 | 0 | 0 | 0 | 0 | 0 | 0 | 0 | 0 | 0 | 0 | 0 | 0 | 0 | 0 | 0 | 0 | 0 | 0 | 0 | 0 | 0 | 0 | 0 | 0 | 0 | 0 | 0 | 0 | 0 | 0 | 0 | 0 | 0 | 0 | 0 | 0 | 0 | 0 | 0 | 0 | 0 | 0 | 0 | 0 | 0 | 0 | 0 | 0 | 0 | 0 | 0 | 0 | 0 | 0 | 0 | 0 | 0 | 0 | 0 | 0 | 0 | 0 | 0 | 0 | 0 | 0 | 0 | 0 | 0 | 0 | 0 | 0 | 0 | 0 | 0 | 0 | 0 | 0 | 0 | 0 | 0 | 0 | 0 | 0 | 0 | 0 | 0 | 0 | 0 | 0 | 0 | 0 | 0 | 0 | 0 | 0 | 0 | 0 | 0 | 0 | 0 | 0 | 0 | 0 | 0 | 0
OR_Commercial_OR - Miscellaneous_Existing_Miscellaneous_Natural Gas_Pool Heater - Night Covers_A | OR | Commercial | OR - Miscellaneous | Existing | Miscellaneous | Natural Gas | Pool Heater - Night Covers | A | OCM577 | Uncovered. | Night covers on pool. | 5 | 0.024915 | 0 | 0 | 1.36 | 0 | 0 | 0 | 0.28365 | 0.25 | sqft pool | 15% | 100% | Discretionary | Retro12Med_OR | 75.44% | Pool Heater | 0% | 16600.9308 |  | 7087.2043 |  | 0 | PL_COV-Water Heating-SCG-R0-62 | PL_COV-Water Heating-SCG-R0-62 | PL_COV-Water Heating-SCG-R0-1 | Uncovered. | Uncovered. | Uncovered. | Uncovered. | Uncovered. | Uncovered. | Uncovered. | Uncovered. | Uncovered. | Uncovered. | Uncovered. | Uncovered. | Uncovered. | Uncovered. | Uncovered. | Uncovered. | Uncovered. | Uncovered. | Uncovered. | Uncovered. | Uncovered. | Uncovered. | Uncovered. | Uncovered. | Uncovered. | Uncovered. | Uncovered. | Night covers on pool. | Night covers on pool. | Night covers on pool. | Night covers on pool. | Night covers on pool. | Night covers on pool. | Night covers on pool. | Night covers on pool. | Night covers on pool. | Night covers on pool. | Night covers on pool. | Night covers on pool. | Night covers on pool. | Night covers on pool. | Night covers on pool. | Night covers on pool. | Night covers on pool. | Night covers on pool. | Night covers on pool. | Night covers on pool. | Night covers on pool. | Night covers on pool. | Night covers on pool. | Night covers on pool. | Night covers on pool. | Night covers on pool. | Night covers on pool. | 1.36 | 1.36 | 1.36 | 1.36 | 1.36 | 1.36 | 1.36 | 1.36 | 1.36 | 1.36 | 1.36 | 1.36 | 1.36 | 1.36 | 1.36 | 1.36 | 1.36 | 1.36 | 1.36 | 1.36 | 1.36 | 1.36 | 1.36 | 1.36 | 1.36 | 1.36 | 1.36 | 0 | 0 | 0.024908 | 0.024901 | 0.024894 | 0.024887 | 0.024881 | 0.024874 | 0.024874 | 0.024874 | 0.024874 | 0.024872 | 0.02487 | 0.024869 | 0.024868 | 0.024868 | 0.024867 | 0.024867 | 0.024867 | 0.024867 | 0.024867 | 0.024867 | 0.024867 | 0.024867 | 0.024867 | 0.024867 | 0.024867 | 0.0025319 | 0.0025312 | 0.0025305 | 0.0025298 | 0.0025291 | 0 | 0 | 0 | 0 | 0 | 0 | 0 | 0 | 0 | 0 | 0 | 0 | 0 | 0 | 0 | 0 | 0 | 0 | 0 | 0 | 0.0025319 | 0.0050624 | 0.0075915 | 0.010119 | 0.012646 | 0.012642 | 0.012642 | 0.012642 | 0.012642 | 0.012641 | 0.01264 | 0.01264 | 0.012639 | 0.012639 | 0.012639 | 0.012639 | 0.012639 | 0.012639 | 0.012639 | 0.012639 | 0.012639 | 0.012639 | 0.012639 | 0.012639 | 0.012639 | 101.6504 | 101.6504 | 101.6504 | 101.6504 | 101.6504 | 0 | 0 | 0 | 0 | 0 | 0 | 0 | 0 | 0 | 0 | 0 | 0 | 0 | 0 | 0 | 0 | 0 | 0 | 0 | 0 | 101.6504 | 203.3008 | 304.9512 | 406.6016 | 508.2521 | 508.2521 | 508.2521 | 508.2521 | 508.2521 | 508.2521 | 508.2521 | 508.2521 | 508.2521 | 508.2521 | 508.2521 | 508.2521 | 508.2521 | 508.2521 | 508.2521 | 508.2521 | 508.2521 | 508.2521 | 508.2521 | 508.2521 | 508.2521 | 0.0021527 | 0.0021527 | 0.0021527 | 0.0021527 | 0.0021527 | 0 | 0 | 0 | 0 | 0 | 0 | 0 | 0 | 0 | 0 | 0 | 0 | 0 | 0 | 0 | 0 | 0 | 0 | 0 | 0 | 0.0021527 | 0.0043055 | 0.0064582 | 0.0086109 | 0.010763 | 0.010763 | 0.010763 | 0.010762 | 0.010762 | 0.010761 | 0.01076 | 0.010758 | 0.010757 | 0.010755 | 0.010754 | 0.010752 | 0.010751 | 0.01075 | 0.010749 | 0.010747 | 0.010747 | 0.010747 | 0.010746 | 0.010746 | 0.010746 | 86.4028 | 86.4028 | 86.4028 | 86.4028 | 86.4028 | 0 | 0 | 0 | 0 | 0 | 0 | 0 | 0 | 0 | 0 | 0 | 0 | 0 | 0 | 0 | 0 | 0 | 0 | 0 | 0 | 86.4028 | 172.8057 | 259.2085 | 345.6114 | 432.0142 | 432.0142 | 432.0142 | 432.0142 | 432.0142 | 432.0142 | 432.0142 | 432.0142 | 432.0142 | 432.0142 | 432.0142 | 432.0142 | 432.0142 | 432.0142 | 432.0142 | 432.0142 | 432.0142 | 432.0142 | 432.0142 | 432.0142 | 432.0142 | 0 | 0 | 0 | 0 | 0 | 0 | 0 | 0 | 0 | 0 | 0 | 0 | 0 | 0 | 0 | 0 | 0 | 0 | 0 | 0 | 0 | 0 | 0 | 0 | 0 | 0 | 0 | 0 | 0 | 0 | 0 | 0 | 0 | 0 | 0 | 0 | 0 | 0 | 0 | 0 | 0 | 0 | 0 | 0 | 0 | 0 | 0 | 0 | 0 | 0 | 0 | 0 | 0 | 0 | 0 | 0 | 0 | 0 | 0 | 0 | 0 | 0 | 0 | 0 | 0 | 0 | 0 | 0 | 0 | 0 | 0 | 0 | 0 | 0 | 0 | 0 | 0 | 0 | 0 | 0 | 0 | 0 | 0 | 0 | 0 | 0 | 0 | 0 | 0 | 0 | 0 | 0 | 0 | 0 | 0 | 0 | 0 | 0 | 0 | 0 | 0 | 0 | 0 | 0 | 0 | 0 | 0 | 0 | 0 | 0 | 0 | 0 | 0 | 0 | 0 | 0 | 0 | 0 | 0 | 0 | 0 | 0 | 0 | 0 | 0 | 0 | 0 | 0 | 0 | 0 | 0 | 0 | 0 | 0 | 0 | 0 | 0 | 0 | 0 | 0 | 0 | 0 | 0 | 0 | 0 | 0 | 0 | 0 | 0 | 0 | 0 | 0 | 0 | 0 | 0 | 0 | 0 | 0 | 0 | 0 | 0 | 0 | 0 | 0 | 0 | 0 | 0 | 0 | 0 | 0 | 0 | 0 | 0 | 0 | 0 | 0 | 0 | 0 | 0 | 0 | 0 | 0 | 0 | 0 | 0 | 0 | 0 | 0 | 0 | 0 | 0 | 0 | 0 | 0 | 0 | 0 | 0 | 0 | 0 | 0 | 16600.9308 | 16600.9308 | 16600.9308 | 16600.9308 | 16600.9308 | 16600.9308 | 16600.9308 | 16600.9308 | 16600.9308 | 16600.9308 | 16600.9308 | 16600.9308 | 16600.9308 | 16600.9308 | 16600.9308 | 16600.9308 | 16600.9308 | 16600.9308 | 16600.9308 | 16600.9308 | 16600.9308 | 16600.9308 | 16600.9308 | 16600.9308 | 16600.9308 | 7087.2043 | 7087.2043 | 7087.2043 | 7087.2043 | 7087.2043 | 7087.2043 | 7087.2043 | 7087.2043 | 7087.2043 | 7087.2043 | 7087.2043 | 7087.2043 | 7087.2043 | 7087.2043 | 7087.2043 | 7087.2043 | 7087.2043 | 7087.2043 | 7087.2043 | 7087.2043 | 7087.2043 | 7087.2043 | 7087.2043 | 7087.2043 | 7087.2043
OR_Commercial_OR - Miscellaneous_Existing_Space Heating_Natural Gas_Advanced New Construction Designs_A | OR | Commercial | OR - Miscellaneous | Existing | Space Heating | Natural Gas | Advanced New Construction Designs | A | OCM578 | Standard new construction design. | New construction designs exceeding ASHRAE 90.1 requirements. | 3 | 0 | 0 | 0 | 1.4 | 0 | 0 | 0 | 0.28365 | 0.25 | sqft | 0% | 0% | Discretionary | LO1Slow_OR | 84.66% | Space Heating | 0% | 0 |  | 0 |  | 0 | COM_CX-HVAC-AEG-1 | COM_CX-All-AEG-5 | COM_CX-All-AEG-5 | Standard new construction design. | Standard new construction design. | Standard new construction design. | Standard new construction design. | Standard new construction design. | Standard new construction design. | Standard new construction design. | Standard new construction design. | Standard new construction design. | Standard new construction design. | Standard new construction design. | Standard new construction design. | Standard new construction design. | Standard new construction design. | Standard new construction design. | Standard new construction design. | Standard new construction design. | Standard new construction design. | Standard new construction design. | Standard new construction design. | Standard new construction design. | Standard new construction design. | Standard new construction design. | Standard new construction design. | Standard new construction design. | Standard new construction design. | Standard new construction design. | New construction designs exceeding ASHRAE 90.1 requirements. | New construction designs exceeding ASHRAE 90.1 requirements. | New construction designs exceeding ASHRAE 90.1 requirements. | New construction designs exceeding ASHRAE 90.1 requirements. | New construction designs exceeding ASHRAE 90.1 requirements. | New construction designs exceeding ASHRAE 90.1 requirements. | New construction designs exceeding ASHRAE 90.1 requirements. | New construction designs exceeding ASHRAE 90.1 requirements. | New construction designs exceeding ASHRAE 90.1 requirements. | New construction designs exceeding ASHRAE 90.1 requirements. | New construction designs exceeding ASHRAE 90.1 requirements. | New construction designs exceeding ASHRAE 90.1 requirements. | New construction designs exceeding ASHRAE 90.1 requirements. | New construction designs exceeding ASHRAE 90.1 requirements. | New construction designs exceeding ASHRAE 90.1 requirements. | New construction designs exceeding ASHRAE 90.1 requirements. | New construction designs exceeding ASHRAE 90.1 requirements. | New construction designs exceeding ASHRAE 90.1 requirements. | New construction designs exceeding ASHRAE 90.1 requirements. | New construction designs exceeding ASHRAE 90.1 requirements. | New construction designs exceeding ASHRAE 90.1 requirements. | New construction designs exceeding ASHRAE 90.1 requirements. | New construction designs exceeding ASHRAE 90.1 requirements. | New construction designs exceeding ASHRAE 90.1 requirements. | New construction designs exceeding ASHRAE 90.1 requirements. | New construction designs exceeding ASHRAE 90.1 requirements. | New construction designs exceeding ASHRAE 90.1 requirements. | 1.4 | 1.4 | 1.4 | 1.4 | 1.4 | 1.4 | 1.4 | 1.4 | 1.4 | 1.4 | 1.4 | 1.4 | 1.4 | 1.4 | 1.4 | 1.4 | 1.4 | 1.4 | 1.4 | 1.4 | 1.4 | 1.4 | 1.4 | 1.4 | 1.4 | 1.4 | 1.4 | 0 | 0 | 0 | 0 | 0 | 0 | 0 | 0 | 0 | 0 | 0 | 0 | 0 | 0 | 0 | 0 | 0 | 0 | 0 | 0 | 0 | 0 | 0 | 0 | 0 | 0 | 0 | 0 | 0 | 0 | 0 | 0 | 0 | 0 | 0 | 0 | 0 | 0 | 0 | 0 | 0 | 0 | 0 | 0 | 0 | 0 | 0 | 0 | 0 | 0 | 0 | 0 | 0 | 0 | 0 | 0 | 0 | 0 | 0 | 0 | 0 | 0 | 0 | 0 | 0 | 0 | 0 | 0 | 0 | 0 | 0 | 0 | 0 | 0 | 0 | 0 | 0 | 0 | 0 | 0 | 0 | 0 | 0 | 0 | 0 | 0 | 0 | 0 | 0 | 0 | 0 | 0 | 0 | 0 | 0 | 0 | 0 | 0 | 0 | 0 | 0 | 0 | 0 | 0 | 0 | 0 | 0 | 0 | 0 | 0 | 0 | 0 | 0 | 0 | 0 | 0 | 0 | 0 | 0 | 0 | 0 | 0 | 0 | 0 | 0 | 0 | 0 | 0 | 0 | 0 | 0 | 0 | 0 | 0 | 0 | 0 | 0 | 0 | 0 | 0 | 0 | 0 | 0 | 0 | 0 | 0 | 0 | 0 | 0 | 0 | 0 | 0 | 0 | 0 | 0 | 0 | 0 | 0 | 0 | 0 | 0 | 0 | 0 | 0 | 0 | 0 | 0 | 0 | 0 | 0 | 0 | 0 | 0 | 0 | 0 | 0 | 0 | 0 | 0 | 0 | 0 | 0 | 0 | 0 | 0 | 0 | 0 | 0 | 0 | 0 | 0 | 0 | 0 | 0 | 0 | 0 | 0 | 0 | 0 | 0 | 0 | 0 | 0 | 0 | 0 | 0 | 0 | 0 | 0 | 0 | 0 | 0 | 0 | 0 | 0 | 0 | 0 | 0 | 0 | 0 | 0 | 0 | 0 | 0 | 0 | 0 | 0 | 0 | 0 | 0 | 0 | 0 | 0 | 0 | 0 | 0 | 0 | 0 | 0 | 0 | 0 | 0 | 0 | 0 | 0 | 0 | 0 | 0 | 0 | 0 | 0 | 0 | 0 | 0 | 0 | 0 | 0 | 0 | 0 | 0 | 0 | 0 | 0 | 0 | 0 | 0 | 0 | 0 | 0 | 0 | 0 | 0 | 0 | 0 | 0 | 0 | 0 | 0 | 0 | 0 | 0 | 0 | 0 | 0 | 0 | 0 | 0 | 0 | 0 | 0 | 0 | 0 | 0 | 0 | 0 | 0 | 0 | 0 | 0 | 0 | 0 | 0 | 0 | 0 | 0 | 0 | 0 | 0 | 0 | 0 | 0 | 0 | 0 | 0 | 0 | 0 | 0 | 0 | 0 | 0 | 0 | 0 | 0 | 0 | 0 | 0 | 0 | 0 | 0 | 0 | 0 | 0 | 0 | 0 | 0 | 0 | 0 | 0 | 0 | 0 | 0 | 0 | 0 | 0 | 0 | 0 | 0 | 0 | 0 | 0 | 0 | 0 | 0 | 0 | 0 | 0 | 0 | 0 | 0 | 0 | 0 | 0 | 0 | 0 | 0 | 0 | 0 | 0 | 0 | 0 | 0 | 0 | 0 | 0 | 0 | 0 | 0 | 0 | 0 | 0 | 0 | 0 | 0 | 0 | 0 | 0 | 0 | 0 | 0 | 0 | 0 | 0 | 0 | 0 | 0 | 0 | 0 | 0 | 0 | 0 | 0 | 0 | 0 | 0 | 0 | 0 | 0 | 0 | 0 | 0 | 0 | 0 | 0 | 0 | 0 | 0 | 0 | 0 | 0 | 0 | 0 | 0 | 0 | 0 | 0 | 0 | 0 | 0 | 0 | 0 | 0 | 0 | 0 | 0 | 0 | 0 | 0 | 0 | 0 | 0 | 0 | 0 | 0 | 0 | 0 | 0 | 0 | 0 | 0 | 0 | 0 | 0 | 0 | 0 | 0 | 0 | 0 | 0 | 0 | 0 | 0 | 0 | 0 | 0 | 0 | 0 | 0 | 0 | 0 | 0 | 0 | 0 | 0 | 0 | 0 | 0 | 0
OR_Commercial_OR - Miscellaneous_Existing_Water Heating_Natural Gas_Advanced New Construction Designs_A | OR | Commercial | OR - Miscellaneous | Existing | Water Heating | Natural Gas | Advanced New Construction Designs | A | OCM579 | Standard new construction design. | New construction designs exceeding ASHRAE 90.1 requirements. | 3 | 0 | 0 | 0 | 1.4 | 0 | 0 | 0 | 0.28365 | 0.25 | sqft | 0% | 0% | Discretionary | LO1Slow_OR | 84.66% | Water Heating | 0% | 0 |  | 0 |  | 0 | COM_CX-HVAC-AEG-1 | COM_CX-All-AEG-5 | COM_CX-All-AEG-5 | Standard new construction design. | Standard new construction design. | Standard new construction design. | Standard new construction design. | Standard new construction design. | Standard new construction design. | Standard new construction design. | Standard new construction design. | Standard new construction design. | Standard new construction design. | Standard new construction design. | Standard new construction design. | Standard new construction design. | Standard new construction design. | Standard new construction design. | Standard new construction design. | Standard new construction design. | Standard new construction design. | Standard new construction design. | Standard new construction design. | Standard new construction design. | Standard new construction design. | Standard new construction design. | Standard new construction design. | Standard new construction design. | Standard new construction design. | Standard new construction design. | New construction designs exceeding ASHRAE 90.1 requirements. | New construction designs exceeding ASHRAE 90.1 requirements. | New construction designs exceeding ASHRAE 90.1 requirements. | New construction designs exceeding ASHRAE 90.1 requirements. | New construction designs exceeding ASHRAE 90.1 requirements. | New construction designs exceeding ASHRAE 90.1 requirements. | New construction designs exceeding ASHRAE 90.1 requirements. | New construction designs exceeding ASHRAE 90.1 requirements. | New construction designs exceeding ASHRAE 90.1 requirements. | New construction designs exceeding ASHRAE 90.1 requirements. | New construction designs exceeding ASHRAE 90.1 requirements. | New construction designs exceeding ASHRAE 90.1 requirements. | New construction designs exceeding ASHRAE 90.1 requirements. | New construction designs exceeding ASHRAE 90.1 requirements. | New construction designs exceeding ASHRAE 90.1 requirements. | New construction designs exceeding ASHRAE 90.1 requirements. | New construction designs exceeding ASHRAE 90.1 requirements. | New construction designs exceeding ASHRAE 90.1 requirements. | New construction designs exceeding ASHRAE 90.1 requirements. | New construction designs exceeding ASHRAE 90.1 requirements. | New construction designs exceeding ASHRAE 90.1 requirements. | New construction designs exceeding ASHRAE 90.1 requirements. | New construction designs exceeding ASHRAE 90.1 requirements. | New construction designs exceeding ASHRAE 90.1 requirements. | New construction designs exceeding ASHRAE 90.1 requirements. | New construction designs exceeding ASHRAE 90.1 requirements. | New construction designs exceeding ASHRAE 90.1 requirements. | 1.4 | 1.4 | 1.4 | 1.4 | 1.4 | 1.4 | 1.4 | 1.4 | 1.4 | 1.4 | 1.4 | 1.4 | 1.4 | 1.4 | 1.4 | 1.4 | 1.4 | 1.4 | 1.4 | 1.4 | 1.4 | 1.4 | 1.4 | 1.4 | 1.4 | 1.4 | 1.4 | 0 | 0 | 0 | 0 | 0 | 0 | 0 | 0 | 0 | 0 | 0 | 0 | 0 | 0 | 0 | 0 | 0 | 0 | 0 | 0 | 0 | 0 | 0 | 0 | 0 | 0 | 0 | 0 | 0 | 0 | 0 | 0 | 0 | 0 | 0 | 0 | 0 | 0 | 0 | 0 | 0 | 0 | 0 | 0 | 0 | 0 | 0 | 0 | 0 | 0 | 0 | 0 | 0 | 0 | 0 | 0 | 0 | 0 | 0 | 0 | 0 | 0 | 0 | 0 | 0 | 0 | 0 | 0 | 0 | 0 | 0 | 0 | 0 | 0 | 0 | 0 | 0 | 0 | 0 | 0 | 0 | 0 | 0 | 0 | 0 | 0 | 0 | 0 | 0 | 0 | 0 | 0 | 0 | 0 | 0 | 0 | 0 | 0 | 0 | 0 | 0 | 0 | 0 | 0 | 0 | 0 | 0 | 0 | 0 | 0 | 0 | 0 | 0 | 0 | 0 | 0 | 0 | 0 | 0 | 0 | 0 | 0 | 0 | 0 | 0 | 0 | 0 | 0 | 0 | 0 | 0 | 0 | 0 | 0 | 0 | 0 | 0 | 0 | 0 | 0 | 0 | 0 | 0 | 0 | 0 | 0 | 0 | 0 | 0 | 0 | 0 | 0 | 0 | 0 | 0 | 0 | 0 | 0 | 0 | 0 | 0 | 0 | 0 | 0 | 0 | 0 | 0 | 0 | 0 | 0 | 0 | 0 | 0 | 0 | 0 | 0 | 0 | 0 | 0 | 0 | 0 | 0 | 0 | 0 | 0 | 0 | 0 | 0 | 0 | 0 | 0 | 0 | 0 | 0 | 0 | 0 | 0 | 0 | 0 | 0 | 0 | 0 | 0 | 0 | 0 | 0 | 0 | 0 | 0 | 0 | 0 | 0 | 0 | 0 | 0 | 0 | 0 | 0 | 0 | 0 | 0 | 0 | 0 | 0 | 0 | 0 | 0 | 0 | 0 | 0 | 0 | 0 | 0 | 0 | 0 | 0 | 0 | 0 | 0 | 0 | 0 | 0 | 0 | 0 | 0 | 0 | 0 | 0 | 0 | 0 | 0 | 0 | 0 | 0 | 0 | 0 | 0 | 0 | 0 | 0 | 0 | 0 | 0 | 0 | 0 | 0 | 0 | 0 | 0 | 0 | 0 | 0 | 0 | 0 | 0 | 0 | 0 | 0 | 0 | 0 | 0 | 0 | 0 | 0 | 0 | 0 | 0 | 0 | 0 | 0 | 0 | 0 | 0 | 0 | 0 | 0 | 0 | 0 | 0 | 0 | 0 | 0 | 0 | 0 | 0 | 0 | 0 | 0 | 0 | 0 | 0 | 0 | 0 | 0 | 0 | 0 | 0 | 0 | 0 | 0 | 0 | 0 | 0 | 0 | 0 | 0 | 0 | 0 | 0 | 0 | 0 | 0 | 0 | 0 | 0 | 0 | 0 | 0 | 0 | 0 | 0 | 0 | 0 | 0 | 0 | 0 | 0 | 0 | 0 | 0 | 0 | 0 | 0 | 0 | 0 | 0 | 0 | 0 | 0 | 0 | 0 | 0 | 0 | 0 | 0 | 0 | 0 | 0 | 0 | 0 | 0 | 0 | 0 | 0 | 0 | 0 | 0 | 0 | 0 | 0 | 0 | 0 | 0 | 0 | 0 | 0 | 0 | 0 | 0 | 0 | 0 | 0 | 0 | 0 | 0 | 0 | 0 | 0 | 0 | 0 | 0 | 0 | 0 | 0 | 0 | 0 | 0 | 0 | 0 | 0 | 0 | 0 | 0 | 0 | 0 | 0 | 0 | 0 | 0 | 0 | 0 | 0 | 0 | 0 | 0 | 0 | 0 | 0 | 0 | 0 | 0 | 0 | 0 | 0 | 0 | 0 | 0 | 0 | 0 | 0 | 0 | 0 | 0 | 0 | 0 | 0 | 0 | 0 | 0 | 0 | 0 | 0 | 0 | 0 | 0 | 0 | 0 | 0 | 0 | 0 | 0 | 0 | 0 | 0 | 0 | 0 | 0 | 0 | 0 | 0 | 0 | 0 | 0 | 0 | 0 | 0 | 0
OR_Commercial_OR - Miscellaneous_Existing_Space Heating_Natural Gas_Strategic Energy Management_A | OR | Commercial | OR - Miscellaneous | Existing | Space Heating | Natural Gas | Strategic Energy Management | A | OCM580 | No strategic energy management. | Implementation of strategic energy management. | 3 | 0.034326 | 0 | 0 | 0 | 0.02 | 0 | 0 | 0.28365 | 0.25 | sqft | 0% | 77% | Discretionary | RetroEven20_OR | 82.88% | Space Heating | 0% | -383.164 |  | 0 |  | 0 | DL20_COM_SEM-Misc-2021PLN-V4-1 | BEHAV_SEM-All-CPUC-2018_PG-2 | DL20_COM_SEM-Misc-2021PLN-V4-15 | No strategic energy management. | No strategic energy management. | No strategic energy management. | No strategic energy management. | No strategic energy management. | No strategic energy management. | No strategic energy management. | No strategic energy management. | No strategic energy management. | No strategic energy management. | No strategic energy management. | No strategic energy management. | No strategic energy management. | No strategic energy management. | No strategic energy management. | No strategic energy management. | No strategic energy management. | No strategic energy management. | No strategic energy management. | No strategic energy management. | No strategic energy management. | No strategic energy management. | No strategic energy management. | No strategic energy management. | No strategic energy management. | No strategic energy management. | No strategic energy management. | Implementation of strategic energy management. | Implementation of strategic energy management. | Implementation of strategic energy management. | Implementation of strategic energy management. | Implementation of strategic energy management. | Implementation of strategic energy management. | Implementation of strategic energy management. | Implementation of strategic energy management. | Implementation of strategic energy management. | Implementation of strategic energy management. | Implementation of strategic energy management. | Implementation of strategic energy management. | Implementation of strategic energy management. | Implementation of strategic energy management. | Implementation of strategic energy management. | Implementation of strategic energy management. | Implementation of strategic energy management. | Implementation of strategic energy management. | Implementation of strategic energy management. | Implementation of strategic energy management. | Implementation of strategic energy management. | Implementation of strategic energy management. | Implementation of strategic energy management. | Implementation of strategic energy management. | Implementation of strategic energy management. | Implementation of strategic energy management. | Implementation of strategic energy management. | 0 | 0 | 0 | 0 | 0 | 0 | 0 | 0 | 0 | 0 | 0 | 0 | 0 | 0 | 0 | 0 | 0 | 0 | 0 | 0 | 0 | 0 | 0 | 0 | 0 | 0 | 0 | 0 | 0 | 0.036111 | 0.035339 | 0.034468 | 0.033586 | 0.032675 | 0.0317 | 0.030647 | 0.029519 | 0.028334 | 0.027117 | 0.025906 | 0.024722 | 0.023591 | 0.022544 | 0.021607 | 0.020807 | 0.020142 | 0.019574 | 0.019118 | 0.018695 | 0.018482 | 0.018276 | 0.018077 | 0.01789 | 0.01771 | 0.13321 | 0.26757 | 0.26098 | 0.13041 | 0 | 0 | 0 | 0 | 0 | 0 | 0 | 0 | 0 | 0 | 0 | 0 | 0 | 0 | 0 | 0 | 0 | 0 | 0 | 0 | 0 | 0.13321 | 0.39793 | 0.6491 | 0.76291 | 0.7422 | 0.72007 | 0.69615 | 0.67053 | 0.6436 | 0.61595 | 0.58845 | 0.56156 | 0.53587 | 0.51208 | 0.4908 | 0.47263 | 0.45753 | 0.44462 | 0.43427 | 0.42466 | 0.41982 | 0.41514 | 0.41061 | 0.40638 | 0.40229 | 3688.7383 | 7571.6208 | 7571.6208 | 3882.8824 | 0 | 0 | 0 | 0 | 0 | 0 | 0 | 0 | 0 | 0 | 0 | 0 | 0 | 0 | 0 | 0 | 0 | 0 | 0 | 0 | 0 | 3688.7383 | 11260.3591 | 18831.9798 | 22714.8623 | 22714.8623 | 22714.8623 | 22714.8623 | 22714.8623 | 22714.8623 | 22714.8623 | 22714.8623 | 22714.8623 | 22714.8623 | 22714.8623 | 22714.8623 | 22714.8623 | 22714.8623 | 22714.8623 | 22714.8623 | 22714.8623 | 22714.8623 | 22714.8623 | 22714.8623 | 22714.8623 | 22714.8623 | 0.11406 | 0.23059 | 0.22661 | 0.1141 | 0 | 0 | 0 | 0 | 0 | 0 | 0 | 0 | 0 | 0 | 0 | 0 | 0 | 0 | 0 | 0 | 0 | 0 | 0 | 0 | 0 | 0.11406 | 0.34293 | 0.56361 | 0.6675 | 0.65448 | 0.64021 | 0.62436 | 0.60699 | 0.58835 | 0.56886 | 0.54918 | 0.52968 | 0.51084 | 0.49325 | 0.47745 | 0.464 | 0.45295 | 0.44362 | 0.43635 | 0.42966 | 0.427 | 0.42448 | 0.42207 | 0.41976 | 0.41756 | 3135.4276 | 6435.8776 | 6435.8776 | 3300.4501 | 0 | 0 | 0 | 0 | 0 | 0 | 0 | 0 | 0 | 0 | 0 | 0 | 0 | 0 | 0 | 0 | 0 | 0 | 0 | 0 | 0 | 3135.4276 | 9571.3052 | 16007.1829 | 19307.6329 | 19307.6329 | 19307.6329 | 19307.6329 | 19307.6329 | 19307.6329 | 19307.6329 | 19307.6329 | 19307.6329 | 19307.6329 | 19307.6329 | 19307.6329 | 19307.6329 | 19307.6329 | 19307.6329 | 19307.6329 | 19307.6329 | 19307.6329 | 19307.6329 | 19307.6329 | 19307.6329 | 19307.6329 | 0.11441 | 0.23249 | 0.22972 | 0.11634 | 0 | 0 | 0 | 0 | 0 | 0 | 0 | 0 | 0 | 0 | 0 | 0 | 0 | 0 | 0 | 0 | 0 | 0 | 0 | 0 | 0 | 0.11441 | 0.34576 | 0.57136 | 0.68057 | 0.67156 | 0.66158 | 0.65035 | 0.63789 | 0.62436 | 0.61006 | 0.59549 | 0.58077 | 0.56621 | 0.55254 | 0.54007 | 0.52936 | 0.52052 | 0.51304 | 0.50724 | 0.50191 | 0.49882 | 0.49588 | 0.49308 | 0.4904 | 0.48783 | 3135.4276 | 6435.8776 | 6435.8776 | 3300.4501 | 0 | 0 | 0 | 0 | 0 | 0 | 0 | 0 | 0 | 0 | 0 | 0 | 0 | 0 | 0 | 0 | 0 | 0 | 0 | 0 | 0 | 3135.4276 | 9571.3052 | 16007.1829 | 19307.6329 | 19307.6329 | 19307.6329 | 19307.6329 | 19307.6329 | 19307.6329 | 19307.6329 | 19307.6329 | 19307.6329 | 19307.6329 | 19307.6329 | 19307.6329 | 19307.6329 | 19307.6329 | 19307.6329 | 19307.6329 | 19307.6329 | 19307.6329 | 19307.6329 | 19307.6329 | 19307.6329 | 19307.6329 | 0.11412 | 0.23087 | 0.22706 | 0.11443 | 0 | 0 | 0 | 0 | 0 | 0 | 0 | 0 | 0 | 0 | 0 | 0 | 0 | 0 | 0 | 0 | 0 | 0 | 0 | 0 | 0 | 0.11412 | 0.34335 | 0.56474 | 0.6694 | 0.65708 | 0.64353 | 0.62842 | 0.61185 | 0.59403 | 0.57534 | 0.5564 | 0.53753 | 0.51922 | 0.50203 | 0.48651 | 0.47324 | 0.46229 | 0.45299 | 0.4457 | 0.43896 | 0.43625 | 0.43366 | 0.4312 | 0.42885 | 0.42659 | 3135.4276 | 6435.8776 | 6435.8776 | 3300.4501 | 0 | 0 | 0 | 0 | 0 | 0 | 0 | 0 | 0 | 0 | 0 | 0 | 0 | 0 | 0 | 0 | 0 | 0 | 0 | 0 | 0 | 3135.4276 | 9571.3052 | 16007.1829 | 19307.6329 | 19307.6329 | 19307.6329 | 19307.6329 | 19307.6329 | 19307.6329 | 19307.6329 | 19307.6329 | 19307.6329 | 19307.6329 | 19307.6329 | 19307.6329 | 19307.6329 | 19307.6329 | 19307.6329 | 19307.6329 | 19307.6329 | 19307.6329 | 19307.6329 | 19307.6329 | 19307.6329 | 19307.6329 | -366.5197 | -369.0255 | -371.3674 | -373.5557 | -375.598 | -377.5001 | -379.266 | -380.8983 | -382.4245 | -383.8664 | -385.2412 | -386.562 | -387.839 | -389.0798 | -390.2902 | -391.4741 | -392.6346 | -393.7148 | -394.7236 | -395.6487 | -396.4977 | -397.2772 | -397.9934 | -398.6517 | -399.257 | 0 | 0 | 0 | 0 | 0 | 0 | 0 | 0 | 0 | 0 | 0 | 0 | 0 | 0 | 0 | 0 | 0 | 0 | 0 | 0 | 0 | 0 | 0 | 0 | 0
OR_Commercial_OR - Miscellaneous_Existing_Water Heating_Natural Gas_Strategic Energy Management_A | OR | Commercial | OR - Miscellaneous | Existing | Water Heating | Natural Gas | Strategic Energy Management | A | OCM581 | No strategic energy management. | Implementation of strategic energy management. | 3 | 0.017887 | 0 | 0 | 0 | 0.02 | 0 | 0 | 0.28365 | 0.25 | sqft | 0% | 77% | Discretionary | RetroEven20_OR | 82.88% | Water Heating | 0% | -383.164 |  | 0 |  | 0 | DL20_COM_SEM-Misc-2021PLN-V4-1 | BEHAV_SEM-All-CPUC-2018_PG-2 | DL20_COM_SEM-Misc-2021PLN-V4-15 | No strategic energy management. | No strategic energy management. | No strategic energy management. | No strategic energy management. | No strategic energy management. | No strategic energy management. | No strategic energy management. | No strategic energy management. | No strategic energy management. | No strategic energy management. | No strategic energy management. | No strategic energy management. | No strategic energy management. | No strategic energy management. | No strategic energy management. | No strategic energy management. | No strategic energy management. | No strategic energy management. | No strategic energy management. | No strategic energy management. | No strategic energy management. | No strategic energy management. | No strategic energy management. | No strategic energy management. | No strategic energy management. | No strategic energy management. | No strategic energy management. | Implementation of strategic energy management. | Implementation of strategic energy management. | Implementation of strategic energy management. | Implementation of strategic energy management. | Implementation of strategic energy management. | Implementation of strategic energy management. | Implementation of strategic energy management. | Implementation of strategic energy management. | Implementation of strategic energy management. | Implementation of strategic energy management. | Implementation of strategic energy management. | Implementation of strategic energy management. | Implementation of strategic energy management. | Implementation of strategic energy management. | Implementation of strategic energy management. | Implementation of strategic energy management. | Implementation of strategic energy management. | Implementation of strategic energy management. | Implementation of strategic energy management. | Implementation of strategic energy management. | Implementation of strategic energy management. | Implementation of strategic energy management. | Implementation of strategic energy management. | Implementation of strategic energy management. | Implementation of strategic energy management. | Implementation of strategic energy management. | Implementation of strategic energy management. | 0 | 0 | 0 | 0 | 0 | 0 | 0 | 0 | 0 | 0 | 0 | 0 | 0 | 0 | 0 | 0 | 0 | 0 | 0 | 0 | 0 | 0 | 0 | 0 | 0 | 0 | 0 | 0 | 0 | 0.016972 | 0.016435 | 0.01594 | 0.015473 | 0.015031 | 0.014606 | 0.014213 | 0.013849 | 0.013506 | 0.013193 | 0.013067 | 0.012976 | 0.012929 | 0.012848 | 0.01279 | 0.012744 | 0.012708 | 0.012676 | 0.012658 | 0.012648 | 0.012643 | 0.012638 | 0.012626 | 0.012624 | 0.012621 | 0.046355 | 0.092138 | 0.089365 | 0.044485 | 1.3671e-17 | 0 | 1.2927e-17 | 0 | 0 | 0 | 0 | 0 | 0 | 0 | 0 | 0 | 0 | 0 | 0 | 0 | 0 | 0 | 0 | 0 | 0 | 0.046355 | 0.13703 | 0.22227 | 0.26024 | 0.25281 | 0.24566 | 0.23905 | 0.23293 | 0.22715 | 0.22189 | 0.21977 | 0.21824 | 0.21745 | 0.21609 | 0.21512 | 0.21435 | 0.21373 | 0.2132 | 0.21289 | 0.21272 | 0.21263 | 0.21257 | 0.21236 | 0.21232 | 0.21228 | 2731.2918 | 5606.3359 | 5606.3359 | 2875.044 | 9.0949e-13 | 0 | 9.0949e-13 | 0 | 0 | 0 | 0 | 0 | 0 | 0 | 0 | 0 | 0 | 0 | 0 | 0 | 0 | 0 | 0 | 0 | 0 | 2731.2918 | 8337.6277 | 13943.9636 | 16819.0076 | 16819.0076 | 16819.0076 | 16819.0076 | 16819.0076 | 16819.0076 | 16819.0076 | 16819.0076 | 16819.0076 | 16819.0076 | 16819.0076 | 16819.0076 | 16819.0076 | 16819.0076 | 16819.0076 | 16819.0076 | 16819.0076 | 16819.0076 | 16819.0076 | 16819.0076 | 16819.0076 | 16819.0076 | 0.039833 | 0.080013 | 0.078392 | 0.039407 | 1.4383e-17 | 0 | 1.3853e-17 | 0 | 0 | 0 | 0 | 0 | 0 | 0 | 0 | 0 | 0 | 0 | 0 | 0 | 0 | 0 | 0 | 0 | 0 | 0.039833 | 0.11899 | 0.19497 | 0.23053 | 0.22609 | 0.22176 | 0.21776 | 0.21407 | 0.21068 | 0.2077 | 0.20528 | 0.20341 | 0.20221 | 0.20102 | 0.20016 | 0.19948 | 0.19895 | 0.19852 | 0.19821 | 0.19799 | 0.19784 | 0.19773 | 0.19758 | 0.19755 | 0.19752 | 2321.5981 | 4765.3855 | 4765.3855 | 2443.7874 | 9.0949e-13 | 0 | 9.0949e-13 | 0 | 0 | 0 | 0 | 0 | 0 | 0 | 0 | 0 | 0 | 0 | 0 | 0 | 0 | 0 | 0 | 0 | 0 | 2321.5981 | 7086.9836 | 11852.3691 | 14296.1565 | 14296.1565 | 14296.1565 | 14296.1565 | 14296.1565 | 14296.1565 | 14296.1565 | 14296.1565 | 14296.1565 | 14296.1565 | 14296.1565 | 14296.1565 | 14296.1565 | 14296.1565 | 14296.1565 | 14296.1565 | 14296.1565 | 14296.1565 | 14296.1565 | 14296.1565 | 14296.1565 | 14296.1565 | 0.039833 | 0.080013 | 0.078392 | 0.039407 | 1.4383e-17 | 0 | 1.3853e-17 | 0 | 0 | 0 | 0 | 0 | 0 | 0 | 0 | 0 | 0 | 0 | 0 | 0 | 0 | 0 | 0 | 0 | 0 | 0.039833 | 0.11899 | 0.19497 | 0.23053 | 0.22609 | 0.22176 | 0.21776 | 0.21407 | 0.21068 | 0.2077 | 0.20528 | 0.20341 | 0.20221 | 0.20102 | 0.20016 | 0.19948 | 0.19895 | 0.19852 | 0.19821 | 0.19799 | 0.19784 | 0.19773 | 0.19758 | 0.19755 | 0.19752 | 2321.5981 | 4765.3855 | 4765.3855 | 2443.7874 | 9.0949e-13 | 0 | 9.0949e-13 | 0 | 0 | 0 | 0 | 0 | 0 | 0 | 0 | 0 | 0 | 0 | 0 | 0 | 0 | 0 | 0 | 0 | 0 | 2321.5981 | 7086.9836 | 11852.3691 | 14296.1565 | 14296.1565 | 14296.1565 | 14296.1565 | 14296.1565 | 14296.1565 | 14296.1565 | 14296.1565 | 14296.1565 | 14296.1565 | 14296.1565 | 14296.1565 | 14296.1565 | 14296.1565 | 14296.1565 | 14296.1565 | 14296.1565 | 14296.1565 | 14296.1565 | 14296.1565 | 14296.1565 | 14296.1565 | 0.039833 | 0.080013 | 0.078392 | 0.039407 | 1.4383e-17 | 0 | 1.3853e-17 | 0 | 0 | 0 | 0 | 0 | 0 | 0 | 0 | 0 | 0 | 0 | 0 | 0 | 0 | 0 | 0 | 0 | 0 | 0.039833 | 0.11899 | 0.19497 | 0.23053 | 0.22609 | 0.22176 | 0.21776 | 0.21407 | 0.21068 | 0.2077 | 0.20528 | 0.20341 | 0.20221 | 0.20102 | 0.20016 | 0.19948 | 0.19895 | 0.19852 | 0.19821 | 0.19799 | 0.19784 | 0.19773 | 0.19758 | 0.19755 | 0.19752 | 2321.5981 | 4765.3855 | 4765.3855 | 2443.7874 | 9.0949e-13 | 0 | 9.0949e-13 | 0 | 0 | 0 | 0 | 0 | 0 | 0 | 0 | 0 | 0 | 0 | 0 | 0 | 0 | 0 | 0 | 0 | 0 | 2321.5981 | 7086.9836 | 11852.3691 | 14296.1565 | 14296.1565 | 14296.1565 | 14296.1565 | 14296.1565 | 14296.1565 | 14296.1565 | 14296.1565 | 14296.1565 | 14296.1565 | 14296.1565 | 14296.1565 | 14296.1565 | 14296.1565 | 14296.1565 | 14296.1565 | 14296.1565 | 14296.1565 | 14296.1565 | 14296.1565 | 14296.1565 | 14296.1565 | -366.5197 | -369.0255 | -371.3674 | -373.5557 | -375.598 | -377.5001 | -379.266 | -380.8983 | -382.4245 | -383.8664 | -385.2412 | -386.562 | -387.839 | -389.0798 | -390.2902 | -391.4741 | -392.6346 | -393.7148 | -394.7236 | -395.6487 | -396.4977 | -397.2772 | -397.9934 | -398.6517 | -399.257 | 0 | 0 | 0 | 0 | 0 | 0 | 0 | 0 | 0 | 0 | 0 | 0 | 0 | 0 | 0 | 0 | 0 | 0 | 0 | 0 | 0 | 0 | 0 | 0 | 0
OR_Commercial_OR - Miscellaneous_Existing_Space Heating_Natural Gas_Retrocommissioning_A | OR | Commercial | OR - Miscellaneous | Existing | Space Heating | Natural Gas | Retrocommissioning | A | OCM582 | No retro commissioning. | Periodic recommissioning of building systems. | 3 | 0.042149 | 0 | 0 | 0.13 | 0.02 | 0 | 0 | 0.28365 | 0.25 | sqft | 10% | 86.67% | Discretionary | RetroEven20_OR | 82.88% | Space Heating | 0% | 593.3563 |  | 416.8922 |  | 0 | COM_RCX-HVAC-AEG-1 | COM_RCX-Heating-7PLN-v5-18 | COM_RCX-HVAC-AEG-1 | No retro commissioning. | No retro commissioning. | No retro commissioning. | No retro commissioning. | No retro commissioning. | No retro commissioning. | No retro commissioning. | No retro commissioning. | No retro commissioning. | No retro commissioning. | No retro commissioning. | No retro commissioning. | No retro commissioning. | No retro commissioning. | No retro commissioning. | No retro commissioning. | No retro commissioning. | No retro commissioning. | No retro commissioning. | No retro commissioning. | No retro commissioning. | No retro commissioning. | No retro commissioning. | No retro commissioning. | No retro commissioning. | No retro commissioning. | No retro commissioning. | Periodic recommissioning of building systems. | Periodic recommissioning of building systems. | Periodic recommissioning of building systems. | Periodic recommissioning of building systems. | Periodic recommissioning of building systems. | Periodic recommissioning of building systems. | Periodic recommissioning of building systems. | Periodic recommissioning of building systems. | Periodic recommissioning of building systems. | Periodic recommissioning of building systems. | Periodic recommissioning of building systems. | Periodic recommissioning of building systems. | Periodic recommissioning of building systems. | Periodic recommissioning of building systems. | Periodic recommissioning of building systems. | Periodic recommissioning of building systems. | Periodic recommissioning of building systems. | Periodic recommissioning of building systems. | Periodic recommissioning of building systems. | Periodic recommissioning of building systems. | Periodic recommissioning of building systems. | Periodic recommissioning of building systems. | Periodic recommissioning of building systems. | Periodic recommissioning of building systems. | Periodic recommissioning of building systems. | Periodic recommissioning of building systems. | Periodic recommissioning of building systems. | 0.13 | 0.13 | 0.13 | 0.13 | 0.13 | 0.13 | 0.13 | 0.13 | 0.13 | 0.13 | 0.13 | 0.13 | 0.13 | 0.13 | 0.13 | 0.13 | 0.13 | 0.13 | 0.13 | 0.13 | 0.13 | 0.13 | 0.13 | 0.13 | 0.13 | 0.13 | 0.13 | 0 | 0 | 0.044392 | 0.043546 | 0.042573 | 0.041535 | 0.040408 | 0.039203 | 0.0379 | 0.036506 | 0.035039 | 0.033534 | 0.032037 | 0.030573 | 0.029175 | 0.027879 | 0.026721 | 0.025731 | 0.024909 | 0.024207 | 0.023643 | 0.02312 | 0.022856 | 0.022602 | 0.022355 | 0.022124 | 0.021902 | 0.16304 | 0.32829 | 0.32095 | 0.16058 | 0 | 0 | 0 | 0 | 0 | 0 | 0 | 0 | 0 | 0 | 0 | 0 | 0 | 0 | 0 | 0 | 0 | 0 | 0 | 0 | 0 | 0.16304 | 0.48822 | 0.79827 | 0.93938 | 0.91388 | 0.88663 | 0.85717 | 0.82563 | 0.79247 | 0.75843 | 0.72457 | 0.69146 | 0.65983 | 0.63053 | 0.60433 | 0.58195 | 0.56336 | 0.54747 | 0.53472 | 0.52289 | 0.51693 | 0.51117 | 0.50559 | 0.50038 | 0.49534 | 3672.7698 | 7538.8432 | 7538.8432 | 3866.0734 | 0 | 0 | 0 | 0 | 0 | 0 | 0 | 0 | 0 | 0 | 0 | 0 | 0 | 0 | 0 | 0 | 0 | 0 | 0 | 0 | 0 | 3672.7698 | 11211.6129 | 18750.4561 | 22616.5295 | 22616.5295 | 22616.5295 | 22616.5295 | 22616.5295 | 22616.5295 | 22616.5295 | 22616.5295 | 22616.5295 | 22616.5295 | 22616.5295 | 22616.5295 | 22616.5295 | 22616.5295 | 22616.5295 | 22616.5295 | 22616.5295 | 22616.5295 | 22616.5295 | 22616.5295 | 22616.5295 | 22616.5295 | 0.13958 | 0.28277 | 0.27844 | 0.14035 | 0 | 0 | 0 | 0 | 0 | 0 | 0 | 0 | 0 | 0 | 0 | 0 | 0 | 0 | 0 | 0 | 0 | 0 | 0 | 0 | 0 | 0.13958 | 0.42052 | 0.69252 | 0.82102 | 0.80501 | 0.78745 | 0.76796 | 0.7466 | 0.72366 | 0.69969 | 0.67549 | 0.6515 | 0.62833 | 0.60669 | 0.58726 | 0.57072 | 0.55712 | 0.54565 | 0.53671 | 0.52848 | 0.52521 | 0.52211 | 0.51914 | 0.51631 | 0.51359 | 3121.8543 | 6408.0167 | 6408.0167 | 3286.1624 | 0 | 0 | 0 | 0 | 0 | 0 | 0 | 0 | 0 | 0 | 0 | 0 | 0 | 0 | 0 | 0 | 0 | 0 | 0 | 0 | 0 | 3121.8543 | 9529.871 | 15937.8877 | 19224.0501 | 19224.0501 | 19224.0501 | 19224.0501 | 19224.0501 | 19224.0501 | 19224.0501 | 19224.0501 | 19224.0501 | 19224.0501 | 19224.0501 | 19224.0501 | 19224.0501 | 19224.0501 | 19224.0501 | 19224.0501 | 19224.0501 | 19224.0501 | 19224.0501 | 19224.0501 | 19224.0501 | 19224.0501 | 0.14001 | 0.28509 | 0.28227 | 0.14309 | 0 | 0 | 0 | 0 | 0 | 0 | 0 | 0 | 0 | 0 | 0 | 0 | 0 | 0 | 0 | 0 | 0 | 0 | 0 | 0 | 0 | 0.14001 | 0.42398 | 0.70204 | 0.83709 | 0.82602 | 0.81374 | 0.79993 | 0.78461 | 0.76796 | 0.75037 | 0.73245 | 0.71434 | 0.69644 | 0.67963 | 0.66428 | 0.65111 | 0.64024 | 0.63104 | 0.62391 | 0.61735 | 0.61355 | 0.60993 | 0.60649 | 0.60319 | 0.60003 | 3121.8543 | 6408.0167 | 6408.0167 | 3286.1624 | 0 | 0 | 0 | 0 | 0 | 0 | 0 | 0 | 0 | 0 | 0 | 0 | 0 | 0 | 0 | 0 | 0 | 0 | 0 | 0 | 0 | 3121.8543 | 9529.871 | 15937.8877 | 19224.0501 | 19224.0501 | 19224.0501 | 19224.0501 | 19224.0501 | 19224.0501 | 19224.0501 | 19224.0501 | 19224.0501 | 19224.0501 | 19224.0501 | 19224.0501 | 19224.0501 | 19224.0501 | 19224.0501 | 19224.0501 | 19224.0501 | 19224.0501 | 19224.0501 | 19224.0501 | 19224.0501 | 19224.0501 | 0.13966 | 0.2831 | 0.27899 | 0.14075 | 0 | 0 | 0 | 0 | 0 | 0 | 0 | 0 | 0 | 0 | 0 | 0 | 0 | 0 | 0 | 0 | 0 | 0 | 0 | 0 | 0 | 0.13966 | 0.42103 | 0.69391 | 0.82336 | 0.80821 | 0.79153 | 0.77295 | 0.75257 | 0.73065 | 0.70766 | 0.68437 | 0.66116 | 0.63864 | 0.6175 | 0.5984 | 0.58209 | 0.56861 | 0.55718 | 0.5482 | 0.53992 | 0.53658 | 0.53341 | 0.53038 | 0.52748 | 0.5247 | 3121.8543 | 6408.0167 | 6408.0167 | 3286.1624 | 0 | 0 | 0 | 0 | 0 | 0 | 0 | 0 | 0 | 0 | 0 | 0 | 0 | 0 | 0 | 0 | 0 | 0 | 0 | 0 | 0 | 3121.8543 | 9529.871 | 15937.8877 | 19224.0501 | 19224.0501 | 19224.0501 | 19224.0501 | 19224.0501 | 19224.0501 | 19224.0501 | 19224.0501 | 19224.0501 | 19224.0501 | 19224.0501 | 19224.0501 | 19224.0501 | 19224.0501 | 19224.0501 | 19224.0501 | 19224.0501 | 19224.0501 | 19224.0501 | 19224.0501 | 19224.0501 | 19224.0501 | 567.5814 | 571.4619 | 575.0885 | 578.4772 | 581.6399 | 584.5855 | 587.32 | 589.8477 | 592.2111 | 594.4441 | 596.5731 | 598.6184 | 600.5959 | 602.5174 | 604.3917 | 606.2252 | 608.0222 | 609.695 | 611.2572 | 612.6898 | 614.0045 | 615.2116 | 616.3207 | 617.3401 | 618.2775 | 398.7828 | 401.5092 | 404.0573 | 406.4381 | 408.6603 | 410.7298 | 412.6511 | 414.427 | 416.0876 | 417.6565 | 419.1523 | 420.5894 | 421.9788 | 423.3288 | 424.6457 | 425.9339 | 427.1965 | 428.3718 | 429.4694 | 430.4759 | 431.3996 | 432.2478 | 433.027 | 433.7433 | 434.4019
OR_Commercial_OR - Miscellaneous_Existing_Water Heating_Natural Gas_Retrocommissioning_A | OR | Commercial | OR - Miscellaneous | Existing | Water Heating | Natural Gas | Retrocommissioning | A | OCM583 | No retro commissioning. | Periodic recommissioning of building systems. | 3 | 0.021963 | 0 | 0 | 0.13 | 0.02 | 0 | 0 | 0.28365 | 0.25 | sqft | 10% | 86.67% | Discretionary | RetroEven20_OR | 82.88% | Water Heating | 0% | 593.3563 |  | 416.8922 |  | 0 | COM_RCX-HVAC-AEG-1 | COM_RCX-Heating-7PLN-v5-18 | COM_RCX-HVAC-AEG-1 | No retro commissioning. | No retro commissioning. | No retro commissioning. | No retro commissioning. | No retro commissioning. | No retro commissioning. | No retro commissioning. | No retro commissioning. | No retro commissioning. | No retro commissioning. | No retro commissioning. | No retro commissioning. | No retro commissioning. | No retro commissioning. | No retro commissioning. | No retro commissioning. | No retro commissioning. | No retro commissioning. | No retro commissioning. | No retro commissioning. | No retro commissioning. | No retro commissioning. | No retro commissioning. | No retro commissioning. | No retro commissioning. | No retro commissioning. | No retro commissioning. | Periodic recommissioning of building systems. | Periodic recommissioning of building systems. | Periodic recommissioning of building systems. | Periodic recommissioning of building systems. | Periodic recommissioning of building systems. | Periodic recommissioning of building systems. | Periodic recommissioning of building systems. | Periodic recommissioning of building systems. | Periodic recommissioning of building systems. | Periodic recommissioning of building systems. | Periodic recommissioning of building systems. | Periodic recommissioning of building systems. | Periodic recommissioning of building systems. | Periodic recommissioning of building systems. | Periodic recommissioning of building systems. | Periodic recommissioning of building systems. | Periodic recommissioning of building systems. | Periodic recommissioning of building systems. | Periodic recommissioning of building systems. | Periodic recommissioning of building systems. | Periodic recommissioning of building systems. | Periodic recommissioning of building systems. | Periodic recommissioning of building systems. | Periodic recommissioning of building systems. | Periodic recommissioning of building systems. | Periodic recommissioning of building systems. | Periodic recommissioning of building systems. | 0.13 | 0.13 | 0.13 | 0.13 | 0.13 | 0.13 | 0.13 | 0.13 | 0.13 | 0.13 | 0.13 | 0.13 | 0.13 | 0.13 | 0.13 | 0.13 | 0.13 | 0.13 | 0.13 | 0.13 | 0.13 | 0.13 | 0.13 | 0.13 | 0.13 | 0.13 | 0.13 | 0 | 0 | 0.02082 | 0.020122 | 0.019479 | 0.018889 | 0.01835 | 0.017831 | 0.017351 | 0.016907 | 0.016488 | 0.016106 | 0.015952 | 0.015841 | 0.015783 | 0.015685 | 0.015614 | 0.015558 | 0.015513 | 0.015475 | 0.015453 | 0.01544 | 0.015434 | 0.015429 | 0.015414 | 0.015411 | 0.015408 | 0.05662 | 0.11232 | 0.10873 | 0.054072 | 0 | 0 | 1.5781e-17 | 0 | 0 | 0 | 0 | 0 | 0 | 0 | 0 | 0 | 0 | 0 | 0 | 0 | 0 | 0 | 0 | 0 | 0 | 0.05662 | 0.16705 | 0.27044 | 0.31632 | 0.3073 | 0.29861 | 0.29057 | 0.28312 | 0.27611 | 0.26971 | 0.26714 | 0.26527 | 0.26431 | 0.26266 | 0.26148 | 0.26054 | 0.25979 | 0.25915 | 0.25877 | 0.25856 | 0.25846 | 0.25838 | 0.25812 | 0.25807 | 0.25803 | 2719.4681 | 5582.066 | 5582.066 | 2862.598 | 0 | 0 | 9.0949e-13 | 0 | 0 | 0 | 0 | 0 | 0 | 0 | 0 | 0 | 0 | 0 | 0 | 0 | 0 | 0 | 0 | 0 | 0 | 2719.4681 | 8301.5341 | 13883.6001 | 16746.1981 | 16746.1981 | 16746.1981 | 16746.1981 | 16746.1981 | 16746.1981 | 16746.1981 | 16746.1981 | 16746.1981 | 16746.1981 | 16746.1981 | 16746.1981 | 16746.1981 | 16746.1981 | 16746.1981 | 16746.1981 | 16746.1981 | 16746.1981 | 16746.1981 | 16746.1981 | 16746.1981 | 16746.1981 | 0.048661 | 0.097584 | 0.09545 | 0.047941 | 1.7574e-17 | 0 | 3.3854e-17 | 0 | 0 | 0 | 0 | 0 | 0 | 0 | 0 | 0 | 0 | 0 | 0 | 0 | 0 | 0 | 0 | 0 | 0 | 0.048661 | 0.14513 | 0.2374 | 0.28046 | 0.27505 | 0.26979 | 0.26492 | 0.26043 | 0.25631 | 0.25268 | 0.24974 | 0.24746 | 0.246 | 0.24455 | 0.24351 | 0.24268 | 0.24203 | 0.24151 | 0.24114 | 0.24087 | 0.24069 | 0.24055 | 0.24037 | 0.24033 | 0.24029 | 2311.5479 | 4744.7561 | 4744.7561 | 2433.2083 | 9.0949e-13 | 0 | 1.819e-12 | 0 | 0 | 0 | 0 | 0 | 0 | 0 | 0 | 0 | 0 | 0 | 0 | 0 | 0 | 0 | 0 | 0 | 0 | 2311.5479 | 7056.304 | 11801.0601 | 14234.2684 | 14234.2684 | 14234.2684 | 14234.2684 | 14234.2684 | 14234.2684 | 14234.2684 | 14234.2684 | 14234.2684 | 14234.2684 | 14234.2684 | 14234.2684 | 14234.2684 | 14234.2684 | 14234.2684 | 14234.2684 | 14234.2684 | 14234.2684 | 14234.2684 | 14234.2684 | 14234.2684 | 14234.2684 | 0.048661 | 0.097584 | 0.09545 | 0.047941 | 1.7574e-17 | 0 | 3.3854e-17 | 0 | 0 | 0 | 0 | 0 | 0 | 0 | 0 | 0 | 0 | 0 | 0 | 0 | 0 | 0 | 0 | 0 | 0 | 0.048661 | 0.14513 | 0.2374 | 0.28046 | 0.27505 | 0.26979 | 0.26492 | 0.26043 | 0.25631 | 0.25268 | 0.24974 | 0.24746 | 0.246 | 0.24455 | 0.24351 | 0.24268 | 0.24203 | 0.24151 | 0.24114 | 0.24087 | 0.24069 | 0.24055 | 0.24037 | 0.24033 | 0.24029 | 2311.5479 | 4744.7561 | 4744.7561 | 2433.2083 | 9.0949e-13 | 0 | 1.819e-12 | 0 | 0 | 0 | 0 | 0 | 0 | 0 | 0 | 0 | 0 | 0 | 0 | 0 | 0 | 0 | 0 | 0 | 0 | 2311.5479 | 7056.304 | 11801.0601 | 14234.2684 | 14234.2684 | 14234.2684 | 14234.2684 | 14234.2684 | 14234.2684 | 14234.2684 | 14234.2684 | 14234.2684 | 14234.2684 | 14234.2684 | 14234.2684 | 14234.2684 | 14234.2684 | 14234.2684 | 14234.2684 | 14234.2684 | 14234.2684 | 14234.2684 | 14234.2684 | 14234.2684 | 14234.2684 | 0.048661 | 0.097584 | 0.09545 | 0.047941 | 1.7574e-17 | 0 | 3.3854e-17 | 0 | 0 | 0 | 0 | 0 | 0 | 0 | 0 | 0 | 0 | 0 | 0 | 0 | 0 | 0 | 0 | 0 | 0 | 0.048661 | 0.14513 | 0.2374 | 0.28046 | 0.27505 | 0.26979 | 0.26492 | 0.26043 | 0.25631 | 0.25268 | 0.24974 | 0.24746 | 0.246 | 0.24455 | 0.24351 | 0.24268 | 0.24203 | 0.24151 | 0.24114 | 0.24087 | 0.24069 | 0.24055 | 0.24037 | 0.24033 | 0.24029 | 2311.5479 | 4744.7561 | 4744.7561 | 2433.2083 | 9.0949e-13 | 0 | 1.819e-12 | 0 | 0 | 0 | 0 | 0 | 0 | 0 | 0 | 0 | 0 | 0 | 0 | 0 | 0 | 0 | 0 | 0 | 0 | 2311.5479 | 7056.304 | 11801.0601 | 14234.2684 | 14234.2684 | 14234.2684 | 14234.2684 | 14234.2684 | 14234.2684 | 14234.2684 | 14234.2684 | 14234.2684 | 14234.2684 | 14234.2684 | 14234.2684 | 14234.2684 | 14234.2684 | 14234.2684 | 14234.2684 | 14234.2684 | 14234.2684 | 14234.2684 | 14234.2684 | 14234.2684 | 14234.2684 | 567.5814 | 571.4619 | 575.0885 | 578.4772 | 581.6399 | 584.5855 | 587.32 | 589.8477 | 592.2111 | 594.4441 | 596.5731 | 598.6184 | 600.5959 | 602.5174 | 604.3917 | 606.2252 | 608.0222 | 609.695 | 611.2572 | 612.6898 | 614.0045 | 615.2116 | 616.3207 | 617.3401 | 618.2775 | 398.7828 | 401.5092 | 404.0573 | 406.4381 | 408.6603 | 410.7298 | 412.6511 | 414.427 | 416.0876 | 417.6565 | 419.1523 | 420.5894 | 421.9788 | 423.3288 | 424.6457 | 425.9339 | 427.1965 | 428.3718 | 429.4694 | 430.4759 | 431.3996 | 432.2478 | 433.027 | 433.7433 | 434.4019
OR_Commercial_OR - Miscellaneous_New_Space Heating_Natural Gas_Insulation - Ceiling_A | OR | Commercial | OR - Miscellaneous | New | Space Heating | Natural Gas | Insulation - Ceiling | A | OCM584 | R-13 | R-38 | 22 | 0 | 0 | 0 | 0.79 | 0 | 0 | 0 | 0.24319 | 0.25 | sqft roof | 0% | 0% | Discretionary | Retro1Slow_OR | 84.23% | Space Heating | 0% | 0 |  | 0 |  | 0 | Avista TRM | Avista TRM | Avista TRM | R-13 | R-13 | R-13 | R-13 | R-13 | R-13 | R-13 | R-13 | R-13 | R-13 | R-13 | R-13 | R-13 | R-13 | R-13 | R-13 | R-13 | R-13 | R-13 | R-13 | R-13 | R-13 | R-13 | R-13 | R-13 | R-13 | R-13 | R-38 | R-38 | R-38 | R-38 | R-38 | R-38 | R-38 | R-38 | R-38 | R-38 | R-38 | R-38 | R-38 | R-38 | R-38 | R-38 | R-38 | R-38 | R-38 | R-38 | R-38 | R-38 | R-38 | R-38 | R-38 | R-38 | R-38 | 0.79 | 0.79 | 0.79 | 0.79 | 0.79 | 0.79 | 0.79 | 0.79 | 0.79 | 0.79 | 0.79 | 0.79 | 0.79 | 0.79 | 0.79 | 0.79 | 0.79 | 0.79 | 0.79 | 0.79 | 0.79 | 0.79 | 0.79 | 0.79 | 0.79 | 0.79 | 0.79 | 0 | 0 | 0 | 0 | 0 | 0 | 0 | 0 | 0 | 0 | 0 | 0 | 0 | 0 | 0 | 0 | 0 | 0 | 0 | 0 | 0 | 0 | 0 | 0 | 0 | 0 | 0 | 0 | 0 | 0 | 0 | 0 | 0 | 0 | 0 | 0 | 0 | 0 | 0 | 0 | 0 | 0 | 0 | 0 | 0 | 0 | 0 | 0 | 0 | 0 | 0 | 0 | 0 | 0 | 0 | 0 | 0 | 0 | 0 | 0 | 0 | 0 | 0 | 0 | 0 | 0 | 0 | 0 | 0 | 0 | 0 | 0 | 0 | 0 | 0 | 0 | 0 | 0 | 0 | 0 | 0 | 0 | 0 | 0 | 0 | 0 | 0 | 0 | 0 | 0 | 0 | 0 | 0 | 0 | 0 | 0 | 0 | 0 | 0 | 0 | 0 | 0 | 0 | 0 | 0 | 0 | 0 | 0 | 0 | 0 | 0 | 0 | 0 | 0 | 0 | 0 | 0 | 0 | 0 | 0 | 0 | 0 | 0 | 0 | 0 | 0 | 0 | 0 | 0 | 0 | 0 | 0 | 0 | 0 | 0 | 0 | 0 | 0 | 0 | 0 | 0 | 0 | 0 | 0 | 0 | 0 | 0 | 0 | 0 | 0 | 0 | 0 | 0 | 0 | 0 | 0 | 0 | 0 | 0 | 0 | 0 | 0 | 0 | 0 | 0 | 0 | 0 | 0 | 0 | 0 | 0 | 0 | 0 | 0 | 0 | 0 | 0 | 0 | 0 | 0 | 0 | 0 | 0 | 0 | 0 | 0 | 0 | 0 | 0 | 0 | 0 | 0 | 0 | 0 | 0 | 0 | 0 | 0 | 0 | 0 | 0 | 0 | 0 | 0 | 0 | 0 | 0 | 0 | 0 | 0 | 0 | 0 | 0 | 0 | 0 | 0 | 0 | 0 | 0 | 0 | 0 | 0 | 0 | 0 | 0 | 0 | 0 | 0 | 0 | 0 | 0 | 0 | 0 | 0 | 0 | 0 | 0 | 0 | 0 | 0 | 0 | 0 | 0 | 0 | 0 | 0 | 0 | 0 | 0 | 0 | 0 | 0 | 0 | 0 | 0 | 0 | 0 | 0 | 0 | 0 | 0 | 0 | 0 | 0 | 0 | 0 | 0 | 0 | 0 | 0 | 0 | 0 | 0 | 0 | 0 | 0 | 0 | 0 | 0 | 0 | 0 | 0 | 0 | 0 | 0 | 0 | 0 | 0 | 0 | 0 | 0 | 0 | 0 | 0 | 0 | 0 | 0 | 0 | 0 | 0 | 0 | 0 | 0 | 0 | 0 | 0 | 0 | 0 | 0 | 0 | 0 | 0 | 0 | 0 | 0 | 0 | 0 | 0 | 0 | 0 | 0 | 0 | 0 | 0 | 0 | 0 | 0 | 0 | 0 | 0 | 0 | 0 | 0 | 0 | 0 | 0 | 0 | 0 | 0 | 0 | 0 | 0 | 0 | 0 | 0 | 0 | 0 | 0 | 0 | 0 | 0 | 0 | 0 | 0 | 0 | 0 | 0 | 0 | 0 | 0 | 0 | 0 | 0 | 0 | 0 | 0 | 0 | 0 | 0 | 0 | 0 | 0 | 0 | 0 | 0 | 0 | 0 | 0 | 0 | 0 | 0 | 0 | 0 | 0 | 0 | 0 | 0 | 0 | 0 | 0 | 0 | 0 | 0 | 0 | 0 | 0 | 0 | 0 | 0 | 0 | 0 | 0 | 0 | 0 | 0 | 0 | 0 | 0 | 0 | 0 | 0 | 0 | 0 | 0 | 0 | 0 | 0 | 0 | 0 | 0 | 0 | 0 | 0 | 0 | 0 | 0 | 0 | 0 | 0 | 0 | 0 | 0 | 0 | 0 | 0 | 0 | 0 | 0 | 0 | 0 | 0 | 0 | 0 | 0 | 0 | 0 | 0 | 0 | 0 | 0 | 0 | 0 | 0 | 0 | 0 | 0 | 0 | 0 | 0 | 0 | 0 | 0 | 0 | 0 | 0 | 0 | 0 | 0 | 0 | 0 | 0 | 0 | 0 | 0 | 0 | 0 | 0
OR_Commercial_OR - Miscellaneous_New_Space Heating_Natural Gas_Insulation - Ducting_A | OR | Commercial | OR - Miscellaneous | New | Space Heating | Natural Gas | Insulation - Ducting | A | OCM585 | R-4 | R-8 | 20 | 0 | 0 | 0 | 0.96 | 0 | 0 | 0 | 0.24319 | 0.25 | sqft duct | 0% | 0% | Discretionary | Retro1Slow_OR | 84.23% | Central Systems | 0% | 0 |  | 0 |  | 0 | INS_DCT-All-DEER-1 | INS_DCT-All-DEER-1 | Building Energy Simulation Tool | R-4 | R-4 | R-4 | R-4 | R-4 | R-4 | R-4 | R-4 | R-4 | R-4 | R-4 | R-4 | R-4 | R-4 | R-4 | R-4 | R-4 | R-4 | R-4 | R-4 | R-4 | R-4 | R-4 | R-4 | R-4 | R-4 | R-4 | R-8 | R-8 | R-8 | R-8 | R-8 | R-8 | R-8 | R-8 | R-8 | R-8 | R-8 | R-8 | R-8 | R-8 | R-8 | R-8 | R-8 | R-8 | R-8 | R-8 | R-8 | R-8 | R-8 | R-8 | R-8 | R-8 | R-8 | 0.96 | 0.96 | 0.96 | 0.96 | 0.96 | 0.96 | 0.96 | 0.96 | 0.96 | 0.96 | 0.96 | 0.96 | 0.96 | 0.96 | 0.96 | 0.96 | 0.96 | 0.96 | 0.96 | 0.96 | 0.96 | 0.96 | 0.96 | 0.96 | 0.96 | 0.96 | 0.96 | 0 | 0 | 0 | 0 | 0 | 0 | 0 | 0 | 0 | 0 | 0 | 0 | 0 | 0 | 0 | 0 | 0 | 0 | 0 | 0 | 0 | 0 | 0 | 0 | 0 | 0 | 0 | 0 | 0 | 0 | 0 | 0 | 0 | 0 | 0 | 0 | 0 | 0 | 0 | 0 | 0 | 0 | 0 | 0 | 0 | 0 | 0 | 0 | 0 | 0 | 0 | 0 | 0 | 0 | 0 | 0 | 0 | 0 | 0 | 0 | 0 | 0 | 0 | 0 | 0 | 0 | 0 | 0 | 0 | 0 | 0 | 0 | 0 | 0 | 0 | 0 | 0 | 0 | 0 | 0 | 0 | 0 | 0 | 0 | 0 | 0 | 0 | 0 | 0 | 0 | 0 | 0 | 0 | 0 | 0 | 0 | 0 | 0 | 0 | 0 | 0 | 0 | 0 | 0 | 0 | 0 | 0 | 0 | 0 | 0 | 0 | 0 | 0 | 0 | 0 | 0 | 0 | 0 | 0 | 0 | 0 | 0 | 0 | 0 | 0 | 0 | 0 | 0 | 0 | 0 | 0 | 0 | 0 | 0 | 0 | 0 | 0 | 0 | 0 | 0 | 0 | 0 | 0 | 0 | 0 | 0 | 0 | 0 | 0 | 0 | 0 | 0 | 0 | 0 | 0 | 0 | 0 | 0 | 0 | 0 | 0 | 0 | 0 | 0 | 0 | 0 | 0 | 0 | 0 | 0 | 0 | 0 | 0 | 0 | 0 | 0 | 0 | 0 | 0 | 0 | 0 | 0 | 0 | 0 | 0 | 0 | 0 | 0 | 0 | 0 | 0 | 0 | 0 | 0 | 0 | 0 | 0 | 0 | 0 | 0 | 0 | 0 | 0 | 0 | 0 | 0 | 0 | 0 | 0 | 0 | 0 | 0 | 0 | 0 | 0 | 0 | 0 | 0 | 0 | 0 | 0 | 0 | 0 | 0 | 0 | 0 | 0 | 0 | 0 | 0 | 0 | 0 | 0 | 0 | 0 | 0 | 0 | 0 | 0 | 0 | 0 | 0 | 0 | 0 | 0 | 0 | 0 | 0 | 0 | 0 | 0 | 0 | 0 | 0 | 0 | 0 | 0 | 0 | 0 | 0 | 0 | 0 | 0 | 0 | 0 | 0 | 0 | 0 | 0 | 0 | 0 | 0 | 0 | 0 | 0 | 0 | 0 | 0 | 0 | 0 | 0 | 0 | 0 | 0 | 0 | 0 | 0 | 0 | 0 | 0 | 0 | 0 | 0 | 0 | 0 | 0 | 0 | 0 | 0 | 0 | 0 | 0 | 0 | 0 | 0 | 0 | 0 | 0 | 0 | 0 | 0 | 0 | 0 | 0 | 0 | 0 | 0 | 0 | 0 | 0 | 0 | 0 | 0 | 0 | 0 | 0 | 0 | 0 | 0 | 0 | 0 | 0 | 0 | 0 | 0 | 0 | 0 | 0 | 0 | 0 | 0 | 0 | 0 | 0 | 0 | 0 | 0 | 0 | 0 | 0 | 0 | 0 | 0 | 0 | 0 | 0 | 0 | 0 | 0 | 0 | 0 | 0 | 0 | 0 | 0 | 0 | 0 | 0 | 0 | 0 | 0 | 0 | 0 | 0 | 0 | 0 | 0 | 0 | 0 | 0 | 0 | 0 | 0 | 0 | 0 | 0 | 0 | 0 | 0 | 0 | 0 | 0 | 0 | 0 | 0 | 0 | 0 | 0 | 0 | 0 | 0 | 0 | 0 | 0 | 0 | 0 | 0 | 0 | 0 | 0 | 0 | 0 | 0 | 0 | 0 | 0 | 0 | 0 | 0 | 0 | 0 | 0 | 0 | 0 | 0 | 0 | 0 | 0 | 0 | 0 | 0 | 0 | 0 | 0 | 0 | 0 | 0 | 0 | 0 | 0 | 0 | 0 | 0 | 0 | 0 | 0 | 0 | 0 | 0 | 0 | 0 | 0 | 0 | 0 | 0 | 0 | 0 | 0 | 0 | 0 | 0 | 0 | 0 | 0 | 0 | 0 | 0 | 0 | 0 | 0 | 0 | 0 | 0 | 0 | 0 | 0 | 0
OR_Commercial_OR - Miscellaneous_New_Space Heating_Natural Gas_Insulation - Wall Cavity_A | OR | Commercial | OR - Miscellaneous | New | Space Heating | Natural Gas | Insulation - Wall Cavity | A | OCM586 | R-9 | R-23 | 22 | 0 | 0 | 0 | 0.67 | 0 | 0 | 0 | 0.24319 | 0.25 | sqft wall | 0% | 0% | Discretionary | Retro1Slow_OR | 84.23% | Space Heating | 0% | 0 |  | 0 |  | 0 | Avista TRM | Avista TRM | Avista TRM | R-9 | R-9 | R-9 | R-9 | R-9 | R-9 | R-9 | R-9 | R-9 | R-9 | R-9 | R-9 | R-9 | R-9 | R-9 | R-9 | R-9 | R-9 | R-9 | R-9 | R-9 | R-9 | R-9 | R-9 | R-9 | R-9 | R-9 | R-23 | R-23 | R-23 | R-23 | R-23 | R-23 | R-23 | R-23 | R-23 | R-23 | R-23 | R-23 | R-23 | R-23 | R-23 | R-23 | R-23 | R-23 | R-23 | R-23 | R-23 | R-23 | R-23 | R-23 | R-23 | R-23 | R-23 | 0.67 | 0.67 | 0.67 | 0.67 | 0.67 | 0.67 | 0.67 | 0.67 | 0.67 | 0.67 | 0.67 | 0.67 | 0.67 | 0.67 | 0.67 | 0.67 | 0.67 | 0.67 | 0.67 | 0.67 | 0.67 | 0.67 | 0.67 | 0.67 | 0.67 | 0.67 | 0.67 | 0 | 0 | 0 | 0 | 0 | 0 | 0 | 0 | 0 | 0 | 0 | 0 | 0 | 0 | 0 | 0 | 0 | 0 | 0 | 0 | 0 | 0 | 0 | 0 | 0 | 0 | 0 | 0 | 0 | 0 | 0 | 0 | 0 | 0 | 0 | 0 | 0 | 0 | 0 | 0 | 0 | 0 | 0 | 0 | 0 | 0 | 0 | 0 | 0 | 0 | 0 | 0 | 0 | 0 | 0 | 0 | 0 | 0 | 0 | 0 | 0 | 0 | 0 | 0 | 0 | 0 | 0 | 0 | 0 | 0 | 0 | 0 | 0 | 0 | 0 | 0 | 0 | 0 | 0 | 0 | 0 | 0 | 0 | 0 | 0 | 0 | 0 | 0 | 0 | 0 | 0 | 0 | 0 | 0 | 0 | 0 | 0 | 0 | 0 | 0 | 0 | 0 | 0 | 0 | 0 | 0 | 0 | 0 | 0 | 0 | 0 | 0 | 0 | 0 | 0 | 0 | 0 | 0 | 0 | 0 | 0 | 0 | 0 | 0 | 0 | 0 | 0 | 0 | 0 | 0 | 0 | 0 | 0 | 0 | 0 | 0 | 0 | 0 | 0 | 0 | 0 | 0 | 0 | 0 | 0 | 0 | 0 | 0 | 0 | 0 | 0 | 0 | 0 | 0 | 0 | 0 | 0 | 0 | 0 | 0 | 0 | 0 | 0 | 0 | 0 | 0 | 0 | 0 | 0 | 0 | 0 | 0 | 0 | 0 | 0 | 0 | 0 | 0 | 0 | 0 | 0 | 0 | 0 | 0 | 0 | 0 | 0 | 0 | 0 | 0 | 0 | 0 | 0 | 0 | 0 | 0 | 0 | 0 | 0 | 0 | 0 | 0 | 0 | 0 | 0 | 0 | 0 | 0 | 0 | 0 | 0 | 0 | 0 | 0 | 0 | 0 | 0 | 0 | 0 | 0 | 0 | 0 | 0 | 0 | 0 | 0 | 0 | 0 | 0 | 0 | 0 | 0 | 0 | 0 | 0 | 0 | 0 | 0 | 0 | 0 | 0 | 0 | 0 | 0 | 0 | 0 | 0 | 0 | 0 | 0 | 0 | 0 | 0 | 0 | 0 | 0 | 0 | 0 | 0 | 0 | 0 | 0 | 0 | 0 | 0 | 0 | 0 | 0 | 0 | 0 | 0 | 0 | 0 | 0 | 0 | 0 | 0 | 0 | 0 | 0 | 0 | 0 | 0 | 0 | 0 | 0 | 0 | 0 | 0 | 0 | 0 | 0 | 0 | 0 | 0 | 0 | 0 | 0 | 0 | 0 | 0 | 0 | 0 | 0 | 0 | 0 | 0 | 0 | 0 | 0 | 0 | 0 | 0 | 0 | 0 | 0 | 0 | 0 | 0 | 0 | 0 | 0 | 0 | 0 | 0 | 0 | 0 | 0 | 0 | 0 | 0 | 0 | 0 | 0 | 0 | 0 | 0 | 0 | 0 | 0 | 0 | 0 | 0 | 0 | 0 | 0 | 0 | 0 | 0 | 0 | 0 | 0 | 0 | 0 | 0 | 0 | 0 | 0 | 0 | 0 | 0 | 0 | 0 | 0 | 0 | 0 | 0 | 0 | 0 | 0 | 0 | 0 | 0 | 0 | 0 | 0 | 0 | 0 | 0 | 0 | 0 | 0 | 0 | 0 | 0 | 0 | 0 | 0 | 0 | 0 | 0 | 0 | 0 | 0 | 0 | 0 | 0 | 0 | 0 | 0 | 0 | 0 | 0 | 0 | 0 | 0 | 0 | 0 | 0 | 0 | 0 | 0 | 0 | 0 | 0 | 0 | 0 | 0 | 0 | 0 | 0 | 0 | 0 | 0 | 0 | 0 | 0 | 0 | 0 | 0 | 0 | 0 | 0 | 0 | 0 | 0 | 0 | 0 | 0 | 0 | 0 | 0 | 0 | 0 | 0 | 0 | 0 | 0 | 0 | 0 | 0 | 0 | 0 | 0 | 0 | 0 | 0 | 0 | 0 | 0 | 0 | 0 | 0 | 0 | 0 | 0 | 0 | 0 | 0 | 0 | 0 | 0 | 0 | 0 | 0 | 0 | 0
OR_Commercial_OR - Miscellaneous_New_Space Heating_Natural Gas_Green Roof - Vegetated Rooftop_A | OR | Commercial | OR - Miscellaneous | New | Space Heating | Natural Gas | Green Roof - Vegetated Rooftop | A | OCM587 | No vegetation on roof | Green roof | 25 | 0 | 0 | 0 | 15.28 | 0 | 1.15 | 0 | 0.28365 | 0.25 | sqft roof | 15% | 46.67% | Discretionary | Retro1Slow_OR | 84.23% | Space Heating | 0% | 0 |  | 0 |  | 0 | Measure Cost Research v1.1 - Sep 2020.xlsx | Measure Cost Research v1.1 - Sep 2020.xlsx | Measure Cost Research v1.1 - Sep 2020.xlsx | No vegetation on roof | No vegetation on roof | No vegetation on roof | No vegetation on roof | No vegetation on roof | No vegetation on roof | No vegetation on roof | No vegetation on roof | No vegetation on roof | No vegetation on roof | No vegetation on roof | No vegetation on roof | No vegetation on roof | No vegetation on roof | No vegetation on roof | No vegetation on roof | No vegetation on roof | No vegetation on roof | No vegetation on roof | No vegetation on roof | No vegetation on roof | No vegetation on roof | No vegetation on roof | No vegetation on roof | No vegetation on roof | No vegetation on roof | No vegetation on roof | Green roof | Green roof | Green roof | Green roof | Green roof | Green roof | Green roof | Green roof | Green roof | Green roof | Green roof | Green roof | Green roof | Green roof | Green roof | Green roof | Green roof | Green roof | Green roof | Green roof | Green roof | Green roof | Green roof | Green roof | Green roof | Green roof | Green roof | 15.28 | 15.28 | 15.28 | 15.28 | 15.28 | 15.28 | 15.28 | 15.28 | 15.28 | 15.28 | 15.28 | 15.28 | 15.28 | 15.28 | 15.28 | 15.28 | 15.28 | 15.28 | 15.28 | 15.28 | 15.28 | 15.28 | 15.28 | 15.28 | 15.28 | 15.28 | 15.28 | 0 | 0 | 0 | 0 | 0 | 0 | 0 | 0 | 0 | 0 | 0 | 0 | 0 | 0 | 0 | 0 | 0 | 0 | 0 | 0 | 0 | 0 | 0 | 0 | 0 | 0 | 0 | 0 | 0 | 0 | 0 | 0 | 0 | 0 | 0 | 0 | 0 | 0 | 0 | 0 | 0 | 0 | 0 | 0 | 0 | 0 | 0 | 0 | 0 | 0 | 0 | 0 | 0 | 0 | 0 | 0 | 0 | 0 | 0 | 0 | 0 | 0 | 0 | 0 | 0 | 0 | 0 | 0 | 0 | 0 | 0 | 0 | 0 | 0 | 0 | 0 | 0 | 0 | 0 | 0 | 0 | 0 | 0 | 0 | 0 | 0 | 0 | 0 | 0 | 0 | 0 | 0 | 0 | 0 | 0 | 0 | 0 | 0 | 0 | 0 | 0 | 0 | 0 | 0 | 0 | 0 | 0 | 0 | 0 | 0 | 0 | 0 | 0 | 0 | 0 | 0 | 0 | 0 | 0 | 0 | 0 | 0 | 0 | 0 | 0 | 0 | 0 | 0 | 0 | 0 | 0 | 0 | 0 | 0 | 0 | 0 | 0 | 0 | 0 | 0 | 0 | 0 | 0 | 0 | 0 | 0 | 0 | 0 | 0 | 0 | 0 | 0 | 0 | 0 | 0 | 0 | 0 | 0 | 0 | 0 | 0 | 0 | 0 | 0 | 0 | 0 | 0 | 0 | 0 | 0 | 0 | 0 | 0 | 0 | 0 | 0 | 0 | 0 | 0 | 0 | 0 | 0 | 0 | 0 | 0 | 0 | 0 | 0 | 0 | 0 | 0 | 0 | 0 | 0 | 0 | 0 | 0 | 0 | 0 | 0 | 0 | 0 | 0 | 0 | 0 | 0 | 0 | 0 | 0 | 0 | 0 | 0 | 0 | 0 | 0 | 0 | 0 | 0 | 0 | 0 | 0 | 0 | 0 | 0 | 0 | 0 | 0 | 0 | 0 | 0 | 0 | 0 | 0 | 0 | 0 | 0 | 0 | 0 | 0 | 0 | 0 | 0 | 0 | 0 | 0 | 0 | 0 | 0 | 0 | 0 | 0 | 0 | 0 | 0 | 0 | 0 | 0 | 0 | 0 | 0 | 0 | 0 | 0 | 0 | 0 | 0 | 0 | 0 | 0 | 0 | 0 | 0 | 0 | 0 | 0 | 0 | 0 | 0 | 0 | 0 | 0 | 0 | 0 | 0 | 0 | 0 | 0 | 0 | 0 | 0 | 0 | 0 | 0 | 0 | 0 | 0 | 0 | 0 | 0 | 0 | 0 | 0 | 0 | 0 | 0 | 0 | 0 | 0 | 0 | 0 | 0 | 0 | 0 | 0 | 0 | 0 | 0 | 0 | 0 | 0 | 0 | 0 | 0 | 0 | 0 | 0 | 0 | 0 | 0 | 0 | 0 | 0 | 0 | 0 | 0 | 0 | 0 | 0 | 0 | 0 | 0 | 0 | 0 | 0 | 0 | 0 | 0 | 0 | 0 | 0 | 0 | 0 | 0 | 0 | 0 | 0 | 0 | 0 | 0 | 0 | 0 | 0 | 0 | 0 | 0 | 0 | 0 | 0 | 0 | 0 | 0 | 0 | 0 | 0 | 0 | 0 | 0 | 0 | 0 | 0 | 0 | 0 | 0 | 0 | 0 | 0 | 0 | 0 | 0 | 0 | 0 | 0 | 0 | 0 | 0 | 0 | 0 | 0 | 0 | 0 | 0 | 0 | 0 | 0 | 0 | 0 | 0 | 0 | 0 | 0 | 0 | 0 | 0 | 0 | 0 | 0 | 0 | 0 | 0 | 0 | 0 | 0 | 0 | 0 | 0 | 0 | 0 | 0 | 0 | 0 | 0 | 0 | 0 | 0 | 0 | 0 | 0 | 0 | 0 | 0 | 0 | 0 | 0 | 0 | 0 | 0 | 0 | 0 | 0 | 0 | 0 | 0 | 0 | 0 | 0 | 0 | 0 | 0 | 0 | 0 | 0 | 0 | 0 | 0 | 0 | 0 | 0 | 0 | 0 | 0 | 0 | 0 | 0 | 0 | 0 | 0 | 0
OR_Commercial_OR - Miscellaneous_New_Space Heating_Natural Gas_Ducting - Repair and Sealing_A | OR | Commercial | OR - Miscellaneous | New | Space Heating | Natural Gas | Ducting - Repair and Sealing | A | OCM588 | 20% Leakage | Sealed | 18 | 0 | 0 | 0 | 0.65 | 0 | 0 | 0 | 0.19525 | 0.25 | sqft duct | 15% | 66.67% | Discretionary | Retro1Slow_OR | 84.23% | Central Systems | 0% | 0 |  | 0 |  | 0 | DCT_RPR-All-DEER-1 | DCT_RPR-Cooling-RTF-1 | Building Energy Simulation Tool | 20% Leakage | 20% Leakage | 20% Leakage | 20% Leakage | 20% Leakage | 20% Leakage | 20% Leakage | 20% Leakage | 20% Leakage | 20% Leakage | 20% Leakage | 20% Leakage | 20% Leakage | 20% Leakage | 20% Leakage | 20% Leakage | 20% Leakage | 20% Leakage | 20% Leakage | 20% Leakage | 20% Leakage | 20% Leakage | 20% Leakage | 20% Leakage | 20% Leakage | 20% Leakage | 20% Leakage | Sealed | Sealed | Sealed | Sealed | Sealed | Sealed | Sealed | Sealed | Sealed | Sealed | Sealed | Sealed | Sealed | Sealed | Sealed | Sealed | Sealed | Sealed | Sealed | Sealed | Sealed | Sealed | Sealed | Sealed | Sealed | Sealed | Sealed | 0.65 | 0.65 | 0.65 | 0.65 | 0.65 | 0.65 | 0.65 | 0.65 | 0.65 | 0.65 | 0.65 | 0.65 | 0.65 | 0.65 | 0.65 | 0.65 | 0.65 | 0.65 | 0.65 | 0.65 | 0.65 | 0.65 | 0.65 | 0.65 | 0.65 | 0.65 | 0.65 | 0 | 0 | 0 | 0 | 0 | 0 | 0 | 0 | 0 | 0 | 0 | 0 | 0 | 0 | 0 | 0 | 0 | 0 | 0 | 0 | 0 | 0 | 0 | 0 | 0 | 0 | 0 | 0 | 0 | 0 | 0 | 0 | 0 | 0 | 0 | 0 | 0 | 0 | 0 | 0 | 0 | 0 | 0 | 0 | 0 | 0 | 0 | 0 | 0 | 0 | 0 | 0 | 0 | 0 | 0 | 0 | 0 | 0 | 0 | 0 | 0 | 0 | 0 | 0 | 0 | 0 | 0 | 0 | 0 | 0 | 0 | 0 | 0 | 0 | 0 | 0 | 0 | 0 | 0 | 0 | 0 | 0 | 0 | 0 | 0 | 0 | 0 | 0 | 0 | 0 | 0 | 0 | 0 | 0 | 0 | 0 | 0 | 0 | 0 | 0 | 0 | 0 | 0 | 0 | 0 | 0 | 0 | 0 | 0 | 0 | 0 | 0 | 0 | 0 | 0 | 0 | 0 | 0 | 0 | 0 | 0 | 0 | 0 | 0 | 0 | 0 | 0 | 0 | 0 | 0 | 0 | 0 | 0 | 0 | 0 | 0 | 0 | 0 | 0 | 0 | 0 | 0 | 0 | 0 | 0 | 0 | 0 | 0 | 0 | 0 | 0 | 0 | 0 | 0 | 0 | 0 | 0 | 0 | 0 | 0 | 0 | 0 | 0 | 0 | 0 | 0 | 0 | 0 | 0 | 0 | 0 | 0 | 0 | 0 | 0 | 0 | 0 | 0 | 0 | 0 | 0 | 0 | 0 | 0 | 0 | 0 | 0 | 0 | 0 | 0 | 0 | 0 | 0 | 0 | 0 | 0 | 0 | 0 | 0 | 0 | 0 | 0 | 0 | 0 | 0 | 0 | 0 | 0 | 0 | 0 | 0 | 0 | 0 | 0 | 0 | 0 | 0 | 0 | 0 | 0 | 0 | 0 | 0 | 0 | 0 | 0 | 0 | 0 | 0 | 0 | 0 | 0 | 0 | 0 | 0 | 0 | 0 | 0 | 0 | 0 | 0 | 0 | 0 | 0 | 0 | 0 | 0 | 0 | 0 | 0 | 0 | 0 | 0 | 0 | 0 | 0 | 0 | 0 | 0 | 0 | 0 | 0 | 0 | 0 | 0 | 0 | 0 | 0 | 0 | 0 | 0 | 0 | 0 | 0 | 0 | 0 | 0 | 0 | 0 | 0 | 0 | 0 | 0 | 0 | 0 | 0 | 0 | 0 | 0 | 0 | 0 | 0 | 0 | 0 | 0 | 0 | 0 | 0 | 0 | 0 | 0 | 0 | 0 | 0 | 0 | 0 | 0 | 0 | 0 | 0 | 0 | 0 | 0 | 0 | 0 | 0 | 0 | 0 | 0 | 0 | 0 | 0 | 0 | 0 | 0 | 0 | 0 | 0 | 0 | 0 | 0 | 0 | 0 | 0 | 0 | 0 | 0 | 0 | 0 | 0 | 0 | 0 | 0 | 0 | 0 | 0 | 0 | 0 | 0 | 0 | 0 | 0 | 0 | 0 | 0 | 0 | 0 | 0 | 0 | 0 | 0 | 0 | 0 | 0 | 0 | 0 | 0 | 0 | 0 | 0 | 0 | 0 | 0 | 0 | 0 | 0 | 0 | 0 | 0 | 0 | 0 | 0 | 0 | 0 | 0 | 0 | 0 | 0 | 0 | 0 | 0 | 0 | 0 | 0 | 0 | 0 | 0 | 0 | 0 | 0 | 0 | 0 | 0 | 0 | 0 | 0 | 0 | 0 | 0 | 0 | 0 | 0 | 0 | 0 | 0 | 0 | 0 | 0 | 0 | 0 | 0 | 0 | 0 | 0 | 0 | 0 | 0 | 0 | 0 | 0 | 0 | 0 | 0 | 0 | 0 | 0 | 0 | 0 | 0 | 0 | 0 | 0 | 0 | 0 | 0 | 0 | 0 | 0 | 0 | 0 | 0 | 0 | 0 | 0 | 0 | 0 | 0 | 0 | 0 | 0 | 0 | 0 | 0 | 0 | 0 | 0 | 0 | 0 | 0 | 0 | 0 | 0 | 0 | 0 | 0 | 0 | 0
OR_Commercial_OR - Miscellaneous_New_Space Heating_Natural Gas_Windows - High Efficiency Glazing_A | OR | Commercial | OR - Miscellaneous | New | Space Heating | Natural Gas | Windows - High Efficiency Glazing | A | OCM589 | Single Glaze | High Efficiency Glaze | 45 | 0 | 0 | 0 | 22.04 | 0 | 0 | 0 | 0.28365 | 0.25 | sqft window | 66.35% | 88.47% | Discretionary | Retro1Slow_OR | 84.23% | Space Heating | 0% | 0 |  | 0 |  | 0 | WND_HE-Heating-RTF-v2.1-1 | WND_HE-Heating-RTF-v2.1-1 | Building Energy Simulation Tool | Single Glaze | Single Glaze | Single Glaze | Single Glaze | Single Glaze | Single Glaze | Single Glaze | Single Glaze | Single Glaze | Single Glaze | Single Glaze | Single Glaze | Single Glaze | Single Glaze | Single Glaze | Single Glaze | Single Glaze | Single Glaze | Single Glaze | Single Glaze | Single Glaze | Single Glaze | Single Glaze | Single Glaze | Single Glaze | Single Glaze | Single Glaze | High Efficiency Glaze | High Efficiency Glaze | High Efficiency Glaze | High Efficiency Glaze | High Efficiency Glaze | High Efficiency Glaze | High Efficiency Glaze | High Efficiency Glaze | High Efficiency Glaze | High Efficiency Glaze | High Efficiency Glaze | High Efficiency Glaze | High Efficiency Glaze | High Efficiency Glaze | High Efficiency Glaze | High Efficiency Glaze | High Efficiency Glaze | High Efficiency Glaze | High Efficiency Glaze | High Efficiency Glaze | High Efficiency Glaze | High Efficiency Glaze | High Efficiency Glaze | High Efficiency Glaze | High Efficiency Glaze | High Efficiency Glaze | High Efficiency Glaze | 22.04 | 22.04 | 22.04 | 22.04 | 22.04 | 22.04 | 22.04 | 22.04 | 22.04 | 22.04 | 22.04 | 22.04 | 22.04 | 22.04 | 22.04 | 22.04 | 22.04 | 22.04 | 22.04 | 22.04 | 22.04 | 22.04 | 22.04 | 22.04 | 22.04 | 22.04 | 22.04 | 0 | 0 | 0 | 0 | 0 | 0 | 0 | 0 | 0 | 0 | 0 | 0 | 0 | 0 | 0 | 0 | 0 | 0 | 0 | 0 | 0 | 0 | 0 | 0 | 0 | 0 | 0 | 0 | 0 | 0 | 0 | 0 | 0 | 0 | 0 | 0 | 0 | 0 | 0 | 0 | 0 | 0 | 0 | 0 | 0 | 0 | 0 | 0 | 0 | 0 | 0 | 0 | 0 | 0 | 0 | 0 | 0 | 0 | 0 | 0 | 0 | 0 | 0 | 0 | 0 | 0 | 0 | 0 | 0 | 0 | 0 | 0 | 0 | 0 | 0 | 0 | 0 | 0 | 0 | 0 | 0 | 0 | 0 | 0 | 0 | 0 | 0 | 0 | 0 | 0 | 0 | 0 | 0 | 0 | 0 | 0 | 0 | 0 | 0 | 0 | 0 | 0 | 0 | 0 | 0 | 0 | 0 | 0 | 0 | 0 | 0 | 0 | 0 | 0 | 0 | 0 | 0 | 0 | 0 | 0 | 0 | 0 | 0 | 0 | 0 | 0 | 0 | 0 | 0 | 0 | 0 | 0 | 0 | 0 | 0 | 0 | 0 | 0 | 0 | 0 | 0 | 0 | 0 | 0 | 0 | 0 | 0 | 0 | 0 | 0 | 0 | 0 | 0 | 0 | 0 | 0 | 0 | 0 | 0 | 0 | 0 | 0 | 0 | 0 | 0 | 0 | 0 | 0 | 0 | 0 | 0 | 0 | 0 | 0 | 0 | 0 | 0 | 0 | 0 | 0 | 0 | 0 | 0 | 0 | 0 | 0 | 0 | 0 | 0 | 0 | 0 | 0 | 0 | 0 | 0 | 0 | 0 | 0 | 0 | 0 | 0 | 0 | 0 | 0 | 0 | 0 | 0 | 0 | 0 | 0 | 0 | 0 | 0 | 0 | 0 | 0 | 0 | 0 | 0 | 0 | 0 | 0 | 0 | 0 | 0 | 0 | 0 | 0 | 0 | 0 | 0 | 0 | 0 | 0 | 0 | 0 | 0 | 0 | 0 | 0 | 0 | 0 | 0 | 0 | 0 | 0 | 0 | 0 | 0 | 0 | 0 | 0 | 0 | 0 | 0 | 0 | 0 | 0 | 0 | 0 | 0 | 0 | 0 | 0 | 0 | 0 | 0 | 0 | 0 | 0 | 0 | 0 | 0 | 0 | 0 | 0 | 0 | 0 | 0 | 0 | 0 | 0 | 0 | 0 | 0 | 0 | 0 | 0 | 0 | 0 | 0 | 0 | 0 | 0 | 0 | 0 | 0 | 0 | 0 | 0 | 0 | 0 | 0 | 0 | 0 | 0 | 0 | 0 | 0 | 0 | 0 | 0 | 0 | 0 | 0 | 0 | 0 | 0 | 0 | 0 | 0 | 0 | 0 | 0 | 0 | 0 | 0 | 0 | 0 | 0 | 0 | 0 | 0 | 0 | 0 | 0 | 0 | 0 | 0 | 0 | 0 | 0 | 0 | 0 | 0 | 0 | 0 | 0 | 0 | 0 | 0 | 0 | 0 | 0 | 0 | 0 | 0 | 0 | 0 | 0 | 0 | 0 | 0 | 0 | 0 | 0 | 0 | 0 | 0 | 0 | 0 | 0 | 0 | 0 | 0 | 0 | 0 | 0 | 0 | 0 | 0 | 0 | 0 | 0 | 0 | 0 | 0 | 0 | 0 | 0 | 0 | 0 | 0 | 0 | 0 | 0 | 0 | 0 | 0 | 0 | 0 | 0 | 0 | 0 | 0 | 0 | 0 | 0 | 0 | 0 | 0 | 0 | 0 | 0 | 0 | 0 | 0 | 0 | 0 | 0 | 0 | 0 | 0 | 0 | 0 | 0 | 0 | 0 | 0 | 0 | 0 | 0 | 0 | 0 | 0 | 0 | 0 | 0 | 0 | 0 | 0 | 0 | 0 | 0 | 0 | 0 | 0 | 0 | 0 | 0 | 0 | 0 | 0 | 0 | 0 | 0 | 0 | 0 | 0 | 0 | 0 | 0 | 0 | 0 | 0 | 0 | 0 | 0 | 0 | 0 | 0 | 0 | 0 | 0 | 0 | 0 | 0
OR_Commercial_OR - Miscellaneous_New_Space Heating_Natural Gas_Windows - Secondary Glazing Systems_A | OR | Commercial | OR - Miscellaneous | New | Space Heating | Natural Gas | Windows - Secondary Glazing Systems | A | OCM590 | Windows rated to U-Factor 0.62 and SHGC 0.27. | Windows rated to U-Factor 0.4 and SHGC 0.2. | 30 | 0 | 0 | 0 | 37.69 | 0 | 0 | 0 | 0.28365 | 0.25 | sqft window | 66.35% | 88.47% | Discretionary | Retro1Slow_OR | 84.23% | Space Heating | 0% | 0 |  | 0 |  | 0 | RTF - ComSecondaryGlazingSystems_v1_1 | RTF - ComSecondaryGlazingSystems_v1_1 | RTF - ComSecondaryGlazingSystems_v1_1 | Windows rated to U-Factor 0.62 and SHGC 0.27. | Windows rated to U-Factor 0.62 and SHGC 0.27. | Windows rated to U-Factor 0.62 and SHGC 0.27. | Windows rated to U-Factor 0.62 and SHGC 0.27. | Windows rated to U-Factor 0.62 and SHGC 0.27. | Windows rated to U-Factor 0.62 and SHGC 0.27. | Windows rated to U-Factor 0.62 and SHGC 0.27. | Windows rated to U-Factor 0.62 and SHGC 0.27. | Windows rated to U-Factor 0.62 and SHGC 0.27. | Windows rated to U-Factor 0.62 and SHGC 0.27. | Windows rated to U-Factor 0.62 and SHGC 0.27. | Windows rated to U-Factor 0.62 and SHGC 0.27. | Windows rated to U-Factor 0.62 and SHGC 0.27. | Windows rated to U-Factor 0.62 and SHGC 0.27. | Windows rated to U-Factor 0.62 and SHGC 0.27. | Windows rated to U-Factor 0.62 and SHGC 0.27. | Windows rated to U-Factor 0.62 and SHGC 0.27. | Windows rated to U-Factor 0.62 and SHGC 0.27. | Windows rated to U-Factor 0.62 and SHGC 0.27. | Windows rated to U-Factor 0.62 and SHGC 0.27. | Windows rated to U-Factor 0.62 and SHGC 0.27. | Windows rated to U-Factor 0.62 and SHGC 0.27. | Windows rated to U-Factor 0.62 and SHGC 0.27. | Windows rated to U-Factor 0.62 and SHGC 0.27. | Windows rated to U-Factor 0.62 and SHGC 0.27. | Windows rated to U-Factor 0.62 and SHGC 0.27. | Windows rated to U-Factor 0.62 and SHGC 0.27. | Windows rated to U-Factor 0.4 and SHGC 0.2. | Windows rated to U-Factor 0.4 and SHGC 0.2. | Windows rated to U-Factor 0.4 and SHGC 0.2. | Windows rated to U-Factor 0.4 and SHGC 0.2. | Windows rated to U-Factor 0.4 and SHGC 0.2. | Windows rated to U-Factor 0.4 and SHGC 0.2. | Windows rated to U-Factor 0.4 and SHGC 0.2. | Windows rated to U-Factor 0.4 and SHGC 0.2. | Windows rated to U-Factor 0.4 and SHGC 0.2. | Windows rated to U-Factor 0.4 and SHGC 0.2. | Windows rated to U-Factor 0.4 and SHGC 0.2. | Windows rated to U-Factor 0.4 and SHGC 0.2. | Windows rated to U-Factor 0.4 and SHGC 0.2. | Windows rated to U-Factor 0.4 and SHGC 0.2. | Windows rated to U-Factor 0.4 and SHGC 0.2. | Windows rated to U-Factor 0.4 and SHGC 0.2. | Windows rated to U-Factor 0.4 and SHGC 0.2. | Windows rated to U-Factor 0.4 and SHGC 0.2. | Windows rated to U-Factor 0.4 and SHGC 0.2. | Windows rated to U-Factor 0.4 and SHGC 0.2. | Windows rated to U-Factor 0.4 and SHGC 0.2. | Windows rated to U-Factor 0.4 and SHGC 0.2. | Windows rated to U-Factor 0.4 and SHGC 0.2. | Windows rated to U-Factor 0.4 and SHGC 0.2. | Windows rated to U-Factor 0.4 and SHGC 0.2. | Windows rated to U-Factor 0.4 and SHGC 0.2. | Windows rated to U-Factor 0.4 and SHGC 0.2. | 37.69 | 37.69 | 37.69 | 37.69 | 37.69 | 37.69 | 37.69 | 37.69 | 37.69 | 37.69 | 37.69 | 37.69 | 37.69 | 37.69 | 37.69 | 37.69 | 37.69 | 37.69 | 37.69 | 37.69 | 37.69 | 37.69 | 37.69 | 37.69 | 37.69 | 37.69 | 37.69 | 0 | 0 | 0 | 0 | 0 | 0 | 0 | 0 | 0 | 0 | 0 | 0 | 0 | 0 | 0 | 0 | 0 | 0 | 0 | 0 | 0 | 0 | 0 | 0 | 0 | 0 | 0 | 0 | 0 | 0 | 0 | 0 | 0 | 0 | 0 | 0 | 0 | 0 | 0 | 0 | 0 | 0 | 0 | 0 | 0 | 0 | 0 | 0 | 0 | 0 | 0 | 0 | 0 | 0 | 0 | 0 | 0 | 0 | 0 | 0 | 0 | 0 | 0 | 0 | 0 | 0 | 0 | 0 | 0 | 0 | 0 | 0 | 0 | 0 | 0 | 0 | 0 | 0 | 0 | 0 | 0 | 0 | 0 | 0 | 0 | 0 | 0 | 0 | 0 | 0 | 0 | 0 | 0 | 0 | 0 | 0 | 0 | 0 | 0 | 0 | 0 | 0 | 0 | 0 | 0 | 0 | 0 | 0 | 0 | 0 | 0 | 0 | 0 | 0 | 0 | 0 | 0 | 0 | 0 | 0 | 0 | 0 | 0 | 0 | 0 | 0 | 0 | 0 | 0 | 0 | 0 | 0 | 0 | 0 | 0 | 0 | 0 | 0 | 0 | 0 | 0 | 0 | 0 | 0 | 0 | 0 | 0 | 0 | 0 | 0 | 0 | 0 | 0 | 0 | 0 | 0 | 0 | 0 | 0 | 0 | 0 | 0 | 0 | 0 | 0 | 0 | 0 | 0 | 0 | 0 | 0 | 0 | 0 | 0 | 0 | 0 | 0 | 0 | 0 | 0 | 0 | 0 | 0 | 0 | 0 | 0 | 0 | 0 | 0 | 0 | 0 | 0 | 0 | 0 | 0 | 0 | 0 | 0 | 0 | 0 | 0 | 0 | 0 | 0 | 0 | 0 | 0 | 0 | 0 | 0 | 0 | 0 | 0 | 0 | 0 | 0 | 0 | 0 | 0 | 0 | 0 | 0 | 0 | 0 | 0 | 0 | 0 | 0 | 0 | 0 | 0 | 0 | 0 | 0 | 0 | 0 | 0 | 0 | 0 | 0 | 0 | 0 | 0 | 0 | 0 | 0 | 0 | 0 | 0 | 0 | 0 | 0 | 0 | 0 | 0 | 0 | 0 | 0 | 0 | 0 | 0 | 0 | 0 | 0 | 0 | 0 | 0 | 0 | 0 | 0 | 0 | 0 | 0 | 0 | 0 | 0 | 0 | 0 | 0 | 0 | 0 | 0 | 0 | 0 | 0 | 0 | 0 | 0 | 0 | 0 | 0 | 0 | 0 | 0 | 0 | 0 | 0 | 0 | 0 | 0 | 0 | 0 | 0 | 0 | 0 | 0 | 0 | 0 | 0 | 0 | 0 | 0 | 0 | 0 | 0 | 0 | 0 | 0 | 0 | 0 | 0 | 0 | 0 | 0 | 0 | 0 | 0 | 0 | 0 | 0 | 0 | 0 | 0 | 0 | 0 | 0 | 0 | 0 | 0 | 0 | 0 | 0 | 0 | 0 | 0 | 0 | 0 | 0 | 0 | 0 | 0 | 0 | 0 | 0 | 0 | 0 | 0 | 0 | 0 | 0 | 0 | 0 | 0 | 0 | 0 | 0 | 0 | 0 | 0 | 0 | 0 | 0 | 0 | 0 | 0 | 0 | 0 | 0 | 0 | 0 | 0 | 0 | 0 | 0 | 0 | 0 | 0 | 0 | 0 | 0 | 0 | 0 | 0 | 0 | 0 | 0 | 0 | 0 | 0 | 0 | 0 | 0 | 0 | 0 | 0 | 0 | 0 | 0 | 0 | 0 | 0 | 0 | 0 | 0 | 0 | 0 | 0 | 0 | 0 | 0 | 0 | 0 | 0 | 0 | 0 | 0 | 0 | 0 | 0 | 0 | 0 | 0 | 0 | 0 | 0 | 0 | 0 | 0 | 0 | 0 | 0 | 0 | 0 | 0 | 0 | 0 | 0 | 0 | 0 | 0 | 0 | 0 | 0 | 0 | 0 | 0 | 0 | 0 | 0 | 0 | 0 | 0 | 0 | 0 | 0 | 0 | 0 | 0 | 0 | 0 | 0 | 0 | 0 | 0 | 0 | 0 | 0
OR_Commercial_OR - Miscellaneous_New_Space Heating_Natural Gas_HVAC - Energy Recovery Ventilator_A | OR | Commercial | OR - Miscellaneous | New | Space Heating | Natural Gas | HVAC - Energy Recovery Ventilator | A | OCM591 | No ERV | ERV | 20 | 0 | 0 | 0 | 1.09 | 0 | 0 | 0 | 0.28365 | 0.25 | sqft | 100% | 100% | Discretionary | RetroEven20_OR | 82.88% | Space Heating | 0% | 0 |  | 0 |  | 0 | HRV-Cooling/Heating-E3T-1 | HRV-Cooling/Heating-E3T-1 | HRV-Cooling/Heating-E3T-1 | No ERV | No ERV | No ERV | No ERV | No ERV | No ERV | No ERV | No ERV | No ERV | No ERV | No ERV | No ERV | No ERV | No ERV | No ERV | No ERV | No ERV | No ERV | No ERV | No ERV | No ERV | No ERV | No ERV | No ERV | No ERV | No ERV | No ERV | ERV | ERV | ERV | ERV | ERV | ERV | ERV | ERV | ERV | ERV | ERV | ERV | ERV | ERV | ERV | ERV | ERV | ERV | ERV | ERV | ERV | ERV | ERV | ERV | ERV | ERV | ERV | 1.09 | 1.09 | 1.09 | 1.09 | 1.09 | 1.09 | 1.09 | 1.09 | 1.09 | 1.09 | 1.09 | 1.09 | 1.09 | 1.09 | 1.09 | 1.09 | 1.09 | 1.09 | 1.09 | 1.09 | 1.09 | 1.09 | 1.09 | 1.09 | 1.09 | 1.09 | 1.09 | 0 | 0 | 0 | 0 | 0 | 0 | 0 | 0 | 0 | 0 | 0 | 0 | 0 | 0 | 0 | 0 | 0 | 0 | 0 | 0 | 0 | 0 | 0 | 0 | 0 | 0 | 0 | 0 | 0 | 0 | 0 | 0 | 0 | 0 | 0 | 0 | 0 | 0 | 0 | 0 | 0 | 0 | 0 | 0 | 0 | 0 | 0 | 0 | 0 | 0 | 0 | 0 | 0 | 0 | 0 | 0 | 0 | 0 | 0 | 0 | 0 | 0 | 0 | 0 | 0 | 0 | 0 | 0 | 0 | 0 | 0 | 0 | 0 | 0 | 0 | 0 | 0 | 0 | 0 | 0 | 0 | 0 | 0 | 0 | 0 | 0 | 0 | 0 | 0 | 0 | 0 | 0 | 0 | 0 | 0 | 0 | 0 | 0 | 0 | 0 | 0 | 0 | 0 | 0 | 0 | 0 | 0 | 0 | 0 | 0 | 0 | 0 | 0 | 0 | 0 | 0 | 0 | 0 | 0 | 0 | 0 | 0 | 0 | 0 | 0 | 0 | 0 | 0 | 0 | 0 | 0 | 0 | 0 | 0 | 0 | 0 | 0 | 0 | 0 | 0 | 0 | 0 | 0 | 0 | 0 | 0 | 0 | 0 | 0 | 0 | 0 | 0 | 0 | 0 | 0 | 0 | 0 | 0 | 0 | 0 | 0 | 0 | 0 | 0 | 0 | 0 | 0 | 0 | 0 | 0 | 0 | 0 | 0 | 0 | 0 | 0 | 0 | 0 | 0 | 0 | 0 | 0 | 0 | 0 | 0 | 0 | 0 | 0 | 0 | 0 | 0 | 0 | 0 | 0 | 0 | 0 | 0 | 0 | 0 | 0 | 0 | 0 | 0 | 0 | 0 | 0 | 0 | 0 | 0 | 0 | 0 | 0 | 0 | 0 | 0 | 0 | 0 | 0 | 0 | 0 | 0 | 0 | 0 | 0 | 0 | 0 | 0 | 0 | 0 | 0 | 0 | 0 | 0 | 0 | 0 | 0 | 0 | 0 | 0 | 0 | 0 | 0 | 0 | 0 | 0 | 0 | 0 | 0 | 0 | 0 | 0 | 0 | 0 | 0 | 0 | 0 | 0 | 0 | 0 | 0 | 0 | 0 | 0 | 0 | 0 | 0 | 0 | 0 | 0 | 0 | 0 | 0 | 0 | 0 | 0 | 0 | 0 | 0 | 0 | 0 | 0 | 0 | 0 | 0 | 0 | 0 | 0 | 0 | 0 | 0 | 0 | 0 | 0 | 0 | 0 | 0 | 0 | 0 | 0 | 0 | 0 | 0 | 0 | 0 | 0 | 0 | 0 | 0 | 0 | 0 | 0 | 0 | 0 | 0 | 0 | 0 | 0 | 0 | 0 | 0 | 0 | 0 | 0 | 0 | 0 | 0 | 0 | 0 | 0 | 0 | 0 | 0 | 0 | 0 | 0 | 0 | 0 | 0 | 0 | 0 | 0 | 0 | 0 | 0 | 0 | 0 | 0 | 0 | 0 | 0 | 0 | 0 | 0 | 0 | 0 | 0 | 0 | 0 | 0 | 0 | 0 | 0 | 0 | 0 | 0 | 0 | 0 | 0 | 0 | 0 | 0 | 0 | 0 | 0 | 0 | 0 | 0 | 0 | 0 | 0 | 0 | 0 | 0 | 0 | 0 | 0 | 0 | 0 | 0 | 0 | 0 | 0 | 0 | 0 | 0 | 0 | 0 | 0 | 0 | 0 | 0 | 0 | 0 | 0 | 0 | 0 | 0 | 0 | 0 | 0 | 0 | 0 | 0 | 0 | 0 | 0 | 0 | 0 | 0 | 0 | 0 | 0 | 0 | 0 | 0 | 0 | 0 | 0 | 0 | 0 | 0 | 0 | 0 | 0 | 0 | 0 | 0 | 0 | 0 | 0 | 0 | 0 | 0 | 0 | 0 | 0 | 0 | 0 | 0 | 0 | 0 | 0 | 0 | 0 | 0 | 0 | 0 | 0 | 0 | 0 | 0 | 0 | 0 | 0 | 0 | 0 | 0 | 0 | 0 | 0 | 0 | 0 | 0 | 0 | 0 | 0 | 0
OR_Commercial_OR - Miscellaneous_New_Space Heating_Natural Gas_Building Shell - Air Sealing (Infiltration Control)_A | OR | Commercial | OR - Miscellaneous | New | Space Heating | Natural Gas | Building Shell - Air Sealing (Infiltration Control) | A | OCM592 | Building with air infiltration. | Air sealing to reduce air infiltration. | 10 | 0 | 0 | 0 | 8 | 0 | 0 | 0 | 0.28365 | 0.25 | foot door | 45% | 66.67% | Discretionary | Retro1Slow_OR | 84.23% | Space Heating | 0% | 0 |  | 0 |  | 0 | IL TRM - CI-MSC-WTST-V01-200101 | IL TRM - CI-MSC-WTST-V01-200101 | IL TRM - CI-MSC-WTST-V01-200101 | Building with air infiltration. | Building with air infiltration. | Building with air infiltration. | Building with air infiltration. | Building with air infiltration. | Building with air infiltration. | Building with air infiltration. | Building with air infiltration. | Building with air infiltration. | Building with air infiltration. | Building with air infiltration. | Building with air infiltration. | Building with air infiltration. | Building with air infiltration. | Building with air infiltration. | Building with air infiltration. | Building with air infiltration. | Building with air infiltration. | Building with air infiltration. | Building with air infiltration. | Building with air infiltration. | Building with air infiltration. | Building with air infiltration. | Building with air infiltration. | Building with air infiltration. | Building with air infiltration. | Building with air infiltration. | Air sealing to reduce air infiltration. | Air sealing to reduce air infiltration. | Air sealing to reduce air infiltration. | Air sealing to reduce air infiltration. | Air sealing to reduce air infiltration. | Air sealing to reduce air infiltration. | Air sealing to reduce air infiltration. | Air sealing to reduce air infiltration. | Air sealing to reduce air infiltration. | Air sealing to reduce air infiltration. | Air sealing to reduce air infiltration. | Air sealing to reduce air infiltration. | Air sealing to reduce air infiltration. | Air sealing to reduce air infiltration. | Air sealing to reduce air infiltration. | Air sealing to reduce air infiltration. | Air sealing to reduce air infiltration. | Air sealing to reduce air infiltration. | Air sealing to reduce air infiltration. | Air sealing to reduce air infiltration. | Air sealing to reduce air infiltration. | Air sealing to reduce air infiltration. | Air sealing to reduce air infiltration. | Air sealing to reduce air infiltration. | Air sealing to reduce air infiltration. | Air sealing to reduce air infiltration. | Air sealing to reduce air infiltration. | 8 | 8 | 8 | 8 | 8 | 8 | 8 | 8 | 8 | 8 | 8 | 8 | 8 | 8 | 8 | 8 | 8 | 8 | 8 | 8 | 8 | 8 | 8 | 8 | 8 | 8 | 8 | 0 | 0 | 0 | 0 | 0 | 0 | 0 | 0 | 0 | 0 | 0 | 0 | 0 | 0 | 0 | 0 | 0 | 0 | 0 | 0 | 0 | 0 | 0 | 0 | 0 | 0 | 0 | 0 | 0 | 0 | 0 | 0 | 0 | 0 | 0 | 0 | 0 | 0 | 0 | 0 | 0 | 0 | 0 | 0 | 0 | 0 | 0 | 0 | 0 | 0 | 0 | 0 | 0 | 0 | 0 | 0 | 0 | 0 | 0 | 0 | 0 | 0 | 0 | 0 | 0 | 0 | 0 | 0 | 0 | 0 | 0 | 0 | 0 | 0 | 0 | 0 | 0 | 0 | 0 | 0 | 0 | 0 | 0 | 0 | 0 | 0 | 0 | 0 | 0 | 0 | 0 | 0 | 0 | 0 | 0 | 0 | 0 | 0 | 0 | 0 | 0 | 0 | 0 | 0 | 0 | 0 | 0 | 0 | 0 | 0 | 0 | 0 | 0 | 0 | 0 | 0 | 0 | 0 | 0 | 0 | 0 | 0 | 0 | 0 | 0 | 0 | 0 | 0 | 0 | 0 | 0 | 0 | 0 | 0 | 0 | 0 | 0 | 0 | 0 | 0 | 0 | 0 | 0 | 0 | 0 | 0 | 0 | 0 | 0 | 0 | 0 | 0 | 0 | 0 | 0 | 0 | 0 | 0 | 0 | 0 | 0 | 0 | 0 | 0 | 0 | 0 | 0 | 0 | 0 | 0 | 0 | 0 | 0 | 0 | 0 | 0 | 0 | 0 | 0 | 0 | 0 | 0 | 0 | 0 | 0 | 0 | 0 | 0 | 0 | 0 | 0 | 0 | 0 | 0 | 0 | 0 | 0 | 0 | 0 | 0 | 0 | 0 | 0 | 0 | 0 | 0 | 0 | 0 | 0 | 0 | 0 | 0 | 0 | 0 | 0 | 0 | 0 | 0 | 0 | 0 | 0 | 0 | 0 | 0 | 0 | 0 | 0 | 0 | 0 | 0 | 0 | 0 | 0 | 0 | 0 | 0 | 0 | 0 | 0 | 0 | 0 | 0 | 0 | 0 | 0 | 0 | 0 | 0 | 0 | 0 | 0 | 0 | 0 | 0 | 0 | 0 | 0 | 0 | 0 | 0 | 0 | 0 | 0 | 0 | 0 | 0 | 0 | 0 | 0 | 0 | 0 | 0 | 0 | 0 | 0 | 0 | 0 | 0 | 0 | 0 | 0 | 0 | 0 | 0 | 0 | 0 | 0 | 0 | 0 | 0 | 0 | 0 | 0 | 0 | 0 | 0 | 0 | 0 | 0 | 0 | 0 | 0 | 0 | 0 | 0 | 0 | 0 | 0 | 0 | 0 | 0 | 0 | 0 | 0 | 0 | 0 | 0 | 0 | 0 | 0 | 0 | 0 | 0 | 0 | 0 | 0 | 0 | 0 | 0 | 0 | 0 | 0 | 0 | 0 | 0 | 0 | 0 | 0 | 0 | 0 | 0 | 0 | 0 | 0 | 0 | 0 | 0 | 0 | 0 | 0 | 0 | 0 | 0 | 0 | 0 | 0 | 0 | 0 | 0 | 0 | 0 | 0 | 0 | 0 | 0 | 0 | 0 | 0 | 0 | 0 | 0 | 0 | 0 | 0 | 0 | 0 | 0 | 0 | 0 | 0 | 0 | 0 | 0 | 0 | 0 | 0 | 0 | 0 | 0 | 0 | 0 | 0 | 0 | 0 | 0 | 0 | 0 | 0 | 0 | 0 | 0 | 0 | 0 | 0 | 0 | 0 | 0 | 0 | 0 | 0 | 0 | 0 | 0 | 0 | 0 | 0 | 0 | 0 | 0 | 0 | 0 | 0 | 0 | 0 | 0 | 0 | 0 | 0 | 0 | 0 | 0 | 0 | 0 | 0 | 0 | 0 | 0 | 0 | 0 | 0 | 0 | 0 | 0 | 0 | 0 | 0 | 0 | 0 | 0 | 0 | 0 | 0 | 0 | 0 | 0 | 0 | 0 | 0 | 0 | 0 | 0 | 0 | 0 | 0 | 0 | 0 | 0 | 0 | 0 | 0 | 0 | 0 | 0 | 0 | 0 | 0 | 0
OR_Commercial_OR - Miscellaneous_New_Space Heating_Natural Gas_Ventilation - Demand Controlled_A | OR | Commercial | OR - Miscellaneous | New | Space Heating | Natural Gas | Ventilation - Demand Controlled | A | OCM593 | No occupancy based outdoor air controls. | Outdoor air controlled based on occupancy to meet ASHRAE 62.1 | 10 | 0 | 0 | 0 | 0.15 | 0 | 0 | 0 | 0.28365 | 0.25 | sqft | 100% | 100% | Discretionary | Retro5Med_OR | 81.34% | Central Systems | 0% | 0 |  | 0 |  | 0 | IL TRM - CI-HVC-DCV-V05-190101 | VENT_DCV-Heating-7PLN-v5-8 | IL TRM - CI-HVC-DCV-V05-190101 | No occupancy based outdoor air controls. | No occupancy based outdoor air controls. | No occupancy based outdoor air controls. | No occupancy based outdoor air controls. | No occupancy based outdoor air controls. | No occupancy based outdoor air controls. | No occupancy based outdoor air controls. | No occupancy based outdoor air controls. | No occupancy based outdoor air controls. | No occupancy based outdoor air controls. | No occupancy based outdoor air controls. | No occupancy based outdoor air controls. | No occupancy based outdoor air controls. | No occupancy based outdoor air controls. | No occupancy based outdoor air controls. | No occupancy based outdoor air controls. | No occupancy based outdoor air controls. | No occupancy based outdoor air controls. | No occupancy based outdoor air controls. | No occupancy based outdoor air controls. | No occupancy based outdoor air controls. | No occupancy based outdoor air controls. | No occupancy based outdoor air controls. | No occupancy based outdoor air controls. | No occupancy based outdoor air controls. | No occupancy based outdoor air controls. | No occupancy based outdoor air controls. | Outdoor air controlled based on occupancy to meet ASHRAE 62.1 | Outdoor air controlled based on occupancy to meet ASHRAE 62.1 | Outdoor air controlled based on occupancy to meet ASHRAE 62.1 | Outdoor air controlled based on occupancy to meet ASHRAE 62.1 | Outdoor air controlled based on occupancy to meet ASHRAE 62.1 | Outdoor air controlled based on occupancy to meet ASHRAE 62.1 | Outdoor air controlled based on occupancy to meet ASHRAE 62.1 | Outdoor air controlled based on occupancy to meet ASHRAE 62.1 | Outdoor air controlled based on occupancy to meet ASHRAE 62.1 | Outdoor air controlled based on occupancy to meet ASHRAE 62.1 | Outdoor air controlled based on occupancy to meet ASHRAE 62.1 | Outdoor air controlled based on occupancy to meet ASHRAE 62.1 | Outdoor air controlled based on occupancy to meet ASHRAE 62.1 | Outdoor air controlled based on occupancy to meet ASHRAE 62.1 | Outdoor air controlled based on occupancy to meet ASHRAE 62.1 | Outdoor air controlled based on occupancy to meet ASHRAE 62.1 | Outdoor air controlled based on occupancy to meet ASHRAE 62.1 | Outdoor air controlled based on occupancy to meet ASHRAE 62.1 | Outdoor air controlled based on occupancy to meet ASHRAE 62.1 | Outdoor air controlled based on occupancy to meet ASHRAE 62.1 | Outdoor air controlled based on occupancy to meet ASHRAE 62.1 | Outdoor air controlled based on occupancy to meet ASHRAE 62.1 | Outdoor air controlled based on occupancy to meet ASHRAE 62.1 | Outdoor air controlled based on occupancy to meet ASHRAE 62.1 | Outdoor air controlled based on occupancy to meet ASHRAE 62.1 | Outdoor air controlled based on occupancy to meet ASHRAE 62.1 | Outdoor air controlled based on occupancy to meet ASHRAE 62.1 | 0.15 | 0.15 | 0.15 | 0.15 | 0.15 | 0.15 | 0.15 | 0.15 | 0.15 | 0.15 | 0.15 | 0.15 | 0.15 | 0.15 | 0.15 | 0.15 | 0.15 | 0.15 | 0.15 | 0.15 | 0.15 | 0.15 | 0.15 | 0.15 | 0.15 | 0.15 | 0.15 | 0 | 0 | 0 | 0 | 0 | 0 | 0 | 0 | 0 | 0 | 0 | 0 | 0 | 0 | 0 | 0 | 0 | 0 | 0 | 0 | 0 | 0 | 0 | 0 | 0 | 0 | 0 | 0 | 0 | 0 | 0 | 0 | 0 | 0 | 0 | 0 | 0 | 0 | 0 | 0 | 0 | 0 | 0 | 0 | 0 | 0 | 0 | 0 | 0 | 0 | 0 | 0 | 0 | 0 | 0 | 0 | 0 | 0 | 0 | 0 | 0 | 0 | 0 | 0 | 0 | 0 | 0 | 0 | 0 | 0 | 0 | 0 | 0 | 0 | 0 | 0 | 0 | 0 | 0 | 0 | 0 | 0 | 0 | 0 | 0 | 0 | 0 | 0 | 0 | 0 | 0 | 0 | 0 | 0 | 0 | 0 | 0 | 0 | 0 | 0 | 0 | 0 | 0 | 0 | 0 | 0 | 0 | 0 | 0 | 0 | 0 | 0 | 0 | 0 | 0 | 0 | 0 | 0 | 0 | 0 | 0 | 0 | 0 | 0 | 0 | 0 | 0 | 0 | 0 | 0 | 0 | 0 | 0 | 0 | 0 | 0 | 0 | 0 | 0 | 0 | 0 | 0 | 0 | 0 | 0 | 0 | 0 | 0 | 0 | 0 | 0 | 0 | 0 | 0 | 0 | 0 | 0 | 0 | 0 | 0 | 0 | 0 | 0 | 0 | 0 | 0 | 0 | 0 | 0 | 0 | 0 | 0 | 0 | 0 | 0 | 0 | 0 | 0 | 0 | 0 | 0 | 0 | 0 | 0 | 0 | 0 | 0 | 0 | 0 | 0 | 0 | 0 | 0 | 0 | 0 | 0 | 0 | 0 | 0 | 0 | 0 | 0 | 0 | 0 | 0 | 0 | 0 | 0 | 0 | 0 | 0 | 0 | 0 | 0 | 0 | 0 | 0 | 0 | 0 | 0 | 0 | 0 | 0 | 0 | 0 | 0 | 0 | 0 | 0 | 0 | 0 | 0 | 0 | 0 | 0 | 0 | 0 | 0 | 0 | 0 | 0 | 0 | 0 | 0 | 0 | 0 | 0 | 0 | 0 | 0 | 0 | 0 | 0 | 0 | 0 | 0 | 0 | 0 | 0 | 0 | 0 | 0 | 0 | 0 | 0 | 0 | 0 | 0 | 0 | 0 | 0 | 0 | 0 | 0 | 0 | 0 | 0 | 0 | 0 | 0 | 0 | 0 | 0 | 0 | 0 | 0 | 0 | 0 | 0 | 0 | 0 | 0 | 0 | 0 | 0 | 0 | 0 | 0 | 0 | 0 | 0 | 0 | 0 | 0 | 0 | 0 | 0 | 0 | 0 | 0 | 0 | 0 | 0 | 0 | 0 | 0 | 0 | 0 | 0 | 0 | 0 | 0 | 0 | 0 | 0 | 0 | 0 | 0 | 0 | 0 | 0 | 0 | 0 | 0 | 0 | 0 | 0 | 0 | 0 | 0 | 0 | 0 | 0 | 0 | 0 | 0 | 0 | 0 | 0 | 0 | 0 | 0 | 0 | 0 | 0 | 0 | 0 | 0 | 0 | 0 | 0 | 0 | 0 | 0 | 0 | 0 | 0 | 0 | 0 | 0 | 0 | 0 | 0 | 0 | 0 | 0 | 0 | 0 | 0 | 0 | 0 | 0 | 0 | 0 | 0 | 0 | 0 | 0 | 0 | 0 | 0 | 0 | 0 | 0 | 0 | 0 | 0 | 0 | 0 | 0 | 0 | 0 | 0 | 0 | 0 | 0 | 0 | 0 | 0 | 0 | 0 | 0 | 0 | 0 | 0 | 0 | 0 | 0 | 0 | 0 | 0 | 0 | 0 | 0 | 0 | 0 | 0 | 0 | 0 | 0 | 0 | 0 | 0 | 0 | 0 | 0 | 0 | 0 | 0 | 0 | 0 | 0 | 0 | 0 | 0 | 0 | 0 | 0 | 0 | 0 | 0 | 0 | 0 | 0 | 0 | 0 | 0 | 0 | 0 | 0 | 0 | 0 | 0 | 0 | 0 | 0 | 0 | 0 | 0 | 0 | 0 | 0 | 0 | 0 | 0 | 0 | 0
OR_Commercial_OR - Miscellaneous_New_Space Heating_Natural Gas_HVAC - Dedicated Outdoor Air System (DOAS)_A | OR | Commercial | OR - Miscellaneous | New | Space Heating | Natural Gas | HVAC - Dedicated Outdoor Air System (DOAS) | A | OCM594 | No DOAS. | Outdoor air supplied by a DOAS. | 20 | 0 | 0 | 0 | 10.85 | 0 | 0 | 0 | 0.28365 | 0.25 | sqft | 0% | 0% | Discretionary | RetroEven20_OR | 82.88% | Central Systems | 0% | 0 |  | 0 |  | 0 | 2021P_Com-VRF-DOAS-2021P_V2 | 2021P_Com-VRF-DOAS-2021P_V2 | 2021P_Com-VRF-DOAS-2021P_V2 | No DOAS. | No DOAS. | No DOAS. | No DOAS. | No DOAS. | No DOAS. | No DOAS. | No DOAS. | No DOAS. | No DOAS. | No DOAS. | No DOAS. | No DOAS. | No DOAS. | No DOAS. | No DOAS. | No DOAS. | No DOAS. | No DOAS. | No DOAS. | No DOAS. | No DOAS. | No DOAS. | No DOAS. | No DOAS. | No DOAS. | No DOAS. | Outdoor air supplied by a DOAS. | Outdoor air supplied by a DOAS. | Outdoor air supplied by a DOAS. | Outdoor air supplied by a DOAS. | Outdoor air supplied by a DOAS. | Outdoor air supplied by a DOAS. | Outdoor air supplied by a DOAS. | Outdoor air supplied by a DOAS. | Outdoor air supplied by a DOAS. | Outdoor air supplied by a DOAS. | Outdoor air supplied by a DOAS. | Outdoor air supplied by a DOAS. | Outdoor air supplied by a DOAS. | Outdoor air supplied by a DOAS. | Outdoor air supplied by a DOAS. | Outdoor air supplied by a DOAS. | Outdoor air supplied by a DOAS. | Outdoor air supplied by a DOAS. | Outdoor air supplied by a DOAS. | Outdoor air supplied by a DOAS. | Outdoor air supplied by a DOAS. | Outdoor air supplied by a DOAS. | Outdoor air supplied by a DOAS. | Outdoor air supplied by a DOAS. | Outdoor air supplied by a DOAS. | Outdoor air supplied by a DOAS. | Outdoor air supplied by a DOAS. | 10.85 | 10.85 | 10.85 | 10.85 | 10.85 | 10.85 | 10.85 | 10.85 | 10.85 | 10.85 | 10.85 | 10.85 | 10.85 | 10.85 | 10.85 | 10.85 | 10.85 | 10.85 | 10.85 | 10.85 | 10.85 | 10.85 | 10.85 | 10.85 | 10.85 | 10.85 | 10.85 | 0 | 0 | 0 | 0 | 0 | 0 | 0 | 0 | 0 | 0 | 0 | 0 | 0 | 0 | 0 | 0 | 0 | 0 | 0 | 0 | 0 | 0 | 0 | 0 | 0 | 0 | 0 | 0 | 0 | 0 | 0 | 0 | 0 | 0 | 0 | 0 | 0 | 0 | 0 | 0 | 0 | 0 | 0 | 0 | 0 | 0 | 0 | 0 | 0 | 0 | 0 | 0 | 0 | 0 | 0 | 0 | 0 | 0 | 0 | 0 | 0 | 0 | 0 | 0 | 0 | 0 | 0 | 0 | 0 | 0 | 0 | 0 | 0 | 0 | 0 | 0 | 0 | 0 | 0 | 0 | 0 | 0 | 0 | 0 | 0 | 0 | 0 | 0 | 0 | 0 | 0 | 0 | 0 | 0 | 0 | 0 | 0 | 0 | 0 | 0 | 0 | 0 | 0 | 0 | 0 | 0 | 0 | 0 | 0 | 0 | 0 | 0 | 0 | 0 | 0 | 0 | 0 | 0 | 0 | 0 | 0 | 0 | 0 | 0 | 0 | 0 | 0 | 0 | 0 | 0 | 0 | 0 | 0 | 0 | 0 | 0 | 0 | 0 | 0 | 0 | 0 | 0 | 0 | 0 | 0 | 0 | 0 | 0 | 0 | 0 | 0 | 0 | 0 | 0 | 0 | 0 | 0 | 0 | 0 | 0 | 0 | 0 | 0 | 0 | 0 | 0 | 0 | 0 | 0 | 0 | 0 | 0 | 0 | 0 | 0 | 0 | 0 | 0 | 0 | 0 | 0 | 0 | 0 | 0 | 0 | 0 | 0 | 0 | 0 | 0 | 0 | 0 | 0 | 0 | 0 | 0 | 0 | 0 | 0 | 0 | 0 | 0 | 0 | 0 | 0 | 0 | 0 | 0 | 0 | 0 | 0 | 0 | 0 | 0 | 0 | 0 | 0 | 0 | 0 | 0 | 0 | 0 | 0 | 0 | 0 | 0 | 0 | 0 | 0 | 0 | 0 | 0 | 0 | 0 | 0 | 0 | 0 | 0 | 0 | 0 | 0 | 0 | 0 | 0 | 0 | 0 | 0 | 0 | 0 | 0 | 0 | 0 | 0 | 0 | 0 | 0 | 0 | 0 | 0 | 0 | 0 | 0 | 0 | 0 | 0 | 0 | 0 | 0 | 0 | 0 | 0 | 0 | 0 | 0 | 0 | 0 | 0 | 0 | 0 | 0 | 0 | 0 | 0 | 0 | 0 | 0 | 0 | 0 | 0 | 0 | 0 | 0 | 0 | 0 | 0 | 0 | 0 | 0 | 0 | 0 | 0 | 0 | 0 | 0 | 0 | 0 | 0 | 0 | 0 | 0 | 0 | 0 | 0 | 0 | 0 | 0 | 0 | 0 | 0 | 0 | 0 | 0 | 0 | 0 | 0 | 0 | 0 | 0 | 0 | 0 | 0 | 0 | 0 | 0 | 0 | 0 | 0 | 0 | 0 | 0 | 0 | 0 | 0 | 0 | 0 | 0 | 0 | 0 | 0 | 0 | 0 | 0 | 0 | 0 | 0 | 0 | 0 | 0 | 0 | 0 | 0 | 0 | 0 | 0 | 0 | 0 | 0 | 0 | 0 | 0 | 0 | 0 | 0 | 0 | 0 | 0 | 0 | 0 | 0 | 0 | 0 | 0 | 0 | 0 | 0 | 0 | 0 | 0 | 0 | 0 | 0 | 0 | 0 | 0 | 0 | 0 | 0 | 0 | 0 | 0 | 0 | 0 | 0 | 0 | 0 | 0 | 0 | 0 | 0 | 0 | 0 | 0 | 0 | 0 | 0 | 0 | 0 | 0 | 0 | 0 | 0 | 0 | 0 | 0 | 0 | 0 | 0 | 0 | 0 | 0 | 0 | 0 | 0 | 0 | 0 | 0 | 0 | 0 | 0 | 0 | 0 | 0 | 0 | 0 | 0 | 0 | 0 | 0 | 0 | 0 | 0 | 0 | 0 | 0 | 0 | 0 | 0 | 0 | 0 | 0 | 0 | 0 | 0 | 0 | 0 | 0 | 0 | 0 | 0 | 0 | 0 | 0 | 0 | 0 | 0 | 0 | 0
OR_Commercial_OR - Miscellaneous_New_Space Heating_Natural Gas_Destratification Fans (HVLS)_A | OR | Commercial | OR - Miscellaneous | New | Space Heating | Natural Gas | Destratification Fans (HVLS) | A | OCM595 | No destratification fans. | High volume low speed destratification fans. | 15 | 0 | 0 | 0 | 9799.26 | 0 | 0 | 0 | 0.28365 | 0.25 | Strat Fan | 15% | 20% | Discretionary | RetroEven20_OR | 82.88% | Space Heating | 0% | 0 |  | 0 |  | 0 | DL20_IHVLS-Ag-2021PLN-v2-8 | DL20_IHVLS-Ag-2021PLN-v2-8 | HVLS-Heating-AEG-v5.0-121 | No destratification fans. | No destratification fans. | No destratification fans. | No destratification fans. | No destratification fans. | No destratification fans. | No destratification fans. | No destratification fans. | No destratification fans. | No destratification fans. | No destratification fans. | No destratification fans. | No destratification fans. | No destratification fans. | No destratification fans. | No destratification fans. | No destratification fans. | No destratification fans. | No destratification fans. | No destratification fans. | No destratification fans. | No destratification fans. | No destratification fans. | No destratification fans. | No destratification fans. | No destratification fans. | No destratification fans. | High volume low speed destratification fans. | High volume low speed destratification fans. | High volume low speed destratification fans. | High volume low speed destratification fans. | High volume low speed destratification fans. | High volume low speed destratification fans. | High volume low speed destratification fans. | High volume low speed destratification fans. | High volume low speed destratification fans. | High volume low speed destratification fans. | High volume low speed destratification fans. | High volume low speed destratification fans. | High volume low speed destratification fans. | High volume low speed destratification fans. | High volume low speed destratification fans. | High volume low speed destratification fans. | High volume low speed destratification fans. | High volume low speed destratification fans. | High volume low speed destratification fans. | High volume low speed destratification fans. | High volume low speed destratification fans. | High volume low speed destratification fans. | High volume low speed destratification fans. | High volume low speed destratification fans. | High volume low speed destratification fans. | High volume low speed destratification fans. | High volume low speed destratification fans. | 9799.26 | 9799.26 | 9799.26 | 9799.26 | 9799.26 | 9799.26 | 9799.26 | 9799.26 | 9799.26 | 9799.26 | 9799.26 | 9799.26 | 9799.26 | 9799.26 | 9799.26 | 9799.26 | 9799.26 | 9799.26 | 9799.26 | 9799.26 | 9799.26 | 9799.26 | 9799.26 | 9799.26 | 9799.26 | 9799.26 | 9799.26 | 0 | 0 | 0 | 0 | 0 | 0 | 0 | 0 | 0 | 0 | 0 | 0 | 0 | 0 | 0 | 0 | 0 | 0 | 0 | 0 | 0 | 0 | 0 | 0 | 0 | 0 | 0 | 0 | 0 | 0 | 0 | 0 | 0 | 0 | 0 | 0 | 0 | 0 | 0 | 0 | 0 | 0 | 0 | 0 | 0 | 0 | 0 | 0 | 0 | 0 | 0 | 0 | 0 | 0 | 0 | 0 | 0 | 0 | 0 | 0 | 0 | 0 | 0 | 0 | 0 | 0 | 0 | 0 | 0 | 0 | 0 | 0 | 0 | 0 | 0 | 0 | 0 | 0 | 0 | 0 | 0 | 0 | 0 | 0 | 0 | 0 | 0 | 0 | 0 | 0 | 0 | 0 | 0 | 0 | 0 | 0 | 0 | 0 | 0 | 0 | 0 | 0 | 0 | 0 | 0 | 0 | 0 | 0 | 0 | 0 | 0 | 0 | 0 | 0 | 0 | 0 | 0 | 0 | 0 | 0 | 0 | 0 | 0 | 0 | 0 | 0 | 0 | 0 | 0 | 0 | 0 | 0 | 0 | 0 | 0 | 0 | 0 | 0 | 0 | 0 | 0 | 0 | 0 | 0 | 0 | 0 | 0 | 0 | 0 | 0 | 0 | 0 | 0 | 0 | 0 | 0 | 0 | 0 | 0 | 0 | 0 | 0 | 0 | 0 | 0 | 0 | 0 | 0 | 0 | 0 | 0 | 0 | 0 | 0 | 0 | 0 | 0 | 0 | 0 | 0 | 0 | 0 | 0 | 0 | 0 | 0 | 0 | 0 | 0 | 0 | 0 | 0 | 0 | 0 | 0 | 0 | 0 | 0 | 0 | 0 | 0 | 0 | 0 | 0 | 0 | 0 | 0 | 0 | 0 | 0 | 0 | 0 | 0 | 0 | 0 | 0 | 0 | 0 | 0 | 0 | 0 | 0 | 0 | 0 | 0 | 0 | 0 | 0 | 0 | 0 | 0 | 0 | 0 | 0 | 0 | 0 | 0 | 0 | 0 | 0 | 0 | 0 | 0 | 0 | 0 | 0 | 0 | 0 | 0 | 0 | 0 | 0 | 0 | 0 | 0 | 0 | 0 | 0 | 0 | 0 | 0 | 0 | 0 | 0 | 0 | 0 | 0 | 0 | 0 | 0 | 0 | 0 | 0 | 0 | 0 | 0 | 0 | 0 | 0 | 0 | 0 | 0 | 0 | 0 | 0 | 0 | 0 | 0 | 0 | 0 | 0 | 0 | 0 | 0 | 0 | 0 | 0 | 0 | 0 | 0 | 0 | 0 | 0 | 0 | 0 | 0 | 0 | 0 | 0 | 0 | 0 | 0 | 0 | 0 | 0 | 0 | 0 | 0 | 0 | 0 | 0 | 0 | 0 | 0 | 0 | 0 | 0 | 0 | 0 | 0 | 0 | 0 | 0 | 0 | 0 | 0 | 0 | 0 | 0 | 0 | 0 | 0 | 0 | 0 | 0 | 0 | 0 | 0 | 0 | 0 | 0 | 0 | 0 | 0 | 0 | 0 | 0 | 0 | 0 | 0 | 0 | 0 | 0 | 0 | 0 | 0 | 0 | 0 | 0 | 0 | 0 | 0 | 0 | 0 | 0 | 0 | 0 | 0 | 0 | 0 | 0 | 0 | 0 | 0 | 0 | 0 | 0 | 0 | 0 | 0 | 0 | 0 | 0 | 0 | 0 | 0 | 0 | 0 | 0 | 0 | 0 | 0 | 0 | 0 | 0 | 0 | 0 | 0 | 0 | 0 | 0 | 0 | 0 | 0 | 0 | 0 | 0 | 0 | 0 | 0 | 0 | 0 | 0 | 0 | 0 | 0 | 0 | 0 | 0 | 0 | 0 | 0 | 0 | 0 | 0 | 0 | 0 | 0 | 0 | 0 | 0 | 0 | 0 | 0 | 0 | 0 | 0 | 0 | 0 | 0 | 0 | 0 | 0 | 0 | 0 | 0 | 0 | 0 | 0 | 0 | 0 | 0 | 0 | 0 | 0 | 0 | 0 | 0 | 0 | 0 | 0 | 0 | 0 | 0 | 0 | 0 | 0
OR_Commercial_OR - Miscellaneous_New_Space Heating_Natural Gas_Gas Boiler - Maintenance_A | OR | Commercial | OR - Miscellaneous | New | Space Heating | Natural Gas | Gas Boiler - Maintenance | A | OCM596 | Degrade performance | General cleaning and maintenance | 3 | 0.2466 | 0 | 0 | 0.95 | 0 | 0 | 0 | 0.28365 | 0.25 | kBtuh Heat | 5% | 10% | Discretionary | Retro12Med_OR | 75.44% | Boiler | 0% | 0 |  | 0 |  | 0 | GBLR_MNT-Heating-ILTRM-v4.0-43 | GBLR_MNT-Heating-ILTRM-v4.0-43 | GBLR_MNT-Heating-ILTRM-v4.0-1 | Degrade performance | Degrade performance | Degrade performance | Degrade performance | Degrade performance | Degrade performance | Degrade performance | Degrade performance | Degrade performance | Degrade performance | Degrade performance | Degrade performance | Degrade performance | Degrade performance | Degrade performance | Degrade performance | Degrade performance | Degrade performance | Degrade performance | Degrade performance | Degrade performance | Degrade performance | Degrade performance | Degrade performance | Degrade performance | Degrade performance | Degrade performance | General cleaning and maintenance | General cleaning and maintenance | General cleaning and maintenance | General cleaning and maintenance | General cleaning and maintenance | General cleaning and maintenance | General cleaning and maintenance | General cleaning and maintenance | General cleaning and maintenance | General cleaning and maintenance | General cleaning and maintenance | General cleaning and maintenance | General cleaning and maintenance | General cleaning and maintenance | General cleaning and maintenance | General cleaning and maintenance | General cleaning and maintenance | General cleaning and maintenance | General cleaning and maintenance | General cleaning and maintenance | General cleaning and maintenance | General cleaning and maintenance | General cleaning and maintenance | General cleaning and maintenance | General cleaning and maintenance | General cleaning and maintenance | General cleaning and maintenance | 0.95 | 0.95 | 0.95 | 0.95 | 0.95 | 0.95 | 0.95 | 0.95 | 0.95 | 0.95 | 0.95 | 0.95 | 0.95 | 0.95 | 0.95 | 0.95 | 0.95 | 0.95 | 0.95 | 0.95 | 0.95 | 0.95 | 0.95 | 0.95 | 0.95 | 0.95 | 0.95 | 0 | 0 | 0 | 0 | 0 | 0 | 0 | 0 | 0 | 0 | 0 | 0 | 0 | 0 | 0 | 0 | 0 | 0 | 0 | 0 | 0 | 0 | 0 | 0 | 0 | 0 | 0 | 0 | 0 | 0 | 0 | 0 | 0 | 0 | 0 | 0 | 0 | 0 | 0 | 0 | 0 | 0 | 0 | 0 | 0 | 0 | 0 | 0 | 0 | 0 | 0 | 0 | 0 | 0 | 0 | 0 | 0 | 0 | 0 | 0 | 0 | 0 | 0 | 0 | 0 | 0 | 0 | 0 | 0 | 0 | 0 | 0 | 0 | 0 | 0 | 0 | 0 | 0 | 0 | 0 | 0 | 0 | 0 | 0 | 0 | 0 | 0 | 0 | 0 | 0 | 0 | 0 | 0 | 0 | 0 | 0 | 0 | 0 | 0 | 0 | 0 | 0 | 0 | 0 | 0 | 0 | 0 | 0 | 0 | 0 | 0 | 0 | 0 | 0 | 0 | 0 | 0 | 0 | 0 | 0 | 0 | 0 | 0 | 0 | 0 | 0 | 0 | 0 | 0 | 0 | 0 | 0 | 0 | 0 | 0 | 0 | 0 | 0 | 0 | 0 | 0 | 0 | 0 | 0 | 0 | 0 | 0 | 0 | 0 | 0 | 0 | 0 | 0 | 0 | 0 | 0 | 0 | 0 | 0 | 0 | 0 | 0 | 0 | 0 | 0 | 0 | 0 | 0 | 0 | 0 | 0 | 0 | 0 | 0 | 0 | 0 | 0 | 0 | 0 | 0 | 0 | 0 | 0 | 0 | 0 | 0 | 0 | 0 | 0 | 0 | 0 | 0 | 0 | 0 | 0 | 0 | 0 | 0 | 0 | 0 | 0 | 0 | 0 | 0 | 0 | 0 | 0 | 0 | 0 | 0 | 0 | 0 | 0 | 0 | 0 | 0 | 0 | 0 | 0 | 0 | 0 | 0 | 0 | 0 | 0 | 0 | 0 | 0 | 0 | 0 | 0 | 0 | 0 | 0 | 0 | 0 | 0 | 0 | 0 | 0 | 0 | 0 | 0 | 0 | 0 | 0 | 0 | 0 | 0 | 0 | 0 | 0 | 0 | 0 | 0 | 0 | 0 | 0 | 0 | 0 | 0 | 0 | 0 | 0 | 0 | 0 | 0 | 0 | 0 | 0 | 0 | 0 | 0 | 0 | 0 | 0 | 0 | 0 | 0 | 0 | 0 | 0 | 0 | 0 | 0 | 0 | 0 | 0 | 0 | 0 | 0 | 0 | 0 | 0 | 0 | 0 | 0 | 0 | 0 | 0 | 0 | 0 | 0 | 0 | 0 | 0 | 0 | 0 | 0 | 0 | 0 | 0 | 0 | 0 | 0 | 0 | 0 | 0 | 0 | 0 | 0 | 0 | 0 | 0 | 0 | 0 | 0 | 0 | 0 | 0 | 0 | 0 | 0 | 0 | 0 | 0 | 0 | 0 | 0 | 0 | 0 | 0 | 0 | 0 | 0 | 0 | 0 | 0 | 0 | 0 | 0 | 0 | 0 | 0 | 0 | 0 | 0 | 0 | 0 | 0 | 0 | 0 | 0 | 0 | 0 | 0 | 0 | 0 | 0 | 0 | 0 | 0 | 0 | 0 | 0 | 0 | 0 | 0 | 0 | 0 | 0 | 0 | 0 | 0 | 0 | 0 | 0 | 0 | 0 | 0 | 0 | 0 | 0 | 0 | 0 | 0 | 0 | 0 | 0 | 0 | 0 | 0 | 0 | 0 | 0 | 0 | 0 | 0 | 0 | 0 | 0 | 0 | 0 | 0 | 0 | 0 | 0 | 0 | 0 | 0 | 0 | 0 | 0 | 0 | 0 | 0 | 0 | 0 | 0 | 0 | 0 | 0 | 0 | 0 | 0 | 0 | 0 | 0 | 0 | 0 | 0 | 0 | 0 | 0 | 0 | 0 | 0 | 0 | 0 | 0 | 0 | 0 | 0 | 0 | 0 | 0 | 0 | 0 | 0 | 0 | 0 | 0 | 0 | 0 | 0 | 0 | 0 | 0 | 0 | 0 | 0 | 0 | 0 | 0 | 0 | 0 | 0
OR_Commercial_OR - Miscellaneous_New_Space Heating_Natural Gas_Gas Furnace - Maintenance_A | OR | Commercial | OR - Miscellaneous | New | Space Heating | Natural Gas | Gas Furnace - Maintenance | A | OCM597 | Degrade performance | General cleaning and maintenance | 3 | 0.16029 | 0 | 0 | 0.95 | 0 | 0 | 0 | 0.28365 | 0.25 | kBtuh Heat | 5% | 10% | Discretionary | Retro12Med_OR | 75.44% | Furnace | 0% | 0 |  | 0 |  | 0 | IL TRM - CI-HVC-FTUN-V03-200101 | GBLR_MNT-Heating-ILTRM-v4.0-43 | IL TRM - CI-HVC-FTUN-V03-200101 | Degrade performance | Degrade performance | Degrade performance | Degrade performance | Degrade performance | Degrade performance | Degrade performance | Degrade performance | Degrade performance | Degrade performance | Degrade performance | Degrade performance | Degrade performance | Degrade performance | Degrade performance | Degrade performance | Degrade performance | Degrade performance | Degrade performance | Degrade performance | Degrade performance | Degrade performance | Degrade performance | Degrade performance | Degrade performance | Degrade performance | Degrade performance | General cleaning and maintenance | General cleaning and maintenance | General cleaning and maintenance | General cleaning and maintenance | General cleaning and maintenance | General cleaning and maintenance | General cleaning and maintenance | General cleaning and maintenance | General cleaning and maintenance | General cleaning and maintenance | General cleaning and maintenance | General cleaning and maintenance | General cleaning and maintenance | General cleaning and maintenance | General cleaning and maintenance | General cleaning and maintenance | General cleaning and maintenance | General cleaning and maintenance | General cleaning and maintenance | General cleaning and maintenance | General cleaning and maintenance | General cleaning and maintenance | General cleaning and maintenance | General cleaning and maintenance | General cleaning and maintenance | General cleaning and maintenance | General cleaning and maintenance | 0.95 | 0.95 | 0.95 | 0.95 | 0.95 | 0.95 | 0.95 | 0.95 | 0.95 | 0.95 | 0.95 | 0.95 | 0.95 | 0.95 | 0.95 | 0.95 | 0.95 | 0.95 | 0.95 | 0.95 | 0.95 | 0.95 | 0.95 | 0.95 | 0.95 | 0.95 | 0.95 | 0 | 0 | 0 | 0 | 0 | 0 | 0 | 0 | 0 | 0 | 0 | 0 | 0 | 0 | 0 | 0 | 0 | 0 | 0 | 0 | 0 | 0 | 0 | 0 | 0 | 0 | 0 | 0 | 0 | 0 | 0 | 0 | 0 | 0 | 0 | 0 | 0 | 0 | 0 | 0 | 0 | 0 | 0 | 0 | 0 | 0 | 0 | 0 | 0 | 0 | 0 | 0 | 0 | 0 | 0 | 0 | 0 | 0 | 0 | 0 | 0 | 0 | 0 | 0 | 0 | 0 | 0 | 0 | 0 | 0 | 0 | 0 | 0 | 0 | 0 | 0 | 0 | 0 | 0 | 0 | 0 | 0 | 0 | 0 | 0 | 0 | 0 | 0 | 0 | 0 | 0 | 0 | 0 | 0 | 0 | 0 | 0 | 0 | 0 | 0 | 0 | 0 | 0 | 0 | 0 | 0 | 0 | 0 | 0 | 0 | 0 | 0 | 0 | 0 | 0 | 0 | 0 | 0 | 0 | 0 | 0 | 0 | 0 | 0 | 0 | 0 | 0 | 0 | 0 | 0 | 0 | 0 | 0 | 0 | 0 | 0 | 0 | 0 | 0 | 0 | 0 | 0 | 0 | 0 | 0 | 0 | 0 | 0 | 0 | 0 | 0 | 0 | 0 | 0 | 0 | 0 | 0 | 0 | 0 | 0 | 0 | 0 | 0 | 0 | 0 | 0 | 0 | 0 | 0 | 0 | 0 | 0 | 0 | 0 | 0 | 0 | 0 | 0 | 0 | 0 | 0 | 0 | 0 | 0 | 0 | 0 | 0 | 0 | 0 | 0 | 0 | 0 | 0 | 0 | 0 | 0 | 0 | 0 | 0 | 0 | 0 | 0 | 0 | 0 | 0 | 0 | 0 | 0 | 0 | 0 | 0 | 0 | 0 | 0 | 0 | 0 | 0 | 0 | 0 | 0 | 0 | 0 | 0 | 0 | 0 | 0 | 0 | 0 | 0 | 0 | 0 | 0 | 0 | 0 | 0 | 0 | 0 | 0 | 0 | 0 | 0 | 0 | 0 | 0 | 0 | 0 | 0 | 0 | 0 | 0 | 0 | 0 | 0 | 0 | 0 | 0 | 0 | 0 | 0 | 0 | 0 | 0 | 0 | 0 | 0 | 0 | 0 | 0 | 0 | 0 | 0 | 0 | 0 | 0 | 0 | 0 | 0 | 0 | 0 | 0 | 0 | 0 | 0 | 0 | 0 | 0 | 0 | 0 | 0 | 0 | 0 | 0 | 0 | 0 | 0 | 0 | 0 | 0 | 0 | 0 | 0 | 0 | 0 | 0 | 0 | 0 | 0 | 0 | 0 | 0 | 0 | 0 | 0 | 0 | 0 | 0 | 0 | 0 | 0 | 0 | 0 | 0 | 0 | 0 | 0 | 0 | 0 | 0 | 0 | 0 | 0 | 0 | 0 | 0 | 0 | 0 | 0 | 0 | 0 | 0 | 0 | 0 | 0 | 0 | 0 | 0 | 0 | 0 | 0 | 0 | 0 | 0 | 0 | 0 | 0 | 0 | 0 | 0 | 0 | 0 | 0 | 0 | 0 | 0 | 0 | 0 | 0 | 0 | 0 | 0 | 0 | 0 | 0 | 0 | 0 | 0 | 0 | 0 | 0 | 0 | 0 | 0 | 0 | 0 | 0 | 0 | 0 | 0 | 0 | 0 | 0 | 0 | 0 | 0 | 0 | 0 | 0 | 0 | 0 | 0 | 0 | 0 | 0 | 0 | 0 | 0 | 0 | 0 | 0 | 0 | 0 | 0 | 0 | 0 | 0 | 0 | 0 | 0 | 0 | 0 | 0 | 0 | 0 | 0 | 0 | 0 | 0 | 0 | 0 | 0 | 0 | 0 | 0 | 0 | 0 | 0 | 0 | 0 | 0 | 0 | 0 | 0 | 0 | 0 | 0 | 0 | 0 | 0 | 0 | 0 | 0 | 0 | 0 | 0 | 0 | 0 | 0 | 0 | 0 | 0 | 0 | 0 | 0 | 0 | 0 | 0 | 0 | 0 | 0 | 0 | 0 | 0 | 0 | 0 | 0 | 0 | 0
OR_Commercial_OR - Miscellaneous_New_Space Heating_Natural Gas_Gas Boiler - Hot Water Reset_A | OR | Commercial | OR - Miscellaneous | New | Space Heating | Natural Gas | Gas Boiler - Hot Water Reset | A | OCM598 | No control | Reset control installed | 20 | 438.4038 | 0 | 0 | 799.38 | 0 | 0 | 0 | 0.28365 | 0.25 | BoilerCtrl | 100% | 100% | Discretionary | RetroEven20_OR | 82.88% | Boiler | 0% | 0 |  | 0 |  | 0 | GBLR_HWRST-Heating-ILTRM-v4.0-43 | GBLR_HWRST-Heating-ILTRM-v4.0-1 | GBLR_HWRST-Heating-ILTRM-v4.0-1 | No control | No control | No control | No control | No control | No control | No control | No control | No control | No control | No control | No control | No control | No control | No control | No control | No control | No control | No control | No control | No control | No control | No control | No control | No control | No control | No control | Reset control installed | Reset control installed | Reset control installed | Reset control installed | Reset control installed | Reset control installed | Reset control installed | Reset control installed | Reset control installed | Reset control installed | Reset control installed | Reset control installed | Reset control installed | Reset control installed | Reset control installed | Reset control installed | Reset control installed | Reset control installed | Reset control installed | Reset control installed | Reset control installed | Reset control installed | Reset control installed | Reset control installed | Reset control installed | Reset control installed | Reset control installed | 799.38 | 799.38 | 799.38 | 799.38 | 799.38 | 799.38 | 799.38 | 799.38 | 799.38 | 799.38 | 799.38 | 799.38 | 799.38 | 799.38 | 799.38 | 799.38 | 799.38 | 799.38 | 799.38 | 799.38 | 799.38 | 799.38 | 799.38 | 799.38 | 799.38 | 799.38 | 799.38 | 0 | 0 | 0 | 0 | 0 | 0 | 0 | 0 | 0 | 0 | 0 | 0 | 0 | 0 | 0 | 0 | 0 | 0 | 0 | 0 | 0 | 0 | 0 | 0 | 0 | 0 | 0 | 0 | 0 | 0 | 0 | 0 | 0 | 0 | 0 | 0 | 0 | 0 | 0 | 0 | 0 | 0 | 0 | 0 | 0 | 0 | 0 | 0 | 0 | 0 | 0 | 0 | 0 | 0 | 0 | 0 | 0 | 0 | 0 | 0 | 0 | 0 | 0 | 0 | 0 | 0 | 0 | 0 | 0 | 0 | 0 | 0 | 0 | 0 | 0 | 0 | 0 | 0 | 0 | 0 | 0 | 0 | 0 | 0 | 0 | 0 | 0 | 0 | 0 | 0 | 0 | 0 | 0 | 0 | 0 | 0 | 0 | 0 | 0 | 0 | 0 | 0 | 0 | 0 | 0 | 0 | 0 | 0 | 0 | 0 | 0 | 0 | 0 | 0 | 0 | 0 | 0 | 0 | 0 | 0 | 0 | 0 | 0 | 0 | 0 | 0 | 0 | 0 | 0 | 0 | 0 | 0 | 0 | 0 | 0 | 0 | 0 | 0 | 0 | 0 | 0 | 0 | 0 | 0 | 0 | 0 | 0 | 0 | 0 | 0 | 0 | 0 | 0 | 0 | 0 | 0 | 0 | 0 | 0 | 0 | 0 | 0 | 0 | 0 | 0 | 0 | 0 | 0 | 0 | 0 | 0 | 0 | 0 | 0 | 0 | 0 | 0 | 0 | 0 | 0 | 0 | 0 | 0 | 0 | 0 | 0 | 0 | 0 | 0 | 0 | 0 | 0 | 0 | 0 | 0 | 0 | 0 | 0 | 0 | 0 | 0 | 0 | 0 | 0 | 0 | 0 | 0 | 0 | 0 | 0 | 0 | 0 | 0 | 0 | 0 | 0 | 0 | 0 | 0 | 0 | 0 | 0 | 0 | 0 | 0 | 0 | 0 | 0 | 0 | 0 | 0 | 0 | 0 | 0 | 0 | 0 | 0 | 0 | 0 | 0 | 0 | 0 | 0 | 0 | 0 | 0 | 0 | 0 | 0 | 0 | 0 | 0 | 0 | 0 | 0 | 0 | 0 | 0 | 0 | 0 | 0 | 0 | 0 | 0 | 0 | 0 | 0 | 0 | 0 | 0 | 0 | 0 | 0 | 0 | 0 | 0 | 0 | 0 | 0 | 0 | 0 | 0 | 0 | 0 | 0 | 0 | 0 | 0 | 0 | 0 | 0 | 0 | 0 | 0 | 0 | 0 | 0 | 0 | 0 | 0 | 0 | 0 | 0 | 0 | 0 | 0 | 0 | 0 | 0 | 0 | 0 | 0 | 0 | 0 | 0 | 0 | 0 | 0 | 0 | 0 | 0 | 0 | 0 | 0 | 0 | 0 | 0 | 0 | 0 | 0 | 0 | 0 | 0 | 0 | 0 | 0 | 0 | 0 | 0 | 0 | 0 | 0 | 0 | 0 | 0 | 0 | 0 | 0 | 0 | 0 | 0 | 0 | 0 | 0 | 0 | 0 | 0 | 0 | 0 | 0 | 0 | 0 | 0 | 0 | 0 | 0 | 0 | 0 | 0 | 0 | 0 | 0 | 0 | 0 | 0 | 0 | 0 | 0 | 0 | 0 | 0 | 0 | 0 | 0 | 0 | 0 | 0 | 0 | 0 | 0 | 0 | 0 | 0 | 0 | 0 | 0 | 0 | 0 | 0 | 0 | 0 | 0 | 0 | 0 | 0 | 0 | 0 | 0 | 0 | 0 | 0 | 0 | 0 | 0 | 0 | 0 | 0 | 0 | 0 | 0 | 0 | 0 | 0 | 0 | 0 | 0 | 0 | 0 | 0 | 0 | 0 | 0 | 0 | 0 | 0 | 0 | 0 | 0 | 0 | 0 | 0 | 0 | 0 | 0 | 0 | 0 | 0 | 0 | 0 | 0 | 0 | 0 | 0 | 0 | 0 | 0 | 0 | 0 | 0 | 0 | 0 | 0 | 0 | 0 | 0 | 0 | 0 | 0 | 0 | 0 | 0 | 0 | 0 | 0 | 0 | 0 | 0
OR_Commercial_OR - Miscellaneous_New_Space Heating_Natural Gas_Gas Boiler - Steam Trap Replacement_A | OR | Commercial | OR - Miscellaneous | New | Space Heating | Natural Gas | Gas Boiler - Steam Trap Replacement | A | OCM599 | Degrade performance | Cleaning and maintenance | 6 | 74.7764 | 0 | 0 | 89.84 | 0 | 0 | 0 | 0.28365 | 0.25 | perBLDg | 0% | 10% | Discretionary | RetroEven20_OR | 82.88% | Boiler | 0% | 0 |  | 0 |  | 0 | IL TRM v9, Section 4.4.16 | IL TRM v9, Section 4.4.16 | IL TRM - CI-HVC-STRE-V06-200101 | Degrade performance | Degrade performance | Degrade performance | Degrade performance | Degrade performance | Degrade performance | Degrade performance | Degrade performance | Degrade performance | Degrade performance | Degrade performance | Degrade performance | Degrade performance | Degrade performance | Degrade performance | Degrade performance | Degrade performance | Degrade performance | Degrade performance | Degrade performance | Degrade performance | Degrade performance | Degrade performance | Degrade performance | Degrade performance | Degrade performance | Degrade performance | Cleaning and maintenance | Cleaning and maintenance | Cleaning and maintenance | Cleaning and maintenance | Cleaning and maintenance | Cleaning and maintenance | Cleaning and maintenance | Cleaning and maintenance | Cleaning and maintenance | Cleaning and maintenance | Cleaning and maintenance | Cleaning and maintenance | Cleaning and maintenance | Cleaning and maintenance | Cleaning and maintenance | Cleaning and maintenance | Cleaning and maintenance | Cleaning and maintenance | Cleaning and maintenance | Cleaning and maintenance | Cleaning and maintenance | Cleaning and maintenance | Cleaning and maintenance | Cleaning and maintenance | Cleaning and maintenance | Cleaning and maintenance | Cleaning and maintenance | 89.84 | 89.84 | 89.84 | 89.84 | 89.84 | 89.84 | 89.84 | 89.84 | 89.84 | 89.84 | 89.84 | 89.84 | 89.84 | 89.84 | 89.84 | 89.84 | 89.84 | 89.84 | 89.84 | 89.84 | 89.84 | 89.84 | 89.84 | 89.84 | 89.84 | 89.84 | 89.84 | 0 | 0 | 0 | 0 | 0 | 0 | 0 | 0 | 0 | 0 | 0 | 0 | 0 | 0 | 0 | 0 | 0 | 0 | 0 | 0 | 0 | 0 | 0 | 0 | 0 | 0 | 0 | 0 | 0 | 0 | 0 | 0 | 0 | 0 | 0 | 0 | 0 | 0 | 0 | 0 | 0 | 0 | 0 | 0 | 0 | 0 | 0 | 0 | 0 | 0 | 0 | 0 | 0 | 0 | 0 | 0 | 0 | 0 | 0 | 0 | 0 | 0 | 0 | 0 | 0 | 0 | 0 | 0 | 0 | 0 | 0 | 0 | 0 | 0 | 0 | 0 | 0 | 0 | 0 | 0 | 0 | 0 | 0 | 0 | 0 | 0 | 0 | 0 | 0 | 0 | 0 | 0 | 0 | 0 | 0 | 0 | 0 | 0 | 0 | 0 | 0 | 0 | 0 | 0 | 0 | 0 | 0 | 0 | 0 | 0 | 0 | 0 | 0 | 0 | 0 | 0 | 0 | 0 | 0 | 0 | 0 | 0 | 0 | 0 | 0 | 0 | 0 | 0 | 0 | 0 | 0 | 0 | 0 | 0 | 0 | 0 | 0 | 0 | 0 | 0 | 0 | 0 | 0 | 0 | 0 | 0 | 0 | 0 | 0 | 0 | 0 | 0 | 0 | 0 | 0 | 0 | 0 | 0 | 0 | 0 | 0 | 0 | 0 | 0 | 0 | 0 | 0 | 0 | 0 | 0 | 0 | 0 | 0 | 0 | 0 | 0 | 0 | 0 | 0 | 0 | 0 | 0 | 0 | 0 | 0 | 0 | 0 | 0 | 0 | 0 | 0 | 0 | 0 | 0 | 0 | 0 | 0 | 0 | 0 | 0 | 0 | 0 | 0 | 0 | 0 | 0 | 0 | 0 | 0 | 0 | 0 | 0 | 0 | 0 | 0 | 0 | 0 | 0 | 0 | 0 | 0 | 0 | 0 | 0 | 0 | 0 | 0 | 0 | 0 | 0 | 0 | 0 | 0 | 0 | 0 | 0 | 0 | 0 | 0 | 0 | 0 | 0 | 0 | 0 | 0 | 0 | 0 | 0 | 0 | 0 | 0 | 0 | 0 | 0 | 0 | 0 | 0 | 0 | 0 | 0 | 0 | 0 | 0 | 0 | 0 | 0 | 0 | 0 | 0 | 0 | 0 | 0 | 0 | 0 | 0 | 0 | 0 | 0 | 0 | 0 | 0 | 0 | 0 | 0 | 0 | 0 | 0 | 0 | 0 | 0 | 0 | 0 | 0 | 0 | 0 | 0 | 0 | 0 | 0 | 0 | 0 | 0 | 0 | 0 | 0 | 0 | 0 | 0 | 0 | 0 | 0 | 0 | 0 | 0 | 0 | 0 | 0 | 0 | 0 | 0 | 0 | 0 | 0 | 0 | 0 | 0 | 0 | 0 | 0 | 0 | 0 | 0 | 0 | 0 | 0 | 0 | 0 | 0 | 0 | 0 | 0 | 0 | 0 | 0 | 0 | 0 | 0 | 0 | 0 | 0 | 0 | 0 | 0 | 0 | 0 | 0 | 0 | 0 | 0 | 0 | 0 | 0 | 0 | 0 | 0 | 0 | 0 | 0 | 0 | 0 | 0 | 0 | 0 | 0 | 0 | 0 | 0 | 0 | 0 | 0 | 0 | 0 | 0 | 0 | 0 | 0 | 0 | 0 | 0 | 0 | 0 | 0 | 0 | 0 | 0 | 0 | 0 | 0 | 0 | 0 | 0 | 0 | 0 | 0 | 0 | 0 | 0 | 0 | 0 | 0 | 0 | 0 | 0 | 0 | 0 | 0 | 0 | 0 | 0 | 0 | 0 | 0 | 0 | 0 | 0 | 0 | 0 | 0 | 0 | 0 | 0 | 0 | 0 | 0 | 0 | 0 | 0 | 0 | 0 | 0 | 0 | 0 | 0 | 0 | 0 | 0 | 0 | 0 | 0 | 0 | 0 | 0 | 0 | 0 | 0 | 0 | 0 | 0 | 0 | 0 | 0 | 0 | 0 | 0 | 0 | 0 | 0 | 0 | 0 | 0 | 0 | 0 | 0 | 0 | 0 | 0 | 0
OR_Commercial_OR - Miscellaneous_New_Space Heating_Natural Gas_Gas Boiler - High Turndown Burner_A | OR | Commercial | OR - Miscellaneous | New | Space Heating | Natural Gas | Gas Boiler - High Turndown Burner | A | OCM600 | No control | Turndown control installed | 15 | 0.411 | 0 | 0 | 2.8 | 0 | 0 | 0 | 0.28365 | 0.25 | kbtuh heat | 100% | 100% | Discretionary | Retro5Med_OR | 81.34% | Boiler | 0% | 0 |  | 0 |  | 0 | GBLR_TRN-Heating-MNTRM-v2.1-1 | GBLR_TRN-Heating-MNTRM-v2.1-1 | GBLR_TRN-Heating-MNTRM-v2.1-1 | No control | No control | No control | No control | No control | No control | No control | No control | No control | No control | No control | No control | No control | No control | No control | No control | No control | No control | No control | No control | No control | No control | No control | No control | No control | No control | No control | Turndown control installed | Turndown control installed | Turndown control installed | Turndown control installed | Turndown control installed | Turndown control installed | Turndown control installed | Turndown control installed | Turndown control installed | Turndown control installed | Turndown control installed | Turndown control installed | Turndown control installed | Turndown control installed | Turndown control installed | Turndown control installed | Turndown control installed | Turndown control installed | Turndown control installed | Turndown control installed | Turndown control installed | Turndown control installed | Turndown control installed | Turndown control installed | Turndown control installed | Turndown control installed | Turndown control installed | 2.8 | 2.8 | 2.8 | 2.8 | 2.8 | 2.8 | 2.8 | 2.8 | 2.8 | 2.8 | 2.8 | 2.8 | 2.8 | 2.8 | 2.8 | 2.8 | 2.8 | 2.8 | 2.8 | 2.8 | 2.8 | 2.8 | 2.8 | 2.8 | 2.8 | 2.8 | 2.8 | 0 | 0 | 0 | 0 | 0 | 0 | 0 | 0 | 0 | 0 | 0 | 0 | 0 | 0 | 0 | 0 | 0 | 0 | 0 | 0 | 0 | 0 | 0 | 0 | 0 | 0 | 0 | 0 | 0 | 0 | 0 | 0 | 0 | 0 | 0 | 0 | 0 | 0 | 0 | 0 | 0 | 0 | 0 | 0 | 0 | 0 | 0 | 0 | 0 | 0 | 0 | 0 | 0 | 0 | 0 | 0 | 0 | 0 | 0 | 0 | 0 | 0 | 0 | 0 | 0 | 0 | 0 | 0 | 0 | 0 | 0 | 0 | 0 | 0 | 0 | 0 | 0 | 0 | 0 | 0 | 0 | 0 | 0 | 0 | 0 | 0 | 0 | 0 | 0 | 0 | 0 | 0 | 0 | 0 | 0 | 0 | 0 | 0 | 0 | 0 | 0 | 0 | 0 | 0 | 0 | 0 | 0 | 0 | 0 | 0 | 0 | 0 | 0 | 0 | 0 | 0 | 0 | 0 | 0 | 0 | 0 | 0 | 0 | 0 | 0 | 0 | 0 | 0 | 0 | 0 | 0 | 0 | 0 | 0 | 0 | 0 | 0 | 0 | 0 | 0 | 0 | 0 | 0 | 0 | 0 | 0 | 0 | 0 | 0 | 0 | 0 | 0 | 0 | 0 | 0 | 0 | 0 | 0 | 0 | 0 | 0 | 0 | 0 | 0 | 0 | 0 | 0 | 0 | 0 | 0 | 0 | 0 | 0 | 0 | 0 | 0 | 0 | 0 | 0 | 0 | 0 | 0 | 0 | 0 | 0 | 0 | 0 | 0 | 0 | 0 | 0 | 0 | 0 | 0 | 0 | 0 | 0 | 0 | 0 | 0 | 0 | 0 | 0 | 0 | 0 | 0 | 0 | 0 | 0 | 0 | 0 | 0 | 0 | 0 | 0 | 0 | 0 | 0 | 0 | 0 | 0 | 0 | 0 | 0 | 0 | 0 | 0 | 0 | 0 | 0 | 0 | 0 | 0 | 0 | 0 | 0 | 0 | 0 | 0 | 0 | 0 | 0 | 0 | 0 | 0 | 0 | 0 | 0 | 0 | 0 | 0 | 0 | 0 | 0 | 0 | 0 | 0 | 0 | 0 | 0 | 0 | 0 | 0 | 0 | 0 | 0 | 0 | 0 | 0 | 0 | 0 | 0 | 0 | 0 | 0 | 0 | 0 | 0 | 0 | 0 | 0 | 0 | 0 | 0 | 0 | 0 | 0 | 0 | 0 | 0 | 0 | 0 | 0 | 0 | 0 | 0 | 0 | 0 | 0 | 0 | 0 | 0 | 0 | 0 | 0 | 0 | 0 | 0 | 0 | 0 | 0 | 0 | 0 | 0 | 0 | 0 | 0 | 0 | 0 | 0 | 0 | 0 | 0 | 0 | 0 | 0 | 0 | 0 | 0 | 0 | 0 | 0 | 0 | 0 | 0 | 0 | 0 | 0 | 0 | 0 | 0 | 0 | 0 | 0 | 0 | 0 | 0 | 0 | 0 | 0 | 0 | 0 | 0 | 0 | 0 | 0 | 0 | 0 | 0 | 0 | 0 | 0 | 0 | 0 | 0 | 0 | 0 | 0 | 0 | 0 | 0 | 0 | 0 | 0 | 0 | 0 | 0 | 0 | 0 | 0 | 0 | 0 | 0 | 0 | 0 | 0 | 0 | 0 | 0 | 0 | 0 | 0 | 0 | 0 | 0 | 0 | 0 | 0 | 0 | 0 | 0 | 0 | 0 | 0 | 0 | 0 | 0 | 0 | 0 | 0 | 0 | 0 | 0 | 0 | 0 | 0 | 0 | 0 | 0 | 0 | 0 | 0 | 0 | 0 | 0 | 0 | 0 | 0 | 0 | 0 | 0 | 0 | 0 | 0 | 0 | 0 | 0 | 0 | 0 | 0 | 0 | 0 | 0 | 0 | 0 | 0 | 0 | 0 | 0 | 0 | 0 | 0 | 0 | 0 | 0 | 0 | 0 | 0 | 0 | 0 | 0 | 0 | 0 | 0 | 0 | 0 | 0 | 0 | 0 | 0 | 0 | 0 | 0 | 0 | 0 | 0 | 0
OR_Commercial_OR - Miscellaneous_New_Space Heating_Natural Gas_Gas Boiler - Burner Control Optimization_A | OR | Commercial | OR - Miscellaneous | New | Space Heating | Natural Gas | Gas Boiler - Burner Control Optimization | A | OCM601 | Average performance | Optimized burner controls | 18 | 0.11919 | 0 | 0 | 0.94 | 0 | 0 | 0 | 0.28365 | 0.25 | kBtuh heat | 5% | 85% | Discretionary | Retro1Slow_OR | 84.23% | Boiler | 0% | 0 |  | 0 |  | 0 | GBLR_O2TRM-Heating-ILTRM-v4.0-1 | GBLR_O2TRM-Heating-MEMD-2018-1 | GBLR_O2TRM-Heating-ILTRM-v4.0-1 | Average performance | Average performance | Average performance | Average performance | Average performance | Average performance | Average performance | Average performance | Average performance | Average performance | Average performance | Average performance | Average performance | Average performance | Average performance | Average performance | Average performance | Average performance | Average performance | Average performance | Average performance | Average performance | Average performance | Average performance | Average performance | Average performance | Average performance | Optimized burner controls | Optimized burner controls | Optimized burner controls | Optimized burner controls | Optimized burner controls | Optimized burner controls | Optimized burner controls | Optimized burner controls | Optimized burner controls | Optimized burner controls | Optimized burner controls | Optimized burner controls | Optimized burner controls | Optimized burner controls | Optimized burner controls | Optimized burner controls | Optimized burner controls | Optimized burner controls | Optimized burner controls | Optimized burner controls | Optimized burner controls | Optimized burner controls | Optimized burner controls | Optimized burner controls | Optimized burner controls | Optimized burner controls | Optimized burner controls | 0.94 | 0.94 | 0.94 | 0.94 | 0.94 | 0.94 | 0.94 | 0.94 | 0.94 | 0.94 | 0.94 | 0.94 | 0.94 | 0.94 | 0.94 | 0.94 | 0.94 | 0.94 | 0.94 | 0.94 | 0.94 | 0.94 | 0.94 | 0.94 | 0.94 | 0.94 | 0.94 | 0 | 0 | 0 | 0 | 0 | 0 | 0 | 0 | 0 | 0 | 0 | 0 | 0 | 0 | 0 | 0 | 0 | 0 | 0 | 0 | 0 | 0 | 0 | 0 | 0 | 0 | 0 | 0 | 0 | 0 | 0 | 0 | 0 | 0 | 0 | 0 | 0 | 0 | 0 | 0 | 0 | 0 | 0 | 0 | 0 | 0 | 0 | 0 | 0 | 0 | 0 | 0 | 0 | 0 | 0 | 0 | 0 | 0 | 0 | 0 | 0 | 0 | 0 | 0 | 0 | 0 | 0 | 0 | 0 | 0 | 0 | 0 | 0 | 0 | 0 | 0 | 0 | 0 | 0 | 0 | 0 | 0 | 0 | 0 | 0 | 0 | 0 | 0 | 0 | 0 | 0 | 0 | 0 | 0 | 0 | 0 | 0 | 0 | 0 | 0 | 0 | 0 | 0 | 0 | 0 | 0 | 0 | 0 | 0 | 0 | 0 | 0 | 0 | 0 | 0 | 0 | 0 | 0 | 0 | 0 | 0 | 0 | 0 | 0 | 0 | 0 | 0 | 0 | 0 | 0 | 0 | 0 | 0 | 0 | 0 | 0 | 0 | 0 | 0 | 0 | 0 | 0 | 0 | 0 | 0 | 0 | 0 | 0 | 0 | 0 | 0 | 0 | 0 | 0 | 0 | 0 | 0 | 0 | 0 | 0 | 0 | 0 | 0 | 0 | 0 | 0 | 0 | 0 | 0 | 0 | 0 | 0 | 0 | 0 | 0 | 0 | 0 | 0 | 0 | 0 | 0 | 0 | 0 | 0 | 0 | 0 | 0 | 0 | 0 | 0 | 0 | 0 | 0 | 0 | 0 | 0 | 0 | 0 | 0 | 0 | 0 | 0 | 0 | 0 | 0 | 0 | 0 | 0 | 0 | 0 | 0 | 0 | 0 | 0 | 0 | 0 | 0 | 0 | 0 | 0 | 0 | 0 | 0 | 0 | 0 | 0 | 0 | 0 | 0 | 0 | 0 | 0 | 0 | 0 | 0 | 0 | 0 | 0 | 0 | 0 | 0 | 0 | 0 | 0 | 0 | 0 | 0 | 0 | 0 | 0 | 0 | 0 | 0 | 0 | 0 | 0 | 0 | 0 | 0 | 0 | 0 | 0 | 0 | 0 | 0 | 0 | 0 | 0 | 0 | 0 | 0 | 0 | 0 | 0 | 0 | 0 | 0 | 0 | 0 | 0 | 0 | 0 | 0 | 0 | 0 | 0 | 0 | 0 | 0 | 0 | 0 | 0 | 0 | 0 | 0 | 0 | 0 | 0 | 0 | 0 | 0 | 0 | 0 | 0 | 0 | 0 | 0 | 0 | 0 | 0 | 0 | 0 | 0 | 0 | 0 | 0 | 0 | 0 | 0 | 0 | 0 | 0 | 0 | 0 | 0 | 0 | 0 | 0 | 0 | 0 | 0 | 0 | 0 | 0 | 0 | 0 | 0 | 0 | 0 | 0 | 0 | 0 | 0 | 0 | 0 | 0 | 0 | 0 | 0 | 0 | 0 | 0 | 0 | 0 | 0 | 0 | 0 | 0 | 0 | 0 | 0 | 0 | 0 | 0 | 0 | 0 | 0 | 0 | 0 | 0 | 0 | 0 | 0 | 0 | 0 | 0 | 0 | 0 | 0 | 0 | 0 | 0 | 0 | 0 | 0 | 0 | 0 | 0 | 0 | 0 | 0 | 0 | 0 | 0 | 0 | 0 | 0 | 0 | 0 | 0 | 0 | 0 | 0 | 0 | 0 | 0 | 0 | 0 | 0 | 0 | 0 | 0 | 0 | 0 | 0 | 0 | 0 | 0 | 0 | 0 | 0 | 0 | 0 | 0 | 0 | 0 | 0 | 0 | 0 | 0 | 0 | 0 | 0 | 0 | 0 | 0 | 0 | 0 | 0 | 0 | 0 | 0 | 0 | 0 | 0 | 0 | 0 | 0 | 0 | 0 | 0 | 0 | 0 | 0 | 0 | 0 | 0 | 0 | 0 | 0 | 0 | 0 | 0 | 0 | 0 | 0 | 0 | 0 | 0 | 0 | 0 | 0 | 0 | 0 | 0 | 0 | 0
OR_Commercial_OR - Miscellaneous_New_Space Heating_Natural Gas_Gas Boiler - Stack Economizer_A | OR | Commercial | OR - Miscellaneous | New | Space Heating | Natural Gas | Gas Boiler - Stack Economizer | A | OCM602 | None | Economizer installed | 15 | 0.39456 | 0 | 0 | 10.35 | 0 | 0 | 0 | 0.28365 | 0.25 | kBtuh Heat | 15% | 55% | Discretionary | Retro5Med_OR | 81.34% | Boiler | 0% | 0 |  | 0 |  | 0 | IL TRM - CI-HVC-BECO-V01-150601 | IL TRM - CI-HVC-BECO-V01-150601 | IL TRM - CI-HVC-BECO-V01-150601 | None | None | None | None | None | None | None | None | None | None | None | None | None | None | None | None | None | None | None | None | None | None | None | None | None | None | None | Economizer installed | Economizer installed | Economizer installed | Economizer installed | Economizer installed | Economizer installed | Economizer installed | Economizer installed | Economizer installed | Economizer installed | Economizer installed | Economizer installed | Economizer installed | Economizer installed | Economizer installed | Economizer installed | Economizer installed | Economizer installed | Economizer installed | Economizer installed | Economizer installed | Economizer installed | Economizer installed | Economizer installed | Economizer installed | Economizer installed | Economizer installed | 10.35 | 10.35 | 10.35 | 10.35 | 10.35 | 10.35 | 10.35 | 10.35 | 10.35 | 10.35 | 10.35 | 10.35 | 10.35 | 10.35 | 10.35 | 10.35 | 10.35 | 10.35 | 10.35 | 10.35 | 10.35 | 10.35 | 10.35 | 10.35 | 10.35 | 10.35 | 10.35 | 0 | 0 | 0 | 0 | 0 | 0 | 0 | 0 | 0 | 0 | 0 | 0 | 0 | 0 | 0 | 0 | 0 | 0 | 0 | 0 | 0 | 0 | 0 | 0 | 0 | 0 | 0 | 0 | 0 | 0 | 0 | 0 | 0 | 0 | 0 | 0 | 0 | 0 | 0 | 0 | 0 | 0 | 0 | 0 | 0 | 0 | 0 | 0 | 0 | 0 | 0 | 0 | 0 | 0 | 0 | 0 | 0 | 0 | 0 | 0 | 0 | 0 | 0 | 0 | 0 | 0 | 0 | 0 | 0 | 0 | 0 | 0 | 0 | 0 | 0 | 0 | 0 | 0 | 0 | 0 | 0 | 0 | 0 | 0 | 0 | 0 | 0 | 0 | 0 | 0 | 0 | 0 | 0 | 0 | 0 | 0 | 0 | 0 | 0 | 0 | 0 | 0 | 0 | 0 | 0 | 0 | 0 | 0 | 0 | 0 | 0 | 0 | 0 | 0 | 0 | 0 | 0 | 0 | 0 | 0 | 0 | 0 | 0 | 0 | 0 | 0 | 0 | 0 | 0 | 0 | 0 | 0 | 0 | 0 | 0 | 0 | 0 | 0 | 0 | 0 | 0 | 0 | 0 | 0 | 0 | 0 | 0 | 0 | 0 | 0 | 0 | 0 | 0 | 0 | 0 | 0 | 0 | 0 | 0 | 0 | 0 | 0 | 0 | 0 | 0 | 0 | 0 | 0 | 0 | 0 | 0 | 0 | 0 | 0 | 0 | 0 | 0 | 0 | 0 | 0 | 0 | 0 | 0 | 0 | 0 | 0 | 0 | 0 | 0 | 0 | 0 | 0 | 0 | 0 | 0 | 0 | 0 | 0 | 0 | 0 | 0 | 0 | 0 | 0 | 0 | 0 | 0 | 0 | 0 | 0 | 0 | 0 | 0 | 0 | 0 | 0 | 0 | 0 | 0 | 0 | 0 | 0 | 0 | 0 | 0 | 0 | 0 | 0 | 0 | 0 | 0 | 0 | 0 | 0 | 0 | 0 | 0 | 0 | 0 | 0 | 0 | 0 | 0 | 0 | 0 | 0 | 0 | 0 | 0 | 0 | 0 | 0 | 0 | 0 | 0 | 0 | 0 | 0 | 0 | 0 | 0 | 0 | 0 | 0 | 0 | 0 | 0 | 0 | 0 | 0 | 0 | 0 | 0 | 0 | 0 | 0 | 0 | 0 | 0 | 0 | 0 | 0 | 0 | 0 | 0 | 0 | 0 | 0 | 0 | 0 | 0 | 0 | 0 | 0 | 0 | 0 | 0 | 0 | 0 | 0 | 0 | 0 | 0 | 0 | 0 | 0 | 0 | 0 | 0 | 0 | 0 | 0 | 0 | 0 | 0 | 0 | 0 | 0 | 0 | 0 | 0 | 0 | 0 | 0 | 0 | 0 | 0 | 0 | 0 | 0 | 0 | 0 | 0 | 0 | 0 | 0 | 0 | 0 | 0 | 0 | 0 | 0 | 0 | 0 | 0 | 0 | 0 | 0 | 0 | 0 | 0 | 0 | 0 | 0 | 0 | 0 | 0 | 0 | 0 | 0 | 0 | 0 | 0 | 0 | 0 | 0 | 0 | 0 | 0 | 0 | 0 | 0 | 0 | 0 | 0 | 0 | 0 | 0 | 0 | 0 | 0 | 0 | 0 | 0 | 0 | 0 | 0 | 0 | 0 | 0 | 0 | 0 | 0 | 0 | 0 | 0 | 0 | 0 | 0 | 0 | 0 | 0 | 0 | 0 | 0 | 0 | 0 | 0 | 0 | 0 | 0 | 0 | 0 | 0 | 0 | 0 | 0 | 0 | 0 | 0 | 0 | 0 | 0 | 0 | 0 | 0 | 0 | 0 | 0 | 0 | 0 | 0 | 0 | 0 | 0 | 0 | 0 | 0 | 0 | 0 | 0 | 0 | 0 | 0 | 0 | 0 | 0 | 0 | 0 | 0 | 0 | 0 | 0 | 0 | 0 | 0 | 0 | 0 | 0 | 0 | 0 | 0 | 0 | 0 | 0 | 0 | 0 | 0 | 0 | 0 | 0 | 0 | 0 | 0 | 0 | 0 | 0
OR_Commercial_OR - Miscellaneous_New_Space Heating_Natural Gas_Gas Boiler - Thermostatic Radiator Valves_A | OR | Commercial | OR - Miscellaneous | New | Space Heating | Natural Gas | Gas Boiler - Thermostatic Radiator Valves | A | OCM603 | TBD | TBD | 15 | 5.25 | 0 | 0 | 61.19 | 0 | 0 | 0 | 0.28365 | 0.25 | radiator | 100% | 100% | Discretionary | RetroEven20_OR | 82.88% | Boiler | 0% | 0 |  | 0 |  | 0 | IL TRM - 5.3.19 - RS-HVC-TRVS-V01-210101 | AEG Cost Characterization, 2021 | IL TRM - 5.3.19 - RS-HVC-TRVS-V01-210101 | TBD | TBD | TBD | TBD | TBD | TBD | TBD | TBD | TBD | TBD | TBD | TBD | TBD | TBD | TBD | TBD | TBD | TBD | TBD | TBD | TBD | TBD | TBD | TBD | TBD | TBD | TBD | TBD | TBD | TBD | TBD | TBD | TBD | TBD | TBD | TBD | TBD | TBD | TBD | TBD | TBD | TBD | TBD | TBD | TBD | TBD | TBD | TBD | TBD | TBD | TBD | TBD | TBD | TBD | 61.19 | 61.19 | 61.19 | 61.19 | 61.19 | 61.19 | 61.19 | 61.19 | 61.19 | 61.19 | 61.19 | 61.19 | 61.19 | 61.19 | 61.19 | 61.19 | 61.19 | 61.19 | 61.19 | 61.19 | 61.19 | 61.19 | 61.19 | 61.19 | 61.19 | 61.19 | 61.19 | 0 | 0 | 0 | 0 | 0 | 0 | 0 | 0 | 0 | 0 | 0 | 0 | 0 | 0 | 0 | 0 | 0 | 0 | 0 | 0 | 0 | 0 | 0 | 0 | 0 | 0 | 0 | 0 | 0 | 0 | 0 | 0 | 0 | 0 | 0 | 0 | 0 | 0 | 0 | 0 | 0 | 0 | 0 | 0 | 0 | 0 | 0 | 0 | 0 | 0 | 0 | 0 | 0 | 0 | 0 | 0 | 0 | 0 | 0 | 0 | 0 | 0 | 0 | 0 | 0 | 0 | 0 | 0 | 0 | 0 | 0 | 0 | 0 | 0 | 0 | 0 | 0 | 0 | 0 | 0 | 0 | 0 | 0 | 0 | 0 | 0 | 0 | 0 | 0 | 0 | 0 | 0 | 0 | 0 | 0 | 0 | 0 | 0 | 0 | 0 | 0 | 0 | 0 | 0 | 0 | 0 | 0 | 0 | 0 | 0 | 0 | 0 | 0 | 0 | 0 | 0 | 0 | 0 | 0 | 0 | 0 | 0 | 0 | 0 | 0 | 0 | 0 | 0 | 0 | 0 | 0 | 0 | 0 | 0 | 0 | 0 | 0 | 0 | 0 | 0 | 0 | 0 | 0 | 0 | 0 | 0 | 0 | 0 | 0 | 0 | 0 | 0 | 0 | 0 | 0 | 0 | 0 | 0 | 0 | 0 | 0 | 0 | 0 | 0 | 0 | 0 | 0 | 0 | 0 | 0 | 0 | 0 | 0 | 0 | 0 | 0 | 0 | 0 | 0 | 0 | 0 | 0 | 0 | 0 | 0 | 0 | 0 | 0 | 0 | 0 | 0 | 0 | 0 | 0 | 0 | 0 | 0 | 0 | 0 | 0 | 0 | 0 | 0 | 0 | 0 | 0 | 0 | 0 | 0 | 0 | 0 | 0 | 0 | 0 | 0 | 0 | 0 | 0 | 0 | 0 | 0 | 0 | 0 | 0 | 0 | 0 | 0 | 0 | 0 | 0 | 0 | 0 | 0 | 0 | 0 | 0 | 0 | 0 | 0 | 0 | 0 | 0 | 0 | 0 | 0 | 0 | 0 | 0 | 0 | 0 | 0 | 0 | 0 | 0 | 0 | 0 | 0 | 0 | 0 | 0 | 0 | 0 | 0 | 0 | 0 | 0 | 0 | 0 | 0 | 0 | 0 | 0 | 0 | 0 | 0 | 0 | 0 | 0 | 0 | 0 | 0 | 0 | 0 | 0 | 0 | 0 | 0 | 0 | 0 | 0 | 0 | 0 | 0 | 0 | 0 | 0 | 0 | 0 | 0 | 0 | 0 | 0 | 0 | 0 | 0 | 0 | 0 | 0 | 0 | 0 | 0 | 0 | 0 | 0 | 0 | 0 | 0 | 0 | 0 | 0 | 0 | 0 | 0 | 0 | 0 | 0 | 0 | 0 | 0 | 0 | 0 | 0 | 0 | 0 | 0 | 0 | 0 | 0 | 0 | 0 | 0 | 0 | 0 | 0 | 0 | 0 | 0 | 0 | 0 | 0 | 0 | 0 | 0 | 0 | 0 | 0 | 0 | 0 | 0 | 0 | 0 | 0 | 0 | 0 | 0 | 0 | 0 | 0 | 0 | 0 | 0 | 0 | 0 | 0 | 0 | 0 | 0 | 0 | 0 | 0 | 0 | 0 | 0 | 0 | 0 | 0 | 0 | 0 | 0 | 0 | 0 | 0 | 0 | 0 | 0 | 0 | 0 | 0 | 0 | 0 | 0 | 0 | 0 | 0 | 0 | 0 | 0 | 0 | 0 | 0 | 0 | 0 | 0 | 0 | 0 | 0 | 0 | 0 | 0 | 0 | 0 | 0 | 0 | 0 | 0 | 0 | 0 | 0 | 0 | 0 | 0 | 0 | 0 | 0 | 0 | 0 | 0 | 0 | 0 | 0 | 0 | 0 | 0 | 0 | 0 | 0 | 0 | 0 | 0 | 0 | 0 | 0 | 0 | 0 | 0 | 0 | 0 | 0 | 0 | 0 | 0 | 0 | 0 | 0 | 0 | 0 | 0 | 0 | 0 | 0 | 0 | 0 | 0 | 0 | 0 | 0 | 0
OR_Commercial_OR - Miscellaneous_New_Space Heating_Natural Gas_HVAC - Shut Off Damper_A | OR | Commercial | OR - Miscellaneous | New | Space Heating | Natural Gas | HVAC - Shut Off Damper | A | OCM604 | No damper | Damper installed | 15 | 0 | 0 | 0 | 1657.67 | 0 | 123.77 | 0 | 0.28365 | 0.25 | BoilerCtrl | 0% | 75% | Discretionary | Retro5Med_OR | 81.34% | Central Systems | 0% | 0 |  | 0 |  | 0 | HVAC_DMPROFF-Heating-ILTRM-v4.0-1 | HVAC_DMPROFF-Heating-ILTRM-v4.0-1 | HVAC_DMPROFF-Heating-ILTRM-v4.0-1 | No damper | No damper | No damper | No damper | No damper | No damper | No damper | No damper | No damper | No damper | No damper | No damper | No damper | No damper | No damper | No damper | No damper | No damper | No damper | No damper | No damper | No damper | No damper | No damper | No damper | No damper | No damper | Damper installed | Damper installed | Damper installed | Damper installed | Damper installed | Damper installed | Damper installed | Damper installed | Damper installed | Damper installed | Damper installed | Damper installed | Damper installed | Damper installed | Damper installed | Damper installed | Damper installed | Damper installed | Damper installed | Damper installed | Damper installed | Damper installed | Damper installed | Damper installed | Damper installed | Damper installed | Damper installed | 1657.67 | 1657.67 | 1657.67 | 1657.67 | 1657.67 | 1657.67 | 1657.67 | 1657.67 | 1657.67 | 1657.67 | 1657.67 | 1657.67 | 1657.67 | 1657.67 | 1657.67 | 1657.67 | 1657.67 | 1657.67 | 1657.67 | 1657.67 | 1657.67 | 1657.67 | 1657.67 | 1657.67 | 1657.67 | 1657.67 | 1657.67 | 0 | 0 | 0 | 0 | 0 | 0 | 0 | 0 | 0 | 0 | 0 | 0 | 0 | 0 | 0 | 0 | 0 | 0 | 0 | 0 | 0 | 0 | 0 | 0 | 0 | 0 | 0 | 0 | 0 | 0 | 0 | 0 | 0 | 0 | 0 | 0 | 0 | 0 | 0 | 0 | 0 | 0 | 0 | 0 | 0 | 0 | 0 | 0 | 0 | 0 | 0 | 0 | 0 | 0 | 0 | 0 | 0 | 0 | 0 | 0 | 0 | 0 | 0 | 0 | 0 | 0 | 0 | 0 | 0 | 0 | 0 | 0 | 0 | 0 | 0 | 0 | 0 | 0 | 0 | 0 | 0 | 0 | 0 | 0 | 0 | 0 | 0 | 0 | 0 | 0 | 0 | 0 | 0 | 0 | 0 | 0 | 0 | 0 | 0 | 0 | 0 | 0 | 0 | 0 | 0 | 0 | 0 | 0 | 0 | 0 | 0 | 0 | 0 | 0 | 0 | 0 | 0 | 0 | 0 | 0 | 0 | 0 | 0 | 0 | 0 | 0 | 0 | 0 | 0 | 0 | 0 | 0 | 0 | 0 | 0 | 0 | 0 | 0 | 0 | 0 | 0 | 0 | 0 | 0 | 0 | 0 | 0 | 0 | 0 | 0 | 0 | 0 | 0 | 0 | 0 | 0 | 0 | 0 | 0 | 0 | 0 | 0 | 0 | 0 | 0 | 0 | 0 | 0 | 0 | 0 | 0 | 0 | 0 | 0 | 0 | 0 | 0 | 0 | 0 | 0 | 0 | 0 | 0 | 0 | 0 | 0 | 0 | 0 | 0 | 0 | 0 | 0 | 0 | 0 | 0 | 0 | 0 | 0 | 0 | 0 | 0 | 0 | 0 | 0 | 0 | 0 | 0 | 0 | 0 | 0 | 0 | 0 | 0 | 0 | 0 | 0 | 0 | 0 | 0 | 0 | 0 | 0 | 0 | 0 | 0 | 0 | 0 | 0 | 0 | 0 | 0 | 0 | 0 | 0 | 0 | 0 | 0 | 0 | 0 | 0 | 0 | 0 | 0 | 0 | 0 | 0 | 0 | 0 | 0 | 0 | 0 | 0 | 0 | 0 | 0 | 0 | 0 | 0 | 0 | 0 | 0 | 0 | 0 | 0 | 0 | 0 | 0 | 0 | 0 | 0 | 0 | 0 | 0 | 0 | 0 | 0 | 0 | 0 | 0 | 0 | 0 | 0 | 0 | 0 | 0 | 0 | 0 | 0 | 0 | 0 | 0 | 0 | 0 | 0 | 0 | 0 | 0 | 0 | 0 | 0 | 0 | 0 | 0 | 0 | 0 | 0 | 0 | 0 | 0 | 0 | 0 | 0 | 0 | 0 | 0 | 0 | 0 | 0 | 0 | 0 | 0 | 0 | 0 | 0 | 0 | 0 | 0 | 0 | 0 | 0 | 0 | 0 | 0 | 0 | 0 | 0 | 0 | 0 | 0 | 0 | 0 | 0 | 0 | 0 | 0 | 0 | 0 | 0 | 0 | 0 | 0 | 0 | 0 | 0 | 0 | 0 | 0 | 0 | 0 | 0 | 0 | 0 | 0 | 0 | 0 | 0 | 0 | 0 | 0 | 0 | 0 | 0 | 0 | 0 | 0 | 0 | 0 | 0 | 0 | 0 | 0 | 0 | 0 | 0 | 0 | 0 | 0 | 0 | 0 | 0 | 0 | 0 | 0 | 0 | 0 | 0 | 0 | 0 | 0 | 0 | 0 | 0 | 0 | 0 | 0 | 0 | 0 | 0 | 0 | 0 | 0 | 0 | 0 | 0 | 0 | 0 | 0 | 0 | 0 | 0 | 0 | 0 | 0 | 0 | 0 | 0 | 0 | 0 | 0 | 0 | 0 | 0 | 0 | 0 | 0 | 0 | 0 | 0 | 0 | 0 | 0 | 0 | 0 | 0 | 0 | 0 | 0 | 0 | 0 | 0 | 0 | 0 | 0 | 0 | 0 | 0 | 0 | 0 | 0 | 0 | 0 | 0 | 0 | 0 | 0 | 0 | 0 | 0 | 0 | 0 | 0 | 0 | 0 | 0 | 0 | 0 | 0
OR_Commercial_OR - Miscellaneous_New_Space Heating_Natural Gas_Gas Furnace - Tube Inserts_A | OR | Commercial | OR - Miscellaneous | New | Space Heating | Natural Gas | Gas Furnace - Tube Inserts | A | OCM605 | None | Tube inserts installed | 5 | 0 | 0 | 0 | 1 | 0 | 0 | 0 | 0.28365 | 0.25 | sqft | 0% | 10% | Discretionary | Retro1Slow_OR | 84.23% | Furnace | 0% | 0 |  | 0 |  | 0 | n/a | n/a | n/a | None | None | None | None | None | None | None | None | None | None | None | None | None | None | None | None | None | None | None | None | None | None | None | None | None | None | None | Tube inserts installed | Tube inserts installed | Tube inserts installed | Tube inserts installed | Tube inserts installed | Tube inserts installed | Tube inserts installed | Tube inserts installed | Tube inserts installed | Tube inserts installed | Tube inserts installed | Tube inserts installed | Tube inserts installed | Tube inserts installed | Tube inserts installed | Tube inserts installed | Tube inserts installed | Tube inserts installed | Tube inserts installed | Tube inserts installed | Tube inserts installed | Tube inserts installed | Tube inserts installed | Tube inserts installed | Tube inserts installed | Tube inserts installed | Tube inserts installed | 1 | 1 | 1 | 1 | 1 | 1 | 1 | 1 | 1 | 1 | 1 | 1 | 1 | 1 | 1 | 1 | 1 | 1 | 1 | 1 | 1 | 1 | 1 | 1 | 1 | 1 | 1 | 0 | 0 | 0 | 0 | 0 | 0 | 0 | 0 | 0 | 0 | 0 | 0 | 0 | 0 | 0 | 0 | 0 | 0 | 0 | 0 | 0 | 0 | 0 | 0 | 0 | 0 | 0 | 0 | 0 | 0 | 0 | 0 | 0 | 0 | 0 | 0 | 0 | 0 | 0 | 0 | 0 | 0 | 0 | 0 | 0 | 0 | 0 | 0 | 0 | 0 | 0 | 0 | 0 | 0 | 0 | 0 | 0 | 0 | 0 | 0 | 0 | 0 | 0 | 0 | 0 | 0 | 0 | 0 | 0 | 0 | 0 | 0 | 0 | 0 | 0 | 0 | 0 | 0 | 0 | 0 | 0 | 0 | 0 | 0 | 0 | 0 | 0 | 0 | 0 | 0 | 0 | 0 | 0 | 0 | 0 | 0 | 0 | 0 | 0 | 0 | 0 | 0 | 0 | 0 | 0 | 0 | 0 | 0 | 0 | 0 | 0 | 0 | 0 | 0 | 0 | 0 | 0 | 0 | 0 | 0 | 0 | 0 | 0 | 0 | 0 | 0 | 0 | 0 | 0 | 0 | 0 | 0 | 0 | 0 | 0 | 0 | 0 | 0 | 0 | 0 | 0 | 0 | 0 | 0 | 0 | 0 | 0 | 0 | 0 | 0 | 0 | 0 | 0 | 0 | 0 | 0 | 0 | 0 | 0 | 0 | 0 | 0 | 0 | 0 | 0 | 0 | 0 | 0 | 0 | 0 | 0 | 0 | 0 | 0 | 0 | 0 | 0 | 0 | 0 | 0 | 0 | 0 | 0 | 0 | 0 | 0 | 0 | 0 | 0 | 0 | 0 | 0 | 0 | 0 | 0 | 0 | 0 | 0 | 0 | 0 | 0 | 0 | 0 | 0 | 0 | 0 | 0 | 0 | 0 | 0 | 0 | 0 | 0 | 0 | 0 | 0 | 0 | 0 | 0 | 0 | 0 | 0 | 0 | 0 | 0 | 0 | 0 | 0 | 0 | 0 | 0 | 0 | 0 | 0 | 0 | 0 | 0 | 0 | 0 | 0 | 0 | 0 | 0 | 0 | 0 | 0 | 0 | 0 | 0 | 0 | 0 | 0 | 0 | 0 | 0 | 0 | 0 | 0 | 0 | 0 | 0 | 0 | 0 | 0 | 0 | 0 | 0 | 0 | 0 | 0 | 0 | 0 | 0 | 0 | 0 | 0 | 0 | 0 | 0 | 0 | 0 | 0 | 0 | 0 | 0 | 0 | 0 | 0 | 0 | 0 | 0 | 0 | 0 | 0 | 0 | 0 | 0 | 0 | 0 | 0 | 0 | 0 | 0 | 0 | 0 | 0 | 0 | 0 | 0 | 0 | 0 | 0 | 0 | 0 | 0 | 0 | 0 | 0 | 0 | 0 | 0 | 0 | 0 | 0 | 0 | 0 | 0 | 0 | 0 | 0 | 0 | 0 | 0 | 0 | 0 | 0 | 0 | 0 | 0 | 0 | 0 | 0 | 0 | 0 | 0 | 0 | 0 | 0 | 0 | 0 | 0 | 0 | 0 | 0 | 0 | 0 | 0 | 0 | 0 | 0 | 0 | 0 | 0 | 0 | 0 | 0 | 0 | 0 | 0 | 0 | 0 | 0 | 0 | 0 | 0 | 0 | 0 | 0 | 0 | 0 | 0 | 0 | 0 | 0 | 0 | 0 | 0 | 0 | 0 | 0 | 0 | 0 | 0 | 0 | 0 | 0 | 0 | 0 | 0 | 0 | 0 | 0 | 0 | 0 | 0 | 0 | 0 | 0 | 0 | 0 | 0 | 0 | 0 | 0 | 0 | 0 | 0 | 0 | 0 | 0 | 0 | 0 | 0 | 0 | 0 | 0 | 0 | 0 | 0 | 0 | 0 | 0 | 0 | 0 | 0 | 0 | 0 | 0 | 0 | 0 | 0 | 0 | 0 | 0 | 0 | 0 | 0 | 0 | 0 | 0 | 0 | 0 | 0 | 0 | 0 | 0 | 0 | 0 | 0 | 0 | 0 | 0 | 0 | 0 | 0 | 0 | 0 | 0 | 0 | 0 | 0 | 0 | 0 | 0 | 0 | 0 | 0
OR_Commercial_OR - Miscellaneous_New_Space Heating_Natural Gas_Gas Boiler - Insulate Steam Lines/Condensate Tank_A | OR | Commercial | OR - Miscellaneous | New | Space Heating | Natural Gas | Gas Boiler - Insulate Steam Lines/Condensate Tank | A | OCM606 | No insulation | Lines and condenstate tank insulated | 15 | 3.7498 | 0 | 0 | 13.96 | 0 | 0 | 0 | 0.28365 | 0.25 | boiler pipe | 100% | 100% | Discretionary | RetroEven20_OR | 82.88% | Boiler | 0% | 0 |  | 0 |  | 0 | GBLR_PINS-Heating-ILTRM-v4.0-1 | GBLR_PINS_STM-Heating-PGE-R7-1 | GBLR_PINS_STM-Heating-PGE-R7-1 | No insulation | No insulation | No insulation | No insulation | No insulation | No insulation | No insulation | No insulation | No insulation | No insulation | No insulation | No insulation | No insulation | No insulation | No insulation | No insulation | No insulation | No insulation | No insulation | No insulation | No insulation | No insulation | No insulation | No insulation | No insulation | No insulation | No insulation | Lines and condenstate tank insulated | Lines and condenstate tank insulated | Lines and condenstate tank insulated | Lines and condenstate tank insulated | Lines and condenstate tank insulated | Lines and condenstate tank insulated | Lines and condenstate tank insulated | Lines and condenstate tank insulated | Lines and condenstate tank insulated | Lines and condenstate tank insulated | Lines and condenstate tank insulated | Lines and condenstate tank insulated | Lines and condenstate tank insulated | Lines and condenstate tank insulated | Lines and condenstate tank insulated | Lines and condenstate tank insulated | Lines and condenstate tank insulated | Lines and condenstate tank insulated | Lines and condenstate tank insulated | Lines and condenstate tank insulated | Lines and condenstate tank insulated | Lines and condenstate tank insulated | Lines and condenstate tank insulated | Lines and condenstate tank insulated | Lines and condenstate tank insulated | Lines and condenstate tank insulated | Lines and condenstate tank insulated | 13.96 | 13.96 | 13.96 | 13.96 | 13.96 | 13.96 | 13.96 | 13.96 | 13.96 | 13.96 | 13.96 | 13.96 | 13.96 | 13.96 | 13.96 | 13.96 | 13.96 | 13.96 | 13.96 | 13.96 | 13.96 | 13.96 | 13.96 | 13.96 | 13.96 | 13.96 | 13.96 | 0 | 0 | 0 | 0 | 0 | 0 | 0 | 0 | 0 | 0 | 0 | 0 | 0 | 0 | 0 | 0 | 0 | 0 | 0 | 0 | 0 | 0 | 0 | 0 | 0 | 0 | 0 | 0 | 0 | 0 | 0 | 0 | 0 | 0 | 0 | 0 | 0 | 0 | 0 | 0 | 0 | 0 | 0 | 0 | 0 | 0 | 0 | 0 | 0 | 0 | 0 | 0 | 0 | 0 | 0 | 0 | 0 | 0 | 0 | 0 | 0 | 0 | 0 | 0 | 0 | 0 | 0 | 0 | 0 | 0 | 0 | 0 | 0 | 0 | 0 | 0 | 0 | 0 | 0 | 0 | 0 | 0 | 0 | 0 | 0 | 0 | 0 | 0 | 0 | 0 | 0 | 0 | 0 | 0 | 0 | 0 | 0 | 0 | 0 | 0 | 0 | 0 | 0 | 0 | 0 | 0 | 0 | 0 | 0 | 0 | 0 | 0 | 0 | 0 | 0 | 0 | 0 | 0 | 0 | 0 | 0 | 0 | 0 | 0 | 0 | 0 | 0 | 0 | 0 | 0 | 0 | 0 | 0 | 0 | 0 | 0 | 0 | 0 | 0 | 0 | 0 | 0 | 0 | 0 | 0 | 0 | 0 | 0 | 0 | 0 | 0 | 0 | 0 | 0 | 0 | 0 | 0 | 0 | 0 | 0 | 0 | 0 | 0 | 0 | 0 | 0 | 0 | 0 | 0 | 0 | 0 | 0 | 0 | 0 | 0 | 0 | 0 | 0 | 0 | 0 | 0 | 0 | 0 | 0 | 0 | 0 | 0 | 0 | 0 | 0 | 0 | 0 | 0 | 0 | 0 | 0 | 0 | 0 | 0 | 0 | 0 | 0 | 0 | 0 | 0 | 0 | 0 | 0 | 0 | 0 | 0 | 0 | 0 | 0 | 0 | 0 | 0 | 0 | 0 | 0 | 0 | 0 | 0 | 0 | 0 | 0 | 0 | 0 | 0 | 0 | 0 | 0 | 0 | 0 | 0 | 0 | 0 | 0 | 0 | 0 | 0 | 0 | 0 | 0 | 0 | 0 | 0 | 0 | 0 | 0 | 0 | 0 | 0 | 0 | 0 | 0 | 0 | 0 | 0 | 0 | 0 | 0 | 0 | 0 | 0 | 0 | 0 | 0 | 0 | 0 | 0 | 0 | 0 | 0 | 0 | 0 | 0 | 0 | 0 | 0 | 0 | 0 | 0 | 0 | 0 | 0 | 0 | 0 | 0 | 0 | 0 | 0 | 0 | 0 | 0 | 0 | 0 | 0 | 0 | 0 | 0 | 0 | 0 | 0 | 0 | 0 | 0 | 0 | 0 | 0 | 0 | 0 | 0 | 0 | 0 | 0 | 0 | 0 | 0 | 0 | 0 | 0 | 0 | 0 | 0 | 0 | 0 | 0 | 0 | 0 | 0 | 0 | 0 | 0 | 0 | 0 | 0 | 0 | 0 | 0 | 0 | 0 | 0 | 0 | 0 | 0 | 0 | 0 | 0 | 0 | 0 | 0 | 0 | 0 | 0 | 0 | 0 | 0 | 0 | 0 | 0 | 0 | 0 | 0 | 0 | 0 | 0 | 0 | 0 | 0 | 0 | 0 | 0 | 0 | 0 | 0 | 0 | 0 | 0 | 0 | 0 | 0 | 0 | 0 | 0 | 0 | 0 | 0 | 0 | 0 | 0 | 0 | 0 | 0 | 0 | 0 | 0 | 0 | 0 | 0 | 0 | 0 | 0 | 0 | 0 | 0 | 0 | 0 | 0 | 0 | 0 | 0 | 0 | 0 | 0 | 0 | 0 | 0 | 0 | 0 | 0 | 0 | 0 | 0 | 0 | 0 | 0 | 0 | 0 | 0 | 0 | 0 | 0 | 0 | 0 | 0 | 0 | 0 | 0 | 0 | 0 | 0 | 0 | 0 | 0 | 0 | 0 | 0 | 0 | 0 | 0 | 0 | 0 | 0 | 0 | 0 | 0 | 0 | 0 | 0 | 0 | 0 | 0 | 0 | 0 | 0 | 0 | 0 | 0 | 0 | 0 | 0 | 0 | 0 | 0 | 0 | 0
OR_Commercial_OR - Miscellaneous_New_Space Heating_Natural Gas_Gas Boiler - Insulate Hot Water Lines_A | OR | Commercial | OR - Miscellaneous | New | Space Heating | Natural Gas | Gas Boiler - Insulate Hot Water Lines | A | OCM607 | No insulation | Insulated water lines | 11 | 2.5103 | 0 | 0 | 26.08 | 0 | 0 | 0 | 0.28365 | 0.25 | boiler pipe | 100% | 100% | Discretionary | RetroEven20_OR | 82.88% | Boiler | 0% | 0 |  | 0 |  | 0 | GBLR_PINS_HW-Heating-PGE-R7-1 | GBLR_PINS_HW-Heating-PGE-R7-1 | GBLR_PINS_HW-Heating-PGE-R7-1 | No insulation | No insulation | No insulation | No insulation | No insulation | No insulation | No insulation | No insulation | No insulation | No insulation | No insulation | No insulation | No insulation | No insulation | No insulation | No insulation | No insulation | No insulation | No insulation | No insulation | No insulation | No insulation | No insulation | No insulation | No insulation | No insulation | No insulation | Insulated water lines | Insulated water lines | Insulated water lines | Insulated water lines | Insulated water lines | Insulated water lines | Insulated water lines | Insulated water lines | Insulated water lines | Insulated water lines | Insulated water lines | Insulated water lines | Insulated water lines | Insulated water lines | Insulated water lines | Insulated water lines | Insulated water lines | Insulated water lines | Insulated water lines | Insulated water lines | Insulated water lines | Insulated water lines | Insulated water lines | Insulated water lines | Insulated water lines | Insulated water lines | Insulated water lines | 26.08 | 26.08 | 26.08 | 26.08 | 26.08 | 26.08 | 26.08 | 26.08 | 26.08 | 26.08 | 26.08 | 26.08 | 26.08 | 26.08 | 26.08 | 26.08 | 26.08 | 26.08 | 26.08 | 26.08 | 26.08 | 26.08 | 26.08 | 26.08 | 26.08 | 26.08 | 26.08 | 0 | 0 | 0 | 0 | 0 | 0 | 0 | 0 | 0 | 0 | 0 | 0 | 0 | 0 | 0 | 0 | 0 | 0 | 0 | 0 | 0 | 0 | 0 | 0 | 0 | 0 | 0 | 0 | 0 | 0 | 0 | 0 | 0 | 0 | 0 | 0 | 0 | 0 | 0 | 0 | 0 | 0 | 0 | 0 | 0 | 0 | 0 | 0 | 0 | 0 | 0 | 0 | 0 | 0 | 0 | 0 | 0 | 0 | 0 | 0 | 0 | 0 | 0 | 0 | 0 | 0 | 0 | 0 | 0 | 0 | 0 | 0 | 0 | 0 | 0 | 0 | 0 | 0 | 0 | 0 | 0 | 0 | 0 | 0 | 0 | 0 | 0 | 0 | 0 | 0 | 0 | 0 | 0 | 0 | 0 | 0 | 0 | 0 | 0 | 0 | 0 | 0 | 0 | 0 | 0 | 0 | 0 | 0 | 0 | 0 | 0 | 0 | 0 | 0 | 0 | 0 | 0 | 0 | 0 | 0 | 0 | 0 | 0 | 0 | 0 | 0 | 0 | 0 | 0 | 0 | 0 | 0 | 0 | 0 | 0 | 0 | 0 | 0 | 0 | 0 | 0 | 0 | 0 | 0 | 0 | 0 | 0 | 0 | 0 | 0 | 0 | 0 | 0 | 0 | 0 | 0 | 0 | 0 | 0 | 0 | 0 | 0 | 0 | 0 | 0 | 0 | 0 | 0 | 0 | 0 | 0 | 0 | 0 | 0 | 0 | 0 | 0 | 0 | 0 | 0 | 0 | 0 | 0 | 0 | 0 | 0 | 0 | 0 | 0 | 0 | 0 | 0 | 0 | 0 | 0 | 0 | 0 | 0 | 0 | 0 | 0 | 0 | 0 | 0 | 0 | 0 | 0 | 0 | 0 | 0 | 0 | 0 | 0 | 0 | 0 | 0 | 0 | 0 | 0 | 0 | 0 | 0 | 0 | 0 | 0 | 0 | 0 | 0 | 0 | 0 | 0 | 0 | 0 | 0 | 0 | 0 | 0 | 0 | 0 | 0 | 0 | 0 | 0 | 0 | 0 | 0 | 0 | 0 | 0 | 0 | 0 | 0 | 0 | 0 | 0 | 0 | 0 | 0 | 0 | 0 | 0 | 0 | 0 | 0 | 0 | 0 | 0 | 0 | 0 | 0 | 0 | 0 | 0 | 0 | 0 | 0 | 0 | 0 | 0 | 0 | 0 | 0 | 0 | 0 | 0 | 0 | 0 | 0 | 0 | 0 | 0 | 0 | 0 | 0 | 0 | 0 | 0 | 0 | 0 | 0 | 0 | 0 | 0 | 0 | 0 | 0 | 0 | 0 | 0 | 0 | 0 | 0 | 0 | 0 | 0 | 0 | 0 | 0 | 0 | 0 | 0 | 0 | 0 | 0 | 0 | 0 | 0 | 0 | 0 | 0 | 0 | 0 | 0 | 0 | 0 | 0 | 0 | 0 | 0 | 0 | 0 | 0 | 0 | 0 | 0 | 0 | 0 | 0 | 0 | 0 | 0 | 0 | 0 | 0 | 0 | 0 | 0 | 0 | 0 | 0 | 0 | 0 | 0 | 0 | 0 | 0 | 0 | 0 | 0 | 0 | 0 | 0 | 0 | 0 | 0 | 0 | 0 | 0 | 0 | 0 | 0 | 0 | 0 | 0 | 0 | 0 | 0 | 0 | 0 | 0 | 0 | 0 | 0 | 0 | 0 | 0 | 0 | 0 | 0 | 0 | 0 | 0 | 0 | 0 | 0 | 0 | 0 | 0 | 0 | 0 | 0 | 0 | 0 | 0 | 0 | 0 | 0 | 0 | 0 | 0 | 0 | 0 | 0 | 0 | 0 | 0 | 0 | 0 | 0 | 0 | 0 | 0 | 0 | 0 | 0 | 0 | 0 | 0 | 0 | 0 | 0 | 0 | 0 | 0 | 0 | 0 | 0 | 0 | 0 | 0 | 0 | 0 | 0 | 0 | 0 | 0 | 0 | 0 | 0 | 0 | 0 | 0 | 0 | 0 | 0 | 0 | 0 | 0 | 0 | 0 | 0 | 0 | 0 | 0 | 0 | 0 | 0
OR_Commercial_OR - Miscellaneous_New_Space Heating_Natural Gas_Condensing RTU_A | OR | Commercial | OR - Miscellaneous | New | Space Heating | Natural Gas | Condensing RTU | A | OCM608 | TBD | TBD | 5 | 0.060789 | 0 | 0 | 0.43 | 0 | 0 | 0 | 0.28365 | 0.25 | sqft cond | 100% | 100% | Discretionary | RetroEven20_OR | 82.88% | Furnace | 0% | 0 |  | 0 |  | 0 | NEEA Condensing Rooftop Unit Field Study - October 28, 2019 | NEEA Condensing Rooftop Unit Field Study - October 28, 2019 | NEEA Condensing Rooftop Unit Field Study - October 28, 2019 | TBD | TBD | TBD | TBD | TBD | TBD | TBD | TBD | TBD | TBD | TBD | TBD | TBD | TBD | TBD | TBD | TBD | TBD | TBD | TBD | TBD | TBD | TBD | TBD | TBD | TBD | TBD | TBD | TBD | TBD | TBD | TBD | TBD | TBD | TBD | TBD | TBD | TBD | TBD | TBD | TBD | TBD | TBD | TBD | TBD | TBD | TBD | TBD | TBD | TBD | TBD | TBD | TBD | TBD | 0.43 | 0.43 | 0.43 | 0.43 | 0.43 | 0.43 | 0.43 | 0.43 | 0.43 | 0.43 | 0.43 | 0.43 | 0.43 | 0.43 | 0.43 | 0.43 | 0.43 | 0.43 | 0.43 | 0.43 | 0.43 | 0.43 | 0.43 | 0.43 | 0.43 | 0.43 | 0.43 | 0 | 0 | 0 | 0 | 0 | 0 | 0 | 0 | 0 | 0 | 0 | 0 | 0 | 0 | 0 | 0 | 0 | 0 | 0 | 0 | 0 | 0 | 0 | 0 | 0 | 0 | 0 | 0 | 0 | 0 | 0 | 0 | 0 | 0 | 0 | 0 | 0 | 0 | 0 | 0 | 0 | 0 | 0 | 0 | 0 | 0 | 0 | 0 | 0 | 0 | 0 | 0 | 0 | 0 | 0 | 0 | 0 | 0 | 0 | 0 | 0 | 0 | 0 | 0 | 0 | 0 | 0 | 0 | 0 | 0 | 0 | 0 | 0 | 0 | 0 | 0 | 0 | 0 | 0 | 0 | 0 | 0 | 0 | 0 | 0 | 0 | 0 | 0 | 0 | 0 | 0 | 0 | 0 | 0 | 0 | 0 | 0 | 0 | 0 | 0 | 0 | 0 | 0 | 0 | 0 | 0 | 0 | 0 | 0 | 0 | 0 | 0 | 0 | 0 | 0 | 0 | 0 | 0 | 0 | 0 | 0 | 0 | 0 | 0 | 0 | 0 | 0 | 0 | 0 | 0 | 0 | 0 | 0 | 0 | 0 | 0 | 0 | 0 | 0 | 0 | 0 | 0 | 0 | 0 | 0 | 0 | 0 | 0 | 0 | 0 | 0 | 0 | 0 | 0 | 0 | 0 | 0 | 0 | 0 | 0 | 0 | 0 | 0 | 0 | 0 | 0 | 0 | 0 | 0 | 0 | 0 | 0 | 0 | 0 | 0 | 0 | 0 | 0 | 0 | 0 | 0 | 0 | 0 | 0 | 0 | 0 | 0 | 0 | 0 | 0 | 0 | 0 | 0 | 0 | 0 | 0 | 0 | 0 | 0 | 0 | 0 | 0 | 0 | 0 | 0 | 0 | 0 | 0 | 0 | 0 | 0 | 0 | 0 | 0 | 0 | 0 | 0 | 0 | 0 | 0 | 0 | 0 | 0 | 0 | 0 | 0 | 0 | 0 | 0 | 0 | 0 | 0 | 0 | 0 | 0 | 0 | 0 | 0 | 0 | 0 | 0 | 0 | 0 | 0 | 0 | 0 | 0 | 0 | 0 | 0 | 0 | 0 | 0 | 0 | 0 | 0 | 0 | 0 | 0 | 0 | 0 | 0 | 0 | 0 | 0 | 0 | 0 | 0 | 0 | 0 | 0 | 0 | 0 | 0 | 0 | 0 | 0 | 0 | 0 | 0 | 0 | 0 | 0 | 0 | 0 | 0 | 0 | 0 | 0 | 0 | 0 | 0 | 0 | 0 | 0 | 0 | 0 | 0 | 0 | 0 | 0 | 0 | 0 | 0 | 0 | 0 | 0 | 0 | 0 | 0 | 0 | 0 | 0 | 0 | 0 | 0 | 0 | 0 | 0 | 0 | 0 | 0 | 0 | 0 | 0 | 0 | 0 | 0 | 0 | 0 | 0 | 0 | 0 | 0 | 0 | 0 | 0 | 0 | 0 | 0 | 0 | 0 | 0 | 0 | 0 | 0 | 0 | 0 | 0 | 0 | 0 | 0 | 0 | 0 | 0 | 0 | 0 | 0 | 0 | 0 | 0 | 0 | 0 | 0 | 0 | 0 | 0 | 0 | 0 | 0 | 0 | 0 | 0 | 0 | 0 | 0 | 0 | 0 | 0 | 0 | 0 | 0 | 0 | 0 | 0 | 0 | 0 | 0 | 0 | 0 | 0 | 0 | 0 | 0 | 0 | 0 | 0 | 0 | 0 | 0 | 0 | 0 | 0 | 0 | 0 | 0 | 0 | 0 | 0 | 0 | 0 | 0 | 0 | 0 | 0 | 0 | 0 | 0 | 0 | 0 | 0 | 0 | 0 | 0 | 0 | 0 | 0 | 0 | 0 | 0 | 0 | 0 | 0 | 0 | 0 | 0 | 0 | 0 | 0 | 0 | 0 | 0 | 0 | 0 | 0 | 0 | 0 | 0 | 0 | 0 | 0 | 0 | 0 | 0 | 0 | 0 | 0 | 0 | 0 | 0 | 0 | 0 | 0 | 0 | 0 | 0 | 0 | 0 | 0 | 0 | 0 | 0 | 0 | 0 | 0 | 0 | 0
OR_Commercial_OR - Miscellaneous_New_Space Heating_Natural Gas_Hydronic Heating Radiator Replacement_A | OR | Commercial | OR - Miscellaneous | New | Space Heating | Natural Gas | Hydronic Heating Radiator Replacement | A | OCM609 | TBD | TBD | 25 | 34 | 0 | 0 | 624.75 | 0 | 0 | 0 | 0.28365 | 0.25 | radiator | 100% | 100% | Discretionary | RetroEven20_OR | 82.88% | Boiler | 0% | 0 |  | 0 |  | 0 | IL TRM - 4.4.52 - CI-HVC-HHRR-V01-210101 | IL TRM - 4.4.52 - CI-HVC-HHRR-V01-210101 | IL TRM - 4.4.52 - CI-HVC-HHRR-V01-210101 | TBD | TBD | TBD | TBD | TBD | TBD | TBD | TBD | TBD | TBD | TBD | TBD | TBD | TBD | TBD | TBD | TBD | TBD | TBD | TBD | TBD | TBD | TBD | TBD | TBD | TBD | TBD | TBD | TBD | TBD | TBD | TBD | TBD | TBD | TBD | TBD | TBD | TBD | TBD | TBD | TBD | TBD | TBD | TBD | TBD | TBD | TBD | TBD | TBD | TBD | TBD | TBD | TBD | TBD | 624.75 | 624.75 | 624.75 | 624.75 | 624.75 | 624.75 | 624.75 | 624.75 | 624.75 | 624.75 | 624.75 | 624.75 | 624.75 | 624.75 | 624.75 | 624.75 | 624.75 | 624.75 | 624.75 | 624.75 | 624.75 | 624.75 | 624.75 | 624.75 | 624.75 | 624.75 | 624.75 | 0 | 0 | 0 | 0 | 0 | 0 | 0 | 0 | 0 | 0 | 0 | 0 | 0 | 0 | 0 | 0 | 0 | 0 | 0 | 0 | 0 | 0 | 0 | 0 | 0 | 0 | 0 | 0 | 0 | 0 | 0 | 0 | 0 | 0 | 0 | 0 | 0 | 0 | 0 | 0 | 0 | 0 | 0 | 0 | 0 | 0 | 0 | 0 | 0 | 0 | 0 | 0 | 0 | 0 | 0 | 0 | 0 | 0 | 0 | 0 | 0 | 0 | 0 | 0 | 0 | 0 | 0 | 0 | 0 | 0 | 0 | 0 | 0 | 0 | 0 | 0 | 0 | 0 | 0 | 0 | 0 | 0 | 0 | 0 | 0 | 0 | 0 | 0 | 0 | 0 | 0 | 0 | 0 | 0 | 0 | 0 | 0 | 0 | 0 | 0 | 0 | 0 | 0 | 0 | 0 | 0 | 0 | 0 | 0 | 0 | 0 | 0 | 0 | 0 | 0 | 0 | 0 | 0 | 0 | 0 | 0 | 0 | 0 | 0 | 0 | 0 | 0 | 0 | 0 | 0 | 0 | 0 | 0 | 0 | 0 | 0 | 0 | 0 | 0 | 0 | 0 | 0 | 0 | 0 | 0 | 0 | 0 | 0 | 0 | 0 | 0 | 0 | 0 | 0 | 0 | 0 | 0 | 0 | 0 | 0 | 0 | 0 | 0 | 0 | 0 | 0 | 0 | 0 | 0 | 0 | 0 | 0 | 0 | 0 | 0 | 0 | 0 | 0 | 0 | 0 | 0 | 0 | 0 | 0 | 0 | 0 | 0 | 0 | 0 | 0 | 0 | 0 | 0 | 0 | 0 | 0 | 0 | 0 | 0 | 0 | 0 | 0 | 0 | 0 | 0 | 0 | 0 | 0 | 0 | 0 | 0 | 0 | 0 | 0 | 0 | 0 | 0 | 0 | 0 | 0 | 0 | 0 | 0 | 0 | 0 | 0 | 0 | 0 | 0 | 0 | 0 | 0 | 0 | 0 | 0 | 0 | 0 | 0 | 0 | 0 | 0 | 0 | 0 | 0 | 0 | 0 | 0 | 0 | 0 | 0 | 0 | 0 | 0 | 0 | 0 | 0 | 0 | 0 | 0 | 0 | 0 | 0 | 0 | 0 | 0 | 0 | 0 | 0 | 0 | 0 | 0 | 0 | 0 | 0 | 0 | 0 | 0 | 0 | 0 | 0 | 0 | 0 | 0 | 0 | 0 | 0 | 0 | 0 | 0 | 0 | 0 | 0 | 0 | 0 | 0 | 0 | 0 | 0 | 0 | 0 | 0 | 0 | 0 | 0 | 0 | 0 | 0 | 0 | 0 | 0 | 0 | 0 | 0 | 0 | 0 | 0 | 0 | 0 | 0 | 0 | 0 | 0 | 0 | 0 | 0 | 0 | 0 | 0 | 0 | 0 | 0 | 0 | 0 | 0 | 0 | 0 | 0 | 0 | 0 | 0 | 0 | 0 | 0 | 0 | 0 | 0 | 0 | 0 | 0 | 0 | 0 | 0 | 0 | 0 | 0 | 0 | 0 | 0 | 0 | 0 | 0 | 0 | 0 | 0 | 0 | 0 | 0 | 0 | 0 | 0 | 0 | 0 | 0 | 0 | 0 | 0 | 0 | 0 | 0 | 0 | 0 | 0 | 0 | 0 | 0 | 0 | 0 | 0 | 0 | 0 | 0 | 0 | 0 | 0 | 0 | 0 | 0 | 0 | 0 | 0 | 0 | 0 | 0 | 0 | 0 | 0 | 0 | 0 | 0 | 0 | 0 | 0 | 0 | 0 | 0 | 0 | 0 | 0 | 0 | 0 | 0 | 0 | 0 | 0 | 0 | 0 | 0 | 0 | 0 | 0 | 0 | 0 | 0 | 0 | 0 | 0 | 0 | 0 | 0 | 0 | 0 | 0 | 0 | 0 | 0 | 0 | 0 | 0 | 0 | 0 | 0 | 0 | 0 | 0 | 0 | 0 | 0 | 0 | 0 | 0 | 0 | 0 | 0 | 0 | 0 | 0 | 0 | 0 | 0 | 0 | 0 | 0 | 0 | 0 | 0 | 0 | 0
OR_Commercial_OR - Miscellaneous_New_Space Heating_Natural Gas_Thermostat - Connected_A | OR | Commercial | OR - Miscellaneous | New | Space Heating | Natural Gas | Thermostat - Connected | A | OCM610 | Standard thermostat. | Thermostat connected to building management control system. | 5 | 0 | 0 | 0 | 222.91 | 0 | 0 | 0 | 0.28365 | 0.25 | Stat Unit | 30% | 53.33% | Discretionary | Retro5Med_OR | 81.34% | Space Heating | 0% | 0 |  | 0 |  | 0 | DL20_CSTAT_SMRT-Cool-RTF-v1.1-5 | IL TRM - CI-HVC-THST-V01-200101 | DL20_CSTAT_SMRT-Heat-RTF-v1.1-1 | Standard thermostat. | Standard thermostat. | Standard thermostat. | Standard thermostat. | Standard thermostat. | Standard thermostat. | Standard thermostat. | Standard thermostat. | Standard thermostat. | Standard thermostat. | Standard thermostat. | Standard thermostat. | Standard thermostat. | Standard thermostat. | Standard thermostat. | Standard thermostat. | Standard thermostat. | Standard thermostat. | Standard thermostat. | Standard thermostat. | Standard thermostat. | Standard thermostat. | Standard thermostat. | Standard thermostat. | Standard thermostat. | Standard thermostat. | Standard thermostat. | Thermostat connected to building management control system. | Thermostat connected to building management control system. | Thermostat connected to building management control system. | Thermostat connected to building management control system. | Thermostat connected to building management control system. | Thermostat connected to building management control system. | Thermostat connected to building management control system. | Thermostat connected to building management control system. | Thermostat connected to building management control system. | Thermostat connected to building management control system. | Thermostat connected to building management control system. | Thermostat connected to building management control system. | Thermostat connected to building management control system. | Thermostat connected to building management control system. | Thermostat connected to building management control system. | Thermostat connected to building management control system. | Thermostat connected to building management control system. | Thermostat connected to building management control system. | Thermostat connected to building management control system. | Thermostat connected to building management control system. | Thermostat connected to building management control system. | Thermostat connected to building management control system. | Thermostat connected to building management control system. | Thermostat connected to building management control system. | Thermostat connected to building management control system. | Thermostat connected to building management control system. | Thermostat connected to building management control system. | 222.91 | 222.91 | 222.91 | 222.91 | 222.91 | 222.91 | 222.91 | 222.91 | 222.91 | 222.91 | 222.91 | 222.91 | 222.91 | 222.91 | 222.91 | 222.91 | 222.91 | 222.91 | 222.91 | 222.91 | 222.91 | 222.91 | 222.91 | 222.91 | 222.91 | 222.91 | 222.91 | 0 | 0 | 0 | 0 | 0 | 0 | 0 | 0 | 0 | 0 | 0 | 0 | 0 | 0 | 0 | 0 | 0 | 0 | 0 | 0 | 0 | 0 | 0 | 0 | 0 | 0 | 0 | 0 | 0 | 0 | 0 | 0 | 0 | 0 | 0 | 0 | 0 | 0 | 0 | 0 | 0 | 0 | 0 | 0 | 0 | 0 | 0 | 0 | 0 | 0 | 0 | 0 | 0 | 0 | 0 | 0 | 0 | 0 | 0 | 0 | 0 | 0 | 0 | 0 | 0 | 0 | 0 | 0 | 0 | 0 | 0 | 0 | 0 | 0 | 0 | 0 | 0 | 0 | 0 | 0 | 0 | 0 | 0 | 0 | 0 | 0 | 0 | 0 | 0 | 0 | 0 | 0 | 0 | 0 | 0 | 0 | 0 | 0 | 0 | 0 | 0 | 0 | 0 | 0 | 0 | 0 | 0 | 0 | 0 | 0 | 0 | 0 | 0 | 0 | 0 | 0 | 0 | 0 | 0 | 0 | 0 | 0 | 0 | 0 | 0 | 0 | 0 | 0 | 0 | 0 | 0 | 0 | 0 | 0 | 0 | 0 | 0 | 0 | 0 | 0 | 0 | 0 | 0 | 0 | 0 | 0 | 0 | 0 | 0 | 0 | 0 | 0 | 0 | 0 | 0 | 0 | 0 | 0 | 0 | 0 | 0 | 0 | 0 | 0 | 0 | 0 | 0 | 0 | 0 | 0 | 0 | 0 | 0 | 0 | 0 | 0 | 0 | 0 | 0 | 0 | 0 | 0 | 0 | 0 | 0 | 0 | 0 | 0 | 0 | 0 | 0 | 0 | 0 | 0 | 0 | 0 | 0 | 0 | 0 | 0 | 0 | 0 | 0 | 0 | 0 | 0 | 0 | 0 | 0 | 0 | 0 | 0 | 0 | 0 | 0 | 0 | 0 | 0 | 0 | 0 | 0 | 0 | 0 | 0 | 0 | 0 | 0 | 0 | 0 | 0 | 0 | 0 | 0 | 0 | 0 | 0 | 0 | 0 | 0 | 0 | 0 | 0 | 0 | 0 | 0 | 0 | 0 | 0 | 0 | 0 | 0 | 0 | 0 | 0 | 0 | 0 | 0 | 0 | 0 | 0 | 0 | 0 | 0 | 0 | 0 | 0 | 0 | 0 | 0 | 0 | 0 | 0 | 0 | 0 | 0 | 0 | 0 | 0 | 0 | 0 | 0 | 0 | 0 | 0 | 0 | 0 | 0 | 0 | 0 | 0 | 0 | 0 | 0 | 0 | 0 | 0 | 0 | 0 | 0 | 0 | 0 | 0 | 0 | 0 | 0 | 0 | 0 | 0 | 0 | 0 | 0 | 0 | 0 | 0 | 0 | 0 | 0 | 0 | 0 | 0 | 0 | 0 | 0 | 0 | 0 | 0 | 0 | 0 | 0 | 0 | 0 | 0 | 0 | 0 | 0 | 0 | 0 | 0 | 0 | 0 | 0 | 0 | 0 | 0 | 0 | 0 | 0 | 0 | 0 | 0 | 0 | 0 | 0 | 0 | 0 | 0 | 0 | 0 | 0 | 0 | 0 | 0 | 0 | 0 | 0 | 0 | 0 | 0 | 0 | 0 | 0 | 0 | 0 | 0 | 0 | 0 | 0 | 0 | 0 | 0 | 0 | 0 | 0 | 0 | 0 | 0 | 0 | 0 | 0 | 0 | 0 | 0 | 0 | 0 | 0 | 0 | 0 | 0 | 0 | 0 | 0 | 0 | 0 | 0 | 0 | 0 | 0 | 0 | 0 | 0 | 0 | 0 | 0 | 0 | 0 | 0 | 0 | 0 | 0 | 0 | 0 | 0 | 0 | 0 | 0 | 0 | 0 | 0 | 0 | 0 | 0 | 0 | 0 | 0 | 0 | 0 | 0 | 0 | 0 | 0 | 0 | 0 | 0 | 0 | 0 | 0 | 0 | 0 | 0 | 0 | 0 | 0 | 0 | 0 | 0 | 0 | 0 | 0 | 0 | 0 | 0 | 0 | 0 | 0 | 0 | 0 | 0 | 0 | 0 | 0 | 0 | 0 | 0 | 0 | 0 | 0 | 0
OR_Commercial_OR - Miscellaneous_New_Water Heating_Natural Gas_Water Heater - Thermostatic Shower Restriction Valve_A | OR | Commercial | OR - Miscellaneous | New | Water Heating | Natural Gas | Water Heater - Thermostatic Shower Restriction Valve | A | OCM611 | No thermostatic control on shower. | Thermostatic shower restriction valve. | 10 | 1.5625 | 0 | 0 | 24.46 | 6.84 | 0 | 0 | 0.28365 | 0.25 | showerhead | 86.67% | 86.67% | Discretionary | Retro5Med_OR | 81.34% | Water Heater | 0% | 0 |  | 0 |  | 0 | ThermostaticShowerRestrictionValve_v4_2 | ThermostaticShowerRestrictionValve_v4_2 | ThermostaticShowerRestrictionValve_v4_2 | No thermostatic control on shower. | No thermostatic control on shower. | No thermostatic control on shower. | No thermostatic control on shower. | No thermostatic control on shower. | No thermostatic control on shower. | No thermostatic control on shower. | No thermostatic control on shower. | No thermostatic control on shower. | No thermostatic control on shower. | No thermostatic control on shower. | No thermostatic control on shower. | No thermostatic control on shower. | No thermostatic control on shower. | No thermostatic control on shower. | No thermostatic control on shower. | No thermostatic control on shower. | No thermostatic control on shower. | No thermostatic control on shower. | No thermostatic control on shower. | No thermostatic control on shower. | No thermostatic control on shower. | No thermostatic control on shower. | No thermostatic control on shower. | No thermostatic control on shower. | No thermostatic control on shower. | No thermostatic control on shower. | Thermostatic shower restriction valve. | Thermostatic shower restriction valve. | Thermostatic shower restriction valve. | Thermostatic shower restriction valve. | Thermostatic shower restriction valve. | Thermostatic shower restriction valve. | Thermostatic shower restriction valve. | Thermostatic shower restriction valve. | Thermostatic shower restriction valve. | Thermostatic shower restriction valve. | Thermostatic shower restriction valve. | Thermostatic shower restriction valve. | Thermostatic shower restriction valve. | Thermostatic shower restriction valve. | Thermostatic shower restriction valve. | Thermostatic shower restriction valve. | Thermostatic shower restriction valve. | Thermostatic shower restriction valve. | Thermostatic shower restriction valve. | Thermostatic shower restriction valve. | Thermostatic shower restriction valve. | Thermostatic shower restriction valve. | Thermostatic shower restriction valve. | Thermostatic shower restriction valve. | Thermostatic shower restriction valve. | Thermostatic shower restriction valve. | Thermostatic shower restriction valve. | 24.46 | 24.46 | 24.46 | 24.46 | 24.46 | 24.46 | 24.46 | 24.46 | 24.46 | 24.46 | 24.46 | 24.46 | 24.46 | 24.46 | 24.46 | 24.46 | 24.46 | 24.46 | 24.46 | 24.46 | 24.46 | 24.46 | 24.46 | 24.46 | 24.46 | 24.46 | 24.46 | 0 | 0 | 0 | 0 | 0 | 0 | 0 | 0 | 0 | 0 | 0 | 0 | 0 | 0 | 0 | 0 | 0 | 0 | 0 | 0 | 0 | 0 | 0 | 0 | 0 | 0 | 0 | 0 | 0 | 0 | 0 | 0 | 0 | 0 | 0 | 0 | 0 | 0 | 0 | 0 | 0 | 0 | 0 | 0 | 0 | 0 | 0 | 0 | 0 | 0 | 0 | 0 | 0 | 0 | 0 | 0 | 0 | 0 | 0 | 0 | 0 | 0 | 0 | 0 | 0 | 0 | 0 | 0 | 0 | 0 | 0 | 0 | 0 | 0 | 0 | 0 | 0 | 0 | 0 | 0 | 0 | 0 | 0 | 0 | 0 | 0 | 0 | 0 | 0 | 0 | 0 | 0 | 0 | 0 | 0 | 0 | 0 | 0 | 0 | 0 | 0 | 0 | 0 | 0 | 0 | 0 | 0 | 0 | 0 | 0 | 0 | 0 | 0 | 0 | 0 | 0 | 0 | 0 | 0 | 0 | 0 | 0 | 0 | 0 | 0 | 0 | 0 | 0 | 0 | 0 | 0 | 0 | 0 | 0 | 0 | 0 | 0 | 0 | 0 | 0 | 0 | 0 | 0 | 0 | 0 | 0 | 0 | 0 | 0 | 0 | 0 | 0 | 0 | 0 | 0 | 0 | 0 | 0 | 0 | 0 | 0 | 0 | 0 | 0 | 0 | 0 | 0 | 0 | 0 | 0 | 0 | 0 | 0 | 0 | 0 | 0 | 0 | 0 | 0 | 0 | 0 | 0 | 0 | 0 | 0 | 0 | 0 | 0 | 0 | 0 | 0 | 0 | 0 | 0 | 0 | 0 | 0 | 0 | 0 | 0 | 0 | 0 | 0 | 0 | 0 | 0 | 0 | 0 | 0 | 0 | 0 | 0 | 0 | 0 | 0 | 0 | 0 | 0 | 0 | 0 | 0 | 0 | 0 | 0 | 0 | 0 | 0 | 0 | 0 | 0 | 0 | 0 | 0 | 0 | 0 | 0 | 0 | 0 | 0 | 0 | 0 | 0 | 0 | 0 | 0 | 0 | 0 | 0 | 0 | 0 | 0 | 0 | 0 | 0 | 0 | 0 | 0 | 0 | 0 | 0 | 0 | 0 | 0 | 0 | 0 | 0 | 0 | 0 | 0 | 0 | 0 | 0 | 0 | 0 | 0 | 0 | 0 | 0 | 0 | 0 | 0 | 0 | 0 | 0 | 0 | 0 | 0 | 0 | 0 | 0 | 0 | 0 | 0 | 0 | 0 | 0 | 0 | 0 | 0 | 0 | 0 | 0 | 0 | 0 | 0 | 0 | 0 | 0 | 0 | 0 | 0 | 0 | 0 | 0 | 0 | 0 | 0 | 0 | 0 | 0 | 0 | 0 | 0 | 0 | 0 | 0 | 0 | 0 | 0 | 0 | 0 | 0 | 0 | 0 | 0 | 0 | 0 | 0 | 0 | 0 | 0 | 0 | 0 | 0 | 0 | 0 | 0 | 0 | 0 | 0 | 0 | 0 | 0 | 0 | 0 | 0 | 0 | 0 | 0 | 0 | 0 | 0 | 0 | 0 | 0 | 0 | 0 | 0 | 0 | 0 | 0 | 0 | 0 | 0 | 0 | 0 | 0 | 0 | 0 | 0 | 0 | 0 | 0 | 0 | 0 | 0 | 0 | 0 | 0 | 0 | 0 | 0 | 0 | 0 | 0 | 0 | 0 | 0 | 0 | 0 | 0 | 0 | 0 | 0 | 0 | 0 | 0 | 0 | 0 | 0 | 0 | 0 | 0 | 0 | 0 | 0 | 0 | 0 | 0 | 0 | 0 | 0 | 0 | 0 | 0 | 0 | 0 | 0 | 0 | 0 | 0 | 0 | 0 | 0 | 0 | 0 | 0 | 0 | 0 | 0 | 0 | 0 | 0 | 0 | 0 | 0 | 0 | 0 | 0 | 0 | 0 | 0 | 0 | 0 | 0 | 0 | 0 | 0 | 0 | 0 | 0 | 0 | 0 | 0 | 0 | 0 | 0 | 0 | 0 | 0 | 0 | 0 | 0 | 0 | 0 | 0 | 0
OR_Commercial_OR - Miscellaneous_New_Water Heating_Natural Gas_Water Heater - Pre-Rinse Spray Valve_A | OR | Commercial | OR - Miscellaneous | New | Water Heating | Natural Gas | Water Heater - Pre-Rinse Spray Valve | A | OCM612 | Standard pre-rinse spray valve. | Low flow pre-rinse spray valve. | 4 | 16.81 | 0 | 0 | 112.2 | 0 | 0 | 0 | 0.28365 | 0.25 | KitchenFaucet | 0% | 0% | Discretionary | Retro5Med_OR | 81.34% | Water Heater | 0% | 0 |  | 0 |  | 0 | Avista TRM | Avista TRM | Avista TRM | Standard pre-rinse spray valve. | Standard pre-rinse spray valve. | Standard pre-rinse spray valve. | Standard pre-rinse spray valve. | Standard pre-rinse spray valve. | Standard pre-rinse spray valve. | Standard pre-rinse spray valve. | Standard pre-rinse spray valve. | Standard pre-rinse spray valve. | Standard pre-rinse spray valve. | Standard pre-rinse spray valve. | Standard pre-rinse spray valve. | Standard pre-rinse spray valve. | Standard pre-rinse spray valve. | Standard pre-rinse spray valve. | Standard pre-rinse spray valve. | Standard pre-rinse spray valve. | Standard pre-rinse spray valve. | Standard pre-rinse spray valve. | Standard pre-rinse spray valve. | Standard pre-rinse spray valve. | Standard pre-rinse spray valve. | Standard pre-rinse spray valve. | Standard pre-rinse spray valve. | Standard pre-rinse spray valve. | Standard pre-rinse spray valve. | Standard pre-rinse spray valve. | Low flow pre-rinse spray valve. | Low flow pre-rinse spray valve. | Low flow pre-rinse spray valve. | Low flow pre-rinse spray valve. | Low flow pre-rinse spray valve. | Low flow pre-rinse spray valve. | Low flow pre-rinse spray valve. | Low flow pre-rinse spray valve. | Low flow pre-rinse spray valve. | Low flow pre-rinse spray valve. | Low flow pre-rinse spray valve. | Low flow pre-rinse spray valve. | Low flow pre-rinse spray valve. | Low flow pre-rinse spray valve. | Low flow pre-rinse spray valve. | Low flow pre-rinse spray valve. | Low flow pre-rinse spray valve. | Low flow pre-rinse spray valve. | Low flow pre-rinse spray valve. | Low flow pre-rinse spray valve. | Low flow pre-rinse spray valve. | Low flow pre-rinse spray valve. | Low flow pre-rinse spray valve. | Low flow pre-rinse spray valve. | Low flow pre-rinse spray valve. | Low flow pre-rinse spray valve. | Low flow pre-rinse spray valve. | 112.2 | 112.2 | 112.2 | 112.2 | 112.2 | 112.2 | 112.2 | 112.2 | 112.2 | 112.2 | 112.2 | 112.2 | 112.2 | 112.2 | 112.2 | 112.2 | 112.2 | 112.2 | 112.2 | 112.2 | 112.2 | 112.2 | 112.2 | 112.2 | 112.2 | 112.2 | 112.2 | 0 | 0 | 0 | 0 | 0 | 0 | 0 | 0 | 0 | 0 | 0 | 0 | 0 | 0 | 0 | 0 | 0 | 0 | 0 | 0 | 0 | 0 | 0 | 0 | 0 | 0 | 0 | 0 | 0 | 0 | 0 | 0 | 0 | 0 | 0 | 0 | 0 | 0 | 0 | 0 | 0 | 0 | 0 | 0 | 0 | 0 | 0 | 0 | 0 | 0 | 0 | 0 | 0 | 0 | 0 | 0 | 0 | 0 | 0 | 0 | 0 | 0 | 0 | 0 | 0 | 0 | 0 | 0 | 0 | 0 | 0 | 0 | 0 | 0 | 0 | 0 | 0 | 0 | 0 | 0 | 0 | 0 | 0 | 0 | 0 | 0 | 0 | 0 | 0 | 0 | 0 | 0 | 0 | 0 | 0 | 0 | 0 | 0 | 0 | 0 | 0 | 0 | 0 | 0 | 0 | 0 | 0 | 0 | 0 | 0 | 0 | 0 | 0 | 0 | 0 | 0 | 0 | 0 | 0 | 0 | 0 | 0 | 0 | 0 | 0 | 0 | 0 | 0 | 0 | 0 | 0 | 0 | 0 | 0 | 0 | 0 | 0 | 0 | 0 | 0 | 0 | 0 | 0 | 0 | 0 | 0 | 0 | 0 | 0 | 0 | 0 | 0 | 0 | 0 | 0 | 0 | 0 | 0 | 0 | 0 | 0 | 0 | 0 | 0 | 0 | 0 | 0 | 0 | 0 | 0 | 0 | 0 | 0 | 0 | 0 | 0 | 0 | 0 | 0 | 0 | 0 | 0 | 0 | 0 | 0 | 0 | 0 | 0 | 0 | 0 | 0 | 0 | 0 | 0 | 0 | 0 | 0 | 0 | 0 | 0 | 0 | 0 | 0 | 0 | 0 | 0 | 0 | 0 | 0 | 0 | 0 | 0 | 0 | 0 | 0 | 0 | 0 | 0 | 0 | 0 | 0 | 0 | 0 | 0 | 0 | 0 | 0 | 0 | 0 | 0 | 0 | 0 | 0 | 0 | 0 | 0 | 0 | 0 | 0 | 0 | 0 | 0 | 0 | 0 | 0 | 0 | 0 | 0 | 0 | 0 | 0 | 0 | 0 | 0 | 0 | 0 | 0 | 0 | 0 | 0 | 0 | 0 | 0 | 0 | 0 | 0 | 0 | 0 | 0 | 0 | 0 | 0 | 0 | 0 | 0 | 0 | 0 | 0 | 0 | 0 | 0 | 0 | 0 | 0 | 0 | 0 | 0 | 0 | 0 | 0 | 0 | 0 | 0 | 0 | 0 | 0 | 0 | 0 | 0 | 0 | 0 | 0 | 0 | 0 | 0 | 0 | 0 | 0 | 0 | 0 | 0 | 0 | 0 | 0 | 0 | 0 | 0 | 0 | 0 | 0 | 0 | 0 | 0 | 0 | 0 | 0 | 0 | 0 | 0 | 0 | 0 | 0 | 0 | 0 | 0 | 0 | 0 | 0 | 0 | 0 | 0 | 0 | 0 | 0 | 0 | 0 | 0 | 0 | 0 | 0 | 0 | 0 | 0 | 0 | 0 | 0 | 0 | 0 | 0 | 0 | 0 | 0 | 0 | 0 | 0 | 0 | 0 | 0 | 0 | 0 | 0 | 0 | 0 | 0 | 0 | 0 | 0 | 0 | 0 | 0 | 0 | 0 | 0 | 0 | 0 | 0 | 0 | 0 | 0 | 0 | 0 | 0 | 0 | 0 | 0 | 0 | 0 | 0 | 0 | 0 | 0 | 0 | 0 | 0 | 0 | 0 | 0 | 0 | 0 | 0 | 0 | 0 | 0 | 0 | 0 | 0 | 0 | 0 | 0 | 0 | 0 | 0 | 0 | 0 | 0 | 0 | 0 | 0 | 0 | 0 | 0 | 0 | 0 | 0 | 0 | 0 | 0 | 0 | 0 | 0 | 0 | 0 | 0 | 0 | 0 | 0 | 0 | 0 | 0 | 0 | 0 | 0 | 0 | 0 | 0 | 0 | 0 | 0 | 0 | 0 | 0 | 0 | 0 | 0 | 0 | 0 | 0 | 0 | 0 | 0 | 0 | 0 | 0 | 0 | 0 | 0 | 0
OR_Commercial_OR - Miscellaneous_New_Water Heating_Natural Gas_Water Heater - Temperature Setback_A | OR | Commercial | OR - Miscellaneous | New | Water Heating | Natural Gas | Water Heater - Temperature Setback | A | OCM613 | No water heater temperature setback. | Water heater temperature setback. | 2 | 103.9223 | 0 | 0 | 5 | 0 | 0 | 0 | 0.28365 | 0.25 | WHunits | 15% | 100% | Discretionary | Retro5Med_OR | 81.34% | Water Heater | 0% | 0 |  | 0 |  | 0 | IL TRM - RS-HWE-TMPS-V08-210101 | IL TRM - RS-HWE-TMPS-V08-210101 | IL TRM - RS-HWE-TMPS-V08-210101 | No water heater temperature setback. | No water heater temperature setback. | No water heater temperature setback. | No water heater temperature setback. | No water heater temperature setback. | No water heater temperature setback. | No water heater temperature setback. | No water heater temperature setback. | No water heater temperature setback. | No water heater temperature setback. | No water heater temperature setback. | No water heater temperature setback. | No water heater temperature setback. | No water heater temperature setback. | No water heater temperature setback. | No water heater temperature setback. | No water heater temperature setback. | No water heater temperature setback. | No water heater temperature setback. | No water heater temperature setback. | No water heater temperature setback. | No water heater temperature setback. | No water heater temperature setback. | No water heater temperature setback. | No water heater temperature setback. | No water heater temperature setback. | No water heater temperature setback. | Water heater temperature setback. | Water heater temperature setback. | Water heater temperature setback. | Water heater temperature setback. | Water heater temperature setback. | Water heater temperature setback. | Water heater temperature setback. | Water heater temperature setback. | Water heater temperature setback. | Water heater temperature setback. | Water heater temperature setback. | Water heater temperature setback. | Water heater temperature setback. | Water heater temperature setback. | Water heater temperature setback. | Water heater temperature setback. | Water heater temperature setback. | Water heater temperature setback. | Water heater temperature setback. | Water heater temperature setback. | Water heater temperature setback. | Water heater temperature setback. | Water heater temperature setback. | Water heater temperature setback. | Water heater temperature setback. | Water heater temperature setback. | Water heater temperature setback. | 5 | 5 | 5 | 5 | 5 | 5 | 5 | 5 | 5 | 5 | 5 | 5 | 5 | 5 | 5 | 5 | 5 | 5 | 5 | 5 | 5 | 5 | 5 | 5 | 5 | 5 | 5 | 0 | 0 | 0 | 0 | 0 | 0 | 0 | 0 | 0 | 0 | 0 | 0 | 0 | 0 | 0 | 0 | 0 | 0 | 0 | 0 | 0 | 0 | 0 | 0 | 0 | 0 | 0 | 0 | 0 | 0 | 0 | 0 | 0 | 0 | 0 | 0 | 0 | 0 | 0 | 0 | 0 | 0 | 0 | 0 | 0 | 0 | 0 | 0 | 0 | 0 | 0 | 0 | 0 | 0 | 0 | 0 | 0 | 0 | 0 | 0 | 0 | 0 | 0 | 0 | 0 | 0 | 0 | 0 | 0 | 0 | 0 | 0 | 0 | 0 | 0 | 0 | 0 | 0 | 0 | 0 | 0 | 0 | 0 | 0 | 0 | 0 | 0 | 0 | 0 | 0 | 0 | 0 | 0 | 0 | 0 | 0 | 0 | 0 | 0 | 0 | 0 | 0 | 0 | 0 | 0 | 0 | 0 | 0 | 0 | 0 | 0 | 0 | 0 | 0 | 0 | 0 | 0 | 0 | 0 | 0 | 0 | 0 | 0 | 0 | 0 | 0 | 0 | 0 | 0 | 0 | 0 | 0 | 0 | 0 | 0 | 0 | 0 | 0 | 0 | 0 | 0 | 0 | 0 | 0 | 0 | 0 | 0 | 0 | 0 | 0 | 0 | 0 | 0 | 0 | 0 | 0 | 0 | 0 | 0 | 0 | 0 | 0 | 0 | 0 | 0 | 0 | 0 | 0 | 0 | 0 | 0 | 0 | 0 | 0 | 0 | 0 | 0 | 0 | 0 | 0 | 0 | 0 | 0 | 0 | 0 | 0 | 0 | 0 | 0 | 0 | 0 | 0 | 0 | 0 | 0 | 0 | 0 | 0 | 0 | 0 | 0 | 0 | 0 | 0 | 0 | 0 | 0 | 0 | 0 | 0 | 0 | 0 | 0 | 0 | 0 | 0 | 0 | 0 | 0 | 0 | 0 | 0 | 0 | 0 | 0 | 0 | 0 | 0 | 0 | 0 | 0 | 0 | 0 | 0 | 0 | 0 | 0 | 0 | 0 | 0 | 0 | 0 | 0 | 0 | 0 | 0 | 0 | 0 | 0 | 0 | 0 | 0 | 0 | 0 | 0 | 0 | 0 | 0 | 0 | 0 | 0 | 0 | 0 | 0 | 0 | 0 | 0 | 0 | 0 | 0 | 0 | 0 | 0 | 0 | 0 | 0 | 0 | 0 | 0 | 0 | 0 | 0 | 0 | 0 | 0 | 0 | 0 | 0 | 0 | 0 | 0 | 0 | 0 | 0 | 0 | 0 | 0 | 0 | 0 | 0 | 0 | 0 | 0 | 0 | 0 | 0 | 0 | 0 | 0 | 0 | 0 | 0 | 0 | 0 | 0 | 0 | 0 | 0 | 0 | 0 | 0 | 0 | 0 | 0 | 0 | 0 | 0 | 0 | 0 | 0 | 0 | 0 | 0 | 0 | 0 | 0 | 0 | 0 | 0 | 0 | 0 | 0 | 0 | 0 | 0 | 0 | 0 | 0 | 0 | 0 | 0 | 0 | 0 | 0 | 0 | 0 | 0 | 0 | 0 | 0 | 0 | 0 | 0 | 0 | 0 | 0 | 0 | 0 | 0 | 0 | 0 | 0 | 0 | 0 | 0 | 0 | 0 | 0 | 0 | 0 | 0 | 0 | 0 | 0 | 0 | 0 | 0 | 0 | 0 | 0 | 0 | 0 | 0 | 0 | 0 | 0 | 0 | 0 | 0 | 0 | 0 | 0 | 0 | 0 | 0 | 0 | 0 | 0 | 0 | 0 | 0 | 0 | 0 | 0 | 0 | 0 | 0 | 0 | 0 | 0 | 0 | 0 | 0 | 0 | 0 | 0 | 0 | 0 | 0 | 0 | 0 | 0 | 0 | 0 | 0 | 0 | 0 | 0 | 0 | 0 | 0 | 0 | 0 | 0 | 0 | 0 | 0 | 0 | 0 | 0 | 0 | 0 | 0 | 0 | 0 | 0 | 0 | 0 | 0 | 0 | 0 | 0 | 0 | 0 | 0 | 0 | 0 | 0 | 0 | 0 | 0 | 0 | 0 | 0 | 0 | 0 | 0
OR_Commercial_OR - Miscellaneous_New_Water Heating_Natural Gas_Water Heater - Faucet Aerators_A | OR | Commercial | OR - Miscellaneous | New | Water Heating | Natural Gas | Water Heater - Faucet Aerators | A | OCM614 | 0 | 0 | 10 | 7.4299 | 0 | 0 | 7.44 | 14.88 | 0 | 0 | 0.28365 | 0.25 | faucet | 86.67% | 86.67% | Discretionary | Retro5Med_OR | 81.34% | Water Heater | 0% | 0 |  | 0 |  | 0 | DHW_AER-Water Heating-XCELCO-2017-18-6 | DHW_AER-Water Heating-XCELCO-2017-18-6 | DHW_AER-Water Heating-ILTRM-v5.0-14 | 0 | 0 | 0 | 0 | 0 | 0 | 0 | 0 | 0 | 0 | 0 | 0 | 0 | 0 | 0 | 0 | 0 | 0 | 0 | 0 | 0 | 0 | 0 | 0 | 0 | 0 | 0 | 0 | 0 | 0 | 0 | 0 | 0 | 0 | 0 | 0 | 0 | 0 | 0 | 0 | 0 | 0 | 0 | 0 | 0 | 0 | 0 | 0 | 0 | 0 | 0 | 0 | 0 | 0 | 7.44 | 7.44 | 7.44 | 7.44 | 7.44 | 7.44 | 7.44 | 7.44 | 7.44 | 7.44 | 7.44 | 7.44 | 7.44 | 7.44 | 7.44 | 7.44 | 7.44 | 7.44 | 7.44 | 7.44 | 7.44 | 7.44 | 7.44 | 7.44 | 7.44 | 7.44 | 7.44 | 0 | 0 | 0 | 0 | 0 | 0 | 0 | 0 | 0 | 0 | 0 | 0 | 0 | 0 | 0 | 0 | 0 | 0 | 0 | 0 | 0 | 0 | 0 | 0 | 0 | 0 | 0 | 0 | 0 | 0 | 0 | 0 | 0 | 0 | 0 | 0 | 0 | 0 | 0 | 0 | 0 | 0 | 0 | 0 | 0 | 0 | 0 | 0 | 0 | 0 | 0 | 0 | 0 | 0 | 0 | 0 | 0 | 0 | 0 | 0 | 0 | 0 | 0 | 0 | 0 | 0 | 0 | 0 | 0 | 0 | 0 | 0 | 0 | 0 | 0 | 0 | 0 | 0 | 0 | 0 | 0 | 0 | 0 | 0 | 0 | 0 | 0 | 0 | 0 | 0 | 0 | 0 | 0 | 0 | 0 | 0 | 0 | 0 | 0 | 0 | 0 | 0 | 0 | 0 | 0 | 0 | 0 | 0 | 0 | 0 | 0 | 0 | 0 | 0 | 0 | 0 | 0 | 0 | 0 | 0 | 0 | 0 | 0 | 0 | 0 | 0 | 0 | 0 | 0 | 0 | 0 | 0 | 0 | 0 | 0 | 0 | 0 | 0 | 0 | 0 | 0 | 0 | 0 | 0 | 0 | 0 | 0 | 0 | 0 | 0 | 0 | 0 | 0 | 0 | 0 | 0 | 0 | 0 | 0 | 0 | 0 | 0 | 0 | 0 | 0 | 0 | 0 | 0 | 0 | 0 | 0 | 0 | 0 | 0 | 0 | 0 | 0 | 0 | 0 | 0 | 0 | 0 | 0 | 0 | 0 | 0 | 0 | 0 | 0 | 0 | 0 | 0 | 0 | 0 | 0 | 0 | 0 | 0 | 0 | 0 | 0 | 0 | 0 | 0 | 0 | 0 | 0 | 0 | 0 | 0 | 0 | 0 | 0 | 0 | 0 | 0 | 0 | 0 | 0 | 0 | 0 | 0 | 0 | 0 | 0 | 0 | 0 | 0 | 0 | 0 | 0 | 0 | 0 | 0 | 0 | 0 | 0 | 0 | 0 | 0 | 0 | 0 | 0 | 0 | 0 | 0 | 0 | 0 | 0 | 0 | 0 | 0 | 0 | 0 | 0 | 0 | 0 | 0 | 0 | 0 | 0 | 0 | 0 | 0 | 0 | 0 | 0 | 0 | 0 | 0 | 0 | 0 | 0 | 0 | 0 | 0 | 0 | 0 | 0 | 0 | 0 | 0 | 0 | 0 | 0 | 0 | 0 | 0 | 0 | 0 | 0 | 0 | 0 | 0 | 0 | 0 | 0 | 0 | 0 | 0 | 0 | 0 | 0 | 0 | 0 | 0 | 0 | 0 | 0 | 0 | 0 | 0 | 0 | 0 | 0 | 0 | 0 | 0 | 0 | 0 | 0 | 0 | 0 | 0 | 0 | 0 | 0 | 0 | 0 | 0 | 0 | 0 | 0 | 0 | 0 | 0 | 0 | 0 | 0 | 0 | 0 | 0 | 0 | 0 | 0 | 0 | 0 | 0 | 0 | 0 | 0 | 0 | 0 | 0 | 0 | 0 | 0 | 0 | 0 | 0 | 0 | 0 | 0 | 0 | 0 | 0 | 0 | 0 | 0 | 0 | 0 | 0 | 0 | 0 | 0 | 0 | 0 | 0 | 0 | 0 | 0 | 0 | 0 | 0 | 0 | 0 | 0 | 0 | 0 | 0 | 0 | 0 | 0 | 0 | 0 | 0 | 0 | 0 | 0 | 0 | 0 | 0 | 0 | 0 | 0 | 0 | 0 | 0 | 0 | 0 | 0 | 0 | 0 | 0 | 0 | 0 | 0 | 0 | 0 | 0 | 0 | 0 | 0 | 0 | 0 | 0 | 0 | 0 | 0 | 0 | 0 | 0 | 0 | 0 | 0 | 0 | 0 | 0 | 0 | 0 | 0 | 0 | 0 | 0 | 0 | 0 | 0 | 0 | 0 | 0 | 0 | 0 | 0 | 0 | 0 | 0 | 0 | 0 | 0 | 0 | 0 | 0 | 0 | 0 | 0 | 0 | 0 | 0 | 0 | 0 | 0 | 0 | 0 | 0 | 0 | 0 | 0
OR_Commercial_OR - Miscellaneous_New_Water Heating_Natural Gas_Water Heater - Low-Flow Showerheads_A | OR | Commercial | OR - Miscellaneous | New | Water Heating | Natural Gas | Water Heater - Low-Flow Showerheads | A | OCM615 | 0 | 0 | 10 | 3.7212 | 0 | 0 | 19.75 | 28.77 | 0 | 0 | 0.28365 | 0.25 | Showerhead | 86.67% | 86.67% | Discretionary | Retro5Med_OR | 81.34% | Water Heater | 0% | 0 |  | 0 |  | 0 | Com-Showerheads-2021P_V2 | Com-Showerheads-2021P_V2 | Com-Showerheads-2021P_V2 | 0 | 0 | 0 | 0 | 0 | 0 | 0 | 0 | 0 | 0 | 0 | 0 | 0 | 0 | 0 | 0 | 0 | 0 | 0 | 0 | 0 | 0 | 0 | 0 | 0 | 0 | 0 | 0 | 0 | 0 | 0 | 0 | 0 | 0 | 0 | 0 | 0 | 0 | 0 | 0 | 0 | 0 | 0 | 0 | 0 | 0 | 0 | 0 | 0 | 0 | 0 | 0 | 0 | 0 | 19.75 | 19.75 | 19.75 | 19.75 | 19.75 | 19.75 | 19.75 | 19.75 | 19.75 | 19.75 | 19.75 | 19.75 | 19.75 | 19.75 | 19.75 | 19.75 | 19.75 | 19.75 | 19.75 | 19.75 | 19.75 | 19.75 | 19.75 | 19.75 | 19.75 | 19.75 | 19.75 | 0 | 0 | 0 | 0 | 0 | 0 | 0 | 0 | 0 | 0 | 0 | 0 | 0 | 0 | 0 | 0 | 0 | 0 | 0 | 0 | 0 | 0 | 0 | 0 | 0 | 0 | 0 | 0 | 0 | 0 | 0 | 0 | 0 | 0 | 0 | 0 | 0 | 0 | 0 | 0 | 0 | 0 | 0 | 0 | 0 | 0 | 0 | 0 | 0 | 0 | 0 | 0 | 0 | 0 | 0 | 0 | 0 | 0 | 0 | 0 | 0 | 0 | 0 | 0 | 0 | 0 | 0 | 0 | 0 | 0 | 0 | 0 | 0 | 0 | 0 | 0 | 0 | 0 | 0 | 0 | 0 | 0 | 0 | 0 | 0 | 0 | 0 | 0 | 0 | 0 | 0 | 0 | 0 | 0 | 0 | 0 | 0 | 0 | 0 | 0 | 0 | 0 | 0 | 0 | 0 | 0 | 0 | 0 | 0 | 0 | 0 | 0 | 0 | 0 | 0 | 0 | 0 | 0 | 0 | 0 | 0 | 0 | 0 | 0 | 0 | 0 | 0 | 0 | 0 | 0 | 0 | 0 | 0 | 0 | 0 | 0 | 0 | 0 | 0 | 0 | 0 | 0 | 0 | 0 | 0 | 0 | 0 | 0 | 0 | 0 | 0 | 0 | 0 | 0 | 0 | 0 | 0 | 0 | 0 | 0 | 0 | 0 | 0 | 0 | 0 | 0 | 0 | 0 | 0 | 0 | 0 | 0 | 0 | 0 | 0 | 0 | 0 | 0 | 0 | 0 | 0 | 0 | 0 | 0 | 0 | 0 | 0 | 0 | 0 | 0 | 0 | 0 | 0 | 0 | 0 | 0 | 0 | 0 | 0 | 0 | 0 | 0 | 0 | 0 | 0 | 0 | 0 | 0 | 0 | 0 | 0 | 0 | 0 | 0 | 0 | 0 | 0 | 0 | 0 | 0 | 0 | 0 | 0 | 0 | 0 | 0 | 0 | 0 | 0 | 0 | 0 | 0 | 0 | 0 | 0 | 0 | 0 | 0 | 0 | 0 | 0 | 0 | 0 | 0 | 0 | 0 | 0 | 0 | 0 | 0 | 0 | 0 | 0 | 0 | 0 | 0 | 0 | 0 | 0 | 0 | 0 | 0 | 0 | 0 | 0 | 0 | 0 | 0 | 0 | 0 | 0 | 0 | 0 | 0 | 0 | 0 | 0 | 0 | 0 | 0 | 0 | 0 | 0 | 0 | 0 | 0 | 0 | 0 | 0 | 0 | 0 | 0 | 0 | 0 | 0 | 0 | 0 | 0 | 0 | 0 | 0 | 0 | 0 | 0 | 0 | 0 | 0 | 0 | 0 | 0 | 0 | 0 | 0 | 0 | 0 | 0 | 0 | 0 | 0 | 0 | 0 | 0 | 0 | 0 | 0 | 0 | 0 | 0 | 0 | 0 | 0 | 0 | 0 | 0 | 0 | 0 | 0 | 0 | 0 | 0 | 0 | 0 | 0 | 0 | 0 | 0 | 0 | 0 | 0 | 0 | 0 | 0 | 0 | 0 | 0 | 0 | 0 | 0 | 0 | 0 | 0 | 0 | 0 | 0 | 0 | 0 | 0 | 0 | 0 | 0 | 0 | 0 | 0 | 0 | 0 | 0 | 0 | 0 | 0 | 0 | 0 | 0 | 0 | 0 | 0 | 0 | 0 | 0 | 0 | 0 | 0 | 0 | 0 | 0 | 0 | 0 | 0 | 0 | 0 | 0 | 0 | 0 | 0 | 0 | 0 | 0 | 0 | 0 | 0 | 0 | 0 | 0 | 0 | 0 | 0 | 0 | 0 | 0 | 0 | 0 | 0 | 0 | 0 | 0 | 0 | 0 | 0 | 0 | 0 | 0 | 0 | 0 | 0 | 0 | 0 | 0 | 0 | 0 | 0 | 0 | 0 | 0 | 0 | 0 | 0 | 0 | 0 | 0 | 0 | 0 | 0 | 0 | 0 | 0 | 0 | 0 | 0 | 0 | 0 | 0 | 0 | 0 | 0 | 0 | 0 | 0 | 0 | 0 | 0 | 0 | 0 | 0 | 0 | 0 | 0 | 0 | 0
OR_Commercial_OR - Miscellaneous_New_Water Heating_Natural Gas_Water Heater - Tank Blanket/Insulation_A | OR | Commercial | OR - Miscellaneous | New | Water Heating | Natural Gas | Water Heater - Tank Blanket/Insulation | A | OCM616 | 0 | 0 | 15 | 200.7769 | 0 | 0 | 1.47 | 0 | 0 | 0 | 0.28365 | 0.25 | WHUnits | 100% | 100% | Discretionary | Retro5Med_OR | 81.34% | Water Heater | 0% | 0 |  | 0 |  | 0 | IL TRM - 4.3.12 Tank Insulation - CI-HWE-TKIN-V01-210101 / PA TRM - 2.3.4 - State of Pennsylvania TRM, Volume 2: Residential Measures, 2021 Final Order. August 8, 2019. | IL TRM - 4.3.12 Tank Insulation - CI-HWE-TKIN-V01-210101 / PA TRM - 2.3.4 - State of Pennsylvania TRM, Volume 2: Residential Measures, 2021 Final Order. August 8, 2019. | IL TRM - 4.3.12 Tank Insulation - CI-HWE-TKIN-V01-210101 / PA TRM - 2.3.4 - State of Pennsylvania TRM, Volume 2: Residential Measures, 2021 Final Order. August 8, 2019. | 0 | 0 | 0 | 0 | 0 | 0 | 0 | 0 | 0 | 0 | 0 | 0 | 0 | 0 | 0 | 0 | 0 | 0 | 0 | 0 | 0 | 0 | 0 | 0 | 0 | 0 | 0 | 0 | 0 | 0 | 0 | 0 | 0 | 0 | 0 | 0 | 0 | 0 | 0 | 0 | 0 | 0 | 0 | 0 | 0 | 0 | 0 | 0 | 0 | 0 | 0 | 0 | 0 | 0 | 1.47 | 1.47 | 1.47 | 1.47 | 1.47 | 1.47 | 1.47 | 1.47 | 1.47 | 1.47 | 1.47 | 1.47 | 1.47 | 1.47 | 1.47 | 1.47 | 1.47 | 1.47 | 1.47 | 1.47 | 1.47 | 1.47 | 1.47 | 1.47 | 1.47 | 1.47 | 1.47 | 0 | 0 | 0 | 0 | 0 | 0 | 0 | 0 | 0 | 0 | 0 | 0 | 0 | 0 | 0 | 0 | 0 | 0 | 0 | 0 | 0 | 0 | 0 | 0 | 0 | 0 | 0 | 0 | 0 | 0 | 0 | 0 | 0 | 0 | 0 | 0 | 0 | 0 | 0 | 0 | 0 | 0 | 0 | 0 | 0 | 0 | 0 | 0 | 0 | 0 | 0 | 0 | 0 | 0 | 0 | 0 | 0 | 0 | 0 | 0 | 0 | 0 | 0 | 0 | 0 | 0 | 0 | 0 | 0 | 0 | 0 | 0 | 0 | 0 | 0 | 0 | 0 | 0 | 0 | 0 | 0 | 0 | 0 | 0 | 0 | 0 | 0 | 0 | 0 | 0 | 0 | 0 | 0 | 0 | 0 | 0 | 0 | 0 | 0 | 0 | 0 | 0 | 0 | 0 | 0 | 0 | 0 | 0 | 0 | 0 | 0 | 0 | 0 | 0 | 0 | 0 | 0 | 0 | 0 | 0 | 0 | 0 | 0 | 0 | 0 | 0 | 0 | 0 | 0 | 0 | 0 | 0 | 0 | 0 | 0 | 0 | 0 | 0 | 0 | 0 | 0 | 0 | 0 | 0 | 0 | 0 | 0 | 0 | 0 | 0 | 0 | 0 | 0 | 0 | 0 | 0 | 0 | 0 | 0 | 0 | 0 | 0 | 0 | 0 | 0 | 0 | 0 | 0 | 0 | 0 | 0 | 0 | 0 | 0 | 0 | 0 | 0 | 0 | 0 | 0 | 0 | 0 | 0 | 0 | 0 | 0 | 0 | 0 | 0 | 0 | 0 | 0 | 0 | 0 | 0 | 0 | 0 | 0 | 0 | 0 | 0 | 0 | 0 | 0 | 0 | 0 | 0 | 0 | 0 | 0 | 0 | 0 | 0 | 0 | 0 | 0 | 0 | 0 | 0 | 0 | 0 | 0 | 0 | 0 | 0 | 0 | 0 | 0 | 0 | 0 | 0 | 0 | 0 | 0 | 0 | 0 | 0 | 0 | 0 | 0 | 0 | 0 | 0 | 0 | 0 | 0 | 0 | 0 | 0 | 0 | 0 | 0 | 0 | 0 | 0 | 0 | 0 | 0 | 0 | 0 | 0 | 0 | 0 | 0 | 0 | 0 | 0 | 0 | 0 | 0 | 0 | 0 | 0 | 0 | 0 | 0 | 0 | 0 | 0 | 0 | 0 | 0 | 0 | 0 | 0 | 0 | 0 | 0 | 0 | 0 | 0 | 0 | 0 | 0 | 0 | 0 | 0 | 0 | 0 | 0 | 0 | 0 | 0 | 0 | 0 | 0 | 0 | 0 | 0 | 0 | 0 | 0 | 0 | 0 | 0 | 0 | 0 | 0 | 0 | 0 | 0 | 0 | 0 | 0 | 0 | 0 | 0 | 0 | 0 | 0 | 0 | 0 | 0 | 0 | 0 | 0 | 0 | 0 | 0 | 0 | 0 | 0 | 0 | 0 | 0 | 0 | 0 | 0 | 0 | 0 | 0 | 0 | 0 | 0 | 0 | 0 | 0 | 0 | 0 | 0 | 0 | 0 | 0 | 0 | 0 | 0 | 0 | 0 | 0 | 0 | 0 | 0 | 0 | 0 | 0 | 0 | 0 | 0 | 0 | 0 | 0 | 0 | 0 | 0 | 0 | 0 | 0 | 0 | 0 | 0 | 0 | 0 | 0 | 0 | 0 | 0 | 0 | 0 | 0 | 0 | 0 | 0 | 0 | 0 | 0 | 0 | 0 | 0 | 0 | 0 | 0 | 0 | 0 | 0 | 0 | 0 | 0 | 0 | 0 | 0 | 0 | 0 | 0 | 0 | 0 | 0 | 0 | 0 | 0 | 0 | 0 | 0 | 0 | 0 | 0 | 0 | 0 | 0 | 0 | 0 | 0 | 0 | 0 | 0 | 0 | 0 | 0 | 0 | 0 | 0 | 0 | 0 | 0 | 0 | 0 | 0 | 0 | 0 | 0 | 0 | 0 | 0 | 0 | 0 | 0 | 0 | 0 | 0 | 0 | 0 | 0 | 0 | 0 | 0 | 0 | 0 | 0
OR_Commercial_OR - Miscellaneous_New_Water Heating_Natural Gas_Water Heater - Drainwater Heat Recovery_A | OR | Commercial | OR - Miscellaneous | New | Water Heating | Natural Gas | Water Heater - Drainwater Heat Recovery | A | OCM617 | 0 | 0 | 40 | 9.9574 | 0 | 0 | 948.56 | 0 | 0 | 0 | 0.28365 | 0.25 | faucet | 86.67% | 86.67% | Discretionary | Retro5Med_OR | 81.34% | Water Heater | 0% | 0 |  | 0 |  | 0 | DHW_DWHR-Water Heating-OPATRM-v1-1 | DHW_DWHR-Water Heating-OPATRM-v1-1 | DHW_DWHR-Water Heating-MNTRM-v1.0-7 | 0 | 0 | 0 | 0 | 0 | 0 | 0 | 0 | 0 | 0 | 0 | 0 | 0 | 0 | 0 | 0 | 0 | 0 | 0 | 0 | 0 | 0 | 0 | 0 | 0 | 0 | 0 | 0 | 0 | 0 | 0 | 0 | 0 | 0 | 0 | 0 | 0 | 0 | 0 | 0 | 0 | 0 | 0 | 0 | 0 | 0 | 0 | 0 | 0 | 0 | 0 | 0 | 0 | 0 | 948.56 | 948.56 | 948.56 | 948.56 | 948.56 | 948.56 | 948.56 | 948.56 | 948.56 | 948.56 | 948.56 | 948.56 | 948.56 | 948.56 | 948.56 | 948.56 | 948.56 | 948.56 | 948.56 | 948.56 | 948.56 | 948.56 | 948.56 | 948.56 | 948.56 | 948.56 | 948.56 | 0 | 0 | 0 | 0 | 0 | 0 | 0 | 0 | 0 | 0 | 0 | 0 | 0 | 0 | 0 | 0 | 0 | 0 | 0 | 0 | 0 | 0 | 0 | 0 | 0 | 0 | 0 | 0 | 0 | 0 | 0 | 0 | 0 | 0 | 0 | 0 | 0 | 0 | 0 | 0 | 0 | 0 | 0 | 0 | 0 | 0 | 0 | 0 | 0 | 0 | 0 | 0 | 0 | 0 | 0 | 0 | 0 | 0 | 0 | 0 | 0 | 0 | 0 | 0 | 0 | 0 | 0 | 0 | 0 | 0 | 0 | 0 | 0 | 0 | 0 | 0 | 0 | 0 | 0 | 0 | 0 | 0 | 0 | 0 | 0 | 0 | 0 | 0 | 0 | 0 | 0 | 0 | 0 | 0 | 0 | 0 | 0 | 0 | 0 | 0 | 0 | 0 | 0 | 0 | 0 | 0 | 0 | 0 | 0 | 0 | 0 | 0 | 0 | 0 | 0 | 0 | 0 | 0 | 0 | 0 | 0 | 0 | 0 | 0 | 0 | 0 | 0 | 0 | 0 | 0 | 0 | 0 | 0 | 0 | 0 | 0 | 0 | 0 | 0 | 0 | 0 | 0 | 0 | 0 | 0 | 0 | 0 | 0 | 0 | 0 | 0 | 0 | 0 | 0 | 0 | 0 | 0 | 0 | 0 | 0 | 0 | 0 | 0 | 0 | 0 | 0 | 0 | 0 | 0 | 0 | 0 | 0 | 0 | 0 | 0 | 0 | 0 | 0 | 0 | 0 | 0 | 0 | 0 | 0 | 0 | 0 | 0 | 0 | 0 | 0 | 0 | 0 | 0 | 0 | 0 | 0 | 0 | 0 | 0 | 0 | 0 | 0 | 0 | 0 | 0 | 0 | 0 | 0 | 0 | 0 | 0 | 0 | 0 | 0 | 0 | 0 | 0 | 0 | 0 | 0 | 0 | 0 | 0 | 0 | 0 | 0 | 0 | 0 | 0 | 0 | 0 | 0 | 0 | 0 | 0 | 0 | 0 | 0 | 0 | 0 | 0 | 0 | 0 | 0 | 0 | 0 | 0 | 0 | 0 | 0 | 0 | 0 | 0 | 0 | 0 | 0 | 0 | 0 | 0 | 0 | 0 | 0 | 0 | 0 | 0 | 0 | 0 | 0 | 0 | 0 | 0 | 0 | 0 | 0 | 0 | 0 | 0 | 0 | 0 | 0 | 0 | 0 | 0 | 0 | 0 | 0 | 0 | 0 | 0 | 0 | 0 | 0 | 0 | 0 | 0 | 0 | 0 | 0 | 0 | 0 | 0 | 0 | 0 | 0 | 0 | 0 | 0 | 0 | 0 | 0 | 0 | 0 | 0 | 0 | 0 | 0 | 0 | 0 | 0 | 0 | 0 | 0 | 0 | 0 | 0 | 0 | 0 | 0 | 0 | 0 | 0 | 0 | 0 | 0 | 0 | 0 | 0 | 0 | 0 | 0 | 0 | 0 | 0 | 0 | 0 | 0 | 0 | 0 | 0 | 0 | 0 | 0 | 0 | 0 | 0 | 0 | 0 | 0 | 0 | 0 | 0 | 0 | 0 | 0 | 0 | 0 | 0 | 0 | 0 | 0 | 0 | 0 | 0 | 0 | 0 | 0 | 0 | 0 | 0 | 0 | 0 | 0 | 0 | 0 | 0 | 0 | 0 | 0 | 0 | 0 | 0 | 0 | 0 | 0 | 0 | 0 | 0 | 0 | 0 | 0 | 0 | 0 | 0 | 0 | 0 | 0 | 0 | 0 | 0 | 0 | 0 | 0 | 0 | 0 | 0 | 0 | 0 | 0 | 0 | 0 | 0 | 0 | 0 | 0 | 0 | 0 | 0 | 0 | 0 | 0 | 0 | 0 | 0 | 0 | 0 | 0 | 0 | 0 | 0 | 0 | 0 | 0 | 0 | 0 | 0 | 0 | 0 | 0 | 0 | 0 | 0 | 0 | 0 | 0 | 0 | 0 | 0 | 0 | 0 | 0 | 0 | 0 | 0 | 0 | 0 | 0 | 0 | 0 | 0 | 0 | 0 | 0 | 0 | 0 | 0 | 0 | 0
OR_Commercial_OR - Miscellaneous_New_Water Heating_Natural Gas_Water Heater - Circulation Pump Controls_A | OR | Commercial | OR - Miscellaneous | New | Water Heating | Natural Gas | Water Heater - Circulation Pump Controls | A | OCM618 | Circulation pump with no controls. | Controlled circulation pump. | 11.5 | 522.8264 | 0 | 0 | 913.56 | 0 | 0 | 0 | 0.28365 | 0.25 | perbldg | 15% | 26.67% | Discretionary | Retro5Med_OR | 81.34% | Water Heater | 0% | 0 |  | 0 |  | 0 | RTF - ComResCirculatorPumps_2_3 - AEG Edited | RTF - ComResCirculatorPumps_2_3 - AEG Edited | RTF - ComResCirculatorPumps_2_3 - AEG Edited | Circulation pump with no controls. | Circulation pump with no controls. | Circulation pump with no controls. | Circulation pump with no controls. | Circulation pump with no controls. | Circulation pump with no controls. | Circulation pump with no controls. | Circulation pump with no controls. | Circulation pump with no controls. | Circulation pump with no controls. | Circulation pump with no controls. | Circulation pump with no controls. | Circulation pump with no controls. | Circulation pump with no controls. | Circulation pump with no controls. | Circulation pump with no controls. | Circulation pump with no controls. | Circulation pump with no controls. | Circulation pump with no controls. | Circulation pump with no controls. | Circulation pump with no controls. | Circulation pump with no controls. | Circulation pump with no controls. | Circulation pump with no controls. | Circulation pump with no controls. | Circulation pump with no controls. | Circulation pump with no controls. | Controlled circulation pump. | Controlled circulation pump. | Controlled circulation pump. | Controlled circulation pump. | Controlled circulation pump. | Controlled circulation pump. | Controlled circulation pump. | Controlled circulation pump. | Controlled circulation pump. | Controlled circulation pump. | Controlled circulation pump. | Controlled circulation pump. | Controlled circulation pump. | Controlled circulation pump. | Controlled circulation pump. | Controlled circulation pump. | Controlled circulation pump. | Controlled circulation pump. | Controlled circulation pump. | Controlled circulation pump. | Controlled circulation pump. | Controlled circulation pump. | Controlled circulation pump. | Controlled circulation pump. | Controlled circulation pump. | Controlled circulation pump. | Controlled circulation pump. | 913.56 | 913.56 | 913.56 | 913.56 | 913.56 | 913.56 | 913.56 | 913.56 | 913.56 | 913.56 | 913.56 | 913.56 | 913.56 | 913.56 | 913.56 | 913.56 | 913.56 | 913.56 | 913.56 | 913.56 | 913.56 | 913.56 | 913.56 | 913.56 | 913.56 | 913.56 | 913.56 | 0 | 0 | 0 | 0 | 0 | 0 | 0 | 0 | 0 | 0 | 0 | 0 | 0 | 0 | 0 | 0 | 0 | 0 | 0 | 0 | 0 | 0 | 0 | 0 | 0 | 0 | 0 | 0 | 0 | 0 | 0 | 0 | 0 | 0 | 0 | 0 | 0 | 0 | 0 | 0 | 0 | 0 | 0 | 0 | 0 | 0 | 0 | 0 | 0 | 0 | 0 | 0 | 0 | 0 | 0 | 0 | 0 | 0 | 0 | 0 | 0 | 0 | 0 | 0 | 0 | 0 | 0 | 0 | 0 | 0 | 0 | 0 | 0 | 0 | 0 | 0 | 0 | 0 | 0 | 0 | 0 | 0 | 0 | 0 | 0 | 0 | 0 | 0 | 0 | 0 | 0 | 0 | 0 | 0 | 0 | 0 | 0 | 0 | 0 | 0 | 0 | 0 | 0 | 0 | 0 | 0 | 0 | 0 | 0 | 0 | 0 | 0 | 0 | 0 | 0 | 0 | 0 | 0 | 0 | 0 | 0 | 0 | 0 | 0 | 0 | 0 | 0 | 0 | 0 | 0 | 0 | 0 | 0 | 0 | 0 | 0 | 0 | 0 | 0 | 0 | 0 | 0 | 0 | 0 | 0 | 0 | 0 | 0 | 0 | 0 | 0 | 0 | 0 | 0 | 0 | 0 | 0 | 0 | 0 | 0 | 0 | 0 | 0 | 0 | 0 | 0 | 0 | 0 | 0 | 0 | 0 | 0 | 0 | 0 | 0 | 0 | 0 | 0 | 0 | 0 | 0 | 0 | 0 | 0 | 0 | 0 | 0 | 0 | 0 | 0 | 0 | 0 | 0 | 0 | 0 | 0 | 0 | 0 | 0 | 0 | 0 | 0 | 0 | 0 | 0 | 0 | 0 | 0 | 0 | 0 | 0 | 0 | 0 | 0 | 0 | 0 | 0 | 0 | 0 | 0 | 0 | 0 | 0 | 0 | 0 | 0 | 0 | 0 | 0 | 0 | 0 | 0 | 0 | 0 | 0 | 0 | 0 | 0 | 0 | 0 | 0 | 0 | 0 | 0 | 0 | 0 | 0 | 0 | 0 | 0 | 0 | 0 | 0 | 0 | 0 | 0 | 0 | 0 | 0 | 0 | 0 | 0 | 0 | 0 | 0 | 0 | 0 | 0 | 0 | 0 | 0 | 0 | 0 | 0 | 0 | 0 | 0 | 0 | 0 | 0 | 0 | 0 | 0 | 0 | 0 | 0 | 0 | 0 | 0 | 0 | 0 | 0 | 0 | 0 | 0 | 0 | 0 | 0 | 0 | 0 | 0 | 0 | 0 | 0 | 0 | 0 | 0 | 0 | 0 | 0 | 0 | 0 | 0 | 0 | 0 | 0 | 0 | 0 | 0 | 0 | 0 | 0 | 0 | 0 | 0 | 0 | 0 | 0 | 0 | 0 | 0 | 0 | 0 | 0 | 0 | 0 | 0 | 0 | 0 | 0 | 0 | 0 | 0 | 0 | 0 | 0 | 0 | 0 | 0 | 0 | 0 | 0 | 0 | 0 | 0 | 0 | 0 | 0 | 0 | 0 | 0 | 0 | 0 | 0 | 0 | 0 | 0 | 0 | 0 | 0 | 0 | 0 | 0 | 0 | 0 | 0 | 0 | 0 | 0 | 0 | 0 | 0 | 0 | 0 | 0 | 0 | 0 | 0 | 0 | 0 | 0 | 0 | 0 | 0 | 0 | 0 | 0 | 0 | 0 | 0 | 0 | 0 | 0 | 0 | 0 | 0 | 0 | 0 | 0 | 0 | 0 | 0 | 0 | 0 | 0 | 0 | 0 | 0 | 0 | 0 | 0 | 0 | 0 | 0 | 0 | 0 | 0 | 0 | 0 | 0 | 0 | 0 | 0 | 0 | 0 | 0 | 0 | 0 | 0 | 0 | 0 | 0 | 0 | 0 | 0 | 0 | 0 | 0 | 0 | 0 | 0 | 0 | 0 | 0 | 0 | 0 | 0 | 0 | 0 | 0 | 0 | 0 | 0 | 0 | 0 | 0 | 0 | 0 | 0 | 0 | 0 | 0 | 0 | 0 | 0 | 0 | 0
OR_Commercial_OR - Miscellaneous_New_Water Heating_Natural Gas_Water Heater - Pipe Insulation_A | OR | Commercial | OR - Miscellaneous | New | Water Heating | Natural Gas | Water Heater - Pipe Insulation | A | OCM619 | No insulation. | Water heater pipe insulation. | 15 | 5.02 | 0 | 0 | 19.39 | 0 | 0 | 0 | 0.28365 | 0.25 | PipeFeet | 1.124% | 100% | Discretionary | Retro5Med_OR | 81.34% | Water Heater | 0% | 0 |  | 0 |  | 0 | IL TRM v10 - 4.4.14 Pipe Insulation - CI-HVC-PINS-V07-220101 | IL TRM v10 - 4.4.14 Pipe Insulation - CI-HVC-PINS-V07-220101 | IL TRM v10 - 4.4.14 Pipe Insulation - CI-HVC-PINS-V07-220101 | No insulation. | No insulation. | No insulation. | No insulation. | No insulation. | No insulation. | No insulation. | No insulation. | No insulation. | No insulation. | No insulation. | No insulation. | No insulation. | No insulation. | No insulation. | No insulation. | No insulation. | No insulation. | No insulation. | No insulation. | No insulation. | No insulation. | No insulation. | No insulation. | No insulation. | No insulation. | No insulation. | Water heater pipe insulation. | Water heater pipe insulation. | Water heater pipe insulation. | Water heater pipe insulation. | Water heater pipe insulation. | Water heater pipe insulation. | Water heater pipe insulation. | Water heater pipe insulation. | Water heater pipe insulation. | Water heater pipe insulation. | Water heater pipe insulation. | Water heater pipe insulation. | Water heater pipe insulation. | Water heater pipe insulation. | Water heater pipe insulation. | Water heater pipe insulation. | Water heater pipe insulation. | Water heater pipe insulation. | Water heater pipe insulation. | Water heater pipe insulation. | Water heater pipe insulation. | Water heater pipe insulation. | Water heater pipe insulation. | Water heater pipe insulation. | Water heater pipe insulation. | Water heater pipe insulation. | Water heater pipe insulation. | 19.39 | 19.39 | 19.39 | 19.39 | 19.39 | 19.39 | 19.39 | 19.39 | 19.39 | 19.39 | 19.39 | 19.39 | 19.39 | 19.39 | 19.39 | 19.39 | 19.39 | 19.39 | 19.39 | 19.39 | 19.39 | 19.39 | 19.39 | 19.39 | 19.39 | 19.39 | 19.39 | 0 | 0 | 0 | 0 | 0 | 0 | 0 | 0 | 0 | 0 | 0 | 0 | 0 | 0 | 0 | 0 | 0 | 0 | 0 | 0 | 0 | 0 | 0 | 0 | 0 | 0 | 0 | 0 | 0 | 0 | 0 | 0 | 0 | 0 | 0 | 0 | 0 | 0 | 0 | 0 | 0 | 0 | 0 | 0 | 0 | 0 | 0 | 0 | 0 | 0 | 0 | 0 | 0 | 0 | 0 | 0 | 0 | 0 | 0 | 0 | 0 | 0 | 0 | 0 | 0 | 0 | 0 | 0 | 0 | 0 | 0 | 0 | 0 | 0 | 0 | 0 | 0 | 0 | 0 | 0 | 0 | 0 | 0 | 0 | 0 | 0 | 0 | 0 | 0 | 0 | 0 | 0 | 0 | 0 | 0 | 0 | 0 | 0 | 0 | 0 | 0 | 0 | 0 | 0 | 0 | 0 | 0 | 0 | 0 | 0 | 0 | 0 | 0 | 0 | 0 | 0 | 0 | 0 | 0 | 0 | 0 | 0 | 0 | 0 | 0 | 0 | 0 | 0 | 0 | 0 | 0 | 0 | 0 | 0 | 0 | 0 | 0 | 0 | 0 | 0 | 0 | 0 | 0 | 0 | 0 | 0 | 0 | 0 | 0 | 0 | 0 | 0 | 0 | 0 | 0 | 0 | 0 | 0 | 0 | 0 | 0 | 0 | 0 | 0 | 0 | 0 | 0 | 0 | 0 | 0 | 0 | 0 | 0 | 0 | 0 | 0 | 0 | 0 | 0 | 0 | 0 | 0 | 0 | 0 | 0 | 0 | 0 | 0 | 0 | 0 | 0 | 0 | 0 | 0 | 0 | 0 | 0 | 0 | 0 | 0 | 0 | 0 | 0 | 0 | 0 | 0 | 0 | 0 | 0 | 0 | 0 | 0 | 0 | 0 | 0 | 0 | 0 | 0 | 0 | 0 | 0 | 0 | 0 | 0 | 0 | 0 | 0 | 0 | 0 | 0 | 0 | 0 | 0 | 0 | 0 | 0 | 0 | 0 | 0 | 0 | 0 | 0 | 0 | 0 | 0 | 0 | 0 | 0 | 0 | 0 | 0 | 0 | 0 | 0 | 0 | 0 | 0 | 0 | 0 | 0 | 0 | 0 | 0 | 0 | 0 | 0 | 0 | 0 | 0 | 0 | 0 | 0 | 0 | 0 | 0 | 0 | 0 | 0 | 0 | 0 | 0 | 0 | 0 | 0 | 0 | 0 | 0 | 0 | 0 | 0 | 0 | 0 | 0 | 0 | 0 | 0 | 0 | 0 | 0 | 0 | 0 | 0 | 0 | 0 | 0 | 0 | 0 | 0 | 0 | 0 | 0 | 0 | 0 | 0 | 0 | 0 | 0 | 0 | 0 | 0 | 0 | 0 | 0 | 0 | 0 | 0 | 0 | 0 | 0 | 0 | 0 | 0 | 0 | 0 | 0 | 0 | 0 | 0 | 0 | 0 | 0 | 0 | 0 | 0 | 0 | 0 | 0 | 0 | 0 | 0 | 0 | 0 | 0 | 0 | 0 | 0 | 0 | 0 | 0 | 0 | 0 | 0 | 0 | 0 | 0 | 0 | 0 | 0 | 0 | 0 | 0 | 0 | 0 | 0 | 0 | 0 | 0 | 0 | 0 | 0 | 0 | 0 | 0 | 0 | 0 | 0 | 0 | 0 | 0 | 0 | 0 | 0 | 0 | 0 | 0 | 0 | 0 | 0 | 0 | 0 | 0 | 0 | 0 | 0 | 0 | 0 | 0 | 0 | 0 | 0 | 0 | 0 | 0 | 0 | 0 | 0 | 0 | 0 | 0 | 0 | 0 | 0 | 0 | 0 | 0 | 0 | 0 | 0 | 0 | 0 | 0 | 0 | 0 | 0 | 0 | 0 | 0 | 0 | 0 | 0 | 0 | 0 | 0 | 0 | 0 | 0 | 0 | 0 | 0 | 0 | 0 | 0 | 0 | 0 | 0 | 0 | 0 | 0 | 0 | 0 | 0 | 0 | 0 | 0 | 0 | 0 | 0 | 0 | 0 | 0 | 0 | 0 | 0 | 0 | 0 | 0 | 0
OR_Commercial_OR - Miscellaneous_New_Water Heating_Natural Gas_Water Heater - Motion Control Faucet_A | OR | Commercial | OR - Miscellaneous | New | Water Heating | Natural Gas | Water Heater - Motion Control Faucet | A | OCM620 | 1.39 gpm w/o motion sensor | 0.35 gpm w/ motion sensor | 5 | 0 | 0 | 0 | 1.07 | 0 | 0 | 0 | 0.28365 | 0.25 | sqft | 30% | 75% | Discretionary | Retro5Med_OR | 81.34% | Water Heater | 0% | 0 |  | 0 |  | 0 | n/a | n/a | n/a | 1.39 gpm w/o motion sensor | 1.39 gpm w/o motion sensor | 1.39 gpm w/o motion sensor | 1.39 gpm w/o motion sensor | 1.39 gpm w/o motion sensor | 1.39 gpm w/o motion sensor | 1.39 gpm w/o motion sensor | 1.39 gpm w/o motion sensor | 1.39 gpm w/o motion sensor | 1.39 gpm w/o motion sensor | 1.39 gpm w/o motion sensor | 1.39 gpm w/o motion sensor | 1.39 gpm w/o motion sensor | 1.39 gpm w/o motion sensor | 1.39 gpm w/o motion sensor | 1.39 gpm w/o motion sensor | 1.39 gpm w/o motion sensor | 1.39 gpm w/o motion sensor | 1.39 gpm w/o motion sensor | 1.39 gpm w/o motion sensor | 1.39 gpm w/o motion sensor | 1.39 gpm w/o motion sensor | 1.39 gpm w/o motion sensor | 1.39 gpm w/o motion sensor | 1.39 gpm w/o motion sensor | 1.39 gpm w/o motion sensor | 1.39 gpm w/o motion sensor | 0.35 gpm w/ motion sensor | 0.35 gpm w/ motion sensor | 0.35 gpm w/ motion sensor | 0.35 gpm w/ motion sensor | 0.35 gpm w/ motion sensor | 0.35 gpm w/ motion sensor | 0.35 gpm w/ motion sensor | 0.35 gpm w/ motion sensor | 0.35 gpm w/ motion sensor | 0.35 gpm w/ motion sensor | 0.35 gpm w/ motion sensor | 0.35 gpm w/ motion sensor | 0.35 gpm w/ motion sensor | 0.35 gpm w/ motion sensor | 0.35 gpm w/ motion sensor | 0.35 gpm w/ motion sensor | 0.35 gpm w/ motion sensor | 0.35 gpm w/ motion sensor | 0.35 gpm w/ motion sensor | 0.35 gpm w/ motion sensor | 0.35 gpm w/ motion sensor | 0.35 gpm w/ motion sensor | 0.35 gpm w/ motion sensor | 0.35 gpm w/ motion sensor | 0.35 gpm w/ motion sensor | 0.35 gpm w/ motion sensor | 0.35 gpm w/ motion sensor | 1.07 | 1.07 | 1.07 | 1.07 | 1.07 | 1.07 | 1.07 | 1.07 | 1.07 | 1.07 | 1.07 | 1.07 | 1.07 | 1.07 | 1.07 | 1.07 | 1.07 | 1.07 | 1.07 | 1.07 | 1.07 | 1.07 | 1.07 | 1.07 | 1.07 | 1.07 | 1.07 | 0 | 0 | 0 | 0 | 0 | 0 | 0 | 0 | 0 | 0 | 0 | 0 | 0 | 0 | 0 | 0 | 0 | 0 | 0 | 0 | 0 | 0 | 0 | 0 | 0 | 0 | 0 | 0 | 0 | 0 | 0 | 0 | 0 | 0 | 0 | 0 | 0 | 0 | 0 | 0 | 0 | 0 | 0 | 0 | 0 | 0 | 0 | 0 | 0 | 0 | 0 | 0 | 0 | 0 | 0 | 0 | 0 | 0 | 0 | 0 | 0 | 0 | 0 | 0 | 0 | 0 | 0 | 0 | 0 | 0 | 0 | 0 | 0 | 0 | 0 | 0 | 0 | 0 | 0 | 0 | 0 | 0 | 0 | 0 | 0 | 0 | 0 | 0 | 0 | 0 | 0 | 0 | 0 | 0 | 0 | 0 | 0 | 0 | 0 | 0 | 0 | 0 | 0 | 0 | 0 | 0 | 0 | 0 | 0 | 0 | 0 | 0 | 0 | 0 | 0 | 0 | 0 | 0 | 0 | 0 | 0 | 0 | 0 | 0 | 0 | 0 | 0 | 0 | 0 | 0 | 0 | 0 | 0 | 0 | 0 | 0 | 0 | 0 | 0 | 0 | 0 | 0 | 0 | 0 | 0 | 0 | 0 | 0 | 0 | 0 | 0 | 0 | 0 | 0 | 0 | 0 | 0 | 0 | 0 | 0 | 0 | 0 | 0 | 0 | 0 | 0 | 0 | 0 | 0 | 0 | 0 | 0 | 0 | 0 | 0 | 0 | 0 | 0 | 0 | 0 | 0 | 0 | 0 | 0 | 0 | 0 | 0 | 0 | 0 | 0 | 0 | 0 | 0 | 0 | 0 | 0 | 0 | 0 | 0 | 0 | 0 | 0 | 0 | 0 | 0 | 0 | 0 | 0 | 0 | 0 | 0 | 0 | 0 | 0 | 0 | 0 | 0 | 0 | 0 | 0 | 0 | 0 | 0 | 0 | 0 | 0 | 0 | 0 | 0 | 0 | 0 | 0 | 0 | 0 | 0 | 0 | 0 | 0 | 0 | 0 | 0 | 0 | 0 | 0 | 0 | 0 | 0 | 0 | 0 | 0 | 0 | 0 | 0 | 0 | 0 | 0 | 0 | 0 | 0 | 0 | 0 | 0 | 0 | 0 | 0 | 0 | 0 | 0 | 0 | 0 | 0 | 0 | 0 | 0 | 0 | 0 | 0 | 0 | 0 | 0 | 0 | 0 | 0 | 0 | 0 | 0 | 0 | 0 | 0 | 0 | 0 | 0 | 0 | 0 | 0 | 0 | 0 | 0 | 0 | 0 | 0 | 0 | 0 | 0 | 0 | 0 | 0 | 0 | 0 | 0 | 0 | 0 | 0 | 0 | 0 | 0 | 0 | 0 | 0 | 0 | 0 | 0 | 0 | 0 | 0 | 0 | 0 | 0 | 0 | 0 | 0 | 0 | 0 | 0 | 0 | 0 | 0 | 0 | 0 | 0 | 0 | 0 | 0 | 0 | 0 | 0 | 0 | 0 | 0 | 0 | 0 | 0 | 0 | 0 | 0 | 0 | 0 | 0 | 0 | 0 | 0 | 0 | 0 | 0 | 0 | 0 | 0 | 0 | 0 | 0 | 0 | 0 | 0 | 0 | 0 | 0 | 0 | 0 | 0 | 0 | 0 | 0 | 0 | 0 | 0 | 0 | 0 | 0 | 0 | 0 | 0 | 0 | 0 | 0 | 0 | 0 | 0 | 0 | 0 | 0 | 0 | 0 | 0 | 0 | 0 | 0 | 0 | 0 | 0 | 0 | 0 | 0 | 0 | 0 | 0 | 0 | 0 | 0 | 0 | 0 | 0 | 0 | 0 | 0 | 0 | 0 | 0 | 0 | 0 | 0 | 0 | 0 | 0 | 0 | 0 | 0 | 0 | 0 | 0 | 0 | 0 | 0 | 0 | 0 | 0 | 0 | 0 | 0 | 0 | 0 | 0 | 0 | 0 | 0 | 0 | 0 | 0 | 0 | 0 | 0 | 0 | 0 | 0 | 0 | 0 | 0 | 0 | 0 | 0 | 0 | 0 | 0 | 0 | 0 | 0 | 0 | 0
OR_Commercial_OR - Miscellaneous_New_Water Heating_Natural Gas_Water Heater - Solar System_A | OR | Commercial | OR - Miscellaneous | New | Water Heating | Natural Gas | Water Heater - Solar System | A | OCM621 | 0 | Solar water heater with electric backup unit | 20 | 40.1544 | 0 | 0 | 278.76 | 0 | 0 | 0 | 0.28365 | 0.25 | DHW kbtuh | 1% | 40% | Discretionary | Retro5Med_OR | 81.34% | Water Heater | 0% | 0 |  | 0 |  | 0 | DHW_WH-Water Heating-AEO17-8 | DHW_WH-Water Heating-AEO17-8 | DHW_WH-Water Heating-DOE-PTool2014-1 | 0 | 0 | 0 | 0 | 0 | 0 | 0 | 0 | 0 | 0 | 0 | 0 | 0 | 0 | 0 | 0 | 0 | 0 | 0 | 0 | 0 | 0 | 0 | 0 | 0 | 0 | 0 | Solar water heater with electric backup unit | Solar water heater with electric backup unit | Solar water heater with electric backup unit | Solar water heater with electric backup unit | Solar water heater with electric backup unit | Solar water heater with electric backup unit | Solar water heater with electric backup unit | Solar water heater with electric backup unit | Solar water heater with electric backup unit | Solar water heater with electric backup unit | Solar water heater with electric backup unit | Solar water heater with electric backup unit | Solar water heater with electric backup unit | Solar water heater with electric backup unit | Solar water heater with electric backup unit | Solar water heater with electric backup unit | Solar water heater with electric backup unit | Solar water heater with electric backup unit | Solar water heater with electric backup unit | Solar water heater with electric backup unit | Solar water heater with electric backup unit | Solar water heater with electric backup unit | Solar water heater with electric backup unit | Solar water heater with electric backup unit | Solar water heater with electric backup unit | Solar water heater with electric backup unit | Solar water heater with electric backup unit | 278.76 | 278.76 | 278.76 | 278.76 | 278.76 | 278.76 | 278.76 | 278.76 | 278.76 | 278.76 | 278.76 | 278.76 | 278.76 | 278.76 | 278.76 | 278.76 | 278.76 | 278.76 | 278.76 | 278.76 | 278.76 | 278.76 | 278.76 | 278.76 | 278.76 | 278.76 | 278.76 | 0 | 0 | 0 | 0 | 0 | 0 | 0 | 0 | 0 | 0 | 0 | 0 | 0 | 0 | 0 | 0 | 0 | 0 | 0 | 0 | 0 | 0 | 0 | 0 | 0 | 0 | 0 | 0 | 0 | 0 | 0 | 0 | 0 | 0 | 0 | 0 | 0 | 0 | 0 | 0 | 0 | 0 | 0 | 0 | 0 | 0 | 0 | 0 | 0 | 0 | 0 | 0 | 0 | 0 | 0 | 0 | 0 | 0 | 0 | 0 | 0 | 0 | 0 | 0 | 0 | 0 | 0 | 0 | 0 | 0 | 0 | 0 | 0 | 0 | 0 | 0 | 0 | 0 | 0 | 0 | 0 | 0 | 0 | 0 | 0 | 0 | 0 | 0 | 0 | 0 | 0 | 0 | 0 | 0 | 0 | 0 | 0 | 0 | 0 | 0 | 0 | 0 | 0 | 0 | 0 | 0 | 0 | 0 | 0 | 0 | 0 | 0 | 0 | 0 | 0 | 0 | 0 | 0 | 0 | 0 | 0 | 0 | 0 | 0 | 0 | 0 | 0 | 0 | 0 | 0 | 0 | 0 | 0 | 0 | 0 | 0 | 0 | 0 | 0 | 0 | 0 | 0 | 0 | 0 | 0 | 0 | 0 | 0 | 0 | 0 | 0 | 0 | 0 | 0 | 0 | 0 | 0 | 0 | 0 | 0 | 0 | 0 | 0 | 0 | 0 | 0 | 0 | 0 | 0 | 0 | 0 | 0 | 0 | 0 | 0 | 0 | 0 | 0 | 0 | 0 | 0 | 0 | 0 | 0 | 0 | 0 | 0 | 0 | 0 | 0 | 0 | 0 | 0 | 0 | 0 | 0 | 0 | 0 | 0 | 0 | 0 | 0 | 0 | 0 | 0 | 0 | 0 | 0 | 0 | 0 | 0 | 0 | 0 | 0 | 0 | 0 | 0 | 0 | 0 | 0 | 0 | 0 | 0 | 0 | 0 | 0 | 0 | 0 | 0 | 0 | 0 | 0 | 0 | 0 | 0 | 0 | 0 | 0 | 0 | 0 | 0 | 0 | 0 | 0 | 0 | 0 | 0 | 0 | 0 | 0 | 0 | 0 | 0 | 0 | 0 | 0 | 0 | 0 | 0 | 0 | 0 | 0 | 0 | 0 | 0 | 0 | 0 | 0 | 0 | 0 | 0 | 0 | 0 | 0 | 0 | 0 | 0 | 0 | 0 | 0 | 0 | 0 | 0 | 0 | 0 | 0 | 0 | 0 | 0 | 0 | 0 | 0 | 0 | 0 | 0 | 0 | 0 | 0 | 0 | 0 | 0 | 0 | 0 | 0 | 0 | 0 | 0 | 0 | 0 | 0 | 0 | 0 | 0 | 0 | 0 | 0 | 0 | 0 | 0 | 0 | 0 | 0 | 0 | 0 | 0 | 0 | 0 | 0 | 0 | 0 | 0 | 0 | 0 | 0 | 0 | 0 | 0 | 0 | 0 | 0 | 0 | 0 | 0 | 0 | 0 | 0 | 0 | 0 | 0 | 0 | 0 | 0 | 0 | 0 | 0 | 0 | 0 | 0 | 0 | 0 | 0 | 0 | 0 | 0 | 0 | 0 | 0 | 0 | 0 | 0 | 0 | 0 | 0 | 0 | 0 | 0 | 0 | 0 | 0 | 0 | 0 | 0 | 0 | 0 | 0 | 0 | 0 | 0 | 0 | 0 | 0 | 0 | 0 | 0 | 0 | 0 | 0 | 0 | 0 | 0 | 0 | 0 | 0 | 0 | 0 | 0 | 0 | 0 | 0 | 0 | 0 | 0 | 0 | 0 | 0 | 0 | 0 | 0 | 0 | 0 | 0 | 0 | 0 | 0 | 0 | 0 | 0 | 0 | 0 | 0 | 0 | 0 | 0 | 0 | 0 | 0 | 0 | 0 | 0 | 0 | 0 | 0 | 0 | 0 | 0 | 0 | 0 | 0 | 0 | 0 | 0 | 0 | 0 | 0 | 0 | 0 | 0 | 0 | 0 | 0 | 0 | 0 | 0 | 0 | 0 | 0 | 0 | 0 | 0 | 0 | 0 | 0 | 0 | 0 | 0 | 0 | 0
OR_Commercial_OR - Miscellaneous_New_Water Heating_Natural Gas_Commercial Laundry - Ozone Treatment_A | OR | Commercial | OR - Miscellaneous | New | Water Heating | Natural Gas | Commercial Laundry - Ozone Treatment | A | OCM622 | Standard commercial washer. | Ozone laundry treatment system. | 10 | 142.8891 | 0 | 0 | 18511.52 | 0 | 222.08 | 0 | 0.28365 | 0.25 | perBldg | 0% | 6.667% | Discretionary | Retro5Med_OR | 81.34% | Water Heater | 0% | 0 |  | 0 |  | 0 | CW_OZON-Water Heating-ILTRM-v4.0-4 | CW_OZON-Water Heating-ILTRM-v4.0-4 | CW_OZON-Water Heating-ILTRM-v4.0-4 | Standard commercial washer. | Standard commercial washer. | Standard commercial washer. | Standard commercial washer. | Standard commercial washer. | Standard commercial washer. | Standard commercial washer. | Standard commercial washer. | Standard commercial washer. | Standard commercial washer. | Standard commercial washer. | Standard commercial washer. | Standard commercial washer. | Standard commercial washer. | Standard commercial washer. | Standard commercial washer. | Standard commercial washer. | Standard commercial washer. | Standard commercial washer. | Standard commercial washer. | Standard commercial washer. | Standard commercial washer. | Standard commercial washer. | Standard commercial washer. | Standard commercial washer. | Standard commercial washer. | Standard commercial washer. | Ozone laundry treatment system. | Ozone laundry treatment system. | Ozone laundry treatment system. | Ozone laundry treatment system. | Ozone laundry treatment system. | Ozone laundry treatment system. | Ozone laundry treatment system. | Ozone laundry treatment system. | Ozone laundry treatment system. | Ozone laundry treatment system. | Ozone laundry treatment system. | Ozone laundry treatment system. | Ozone laundry treatment system. | Ozone laundry treatment system. | Ozone laundry treatment system. | Ozone laundry treatment system. | Ozone laundry treatment system. | Ozone laundry treatment system. | Ozone laundry treatment system. | Ozone laundry treatment system. | Ozone laundry treatment system. | Ozone laundry treatment system. | Ozone laundry treatment system. | Ozone laundry treatment system. | Ozone laundry treatment system. | Ozone laundry treatment system. | Ozone laundry treatment system. | 18511.52 | 18511.52 | 18511.52 | 18511.52 | 18511.52 | 18511.52 | 18511.52 | 18511.52 | 18511.52 | 18511.52 | 18511.52 | 18511.52 | 18511.52 | 18511.52 | 18511.52 | 18511.52 | 18511.52 | 18511.52 | 18511.52 | 18511.52 | 18511.52 | 18511.52 | 18511.52 | 18511.52 | 18511.52 | 18511.52 | 18511.52 | 0 | 0 | 0 | 0 | 0 | 0 | 0 | 0 | 0 | 0 | 0 | 0 | 0 | 0 | 0 | 0 | 0 | 0 | 0 | 0 | 0 | 0 | 0 | 0 | 0 | 0 | 0 | 0 | 0 | 0 | 0 | 0 | 0 | 0 | 0 | 0 | 0 | 0 | 0 | 0 | 0 | 0 | 0 | 0 | 0 | 0 | 0 | 0 | 0 | 0 | 0 | 0 | 0 | 0 | 0 | 0 | 0 | 0 | 0 | 0 | 0 | 0 | 0 | 0 | 0 | 0 | 0 | 0 | 0 | 0 | 0 | 0 | 0 | 0 | 0 | 0 | 0 | 0 | 0 | 0 | 0 | 0 | 0 | 0 | 0 | 0 | 0 | 0 | 0 | 0 | 0 | 0 | 0 | 0 | 0 | 0 | 0 | 0 | 0 | 0 | 0 | 0 | 0 | 0 | 0 | 0 | 0 | 0 | 0 | 0 | 0 | 0 | 0 | 0 | 0 | 0 | 0 | 0 | 0 | 0 | 0 | 0 | 0 | 0 | 0 | 0 | 0 | 0 | 0 | 0 | 0 | 0 | 0 | 0 | 0 | 0 | 0 | 0 | 0 | 0 | 0 | 0 | 0 | 0 | 0 | 0 | 0 | 0 | 0 | 0 | 0 | 0 | 0 | 0 | 0 | 0 | 0 | 0 | 0 | 0 | 0 | 0 | 0 | 0 | 0 | 0 | 0 | 0 | 0 | 0 | 0 | 0 | 0 | 0 | 0 | 0 | 0 | 0 | 0 | 0 | 0 | 0 | 0 | 0 | 0 | 0 | 0 | 0 | 0 | 0 | 0 | 0 | 0 | 0 | 0 | 0 | 0 | 0 | 0 | 0 | 0 | 0 | 0 | 0 | 0 | 0 | 0 | 0 | 0 | 0 | 0 | 0 | 0 | 0 | 0 | 0 | 0 | 0 | 0 | 0 | 0 | 0 | 0 | 0 | 0 | 0 | 0 | 0 | 0 | 0 | 0 | 0 | 0 | 0 | 0 | 0 | 0 | 0 | 0 | 0 | 0 | 0 | 0 | 0 | 0 | 0 | 0 | 0 | 0 | 0 | 0 | 0 | 0 | 0 | 0 | 0 | 0 | 0 | 0 | 0 | 0 | 0 | 0 | 0 | 0 | 0 | 0 | 0 | 0 | 0 | 0 | 0 | 0 | 0 | 0 | 0 | 0 | 0 | 0 | 0 | 0 | 0 | 0 | 0 | 0 | 0 | 0 | 0 | 0 | 0 | 0 | 0 | 0 | 0 | 0 | 0 | 0 | 0 | 0 | 0 | 0 | 0 | 0 | 0 | 0 | 0 | 0 | 0 | 0 | 0 | 0 | 0 | 0 | 0 | 0 | 0 | 0 | 0 | 0 | 0 | 0 | 0 | 0 | 0 | 0 | 0 | 0 | 0 | 0 | 0 | 0 | 0 | 0 | 0 | 0 | 0 | 0 | 0 | 0 | 0 | 0 | 0 | 0 | 0 | 0 | 0 | 0 | 0 | 0 | 0 | 0 | 0 | 0 | 0 | 0 | 0 | 0 | 0 | 0 | 0 | 0 | 0 | 0 | 0 | 0 | 0 | 0 | 0 | 0 | 0 | 0 | 0 | 0 | 0 | 0 | 0 | 0 | 0 | 0 | 0 | 0 | 0 | 0 | 0 | 0 | 0 | 0 | 0 | 0 | 0 | 0 | 0 | 0 | 0 | 0 | 0 | 0 | 0 | 0 | 0 | 0 | 0 | 0 | 0 | 0 | 0 | 0 | 0 | 0 | 0 | 0 | 0 | 0 | 0 | 0 | 0 | 0 | 0 | 0 | 0 | 0 | 0 | 0 | 0 | 0 | 0 | 0 | 0 | 0 | 0 | 0 | 0 | 0 | 0 | 0 | 0 | 0 | 0 | 0 | 0 | 0 | 0 | 0 | 0 | 0 | 0 | 0 | 0 | 0 | 0 | 0 | 0 | 0 | 0 | 0 | 0 | 0 | 0 | 0 | 0 | 0 | 0 | 0 | 0 | 0 | 0 | 0 | 0 | 0 | 0 | 0 | 0 | 0 | 0 | 0 | 0 | 0
OR_Commercial_OR - Miscellaneous_New_Water Heating_Natural Gas_Commercial Laundry - ENERGY STAR Washer_A | OR | Commercial | OR - Miscellaneous | New | Water Heating | Natural Gas | Commercial Laundry - ENERGY STAR Washer | A | OCM623 | Standard efficiency washer. | ENERGY STAR rated washer. | 7 | 35.5089 | 0 | 0 | 458.11 | 200.17 | 0 | 0 | 0.28365 | 0.25 | ClothesWashers | 0% | 6.667% | Discretionary | Retro5Med_OR | 90.92% | Water Heater | 0% | 0 |  | 0 |  | 0 | CW-Miscellaneous-RTF-v5.1-21 | CW-Miscellaneous-RTF-v5.1-21 | CW-Miscellaneous-RTF-PreQCv5.0-8 | Standard efficiency washer. | Standard efficiency washer. | Standard efficiency washer. | Standard efficiency washer. | Standard efficiency washer. | Standard efficiency washer. | Standard efficiency washer. | Standard efficiency washer. | Standard efficiency washer. | Standard efficiency washer. | Standard efficiency washer. | Standard efficiency washer. | Standard efficiency washer. | Standard efficiency washer. | Standard efficiency washer. | Standard efficiency washer. | Standard efficiency washer. | Standard efficiency washer. | Standard efficiency washer. | Standard efficiency washer. | Standard efficiency washer. | Standard efficiency washer. | Standard efficiency washer. | Standard efficiency washer. | Standard efficiency washer. | Standard efficiency washer. | Standard efficiency washer. | ENERGY STAR rated washer. | ENERGY STAR rated washer. | ENERGY STAR rated washer. | ENERGY STAR rated washer. | ENERGY STAR rated washer. | ENERGY STAR rated washer. | ENERGY STAR rated washer. | ENERGY STAR rated washer. | ENERGY STAR rated washer. | ENERGY STAR rated washer. | ENERGY STAR rated washer. | ENERGY STAR rated washer. | ENERGY STAR rated washer. | ENERGY STAR rated washer. | ENERGY STAR rated washer. | ENERGY STAR rated washer. | ENERGY STAR rated washer. | ENERGY STAR rated washer. | ENERGY STAR rated washer. | ENERGY STAR rated washer. | ENERGY STAR rated washer. | ENERGY STAR rated washer. | ENERGY STAR rated washer. | ENERGY STAR rated washer. | ENERGY STAR rated washer. | ENERGY STAR rated washer. | ENERGY STAR rated washer. | 458.11 | 458.11 | 458.11 | 458.11 | 458.11 | 458.11 | 458.11 | 458.11 | 458.11 | 458.11 | 458.11 | 458.11 | 458.11 | 458.11 | 458.11 | 458.11 | 458.11 | 458.11 | 458.11 | 458.11 | 458.11 | 458.11 | 458.11 | 458.11 | 458.11 | 458.11 | 458.11 | 0 | 0 | 0 | 0 | 0 | 0 | 0 | 0 | 0 | 0 | 0 | 0 | 0 | 0 | 0 | 0 | 0 | 0 | 0 | 0 | 0 | 0 | 0 | 0 | 0 | 0 | 0 | 0 | 0 | 0 | 0 | 0 | 0 | 0 | 0 | 0 | 0 | 0 | 0 | 0 | 0 | 0 | 0 | 0 | 0 | 0 | 0 | 0 | 0 | 0 | 0 | 0 | 0 | 0 | 0 | 0 | 0 | 0 | 0 | 0 | 0 | 0 | 0 | 0 | 0 | 0 | 0 | 0 | 0 | 0 | 0 | 0 | 0 | 0 | 0 | 0 | 0 | 0 | 0 | 0 | 0 | 0 | 0 | 0 | 0 | 0 | 0 | 0 | 0 | 0 | 0 | 0 | 0 | 0 | 0 | 0 | 0 | 0 | 0 | 0 | 0 | 0 | 0 | 0 | 0 | 0 | 0 | 0 | 0 | 0 | 0 | 0 | 0 | 0 | 0 | 0 | 0 | 0 | 0 | 0 | 0 | 0 | 0 | 0 | 0 | 0 | 0 | 0 | 0 | 0 | 0 | 0 | 0 | 0 | 0 | 0 | 0 | 0 | 0 | 0 | 0 | 0 | 0 | 0 | 0 | 0 | 0 | 0 | 0 | 0 | 0 | 0 | 0 | 0 | 0 | 0 | 0 | 0 | 0 | 0 | 0 | 0 | 0 | 0 | 0 | 0 | 0 | 0 | 0 | 0 | 0 | 0 | 0 | 0 | 0 | 0 | 0 | 0 | 0 | 0 | 0 | 0 | 0 | 0 | 0 | 0 | 0 | 0 | 0 | 0 | 0 | 0 | 0 | 0 | 0 | 0 | 0 | 0 | 0 | 0 | 0 | 0 | 0 | 0 | 0 | 0 | 0 | 0 | 0 | 0 | 0 | 0 | 0 | 0 | 0 | 0 | 0 | 0 | 0 | 0 | 0 | 0 | 0 | 0 | 0 | 0 | 0 | 0 | 0 | 0 | 0 | 0 | 0 | 0 | 0 | 0 | 0 | 0 | 0 | 0 | 0 | 0 | 0 | 0 | 0 | 0 | 0 | 0 | 0 | 0 | 0 | 0 | 0 | 0 | 0 | 0 | 0 | 0 | 0 | 0 | 0 | 0 | 0 | 0 | 0 | 0 | 0 | 0 | 0 | 0 | 0 | 0 | 0 | 0 | 0 | 0 | 0 | 0 | 0 | 0 | 0 | 0 | 0 | 0 | 0 | 0 | 0 | 0 | 0 | 0 | 0 | 0 | 0 | 0 | 0 | 0 | 0 | 0 | 0 | 0 | 0 | 0 | 0 | 0 | 0 | 0 | 0 | 0 | 0 | 0 | 0 | 0 | 0 | 0 | 0 | 0 | 0 | 0 | 0 | 0 | 0 | 0 | 0 | 0 | 0 | 0 | 0 | 0 | 0 | 0 | 0 | 0 | 0 | 0 | 0 | 0 | 0 | 0 | 0 | 0 | 0 | 0 | 0 | 0 | 0 | 0 | 0 | 0 | 0 | 0 | 0 | 0 | 0 | 0 | 0 | 0 | 0 | 0 | 0 | 0 | 0 | 0 | 0 | 0 | 0 | 0 | 0 | 0 | 0 | 0 | 0 | 0 | 0 | 0 | 0 | 0 | 0 | 0 | 0 | 0 | 0 | 0 | 0 | 0 | 0 | 0 | 0 | 0 | 0 | 0 | 0 | 0 | 0 | 0 | 0 | 0 | 0 | 0 | 0 | 0 | 0 | 0 | 0 | 0 | 0 | 0 | 0 | 0 | 0 | 0 | 0 | 0 | 0 | 0 | 0 | 0 | 0 | 0 | 0 | 0 | 0 | 0 | 0 | 0 | 0 | 0 | 0 | 0 | 0 | 0 | 0 | 0 | 0 | 0 | 0 | 0 | 0 | 0 | 0 | 0 | 0 | 0 | 0 | 0 | 0 | 0 | 0 | 0 | 0 | 0 | 0 | 0 | 0 | 0 | 0 | 0 | 0 | 0 | 0 | 0 | 0 | 0 | 0 | 0 | 0 | 0 | 0 | 0 | 0 | 0 | 0 | 0 | 0 | 0 | 0 | 0 | 0
OR_Commercial_OR - Miscellaneous_New_Water Heating_Natural Gas_Water Heater - Efficient Dishwasher_A | OR | Commercial | OR - Miscellaneous | New | Water Heating | Natural Gas | Water Heater - Efficient Dishwasher | A | OCM624 | 0 | ENERGY STAR | 12 | 102.8166 | 0 | 0 | 2377 | 1319.92 | 0 | 0 | 0.28365 | 0.25 | perBldg | 0% | 6.667% | Discretionary | Retro5Med_OR | 81.34% | Water Heater | 0% | 0 |  | 0 |  | 0 | Avista TRM | Avista TRM | Avista TRM | 0 | 0 | 0 | 0 | 0 | 0 | 0 | 0 | 0 | 0 | 0 | 0 | 0 | 0 | 0 | 0 | 0 | 0 | 0 | 0 | 0 | 0 | 0 | 0 | 0 | 0 | 0 | ENERGY STAR | ENERGY STAR | ENERGY STAR | ENERGY STAR | ENERGY STAR | ENERGY STAR | ENERGY STAR | ENERGY STAR | ENERGY STAR | ENERGY STAR | ENERGY STAR | ENERGY STAR | ENERGY STAR | ENERGY STAR | ENERGY STAR | ENERGY STAR | ENERGY STAR | ENERGY STAR | ENERGY STAR | ENERGY STAR | ENERGY STAR | ENERGY STAR | ENERGY STAR | ENERGY STAR | ENERGY STAR | ENERGY STAR | ENERGY STAR | 2377 | 2377 | 2377 | 2377 | 2377 | 2377 | 2377 | 2377 | 2377 | 2377 | 2377 | 2377 | 2377 | 2377 | 2377 | 2377 | 2377 | 2377 | 2377 | 2377 | 2377 | 2377 | 2377 | 2377 | 2377 | 2377 | 2377 | 0 | 0 | 0 | 0 | 0 | 0 | 0 | 0 | 0 | 0 | 0 | 0 | 0 | 0 | 0 | 0 | 0 | 0 | 0 | 0 | 0 | 0 | 0 | 0 | 0 | 0 | 0 | 0 | 0 | 0 | 0 | 0 | 0 | 0 | 0 | 0 | 0 | 0 | 0 | 0 | 0 | 0 | 0 | 0 | 0 | 0 | 0 | 0 | 0 | 0 | 0 | 0 | 0 | 0 | 0 | 0 | 0 | 0 | 0 | 0 | 0 | 0 | 0 | 0 | 0 | 0 | 0 | 0 | 0 | 0 | 0 | 0 | 0 | 0 | 0 | 0 | 0 | 0 | 0 | 0 | 0 | 0 | 0 | 0 | 0 | 0 | 0 | 0 | 0 | 0 | 0 | 0 | 0 | 0 | 0 | 0 | 0 | 0 | 0 | 0 | 0 | 0 | 0 | 0 | 0 | 0 | 0 | 0 | 0 | 0 | 0 | 0 | 0 | 0 | 0 | 0 | 0 | 0 | 0 | 0 | 0 | 0 | 0 | 0 | 0 | 0 | 0 | 0 | 0 | 0 | 0 | 0 | 0 | 0 | 0 | 0 | 0 | 0 | 0 | 0 | 0 | 0 | 0 | 0 | 0 | 0 | 0 | 0 | 0 | 0 | 0 | 0 | 0 | 0 | 0 | 0 | 0 | 0 | 0 | 0 | 0 | 0 | 0 | 0 | 0 | 0 | 0 | 0 | 0 | 0 | 0 | 0 | 0 | 0 | 0 | 0 | 0 | 0 | 0 | 0 | 0 | 0 | 0 | 0 | 0 | 0 | 0 | 0 | 0 | 0 | 0 | 0 | 0 | 0 | 0 | 0 | 0 | 0 | 0 | 0 | 0 | 0 | 0 | 0 | 0 | 0 | 0 | 0 | 0 | 0 | 0 | 0 | 0 | 0 | 0 | 0 | 0 | 0 | 0 | 0 | 0 | 0 | 0 | 0 | 0 | 0 | 0 | 0 | 0 | 0 | 0 | 0 | 0 | 0 | 0 | 0 | 0 | 0 | 0 | 0 | 0 | 0 | 0 | 0 | 0 | 0 | 0 | 0 | 0 | 0 | 0 | 0 | 0 | 0 | 0 | 0 | 0 | 0 | 0 | 0 | 0 | 0 | 0 | 0 | 0 | 0 | 0 | 0 | 0 | 0 | 0 | 0 | 0 | 0 | 0 | 0 | 0 | 0 | 0 | 0 | 0 | 0 | 0 | 0 | 0 | 0 | 0 | 0 | 0 | 0 | 0 | 0 | 0 | 0 | 0 | 0 | 0 | 0 | 0 | 0 | 0 | 0 | 0 | 0 | 0 | 0 | 0 | 0 | 0 | 0 | 0 | 0 | 0 | 0 | 0 | 0 | 0 | 0 | 0 | 0 | 0 | 0 | 0 | 0 | 0 | 0 | 0 | 0 | 0 | 0 | 0 | 0 | 0 | 0 | 0 | 0 | 0 | 0 | 0 | 0 | 0 | 0 | 0 | 0 | 0 | 0 | 0 | 0 | 0 | 0 | 0 | 0 | 0 | 0 | 0 | 0 | 0 | 0 | 0 | 0 | 0 | 0 | 0 | 0 | 0 | 0 | 0 | 0 | 0 | 0 | 0 | 0 | 0 | 0 | 0 | 0 | 0 | 0 | 0 | 0 | 0 | 0 | 0 | 0 | 0 | 0 | 0 | 0 | 0 | 0 | 0 | 0 | 0 | 0 | 0 | 0 | 0 | 0 | 0 | 0 | 0 | 0 | 0 | 0 | 0 | 0 | 0 | 0 | 0 | 0 | 0 | 0 | 0 | 0 | 0 | 0 | 0 | 0 | 0 | 0 | 0 | 0 | 0 | 0 | 0 | 0 | 0 | 0 | 0 | 0 | 0 | 0 | 0 | 0 | 0 | 0 | 0 | 0 | 0 | 0 | 0 | 0 | 0 | 0 | 0 | 0 | 0 | 0 | 0 | 0 | 0 | 0 | 0 | 0 | 0 | 0 | 0 | 0 | 0 | 0 | 0 | 0 | 0 | 0 | 0 | 0 | 0 | 0 | 0 | 0 | 0 | 0 | 0 | 0 | 0 | 0 | 0
OR_Commercial_OR - Miscellaneous_New_Water Heating_Natural Gas_Commercial Laundry - Alternative Dry-Cleaning Methods_A | OR | Commercial | OR - Miscellaneous | New | Water Heating | Natural Gas | Commercial Laundry - Alternative Dry-Cleaning Methods | A | OCM625 | Standard efficiency dryer. | High efficiency alternative dry-cleaning methods. | 15 | 0 | 0 | 0 | 66246.84 | 0 | 0 | 0 | 0.28365 | 0.25 | perBldg | 0% | 6.667% | Discretionary | Retro5Med_OR | 81.34% | Water Heater | 0% | 0 |  | 0 |  | 0 | CW_ALTDRYCLN-Miscellaneous-SCE-ET05.01-6 | CW_ALTDRYCLN-Miscellaneous-SCE-ET05.01-6 | CW_ALTDRYCLN-Miscellaneous-SCE-ET05.01-6 | Standard efficiency dryer. | Standard efficiency dryer. | Standard efficiency dryer. | Standard efficiency dryer. | Standard efficiency dryer. | Standard efficiency dryer. | Standard efficiency dryer. | Standard efficiency dryer. | Standard efficiency dryer. | Standard efficiency dryer. | Standard efficiency dryer. | Standard efficiency dryer. | Standard efficiency dryer. | Standard efficiency dryer. | Standard efficiency dryer. | Standard efficiency dryer. | Standard efficiency dryer. | Standard efficiency dryer. | Standard efficiency dryer. | Standard efficiency dryer. | Standard efficiency dryer. | Standard efficiency dryer. | Standard efficiency dryer. | Standard efficiency dryer. | Standard efficiency dryer. | Standard efficiency dryer. | Standard efficiency dryer. | High efficiency alternative dry-cleaning methods. | High efficiency alternative dry-cleaning methods. | High efficiency alternative dry-cleaning methods. | High efficiency alternative dry-cleaning methods. | High efficiency alternative dry-cleaning methods. | High efficiency alternative dry-cleaning methods. | High efficiency alternative dry-cleaning methods. | High efficiency alternative dry-cleaning methods. | High efficiency alternative dry-cleaning methods. | High efficiency alternative dry-cleaning methods. | High efficiency alternative dry-cleaning methods. | High efficiency alternative dry-cleaning methods. | High efficiency alternative dry-cleaning methods. | High efficiency alternative dry-cleaning methods. | High efficiency alternative dry-cleaning methods. | High efficiency alternative dry-cleaning methods. | High efficiency alternative dry-cleaning methods. | High efficiency alternative dry-cleaning methods. | High efficiency alternative dry-cleaning methods. | High efficiency alternative dry-cleaning methods. | High efficiency alternative dry-cleaning methods. | High efficiency alternative dry-cleaning methods. | High efficiency alternative dry-cleaning methods. | High efficiency alternative dry-cleaning methods. | High efficiency alternative dry-cleaning methods. | High efficiency alternative dry-cleaning methods. | High efficiency alternative dry-cleaning methods. | 66246.84 | 66246.84 | 66246.84 | 66246.84 | 66246.84 | 66246.84 | 66246.84 | 66246.84 | 66246.84 | 66246.84 | 66246.84 | 66246.84 | 66246.84 | 66246.84 | 66246.84 | 66246.84 | 66246.84 | 66246.84 | 66246.84 | 66246.84 | 66246.84 | 66246.84 | 66246.84 | 66246.84 | 66246.84 | 66246.84 | 66246.84 | 0 | 0 | 0 | 0 | 0 | 0 | 0 | 0 | 0 | 0 | 0 | 0 | 0 | 0 | 0 | 0 | 0 | 0 | 0 | 0 | 0 | 0 | 0 | 0 | 0 | 0 | 0 | 0 | 0 | 0 | 0 | 0 | 0 | 0 | 0 | 0 | 0 | 0 | 0 | 0 | 0 | 0 | 0 | 0 | 0 | 0 | 0 | 0 | 0 | 0 | 0 | 0 | 0 | 0 | 0 | 0 | 0 | 0 | 0 | 0 | 0 | 0 | 0 | 0 | 0 | 0 | 0 | 0 | 0 | 0 | 0 | 0 | 0 | 0 | 0 | 0 | 0 | 0 | 0 | 0 | 0 | 0 | 0 | 0 | 0 | 0 | 0 | 0 | 0 | 0 | 0 | 0 | 0 | 0 | 0 | 0 | 0 | 0 | 0 | 0 | 0 | 0 | 0 | 0 | 0 | 0 | 0 | 0 | 0 | 0 | 0 | 0 | 0 | 0 | 0 | 0 | 0 | 0 | 0 | 0 | 0 | 0 | 0 | 0 | 0 | 0 | 0 | 0 | 0 | 0 | 0 | 0 | 0 | 0 | 0 | 0 | 0 | 0 | 0 | 0 | 0 | 0 | 0 | 0 | 0 | 0 | 0 | 0 | 0 | 0 | 0 | 0 | 0 | 0 | 0 | 0 | 0 | 0 | 0 | 0 | 0 | 0 | 0 | 0 | 0 | 0 | 0 | 0 | 0 | 0 | 0 | 0 | 0 | 0 | 0 | 0 | 0 | 0 | 0 | 0 | 0 | 0 | 0 | 0 | 0 | 0 | 0 | 0 | 0 | 0 | 0 | 0 | 0 | 0 | 0 | 0 | 0 | 0 | 0 | 0 | 0 | 0 | 0 | 0 | 0 | 0 | 0 | 0 | 0 | 0 | 0 | 0 | 0 | 0 | 0 | 0 | 0 | 0 | 0 | 0 | 0 | 0 | 0 | 0 | 0 | 0 | 0 | 0 | 0 | 0 | 0 | 0 | 0 | 0 | 0 | 0 | 0 | 0 | 0 | 0 | 0 | 0 | 0 | 0 | 0 | 0 | 0 | 0 | 0 | 0 | 0 | 0 | 0 | 0 | 0 | 0 | 0 | 0 | 0 | 0 | 0 | 0 | 0 | 0 | 0 | 0 | 0 | 0 | 0 | 0 | 0 | 0 | 0 | 0 | 0 | 0 | 0 | 0 | 0 | 0 | 0 | 0 | 0 | 0 | 0 | 0 | 0 | 0 | 0 | 0 | 0 | 0 | 0 | 0 | 0 | 0 | 0 | 0 | 0 | 0 | 0 | 0 | 0 | 0 | 0 | 0 | 0 | 0 | 0 | 0 | 0 | 0 | 0 | 0 | 0 | 0 | 0 | 0 | 0 | 0 | 0 | 0 | 0 | 0 | 0 | 0 | 0 | 0 | 0 | 0 | 0 | 0 | 0 | 0 | 0 | 0 | 0 | 0 | 0 | 0 | 0 | 0 | 0 | 0 | 0 | 0 | 0 | 0 | 0 | 0 | 0 | 0 | 0 | 0 | 0 | 0 | 0 | 0 | 0 | 0 | 0 | 0 | 0 | 0 | 0 | 0 | 0 | 0 | 0 | 0 | 0 | 0 | 0 | 0 | 0 | 0 | 0 | 0 | 0 | 0 | 0 | 0 | 0 | 0 | 0 | 0 | 0 | 0 | 0 | 0 | 0 | 0 | 0 | 0 | 0 | 0 | 0 | 0 | 0 | 0 | 0 | 0 | 0 | 0 | 0 | 0 | 0 | 0 | 0 | 0 | 0 | 0 | 0 | 0 | 0 | 0 | 0 | 0 | 0 | 0 | 0 | 0 | 0 | 0 | 0 | 0 | 0 | 0 | 0 | 0 | 0 | 0 | 0 | 0 | 0 | 0 | 0 | 0 | 0 | 0 | 0 | 0 | 0 | 0 | 0 | 0 | 0 | 0 | 0 | 0 | 0 | 0 | 0 | 0 | 0 | 0 | 0 | 0 | 0 | 0 | 0 | 0 | 0 | 0 | 0 | 0 | 0 | 0 | 0 | 0 | 0 | 0 | 0 | 0 | 0 | 0 | 0
OR_Commercial_OR - Miscellaneous_New_Space Heating_Natural Gas_Advanced Kitchen Ventilation Controls_A | OR | Commercial | OR - Miscellaneous | New | Space Heating | Natural Gas | Advanced Kitchen Ventilation Controls | A | OCM626 | No controls on exhaust hoods. | Variable exhaust hood flow based on temperature or grease sensor. | 15 | 0 | 0 | 0 | 0.18 | 0 | 0 | 0 | 0.28365 | 0.25 | sqft | 10% | 10% | Discretionary | RetroEven20_OR | 82.88% | Space Heating | 0% | 0 |  | 0 |  | 0 | IL TRM - CI-FSE-VENT-V03-160601 | COOK_EXHD-Ventilation-XCELCO-2017-18-2 | COOK_EXHD-Ventilation-XCELCO-2017-18-2 | No controls on exhaust hoods. | No controls on exhaust hoods. | No controls on exhaust hoods. | No controls on exhaust hoods. | No controls on exhaust hoods. | No controls on exhaust hoods. | No controls on exhaust hoods. | No controls on exhaust hoods. | No controls on exhaust hoods. | No controls on exhaust hoods. | No controls on exhaust hoods. | No controls on exhaust hoods. | No controls on exhaust hoods. | No controls on exhaust hoods. | No controls on exhaust hoods. | No controls on exhaust hoods. | No controls on exhaust hoods. | No controls on exhaust hoods. | No controls on exhaust hoods. | No controls on exhaust hoods. | No controls on exhaust hoods. | No controls on exhaust hoods. | No controls on exhaust hoods. | No controls on exhaust hoods. | No controls on exhaust hoods. | No controls on exhaust hoods. | No controls on exhaust hoods. | Variable exhaust hood flow based on temperature or grease sensor. | Variable exhaust hood flow based on temperature or grease sensor. | Variable exhaust hood flow based on temperature or grease sensor. | Variable exhaust hood flow based on temperature or grease sensor. | Variable exhaust hood flow based on temperature or grease sensor. | Variable exhaust hood flow based on temperature or grease sensor. | Variable exhaust hood flow based on temperature or grease sensor. | Variable exhaust hood flow based on temperature or grease sensor. | Variable exhaust hood flow based on temperature or grease sensor. | Variable exhaust hood flow based on temperature or grease sensor. | Variable exhaust hood flow based on temperature or grease sensor. | Variable exhaust hood flow based on temperature or grease sensor. | Variable exhaust hood flow based on temperature or grease sensor. | Variable exhaust hood flow based on temperature or grease sensor. | Variable exhaust hood flow based on temperature or grease sensor. | Variable exhaust hood flow based on temperature or grease sensor. | Variable exhaust hood flow based on temperature or grease sensor. | Variable exhaust hood flow based on temperature or grease sensor. | Variable exhaust hood flow based on temperature or grease sensor. | Variable exhaust hood flow based on temperature or grease sensor. | Variable exhaust hood flow based on temperature or grease sensor. | Variable exhaust hood flow based on temperature or grease sensor. | Variable exhaust hood flow based on temperature or grease sensor. | Variable exhaust hood flow based on temperature or grease sensor. | Variable exhaust hood flow based on temperature or grease sensor. | Variable exhaust hood flow based on temperature or grease sensor. | Variable exhaust hood flow based on temperature or grease sensor. | 0.18 | 0.18 | 0.18 | 0.18 | 0.18 | 0.18 | 0.18 | 0.18 | 0.18 | 0.18 | 0.18 | 0.18 | 0.18 | 0.18 | 0.18 | 0.18 | 0.18 | 0.18 | 0.18 | 0.18 | 0.18 | 0.18 | 0.18 | 0.18 | 0.18 | 0.18 | 0.18 | 0 | 0 | 0 | 0 | 0 | 0 | 0 | 0 | 0 | 0 | 0 | 0 | 0 | 0 | 0 | 0 | 0 | 0 | 0 | 0 | 0 | 0 | 0 | 0 | 0 | 0 | 0 | 0 | 0 | 0 | 0 | 0 | 0 | 0 | 0 | 0 | 0 | 0 | 0 | 0 | 0 | 0 | 0 | 0 | 0 | 0 | 0 | 0 | 0 | 0 | 0 | 0 | 0 | 0 | 0 | 0 | 0 | 0 | 0 | 0 | 0 | 0 | 0 | 0 | 0 | 0 | 0 | 0 | 0 | 0 | 0 | 0 | 0 | 0 | 0 | 0 | 0 | 0 | 0 | 0 | 0 | 0 | 0 | 0 | 0 | 0 | 0 | 0 | 0 | 0 | 0 | 0 | 0 | 0 | 0 | 0 | 0 | 0 | 0 | 0 | 0 | 0 | 0 | 0 | 0 | 0 | 0 | 0 | 0 | 0 | 0 | 0 | 0 | 0 | 0 | 0 | 0 | 0 | 0 | 0 | 0 | 0 | 0 | 0 | 0 | 0 | 0 | 0 | 0 | 0 | 0 | 0 | 0 | 0 | 0 | 0 | 0 | 0 | 0 | 0 | 0 | 0 | 0 | 0 | 0 | 0 | 0 | 0 | 0 | 0 | 0 | 0 | 0 | 0 | 0 | 0 | 0 | 0 | 0 | 0 | 0 | 0 | 0 | 0 | 0 | 0 | 0 | 0 | 0 | 0 | 0 | 0 | 0 | 0 | 0 | 0 | 0 | 0 | 0 | 0 | 0 | 0 | 0 | 0 | 0 | 0 | 0 | 0 | 0 | 0 | 0 | 0 | 0 | 0 | 0 | 0 | 0 | 0 | 0 | 0 | 0 | 0 | 0 | 0 | 0 | 0 | 0 | 0 | 0 | 0 | 0 | 0 | 0 | 0 | 0 | 0 | 0 | 0 | 0 | 0 | 0 | 0 | 0 | 0 | 0 | 0 | 0 | 0 | 0 | 0 | 0 | 0 | 0 | 0 | 0 | 0 | 0 | 0 | 0 | 0 | 0 | 0 | 0 | 0 | 0 | 0 | 0 | 0 | 0 | 0 | 0 | 0 | 0 | 0 | 0 | 0 | 0 | 0 | 0 | 0 | 0 | 0 | 0 | 0 | 0 | 0 | 0 | 0 | 0 | 0 | 0 | 0 | 0 | 0 | 0 | 0 | 0 | 0 | 0 | 0 | 0 | 0 | 0 | 0 | 0 | 0 | 0 | 0 | 0 | 0 | 0 | 0 | 0 | 0 | 0 | 0 | 0 | 0 | 0 | 0 | 0 | 0 | 0 | 0 | 0 | 0 | 0 | 0 | 0 | 0 | 0 | 0 | 0 | 0 | 0 | 0 | 0 | 0 | 0 | 0 | 0 | 0 | 0 | 0 | 0 | 0 | 0 | 0 | 0 | 0 | 0 | 0 | 0 | 0 | 0 | 0 | 0 | 0 | 0 | 0 | 0 | 0 | 0 | 0 | 0 | 0 | 0 | 0 | 0 | 0 | 0 | 0 | 0 | 0 | 0 | 0 | 0 | 0 | 0 | 0 | 0 | 0 | 0 | 0 | 0 | 0 | 0 | 0 | 0 | 0 | 0 | 0 | 0 | 0 | 0 | 0 | 0 | 0 | 0 | 0 | 0 | 0 | 0 | 0 | 0 | 0 | 0 | 0 | 0 | 0 | 0 | 0 | 0 | 0 | 0 | 0 | 0 | 0 | 0 | 0 | 0 | 0 | 0 | 0 | 0 | 0 | 0 | 0 | 0 | 0 | 0 | 0 | 0 | 0 | 0 | 0 | 0 | 0 | 0 | 0 | 0 | 0 | 0 | 0 | 0 | 0 | 0 | 0 | 0 | 0 | 0 | 0 | 0 | 0 | 0 | 0 | 0 | 0 | 0 | 0 | 0 | 0 | 0 | 0 | 0 | 0 | 0 | 0 | 0 | 0 | 0 | 0 | 0 | 0 | 0 | 0 | 0 | 0 | 0 | 0 | 0 | 0 | 0 | 0 | 0 | 0 | 0 | 0 | 0 | 0 | 0 | 0 | 0 | 0 | 0 | 0 | 0
OR_Commercial_OR - Miscellaneous_New_Space Heating_Natural Gas_Infiltration Control - Loading Dock Sealing_A | OR | Commercial | OR - Miscellaneous | New | Space Heating | Natural Gas | Infiltration Control - Loading Dock Sealing | A | OCM627 | 0 | 0 | 10 | 0 | 0 | 0 | 3106.52 | 0 | 0 | 0 | 0.28365 | 0.25 | perBldg | 0% | 0% | Discretionary | RetroEven20_OR | 82.88% | Space Heating | 0% | 0 |  | 0 |  | 0 | MEMD - Truck Loading Dock Seals - 8.10.01.FES-E10.v01 | MEMD - Truck Loading Dock Seals - 8.10.01.FES-E10.v01 | MEMD - Truck Loading Dock Seals - 8.10.01.FES-E10.v01 | 0 | 0 | 0 | 0 | 0 | 0 | 0 | 0 | 0 | 0 | 0 | 0 | 0 | 0 | 0 | 0 | 0 | 0 | 0 | 0 | 0 | 0 | 0 | 0 | 0 | 0 | 0 | 0 | 0 | 0 | 0 | 0 | 0 | 0 | 0 | 0 | 0 | 0 | 0 | 0 | 0 | 0 | 0 | 0 | 0 | 0 | 0 | 0 | 0 | 0 | 0 | 0 | 0 | 0 | 3106.52 | 3106.52 | 3106.52 | 3106.52 | 3106.52 | 3106.52 | 3106.52 | 3106.52 | 3106.52 | 3106.52 | 3106.52 | 3106.52 | 3106.52 | 3106.52 | 3106.52 | 3106.52 | 3106.52 | 3106.52 | 3106.52 | 3106.52 | 3106.52 | 3106.52 | 3106.52 | 3106.52 | 3106.52 | 3106.52 | 3106.52 | 0 | 0 | 0 | 0 | 0 | 0 | 0 | 0 | 0 | 0 | 0 | 0 | 0 | 0 | 0 | 0 | 0 | 0 | 0 | 0 | 0 | 0 | 0 | 0 | 0 | 0 | 0 | 0 | 0 | 0 | 0 | 0 | 0 | 0 | 0 | 0 | 0 | 0 | 0 | 0 | 0 | 0 | 0 | 0 | 0 | 0 | 0 | 0 | 0 | 0 | 0 | 0 | 0 | 0 | 0 | 0 | 0 | 0 | 0 | 0 | 0 | 0 | 0 | 0 | 0 | 0 | 0 | 0 | 0 | 0 | 0 | 0 | 0 | 0 | 0 | 0 | 0 | 0 | 0 | 0 | 0 | 0 | 0 | 0 | 0 | 0 | 0 | 0 | 0 | 0 | 0 | 0 | 0 | 0 | 0 | 0 | 0 | 0 | 0 | 0 | 0 | 0 | 0 | 0 | 0 | 0 | 0 | 0 | 0 | 0 | 0 | 0 | 0 | 0 | 0 | 0 | 0 | 0 | 0 | 0 | 0 | 0 | 0 | 0 | 0 | 0 | 0 | 0 | 0 | 0 | 0 | 0 | 0 | 0 | 0 | 0 | 0 | 0 | 0 | 0 | 0 | 0 | 0 | 0 | 0 | 0 | 0 | 0 | 0 | 0 | 0 | 0 | 0 | 0 | 0 | 0 | 0 | 0 | 0 | 0 | 0 | 0 | 0 | 0 | 0 | 0 | 0 | 0 | 0 | 0 | 0 | 0 | 0 | 0 | 0 | 0 | 0 | 0 | 0 | 0 | 0 | 0 | 0 | 0 | 0 | 0 | 0 | 0 | 0 | 0 | 0 | 0 | 0 | 0 | 0 | 0 | 0 | 0 | 0 | 0 | 0 | 0 | 0 | 0 | 0 | 0 | 0 | 0 | 0 | 0 | 0 | 0 | 0 | 0 | 0 | 0 | 0 | 0 | 0 | 0 | 0 | 0 | 0 | 0 | 0 | 0 | 0 | 0 | 0 | 0 | 0 | 0 | 0 | 0 | 0 | 0 | 0 | 0 | 0 | 0 | 0 | 0 | 0 | 0 | 0 | 0 | 0 | 0 | 0 | 0 | 0 | 0 | 0 | 0 | 0 | 0 | 0 | 0 | 0 | 0 | 0 | 0 | 0 | 0 | 0 | 0 | 0 | 0 | 0 | 0 | 0 | 0 | 0 | 0 | 0 | 0 | 0 | 0 | 0 | 0 | 0 | 0 | 0 | 0 | 0 | 0 | 0 | 0 | 0 | 0 | 0 | 0 | 0 | 0 | 0 | 0 | 0 | 0 | 0 | 0 | 0 | 0 | 0 | 0 | 0 | 0 | 0 | 0 | 0 | 0 | 0 | 0 | 0 | 0 | 0 | 0 | 0 | 0 | 0 | 0 | 0 | 0 | 0 | 0 | 0 | 0 | 0 | 0 | 0 | 0 | 0 | 0 | 0 | 0 | 0 | 0 | 0 | 0 | 0 | 0 | 0 | 0 | 0 | 0 | 0 | 0 | 0 | 0 | 0 | 0 | 0 | 0 | 0 | 0 | 0 | 0 | 0 | 0 | 0 | 0 | 0 | 0 | 0 | 0 | 0 | 0 | 0 | 0 | 0 | 0 | 0 | 0 | 0 | 0 | 0 | 0 | 0 | 0 | 0 | 0 | 0 | 0 | 0 | 0 | 0 | 0 | 0 | 0 | 0 | 0 | 0 | 0 | 0 | 0 | 0 | 0 | 0 | 0 | 0 | 0 | 0 | 0 | 0 | 0 | 0 | 0 | 0 | 0 | 0 | 0 | 0 | 0 | 0 | 0 | 0 | 0 | 0 | 0 | 0 | 0 | 0 | 0 | 0 | 0 | 0 | 0 | 0 | 0 | 0 | 0 | 0 | 0 | 0 | 0 | 0 | 0 | 0 | 0 | 0 | 0 | 0 | 0 | 0 | 0 | 0 | 0 | 0 | 0 | 0 | 0 | 0 | 0 | 0 | 0 | 0 | 0 | 0 | 0 | 0 | 0 | 0 | 0 | 0 | 0 | 0 | 0 | 0 | 0 | 0 | 0 | 0 | 0 | 0 | 0 | 0 | 0 | 0
OR_Commercial_OR - Miscellaneous_New_Space Heating_Natural Gas_Greenhouse Heat Curtain_A | OR | Commercial | OR - Miscellaneous | New | Space Heating | Natural Gas | Greenhouse Heat Curtain | A | OCM628 | No heat curtain. | 0 | 5 | 0 | 0 | 0 | 408.76 | 0 | 0 | 0 | 0.28365 | 0.25 | perBldg | 0% | 0% | Discretionary | RetroEven20_OR | 82.88% | Space Heating | 0% | 0 |  | 0 |  | 0 | CA eTRM https://www.caetrm.com/measure/SWBE001/01/ | CA eTRM https://www.caetrm.com/measure/SWBE001/01/ | CA eTRM https://www.caetrm.com/measure/SWBE001/01/ | No heat curtain. | No heat curtain. | No heat curtain. | No heat curtain. | No heat curtain. | No heat curtain. | No heat curtain. | No heat curtain. | No heat curtain. | No heat curtain. | No heat curtain. | No heat curtain. | No heat curtain. | No heat curtain. | No heat curtain. | No heat curtain. | No heat curtain. | No heat curtain. | No heat curtain. | No heat curtain. | No heat curtain. | No heat curtain. | No heat curtain. | No heat curtain. | No heat curtain. | No heat curtain. | No heat curtain. | 0 | 0 | 0 | 0 | 0 | 0 | 0 | 0 | 0 | 0 | 0 | 0 | 0 | 0 | 0 | 0 | 0 | 0 | 0 | 0 | 0 | 0 | 0 | 0 | 0 | 0 | 0 | 408.76 | 408.76 | 408.76 | 408.76 | 408.76 | 408.76 | 408.76 | 408.76 | 408.76 | 408.76 | 408.76 | 408.76 | 408.76 | 408.76 | 408.76 | 408.76 | 408.76 | 408.76 | 408.76 | 408.76 | 408.76 | 408.76 | 408.76 | 408.76 | 408.76 | 408.76 | 408.76 | 0 | 0 | 0 | 0 | 0 | 0 | 0 | 0 | 0 | 0 | 0 | 0 | 0 | 0 | 0 | 0 | 0 | 0 | 0 | 0 | 0 | 0 | 0 | 0 | 0 | 0 | 0 | 0 | 0 | 0 | 0 | 0 | 0 | 0 | 0 | 0 | 0 | 0 | 0 | 0 | 0 | 0 | 0 | 0 | 0 | 0 | 0 | 0 | 0 | 0 | 0 | 0 | 0 | 0 | 0 | 0 | 0 | 0 | 0 | 0 | 0 | 0 | 0 | 0 | 0 | 0 | 0 | 0 | 0 | 0 | 0 | 0 | 0 | 0 | 0 | 0 | 0 | 0 | 0 | 0 | 0 | 0 | 0 | 0 | 0 | 0 | 0 | 0 | 0 | 0 | 0 | 0 | 0 | 0 | 0 | 0 | 0 | 0 | 0 | 0 | 0 | 0 | 0 | 0 | 0 | 0 | 0 | 0 | 0 | 0 | 0 | 0 | 0 | 0 | 0 | 0 | 0 | 0 | 0 | 0 | 0 | 0 | 0 | 0 | 0 | 0 | 0 | 0 | 0 | 0 | 0 | 0 | 0 | 0 | 0 | 0 | 0 | 0 | 0 | 0 | 0 | 0 | 0 | 0 | 0 | 0 | 0 | 0 | 0 | 0 | 0 | 0 | 0 | 0 | 0 | 0 | 0 | 0 | 0 | 0 | 0 | 0 | 0 | 0 | 0 | 0 | 0 | 0 | 0 | 0 | 0 | 0 | 0 | 0 | 0 | 0 | 0 | 0 | 0 | 0 | 0 | 0 | 0 | 0 | 0 | 0 | 0 | 0 | 0 | 0 | 0 | 0 | 0 | 0 | 0 | 0 | 0 | 0 | 0 | 0 | 0 | 0 | 0 | 0 | 0 | 0 | 0 | 0 | 0 | 0 | 0 | 0 | 0 | 0 | 0 | 0 | 0 | 0 | 0 | 0 | 0 | 0 | 0 | 0 | 0 | 0 | 0 | 0 | 0 | 0 | 0 | 0 | 0 | 0 | 0 | 0 | 0 | 0 | 0 | 0 | 0 | 0 | 0 | 0 | 0 | 0 | 0 | 0 | 0 | 0 | 0 | 0 | 0 | 0 | 0 | 0 | 0 | 0 | 0 | 0 | 0 | 0 | 0 | 0 | 0 | 0 | 0 | 0 | 0 | 0 | 0 | 0 | 0 | 0 | 0 | 0 | 0 | 0 | 0 | 0 | 0 | 0 | 0 | 0 | 0 | 0 | 0 | 0 | 0 | 0 | 0 | 0 | 0 | 0 | 0 | 0 | 0 | 0 | 0 | 0 | 0 | 0 | 0 | 0 | 0 | 0 | 0 | 0 | 0 | 0 | 0 | 0 | 0 | 0 | 0 | 0 | 0 | 0 | 0 | 0 | 0 | 0 | 0 | 0 | 0 | 0 | 0 | 0 | 0 | 0 | 0 | 0 | 0 | 0 | 0 | 0 | 0 | 0 | 0 | 0 | 0 | 0 | 0 | 0 | 0 | 0 | 0 | 0 | 0 | 0 | 0 | 0 | 0 | 0 | 0 | 0 | 0 | 0 | 0 | 0 | 0 | 0 | 0 | 0 | 0 | 0 | 0 | 0 | 0 | 0 | 0 | 0 | 0 | 0 | 0 | 0 | 0 | 0 | 0 | 0 | 0 | 0 | 0 | 0 | 0 | 0 | 0 | 0 | 0 | 0 | 0 | 0 | 0 | 0 | 0 | 0 | 0 | 0 | 0 | 0 | 0 | 0 | 0 | 0 | 0 | 0 | 0 | 0 | 0 | 0 | 0 | 0 | 0 | 0 | 0 | 0 | 0 | 0 | 0 | 0 | 0 | 0 | 0 | 0 | 0 | 0 | 0 | 0 | 0 | 0 | 0 | 0 | 0 | 0 | 0 | 0 | 0 | 0 | 0 | 0 | 0 | 0 | 0 | 0 | 0 | 0 | 0 | 0 | 0 | 0 | 0 | 0 | 0 | 0 | 0 | 0 | 0 | 0 | 0 | 0 | 0 | 0 | 0 | 0 | 0 | 0 | 0 | 0 | 0 | 0 | 0 | 0 | 0 | 0 | 0 | 0 | 0
OR_Commercial_OR - Miscellaneous_New_Space Heating_Natural Gas_Ventilation - Parking Garages, Demand Controlled_A | OR | Commercial | OR - Miscellaneous | New | Space Heating | Natural Gas | Ventilation - Parking Garages, Demand Controlled | A | OCM629 | 0 | 0 | 5 | 0 | 0 | 0 | 843.06 | 0 | 0 | 0 | 0.28365 | 0.25 | garage | 0% | 0% | Discretionary | RetroEven20_OR | 82.88% | Central Systems | 0% | 0 |  | 0 |  | 0 | FOE - Parking Garage Ventilation Controls - W0047 | FOE - Parking Garage Ventilation Controls - W0047 | FOE - Parking Garage Ventilation Controls - W0047 | 0 | 0 | 0 | 0 | 0 | 0 | 0 | 0 | 0 | 0 | 0 | 0 | 0 | 0 | 0 | 0 | 0 | 0 | 0 | 0 | 0 | 0 | 0 | 0 | 0 | 0 | 0 | 0 | 0 | 0 | 0 | 0 | 0 | 0 | 0 | 0 | 0 | 0 | 0 | 0 | 0 | 0 | 0 | 0 | 0 | 0 | 0 | 0 | 0 | 0 | 0 | 0 | 0 | 0 | 843.06 | 843.06 | 843.06 | 843.06 | 843.06 | 843.06 | 843.06 | 843.06 | 843.06 | 843.06 | 843.06 | 843.06 | 843.06 | 843.06 | 843.06 | 843.06 | 843.06 | 843.06 | 843.06 | 843.06 | 843.06 | 843.06 | 843.06 | 843.06 | 843.06 | 843.06 | 843.06 | 0 | 0 | 0 | 0 | 0 | 0 | 0 | 0 | 0 | 0 | 0 | 0 | 0 | 0 | 0 | 0 | 0 | 0 | 0 | 0 | 0 | 0 | 0 | 0 | 0 | 0 | 0 | 0 | 0 | 0 | 0 | 0 | 0 | 0 | 0 | 0 | 0 | 0 | 0 | 0 | 0 | 0 | 0 | 0 | 0 | 0 | 0 | 0 | 0 | 0 | 0 | 0 | 0 | 0 | 0 | 0 | 0 | 0 | 0 | 0 | 0 | 0 | 0 | 0 | 0 | 0 | 0 | 0 | 0 | 0 | 0 | 0 | 0 | 0 | 0 | 0 | 0 | 0 | 0 | 0 | 0 | 0 | 0 | 0 | 0 | 0 | 0 | 0 | 0 | 0 | 0 | 0 | 0 | 0 | 0 | 0 | 0 | 0 | 0 | 0 | 0 | 0 | 0 | 0 | 0 | 0 | 0 | 0 | 0 | 0 | 0 | 0 | 0 | 0 | 0 | 0 | 0 | 0 | 0 | 0 | 0 | 0 | 0 | 0 | 0 | 0 | 0 | 0 | 0 | 0 | 0 | 0 | 0 | 0 | 0 | 0 | 0 | 0 | 0 | 0 | 0 | 0 | 0 | 0 | 0 | 0 | 0 | 0 | 0 | 0 | 0 | 0 | 0 | 0 | 0 | 0 | 0 | 0 | 0 | 0 | 0 | 0 | 0 | 0 | 0 | 0 | 0 | 0 | 0 | 0 | 0 | 0 | 0 | 0 | 0 | 0 | 0 | 0 | 0 | 0 | 0 | 0 | 0 | 0 | 0 | 0 | 0 | 0 | 0 | 0 | 0 | 0 | 0 | 0 | 0 | 0 | 0 | 0 | 0 | 0 | 0 | 0 | 0 | 0 | 0 | 0 | 0 | 0 | 0 | 0 | 0 | 0 | 0 | 0 | 0 | 0 | 0 | 0 | 0 | 0 | 0 | 0 | 0 | 0 | 0 | 0 | 0 | 0 | 0 | 0 | 0 | 0 | 0 | 0 | 0 | 0 | 0 | 0 | 0 | 0 | 0 | 0 | 0 | 0 | 0 | 0 | 0 | 0 | 0 | 0 | 0 | 0 | 0 | 0 | 0 | 0 | 0 | 0 | 0 | 0 | 0 | 0 | 0 | 0 | 0 | 0 | 0 | 0 | 0 | 0 | 0 | 0 | 0 | 0 | 0 | 0 | 0 | 0 | 0 | 0 | 0 | 0 | 0 | 0 | 0 | 0 | 0 | 0 | 0 | 0 | 0 | 0 | 0 | 0 | 0 | 0 | 0 | 0 | 0 | 0 | 0 | 0 | 0 | 0 | 0 | 0 | 0 | 0 | 0 | 0 | 0 | 0 | 0 | 0 | 0 | 0 | 0 | 0 | 0 | 0 | 0 | 0 | 0 | 0 | 0 | 0 | 0 | 0 | 0 | 0 | 0 | 0 | 0 | 0 | 0 | 0 | 0 | 0 | 0 | 0 | 0 | 0 | 0 | 0 | 0 | 0 | 0 | 0 | 0 | 0 | 0 | 0 | 0 | 0 | 0 | 0 | 0 | 0 | 0 | 0 | 0 | 0 | 0 | 0 | 0 | 0 | 0 | 0 | 0 | 0 | 0 | 0 | 0 | 0 | 0 | 0 | 0 | 0 | 0 | 0 | 0 | 0 | 0 | 0 | 0 | 0 | 0 | 0 | 0 | 0 | 0 | 0 | 0 | 0 | 0 | 0 | 0 | 0 | 0 | 0 | 0 | 0 | 0 | 0 | 0 | 0 | 0 | 0 | 0 | 0 | 0 | 0 | 0 | 0 | 0 | 0 | 0 | 0 | 0 | 0 | 0 | 0 | 0 | 0 | 0 | 0 | 0 | 0 | 0 | 0 | 0 | 0 | 0 | 0 | 0 | 0 | 0 | 0 | 0 | 0 | 0 | 0 | 0 | 0 | 0 | 0 | 0 | 0 | 0 | 0 | 0 | 0 | 0 | 0 | 0 | 0 | 0 | 0 | 0 | 0 | 0 | 0 | 0 | 0 | 0 | 0 | 0 | 0 | 0 | 0 | 0 | 0 | 0 | 0 | 0 | 0 | 0
OR_Commercial_OR - Miscellaneous_New_Miscellaneous_Natural Gas_Pool Heater - Night Covers_A | OR | Commercial | OR - Miscellaneous | New | Miscellaneous | Natural Gas | Pool Heater - Night Covers | A | OCM630 | Uncovered. | Night covers on pool. | 5 | 0.024915 | 0 | 0 | 1.36 | 0 | 0 | 0 | 0.28365 | 0.25 | sqft pool | 15% | 100% | Discretionary | Retro12Med_OR | 75.44% | Pool Heater | 0% | 0 |  | 0 |  | 0 | PL_COV-Water Heating-SCG-R0-62 | PL_COV-Water Heating-SCG-R0-62 | PL_COV-Water Heating-SCG-R0-1 | Uncovered. | Uncovered. | Uncovered. | Uncovered. | Uncovered. | Uncovered. | Uncovered. | Uncovered. | Uncovered. | Uncovered. | Uncovered. | Uncovered. | Uncovered. | Uncovered. | Uncovered. | Uncovered. | Uncovered. | Uncovered. | Uncovered. | Uncovered. | Uncovered. | Uncovered. | Uncovered. | Uncovered. | Uncovered. | Uncovered. | Uncovered. | Night covers on pool. | Night covers on pool. | Night covers on pool. | Night covers on pool. | Night covers on pool. | Night covers on pool. | Night covers on pool. | Night covers on pool. | Night covers on pool. | Night covers on pool. | Night covers on pool. | Night covers on pool. | Night covers on pool. | Night covers on pool. | Night covers on pool. | Night covers on pool. | Night covers on pool. | Night covers on pool. | Night covers on pool. | Night covers on pool. | Night covers on pool. | Night covers on pool. | Night covers on pool. | Night covers on pool. | Night covers on pool. | Night covers on pool. | Night covers on pool. | 1.36 | 1.36 | 1.36 | 1.36 | 1.36 | 1.36 | 1.36 | 1.36 | 1.36 | 1.36 | 1.36 | 1.36 | 1.36 | 1.36 | 1.36 | 1.36 | 1.36 | 1.36 | 1.36 | 1.36 | 1.36 | 1.36 | 1.36 | 1.36 | 1.36 | 1.36 | 1.36 | 0 | 0 | 0 | 0 | 0 | 0 | 0 | 0 | 0 | 0 | 0 | 0 | 0 | 0 | 0 | 0 | 0 | 0 | 0 | 0 | 0 | 0 | 0 | 0 | 0 | 0 | 0 | 0 | 0 | 0 | 0 | 0 | 0 | 0 | 0 | 0 | 0 | 0 | 0 | 0 | 0 | 0 | 0 | 0 | 0 | 0 | 0 | 0 | 0 | 0 | 0 | 0 | 0 | 0 | 0 | 0 | 0 | 0 | 0 | 0 | 0 | 0 | 0 | 0 | 0 | 0 | 0 | 0 | 0 | 0 | 0 | 0 | 0 | 0 | 0 | 0 | 0 | 0 | 0 | 0 | 0 | 0 | 0 | 0 | 0 | 0 | 0 | 0 | 0 | 0 | 0 | 0 | 0 | 0 | 0 | 0 | 0 | 0 | 0 | 0 | 0 | 0 | 0 | 0 | 0 | 0 | 0 | 0 | 0 | 0 | 0 | 0 | 0 | 0 | 0 | 0 | 0 | 0 | 0 | 0 | 0 | 0 | 0 | 0 | 0 | 0 | 0 | 0 | 0 | 0 | 0 | 0 | 0 | 0 | 0 | 0 | 0 | 0 | 0 | 0 | 0 | 0 | 0 | 0 | 0 | 0 | 0 | 0 | 0 | 0 | 0 | 0 | 0 | 0 | 0 | 0 | 0 | 0 | 0 | 0 | 0 | 0 | 0 | 0 | 0 | 0 | 0 | 0 | 0 | 0 | 0 | 0 | 0 | 0 | 0 | 0 | 0 | 0 | 0 | 0 | 0 | 0 | 0 | 0 | 0 | 0 | 0 | 0 | 0 | 0 | 0 | 0 | 0 | 0 | 0 | 0 | 0 | 0 | 0 | 0 | 0 | 0 | 0 | 0 | 0 | 0 | 0 | 0 | 0 | 0 | 0 | 0 | 0 | 0 | 0 | 0 | 0 | 0 | 0 | 0 | 0 | 0 | 0 | 0 | 0 | 0 | 0 | 0 | 0 | 0 | 0 | 0 | 0 | 0 | 0 | 0 | 0 | 0 | 0 | 0 | 0 | 0 | 0 | 0 | 0 | 0 | 0 | 0 | 0 | 0 | 0 | 0 | 0 | 0 | 0 | 0 | 0 | 0 | 0 | 0 | 0 | 0 | 0 | 0 | 0 | 0 | 0 | 0 | 0 | 0 | 0 | 0 | 0 | 0 | 0 | 0 | 0 | 0 | 0 | 0 | 0 | 0 | 0 | 0 | 0 | 0 | 0 | 0 | 0 | 0 | 0 | 0 | 0 | 0 | 0 | 0 | 0 | 0 | 0 | 0 | 0 | 0 | 0 | 0 | 0 | 0 | 0 | 0 | 0 | 0 | 0 | 0 | 0 | 0 | 0 | 0 | 0 | 0 | 0 | 0 | 0 | 0 | 0 | 0 | 0 | 0 | 0 | 0 | 0 | 0 | 0 | 0 | 0 | 0 | 0 | 0 | 0 | 0 | 0 | 0 | 0 | 0 | 0 | 0 | 0 | 0 | 0 | 0 | 0 | 0 | 0 | 0 | 0 | 0 | 0 | 0 | 0 | 0 | 0 | 0 | 0 | 0 | 0 | 0 | 0 | 0 | 0 | 0 | 0 | 0 | 0 | 0 | 0 | 0 | 0 | 0 | 0 | 0 | 0 | 0 | 0 | 0 | 0 | 0 | 0 | 0 | 0 | 0 | 0 | 0 | 0 | 0 | 0 | 0 | 0 | 0 | 0 | 0 | 0 | 0 | 0 | 0 | 0 | 0 | 0 | 0 | 0 | 0 | 0 | 0 | 0 | 0 | 0 | 0 | 0 | 0 | 0 | 0 | 0 | 0 | 0 | 0 | 0 | 0 | 0 | 0 | 0 | 0 | 0 | 0 | 0 | 0 | 0 | 0 | 0 | 0 | 0 | 0 | 0 | 0 | 0 | 0 | 0 | 0 | 0 | 0 | 0 | 0 | 0 | 0 | 0 | 0 | 0 | 0 | 0 | 0 | 0 | 0 | 0 | 0 | 0 | 0 | 0 | 0 | 0 | 0 | 0 | 0 | 0 | 0 | 0 | 0 | 0 | 0 | 0 | 0 | 0
OR_Commercial_OR - Miscellaneous_New_Space Heating_Natural Gas_Advanced New Construction Designs_A | OR | Commercial | OR - Miscellaneous | New | Space Heating | Natural Gas | Advanced New Construction Designs | A | OCM631 | Standard new construction design. | New construction designs exceeding ASHRAE 90.1 requirements. | 3 | 0 | 0 | 0 | 1.4 | 0 | 0 | 0 | 0.28365 | 0.25 | sqft | 10% | 20% | Discretionary | LO1Slow_OR | 84.66% | Space Heating | 0% | 0 |  | 0 |  | 0 | COM_CX-HVAC-AEG-1 | COM_CX-All-AEG-5 | COM_CX-All-AEG-5 | Standard new construction design. | Standard new construction design. | Standard new construction design. | Standard new construction design. | Standard new construction design. | Standard new construction design. | Standard new construction design. | Standard new construction design. | Standard new construction design. | Standard new construction design. | Standard new construction design. | Standard new construction design. | Standard new construction design. | Standard new construction design. | Standard new construction design. | Standard new construction design. | Standard new construction design. | Standard new construction design. | Standard new construction design. | Standard new construction design. | Standard new construction design. | Standard new construction design. | Standard new construction design. | Standard new construction design. | Standard new construction design. | Standard new construction design. | Standard new construction design. | New construction designs exceeding ASHRAE 90.1 requirements. | New construction designs exceeding ASHRAE 90.1 requirements. | New construction designs exceeding ASHRAE 90.1 requirements. | New construction designs exceeding ASHRAE 90.1 requirements. | New construction designs exceeding ASHRAE 90.1 requirements. | New construction designs exceeding ASHRAE 90.1 requirements. | New construction designs exceeding ASHRAE 90.1 requirements. | New construction designs exceeding ASHRAE 90.1 requirements. | New construction designs exceeding ASHRAE 90.1 requirements. | New construction designs exceeding ASHRAE 90.1 requirements. | New construction designs exceeding ASHRAE 90.1 requirements. | New construction designs exceeding ASHRAE 90.1 requirements. | New construction designs exceeding ASHRAE 90.1 requirements. | New construction designs exceeding ASHRAE 90.1 requirements. | New construction designs exceeding ASHRAE 90.1 requirements. | New construction designs exceeding ASHRAE 90.1 requirements. | New construction designs exceeding ASHRAE 90.1 requirements. | New construction designs exceeding ASHRAE 90.1 requirements. | New construction designs exceeding ASHRAE 90.1 requirements. | New construction designs exceeding ASHRAE 90.1 requirements. | New construction designs exceeding ASHRAE 90.1 requirements. | New construction designs exceeding ASHRAE 90.1 requirements. | New construction designs exceeding ASHRAE 90.1 requirements. | New construction designs exceeding ASHRAE 90.1 requirements. | New construction designs exceeding ASHRAE 90.1 requirements. | New construction designs exceeding ASHRAE 90.1 requirements. | New construction designs exceeding ASHRAE 90.1 requirements. | 1.4 | 1.4 | 1.4 | 1.4 | 1.4 | 1.4 | 1.4 | 1.4 | 1.4 | 1.4 | 1.4 | 1.4 | 1.4 | 1.4 | 1.4 | 1.4 | 1.4 | 1.4 | 1.4 | 1.4 | 1.4 | 1.4 | 1.4 | 1.4 | 1.4 | 1.4 | 1.4 | 0 | 0 | 0 | 0 | 0 | 0 | 0 | 0 | 0 | 0 | 0 | 0 | 0 | 0 | 0 | 0 | 0 | 0 | 0 | 0 | 0 | 0 | 0 | 0 | 0 | 0 | 0 | 0 | 0 | 0 | 0 | 0 | 0 | 0 | 0 | 0 | 0 | 0 | 0 | 0 | 0 | 0 | 0 | 0 | 0 | 0 | 0 | 0 | 0 | 0 | 0 | 0 | 0 | 0 | 0 | 0 | 0 | 0 | 0 | 0 | 0 | 0 | 0 | 0 | 0 | 0 | 0 | 0 | 0 | 0 | 0 | 0 | 0 | 0 | 0 | 0 | 0 | 0 | 0 | 0 | 0 | 0 | 0 | 0 | 0 | 0 | 0 | 0 | 0 | 0 | 0 | 0 | 0 | 0 | 0 | 0 | 0 | 0 | 0 | 0 | 0 | 0 | 0 | 0 | 0 | 0 | 0 | 0 | 0 | 0 | 0 | 0 | 0 | 0 | 0 | 0 | 0 | 0 | 0 | 0 | 0 | 0 | 0 | 0 | 0 | 0 | 0 | 0 | 0 | 0 | 0 | 0 | 0 | 0 | 0 | 0 | 0 | 0 | 0 | 0 | 0 | 0 | 0 | 0 | 0 | 0 | 0 | 0 | 0 | 0 | 0 | 0 | 0 | 0 | 0 | 0 | 0 | 0 | 0 | 0 | 0 | 0 | 0 | 0 | 0 | 0 | 0 | 0 | 0 | 0 | 0 | 0 | 0 | 0 | 0 | 0 | 0 | 0 | 0 | 0 | 0 | 0 | 0 | 0 | 0 | 0 | 0 | 0 | 0 | 0 | 0 | 0 | 0 | 0 | 0 | 0 | 0 | 0 | 0 | 0 | 0 | 0 | 0 | 0 | 0 | 0 | 0 | 0 | 0 | 0 | 0 | 0 | 0 | 0 | 0 | 0 | 0 | 0 | 0 | 0 | 0 | 0 | 0 | 0 | 0 | 0 | 0 | 0 | 0 | 0 | 0 | 0 | 0 | 0 | 0 | 0 | 0 | 0 | 0 | 0 | 0 | 0 | 0 | 0 | 0 | 0 | 0 | 0 | 0 | 0 | 0 | 0 | 0 | 0 | 0 | 0 | 0 | 0 | 0 | 0 | 0 | 0 | 0 | 0 | 0 | 0 | 0 | 0 | 0 | 0 | 0 | 0 | 0 | 0 | 0 | 0 | 0 | 0 | 0 | 0 | 0 | 0 | 0 | 0 | 0 | 0 | 0 | 0 | 0 | 0 | 0 | 0 | 0 | 0 | 0 | 0 | 0 | 0 | 0 | 0 | 0 | 0 | 0 | 0 | 0 | 0 | 0 | 0 | 0 | 0 | 0 | 0 | 0 | 0 | 0 | 0 | 0 | 0 | 0 | 0 | 0 | 0 | 0 | 0 | 0 | 0 | 0 | 0 | 0 | 0 | 0 | 0 | 0 | 0 | 0 | 0 | 0 | 0 | 0 | 0 | 0 | 0 | 0 | 0 | 0 | 0 | 0 | 0 | 0 | 0 | 0 | 0 | 0 | 0 | 0 | 0 | 0 | 0 | 0 | 0 | 0 | 0 | 0 | 0 | 0 | 0 | 0 | 0 | 0 | 0 | 0 | 0 | 0 | 0 | 0 | 0 | 0 | 0 | 0 | 0 | 0 | 0 | 0 | 0 | 0 | 0 | 0 | 0 | 0 | 0 | 0 | 0 | 0 | 0 | 0 | 0 | 0 | 0 | 0 | 0 | 0 | 0 | 0 | 0 | 0 | 0 | 0 | 0 | 0 | 0 | 0 | 0 | 0 | 0 | 0 | 0 | 0 | 0 | 0 | 0 | 0 | 0 | 0 | 0 | 0 | 0 | 0 | 0 | 0 | 0 | 0 | 0 | 0 | 0 | 0 | 0 | 0 | 0 | 0 | 0 | 0 | 0 | 0 | 0 | 0 | 0 | 0 | 0 | 0 | 0 | 0 | 0 | 0 | 0 | 0 | 0 | 0 | 0 | 0 | 0 | 0 | 0 | 0 | 0 | 0 | 0 | 0 | 0 | 0 | 0 | 0 | 0 | 0 | 0 | 0 | 0 | 0
OR_Commercial_OR - Miscellaneous_New_Water Heating_Natural Gas_Advanced New Construction Designs_A | OR | Commercial | OR - Miscellaneous | New | Water Heating | Natural Gas | Advanced New Construction Designs | A | OCM632 | Standard new construction design. | New construction designs exceeding ASHRAE 90.1 requirements. | 3 | 0 | 0 | 0 | 1.4 | 0 | 0 | 0 | 0.28365 | 0.25 | sqft | 10% | 20% | Discretionary | LO1Slow_OR | 84.66% | Water Heating | 0% | 0 |  | 0 |  | 0 | COM_CX-HVAC-AEG-1 | COM_CX-All-AEG-5 | COM_CX-All-AEG-5 | Standard new construction design. | Standard new construction design. | Standard new construction design. | Standard new construction design. | Standard new construction design. | Standard new construction design. | Standard new construction design. | Standard new construction design. | Standard new construction design. | Standard new construction design. | Standard new construction design. | Standard new construction design. | Standard new construction design. | Standard new construction design. | Standard new construction design. | Standard new construction design. | Standard new construction design. | Standard new construction design. | Standard new construction design. | Standard new construction design. | Standard new construction design. | Standard new construction design. | Standard new construction design. | Standard new construction design. | Standard new construction design. | Standard new construction design. | Standard new construction design. | New construction designs exceeding ASHRAE 90.1 requirements. | New construction designs exceeding ASHRAE 90.1 requirements. | New construction designs exceeding ASHRAE 90.1 requirements. | New construction designs exceeding ASHRAE 90.1 requirements. | New construction designs exceeding ASHRAE 90.1 requirements. | New construction designs exceeding ASHRAE 90.1 requirements. | New construction designs exceeding ASHRAE 90.1 requirements. | New construction designs exceeding ASHRAE 90.1 requirements. | New construction designs exceeding ASHRAE 90.1 requirements. | New construction designs exceeding ASHRAE 90.1 requirements. | New construction designs exceeding ASHRAE 90.1 requirements. | New construction designs exceeding ASHRAE 90.1 requirements. | New construction designs exceeding ASHRAE 90.1 requirements. | New construction designs exceeding ASHRAE 90.1 requirements. | New construction designs exceeding ASHRAE 90.1 requirements. | New construction designs exceeding ASHRAE 90.1 requirements. | New construction designs exceeding ASHRAE 90.1 requirements. | New construction designs exceeding ASHRAE 90.1 requirements. | New construction designs exceeding ASHRAE 90.1 requirements. | New construction designs exceeding ASHRAE 90.1 requirements. | New construction designs exceeding ASHRAE 90.1 requirements. | New construction designs exceeding ASHRAE 90.1 requirements. | New construction designs exceeding ASHRAE 90.1 requirements. | New construction designs exceeding ASHRAE 90.1 requirements. | New construction designs exceeding ASHRAE 90.1 requirements. | New construction designs exceeding ASHRAE 90.1 requirements. | New construction designs exceeding ASHRAE 90.1 requirements. | 1.4 | 1.4 | 1.4 | 1.4 | 1.4 | 1.4 | 1.4 | 1.4 | 1.4 | 1.4 | 1.4 | 1.4 | 1.4 | 1.4 | 1.4 | 1.4 | 1.4 | 1.4 | 1.4 | 1.4 | 1.4 | 1.4 | 1.4 | 1.4 | 1.4 | 1.4 | 1.4 | 0 | 0 | 0 | 0 | 0 | 0 | 0 | 0 | 0 | 0 | 0 | 0 | 0 | 0 | 0 | 0 | 0 | 0 | 0 | 0 | 0 | 0 | 0 | 0 | 0 | 0 | 0 | 0 | 0 | 0 | 0 | 0 | 0 | 0 | 0 | 0 | 0 | 0 | 0 | 0 | 0 | 0 | 0 | 0 | 0 | 0 | 0 | 0 | 0 | 0 | 0 | 0 | 0 | 0 | 0 | 0 | 0 | 0 | 0 | 0 | 0 | 0 | 0 | 0 | 0 | 0 | 0 | 0 | 0 | 0 | 0 | 0 | 0 | 0 | 0 | 0 | 0 | 0 | 0 | 0 | 0 | 0 | 0 | 0 | 0 | 0 | 0 | 0 | 0 | 0 | 0 | 0 | 0 | 0 | 0 | 0 | 0 | 0 | 0 | 0 | 0 | 0 | 0 | 0 | 0 | 0 | 0 | 0 | 0 | 0 | 0 | 0 | 0 | 0 | 0 | 0 | 0 | 0 | 0 | 0 | 0 | 0 | 0 | 0 | 0 | 0 | 0 | 0 | 0 | 0 | 0 | 0 | 0 | 0 | 0 | 0 | 0 | 0 | 0 | 0 | 0 | 0 | 0 | 0 | 0 | 0 | 0 | 0 | 0 | 0 | 0 | 0 | 0 | 0 | 0 | 0 | 0 | 0 | 0 | 0 | 0 | 0 | 0 | 0 | 0 | 0 | 0 | 0 | 0 | 0 | 0 | 0 | 0 | 0 | 0 | 0 | 0 | 0 | 0 | 0 | 0 | 0 | 0 | 0 | 0 | 0 | 0 | 0 | 0 | 0 | 0 | 0 | 0 | 0 | 0 | 0 | 0 | 0 | 0 | 0 | 0 | 0 | 0 | 0 | 0 | 0 | 0 | 0 | 0 | 0 | 0 | 0 | 0 | 0 | 0 | 0 | 0 | 0 | 0 | 0 | 0 | 0 | 0 | 0 | 0 | 0 | 0 | 0 | 0 | 0 | 0 | 0 | 0 | 0 | 0 | 0 | 0 | 0 | 0 | 0 | 0 | 0 | 0 | 0 | 0 | 0 | 0 | 0 | 0 | 0 | 0 | 0 | 0 | 0 | 0 | 0 | 0 | 0 | 0 | 0 | 0 | 0 | 0 | 0 | 0 | 0 | 0 | 0 | 0 | 0 | 0 | 0 | 0 | 0 | 0 | 0 | 0 | 0 | 0 | 0 | 0 | 0 | 0 | 0 | 0 | 0 | 0 | 0 | 0 | 0 | 0 | 0 | 0 | 0 | 0 | 0 | 0 | 0 | 0 | 0 | 0 | 0 | 0 | 0 | 0 | 0 | 0 | 0 | 0 | 0 | 0 | 0 | 0 | 0 | 0 | 0 | 0 | 0 | 0 | 0 | 0 | 0 | 0 | 0 | 0 | 0 | 0 | 0 | 0 | 0 | 0 | 0 | 0 | 0 | 0 | 0 | 0 | 0 | 0 | 0 | 0 | 0 | 0 | 0 | 0 | 0 | 0 | 0 | 0 | 0 | 0 | 0 | 0 | 0 | 0 | 0 | 0 | 0 | 0 | 0 | 0 | 0 | 0 | 0 | 0 | 0 | 0 | 0 | 0 | 0 | 0 | 0 | 0 | 0 | 0 | 0 | 0 | 0 | 0 | 0 | 0 | 0 | 0 | 0 | 0 | 0 | 0 | 0 | 0 | 0 | 0 | 0 | 0 | 0 | 0 | 0 | 0 | 0 | 0 | 0 | 0 | 0 | 0 | 0 | 0 | 0 | 0 | 0 | 0 | 0 | 0 | 0 | 0 | 0 | 0 | 0 | 0 | 0 | 0 | 0 | 0 | 0 | 0 | 0 | 0 | 0 | 0 | 0 | 0 | 0 | 0 | 0 | 0 | 0 | 0 | 0 | 0 | 0 | 0 | 0 | 0 | 0 | 0 | 0 | 0 | 0 | 0 | 0 | 0 | 0 | 0 | 0 | 0 | 0 | 0 | 0 | 0 | 0 | 0 | 0 | 0 | 0 | 0 | 0 | 0 | 0 | 0 | 0 | 0 | 0 | 0 | 0 | 0 | 0 | 0 | 0 | 0
OR_Commercial_OR - Miscellaneous_New_Space Heating_Natural Gas_Strategic Energy Management_A | OR | Commercial | OR - Miscellaneous | New | Space Heating | Natural Gas | Strategic Energy Management | A | OCM633 | No strategic energy management. | Implementation of strategic energy management. | 3 | 0 | 0 | 0 | 0 | 0 | 0 | 0 | 0.28365 | 0.25 | sqft | 0% | 77% | Discretionary | RetroEven20_OR | 82.88% | Space Heating | 0% | 0 |  | 0 |  | 0 | DL20_COM_SEM-Misc-2021PLN-V4-1 | BEHAV_SEM-All-CPUC-2018_PG-2 | DL20_COM_SEM-Misc-2021PLN-V4-15 | No strategic energy management. | No strategic energy management. | No strategic energy management. | No strategic energy management. | No strategic energy management. | No strategic energy management. | No strategic energy management. | No strategic energy management. | No strategic energy management. | No strategic energy management. | No strategic energy management. | No strategic energy management. | No strategic energy management. | No strategic energy management. | No strategic energy management. | No strategic energy management. | No strategic energy management. | No strategic energy management. | No strategic energy management. | No strategic energy management. | No strategic energy management. | No strategic energy management. | No strategic energy management. | No strategic energy management. | No strategic energy management. | No strategic energy management. | No strategic energy management. | Implementation of strategic energy management. | Implementation of strategic energy management. | Implementation of strategic energy management. | Implementation of strategic energy management. | Implementation of strategic energy management. | Implementation of strategic energy management. | Implementation of strategic energy management. | Implementation of strategic energy management. | Implementation of strategic energy management. | Implementation of strategic energy management. | Implementation of strategic energy management. | Implementation of strategic energy management. | Implementation of strategic energy management. | Implementation of strategic energy management. | Implementation of strategic energy management. | Implementation of strategic energy management. | Implementation of strategic energy management. | Implementation of strategic energy management. | Implementation of strategic energy management. | Implementation of strategic energy management. | Implementation of strategic energy management. | Implementation of strategic energy management. | Implementation of strategic energy management. | Implementation of strategic energy management. | Implementation of strategic energy management. | Implementation of strategic energy management. | Implementation of strategic energy management. | 0 | 0 | 0 | 0 | 0 | 0 | 0 | 0 | 0 | 0 | 0 | 0 | 0 | 0 | 0 | 0 | 0 | 0 | 0 | 0 | 0 | 0 | 0 | 0 | 0 | 0 | 0 | 0 | 0 | 0 | 0 | 0 | 0 | 0 | 0 | 0 | 0 | 0 | 0 | 0 | 0 | 0 | 0 | 0 | 0 | 0 | 0 | 0 | 0 | 0 | 0 | 0 | 0 | 0 | 0 | 0 | 0 | 0 | 0 | 0 | 0 | 0 | 0 | 0 | 0 | 0 | 0 | 0 | 0 | 0 | 0 | 0 | 0 | 0 | 0 | 0 | 0 | 0 | 0 | 0 | 0 | 0 | 0 | 0 | 0 | 0 | 0 | 0 | 0 | 0 | 0 | 0 | 0 | 0 | 0 | 0 | 0 | 0 | 0 | 0 | 0 | 0 | 0 | 0 | 0 | 0 | 0 | 0 | 0 | 0 | 0 | 0 | 0 | 0 | 0 | 0 | 0 | 0 | 0 | 0 | 0 | 0 | 0 | 0 | 0 | 0 | 0 | 0 | 0 | 0 | 0 | 0 | 0 | 0 | 0 | 0 | 0 | 0 | 0 | 0 | 0 | 0 | 0 | 0 | 0 | 0 | 0 | 0 | 0 | 0 | 0 | 0 | 0 | 0 | 0 | 0 | 0 | 0 | 0 | 0 | 0 | 0 | 0 | 0 | 0 | 0 | 0 | 0 | 0 | 0 | 0 | 0 | 0 | 0 | 0 | 0 | 0 | 0 | 0 | 0 | 0 | 0 | 0 | 0 | 0 | 0 | 0 | 0 | 0 | 0 | 0 | 0 | 0 | 0 | 0 | 0 | 0 | 0 | 0 | 0 | 0 | 0 | 0 | 0 | 0 | 0 | 0 | 0 | 0 | 0 | 0 | 0 | 0 | 0 | 0 | 0 | 0 | 0 | 0 | 0 | 0 | 0 | 0 | 0 | 0 | 0 | 0 | 0 | 0 | 0 | 0 | 0 | 0 | 0 | 0 | 0 | 0 | 0 | 0 | 0 | 0 | 0 | 0 | 0 | 0 | 0 | 0 | 0 | 0 | 0 | 0 | 0 | 0 | 0 | 0 | 0 | 0 | 0 | 0 | 0 | 0 | 0 | 0 | 0 | 0 | 0 | 0 | 0 | 0 | 0 | 0 | 0 | 0 | 0 | 0 | 0 | 0 | 0 | 0 | 0 | 0 | 0 | 0 | 0 | 0 | 0 | 0 | 0 | 0 | 0 | 0 | 0 | 0 | 0 | 0 | 0 | 0 | 0 | 0 | 0 | 0 | 0 | 0 | 0 | 0 | 0 | 0 | 0 | 0 | 0 | 0 | 0 | 0 | 0 | 0 | 0 | 0 | 0 | 0 | 0 | 0 | 0 | 0 | 0 | 0 | 0 | 0 | 0 | 0 | 0 | 0 | 0 | 0 | 0 | 0 | 0 | 0 | 0 | 0 | 0 | 0 | 0 | 0 | 0 | 0 | 0 | 0 | 0 | 0 | 0 | 0 | 0 | 0 | 0 | 0 | 0 | 0 | 0 | 0 | 0 | 0 | 0 | 0 | 0 | 0 | 0 | 0 | 0 | 0 | 0 | 0 | 0 | 0 | 0 | 0 | 0 | 0 | 0 | 0 | 0 | 0 | 0 | 0 | 0 | 0 | 0 | 0 | 0 | 0 | 0 | 0 | 0 | 0 | 0 | 0 | 0 | 0 | 0 | 0 | 0 | 0 | 0 | 0 | 0 | 0 | 0 | 0 | 0 | 0 | 0 | 0 | 0 | 0 | 0 | 0 | 0 | 0 | 0 | 0 | 0 | 0 | 0 | 0 | 0 | 0 | 0 | 0 | 0 | 0 | 0 | 0 | 0 | 0 | 0 | 0 | 0 | 0 | 0 | 0 | 0 | 0 | 0 | 0 | 0 | 0 | 0 | 0 | 0 | 0 | 0 | 0 | 0 | 0 | 0 | 0 | 0 | 0 | 0 | 0 | 0 | 0 | 0 | 0 | 0 | 0 | 0 | 0 | 0 | 0 | 0 | 0 | 0 | 0 | 0 | 0 | 0 | 0 | 0 | 0 | 0 | 0 | 0 | 0 | 0 | 0 | 0 | 0 | 0 | 0 | 0 | 0 | 0 | 0 | 0 | 0 | 0 | 0 | 0 | 0 | 0 | 0 | 0 | 0 | 0
OR_Commercial_OR - Miscellaneous_New_Water Heating_Natural Gas_Strategic Energy Management_A | OR | Commercial | OR - Miscellaneous | New | Water Heating | Natural Gas | Strategic Energy Management | A | OCM634 | No strategic energy management. | Implementation of strategic energy management. | 3 | 0 | 0 | 0 | 0 | 0 | 0 | 0 | 0.28365 | 0.25 | sqft | 0% | 77% | Discretionary | RetroEven20_OR | 82.88% | Water Heating | 0% | 0 |  | 0 |  | 0 | DL20_COM_SEM-Misc-2021PLN-V4-1 | BEHAV_SEM-All-CPUC-2018_PG-2 | DL20_COM_SEM-Misc-2021PLN-V4-15 | No strategic energy management. | No strategic energy management. | No strategic energy management. | No strategic energy management. | No strategic energy management. | No strategic energy management. | No strategic energy management. | No strategic energy management. | No strategic energy management. | No strategic energy management. | No strategic energy management. | No strategic energy management. | No strategic energy management. | No strategic energy management. | No strategic energy management. | No strategic energy management. | No strategic energy management. | No strategic energy management. | No strategic energy management. | No strategic energy management. | No strategic energy management. | No strategic energy management. | No strategic energy management. | No strategic energy management. | No strategic energy management. | No strategic energy management. | No strategic energy management. | Implementation of strategic energy management. | Implementation of strategic energy management. | Implementation of strategic energy management. | Implementation of strategic energy management. | Implementation of strategic energy management. | Implementation of strategic energy management. | Implementation of strategic energy management. | Implementation of strategic energy management. | Implementation of strategic energy management. | Implementation of strategic energy management. | Implementation of strategic energy management. | Implementation of strategic energy management. | Implementation of strategic energy management. | Implementation of strategic energy management. | Implementation of strategic energy management. | Implementation of strategic energy management. | Implementation of strategic energy management. | Implementation of strategic energy management. | Implementation of strategic energy management. | Implementation of strategic energy management. | Implementation of strategic energy management. | Implementation of strategic energy management. | Implementation of strategic energy management. | Implementation of strategic energy management. | Implementation of strategic energy management. | Implementation of strategic energy management. | Implementation of strategic energy management. | 0 | 0 | 0 | 0 | 0 | 0 | 0 | 0 | 0 | 0 | 0 | 0 | 0 | 0 | 0 | 0 | 0 | 0 | 0 | 0 | 0 | 0 | 0 | 0 | 0 | 0 | 0 | 0 | 0 | 0 | 0 | 0 | 0 | 0 | 0 | 0 | 0 | 0 | 0 | 0 | 0 | 0 | 0 | 0 | 0 | 0 | 0 | 0 | 0 | 0 | 0 | 0 | 0 | 0 | 0 | 0 | 0 | 0 | 0 | 0 | 0 | 0 | 0 | 0 | 0 | 0 | 0 | 0 | 0 | 0 | 0 | 0 | 0 | 0 | 0 | 0 | 0 | 0 | 0 | 0 | 0 | 0 | 0 | 0 | 0 | 0 | 0 | 0 | 0 | 0 | 0 | 0 | 0 | 0 | 0 | 0 | 0 | 0 | 0 | 0 | 0 | 0 | 0 | 0 | 0 | 0 | 0 | 0 | 0 | 0 | 0 | 0 | 0 | 0 | 0 | 0 | 0 | 0 | 0 | 0 | 0 | 0 | 0 | 0 | 0 | 0 | 0 | 0 | 0 | 0 | 0 | 0 | 0 | 0 | 0 | 0 | 0 | 0 | 0 | 0 | 0 | 0 | 0 | 0 | 0 | 0 | 0 | 0 | 0 | 0 | 0 | 0 | 0 | 0 | 0 | 0 | 0 | 0 | 0 | 0 | 0 | 0 | 0 | 0 | 0 | 0 | 0 | 0 | 0 | 0 | 0 | 0 | 0 | 0 | 0 | 0 | 0 | 0 | 0 | 0 | 0 | 0 | 0 | 0 | 0 | 0 | 0 | 0 | 0 | 0 | 0 | 0 | 0 | 0 | 0 | 0 | 0 | 0 | 0 | 0 | 0 | 0 | 0 | 0 | 0 | 0 | 0 | 0 | 0 | 0 | 0 | 0 | 0 | 0 | 0 | 0 | 0 | 0 | 0 | 0 | 0 | 0 | 0 | 0 | 0 | 0 | 0 | 0 | 0 | 0 | 0 | 0 | 0 | 0 | 0 | 0 | 0 | 0 | 0 | 0 | 0 | 0 | 0 | 0 | 0 | 0 | 0 | 0 | 0 | 0 | 0 | 0 | 0 | 0 | 0 | 0 | 0 | 0 | 0 | 0 | 0 | 0 | 0 | 0 | 0 | 0 | 0 | 0 | 0 | 0 | 0 | 0 | 0 | 0 | 0 | 0 | 0 | 0 | 0 | 0 | 0 | 0 | 0 | 0 | 0 | 0 | 0 | 0 | 0 | 0 | 0 | 0 | 0 | 0 | 0 | 0 | 0 | 0 | 0 | 0 | 0 | 0 | 0 | 0 | 0 | 0 | 0 | 0 | 0 | 0 | 0 | 0 | 0 | 0 | 0 | 0 | 0 | 0 | 0 | 0 | 0 | 0 | 0 | 0 | 0 | 0 | 0 | 0 | 0 | 0 | 0 | 0 | 0 | 0 | 0 | 0 | 0 | 0 | 0 | 0 | 0 | 0 | 0 | 0 | 0 | 0 | 0 | 0 | 0 | 0 | 0 | 0 | 0 | 0 | 0 | 0 | 0 | 0 | 0 | 0 | 0 | 0 | 0 | 0 | 0 | 0 | 0 | 0 | 0 | 0 | 0 | 0 | 0 | 0 | 0 | 0 | 0 | 0 | 0 | 0 | 0 | 0 | 0 | 0 | 0 | 0 | 0 | 0 | 0 | 0 | 0 | 0 | 0 | 0 | 0 | 0 | 0 | 0 | 0 | 0 | 0 | 0 | 0 | 0 | 0 | 0 | 0 | 0 | 0 | 0 | 0 | 0 | 0 | 0 | 0 | 0 | 0 | 0 | 0 | 0 | 0 | 0 | 0 | 0 | 0 | 0 | 0 | 0 | 0 | 0 | 0 | 0 | 0 | 0 | 0 | 0 | 0 | 0 | 0 | 0 | 0 | 0 | 0 | 0 | 0 | 0 | 0 | 0 | 0 | 0 | 0 | 0 | 0 | 0 | 0 | 0 | 0 | 0 | 0 | 0 | 0 | 0 | 0 | 0 | 0 | 0 | 0 | 0 | 0 | 0 | 0 | 0 | 0 | 0 | 0 | 0 | 0 | 0 | 0 | 0 | 0 | 0 | 0 | 0 | 0 | 0 | 0 | 0 | 0 | 0 | 0 | 0 | 0 | 0 | 0 | 0 | 0 | 0 | 0 | 0 | 0 | 0 | 0 | 0
OR_Commercial_OR - Miscellaneous_New_Space Heating_Natural Gas_Retrocommissioning_A | OR | Commercial | OR - Miscellaneous | New | Space Heating | Natural Gas | Retrocommissioning | A | OCM635 | No retro commissioning. | Periodic recommissioning of building systems. | 3 | 0 | 0 | 0 | 1.31 | 0 | 0 | 0 | 0.28365 | 0.25 | sqft | 0% | 0% | Discretionary | RetroEven20_OR | 82.88% | Space Heating | 0% | 0 |  | 0 |  | 0 | COM_RCX-HVAC-AEG-1 | N/A | COM_RCX-HVAC-AEG-1 | No retro commissioning. | No retro commissioning. | No retro commissioning. | No retro commissioning. | No retro commissioning. | No retro commissioning. | No retro commissioning. | No retro commissioning. | No retro commissioning. | No retro commissioning. | No retro commissioning. | No retro commissioning. | No retro commissioning. | No retro commissioning. | No retro commissioning. | No retro commissioning. | No retro commissioning. | No retro commissioning. | No retro commissioning. | No retro commissioning. | No retro commissioning. | No retro commissioning. | No retro commissioning. | No retro commissioning. | No retro commissioning. | No retro commissioning. | No retro commissioning. | Periodic recommissioning of building systems. | Periodic recommissioning of building systems. | Periodic recommissioning of building systems. | Periodic recommissioning of building systems. | Periodic recommissioning of building systems. | Periodic recommissioning of building systems. | Periodic recommissioning of building systems. | Periodic recommissioning of building systems. | Periodic recommissioning of building systems. | Periodic recommissioning of building systems. | Periodic recommissioning of building systems. | Periodic recommissioning of building systems. | Periodic recommissioning of building systems. | Periodic recommissioning of building systems. | Periodic recommissioning of building systems. | Periodic recommissioning of building systems. | Periodic recommissioning of building systems. | Periodic recommissioning of building systems. | Periodic recommissioning of building systems. | Periodic recommissioning of building systems. | Periodic recommissioning of building systems. | Periodic recommissioning of building systems. | Periodic recommissioning of building systems. | Periodic recommissioning of building systems. | Periodic recommissioning of building systems. | Periodic recommissioning of building systems. | Periodic recommissioning of building systems. | 1.31 | 1.31 | 1.31 | 1.31 | 1.31 | 1.31 | 1.31 | 1.31 | 1.31 | 1.31 | 1.31 | 1.31 | 1.31 | 1.31 | 1.31 | 1.31 | 1.31 | 1.31 | 1.31 | 1.31 | 1.31 | 1.31 | 1.31 | 1.31 | 1.31 | 1.31 | 1.31 | 0 | 0 | 0 | 0 | 0 | 0 | 0 | 0 | 0 | 0 | 0 | 0 | 0 | 0 | 0 | 0 | 0 | 0 | 0 | 0 | 0 | 0 | 0 | 0 | 0 | 0 | 0 | 0 | 0 | 0 | 0 | 0 | 0 | 0 | 0 | 0 | 0 | 0 | 0 | 0 | 0 | 0 | 0 | 0 | 0 | 0 | 0 | 0 | 0 | 0 | 0 | 0 | 0 | 0 | 0 | 0 | 0 | 0 | 0 | 0 | 0 | 0 | 0 | 0 | 0 | 0 | 0 | 0 | 0 | 0 | 0 | 0 | 0 | 0 | 0 | 0 | 0 | 0 | 0 | 0 | 0 | 0 | 0 | 0 | 0 | 0 | 0 | 0 | 0 | 0 | 0 | 0 | 0 | 0 | 0 | 0 | 0 | 0 | 0 | 0 | 0 | 0 | 0 | 0 | 0 | 0 | 0 | 0 | 0 | 0 | 0 | 0 | 0 | 0 | 0 | 0 | 0 | 0 | 0 | 0 | 0 | 0 | 0 | 0 | 0 | 0 | 0 | 0 | 0 | 0 | 0 | 0 | 0 | 0 | 0 | 0 | 0 | 0 | 0 | 0 | 0 | 0 | 0 | 0 | 0 | 0 | 0 | 0 | 0 | 0 | 0 | 0 | 0 | 0 | 0 | 0 | 0 | 0 | 0 | 0 | 0 | 0 | 0 | 0 | 0 | 0 | 0 | 0 | 0 | 0 | 0 | 0 | 0 | 0 | 0 | 0 | 0 | 0 | 0 | 0 | 0 | 0 | 0 | 0 | 0 | 0 | 0 | 0 | 0 | 0 | 0 | 0 | 0 | 0 | 0 | 0 | 0 | 0 | 0 | 0 | 0 | 0 | 0 | 0 | 0 | 0 | 0 | 0 | 0 | 0 | 0 | 0 | 0 | 0 | 0 | 0 | 0 | 0 | 0 | 0 | 0 | 0 | 0 | 0 | 0 | 0 | 0 | 0 | 0 | 0 | 0 | 0 | 0 | 0 | 0 | 0 | 0 | 0 | 0 | 0 | 0 | 0 | 0 | 0 | 0 | 0 | 0 | 0 | 0 | 0 | 0 | 0 | 0 | 0 | 0 | 0 | 0 | 0 | 0 | 0 | 0 | 0 | 0 | 0 | 0 | 0 | 0 | 0 | 0 | 0 | 0 | 0 | 0 | 0 | 0 | 0 | 0 | 0 | 0 | 0 | 0 | 0 | 0 | 0 | 0 | 0 | 0 | 0 | 0 | 0 | 0 | 0 | 0 | 0 | 0 | 0 | 0 | 0 | 0 | 0 | 0 | 0 | 0 | 0 | 0 | 0 | 0 | 0 | 0 | 0 | 0 | 0 | 0 | 0 | 0 | 0 | 0 | 0 | 0 | 0 | 0 | 0 | 0 | 0 | 0 | 0 | 0 | 0 | 0 | 0 | 0 | 0 | 0 | 0 | 0 | 0 | 0 | 0 | 0 | 0 | 0 | 0 | 0 | 0 | 0 | 0 | 0 | 0 | 0 | 0 | 0 | 0 | 0 | 0 | 0 | 0 | 0 | 0 | 0 | 0 | 0 | 0 | 0 | 0 | 0 | 0 | 0 | 0 | 0 | 0 | 0 | 0 | 0 | 0 | 0 | 0 | 0 | 0 | 0 | 0 | 0 | 0 | 0 | 0 | 0 | 0 | 0 | 0 | 0 | 0 | 0 | 0 | 0 | 0 | 0 | 0 | 0 | 0 | 0 | 0 | 0 | 0 | 0 | 0 | 0 | 0 | 0 | 0 | 0 | 0 | 0 | 0 | 0 | 0 | 0 | 0 | 0 | 0 | 0 | 0 | 0 | 0 | 0 | 0 | 0 | 0 | 0 | 0 | 0 | 0 | 0 | 0 | 0 | 0 | 0 | 0 | 0 | 0 | 0 | 0 | 0 | 0 | 0 | 0 | 0 | 0 | 0 | 0 | 0 | 0 | 0 | 0 | 0 | 0 | 0 | 0 | 0 | 0 | 0 | 0 | 0 | 0 | 0 | 0 | 0 | 0 | 0 | 0 | 0 | 0 | 0 | 0 | 0 | 0 | 0 | 0 | 0
OR_Commercial_OR - Miscellaneous_New_Water Heating_Natural Gas_Retrocommissioning_A | OR | Commercial | OR - Miscellaneous | New | Water Heating | Natural Gas | Retrocommissioning | A | OCM636 | No retro commissioning. | Periodic recommissioning of building systems. | 3 | 0 | 0 | 0 | 1.31 | 0 | 0 | 0 | 0.28365 | 0.25 | sqft | 0% | 0% | Discretionary | RetroEven20_OR | 82.88% | Water Heating | 0% | 0 |  | 0 |  | 0 | COM_RCX-HVAC-AEG-1 | N/A | COM_RCX-HVAC-AEG-1 | No retro commissioning. | No retro commissioning. | No retro commissioning. | No retro commissioning. | No retro commissioning. | No retro commissioning. | No retro commissioning. | No retro commissioning. | No retro commissioning. | No retro commissioning. | No retro commissioning. | No retro commissioning. | No retro commissioning. | No retro commissioning. | No retro commissioning. | No retro commissioning. | No retro commissioning. | No retro commissioning. | No retro commissioning. | No retro commissioning. | No retro commissioning. | No retro commissioning. | No retro commissioning. | No retro commissioning. | No retro commissioning. | No retro commissioning. | No retro commissioning. | Periodic recommissioning of building systems. | Periodic recommissioning of building systems. | Periodic recommissioning of building systems. | Periodic recommissioning of building systems. | Periodic recommissioning of building systems. | Periodic recommissioning of building systems. | Periodic recommissioning of building systems. | Periodic recommissioning of building systems. | Periodic recommissioning of building systems. | Periodic recommissioning of building systems. | Periodic recommissioning of building systems. | Periodic recommissioning of building systems. | Periodic recommissioning of building systems. | Periodic recommissioning of building systems. | Periodic recommissioning of building systems. | Periodic recommissioning of building systems. | Periodic recommissioning of building systems. | Periodic recommissioning of building systems. | Periodic recommissioning of building systems. | Periodic recommissioning of building systems. | Periodic recommissioning of building systems. | Periodic recommissioning of building systems. | Periodic recommissioning of building systems. | Periodic recommissioning of building systems. | Periodic recommissioning of building systems. | Periodic recommissioning of building systems. | Periodic recommissioning of building systems. | 1.31 | 1.31 | 1.31 | 1.31 | 1.31 | 1.31 | 1.31 | 1.31 | 1.31 | 1.31 | 1.31 | 1.31 | 1.31 | 1.31 | 1.31 | 1.31 | 1.31 | 1.31 | 1.31 | 1.31 | 1.31 | 1.31 | 1.31 | 1.31 | 1.31 | 1.31 | 1.31 | 0 | 0 | 0 | 0 | 0 | 0 | 0 | 0 | 0 | 0 | 0 | 0 | 0 | 0 | 0 | 0 | 0 | 0 | 0 | 0 | 0 | 0 | 0 | 0 | 0 | 0 | 0 | 0 | 0 | 0 | 0 | 0 | 0 | 0 | 0 | 0 | 0 | 0 | 0 | 0 | 0 | 0 | 0 | 0 | 0 | 0 | 0 | 0 | 0 | 0 | 0 | 0 | 0 | 0 | 0 | 0 | 0 | 0 | 0 | 0 | 0 | 0 | 0 | 0 | 0 | 0 | 0 | 0 | 0 | 0 | 0 | 0 | 0 | 0 | 0 | 0 | 0 | 0 | 0 | 0 | 0 | 0 | 0 | 0 | 0 | 0 | 0 | 0 | 0 | 0 | 0 | 0 | 0 | 0 | 0 | 0 | 0 | 0 | 0 | 0 | 0 | 0 | 0 | 0 | 0 | 0 | 0 | 0 | 0 | 0 | 0 | 0 | 0 | 0 | 0 | 0 | 0 | 0 | 0 | 0 | 0 | 0 | 0 | 0 | 0 | 0 | 0 | 0 | 0 | 0 | 0 | 0 | 0 | 0 | 0 | 0 | 0 | 0 | 0 | 0 | 0 | 0 | 0 | 0 | 0 | 0 | 0 | 0 | 0 | 0 | 0 | 0 | 0 | 0 | 0 | 0 | 0 | 0 | 0 | 0 | 0 | 0 | 0 | 0 | 0 | 0 | 0 | 0 | 0 | 0 | 0 | 0 | 0 | 0 | 0 | 0 | 0 | 0 | 0 | 0 | 0 | 0 | 0 | 0 | 0 | 0 | 0 | 0 | 0 | 0 | 0 | 0 | 0 | 0 | 0 | 0 | 0 | 0 | 0 | 0 | 0 | 0 | 0 | 0 | 0 | 0 | 0 | 0 | 0 | 0 | 0 | 0 | 0 | 0 | 0 | 0 | 0 | 0 | 0 | 0 | 0 | 0 | 0 | 0 | 0 | 0 | 0 | 0 | 0 | 0 | 0 | 0 | 0 | 0 | 0 | 0 | 0 | 0 | 0 | 0 | 0 | 0 | 0 | 0 | 0 | 0 | 0 | 0 | 0 | 0 | 0 | 0 | 0 | 0 | 0 | 0 | 0 | 0 | 0 | 0 | 0 | 0 | 0 | 0 | 0 | 0 | 0 | 0 | 0 | 0 | 0 | 0 | 0 | 0 | 0 | 0 | 0 | 0 | 0 | 0 | 0 | 0 | 0 | 0 | 0 | 0 | 0 | 0 | 0 | 0 | 0 | 0 | 0 | 0 | 0 | 0 | 0 | 0 | 0 | 0 | 0 | 0 | 0 | 0 | 0 | 0 | 0 | 0 | 0 | 0 | 0 | 0 | 0 | 0 | 0 | 0 | 0 | 0 | 0 | 0 | 0 | 0 | 0 | 0 | 0 | 0 | 0 | 0 | 0 | 0 | 0 | 0 | 0 | 0 | 0 | 0 | 0 | 0 | 0 | 0 | 0 | 0 | 0 | 0 | 0 | 0 | 0 | 0 | 0 | 0 | 0 | 0 | 0 | 0 | 0 | 0 | 0 | 0 | 0 | 0 | 0 | 0 | 0 | 0 | 0 | 0 | 0 | 0 | 0 | 0 | 0 | 0 | 0 | 0 | 0 | 0 | 0 | 0 | 0 | 0 | 0 | 0 | 0 | 0 | 0 | 0 | 0 | 0 | 0 | 0 | 0 | 0 | 0 | 0 | 0 | 0 | 0 | 0 | 0 | 0 | 0 | 0 | 0 | 0 | 0 | 0 | 0 | 0 | 0 | 0 | 0 | 0 | 0 | 0 | 0 | 0 | 0 | 0 | 0 | 0 | 0 | 0 | 0 | 0 | 0 | 0 | 0 | 0 | 0 | 0 | 0 | 0 | 0 | 0 | 0 | 0 | 0 | 0 | 0 | 0 | 0 | 0 | 0 | 0 | 0 | 0 | 0 | 0 | 0 | 0 | 0 | 0 | 0 | 0 | 0 | 0 | 0 | 0 | 0 | 0 | 0 | 0 | 0 | 0 | 0 | 0 | 0 | 0 | 0 | 0 | 0 | 0 | 0 | 0 | 0 | 0 | 0
OR_Commercial_Interruptible - College_Existing_Space Heating_Natural Gas_Insulation - Ceiling_A | OR | Commercial | Interruptible - College | Existing | Space Heating | Natural Gas | Insulation - Ceiling | A | OCM637 | R-13 | R-38 | 22 | 0.058604 | 0 | 0 | 0.39 | 0.02 | 0 | 0 | 0.24319 | 0.25 | sqft roof | 15% | 46.67% | Discretionary | Retro1Slow_OR | 84.23% | Space Heating | 0% | 359.7649 |  | 283.6572 |  | 0 | Avista TRM | Avista TRM | Avista TRM | R-13 | R-13 | R-13 | R-13 | R-13 | R-13 | R-13 | R-13 | R-13 | R-13 | R-13 | R-13 | R-13 | R-13 | R-13 | R-13 | R-13 | R-13 | R-13 | R-13 | R-13 | R-13 | R-13 | R-13 | R-13 | R-13 | R-13 | R-38 | R-38 | R-38 | R-38 | R-38 | R-38 | R-38 | R-38 | R-38 | R-38 | R-38 | R-38 | R-38 | R-38 | R-38 | R-38 | R-38 | R-38 | R-38 | R-38 | R-38 | R-38 | R-38 | R-38 | R-38 | R-38 | R-38 | 0.39 | 0.39 | 0.39 | 0.39 | 0.39 | 0.39 | 0.39 | 0.39 | 0.39 | 0.39 | 0.39 | 0.39 | 0.39 | 0.39 | 0.39 | 0.39 | 0.39 | 0.39 | 0.39 | 0.39 | 0.39 | 0.39 | 0.39 | 0.39 | 0.39 | 0.39 | 0.39 | 0 | 0 | 0.016241 | 0.01593 | 0.015602 | 0.015263 | 0.014907 | 0.014533 | 0.014138 | 0.013721 | 0.013283 | 0.012827 | 0.012363 | 0.011899 | 0.011448 | 0.011022 | 0.010629 | 0.01029 | 0.010006 | 0.0097493 | 0.009527 | 0.0093132 | 0.0091339 | 0.0089572 | 0.0087825 | 0.00861 | 0.0084391 | 0.059852 | 0.031588 | 0.10466 | 0.16654 | 0.24691 | 0.34475 | 0.4562 | 0.57395 | 0.6872 | 0.78258 | 0.84621 | 0.86645 | 0.83711 | 0.75973 | 0.64414 | 0.50764 | 0.36895 | 0.26339 | 0.14044 | 0.10983 | 0 | 0 | 0 | 0 | 0 | 0.059852 | 0.090292 | 0.1931 | 0.35544 | 0.59407 | 0.92392 | 1.355 | 1.889 | 2.5158 | 3.2121 | 3.942 | 4.6606 | 5.3212 | 5.8827 | 6.3171 | 6.6234 | 6.8093 | 6.8982 | 6.8814 | 6.8367 | 6.7051 | 6.5754 | 6.4472 | 6.3205 | 6.1951 | 3685.1921 | 1982.9714 | 6708.1952 | 10911.7989 | 16562.5867 | 23721.1632 | 32267.2964 | 41830.0702 | 51736.5875 | 61009.7268 | 68448.9486 | 72816.7938 | 73120.7943 | 68928.6802 | 60603.7263 | 49332.6092 | 36873.7112 | 27016.0232 | 14740.7682 | 11792.6146 | 0 | 0 | 0 | 0 | 0 | 3685.1921 | 5668.1634 | 12376.3586 | 23288.1576 | 39850.7443 | 63571.9075 | 95839.2039 | 137669.2741 | 189405.8616 | 250415.5884 | 318864.537 | 391681.3308 | 464802.1252 | 533730.8054 | 594334.5317 | 643667.1409 | 680540.8521 | 707556.8753 | 722297.6436 | 734090.2581 | 734090.2581 | 734090.2581 | 734090.2581 | 734090.2581 | 734090.2581 | 0.051485 | 0.027505 | 0.092288 | 0.14877 | 0.22352 | 0.31643 | 0.42479 | 0.54247 | 0.65967 | 0.76346 | 0.83942 | 0.87437 | 0.85966 | 0.79409 | 0.68529 | 0.54952 | 0.40622 | 0.29495 | 0.15993 | 0.12722 | 0 | 0 | 0 | 0 | 0 | 0.051485 | 0.078621 | 0.17027 | 0.3175 | 0.5378 | 0.84803 | 1.2617 | 1.7853 | 2.415 | 3.1336 | 3.9104 | 4.7032 | 5.4645 | 6.1488 | 6.7205 | 7.1698 | 7.4972 | 7.7248 | 7.8364 | 7.9191 | 7.8976 | 7.877 | 7.8574 | 7.8386 | 7.8206 | 3132.4133 | 1685.5257 | 5701.9659 | 9275.0291 | 14078.1987 | 20162.9888 | 27427.2019 | 35555.5597 | 43976.0994 | 51858.2678 | 58181.6063 | 61894.2748 | 62152.6752 | 58589.3782 | 51513.1673 | 41932.7178 | 31342.6546 | 22963.6197 | 12529.653 | 10023.7224 | 0 | 0 | 0 | 0 | 0 | 3132.4133 | 4817.9389 | 10519.9048 | 19794.9339 | 33873.1327 | 54036.1214 | 81463.3233 | 117018.883 | 160994.9824 | 212853.2502 | 271034.8564 | 332929.1312 | 395081.8064 | 453671.1846 | 505184.3519 | 547117.0697 | 578459.7243 | 601423.344 | 613952.997 | 623976.7194 | 623976.7194 | 623976.7194 | 623976.7194 | 623976.7194 | 623976.7194 | 0.051498 | 0.027524 | 0.092403 | 0.14905 | 0.22412 | 0.31756 | 0.42669 | 0.54543 | 0.66397 | 0.76928 | 0.8468 | 0.88309 | 0.86928 | 0.80397 | 0.69468 | 0.55776 | 0.41284 | 0.30015 | 0.16296 | 0.1298 | 0 | 0 | 0 | 0 | 0 | 0.051498 | 0.078675 | 0.17048 | 0.31811 | 0.53924 | 0.85104 | 1.2673 | 1.7951 | 2.4308 | 3.1575 | 3.9447 | 4.7501 | 5.5257 | 6.2253 | 6.8127 | 7.2774 | 7.6194 | 7.861 | 7.985 | 8.0801 | 8.0687 | 8.0583 | 8.0488 | 8.0401 | 8.0321 | 3132.4133 | 1685.5257 | 5701.9659 | 9275.0291 | 14078.1987 | 20162.9888 | 27427.2019 | 35555.5597 | 43976.0994 | 51858.2678 | 58181.6063 | 61894.2748 | 62152.6752 | 58589.3782 | 51513.1673 | 41932.7178 | 31342.6546 | 22963.6197 | 12529.653 | 10023.7224 | 0 | 0 | 0 | 0 | 0 | 3132.4133 | 4817.9389 | 10519.9048 | 19794.9339 | 33873.1327 | 54036.1214 | 81463.3233 | 117018.883 | 160994.9824 | 212853.2502 | 271034.8564 | 332929.1312 | 395081.8064 | 453671.1846 | 505184.3519 | 547117.0697 | 578459.7243 | 601423.344 | 613952.997 | 623976.7194 | 623976.7194 | 623976.7194 | 623976.7194 | 623976.7194 | 623976.7194 | 0.051485 | 0.027505 | 0.092288 | 0.14877 | 0.22352 | 0.31643 | 0.42479 | 0.54247 | 0.65967 | 0.76346 | 0.83942 | 0.87437 | 0.85966 | 0.79409 | 0.68529 | 0.54952 | 0.40622 | 0.29495 | 0.15993 | 0.12722 | 0 | 0 | 0 | 0 | 0 | 0.051485 | 0.078621 | 0.17027 | 0.3175 | 0.5378 | 0.84803 | 1.2617 | 1.7853 | 2.415 | 3.1336 | 3.9104 | 4.7032 | 5.4645 | 6.1488 | 6.7205 | 7.1698 | 7.4972 | 7.7248 | 7.8364 | 7.9191 | 7.8976 | 7.877 | 7.8574 | 7.8386 | 7.8206 | 3132.4133 | 1685.5257 | 5701.9659 | 9275.0291 | 14078.1987 | 20162.9888 | 27427.2019 | 35555.5597 | 43976.0994 | 51858.2678 | 58181.6063 | 61894.2748 | 62152.6752 | 58589.3782 | 51513.1673 | 41932.7178 | 31342.6546 | 22963.6197 | 12529.653 | 10023.7224 | 0 | 0 | 0 | 0 | 0 | 3132.4133 | 4817.9389 | 10519.9048 | 19794.9339 | 33873.1327 | 54036.1214 | 81463.3233 | 117018.883 | 160994.9824 | 212853.2502 | 271034.8564 | 332929.1312 | 395081.8064 | 453671.1846 | 505184.3519 | 547117.0697 | 578459.7243 | 601423.344 | 613952.997 | 623976.7194 | 623976.7194 | 623976.7194 | 623976.7194 | 623976.7194 | 623976.7194 | 350.7071 | 351.7819 | 352.8498 | 353.908 | 354.9537 | 355.9842 | 356.9967 | 357.9887 | 358.9565 | 359.8971 | 360.8073 | 361.6843 | 362.5254 | 363.3281 | 364.0899 | 364.8086 | 365.4821 | 366.1076 | 366.6846 | 367.2121 | 367.6942 | 368.1347 | 368.5371 | 368.9047 | 369.2405 | 276.5156 | 277.363 | 278.205 | 279.0393 | 279.8638 | 280.6763 | 281.4746 | 282.2567 | 283.0198 | 283.7614 | 284.4791 | 285.1706 | 285.8337 | 286.4666 | 287.0672 | 287.6339 | 288.1649 | 288.6581 | 289.113 | 289.5289 | 289.9091 | 290.2564 | 290.5737 | 290.8635 | 291.1282
OR_Commercial_Interruptible - College_Existing_Space Heating_Natural Gas_Insulation - Ducting_A | OR | Commercial | Interruptible - College | Existing | Space Heating | Natural Gas | Insulation - Ducting | A | OCM638 | R-4 | R-8 | 20 | 0 | 0 | 0 | 0.96 | 0 | 0 | 0 | 0.24319 | 0.25 | sqft duct | 15% | 46.67% | Discretionary | Retro1Slow_OR | 84.23% | Central Systems | 0% | 0 |  | 0 |  | 0 | INS_DCT-All-DEER-1 | INS_DCT-All-DEER-1 | Building Energy Simulation Tool | R-4 | R-4 | R-4 | R-4 | R-4 | R-4 | R-4 | R-4 | R-4 | R-4 | R-4 | R-4 | R-4 | R-4 | R-4 | R-4 | R-4 | R-4 | R-4 | R-4 | R-4 | R-4 | R-4 | R-4 | R-4 | R-4 | R-4 | R-8 | R-8 | R-8 | R-8 | R-8 | R-8 | R-8 | R-8 | R-8 | R-8 | R-8 | R-8 | R-8 | R-8 | R-8 | R-8 | R-8 | R-8 | R-8 | R-8 | R-8 | R-8 | R-8 | R-8 | R-8 | R-8 | R-8 | 0.96 | 0.96 | 0.96 | 0.96 | 0.96 | 0.96 | 0.96 | 0.96 | 0.96 | 0.96 | 0.96 | 0.96 | 0.96 | 0.96 | 0.96 | 0.96 | 0.96 | 0.96 | 0.96 | 0.96 | 0.96 | 0.96 | 0.96 | 0.96 | 0.96 | 0.96 | 0.96 | 0 | 0 | 0 | 0 | 0 | 0 | 0 | 0 | 0 | 0 | 0 | 0 | 0 | 0 | 0 | 0 | 0 | 0 | 0 | 0 | 0 | 0 | 0 | 0 | 0 | 0 | 0 | 0 | 0 | 0 | 0 | 0 | 0 | 0 | 0 | 0 | 0 | 0 | 0 | 0 | 0 | 0 | 0 | 0 | 0 | 0 | 0 | 0 | 0 | 0 | 0 | 0 | 0 | 0 | 0 | 0 | 0 | 0 | 0 | 0 | 0 | 0 | 0 | 0 | 0 | 0 | 0 | 0 | 0 | 0 | 0 | 0 | 0 | 0 | 0 | 0 | 0 | 921.298 | 495.7428 | 1677.0488 | 2727.9497 | 4140.6467 | 5930.2908 | 8066.8241 | 10457.5176 | 12934.1469 | 15252.4317 | 17112.2371 | 18204.1985 | 18280.1986 | 17232.1701 | 15150.9316 | 12333.1523 | 9218.4278 | 6754.0058 | 3685.1921 | 2948.1536 | 0 | 0 | 0 | 0 | 0 | 921.298 | 1417.0409 | 3094.0897 | 5822.0394 | 9962.6861 | 15892.9769 | 23959.801 | 34417.3185 | 47351.4654 | 62603.8971 | 79716.1342 | 97920.3327 | 116200.5313 | 133432.7013 | 148583.6329 | 160916.7852 | 170135.213 | 176889.2188 | 180574.4109 | 183522.5645 | 183522.5645 | 183522.5645 | 183522.5645 | 183522.5645 | 183522.5645 | 0 | 0 | 0 | 0 | 0 | 0 | 0 | 0 | 0 | 0 | 0 | 0 | 0 | 0 | 0 | 0 | 0 | 0 | 0 | 0 | 0 | 0 | 0 | 0 | 0 | 0 | 0 | 0 | 0 | 0 | 0 | 0 | 0 | 0 | 0 | 0 | 0 | 0 | 0 | 0 | 0 | 0 | 0 | 0 | 0 | 0 | 0 | 0 | 0 | 0 | 783.1033 | 421.3814 | 1425.4915 | 2318.7573 | 3519.5497 | 5040.7472 | 6856.8005 | 8888.8899 | 10994.0248 | 12964.5669 | 14545.4016 | 15473.5687 | 15538.1688 | 14647.3445 | 12878.2918 | 10483.1795 | 7835.6636 | 5740.9049 | 3132.4133 | 2505.9306 | 0 | 0 | 0 | 0 | 0 | 783.1033 | 1204.4847 | 2629.9762 | 4948.7335 | 8468.2832 | 13509.0304 | 20365.8308 | 29254.7207 | 40248.7456 | 53213.3125 | 67758.7141 | 83232.2828 | 98770.4516 | 113417.7961 | 126296.088 | 136779.2674 | 144614.9311 | 150355.836 | 153488.2493 | 155994.1799 | 155994.1799 | 155994.1799 | 155994.1799 | 155994.1799 | 155994.1799 | 0 | 0 | 0 | 0 | 0 | 0 | 0 | 0 | 0 | 0 | 0 | 0 | 0 | 0 | 0 | 0 | 0 | 0 | 0 | 0 | 0 | 0 | 0 | 0 | 0 | 0 | 0 | 0 | 0 | 0 | 0 | 0 | 0 | 0 | 0 | 0 | 0 | 0 | 0 | 0 | 0 | 0 | 0 | 0 | 0 | 0 | 0 | 0 | 0 | 0 | 0 | 0 | 0 | 0 | 0 | 0 | 0 | 0 | 0 | 0 | 0 | 0 | 0 | 0 | 0 | 0 | 0 | 0 | 0 | 0 | 0 | 0 | 0 | 0 | 0 | 0 | 0 | 0 | 0 | 0 | 0 | 0 | 0 | 0 | 0 | 0 | 0 | 0 | 0 | 0 | 0 | 0 | 0 | 0 | 0 | 0 | 0 | 0 | 0 | 0 | 0 | 0 | 0 | 0 | 0 | 0 | 0 | 0 | 0 | 0 | 0 | 0 | 0 | 0 | 0 | 0 | 0 | 0 | 0 | 0 | 0 | 0 | 0 | 0 | 0 | 0 | 0 | 0 | 0 | 0 | 0 | 0 | 0 | 0 | 0 | 0 | 0 | 0 | 0 | 0 | 0 | 0 | 0 | 0 | 0 | 0 | 0 | 0 | 0 | 0 | 0 | 0 | 0 | 0 | 0 | 0 | 0 | 0 | 0 | 0 | 0 | 0 | 0 | 0 | 0 | 0 | 0 | 0 | 0 | 0 | 0 | 0 | 0 | 0 | 0 | 0 | 0 | 0 | 0 | 0 | 0 | 0 | 0 | 0 | 0 | 0 | 0 | 0 | 0 | 0 | 0 | 0 | 0 | 0 | 0 | 0 | 0 | 0 | 0 | 0 | 0 | 0 | 0 | 0 | 0 | 0 | 0 | 0 | 0 | 0 | 0 | 0 | 0 | 0 | 0 | 0 | 0 | 0 | 0 | 0 | 0 | 0 | 0 | 0 | 0 | 0 | 0 | 0 | 0 | 0 | 0 | 0 | 0 | 0 | 0 | 0 | 0 | 0 | 0 | 0 | 0 | 0 | 0 | 0 | 0 | 0 | 0 | 0 | 0 | 0
OR_Commercial_Interruptible - College_Existing_Space Heating_Natural Gas_Insulation - Wall Cavity_A | OR | Commercial | Interruptible - College | Existing | Space Heating | Natural Gas | Insulation - Wall Cavity | A | OCM639 | R-9 | R-23 | 22 | 0.18458 | 0 | 0 | 0.66 | 0.07 | 0 | 0 | 0.24319 | 0.25 | sqft wall | 15% | 46.67% | Discretionary | Retro1Slow_OR | 84.23% | Space Heating | 0% | 27.1219 |  | 152.4112 |  | 0 | Avista TRM | Avista TRM | Avista TRM | R-9 | R-9 | R-9 | R-9 | R-9 | R-9 | R-9 | R-9 | R-9 | R-9 | R-9 | R-9 | R-9 | R-9 | R-9 | R-9 | R-9 | R-9 | R-9 | R-9 | R-9 | R-9 | R-9 | R-9 | R-9 | R-9 | R-9 | R-23 | R-23 | R-23 | R-23 | R-23 | R-23 | R-23 | R-23 | R-23 | R-23 | R-23 | R-23 | R-23 | R-23 | R-23 | R-23 | R-23 | R-23 | R-23 | R-23 | R-23 | R-23 | R-23 | R-23 | R-23 | R-23 | R-23 | 0.66 | 0.66 | 0.66 | 0.66 | 0.66 | 0.66 | 0.66 | 0.66 | 0.66 | 0.66 | 0.66 | 0.66 | 0.66 | 0.66 | 0.66 | 0.66 | 0.66 | 0.66 | 0.66 | 0.66 | 0.66 | 0.66 | 0.66 | 0.66 | 0.66 | 0.66 | 0.66 | 0 | 0 | 0.051232 | 0.050369 | 0.049483 | 0.04858 | 0.047657 | 0.046708 | 0.045733 | 0.044728 | 0.043695 | 0.042637 | 0.041564 | 0.040491 | 0.039434 | 0.038409 | 0.037432 | 0.036528 | 0.0357 | 0.034917 | 0.034182 | 0.033465 | 0.032821 | 0.032186 | 0.031558 | 0.030938 | 0.030324 | 0.071933 | 0.038055 | 0.12647 | 0.20197 | 0.30073 | 0.42214 | 0.56223 | 0.71285 | 0.86129 | 0.99107 | 1.084 | 1.1234 | 1.0986 | 1.0087 | 0.8643 | 0.68657 | 0.50155 | 0.3594 | 0.19197 | 0.15036 | 0 | 0 | 0 | 0 | 0 | 0.071933 | 0.10878 | 0.23333 | 0.43104 | 0.72358 | 1.1313 | 1.6699 | 2.3461 | 3.1532 | 4.0679 | 5.0496 | 6.0425 | 6.9833 | 7.8106 | 8.4761 | 8.9581 | 9.2566 | 9.4128 | 9.4067 | 9.3597 | 9.1796 | 9.002 | 8.8265 | 8.6531 | 8.4814 | 1404.0582 | 755.5121 | 2555.8224 | 4157.3954 | 6310.3455 | 9037.7632 | 12293.8399 | 15937.2567 | 19711.6398 | 23244.7059 | 26079.0494 | 27743.1985 | 27859.0226 | 26261.8272 | 23090.0197 | 18795.7241 | 14048.884 | 10293.1048 | 5616.2327 | 4492.9862 | 0 | 0 | 0 | 0 | 0 | 1404.0582 | 2159.5703 | 4715.3926 | 8872.788 | 15183.1336 | 24220.8968 | 36514.7367 | 52451.9934 | 72163.6333 | 95408.3392 | 121487.3886 | 149230.587 | 177089.6097 | 203351.4369 | 226441.4566 | 245237.1807 | 259286.0647 | 269579.1695 | 275195.4022 | 279688.3884 | 279688.3884 | 279688.3884 | 279688.3884 | 279688.3884 | 279688.3884 | 0.061863 | 0.033116 | 0.1114 | 0.18012 | 0.27163 | 0.38629 | 0.52142 | 0.67026 | 0.82138 | 0.95902 | 1.0647 | 1.1204 | 1.113 | 1.0382 | 0.904 | 0.72978 | 0.54181 | 0.39465 | 0.21431 | 0.17069 | 0 | 0 | 0 | 0 | 0 | 0.061863 | 0.094661 | 0.20553 | 0.38443 | 0.65357 | 1.0352 | 1.5487 | 2.2059 | 3.007 | 3.9363 | 4.9598 | 6.0267 | 7.0747 | 8.0393 | 8.8654 | 9.5218 | 9.9997 | 10.336 | 10.5011 | 10.6255 | 10.5965 | 10.569 | 10.5427 | 10.5175 | 10.4933 | 1193.4494 | 642.1853 | 2172.449 | 3533.7861 | 5363.7937 | 7682.0987 | 10449.7639 | 13546.6682 | 16754.8939 | 19758 | 22167.192 | 23581.7187 | 23680.1692 | 22322.5531 | 19626.5168 | 15976.3655 | 11941.5514 | 8749.1391 | 4773.7978 | 3819.0382 | 0 | 0 | 0 | 0 | 0 | 1193.4494 | 1835.6347 | 4008.0837 | 7541.8698 | 12905.6635 | 20587.7623 | 31037.5262 | 44584.1944 | 61339.0883 | 81097.0883 | 103264.2803 | 126845.999 | 150526.1682 | 172848.7213 | 192475.2381 | 208451.6036 | 220393.155 | 229142.2941 | 233916.0919 | 237735.1301 | 237735.1301 | 237735.1301 | 237735.1301 | 237735.1301 | 237735.1301 | 0.061878 | 0.033139 | 0.11154 | 0.18047 | 0.27236 | 0.38766 | 0.52375 | 0.67392 | 0.82674 | 0.96633 | 1.074 | 1.1316 | 1.1254 | 1.0511 | 0.91639 | 0.74073 | 0.55065 | 0.40161 | 0.21837 | 0.17416 | 0 | 0 | 0 | 0 | 0 | 0.061878 | 0.094726 | 0.20579 | 0.38516 | 0.65533 | 1.0389 | 1.5556 | 2.218 | 3.0267 | 3.9663 | 5.0034 | 6.0868 | 7.1539 | 8.1393 | 8.987 | 9.6647 | 10.1627 | 10.5182 | 10.7003 | 10.8414 | 10.8262 | 10.8123 | 10.7995 | 10.7878 | 10.7771 | 1193.4494 | 642.1853 | 2172.449 | 3533.7861 | 5363.7937 | 7682.0987 | 10449.7639 | 13546.6682 | 16754.8939 | 19758 | 22167.192 | 23581.7187 | 23680.1692 | 22322.5531 | 19626.5168 | 15976.3655 | 11941.5514 | 8749.1391 | 4773.7978 | 3819.0382 | 0 | 0 | 0 | 0 | 0 | 1193.4494 | 1835.6347 | 4008.0837 | 7541.8698 | 12905.6635 | 20587.7623 | 31037.5262 | 44584.1944 | 61339.0883 | 81097.0883 | 103264.2803 | 126845.999 | 150526.1682 | 172848.7213 | 192475.2381 | 208451.6036 | 220393.155 | 229142.2941 | 233916.0919 | 237735.1301 | 237735.1301 | 237735.1301 | 237735.1301 | 237735.1301 | 237735.1301 | 0.061863 | 0.033116 | 0.1114 | 0.18012 | 0.27163 | 0.38629 | 0.52142 | 0.67026 | 0.82138 | 0.95902 | 1.0647 | 1.1204 | 1.113 | 1.0382 | 0.904 | 0.72978 | 0.54181 | 0.39465 | 0.21431 | 0.17069 | 0 | 0 | 0 | 0 | 0 | 0.061863 | 0.094661 | 0.20553 | 0.38443 | 0.65357 | 1.0352 | 1.5487 | 2.2059 | 3.007 | 3.9363 | 4.9598 | 6.0267 | 7.0747 | 8.0393 | 8.8654 | 9.5218 | 9.9997 | 10.336 | 10.5011 | 10.6255 | 10.5965 | 10.569 | 10.5427 | 10.5175 | 10.4933 | 1193.4494 | 642.1853 | 2172.449 | 3533.7861 | 5363.7937 | 7682.0987 | 10449.7639 | 13546.6682 | 16754.8939 | 19758 | 22167.192 | 23581.7187 | 23680.1692 | 22322.5531 | 19626.5168 | 15976.3655 | 11941.5514 | 8749.1391 | 4773.7978 | 3819.0382 | 0 | 0 | 0 | 0 | 0 | 1193.4494 | 1835.6347 | 4008.0837 | 7541.8698 | 12905.6635 | 20587.7623 | 31037.5262 | 44584.1944 | 61339.0883 | 81097.0883 | 103264.2803 | 126845.999 | 150526.1682 | 172848.7213 | 192475.2381 | 208451.6036 | 220393.155 | 229142.2941 | 233916.0919 | 237735.1301 | 237735.1301 | 237735.1301 | 237735.1301 | 237735.1301 | 237735.1301 | 26.4391 | 26.5201 | 26.6006 | 26.6804 | 26.7592 | 26.8369 | 26.9132 | 26.988 | 27.061 | 27.1319 | 27.2005 | 27.2666 | 27.33 | 27.3905 | 27.448 | 27.5021 | 27.5529 | 27.6001 | 27.6436 | 27.6833 | 27.7197 | 27.7529 | 27.7832 | 27.8109 | 27.8362 | 148.574 | 149.0293 | 149.4817 | 149.93 | 150.373 | 150.8095 | 151.2385 | 151.6587 | 152.0687 | 152.4672 | 152.8528 | 153.2243 | 153.5807 | 153.9207 | 154.2434 | 154.5479 | 154.8332 | 155.0982 | 155.3427 | 155.5661 | 155.7704 | 155.957 | 156.1275 | 156.2832 | 156.4254
OR_Commercial_Interruptible - College_Existing_Space Heating_Natural Gas_Green Roof - Vegetated Rooftop_A | OR | Commercial | Interruptible - College | Existing | Space Heating | Natural Gas | Green Roof - Vegetated Rooftop | A | OCM640 | No vegetation on roof | Green roof | 25 | 0.0033417 | 0 | 0 | 7.64 | 0 | 0.57 | 0 | 0.28365 | 0.25 | sqft roof | 0% | 0% | Discretionary | Retro1Slow_OR | 84.23% | Space Heating | 0% | 399382.0778 |  | 100019.6353 |  | 0 | Measure Cost Research v1.1 - Sep 2020.xlsx | Measure Cost Research v1.1 - Sep 2020.xlsx | Measure Cost Research v1.1 - Sep 2020.xlsx | No vegetation on roof | No vegetation on roof | No vegetation on roof | No vegetation on roof | No vegetation on roof | No vegetation on roof | No vegetation on roof | No vegetation on roof | No vegetation on roof | No vegetation on roof | No vegetation on roof | No vegetation on roof | No vegetation on roof | No vegetation on roof | No vegetation on roof | No vegetation on roof | No vegetation on roof | No vegetation on roof | No vegetation on roof | No vegetation on roof | No vegetation on roof | No vegetation on roof | No vegetation on roof | No vegetation on roof | No vegetation on roof | No vegetation on roof | No vegetation on roof | Green roof | Green roof | Green roof | Green roof | Green roof | Green roof | Green roof | Green roof | Green roof | Green roof | Green roof | Green roof | Green roof | Green roof | Green roof | Green roof | Green roof | Green roof | Green roof | Green roof | Green roof | Green roof | Green roof | Green roof | Green roof | Green roof | Green roof | 7.64 | 7.64 | 7.64 | 7.64 | 7.64 | 7.64 | 7.64 | 7.64 | 7.64 | 7.64 | 7.64 | 7.64 | 7.64 | 7.64 | 7.64 | 7.64 | 7.64 | 7.64 | 7.64 | 7.64 | 7.64 | 7.64 | 7.64 | 7.64 | 7.64 | 7.64 | 7.64 | 0 | 0 | 0.00092065 | 0.00089357 | 0.00086543 | 0.00083771 | 0.00081016 | 0.0007818 | 0.00075225 | 0.00072172 | 0.00069053 | 0.00065918 | 0.00062842 | 0.00059865 | 0.00057033 | 0.00054389 | 0.00051982 | 0.00049943 | 0.00048261 | 0.0004676 | 0.00045474 | 0.00044246 | 0.00043394 | 0.00042554 | 0.00041724 | 0.00040904 | 0.00040092 | 0 | 0 | 0 | 0 | 0 | 0 | 0 | 0 | 0 | 0 | 0 | 0 | 0 | 0 | 0 | 0 | 0 | 0 | 0 | 0 | 0 | 0 | 0 | 0 | 0 | 0 | 0 | 0 | 0 | 0 | 0 | 0 | 0 | 0 | 0 | 0 | 0 | 0 | 0 | 0 | 0 | 0 | 0 | 0 | 0 | 0 | 0 | 0 | 0 | 0 | 0 | 0 | 0 | 0 | 0 | 0 | 0 | 0 | 0 | 0 | 0 | 0 | 0 | 0 | 0 | 0 | 0 | 0 | 0 | 0 | 0 | 0 | 0 | 0 | 0 | 0 | 0 | 0 | 0 | 0 | 0 | 0 | 0 | 0 | 0 | 0 | 0 | 0 | 0 | 0 | 0 | 0 | 0 | 0 | 0 | 0 | 0 | 0 | 0 | 0 | 0 | 0 | 0 | 0 | 0 | 0 | 0 | 0 | 0 | 0 | 0 | 0 | 0 | 0 | 0 | 0 | 0 | 0 | 0 | 0 | 0 | 0 | 0 | 0 | 0 | 0 | 0 | 0 | 0 | 0 | 0 | 0 | 0 | 0 | 0 | 0 | 0 | 0 | 0 | 0 | 0 | 0 | 0 | 0 | 0 | 0 | 0 | 0 | 0 | 0 | 0 | 0 | 0 | 0 | 0 | 0 | 0 | 0 | 0 | 0 | 0 | 0 | 0 | 0 | 0 | 0 | 0 | 0 | 0 | 0 | 0 | 0 | 0 | 0 | 0 | 0 | 0 | 0 | 0 | 0 | 0 | 0 | 0 | 0 | 0 | 0 | 0 | 0 | 0 | 0 | 0 | 0 | 0 | 0 | 0 | 0 | 0 | 0 | 0 | 0 | 0 | 0 | 0 | 0 | 0 | 0 | 0 | 0 | 0 | 0 | 0 | 0 | 0 | 0 | 0 | 0 | 0 | 0 | 0 | 0 | 0 | 0 | 0 | 0 | 0 | 0 | 0 | 0 | 0 | 0 | 0 | 0 | 0 | 0 | 0 | 0 | 0 | 0 | 0 | 0 | 0 | 0 | 0 | 0 | 0 | 0 | 0 | 0 | 0 | 0 | 0 | 0 | 0 | 0 | 0 | 0 | 0 | 0 | 0 | 0 | 0 | 0 | 0 | 0 | 0 | 0 | 0 | 0 | 0 | 0 | 0 | 0 | 0 | 0 | 0 | 0 | 0 | 0 | 0 | 0 | 0 | 0 | 0 | 0 | 0 | 0 | 0 | 0 | 0 | 0 | 0 | 0 | 0 | 0 | 0 | 0 | 0 | 0 | 0 | 0 | 0 | 0 | 0 | 0 | 0 | 0 | 0 | 0 | 0 | 0 | 0 | 0 | 0 | 0 | 0 | 0 | 0 | 0 | 0 | 0 | 0 | 0 | 0 | 0 | 0 | 0 | 0 | 0 | 0 | 0 | 0 | 0 | 0 | 0 | 0 | 0 | 0 | 0 | 0 | 0 | 0 | 0 | 0 | 0 | 0 | 0 | 0 | 0 | 0 | 0 | 0 | 0 | 0 | 0 | 0 | 0 | 0 | 0 | 0 | 0 | 0 | 0 | 0 | 0 | 0 | 0 | 0 | 0 | 0 | 0 | 0 | 0 | 0 | 0 | 0 | 0 | 0 | 0 | 0 | 0 | 0 | 0 | 0 | 0 | 0 | 0 | 0 | 0 | 0 | 0 | 0 | 0 | 0 | 0 | 0 | 0 | 0 | 0 | 0 | 0 | 389326.9075 | 390520.0552 | 391705.5267 | 392880.2222 | 394041.0749 | 395185.044 | 396309.1097 | 397410.2682 | 398484.7137 | 399528.8581 | 400539.3194 | 401512.9109 | 402446.6322 | 403337.6609 | 404183.3455 | 404981.199 | 405728.8934 | 406423.244 | 407063.809 | 407649.3822 | 408184.5612 | 408673.5816 | 409120.3413 | 409528.4242 | 409901.1232 | 97501.459 | 97800.2661 | 98097.1508 | 98391.3368 | 98682.056 | 98968.5471 | 99250.0535 | 99525.8232 | 99794.903 | 100056.3943 | 100309.4502 | 100553.2725 | 100787.1099 | 101010.2555 | 101222.0454 | 101421.8566 | 101609.1061 | 101782.9965 | 101943.417 | 102090.0656 | 102224.0937 | 102346.562 | 102458.4467 | 102560.6453 | 102653.9825
OR_Commercial_Interruptible - College_Existing_Space Heating_Natural Gas_Ducting - Repair and Sealing_A | OR | Commercial | Interruptible - College | Existing | Space Heating | Natural Gas | Ducting - Repair and Sealing | A | OCM641 | 20% Leakage | Sealed | 18 | 0.19095 | 0 | 0 | 0.65 | 0.07 | 0 | 0 | 0.19525 | 0.25 | sqft duct | 15% | 66.67% | Discretionary | Retro1Slow_OR | 84.23% | Central Systems | 0% | 45.6029 |  | 144.1766 |  | 0 | DCT_RPR-All-DEER-1 | DCT_RPR-Cooling-RTF-1 | Building Energy Simulation Tool | 20% Leakage | 20% Leakage | 20% Leakage | 20% Leakage | 20% Leakage | 20% Leakage | 20% Leakage | 20% Leakage | 20% Leakage | 20% Leakage | 20% Leakage | 20% Leakage | 20% Leakage | 20% Leakage | 20% Leakage | 20% Leakage | 20% Leakage | 20% Leakage | 20% Leakage | 20% Leakage | 20% Leakage | 20% Leakage | 20% Leakage | 20% Leakage | 20% Leakage | 20% Leakage | 20% Leakage | Sealed | Sealed | Sealed | Sealed | Sealed | Sealed | Sealed | Sealed | Sealed | Sealed | Sealed | Sealed | Sealed | Sealed | Sealed | Sealed | Sealed | Sealed | Sealed | Sealed | Sealed | Sealed | Sealed | Sealed | Sealed | Sealed | Sealed | 0.65 | 0.65 | 0.65 | 0.65 | 0.65 | 0.65 | 0.65 | 0.65 | 0.65 | 0.65 | 0.65 | 0.65 | 0.65 | 0.65 | 0.65 | 0.65 | 0.65 | 0.65 | 0.65 | 0.65 | 0.65 | 0.65 | 0.65 | 0.65 | 0.65 | 0.65 | 0.65 | 0 | 0 | 0.052978 | 0.052058 | 0.0511 | 0.050113 | 0.049089 | 0.04802 | 0.046902 | 0.045732 | 0.04451 | 0.043246 | 0.041957 | 0.040665 | 0.039401 | 0.03819 | 0.037056 | 0.036037 | 0.035135 | 0.034303 | 0.033548 | 0.032819 | 0.032188 | 0.031565 | 0.030949 | 0.030342 | 0.02974 | 0.079635 | 0.042107 | 0.13982 | 0.22304 | 0.33163 | 0.46463 | 0.61731 | 0.78029 | 0.93929 | 1.0762 | 1.1714 | 1.2078 | 1.1751 | 1.0737 | 0.91601 | 0.72516 | 0.52846 | 0.37801 | 0.15129 | 0.13132 | 0 | 0 | 0 | 0 | 0 | 0.079635 | 0.12036 | 0.25796 | 0.47603 | 0.79793 | 1.2452 | 1.8335 | 2.568 | 3.4387 | 4.4172 | 5.457 | 6.4969 | 7.47 | 8.3142 | 8.9833 | 9.4615 | 9.7532 | 9.9002 | 9.8337 | 9.7512 | 9.5636 | 9.3785 | 9.1957 | 9.0151 | 8.8362 | 1503.1704 | 808.8436 | 2736.2375 | 4450.8654 | 6755.792 | 9675.7376 | 13161.6604 | 17062.2655 | 21103.0818 | 24885.5465 | 27919.9659 | 29701.587 | 29825.5872 | 28115.6459 | 24719.941 | 20122.5116 | 15040.5927 | 11019.6937 | 4509.5113 | 4001.3018 | 0 | 0 | 0 | 0 | 0 | 1503.1704 | 2312.014 | 5048.2515 | 9499.1169 | 16254.9089 | 25930.6465 | 39092.3069 | 56154.5723 | 77257.6541 | 102143.2005 | 130063.1664 | 159764.7534 | 189590.3405 | 217705.9864 | 242425.9274 | 262548.439 | 277589.0318 | 288608.7255 | 293118.2368 | 297119.5386 | 297119.5386 | 297119.5386 | 297119.5386 | 297119.5386 | 297119.5386 | 0.068491 | 0.036648 | 0.1232 | 0.19901 | 0.29974 | 0.42557 | 0.57324 | 0.73497 | 0.89786 | 1.0445 | 1.1549 | 1.2101 | 1.1968 | 1.1119 | 0.96453 | 0.77639 | 0.57524 | 0.41837 | 0.17025 | 0.1503 | 0 | 0 | 0 | 0 | 0 | 0.068491 | 0.10476 | 0.22729 | 0.42473 | 0.7212 | 1.1405 | 1.7026 | 2.4189 | 3.287 | 4.2871 | 5.38 | 6.509 | 7.6077 | 8.6093 | 9.4591 | 10.13 | 10.6166 | 10.9572 | 11.0664 | 11.1606 | 11.1303 | 11.1013 | 11.0737 | 11.0472 | 11.0219 | 1277.6949 | 687.517 | 2325.8019 | 3783.2356 | 5742.4232 | 8224.377 | 11187.4113 | 14502.9257 | 17937.6195 | 21152.7145 | 23731.971 | 25246.3489 | 25351.7491 | 23898.299 | 21011.9498 | 17104.1349 | 12784.5038 | 9366.7396 | 3833.0846 | 3401.1066 | 0 | 0 | 0 | 0 | 0 | 1277.6949 | 1965.2119 | 4291.0138 | 8074.2494 | 13816.6725 | 22041.0495 | 33228.4608 | 47731.3865 | 65669.006 | 86821.7205 | 110553.6914 | 135800.0404 | 161151.7894 | 185050.0884 | 206062.0383 | 223166.1732 | 235950.677 | 245317.4166 | 249150.5013 | 252551.6078 | 252551.6078 | 252551.6078 | 252551.6078 | 252551.6078 | 252551.6078 | 0.068508 | 0.036673 | 0.12335 | 0.19939 | 0.30055 | 0.42708 | 0.57581 | 0.73899 | 0.90371 | 1.0525 | 1.165 | 1.2222 | 1.2102 | 1.1257 | 0.97776 | 0.78804 | 0.58462 | 0.42575 | 0.17348 | 0.15335 | 0 | 0 | 0 | 0 | 0 | 0.068508 | 0.10483 | 0.22757 | 0.42554 | 0.72314 | 1.1446 | 1.7102 | 2.4321 | 3.3085 | 4.3198 | 5.4272 | 6.574 | 7.6929 | 8.7164 | 9.5888 | 10.2819 | 10.7897 | 11.1504 | 11.2763 | 11.3875 | 11.3715 | 11.3568 | 11.3434 | 11.3312 | 11.3199 | 1277.6949 | 687.517 | 2325.8019 | 3783.2356 | 5742.4232 | 8224.377 | 11187.4113 | 14502.9257 | 17937.6195 | 21152.7145 | 23731.971 | 25246.3489 | 25351.7491 | 23898.299 | 21011.9498 | 17104.1349 | 12784.5038 | 9366.7396 | 3833.0846 | 3401.1066 | 0 | 0 | 0 | 0 | 0 | 1277.6949 | 1965.2119 | 4291.0138 | 8074.2494 | 13816.6725 | 22041.0495 | 33228.4608 | 47731.3865 | 65669.006 | 86821.7205 | 110553.6914 | 135800.0404 | 161151.7894 | 185050.0884 | 206062.0383 | 223166.1732 | 235950.677 | 245317.4166 | 249150.5013 | 252551.6078 | 252551.6078 | 252551.6078 | 252551.6078 | 252551.6078 | 252551.6078 | 0.068491 | 0.036648 | 0.1232 | 0.19901 | 0.29974 | 0.42557 | 0.57324 | 0.73497 | 0.89786 | 1.0445 | 1.1549 | 1.2101 | 1.1968 | 1.1119 | 0.96453 | 0.77639 | 0.57524 | 0.41837 | 0.17025 | 0.1503 | 0 | 0 | 0 | 0 | 0 | 0.068491 | 0.10476 | 0.22729 | 0.42473 | 0.7212 | 1.1405 | 1.7026 | 2.4189 | 3.287 | 4.2871 | 5.38 | 6.509 | 7.6077 | 8.6093 | 9.4591 | 10.13 | 10.6166 | 10.9572 | 11.0664 | 11.1606 | 11.1303 | 11.1013 | 11.0737 | 11.0472 | 11.0219 | 1277.6949 | 687.517 | 2325.8019 | 3783.2356 | 5742.4232 | 8224.377 | 11187.4113 | 14502.9257 | 17937.6195 | 21152.7145 | 23731.971 | 25246.3489 | 25351.7491 | 23898.299 | 21011.9498 | 17104.1349 | 12784.5038 | 9366.7396 | 3833.0846 | 3401.1066 | 0 | 0 | 0 | 0 | 0 | 1277.6949 | 1965.2119 | 4291.0138 | 8074.2494 | 13816.6725 | 22041.0495 | 33228.4608 | 47731.3865 | 65669.006 | 86821.7205 | 110553.6914 | 135800.0404 | 161151.7894 | 185050.0884 | 206062.0383 | 223166.1732 | 235950.677 | 245317.4166 | 249150.5013 | 252551.6078 | 252551.6078 | 252551.6078 | 252551.6078 | 252551.6078 | 252551.6078 | 44.4548 | 44.591 | 44.7264 | 44.8605 | 44.993 | 45.1237 | 45.252 | 45.3778 | 45.5004 | 45.6197 | 45.735 | 45.8462 | 45.9528 | 46.0546 | 46.1511 | 46.2422 | 46.3276 | 46.4069 | 46.48 | 46.5469 | 46.608 | 46.6638 | 46.7149 | 46.7615 | 46.804 | 140.5467 | 140.9774 | 141.4054 | 141.8294 | 142.2485 | 142.6615 | 143.0672 | 143.4648 | 143.8526 | 144.2296 | 144.5943 | 144.9458 | 145.2829 | 145.6045 | 145.9098 | 146.1979 | 146.4678 | 146.7184 | 146.9497 | 147.1611 | 147.3543 | 147.5308 | 147.6921 | 147.8394 | 147.9739
OR_Commercial_Interruptible - College_Existing_Space Heating_Natural Gas_Windows - High Efficiency Glazing_A | OR | Commercial | Interruptible - College | Existing | Space Heating | Natural Gas | Windows - High Efficiency Glazing | A | OCM642 | Single Glaze | High Efficiency Glaze | 45 | 0 | 0 | 0 | 4.34 | 0.28 | 0 | 0 | 0.28365 | 0.25 | sqft window | 47.83% | 63.78% | Discretionary | Retro1Slow_OR | 84.23% | Space Heating | 0% | 0 |  | 0 |  | 0 | WND_HE-Heating-RTF-v2.1-1 | WND_HE-Heating-RTF-v2.1-1 | Building Energy Simulation Tool | Single Glaze | Single Glaze | Single Glaze | Single Glaze | Single Glaze | Single Glaze | Single Glaze | Single Glaze | Single Glaze | Single Glaze | Single Glaze | Single Glaze | Single Glaze | Single Glaze | Single Glaze | Single Glaze | Single Glaze | Single Glaze | Single Glaze | Single Glaze | Single Glaze | Single Glaze | Single Glaze | Single Glaze | Single Glaze | Single Glaze | Single Glaze | High Efficiency Glaze | High Efficiency Glaze | High Efficiency Glaze | High Efficiency Glaze | High Efficiency Glaze | High Efficiency Glaze | High Efficiency Glaze | High Efficiency Glaze | High Efficiency Glaze | High Efficiency Glaze | High Efficiency Glaze | High Efficiency Glaze | High Efficiency Glaze | High Efficiency Glaze | High Efficiency Glaze | High Efficiency Glaze | High Efficiency Glaze | High Efficiency Glaze | High Efficiency Glaze | High Efficiency Glaze | High Efficiency Glaze | High Efficiency Glaze | High Efficiency Glaze | High Efficiency Glaze | High Efficiency Glaze | High Efficiency Glaze | High Efficiency Glaze | 4.34 | 4.34 | 4.34 | 4.34 | 4.34 | 4.34 | 4.34 | 4.34 | 4.34 | 4.34 | 4.34 | 4.34 | 4.34 | 4.34 | 4.34 | 4.34 | 4.34 | 4.34 | 4.34 | 4.34 | 4.34 | 4.34 | 4.34 | 4.34 | 4.34 | 4.34 | 4.34 | 0 | 0 | 0 | 0 | 0 | 0 | 0 | 0 | 0 | 0 | 0 | 0 | 0 | 0 | 0 | 0 | 0 | 0 | 0 | 0 | 0 | 0 | 0 | 0 | 0 | 0 | 0 | 0 | 0 | 0 | 0 | 0 | 0 | 0 | 0 | 0 | 0 | 0 | 0 | 0 | 0 | 0 | 0 | 0 | 0 | 0 | 0 | 0 | 0 | 0 | 0 | 0 | 0 | 0 | 0 | 0 | 0 | 0 | 0 | 0 | 0 | 0 | 0 | 0 | 0 | 0 | 0 | 0 | 0 | 0 | 0 | 0 | 0 | 0 | 0 | 0 | 0 | 176.7409 | 95.1028 | 321.7235 | 523.3273 | 794.3378 | 1137.6614 | 1547.532 | 2006.1604 | 2481.2746 | 2926.0122 | 3282.7956 | 3492.2764 | 3506.8562 | 3305.8034 | 2906.5405 | 2365.9804 | 1768.4546 | 1295.6822 | 706.9638 | 565.571 | 0 | 0 | 0 | 0 | 0 | 176.7409 | 271.8438 | 593.5673 | 1116.8946 | 1911.2324 | 3048.8938 | 4596.4258 | 6602.5862 | 9083.8608 | 12009.873 | 15292.6686 | 18784.945 | 22291.8012 | 25597.6045 | 28504.1451 | 30870.1255 | 32638.58 | 33934.2622 | 34641.226 | 35206.797 | 35206.797 | 35206.797 | 35206.797 | 35206.797 | 35206.797 | 0 | 0 | 0 | 0 | 0 | 0 | 0 | 0 | 0 | 0 | 0 | 0 | 0 | 0 | 0 | 0 | 0 | 0 | 0 | 0 | 0 | 0 | 0 | 0 | 0 | 0 | 0 | 0 | 0 | 0 | 0 | 0 | 0 | 0 | 0 | 0 | 0 | 0 | 0 | 0 | 0 | 0 | 0 | 0 | 0 | 0 | 0 | 0 | 0 | 0 | 150.2298 | 80.8374 | 273.465 | 444.8282 | 675.1871 | 967.0122 | 1315.4022 | 1705.2363 | 2109.0834 | 2487.1104 | 2790.3762 | 2968.4349 | 2980.8278 | 2809.9329 | 2470.5595 | 2011.0833 | 1503.1864 | 1101.3298 | 600.9192 | 480.7354 | 0 | 0 | 0 | 0 | 0 | 150.2298 | 231.0672 | 504.5322 | 949.3604 | 1624.5475 | 2591.5597 | 3906.9619 | 5612.1982 | 7721.2817 | 10208.3921 | 12998.7683 | 15967.2032 | 18948.031 | 21757.9639 | 24228.5233 | 26239.6066 | 27742.793 | 28844.1228 | 29445.0421 | 29925.7775 | 29925.7775 | 29925.7775 | 29925.7775 | 29925.7775 | 29925.7775 | 0 | 0 | 0 | 0 | 0 | 0 | 0 | 0 | 0 | 0 | 0 | 0 | 0 | 0 | 0 | 0 | 0 | 0 | 0 | 0 | 0 | 0 | 0 | 0 | 0 | 0 | 0 | 0 | 0 | 0 | 0 | 0 | 0 | 0 | 0 | 0 | 0 | 0 | 0 | 0 | 0 | 0 | 0 | 0 | 0 | 0 | 0 | 0 | 0 | 0 | 0 | 0 | 0 | 0 | 0 | 0 | 0 | 0 | 0 | 0 | 0 | 0 | 0 | 0 | 0 | 0 | 0 | 0 | 0 | 0 | 0 | 0 | 0 | 0 | 0 | 0 | 0 | 0 | 0 | 0 | 0 | 0 | 0 | 0 | 0 | 0 | 0 | 0 | 0 | 0 | 0 | 0 | 0 | 0 | 0 | 0 | 0 | 0 | 0 | 0 | 0 | 0 | 0 | 0 | 0 | 0 | 0 | 0 | 0 | 0 | 0 | 0 | 0 | 0 | 0 | 0 | 0 | 0 | 0 | 0 | 0 | 0 | 0 | 0 | 0 | 0 | 0 | 0 | 0 | 0 | 0 | 0 | 0 | 0 | 0 | 0 | 0 | 0 | 0 | 0 | 0 | 0 | 0 | 0 | 0 | 0 | 0 | 0 | 0 | 0 | 0 | 0 | 0 | 0 | 0 | 0 | 0 | 0 | 0 | 0 | 0 | 0 | 0 | 0 | 0 | 0 | 0 | 0 | 0 | 0 | 0 | 0 | 0 | 0 | 0 | 0 | 0 | 0 | 0 | 0 | 0 | 0 | 0 | 0 | 0 | 0 | 0 | 0 | 0 | 0 | 0 | 0 | 0 | 0 | 0 | 0 | 0 | 0 | 0 | 0 | 0 | 0 | 0 | 0 | 0 | 0 | 0 | 0 | 0 | 0 | 0 | 0 | 0 | 0 | 0 | 0 | 0 | 0 | 0 | 0 | 0 | 0 | 0 | 0 | 0 | 0 | 0 | 0 | 0 | 0 | 0 | 0 | 0 | 0 | 0 | 0 | 0 | 0 | 0 | 0 | 0 | 0 | 0 | 0 | 0 | 0 | 0 | 0 | 0 | 0
OR_Commercial_Interruptible - College_Existing_Space Heating_Natural Gas_Windows - Secondary Glazing Systems_A | OR | Commercial | Interruptible - College | Existing | Space Heating | Natural Gas | Windows - Secondary Glazing Systems | A | OCM643 | Windows rated to U-Factor 0.62 and SHGC 0.27. | Windows rated to U-Factor 0.4 and SHGC 0.2. | 30 | 2.0253 | 0 | 0 | 7.42 | 0.76 | 0 | 0 | 0.28365 | 0.25 | sqft window | 47.83% | 63.78% | Discretionary | Retro1Slow_OR | 84.23% | Space Heating | 0% | -6.9179 |  | 150.3796 |  | 0 | RTF - ComSecondaryGlazingSystems_v1_1 | RTF - ComSecondaryGlazingSystems_v1_1 | RTF - ComSecondaryGlazingSystems_v1_1 | Windows rated to U-Factor 0.62 and SHGC 0.27. | Windows rated to U-Factor 0.62 and SHGC 0.27. | Windows rated to U-Factor 0.62 and SHGC 0.27. | Windows rated to U-Factor 0.62 and SHGC 0.27. | Windows rated to U-Factor 0.62 and SHGC 0.27. | Windows rated to U-Factor 0.62 and SHGC 0.27. | Windows rated to U-Factor 0.62 and SHGC 0.27. | Windows rated to U-Factor 0.62 and SHGC 0.27. | Windows rated to U-Factor 0.62 and SHGC 0.27. | Windows rated to U-Factor 0.62 and SHGC 0.27. | Windows rated to U-Factor 0.62 and SHGC 0.27. | Windows rated to U-Factor 0.62 and SHGC 0.27. | Windows rated to U-Factor 0.62 and SHGC 0.27. | Windows rated to U-Factor 0.62 and SHGC 0.27. | Windows rated to U-Factor 0.62 and SHGC 0.27. | Windows rated to U-Factor 0.62 and SHGC 0.27. | Windows rated to U-Factor 0.62 and SHGC 0.27. | Windows rated to U-Factor 0.62 and SHGC 0.27. | Windows rated to U-Factor 0.62 and SHGC 0.27. | Windows rated to U-Factor 0.62 and SHGC 0.27. | Windows rated to U-Factor 0.62 and SHGC 0.27. | Windows rated to U-Factor 0.62 and SHGC 0.27. | Windows rated to U-Factor 0.62 and SHGC 0.27. | Windows rated to U-Factor 0.62 and SHGC 0.27. | Windows rated to U-Factor 0.62 and SHGC 0.27. | Windows rated to U-Factor 0.62 and SHGC 0.27. | Windows rated to U-Factor 0.62 and SHGC 0.27. | Windows rated to U-Factor 0.4 and SHGC 0.2. | Windows rated to U-Factor 0.4 and SHGC 0.2. | Windows rated to U-Factor 0.4 and SHGC 0.2. | Windows rated to U-Factor 0.4 and SHGC 0.2. | Windows rated to U-Factor 0.4 and SHGC 0.2. | Windows rated to U-Factor 0.4 and SHGC 0.2. | Windows rated to U-Factor 0.4 and SHGC 0.2. | Windows rated to U-Factor 0.4 and SHGC 0.2. | Windows rated to U-Factor 0.4 and SHGC 0.2. | Windows rated to U-Factor 0.4 and SHGC 0.2. | Windows rated to U-Factor 0.4 and SHGC 0.2. | Windows rated to U-Factor 0.4 and SHGC 0.2. | Windows rated to U-Factor 0.4 and SHGC 0.2. | Windows rated to U-Factor 0.4 and SHGC 0.2. | Windows rated to U-Factor 0.4 and SHGC 0.2. | Windows rated to U-Factor 0.4 and SHGC 0.2. | Windows rated to U-Factor 0.4 and SHGC 0.2. | Windows rated to U-Factor 0.4 and SHGC 0.2. | Windows rated to U-Factor 0.4 and SHGC 0.2. | Windows rated to U-Factor 0.4 and SHGC 0.2. | Windows rated to U-Factor 0.4 and SHGC 0.2. | Windows rated to U-Factor 0.4 and SHGC 0.2. | Windows rated to U-Factor 0.4 and SHGC 0.2. | Windows rated to U-Factor 0.4 and SHGC 0.2. | Windows rated to U-Factor 0.4 and SHGC 0.2. | Windows rated to U-Factor 0.4 and SHGC 0.2. | Windows rated to U-Factor 0.4 and SHGC 0.2. | 7.42 | 7.42 | 7.42 | 7.42 | 7.42 | 7.42 | 7.42 | 7.42 | 7.42 | 7.42 | 7.42 | 7.42 | 7.42 | 7.42 | 7.42 | 7.42 | 7.42 | 7.42 | 7.42 | 7.42 | 7.42 | 7.42 | 7.42 | 7.42 | 7.42 | 7.42 | 7.42 | 0 | 0 | 0.56231 | 0.55294 | 0.54353 | 0.53412 | 0.52473 | 0.51535 | 0.50601 | 0.49672 | 0.48745 | 0.47823 | 0.46905 | 0.45993 | 0.45089 | 0.44193 | 0.43308 | 0.42454 | 0.41634 | 0.40821 | 0.40017 | 0.3922 | 0.38465 | 0.37721 | 0.36986 | 0.36259 | 0.3554 | 0.099384 | 0.052586 | 0.17487 | 0.27952 | 0.41681 | 0.58629 | 0.78306 | 0.99649 | 1.2095 | 1.3993 | 1.5398 | 1.6062 | 1.5812 | 1.4609 | 1.2588 | 1.0045 | 0.73627 | 0.52892 | 0.2829 | 0.22182 | 0 | 0 | 0 | 0 | 0 | 0.099384 | 0.15031 | 0.32262 | 0.59656 | 1.0029 | 1.5712 | 2.3258 | 3.2796 | 4.428 | 5.7434 | 7.1731 | 8.6398 | 10.0512 | 11.3125 | 12.3445 | 13.1057 | 13.5886 | 13.8524 | 13.8623 | 13.8082 | 13.5425 | 13.2804 | 13.0215 | 12.7658 | 12.5125 | 176.7409 | 95.1028 | 321.7235 | 523.3273 | 794.3378 | 1137.6614 | 1547.532 | 2006.1604 | 2481.2746 | 2926.0122 | 3282.7956 | 3492.2764 | 3506.8562 | 3305.8034 | 2906.5405 | 2365.9804 | 1768.4546 | 1295.6822 | 706.9638 | 565.571 | 0 | 0 | 0 | 0 | 0 | 176.7409 | 271.8438 | 593.5673 | 1116.8946 | 1911.2324 | 3048.8938 | 4596.4258 | 6602.5862 | 9083.8608 | 12009.873 | 15292.6686 | 18784.945 | 22291.8012 | 25597.6045 | 28504.1451 | 30870.1255 | 32638.58 | 33934.2622 | 34641.226 | 35206.797 | 35206.797 | 35206.797 | 35206.797 | 35206.797 | 35206.797 | 0.085467 | 0.045759 | 0.15401 | 0.24921 | 0.37628 | 0.53606 | 0.7253 | 0.93526 | 1.1506 | 1.3495 | 1.506 | 1.5936 | 1.5918 | 1.4928 | 1.3059 | 1.0583 | 0.78794 | 0.57514 | 0.31268 | 0.24927 | 0 | 0 | 0 | 0 | 0 | 0.085467 | 0.1308 | 0.28414 | 0.53188 | 0.90536 | 1.4366 | 2.1543 | 3.0781 | 4.2122 | 5.5392 | 7.0156 | 8.5719 | 10.1188 | 11.5594 | 12.8069 | 13.8078 | 14.5423 | 15.063 | 15.3212 | 15.517 | 15.4747 | 15.4345 | 15.3961 | 15.3593 | 15.324 | 150.2298 | 80.8374 | 273.465 | 444.8282 | 675.1871 | 967.0122 | 1315.4022 | 1705.2363 | 2109.0834 | 2487.1104 | 2790.3762 | 2968.4349 | 2980.8278 | 2809.9329 | 2470.5595 | 2011.0833 | 1503.1864 | 1101.3298 | 600.9192 | 480.7354 | 0 | 0 | 0 | 0 | 0 | 150.2298 | 231.0672 | 504.5322 | 949.3604 | 1624.5475 | 2591.5597 | 3906.9619 | 5612.1982 | 7721.2817 | 10208.3921 | 12998.7683 | 15967.2032 | 18948.031 | 21757.9639 | 24228.5233 | 26239.6066 | 27742.793 | 28844.1228 | 29445.0421 | 29925.7775 | 29925.7775 | 29925.7775 | 29925.7775 | 29925.7775 | 29925.7775 | 0.085488 | 0.04579 | 0.1542 | 0.24969 | 0.3773 | 0.53796 | 0.72855 | 0.94037 | 1.1581 | 1.3598 | 1.5192 | 1.6095 | 1.6097 | 1.5114 | 1.3238 | 1.0741 | 0.80079 | 0.58528 | 0.31861 | 0.25433 | 0 | 0 | 0 | 0 | 0 | 0.085488 | 0.13089 | 0.28449 | 0.5329 | 0.9078 | 1.4417 | 2.1639 | 3.0949 | 4.2397 | 5.5815 | 7.0772 | 8.6574 | 10.232 | 11.7032 | 12.9825 | 14.0149 | 14.7794 | 15.3286 | 15.6119 | 15.8323 | 15.8101 | 15.7898 | 15.7711 | 15.7541 | 15.7385 | 150.2298 | 80.8374 | 273.465 | 444.8282 | 675.1871 | 967.0122 | 1315.4022 | 1705.2363 | 2109.0834 | 2487.1104 | 2790.3762 | 2968.4349 | 2980.8278 | 2809.9329 | 2470.5595 | 2011.0833 | 1503.1864 | 1101.3298 | 600.9192 | 480.7354 | 0 | 0 | 0 | 0 | 0 | 150.2298 | 231.0672 | 504.5322 | 949.3604 | 1624.5475 | 2591.5597 | 3906.9619 | 5612.1982 | 7721.2817 | 10208.3921 | 12998.7683 | 15967.2032 | 18948.031 | 21757.9639 | 24228.5233 | 26239.6066 | 27742.793 | 28844.1228 | 29445.0421 | 29925.7775 | 29925.7775 | 29925.7775 | 29925.7775 | 29925.7775 | 29925.7775 | 0.085467 | 0.045759 | 0.15401 | 0.24921 | 0.37628 | 0.53606 | 0.7253 | 0.93526 | 1.1506 | 1.3495 | 1.506 | 1.5936 | 1.5918 | 1.4928 | 1.3059 | 1.0583 | 0.78794 | 0.57514 | 0.31268 | 0.24927 | 0 | 0 | 0 | 0 | 0 | 0.085467 | 0.1308 | 0.28414 | 0.53188 | 0.90536 | 1.4366 | 2.1543 | 3.0781 | 4.2122 | 5.5392 | 7.0156 | 8.5719 | 10.1188 | 11.5594 | 12.8069 | 13.8078 | 14.5423 | 15.063 | 15.3212 | 15.517 | 15.4747 | 15.4345 | 15.3961 | 15.3593 | 15.324 | 150.2298 | 80.8374 | 273.465 | 444.8282 | 675.1871 | 967.0122 | 1315.4022 | 1705.2363 | 2109.0834 | 2487.1104 | 2790.3762 | 2968.4349 | 2980.8278 | 2809.9329 | 2470.5595 | 2011.0833 | 1503.1864 | 1101.3298 | 600.9192 | 480.7354 | 0 | 0 | 0 | 0 | 0 | 150.2298 | 231.0672 | 504.5322 | 949.3604 | 1624.5475 | 2591.5597 | 3906.9619 | 5612.1982 | 7721.2817 | 10208.3921 | 12998.7683 | 15967.2032 | 18948.031 | 21757.9639 | 24228.5233 | 26239.6066 | 27742.793 | 28844.1228 | 29445.0421 | 29925.7775 | 29925.7775 | 29925.7775 | 29925.7775 | 29925.7775 | 29925.7775 | -6.7438 | -6.7644 | -6.785 | -6.8053 | -6.8254 | -6.8452 | -6.8647 | -6.8838 | -6.9024 | -6.9205 | -6.938 | -6.9548 | -6.971 | -6.9865 | -7.0011 | -7.0149 | -7.0279 | -7.0399 | -7.051 | -7.0611 | -7.0704 | -7.0789 | -7.0866 | -7.0937 | -7.1001 | 146.5935 | 147.0428 | 147.4892 | 147.9315 | 148.3686 | 148.7993 | 149.2226 | 149.6372 | 150.0417 | 150.4349 | 150.8154 | 151.1819 | 151.5335 | 151.869 | 152.1874 | 152.4879 | 152.7694 | 153.0308 | 153.272 | 153.4925 | 153.694 | 153.8782 | 154.0464 | 154.2 | 154.3404
OR_Commercial_Interruptible - College_Existing_Space Heating_Natural Gas_HVAC - Energy Recovery Ventilator_A | OR | Commercial | Interruptible - College | Existing | Space Heating | Natural Gas | HVAC - Energy Recovery Ventilator | A | OCM644 | No ERV | ERV | 20 | 0.14321 | 0 | 0 | 1.09 | 0 | 0 | 0 | 0.28365 | 0.25 | sqft | 5% | 20% | Discretionary | RetroEven20_OR | 82.88% | Space Heating | 0% | 858.8895 |  | 366.6738 |  | 0 | HRV-Cooling/Heating-E3T-1 | HRV-Cooling/Heating-E3T-1 | HRV-Cooling/Heating-E3T-1 | No ERV | No ERV | No ERV | No ERV | No ERV | No ERV | No ERV | No ERV | No ERV | No ERV | No ERV | No ERV | No ERV | No ERV | No ERV | No ERV | No ERV | No ERV | No ERV | No ERV | No ERV | No ERV | No ERV | No ERV | No ERV | No ERV | No ERV | ERV | ERV | ERV | ERV | ERV | ERV | ERV | ERV | ERV | ERV | ERV | ERV | ERV | ERV | ERV | ERV | ERV | ERV | ERV | ERV | ERV | ERV | ERV | ERV | ERV | ERV | ERV | 1.09 | 1.09 | 1.09 | 1.09 | 1.09 | 1.09 | 1.09 | 1.09 | 1.09 | 1.09 | 1.09 | 1.09 | 1.09 | 1.09 | 1.09 | 1.09 | 1.09 | 1.09 | 1.09 | 1.09 | 1.09 | 1.09 | 1.09 | 1.09 | 1.09 | 1.09 | 1.09 | 0 | 0 | 0.039682 | 0.038917 | 0.038103 | 0.037252 | 0.036354 | 0.035398 | 0.034377 | 0.033289 | 0.032137 | 0.030935 | 0.029706 | 0.028481 | 0.027295 | 0.026181 | 0.025165 | 0.024298 | 0.023579 | 0.022941 | 0.0224 | 0.021883 | 0.021462 | 0.021047 | 0.020636 | 0.020231 | 0.019829 | 0.34635 | 0.69721 | 0.68263 | 0.6674 | 0.6513 | 0.63417 | 0.61588 | 0.59639 | 0.57575 | 0.55422 | 0.53221 | 0.51026 | 0.48901 | 0.46905 | 0.45084 | 0.43531 | 0.42243 | 0.411 | 0.40131 | 0.39205 | 0 | 0 | 0 | 0 | 0 | 0.34635 | 1.0369 | 1.6978 | 2.3273 | 2.9225 | 3.4798 | 3.9953 | 4.4653 | 4.8865 | 5.258 | 5.5813 | 5.8614 | 6.1064 | 6.3262 | 6.5314 | 6.7418 | 6.9647 | 7.1873 | 7.4191 | 7.64 | 7.4929 | 7.3479 | 7.2046 | 7.0631 | 6.9229 | 8728.0865 | 17915.5459 | 17915.5459 | 17915.5459 | 17915.5459 | 17915.5459 | 17915.5459 | 17915.5459 | 17915.5459 | 17915.5459 | 17915.5459 | 17915.5459 | 17915.5459 | 17915.5459 | 17915.5459 | 17915.5459 | 17915.5459 | 17915.5459 | 17915.5459 | 17915.5459 | 0 | 0 | 0 | 0 | 0 | 8728.0865 | 26643.6323 | 44559.1782 | 62474.7241 | 80390.27 | 98305.8159 | 116221.3617 | 134136.9076 | 152052.4535 | 169967.9994 | 187883.5453 | 205799.0912 | 223714.637 | 241630.1829 | 259545.7288 | 277461.2747 | 295376.8206 | 313292.3665 | 331207.9123 | 349123.4582 | 349123.4582 | 349123.4582 | 349123.4582 | 349123.4582 | 349123.4582 | 0.29794 | 0.60712 | 0.60199 | 0.59627 | 0.58979 | 0.58238 | 0.5739 | 0.56429 | 0.55352 | 0.54175 | 0.52928 | 0.51654 | 0.50406 | 0.49238 | 0.48195 | 0.47369 | 0.46769 | 0.46291 | 0.4597 | 0.45685 | 0 | 0 | 0 | 0 | 0 | 0.29794 | 0.9029 | 1.4973 | 2.0793 | 2.6465 | 3.1956 | 3.723 | 4.2249 | 4.6978 | 5.1397 | 5.5507 | 5.9336 | 6.2943 | 6.6408 | 6.9821 | 7.3362 | 7.7109 | 8.0951 | 8.4986 | 8.9027 | 8.8784 | 8.8553 | 8.8333 | 8.8121 | 8.7919 | 7418.8735 | 15228.214 | 15228.214 | 15228.214 | 15228.214 | 15228.214 | 15228.214 | 15228.214 | 15228.214 | 15228.214 | 15228.214 | 15228.214 | 15228.214 | 15228.214 | 15228.214 | 15228.214 | 15228.214 | 15228.214 | 15228.214 | 15228.214 | 0 | 0 | 0 | 0 | 0 | 7418.8735 | 22647.0875 | 37875.3015 | 53103.5155 | 68331.7295 | 83559.9435 | 98788.1575 | 114016.3715 | 129244.5855 | 144472.7995 | 159701.0135 | 174929.2275 | 190157.4415 | 205385.6555 | 220613.8695 | 235842.0835 | 251070.2975 | 266298.5115 | 281526.7255 | 296754.9395 | 296754.9395 | 296754.9395 | 296754.9395 | 296754.9395 | 296754.9395 | 0.29802 | 0.60754 | 0.60274 | 0.59742 | 0.59138 | 0.58444 | 0.57647 | 0.56737 | 0.55713 | 0.54588 | 0.53393 | 0.52169 | 0.5097 | 0.49851 | 0.48856 | 0.4808 | 0.47532 | 0.47108 | 0.46842 | 0.46613 | 0 | 0 | 0 | 0 | 0 | 0.29802 | 0.90352 | 1.4991 | 2.0833 | 2.6536 | 3.2069 | 3.7397 | 4.248 | 4.7285 | 5.1789 | 5.5994 | 5.9928 | 6.3648 | 6.7235 | 7.0779 | 7.4462 | 7.8366 | 8.2378 | 8.6598 | 9.0836 | 9.0708 | 9.0591 | 9.0484 | 9.0386 | 9.0296 | 7418.8735 | 15228.214 | 15228.214 | 15228.214 | 15228.214 | 15228.214 | 15228.214 | 15228.214 | 15228.214 | 15228.214 | 15228.214 | 15228.214 | 15228.214 | 15228.214 | 15228.214 | 15228.214 | 15228.214 | 15228.214 | 15228.214 | 15228.214 | 0 | 0 | 0 | 0 | 0 | 7418.8735 | 22647.0875 | 37875.3015 | 53103.5155 | 68331.7295 | 83559.9435 | 98788.1575 | 114016.3715 | 129244.5855 | 144472.7995 | 159701.0135 | 174929.2275 | 190157.4415 | 205385.6555 | 220613.8695 | 235842.0835 | 251070.2975 | 266298.5115 | 281526.7255 | 296754.9395 | 296754.9395 | 296754.9395 | 296754.9395 | 296754.9395 | 296754.9395 | 0.29794 | 0.60712 | 0.60199 | 0.59627 | 0.58979 | 0.58238 | 0.5739 | 0.56429 | 0.55352 | 0.54175 | 0.52928 | 0.51654 | 0.50406 | 0.49238 | 0.48195 | 0.47369 | 0.46769 | 0.46291 | 0.4597 | 0.45685 | 0 | 0 | 0 | 0 | 0 | 0.29794 | 0.9029 | 1.4973 | 2.0793 | 2.6465 | 3.1956 | 3.723 | 4.2249 | 4.6978 | 5.1397 | 5.5507 | 5.9336 | 6.2943 | 6.6408 | 6.9821 | 7.3362 | 7.7109 | 8.0951 | 8.4986 | 8.9027 | 8.8784 | 8.8553 | 8.8333 | 8.8121 | 8.7919 | 7418.8735 | 15228.214 | 15228.214 | 15228.214 | 15228.214 | 15228.214 | 15228.214 | 15228.214 | 15228.214 | 15228.214 | 15228.214 | 15228.214 | 15228.214 | 15228.214 | 15228.214 | 15228.214 | 15228.214 | 15228.214 | 15228.214 | 15228.214 | 0 | 0 | 0 | 0 | 0 | 7418.8735 | 22647.0875 | 37875.3015 | 53103.5155 | 68331.7295 | 83559.9435 | 98788.1575 | 114016.3715 | 129244.5855 | 144472.7995 | 159701.0135 | 174929.2275 | 190157.4415 | 205385.6555 | 220613.8695 | 235842.0835 | 251070.2975 | 266298.5115 | 281526.7255 | 296754.9395 | 296754.9395 | 296754.9395 | 296754.9395 | 296754.9395 | 296754.9395 | 837.2654 | 839.8314 | 842.3808 | 844.907 | 847.4035 | 849.8636 | 852.281 | 854.6491 | 856.9597 | 859.2052 | 861.3782 | 863.472 | 865.48 | 867.3962 | 869.2149 | 870.9307 | 872.5387 | 874.0319 | 875.4095 | 876.6688 | 877.8197 | 878.8713 | 879.8321 | 880.7097 | 881.5112 | 357.4421 | 358.5375 | 359.6259 | 360.7044 | 361.7702 | 362.8204 | 363.8525 | 364.8634 | 365.8499 | 366.8085 | 367.7362 | 368.6301 | 369.4873 | 370.3054 | 371.0818 | 371.8143 | 372.5008 | 373.1383 | 373.7264 | 374.264 | 374.7553 | 375.2043 | 375.6145 | 375.9891 | 376.3313
OR_Commercial_Interruptible - College_Existing_Space Heating_Natural Gas_Building Shell - Air Sealing (Infiltration Control)_A | OR | Commercial | Interruptible - College | Existing | Space Heating | Natural Gas | Building Shell - Air Sealing (Infiltration Control) | A | OCM645 | Building with air infiltration. | Air sealing to reduce air infiltration. | 10 | 4.4494 | 0 | 0 | 1.47 | 0.53 | 0 | 0 | 0.28365 | 0.25 | foot door | 45% | 66.67% | Discretionary | Retro1Slow_OR | 84.23% | Space Heating | 0% | -58.3415 |  | 24.0764 |  | 0 | IL TRM - CI-MSC-WTST-V01-200101 | IL TRM - CI-MSC-WTST-V01-200101 | IL TRM - CI-MSC-WTST-V01-200101 | Building with air infiltration. | Building with air infiltration. | Building with air infiltration. | Building with air infiltration. | Building with air infiltration. | Building with air infiltration. | Building with air infiltration. | Building with air infiltration. | Building with air infiltration. | Building with air infiltration. | Building with air infiltration. | Building with air infiltration. | Building with air infiltration. | Building with air infiltration. | Building with air infiltration. | Building with air infiltration. | Building with air infiltration. | Building with air infiltration. | Building with air infiltration. | Building with air infiltration. | Building with air infiltration. | Building with air infiltration. | Building with air infiltration. | Building with air infiltration. | Building with air infiltration. | Building with air infiltration. | Building with air infiltration. | Air sealing to reduce air infiltration. | Air sealing to reduce air infiltration. | Air sealing to reduce air infiltration. | Air sealing to reduce air infiltration. | Air sealing to reduce air infiltration. | Air sealing to reduce air infiltration. | Air sealing to reduce air infiltration. | Air sealing to reduce air infiltration. | Air sealing to reduce air infiltration. | Air sealing to reduce air infiltration. | Air sealing to reduce air infiltration. | Air sealing to reduce air infiltration. | Air sealing to reduce air infiltration. | Air sealing to reduce air infiltration. | Air sealing to reduce air infiltration. | Air sealing to reduce air infiltration. | Air sealing to reduce air infiltration. | Air sealing to reduce air infiltration. | Air sealing to reduce air infiltration. | Air sealing to reduce air infiltration. | Air sealing to reduce air infiltration. | Air sealing to reduce air infiltration. | Air sealing to reduce air infiltration. | Air sealing to reduce air infiltration. | Air sealing to reduce air infiltration. | Air sealing to reduce air infiltration. | Air sealing to reduce air infiltration. | 1.47 | 1.47 | 1.47 | 1.47 | 1.47 | 1.47 | 1.47 | 1.47 | 1.47 | 1.47 | 1.47 | 1.47 | 1.47 | 1.47 | 1.47 | 1.47 | 1.47 | 1.47 | 1.47 | 1.47 | 1.47 | 1.47 | 1.47 | 1.47 | 1.47 | 1.47 | 1.47 | 0 | 0 | 1.2365 | 1.2182 | 1.1997 | 1.1812 | 1.1627 | 1.1441 | 1.1256 | 1.107 | 1.0886 | 1.0701 | 1.0517 | 1.0334 | 1.0152 | 0.99701 | 0.97895 | 0.961 | 0.94315 | 0.92544 | 0.90788 | 0.89048 | 0.87335 | 0.85645 | 0.83976 | 0.82327 | 0.80694 | 0.0043649 | 0.0023139 | 0.007709 | 0.012346 | 0.018446 | 0.025997 | 0.03479 | 0.044358 | 0.053947 | 0.062539 | 0.065246 | 0.070118 | 0.064581 | 0.055408 | 0.041299 | 0.023576 | 0.0041616 | 0 | 0 | 0 | 0 | 0 | 0 | 0 | 0 | 0.0043649 | 0.0066141 | 0.014223 | 0.026349 | 0.044382 | 0.069671 | 0.10333 | 0.14599 | 0.1975 | 0.25669 | 0.31753 | 0.38211 | 0.43995 | 0.48749 | 0.51996 | 0.534 | 0.52824 | 0.51832 | 0.50849 | 0.49874 | 0.48915 | 0.47969 | 0.47034 | 0.4611 | 0.45195 | 3.53 | 1.8995 | 6.4257 | 10.4524 | 15.8652 | 22.7224 | 30.9087 | 40.0688 | 49.5582 | 58.4409 | 62.0369 | 67.8513 | 63.6163 | 55.5741 | 42.1868 | 24.5331 | 4.4125 | 0 | 0 | 0 | 0 | 0 | 0 | 0 | 0 | 3.53 | 5.4295 | 11.8552 | 22.3076 | 38.1728 | 60.8952 | 91.8039 | 131.8727 | 181.4309 | 239.8718 | 301.9086 | 369.76 | 433.3763 | 488.9503 | 531.1371 | 555.6702 | 560.0826 | 560.0826 | 560.0826 | 560.0826 | 560.0826 | 560.0826 | 560.0826 | 560.0826 | 560.0826 | 0.0037532 | 0.0020126 | 0.0067846 | 0.010997 | 0.016631 | 0.023732 | 0.032164 | 0.041542 | 0.051192 | 0.060148 | 0.063618 | 0.069332 | 0.064776 | 0.056391 | 0.042662 | 0.024728 | 0.0044331 | 0 | 0 | 0 | 0 | 0 | 0 | 0 | 0 | 0.0037532 | 0.005753 | 0.012517 | 0.023469 | 0.040015 | 0.063601 | 0.095531 | 0.13672 | 0.18741 | 0.24688 | 0.3096 | 0.37783 | 0.44128 | 0.49614 | 0.53712 | 0.56007 | 0.5627 | 0.56096 | 0.55928 | 0.55769 | 0.55617 | 0.55473 | 0.55335 | 0.55203 | 0.55076 | 3.0005 | 1.6146 | 5.4619 | 8.8845 | 13.4854 | 19.314 | 26.2724 | 34.0585 | 42.1245 | 49.6748 | 52.7313 | 57.6736 | 54.0738 | 47.238 | 35.8588 | 20.8531 | 3.7506 | 0 | 0 | 0 | 0 | 0 | 0 | 0 | 0 | 3.0005 | 4.6151 | 10.077 | 18.9615 | 32.4469 | 51.7609 | 78.0333 | 112.0918 | 154.2162 | 203.891 | 256.6223 | 314.296 | 368.3698 | 415.6078 | 451.4665 | 472.3196 | 476.0702 | 476.0702 | 476.0702 | 476.0702 | 476.0702 | 476.0702 | 476.0702 | 476.0702 | 476.0702 | 0.0037541 | 0.002014 | 0.0067931 | 0.011018 | 0.016676 | 0.023816 | 0.032307 | 0.04177 | 0.051526 | 0.060607 | 0.064177 | 0.070024 | 0.065501 | 0.057093 | 0.043247 | 0.025098 | 0.0045054 | 0 | 0 | 0 | 0 | 0 | 0 | 0 | 0 | 0.0037541 | 0.0057569 | 0.012533 | 0.023514 | 0.040123 | 0.063826 | 0.095959 | 0.13747 | 0.18864 | 0.24876 | 0.31232 | 0.3816 | 0.44622 | 0.50231 | 0.54449 | 0.56848 | 0.57188 | 0.57085 | 0.56989 | 0.56902 | 0.56822 | 0.5675 | 0.56683 | 0.56622 | 0.56566 | 3.0005 | 1.6146 | 5.4619 | 8.8845 | 13.4854 | 19.314 | 26.2724 | 34.0585 | 42.1245 | 49.6748 | 52.7313 | 57.6736 | 54.0738 | 47.238 | 35.8588 | 20.8531 | 3.7506 | 0 | 0 | 0 | 0 | 0 | 0 | 0 | 0 | 3.0005 | 4.6151 | 10.077 | 18.9615 | 32.4469 | 51.7609 | 78.0333 | 112.0918 | 154.2162 | 203.891 | 256.6223 | 314.296 | 368.3698 | 415.6078 | 451.4665 | 472.3196 | 476.0702 | 476.0702 | 476.0702 | 476.0702 | 476.0702 | 476.0702 | 476.0702 | 476.0702 | 476.0702 | 0.0037532 | 0.0020126 | 0.0067846 | 0.010997 | 0.016631 | 0.023732 | 0.032164 | 0.041542 | 0.051192 | 0.060148 | 0.063618 | 0.069332 | 0.064776 | 0.056391 | 0.042662 | 0.024728 | 0.0044331 | 0 | 0 | 0 | 0 | 0 | 0 | 0 | 0 | 0.0037532 | 0.005753 | 0.012517 | 0.023469 | 0.040015 | 0.063601 | 0.095531 | 0.13672 | 0.18741 | 0.24688 | 0.3096 | 0.37783 | 0.44128 | 0.49614 | 0.53712 | 0.56007 | 0.5627 | 0.56096 | 0.55928 | 0.55769 | 0.55617 | 0.55473 | 0.55335 | 0.55203 | 0.55076 | 3.0005 | 1.6146 | 5.4619 | 8.8845 | 13.4854 | 19.314 | 26.2724 | 34.0585 | 42.1245 | 49.6748 | 52.7313 | 57.6736 | 54.0738 | 47.238 | 35.8588 | 20.8531 | 3.7506 | 0 | 0 | 0 | 0 | 0 | 0 | 0 | 0 | 3.0005 | 4.6151 | 10.077 | 18.9615 | 32.4469 | 51.7609 | 78.0333 | 112.0918 | 154.2162 | 203.891 | 256.6223 | 314.296 | 368.3698 | 415.6078 | 451.4665 | 472.3196 | 476.0702 | 476.0702 | 476.0702 | 476.0702 | 476.0702 | 476.0702 | 476.0702 | 476.0702 | 476.0702 | -56.8726 | -57.0469 | -57.2201 | -57.3917 | -57.5613 | -57.7284 | -57.8926 | -58.0535 | -58.2104 | -58.3629 | -58.5105 | -58.6528 | -58.7892 | -58.9193 | -59.0429 | -59.1594 | -59.2686 | -59.3701 | -59.4636 | -59.5492 | -59.6274 | -59.6988 | -59.7641 | -59.8237 | -59.8781 | 23.4702 | 23.5421 | 23.6136 | 23.6844 | 23.7544 | 23.8234 | 23.8911 | 23.9575 | 24.0223 | 24.0852 | 24.1462 | 24.2048 | 24.2611 | 24.3148 | 24.3658 | 24.4139 | 24.459 | 24.5009 | 24.5395 | 24.5748 | 24.607 | 24.6365 | 24.6635 | 24.6881 | 24.7105
OR_Commercial_Interruptible - College_Existing_Space Heating_Natural Gas_Ventilation - Demand Controlled_A | OR | Commercial | Interruptible - College | Existing | Space Heating | Natural Gas | Ventilation - Demand Controlled | A | OCM646 | No occupancy based outdoor air controls. | Outdoor air controlled based on occupancy to meet ASHRAE 62.1 | 10 | 0.035244 | 0 | 0 | 0.25 | 0.01 | 0 | 0 | 0.28365 | 0.25 | sqft | 55% | 75% | Discretionary | Retro5Med_OR | 81.34% | Central Systems | 0% | 851.696 |  | 516.9357 |  | 0 | IL TRM - CI-HVC-DCV-V05-190101 | VENT_DCV-Heating-7PLN-v5-8 | IL TRM - CI-HVC-DCV-V05-190101 | No occupancy based outdoor air controls. | No occupancy based outdoor air controls. | No occupancy based outdoor air controls. | No occupancy based outdoor air controls. | No occupancy based outdoor air controls. | No occupancy based outdoor air controls. | No occupancy based outdoor air controls. | No occupancy based outdoor air controls. | No occupancy based outdoor air controls. | No occupancy based outdoor air controls. | No occupancy based outdoor air controls. | No occupancy based outdoor air controls. | No occupancy based outdoor air controls. | No occupancy based outdoor air controls. | No occupancy based outdoor air controls. | No occupancy based outdoor air controls. | No occupancy based outdoor air controls. | No occupancy based outdoor air controls. | No occupancy based outdoor air controls. | No occupancy based outdoor air controls. | No occupancy based outdoor air controls. | No occupancy based outdoor air controls. | No occupancy based outdoor air controls. | No occupancy based outdoor air controls. | No occupancy based outdoor air controls. | No occupancy based outdoor air controls. | No occupancy based outdoor air controls. | Outdoor air controlled based on occupancy to meet ASHRAE 62.1 | Outdoor air controlled based on occupancy to meet ASHRAE 62.1 | Outdoor air controlled based on occupancy to meet ASHRAE 62.1 | Outdoor air controlled based on occupancy to meet ASHRAE 62.1 | Outdoor air controlled based on occupancy to meet ASHRAE 62.1 | Outdoor air controlled based on occupancy to meet ASHRAE 62.1 | Outdoor air controlled based on occupancy to meet ASHRAE 62.1 | Outdoor air controlled based on occupancy to meet ASHRAE 62.1 | Outdoor air controlled based on occupancy to meet ASHRAE 62.1 | Outdoor air controlled based on occupancy to meet ASHRAE 62.1 | Outdoor air controlled based on occupancy to meet ASHRAE 62.1 | Outdoor air controlled based on occupancy to meet ASHRAE 62.1 | Outdoor air controlled based on occupancy to meet ASHRAE 62.1 | Outdoor air controlled based on occupancy to meet ASHRAE 62.1 | Outdoor air controlled based on occupancy to meet ASHRAE 62.1 | Outdoor air controlled based on occupancy to meet ASHRAE 62.1 | Outdoor air controlled based on occupancy to meet ASHRAE 62.1 | Outdoor air controlled based on occupancy to meet ASHRAE 62.1 | Outdoor air controlled based on occupancy to meet ASHRAE 62.1 | Outdoor air controlled based on occupancy to meet ASHRAE 62.1 | Outdoor air controlled based on occupancy to meet ASHRAE 62.1 | Outdoor air controlled based on occupancy to meet ASHRAE 62.1 | Outdoor air controlled based on occupancy to meet ASHRAE 62.1 | Outdoor air controlled based on occupancy to meet ASHRAE 62.1 | Outdoor air controlled based on occupancy to meet ASHRAE 62.1 | Outdoor air controlled based on occupancy to meet ASHRAE 62.1 | Outdoor air controlled based on occupancy to meet ASHRAE 62.1 | 0.25 | 0.25 | 0.25 | 0.25 | 0.25 | 0.25 | 0.25 | 0.25 | 0.25 | 0.25 | 0.25 | 0.25 | 0.25 | 0.25 | 0.25 | 0.25 | 0.25 | 0.25 | 0.25 | 0.25 | 0.25 | 0.25 | 0.25 | 0.25 | 0.25 | 0.25 | 0.25 | 0 | 0 | 0.0097512 | 0.0095345 | 0.0093071 | 0.0090721 | 0.0088268 | 0.0085687 | 0.0082965 | 0.0080096 | 0.007709 | 0.0073982 | 0.0070827 | 0.0067722 | 0.0064749 | 0.0061959 | 0.0059413 | 0.005723 | 0.0055404 | 0.0053777 | 0.0052383 | 0.0051052 | 0.0050069 | 0.00491 | 0.0048143 | 0.0047197 | 0.004626 | 0.19518 | 0.23433 | 0.27991 | 0.31673 | 0.3515 | 0.39893 | 0.42373 | 0.4179 | 0.37904 | 0.31268 | 0.089878 | 0 | 0 | 0 | 0 | 0 | 0 | 0 | 0 | 0 | 0 | 0 | 0 | 0 | 0 | 0.19518 | 0.42517 | 0.69495 | 0.99413 | 1.3187 | 1.6791 | 2.0495 | 2.3965 | 2.6857 | 2.89 | 2.8567 | 2.7314 | 2.6115 | 2.499 | 2.3963 | 2.3083 | 2.2346 | 2.169 | 2.1128 | 2.0591 | 2.0194 | 1.9804 | 1.9417 | 1.9036 | 1.8658 | 20016.4116 | 24576.9612 | 30075.0082 | 34912.3458 | 39821.9515 | 46556.648 | 51073.3658 | 52175.0509 | 49168.7239 | 42264.6829 | 12689.7844 | 0 | 0 | 0 | 0 | 0 | 0 | 0 | 0 | 0 | 0 | 0 | 0 | 0 | 0 | 20016.4116 | 44593.3728 | 74668.381 | 109580.7269 | 149402.6783 | 195959.3263 | 247032.6921 | 299207.743 | 348376.4669 | 390641.1497 | 403330.9342 | 403330.9342 | 403330.9342 | 403330.9342 | 403330.9342 | 403330.9342 | 403330.9342 | 403330.9342 | 403330.9342 | 403330.9342 | 403330.9342 | 403330.9342 | 403330.9342 | 403330.9342 | 403330.9342 | 0.16794 | 0.20419 | 0.24712 | 0.28342 | 0.31895 | 0.36726 | 0.39601 | 0.39675 | 0.36582 | 0.30697 | 0.089813 | 0 | 0 | 0 | 0 | 0 | 0 | 0 | 0 | 0 | 0 | 0 | 0 | 0 | 0 | 0.16794 | 0.37048 | 0.61354 | 0.88958 | 1.1966 | 1.5458 | 1.9154 | 2.2753 | 2.5919 | 2.8373 | 2.8546 | 2.7795 | 2.7069 | 2.6389 | 2.5778 | 2.5286 | 2.4915 | 2.4611 | 2.4391 | 2.419 | 2.4124 | 2.4062 | 2.4002 | 2.3944 | 2.3889 | 17013.9499 | 20890.417 | 25563.757 | 29675.4939 | 33848.6587 | 39573.1508 | 43412.361 | 44348.7932 | 41793.4153 | 35924.9805 | 10786.3168 | 0 | 0 | 0 | 0 | 0 | 0 | 0 | 0 | 0 | 0 | 0 | 0 | 0 | 0 | 17013.9499 | 37904.3669 | 63468.1239 | 93143.6178 | 126992.2766 | 166565.4274 | 209977.7883 | 254326.5815 | 296119.9968 | 332044.9773 | 342831.2941 | 342831.2941 | 342831.2941 | 342831.2941 | 342831.2941 | 342831.2941 | 342831.2941 | 342831.2941 | 342831.2941 | 342831.2941 | 342831.2941 | 342831.2941 | 342831.2941 | 342831.2941 | 342831.2941 | 0.16798 | 0.20433 | 0.24743 | 0.28396 | 0.3198 | 0.36856 | 0.39778 | 0.39892 | 0.3682 | 0.30931 | 0.090602 | 0 | 0 | 0 | 0 | 0 | 0 | 0 | 0 | 0 | 0 | 0 | 0 | 0 | 0 | 0.16798 | 0.37074 | 0.6143 | 0.89129 | 1.1998 | 1.5513 | 1.924 | 2.2877 | 2.6088 | 2.8589 | 2.8797 | 2.8072 | 2.7372 | 2.6718 | 2.6132 | 2.5665 | 2.5321 | 2.5045 | 2.4853 | 2.4682 | 2.4647 | 2.4615 | 2.4586 | 2.456 | 2.4535 | 17013.9499 | 20890.417 | 25563.757 | 29675.4939 | 33848.6587 | 39573.1508 | 43412.361 | 44348.7932 | 41793.4153 | 35924.9805 | 10786.3168 | 0 | 0 | 0 | 0 | 0 | 0 | 0 | 0 | 0 | 0 | 0 | 0 | 0 | 0 | 17013.9499 | 37904.3669 | 63468.1239 | 93143.6178 | 126992.2766 | 166565.4274 | 209977.7883 | 254326.5815 | 296119.9968 | 332044.9773 | 342831.2941 | 342831.2941 | 342831.2941 | 342831.2941 | 342831.2941 | 342831.2941 | 342831.2941 | 342831.2941 | 342831.2941 | 342831.2941 | 342831.2941 | 342831.2941 | 342831.2941 | 342831.2941 | 342831.2941 | 0.16794 | 0.20419 | 0.24712 | 0.28342 | 0.31895 | 0.36726 | 0.39601 | 0.39675 | 0.36582 | 0.30697 | 0.089813 | 0 | 0 | 0 | 0 | 0 | 0 | 0 | 0 | 0 | 0 | 0 | 0 | 0 | 0 | 0.16794 | 0.37048 | 0.61354 | 0.88958 | 1.1966 | 1.5458 | 1.9154 | 2.2753 | 2.5919 | 2.8373 | 2.8546 | 2.7795 | 2.7069 | 2.6389 | 2.5778 | 2.5286 | 2.4915 | 2.4611 | 2.4391 | 2.419 | 2.4124 | 2.4062 | 2.4002 | 2.3944 | 2.3889 | 17013.9499 | 20890.417 | 25563.757 | 29675.4939 | 33848.6587 | 39573.1508 | 43412.361 | 44348.7932 | 41793.4153 | 35924.9805 | 10786.3168 | 0 | 0 | 0 | 0 | 0 | 0 | 0 | 0 | 0 | 0 | 0 | 0 | 0 | 0 | 17013.9499 | 37904.3669 | 63468.1239 | 93143.6178 | 126992.2766 | 166565.4274 | 209977.7883 | 254326.5815 | 296119.9968 | 332044.9773 | 342831.2941 | 342831.2941 | 342831.2941 | 342831.2941 | 342831.2941 | 342831.2941 | 342831.2941 | 342831.2941 | 342831.2941 | 342831.2941 | 342831.2941 | 342831.2941 | 342831.2941 | 342831.2941 | 342831.2941 | 830.253 | 832.7975 | 835.3255 | 837.8306 | 840.3062 | 842.7457 | 845.1428 | 847.4911 | 849.7824 | 852.0091 | 854.1639 | 856.2401 | 858.2313 | 860.1315 | 861.9349 | 863.6364 | 865.2308 | 866.7116 | 868.0776 | 869.3264 | 870.4676 | 871.5105 | 872.4632 | 873.3335 | 874.1283 | 503.9209 | 505.4653 | 506.9997 | 508.5201 | 510.0227 | 511.5034 | 512.9583 | 514.3835 | 515.7742 | 517.1257 | 518.4336 | 519.6938 | 520.9023 | 522.0556 | 523.1502 | 524.1829 | 525.1507 | 526.0494 | 526.8785 | 527.6364 | 528.3291 | 528.9621 | 529.5403 | 530.0685 | 530.5509
OR_Commercial_Interruptible - College_Existing_Space Heating_Natural Gas_HVAC - Dedicated Outdoor Air System (DOAS)_A | OR | Commercial | Interruptible - College | Existing | Space Heating | Natural Gas | HVAC - Dedicated Outdoor Air System (DOAS) | A | OCM647 | No DOAS. | Outdoor air supplied by a DOAS. | 20 | 0.22995 | 0 | 0 | 9.88 | 0 | 0 | 0 | 0.28365 | 0.25 | sqft | 3.406% | 10.95% | Discretionary | RetroEven20_OR | 82.88% | Central Systems | 0% | 4848.7316 |  | 2070.0015 |  | 0 | 2021P_Com-VRF-DOAS-2021P_V2 | 2021P_Com-VRF-DOAS-2021P_V2 | 2021P_Com-VRF-DOAS-2021P_V2 | No DOAS. | No DOAS. | No DOAS. | No DOAS. | No DOAS. | No DOAS. | No DOAS. | No DOAS. | No DOAS. | No DOAS. | No DOAS. | No DOAS. | No DOAS. | No DOAS. | No DOAS. | No DOAS. | No DOAS. | No DOAS. | No DOAS. | No DOAS. | No DOAS. | No DOAS. | No DOAS. | No DOAS. | No DOAS. | No DOAS. | No DOAS. | Outdoor air supplied by a DOAS. | Outdoor air supplied by a DOAS. | Outdoor air supplied by a DOAS. | Outdoor air supplied by a DOAS. | Outdoor air supplied by a DOAS. | Outdoor air supplied by a DOAS. | Outdoor air supplied by a DOAS. | Outdoor air supplied by a DOAS. | Outdoor air supplied by a DOAS. | Outdoor air supplied by a DOAS. | Outdoor air supplied by a DOAS. | Outdoor air supplied by a DOAS. | Outdoor air supplied by a DOAS. | Outdoor air supplied by a DOAS. | Outdoor air supplied by a DOAS. | Outdoor air supplied by a DOAS. | Outdoor air supplied by a DOAS. | Outdoor air supplied by a DOAS. | Outdoor air supplied by a DOAS. | Outdoor air supplied by a DOAS. | Outdoor air supplied by a DOAS. | Outdoor air supplied by a DOAS. | Outdoor air supplied by a DOAS. | Outdoor air supplied by a DOAS. | Outdoor air supplied by a DOAS. | Outdoor air supplied by a DOAS. | Outdoor air supplied by a DOAS. | 9.88 | 9.88 | 9.88 | 9.88 | 9.88 | 9.88 | 9.88 | 9.88 | 9.88 | 9.88 | 9.88 | 9.88 | 9.88 | 9.88 | 9.88 | 9.88 | 9.88 | 9.88 | 9.88 | 9.88 | 9.88 | 9.88 | 9.88 | 9.88 | 9.88 | 9.88 | 9.88 | 0 | 0 | 0.063349 | 0.061483 | 0.059543 | 0.057633 | 0.055734 | 0.053781 | 0.051749 | 0.049649 | 0.047503 | 0.045346 | 0.04323 | 0.041183 | 0.039234 | 0.037415 | 0.03576 | 0.034357 | 0.0332 | 0.032167 | 0.031283 | 0.030438 | 0.029852 | 0.029274 | 0.028703 | 0.028139 | 0.02758 | 0.27792 | 0.55365 | 0.53619 | 0.51899 | 0.50189 | 0.48431 | 0.466 | 0.44709 | 0.42777 | 0.40834 | 0.38929 | 0.37085 | 0.35331 | 0.33693 | 0.32202 | 0.30939 | 0.29896 | 0.28967 | 0.2817 | 0.2741 | 0 | 0 | 0 | 0 | 0 | 0.27792 | 0.82338 | 1.3336 | 1.8098 | 2.2521 | 2.6575 | 3.023 | 3.3474 | 3.6305 | 3.874 | 4.0826 | 4.2601 | 4.4118 | 4.5442 | 4.6652 | 4.7916 | 4.9291 | 5.0655 | 5.2079 | 5.3413 | 5.2385 | 5.1371 | 5.0369 | 4.9379 | 4.8399 | 4387.0793 | 9005.0574 | 9005.0574 | 9005.0574 | 9005.0574 | 9005.0574 | 9005.0574 | 9005.0574 | 9005.0574 | 9005.0574 | 9005.0574 | 9005.0574 | 9005.0574 | 9005.0574 | 9005.0574 | 9005.0574 | 9005.0574 | 9005.0574 | 9005.0574 | 9005.0574 | 0 | 0 | 0 | 0 | 0 | 4387.0793 | 13392.1367 | 22397.1941 | 31402.2515 | 40407.3089 | 49412.3663 | 58417.4238 | 67422.4812 | 76427.5386 | 85432.596 | 94437.6534 | 103442.7109 | 112447.7683 | 121452.8257 | 130457.8831 | 139462.9405 | 148467.998 | 157473.0554 | 166478.1128 | 175483.1702 | 175483.1702 | 175483.1702 | 175483.1702 | 175483.1702 | 175483.1702 | 0.23928 | 0.48329 | 0.47477 | 0.46627 | 0.45766 | 0.44846 | 0.43847 | 0.42775 | 0.41641 | 0.40468 | 0.39294 | 0.3814 | 0.37032 | 0.35997 | 0.35066 | 0.3432 | 0.33764 | 0.33302 | 0.32959 | 0.32643 | 0 | 0 | 0 | 0 | 0 | 0.23928 | 0.71873 | 1.1808 | 1.626 | 2.0536 | 2.4608 | 2.8445 | 3.2026 | 3.5341 | 3.8393 | 4.1208 | 4.3812 | 4.6243 | 4.8549 | 5.08 | 5.3153 | 5.5668 | 5.8236 | 6.0931 | 6.3611 | 6.3438 | 6.3272 | 6.3114 | 6.2963 | 6.2818 | 3729.0174 | 7654.2988 | 7654.2988 | 7654.2988 | 7654.2988 | 7654.2988 | 7654.2988 | 7654.2988 | 7654.2988 | 7654.2988 | 7654.2988 | 7654.2988 | 7654.2988 | 7654.2988 | 7654.2988 | 7654.2988 | 7654.2988 | 7654.2988 | 7654.2988 | 7654.2988 | 0 | 0 | 0 | 0 | 0 | 3729.0174 | 11383.3162 | 19037.615 | 26691.9138 | 34346.2126 | 42000.5114 | 49654.8102 | 57309.109 | 64963.4078 | 72617.7066 | 80272.0054 | 87926.3042 | 95580.603 | 103234.9018 | 110889.2006 | 118543.4995 | 126197.7983 | 133852.0971 | 141506.3959 | 149160.6947 | 149160.6947 | 149160.6947 | 149160.6947 | 149160.6947 | 149160.6947 | 0 | 0 | 0 | 0 | 0 | 0 | 0 | 0 | 0 | 0 | 0 | 0 | 0 | 0 | 0 | 0 | 0 | 0 | 0 | 0 | 0 | 0 | 0 | 0 | 0 | 0 | 0 | 0 | 0 | 0 | 0 | 0 | 0 | 0 | 0 | 0 | 0 | 0 | 0 | 0 | 0 | 0 | 0 | 0 | 0 | 0 | 0 | 0 | 0 | 0 | 0 | 0 | 0 | 0 | 0 | 0 | 0 | 0 | 0 | 0 | 0 | 0 | 0 | 0 | 0 | 0 | 0 | 0 | 0 | 0 | 0 | 0 | 0 | 0 | 0 | 0 | 0 | 0 | 0 | 0 | 0 | 0 | 0 | 0 | 0 | 0 | 0 | 0 | 0 | 0 | 0 | 0 | 0 | 0 | 0 | 0 | 0 | 0 | 0 | 0 | 0 | 0 | 0 | 0 | 0 | 0 | 0 | 0 | 0 | 0 | 0 | 0 | 0 | 0 | 0 | 0 | 0 | 0 | 0 | 0 | 0 | 0 | 0 | 0 | 0 | 0 | 0 | 0 | 0 | 0 | 0 | 0 | 0 | 0 | 0 | 0 | 0 | 0 | 0 | 0 | 0 | 0 | 0 | 0 | 0 | 0 | 0 | 0 | 0 | 0 | 0 | 0 | 0 | 0 | 0 | 0 | 0 | 0 | 0 | 0 | 0 | 0 | 0 | 0 | 0 | 0 | 0 | 0 | 0 | 0 | 0 | 0 | 0 | 0 | 0 | 0 | 0 | 0 | 0 | 0 | 0 | 0 | 0 | 0 | 0 | 0 | 0 | 0 | 0 | 0 | 0 | 0 | 0 | 0 | 0 | 0 | 0 | 0 | 0 | 0 | 4726.656 | 4741.1415 | 4755.5338 | 4769.7953 | 4783.8888 | 4797.7772 | 4811.424 | 4824.7927 | 4837.8371 | 4850.5136 | 4862.7812 | 4874.6012 | 4885.9371 | 4896.7547 | 4907.0218 | 4916.7083 | 4925.7857 | 4934.2155 | 4941.9924 | 4949.1016 | 4955.5989 | 4961.5359 | 4966.9599 | 4971.9142 | 4976.439 | 2017.8855 | 2024.0696 | 2030.2139 | 2036.3023 | 2042.319 | 2048.2483 | 2054.0743 | 2059.7816 | 2065.3505 | 2070.7623 | 2075.9995 | 2081.0457 | 2085.8851 | 2090.5034 | 2094.8865 | 2099.0218 | 2102.8971 | 2106.496 | 2109.816 | 2112.851 | 2115.6249 | 2118.1595 | 2120.475 | 2122.5901 | 2124.5218
OR_Commercial_Interruptible - College_Existing_Space Heating_Natural Gas_Destratification Fans (HVLS)_A | OR | Commercial | Interruptible - College | Existing | Space Heating | Natural Gas | Destratification Fans (HVLS) | A | OCM648 | No destratification fans. | High volume low speed destratification fans. | 15 | 718.9258 | 0 | 0 | 9799.26 | 0 | 0 | 0 | 0.28365 | 0.25 | Strat Fan | 15% | 33.33% | Discretionary | RetroEven20_OR | 82.88% | Space Heating | 0% | 1791.511 |  | 764.8249 |  | 0 | DL20_IHVLS-Ag-2021PLN-v2-8 | DL20_IHVLS-Ag-2021PLN-v2-8 | HVLS-Heating-AEG-v5.0-121 | No destratification fans. | No destratification fans. | No destratification fans. | No destratification fans. | No destratification fans. | No destratification fans. | No destratification fans. | No destratification fans. | No destratification fans. | No destratification fans. | No destratification fans. | No destratification fans. | No destratification fans. | No destratification fans. | No destratification fans. | No destratification fans. | No destratification fans. | No destratification fans. | No destratification fans. | No destratification fans. | No destratification fans. | No destratification fans. | No destratification fans. | No destratification fans. | No destratification fans. | No destratification fans. | No destratification fans. | High volume low speed destratification fans. | High volume low speed destratification fans. | High volume low speed destratification fans. | High volume low speed destratification fans. | High volume low speed destratification fans. | High volume low speed destratification fans. | High volume low speed destratification fans. | High volume low speed destratification fans. | High volume low speed destratification fans. | High volume low speed destratification fans. | High volume low speed destratification fans. | High volume low speed destratification fans. | High volume low speed destratification fans. | High volume low speed destratification fans. | High volume low speed destratification fans. | High volume low speed destratification fans. | High volume low speed destratification fans. | High volume low speed destratification fans. | High volume low speed destratification fans. | High volume low speed destratification fans. | High volume low speed destratification fans. | High volume low speed destratification fans. | High volume low speed destratification fans. | High volume low speed destratification fans. | High volume low speed destratification fans. | High volume low speed destratification fans. | High volume low speed destratification fans. | 9799.26 | 9799.26 | 9799.26 | 9799.26 | 9799.26 | 9799.26 | 9799.26 | 9799.26 | 9799.26 | 9799.26 | 9799.26 | 9799.26 | 9799.26 | 9799.26 | 9799.26 | 9799.26 | 9799.26 | 9799.26 | 9799.26 | 9799.26 | 9799.26 | 9799.26 | 9799.26 | 9799.26 | 9799.26 | 9799.26 | 9799.26 | 0 | 0 | 198.7225 | 194.0837 | 189.1833 | 184.0929 | 178.7606 | 173.1261 | 167.185 | 160.9581 | 154.497 | 147.8991 | 141.3857 | 135.0597 | 129.0244 | 123.3818 | 118.2498 | 113.8573 | 110.1899 | 106.9278 | 104.1467 | 101.4908 | 99.5372 | 97.6104 | 95.7069 | 93.8269 | 91.9644 | 0.18275 | 0.36636 | 0.35711 | 0.3475 | 0.33744 | 0.3268 | 0.31559 | 0.30383 | 0.29164 | 0.27918 | 0.26689 | 0.25495 | 0.24355 | 0.2329 | 0.22321 | 0.11022 | 0 | 3.7988e-16 | 0 | 0 | 0 | 0 | 0 | 0 | 0 | 0.18275 | 0.54485 | 0.8882 | 1.2118 | 1.5141 | 1.7932 | 2.0473 | 2.2749 | 2.4752 | 2.6487 | 2.7989 | 2.9286 | 3.0413 | 3.1412 | 3.2338 | 3.2238 | 3.12 | 3.0276 | 2.9489 | 2.8737 | 2.8184 | 2.7638 | 2.7099 | 2.6567 | 2.604 | 0.91963 | 1.8877 | 1.8877 | 1.8877 | 1.8877 | 1.8877 | 1.8877 | 1.8877 | 1.8877 | 1.8877 | 1.8877 | 1.8877 | 1.8877 | 1.8877 | 1.8877 | 0.96803 | 0 | 3.5527e-15 | 0 | 0 | 0 | 0 | 0 | 0 | 0 | 0.91963 | 2.8073 | 4.6949 | 6.5826 | 8.4702 | 10.3579 | 12.2455 | 14.1332 | 16.0209 | 17.9085 | 19.7962 | 21.6838 | 23.5715 | 25.4591 | 27.3468 | 28.3148 | 28.3148 | 28.3148 | 28.3148 | 28.3148 | 28.3148 | 28.3148 | 28.3148 | 28.3148 | 28.3148 | 0.15726 | 0.31934 | 0.31545 | 0.3112 | 0.30652 | 0.30129 | 0.29548 | 0.28911 | 0.28221 | 0.27492 | 0.26757 | 0.26032 | 0.25334 | 0.24683 | 0.24102 | 0.12119 | 3.2216e-17 | 4.4543e-16 | 0 | 0 | 0 | 0 | 0 | 0 | 0 | 0.15726 | 0.47491 | 0.78457 | 1.0852 | 1.3754 | 1.6532 | 1.9169 | 2.1646 | 2.3952 | 2.6082 | 2.806 | 2.9903 | 3.1635 | 3.3291 | 3.4916 | 3.5449 | 3.492 | 3.4486 | 3.4175 | 3.3892 | 3.3799 | 3.3711 | 3.3627 | 3.3547 | 3.347 | 0.78168 | 1.6045 | 1.6045 | 1.6045 | 1.6045 | 1.6045 | 1.6045 | 1.6045 | 1.6045 | 1.6045 | 1.6045 | 1.6045 | 1.6045 | 1.6045 | 1.6045 | 0.82282 | 2.2204e-16 | 3.1086e-15 | 0 | 0 | 0 | 0 | 0 | 0 | 0 | 0.78168 | 2.3862 | 3.9907 | 5.5952 | 7.1997 | 8.8042 | 10.4087 | 12.0132 | 13.6177 | 15.2222 | 16.8267 | 18.4312 | 20.0357 | 21.6403 | 23.2448 | 24.0676 | 24.0676 | 24.0676 | 24.0676 | 24.0676 | 24.0676 | 24.0676 | 24.0676 | 24.0676 | 24.0676 | 0 | 0 | 0 | 0 | 0 | 0 | 0 | 0 | 0 | 0 | 0 | 0 | 0 | 0 | 0 | 0 | 0 | 0 | 0 | 0 | 0 | 0 | 0 | 0 | 0 | 0 | 0 | 0 | 0 | 0 | 0 | 0 | 0 | 0 | 0 | 0 | 0 | 0 | 0 | 0 | 0 | 0 | 0 | 0 | 0 | 0 | 0 | 0 | 0 | 0 | 0 | 0 | 0 | 0 | 0 | 0 | 0 | 0 | 0 | 0 | 0 | 0 | 0 | 0 | 0 | 0 | 0 | 0 | 0 | 0 | 0 | 0 | 0 | 0 | 0 | 0 | 0 | 0 | 0 | 0 | 0 | 0 | 0 | 0 | 0 | 0 | 0 | 0 | 0 | 0 | 0 | 0 | 0 | 0 | 0 | 0 | 0 | 0 | 0 | 0 | 0.15726 | 0.31934 | 0.31545 | 0.3112 | 0.30652 | 0.30129 | 0.29548 | 0.28911 | 0.28221 | 0.27492 | 0.26757 | 0.26032 | 0.25334 | 0.24683 | 0.24102 | 0.12119 | 3.2216e-17 | 4.4543e-16 | 0 | 0 | 0 | 0 | 0 | 0 | 0 | 0.15726 | 0.47491 | 0.78457 | 1.0852 | 1.3754 | 1.6532 | 1.9169 | 2.1646 | 2.3952 | 2.6082 | 2.806 | 2.9903 | 3.1635 | 3.3291 | 3.4916 | 3.5449 | 3.492 | 3.4486 | 3.4175 | 3.3892 | 3.3799 | 3.3711 | 3.3627 | 3.3547 | 3.347 | 0.78168 | 1.6045 | 1.6045 | 1.6045 | 1.6045 | 1.6045 | 1.6045 | 1.6045 | 1.6045 | 1.6045 | 1.6045 | 1.6045 | 1.6045 | 1.6045 | 1.6045 | 0.82282 | 2.2204e-16 | 3.1086e-15 | 0 | 0 | 0 | 0 | 0 | 0 | 0 | 0.78168 | 2.3862 | 3.9907 | 5.5952 | 7.1997 | 8.8042 | 10.4087 | 12.0132 | 13.6177 | 15.2222 | 16.8267 | 18.4312 | 20.0357 | 21.6403 | 23.2448 | 24.0676 | 24.0676 | 24.0676 | 24.0676 | 24.0676 | 24.0676 | 24.0676 | 24.0676 | 24.0676 | 24.0676 | 1746.4065 | 1751.7586 | 1757.0763 | 1762.3456 | 1767.5529 | 1772.6844 | 1777.7266 | 1782.6661 | 1787.4857 | 1792.1695 | 1796.7021 | 1801.0693 | 1805.2577 | 1809.2546 | 1813.0481 | 1816.6271 | 1819.981 | 1823.0957 | 1825.969 | 1828.5958 | 1830.9964 | 1833.19 | 1835.194 | 1837.0246 | 1838.6964 | 745.569 | 747.8539 | 750.1241 | 752.3737 | 754.5967 | 756.7875 | 758.9401 | 761.0488 | 763.1064 | 765.106 | 767.041 | 768.9055 | 770.6936 | 772.3999 | 774.0194 | 775.5473 | 776.9792 | 778.3089 | 779.5355 | 780.6569 | 781.6818 | 782.6183 | 783.4739 | 784.2553 | 784.9691
OR_Commercial_Interruptible - College_Existing_Space Heating_Natural Gas_Gas Boiler - Maintenance_A | OR | Commercial | Interruptible - College | Existing | Space Heating | Natural Gas | Gas Boiler - Maintenance | A | OCM649 | Degrade performance | General cleaning and maintenance | 3 | 0.14071 | 0 | 0 | 0.87 | 0 | 0 | 0 | 0.28365 | 0.25 | kBtuh Heat | 20% | 30% | Discretionary | Retro12Med_OR | 75.44% | Boiler | 0% | 2828.1266 |  | 1207.3727 |  | 0 | GBLR_MNT-Heating-ILTRM-v4.0-43 | GBLR_MNT-Heating-ILTRM-v4.0-43 | GBLR_MNT-Heating-ILTRM-v4.0-1 | Degrade performance | Degrade performance | Degrade performance | Degrade performance | Degrade performance | Degrade performance | Degrade performance | Degrade performance | Degrade performance | Degrade performance | Degrade performance | Degrade performance | Degrade performance | Degrade performance | Degrade performance | Degrade performance | Degrade performance | Degrade performance | Degrade performance | Degrade performance | Degrade performance | Degrade performance | Degrade performance | Degrade performance | Degrade performance | Degrade performance | Degrade performance | General cleaning and maintenance | General cleaning and maintenance | General cleaning and maintenance | General cleaning and maintenance | General cleaning and maintenance | General cleaning and maintenance | General cleaning and maintenance | General cleaning and maintenance | General cleaning and maintenance | General cleaning and maintenance | General cleaning and maintenance | General cleaning and maintenance | General cleaning and maintenance | General cleaning and maintenance | General cleaning and maintenance | General cleaning and maintenance | General cleaning and maintenance | General cleaning and maintenance | General cleaning and maintenance | General cleaning and maintenance | General cleaning and maintenance | General cleaning and maintenance | General cleaning and maintenance | General cleaning and maintenance | General cleaning and maintenance | General cleaning and maintenance | General cleaning and maintenance | 0.87 | 0.87 | 0.87 | 0.87 | 0.87 | 0.87 | 0.87 | 0.87 | 0.87 | 0.87 | 0.87 | 0.87 | 0.87 | 0.87 | 0.87 | 0.87 | 0.87 | 0.87 | 0.87 | 0.87 | 0.87 | 0.87 | 0.87 | 0.87 | 0.87 | 0.87 | 0.87 | 0 | 0 | 0.038729 | 0.037519 | 0.03627 | 0.035044 | 0.03383 | 0.032588 | 0.031303 | 0.029981 | 0.028637 | 0.027291 | 0.025974 | 0.024702 | 0.023494 | 0.022367 | 0.021341 | 0.020469 | 0.019746 | 0.019099 | 0.018541 | 0.018009 | 0.017664 | 0.017325 | 0.016989 | 0.016657 | 0.016329 | 0.05426 | 0.052565 | 0.050815 | 1.5936e-17 | 0 | 0 | 0 | 0 | 0 | 0 | 0 | 0 | 0 | 0 | 0 | 0 | 0 | 0 | 0 | 0 | 0 | 0 | 0 | 0 | 0 | 0.05426 | 0.10513 | 0.15245 | 0.14729 | 0.14219 | 0.13697 | 0.13157 | 0.12601 | 0.12036 | 0.1147 | 0.10917 | 0.10382 | 0.098746 | 0.094009 | 0.089698 | 0.086033 | 0.082992 | 0.080273 | 0.077928 | 0.075691 | 0.074245 | 0.072817 | 0.071406 | 0.070012 | 0.06863 | 1401.0172 | 1401.0172 | 1401.0172 | 4.5475e-13 | 0 | 0 | 0 | 0 | 0 | 0 | 0 | 0 | 0 | 0 | 0 | 0 | 0 | 0 | 0 | 0 | 0 | 0 | 0 | 0 | 0 | 1401.0172 | 2802.0343 | 4203.0515 | 4203.0515 | 4203.0515 | 4203.0515 | 4203.0515 | 4203.0515 | 4203.0515 | 4203.0515 | 4203.0515 | 4203.0515 | 4203.0515 | 4203.0515 | 4203.0515 | 4203.0515 | 4203.0515 | 4203.0515 | 4203.0515 | 4203.0515 | 4203.0515 | 4203.0515 | 4203.0515 | 4203.0515 | 4203.0515 | 0.046723 | 0.045903 | 0.045026 | 2.5291e-17 | 0 | 0 | 0 | 0 | 0 | 0 | 0 | 0 | 0 | 0 | 0 | 0 | 0 | 0 | 0 | 0 | 0 | 0 | 0 | 0 | 0 | 0.046723 | 0.091807 | 0.13508 | 0.13246 | 0.12982 | 0.12703 | 0.12402 | 0.12082 | 0.11745 | 0.11398 | 0.11052 | 0.10713 | 0.10387 | 0.10082 | 0.098079 | 0.095859 | 0.094171 | 0.092749 | 0.09166 | 0.090649 | 0.090414 | 0.090191 | 0.089978 | 0.089773 | 0.089576 | 1190.8646 | 1190.8646 | 1190.8646 | 6.8212e-13 | 0 | 0 | 0 | 0 | 0 | 0 | 0 | 0 | 0 | 0 | 0 | 0 | 0 | 0 | 0 | 0 | 0 | 0 | 0 | 0 | 0 | 1190.8646 | 2381.7292 | 3572.5938 | 3572.5938 | 3572.5938 | 3572.5938 | 3572.5938 | 3572.5938 | 3572.5938 | 3572.5938 | 3572.5938 | 3572.5938 | 3572.5938 | 3572.5938 | 3572.5938 | 3572.5938 | 3572.5938 | 3572.5938 | 3572.5938 | 3572.5938 | 3572.5938 | 3572.5938 | 3572.5938 | 3572.5938 | 3572.5938 | 0 | 0 | 0 | 0 | 0 | 0 | 0 | 0 | 0 | 0 | 0 | 0 | 0 | 0 | 0 | 0 | 0 | 0 | 0 | 0 | 0 | 0 | 0 | 0 | 0 | 0 | 0 | 0 | 0 | 0 | 0 | 0 | 0 | 0 | 0 | 0 | 0 | 0 | 0 | 0 | 0 | 0 | 0 | 0 | 0 | 0 | 0 | 0 | 0 | 0 | 0 | 0 | 0 | 0 | 0 | 0 | 0 | 0 | 0 | 0 | 0 | 0 | 0 | 0 | 0 | 0 | 0 | 0 | 0 | 0 | 0 | 0 | 0 | 0 | 0 | 0 | 0 | 0 | 0 | 0 | 0 | 0 | 0 | 0 | 0 | 0 | 0 | 0 | 0 | 0 | 0 | 0 | 0 | 0 | 0 | 0 | 0 | 0 | 0 | 0 | 0 | 0.046015 | 0.045209 | 0.044405 | 0 | 0 | 0 | 0 | 0 | 0 | 0 | 0 | 0 | 0 | 0 | 0 | 0 | 0 | 0 | 0 | 0 | 0 | 0 | 0 | 0 | 0 | 0.046015 | 0.090418 | 0.13322 | 0.13078 | 0.12817 | 0.12533 | 0.12229 | 0.11907 | 0.11574 | 0.1124 | 0.10912 | 0.10598 | 0.10304 | 0.10039 | 0.098278 | 0.096704 | 0.095398 | 0.09443 | 0.09354 | 0.093298 | 0.093068 | 0.092847 | 0.092636 | 0.092433 | 0 | 1190.8646 | 1190.8646 | 1190.8646 | 0 | 0 | 0 | 0 | 0 | 0 | 0 | 0 | 0 | 0 | 0 | 0 | 0 | 0 | 0 | 0 | 0 | 0 | 0 | 0 | 0 | 0 | 1190.8646 | 2381.7292 | 3572.5938 | 3572.5938 | 3572.5938 | 3572.5938 | 3572.5938 | 3572.5938 | 3572.5938 | 3572.5938 | 3572.5938 | 3572.5938 | 3572.5938 | 3572.5938 | 3572.5938 | 3572.5938 | 3572.5938 | 3572.5938 | 3572.5938 | 3572.5938 | 3572.5938 | 3572.5938 | 3572.5938 | 3572.5938 | 2760.602 | 2768.9645 | 2777.2038 | 2785.2981 | 2793.2268 | 2800.9706 | 2808.5115 | 2815.8324 | 2822.9175 | 2829.7515 | 2836.3205 | 2842.6111 | 2848.6111 | 2854.3086 | 2859.693 | 2864.754 | 2869.4822 | 2873.8688 | 2877.9057 | 2881.5855 | 2884.939 | 2887.9944 | 2890.7776 | 2893.3125 | 2895.6208 | 1178.5454 | 1182.1155 | 1185.633 | 1189.0885 | 1192.4734 | 1195.7794 | 1198.9987 | 1202.1242 | 1205.1489 | 1208.0664 | 1210.8708 | 1213.5564 | 1216.1179 | 1218.5503 | 1220.8489 | 1223.0095 | 1225.0281 | 1226.9008 | 1228.6242 | 1230.1952 | 1231.6269 | 1232.9312 | 1234.1194 | 1235.2016 | 1236.1871
OR_Commercial_Interruptible - College_Existing_Space Heating_Natural Gas_Gas Furnace - Maintenance_A | OR | Commercial | Interruptible - College | Existing | Space Heating | Natural Gas | Gas Furnace - Maintenance | A | OCM650 | Degrade performance | General cleaning and maintenance | 3 | 0.063466 | 0 | 0 | 0.87 | 0 | 0 | 0 | 0.28365 | 0.25 | kBtuh Heat | 20% | 30% | Discretionary | Retro12Med_OR | 75.44% | Furnace | 0% | 6395.1848 |  | 2730.2072 |  | 0 | IL TRM - CI-HVC-FTUN-V03-200101 | GBLR_MNT-Heating-ILTRM-v4.0-43 | IL TRM - CI-HVC-FTUN-V03-200101 | Degrade performance | Degrade performance | Degrade performance | Degrade performance | Degrade performance | Degrade performance | Degrade performance | Degrade performance | Degrade performance | Degrade performance | Degrade performance | Degrade performance | Degrade performance | Degrade performance | Degrade performance | Degrade performance | Degrade performance | Degrade performance | Degrade performance | Degrade performance | Degrade performance | Degrade performance | Degrade performance | Degrade performance | Degrade performance | Degrade performance | Degrade performance | General cleaning and maintenance | General cleaning and maintenance | General cleaning and maintenance | General cleaning and maintenance | General cleaning and maintenance | General cleaning and maintenance | General cleaning and maintenance | General cleaning and maintenance | General cleaning and maintenance | General cleaning and maintenance | General cleaning and maintenance | General cleaning and maintenance | General cleaning and maintenance | General cleaning and maintenance | General cleaning and maintenance | General cleaning and maintenance | General cleaning and maintenance | General cleaning and maintenance | General cleaning and maintenance | General cleaning and maintenance | General cleaning and maintenance | General cleaning and maintenance | General cleaning and maintenance | General cleaning and maintenance | General cleaning and maintenance | General cleaning and maintenance | General cleaning and maintenance | 0.87 | 0.87 | 0.87 | 0.87 | 0.87 | 0.87 | 0.87 | 0.87 | 0.87 | 0.87 | 0.87 | 0.87 | 0.87 | 0.87 | 0.87 | 0.87 | 0.87 | 0.87 | 0.87 | 0.87 | 0.87 | 0.87 | 0.87 | 0.87 | 0.87 | 0.87 | 0.87 | 0 | 0 | 0.017463 | 0.01689 | 0.016291 | 0.015699 | 0.015108 | 0.014498 | 0.013867 | 0.01322 | 0.012568 | 0.011921 | 0.011295 | 0.010698 | 0.010135 | 0.009615 | 0.0091441 | 0.0087425 | 0.0084077 | 0.0081089 | 0.0078509 | 0.0076062 | 0.0074433 | 0.0072841 | 0.0071283 | 0.0069757 | 0.0068257 | 0.004341 | 0.0041985 | 0.0040497 | 0 | 1.7175e-18 | 0 | 0 | 0 | 0 | 0 | 0 | 0 | 0 | 0 | 0 | 0 | 0 | 0 | 0 | 0 | 0 | 0 | 0 | 0 | 0 | 0.004341 | 0.008397 | 0.012149 | 0.011708 | 0.011267 | 0.010812 | 0.010341 | 0.0098591 | 0.0093724 | 0.0088901 | 0.0084234 | 0.0079779 | 0.0075586 | 0.0071704 | 0.0068193 | 0.0065198 | 0.0062701 | 0.0060472 | 0.0058548 | 0.0056724 | 0.0055509 | 0.0054322 | 0.005316 | 0.0052021 | 0.0050903 | 248.5851 | 248.5851 | 248.5851 | 0 | 1.1369e-13 | 0 | 0 | 0 | 0 | 0 | 0 | 0 | 0 | 0 | 0 | 0 | 0 | 0 | 0 | 0 | 0 | 0 | 0 | 0 | 0 | 248.5851 | 497.1701 | 745.7552 | 745.7552 | 745.7552 | 745.7552 | 745.7552 | 745.7552 | 745.7552 | 745.7552 | 745.7552 | 745.7552 | 745.7552 | 745.7552 | 745.7552 | 745.7552 | 745.7552 | 745.7552 | 745.7552 | 745.7552 | 745.7552 | 745.7552 | 745.7552 | 745.7552 | 745.7552 | 0.0037386 | 0.0036676 | 0.0035902 | 0 | 1.8466e-18 | 0 | 0 | 0 | 0 | 0 | 0 | 0 | 0 | 0 | 0 | 0 | 0 | 0 | 0 | 0 | 0 | 0 | 0 | 0 | 0 | 0.0037386 | 0.0073351 | 0.01077 | 0.010536 | 0.010296 | 0.010039 | 0.0097629 | 0.0094696 | 0.0091645 | 0.0088545 | 0.0085492 | 0.0082535 | 0.0079725 | 0.0077115 | 0.0074771 | 0.0072846 | 0.0071344 | 0.0070066 | 0.0069056 | 0.0068122 | 0.0067786 | 0.0067469 | 0.0067171 | 0.006689 | 0.0066624 | 211.2973 | 211.2973 | 211.2973 | 0 | 1.1369e-13 | 0 | 0 | 0 | 0 | 0 | 0 | 0 | 0 | 0 | 0 | 0 | 0 | 0 | 0 | 0 | 0 | 0 | 0 | 0 | 0 | 211.2973 | 422.5946 | 633.8919 | 633.8919 | 633.8919 | 633.8919 | 633.8919 | 633.8919 | 633.8919 | 633.8919 | 633.8919 | 633.8919 | 633.8919 | 633.8919 | 633.8919 | 633.8919 | 633.8919 | 633.8919 | 633.8919 | 633.8919 | 633.8919 | 633.8919 | 633.8919 | 633.8919 | 633.8919 | 0 | 0 | 0 | 0 | 0 | 0 | 0 | 0 | 0 | 0 | 0 | 0 | 0 | 0 | 0 | 0 | 0 | 0 | 0 | 0 | 0 | 0 | 0 | 0 | 0 | 0 | 0 | 0 | 0 | 0 | 0 | 0 | 0 | 0 | 0 | 0 | 0 | 0 | 0 | 0 | 0 | 0 | 0 | 0 | 0 | 0 | 0 | 0 | 0 | 0 | 0 | 0 | 0 | 0 | 0 | 0 | 0 | 0 | 0 | 0 | 0 | 0 | 0 | 0 | 0 | 0 | 0 | 0 | 0 | 0 | 0 | 0 | 0 | 0 | 0 | 0 | 0 | 0 | 0 | 0 | 0 | 0 | 0 | 0 | 0 | 0 | 0 | 0 | 0 | 0 | 0 | 0 | 0 | 0 | 0 | 0 | 0 | 0 | 0 | 0 | 0 | 0 | 0 | 0 | 0 | 0 | 0 | 0 | 0 | 0 | 0 | 0 | 0 | 0 | 0 | 0 | 0 | 0 | 0 | 0 | 0 | 0 | 0 | 0 | 0 | 0 | 0 | 0 | 0 | 0 | 0 | 0 | 0 | 0 | 0 | 0 | 0 | 0 | 0 | 0 | 0 | 0 | 0 | 0 | 0 | 0 | 0 | 0 | 0 | 0 | 0 | 0 | 0 | 0 | 0 | 0 | 0 | 0 | 0 | 0 | 0 | 0 | 0 | 0 | 0 | 0 | 0 | 0 | 0 | 0 | 0 | 0 | 0 | 0 | 0 | 0 | 0 | 0 | 0 | 0 | 0 | 0 | 0 | 0 | 0 | 0 | 0 | 0 | 0 | 0 | 0 | 0 | 0 | 0 | 0 | 0 | 0 | 0 | 0 | 0 | 6116.6418 | 6138.4473 | 6162.2952 | 6188.1437 | 6215.9218 | 6245.5295 | 6276.8381 | 6309.6905 | 6343.7017 | 6378.5036 | 6413.7429 | 6449.0792 | 6484.1842 | 6518.7405 | 6552.4414 | 6584.991 | 6616.1037 | 6645.2452 | 6672.5585 | 6697.9708 | 6721.6008 | 6743.5615 | 6763.9607 | 6782.9006 | 6800.4779 | 2611.2928 | 2620.6019 | 2630.7829 | 2641.8181 | 2653.677 | 2666.317 | 2679.6831 | 2693.7084 | 2708.2283 | 2723.0858 | 2738.13 | 2753.2156 | 2768.2025 | 2782.9551 | 2797.3426 | 2811.2385 | 2824.5211 | 2836.962 | 2848.6225 | 2859.4715 | 2869.5595 | 2878.9349 | 2887.6436 | 2895.7294 | 2903.2334
OR_Commercial_Interruptible - College_Existing_Space Heating_Natural Gas_Gas Boiler - Hot Water Reset_A | OR | Commercial | Interruptible - College | Existing | Space Heating | Natural Gas | Gas Boiler - Hot Water Reset | A | OCM651 | No control | Reset control installed | 20 | 250.1546 | 0 | 0 | 726.71 | 0 | 0 | 0 | 0.28365 | 0.25 | BoilerCtrl | 35% | 55% | Discretionary | RetroEven20_OR | 82.88% | Boiler | 0% | 327.4082 |  | 139.7758 |  | 0 | GBLR_HWRST-Heating-ILTRM-v4.0-43 | GBLR_HWRST-Heating-ILTRM-v4.0-1 | GBLR_HWRST-Heating-ILTRM-v4.0-1 | No control | No control | No control | No control | No control | No control | No control | No control | No control | No control | No control | No control | No control | No control | No control | No control | No control | No control | No control | No control | No control | No control | No control | No control | No control | No control | No control | Reset control installed | Reset control installed | Reset control installed | Reset control installed | Reset control installed | Reset control installed | Reset control installed | Reset control installed | Reset control installed | Reset control installed | Reset control installed | Reset control installed | Reset control installed | Reset control installed | Reset control installed | Reset control installed | Reset control installed | Reset control installed | Reset control installed | Reset control installed | Reset control installed | Reset control installed | Reset control installed | Reset control installed | Reset control installed | Reset control installed | Reset control installed | 726.71 | 726.71 | 726.71 | 726.71 | 726.71 | 726.71 | 726.71 | 726.71 | 726.71 | 726.71 | 726.71 | 726.71 | 726.71 | 726.71 | 726.71 | 726.71 | 726.71 | 726.71 | 726.71 | 726.71 | 726.71 | 726.71 | 726.71 | 726.71 | 726.71 | 726.71 | 726.71 | 0 | 0 | 69.4769 | 68.3717 | 67.2612 | 66.1515 | 65.0428 | 63.9356 | 62.8331 | 61.7356 | 60.6407 | 59.549 | 58.4623 | 57.3805 | 56.3063 | 55.2407 | 54.1853 | 53.168 | 52.1896 | 51.2191 | 50.2559 | 49.3003 | 48.3589 | 47.4298 | 46.5113 | 45.6035 | 44.7036 | 0.11124 | 0.22471 | 0.22106 | 0.21741 | 0.21377 | 0.21013 | 0.20651 | 0.2029 | 0.1993 | 0.19571 | 0.19214 | 0.18859 | 0.18506 | 0.18155 | 0.17809 | 0.17474 | 0.17153 | 0.16834 | 0.16517 | 0.16203 | 0 | 0 | 0 | 0 | 0 | 0.11124 | 0.33419 | 0.54982 | 0.75816 | 0.95923 | 1.153 | 1.3397 | 1.5192 | 1.6915 | 1.8568 | 2.015 | 2.1663 | 2.3108 | 2.4487 | 2.58 | 2.7063 | 2.828 | 2.9437 | 3.0536 | 3.1575 | 3.0972 | 3.0377 | 2.9789 | 2.9208 | 2.8631 | 1.6012 | 3.2866 | 3.2866 | 3.2866 | 3.2866 | 3.2866 | 3.2866 | 3.2866 | 3.2866 | 3.2866 | 3.2866 | 3.2866 | 3.2866 | 3.2866 | 3.2866 | 3.2866 | 3.2866 | 3.2866 | 3.2866 | 3.2866 | 0 | 0 | 0 | 0 | 0 | 1.6012 | 4.8878 | 8.1744 | 11.461 | 14.7476 | 18.0342 | 21.3208 | 24.6074 | 27.894 | 31.1806 | 34.4673 | 37.7539 | 41.0405 | 44.3271 | 47.6137 | 50.9003 | 54.1869 | 57.4735 | 60.7601 | 64.0467 | 64.0467 | 64.0467 | 64.0467 | 64.0467 | 64.0467 | 0.095661 | 0.1955 | 0.19464 | 0.19377 | 0.19289 | 0.19201 | 0.19114 | 0.19027 | 0.18941 | 0.18855 | 0.18771 | 0.18687 | 0.18604 | 0.18524 | 0.18446 | 0.18379 | 0.18323 | 0.18269 | 0.18218 | 0.18169 | 0 | 0 | 0 | 0 | 0 | 0.095661 | 0.29075 | 0.4841 | 0.6757 | 0.86553 | 1.0536 | 1.2399 | 1.4246 | 1.6076 | 1.7889 | 1.9685 | 2.1466 | 2.3231 | 2.4983 | 2.6723 | 2.8463 | 3.0209 | 3.1947 | 3.3679 | 3.5405 | 3.5314 | 3.5227 | 3.5144 | 3.5065 | 3.4988 | 1.361 | 2.7936 | 2.7936 | 2.7936 | 2.7936 | 2.7936 | 2.7936 | 2.7936 | 2.7936 | 2.7936 | 2.7936 | 2.7936 | 2.7936 | 2.7936 | 2.7936 | 2.7936 | 2.7936 | 2.7936 | 2.7936 | 2.7936 | 0 | 0 | 0 | 0 | 0 | 1.361 | 4.1546 | 6.9482 | 9.7418 | 12.5355 | 15.3291 | 18.1227 | 20.9163 | 23.7099 | 26.5036 | 29.2972 | 32.0908 | 34.8844 | 37.678 | 40.4716 | 43.2653 | 46.0589 | 48.8525 | 51.6461 | 54.4397 | 54.4397 | 54.4397 | 54.4397 | 54.4397 | 54.4397 | 0.095685 | 0.19564 | 0.19488 | 0.19414 | 0.19341 | 0.19269 | 0.19199 | 0.19131 | 0.19065 | 0.18999 | 0.18935 | 0.18873 | 0.18812 | 0.18754 | 0.18699 | 0.18654 | 0.18621 | 0.18591 | 0.18563 | 0.18538 | 0 | 0 | 0 | 0 | 0 | 0.095685 | 0.29095 | 0.48471 | 0.677 | 0.86786 | 1.0573 | 1.2455 | 1.4324 | 1.6181 | 1.8025 | 1.9858 | 2.168 | 2.3491 | 2.5294 | 2.7089 | 2.889 | 3.0702 | 3.2511 | 3.4318 | 3.6125 | 3.608 | 3.6038 | 3.6 | 3.5966 | 3.5934 | 1.361 | 2.7936 | 2.7936 | 2.7936 | 2.7936 | 2.7936 | 2.7936 | 2.7936 | 2.7936 | 2.7936 | 2.7936 | 2.7936 | 2.7936 | 2.7936 | 2.7936 | 2.7936 | 2.7936 | 2.7936 | 2.7936 | 2.7936 | 0 | 0 | 0 | 0 | 0 | 1.361 | 4.1546 | 6.9482 | 9.7418 | 12.5355 | 15.3291 | 18.1227 | 20.9163 | 23.7099 | 26.5036 | 29.2972 | 32.0908 | 34.8844 | 37.678 | 40.4716 | 43.2653 | 46.0589 | 48.8525 | 51.6461 | 54.4397 | 54.4397 | 54.4397 | 54.4397 | 54.4397 | 54.4397 | 0.095661 | 0.1955 | 0.19464 | 0.19377 | 0.19289 | 0.19201 | 0.19114 | 0.19027 | 0.18941 | 0.18855 | 0.18771 | 0.18687 | 0.18604 | 0.18524 | 0.18446 | 0.18379 | 0.18323 | 0.18269 | 0.18218 | 0.18169 | 0 | 0 | 0 | 0 | 0 | 0.095661 | 0.29075 | 0.4841 | 0.6757 | 0.86553 | 1.0536 | 1.2399 | 1.4246 | 1.6076 | 1.7889 | 1.9685 | 2.1466 | 2.3231 | 2.4983 | 2.6723 | 2.8463 | 3.0209 | 3.1947 | 3.3679 | 3.5405 | 3.5314 | 3.5227 | 3.5144 | 3.5065 | 3.4988 | 1.361 | 2.7936 | 2.7936 | 2.7936 | 2.7936 | 2.7936 | 2.7936 | 2.7936 | 2.7936 | 2.7936 | 2.7936 | 2.7936 | 2.7936 | 2.7936 | 2.7936 | 2.7936 | 2.7936 | 2.7936 | 2.7936 | 2.7936 | 0 | 0 | 0 | 0 | 0 | 1.361 | 4.1546 | 6.9482 | 9.7418 | 12.5355 | 15.3291 | 18.1227 | 20.9163 | 23.7099 | 26.5036 | 29.2972 | 32.0908 | 34.8844 | 37.678 | 40.4716 | 43.2653 | 46.0589 | 48.8525 | 51.6461 | 54.4397 | 54.4397 | 54.4397 | 54.4397 | 54.4397 | 54.4397 | 319.5909 | 320.5591 | 321.5129 | 322.45 | 323.3679 | 324.2644 | 325.1374 | 325.9849 | 326.8051 | 327.5963 | 328.3568 | 329.085 | 329.7796 | 330.4392 | 331.0626 | 331.6485 | 332.1958 | 332.7037 | 333.171 | 333.597 | 333.9853 | 334.339 | 334.6612 | 334.9546 | 335.2219 | 136.4385 | 136.8518 | 137.259 | 137.6591 | 138.0509 | 138.4337 | 138.8064 | 139.1682 | 139.5184 | 139.8561 | 140.1808 | 140.4917 | 140.7882 | 141.0698 | 141.3359 | 141.5861 | 141.8197 | 142.0365 | 142.2361 | 142.4179 | 142.5837 | 142.7347 | 142.8722 | 142.9975 | 143.1116
OR_Commercial_Interruptible - College_Existing_Space Heating_Natural Gas_Gas Boiler - Steam Trap Replacement_A | OR | Commercial | Interruptible - College | Existing | Space Heating | Natural Gas | Gas Boiler - Steam Trap Replacement | A | OCM652 | Degrade performance | Cleaning and maintenance | 6 | 74.7764 | 0 | 0 | 44.04 | 0 | 0 | 0 | 0.28365 | 0.25 | perBLDg | 73% | 100% | Discretionary | RetroEven20_OR | 82.88% | Boiler | 0% | 148.154 |  | 63.2493 |  | 0 | IL TRM v9, Section 4.4.16 | IL TRM v9, Section 4.4.16 | IL TRM - CI-HVC-STRE-V06-200101 | Degrade performance | Degrade performance | Degrade performance | Degrade performance | Degrade performance | Degrade performance | Degrade performance | Degrade performance | Degrade performance | Degrade performance | Degrade performance | Degrade performance | Degrade performance | Degrade performance | Degrade performance | Degrade performance | Degrade performance | Degrade performance | Degrade performance | Degrade performance | Degrade performance | Degrade performance | Degrade performance | Degrade performance | Degrade performance | Degrade performance | Degrade performance | Cleaning and maintenance | Cleaning and maintenance | Cleaning and maintenance | Cleaning and maintenance | Cleaning and maintenance | Cleaning and maintenance | Cleaning and maintenance | Cleaning and maintenance | Cleaning and maintenance | Cleaning and maintenance | Cleaning and maintenance | Cleaning and maintenance | Cleaning and maintenance | Cleaning and maintenance | Cleaning and maintenance | Cleaning and maintenance | Cleaning and maintenance | Cleaning and maintenance | Cleaning and maintenance | Cleaning and maintenance | Cleaning and maintenance | Cleaning and maintenance | Cleaning and maintenance | Cleaning and maintenance | Cleaning and maintenance | Cleaning and maintenance | Cleaning and maintenance | 44.04 | 44.04 | 44.04 | 44.04 | 44.04 | 44.04 | 44.04 | 44.04 | 44.04 | 44.04 | 44.04 | 44.04 | 44.04 | 44.04 | 44.04 | 44.04 | 44.04 | 44.04 | 44.04 | 44.04 | 44.04 | 44.04 | 44.04 | 44.04 | 44.04 | 44.04 | 44.04 | 0 | 0 | 20.7795 | 20.4719 | 20.1621 | 19.8518 | 19.5412 | 19.2303 | 18.9192 | 18.6081 | 18.2972 | 17.9866 | 17.6768 | 17.3679 | 17.0607 | 16.7554 | 16.4526 | 16.1525 | 15.8553 | 15.5605 | 15.2679 | 14.9777 | 14.6917 | 14.4095 | 14.1304 | 13.8547 | 13.5813 | 0.013863 | 0.028035 | 0.02761 | 0.027186 | 0.02676 | 0.026334 | 0.013286 | 0 | 0 | 0 | 0 | 0 | 0 | 4.8366e-17 | 0 | 3.9452e-17 | 3.5206e-18 | 5.1827e-17 | 0 | 0 | 0 | 0 | 0 | 0 | 0 | 0.013863 | 0.041693 | 0.068672 | 0.094801 | 0.12008 | 0.1445 | 0.15545 | 0.15289 | 0.15034 | 0.14779 | 0.14524 | 0.1427 | 0.14018 | 0.13767 | 0.13518 | 0.13272 | 0.13028 | 0.12785 | 0.12545 | 0.12306 | 0.12071 | 0.1184 | 0.1161 | 0.11384 | 0.11159 | 0.66715 | 1.3694 | 1.3694 | 1.3694 | 1.3694 | 1.3694 | 0.70227 | 0 | 0 | 0 | 0 | 0 | 0 | 2.8866e-15 | 0 | 2.4425e-15 | 2.2204e-16 | 3.3307e-15 | 0 | 0 | 0 | 0 | 0 | 0 | 0 | 0.66715 | 2.0366 | 3.406 | 4.7754 | 6.1448 | 7.5143 | 8.2165 | 8.2165 | 8.2165 | 8.2165 | 8.2165 | 8.2165 | 8.2165 | 8.2165 | 8.2165 | 8.2165 | 8.2165 | 8.2165 | 8.2165 | 8.2165 | 8.2165 | 8.2165 | 8.2165 | 8.2165 | 8.2165 | 0.01192 | 0.024385 | 0.0243 | 0.024214 | 0.024128 | 0.024041 | 0.012284 | 0 | 0 | 0 | 0 | 0 | 0 | 4.9016e-17 | 0 | 4.427e-17 | 4.4136e-18 | 5.7209e-17 | 0 | 0 | 0 | 0 | 0 | 0 | 0 | 0.01192 | 0.036265 | 0.060439 | 0.08444 | 0.10827 | 0.13192 | 0.14372 | 0.1432 | 0.14268 | 0.14216 | 0.14164 | 0.14114 | 0.14064 | 0.14016 | 0.13969 | 0.13924 | 0.13882 | 0.13842 | 0.13803 | 0.13765 | 0.1373 | 0.13696 | 0.13664 | 0.13633 | 0.13603 | 0.56708 | 1.164 | 1.164 | 1.164 | 1.164 | 1.164 | 0.59693 | 0 | 0 | 0 | 0 | 0 | 0 | 2.4425e-15 | 0 | 2.2204e-15 | 2.2204e-16 | 2.8866e-15 | 0 | 0 | 0 | 0 | 0 | 0 | 0 | 0.56708 | 1.7311 | 2.8951 | 4.0591 | 5.2231 | 6.3871 | 6.984 | 6.984 | 6.984 | 6.984 | 6.984 | 6.984 | 6.984 | 6.984 | 6.984 | 6.984 | 6.984 | 6.984 | 6.984 | 6.984 | 6.984 | 6.984 | 6.984 | 6.984 | 6.984 | 0.011923 | 0.024402 | 0.02433 | 0.024261 | 0.024193 | 0.024126 | 0.012339 | 0 | 0 | 0 | 0 | 0 | 0 | 4.9626e-17 | 0 | 4.4934e-17 | 4.4855e-18 | 5.8217e-17 | 0 | 0 | 0 | 0 | 0 | 0 | 0 | 0.011923 | 0.036289 | 0.060514 | 0.084602 | 0.10856 | 0.13238 | 0.14437 | 0.14398 | 0.14361 | 0.14324 | 0.14289 | 0.14254 | 0.14221 | 0.1419 | 0.14161 | 0.14133 | 0.14109 | 0.14086 | 0.14065 | 0.14045 | 0.14028 | 0.14012 | 0.13997 | 0.13984 | 0.13971 | 0.56708 | 1.164 | 1.164 | 1.164 | 1.164 | 1.164 | 0.59693 | 0 | 0 | 0 | 0 | 0 | 0 | 2.4425e-15 | 0 | 2.2204e-15 | 2.2204e-16 | 2.8866e-15 | 0 | 0 | 0 | 0 | 0 | 0 | 0 | 0.56708 | 1.7311 | 2.8951 | 4.0591 | 5.2231 | 6.3871 | 6.984 | 6.984 | 6.984 | 6.984 | 6.984 | 6.984 | 6.984 | 6.984 | 6.984 | 6.984 | 6.984 | 6.984 | 6.984 | 6.984 | 6.984 | 6.984 | 6.984 | 6.984 | 6.984 | 0.01192 | 0.024385 | 0.0243 | 0.024214 | 0.024128 | 0.024041 | 0.012284 | 0 | 0 | 0 | 0 | 0 | 0 | 4.9016e-17 | 0 | 4.427e-17 | 4.4136e-18 | 5.7209e-17 | 0 | 0 | 0 | 0 | 0 | 0 | 0 | 0.01192 | 0.036265 | 0.060439 | 0.08444 | 0.10827 | 0.13192 | 0.14372 | 0.1432 | 0.14268 | 0.14216 | 0.14164 | 0.14114 | 0.14064 | 0.14016 | 0.13969 | 0.13924 | 0.13882 | 0.13842 | 0.13803 | 0.13765 | 0.1373 | 0.13696 | 0.13664 | 0.13633 | 0.13603 | 0.56708 | 1.164 | 1.164 | 1.164 | 1.164 | 1.164 | 0.59693 | 0 | 0 | 0 | 0 | 0 | 0 | 2.4425e-15 | 0 | 2.2204e-15 | 2.2204e-16 | 2.8866e-15 | 0 | 0 | 0 | 0 | 0 | 0 | 0 | 0.56708 | 1.7311 | 2.8951 | 4.0591 | 5.2231 | 6.3871 | 6.984 | 6.984 | 6.984 | 6.984 | 6.984 | 6.984 | 6.984 | 6.984 | 6.984 | 6.984 | 6.984 | 6.984 | 6.984 | 6.984 | 6.984 | 6.984 | 6.984 | 6.984 | 6.984 | 144.6166 | 145.0547 | 145.4863 | 145.9103 | 146.3257 | 146.7314 | 147.1264 | 147.5099 | 147.8811 | 148.2391 | 148.5832 | 148.9127 | 149.2271 | 149.5255 | 149.8076 | 150.0727 | 150.3204 | 150.5502 | 150.7617 | 150.9544 | 151.1301 | 151.2902 | 151.436 | 151.5688 | 151.6897 | 61.7392 | 61.9262 | 62.1104 | 62.2915 | 62.4688 | 62.642 | 62.8106 | 62.9744 | 63.1328 | 63.2856 | 63.4326 | 63.5732 | 63.7074 | 63.8349 | 63.9553 | 64.0685 | 64.1742 | 64.2723 | 64.3626 | 64.4449 | 64.5199 | 64.5882 | 64.6505 | 64.7071 | 64.7588
OR_Commercial_Interruptible - College_Existing_Space Heating_Natural Gas_Gas Boiler - High Turndown Burner_A | OR | Commercial | Interruptible - College | Existing | Space Heating | Natural Gas | Gas Boiler - High Turndown Burner | A | OCM653 | No control | Turndown control installed | 15 | 0.23452 | 0 | 0 | 2.54 | 0 | 0 | 0 | 0.28365 | 0.25 | kbtuh heat | 25% | 50% | Discretionary | Retro5Med_OR | 81.34% | Boiler | 0% | 1421.6863 |  | 606.9407 |  | 0 | GBLR_TRN-Heating-MNTRM-v2.1-1 | GBLR_TRN-Heating-MNTRM-v2.1-1 | GBLR_TRN-Heating-MNTRM-v2.1-1 | No control | No control | No control | No control | No control | No control | No control | No control | No control | No control | No control | No control | No control | No control | No control | No control | No control | No control | No control | No control | No control | No control | No control | No control | No control | No control | No control | Turndown control installed | Turndown control installed | Turndown control installed | Turndown control installed | Turndown control installed | Turndown control installed | Turndown control installed | Turndown control installed | Turndown control installed | Turndown control installed | Turndown control installed | Turndown control installed | Turndown control installed | Turndown control installed | Turndown control installed | Turndown control installed | Turndown control installed | Turndown control installed | Turndown control installed | Turndown control installed | Turndown control installed | Turndown control installed | Turndown control installed | Turndown control installed | Turndown control installed | Turndown control installed | Turndown control installed | 2.54 | 2.54 | 2.54 | 2.54 | 2.54 | 2.54 | 2.54 | 2.54 | 2.54 | 2.54 | 2.54 | 2.54 | 2.54 | 2.54 | 2.54 | 2.54 | 2.54 | 2.54 | 2.54 | 2.54 | 2.54 | 2.54 | 2.54 | 2.54 | 2.54 | 2.54 | 2.54 | 0 | 0 | 0.064843 | 0.063355 | 0.06179 | 0.060168 | 0.058473 | 0.056687 | 0.054806 | 0.052832 | 0.050779 | 0.048676 | 0.046591 | 0.044558 | 0.042611 | 0.040784 | 0.039116 | 0.037687 | 0.036491 | 0.035426 | 0.034514 | 0.033642 | 0.032999 | 0.032365 | 0.031738 | 0.031118 | 0.030504 | 0.089289 | 0.10712 | 0.12784 | 0.14451 | 0.16019 | 0.18156 | 0.19256 | 0.18963 | 0.17176 | 0.14153 | 0.10483 | 0.068803 | 0.039373 | 0.017601 | 0 | 0 | 0 | 0 | 0 | 0 | 0 | 0 | 0 | 0 | 0 | 0.089289 | 0.19436 | 0.3174 | 0.45357 | 0.60099 | 0.76419 | 0.93139 | 1.0875 | 1.217 | 1.3081 | 1.3569 | 1.3665 | 1.3462 | 1.306 | 1.2526 | 1.2068 | 1.1686 | 1.1344 | 1.1052 | 1.0773 | 1.0567 | 1.0364 | 1.0164 | 0.99651 | 0.97684 | 1377.0048 | 1690.7423 | 2068.9738 | 2401.7526 | 2739.503 | 3202.8083 | 3513.5304 | 3589.3195 | 3382.5029 | 2907.5478 | 2249.9832 | 1544.1143 | 924.0098 | 431.5754 | 0 | 0 | 0 | 0 | 0 | 0 | 0 | 0 | 0 | 0 | 0 | 1377.0048 | 3067.7472 | 5136.721 | 7538.4736 | 10277.9766 | 13480.7849 | 16994.3153 | 20583.6349 | 23966.1378 | 26873.6855 | 29123.6687 | 30667.783 | 31591.7928 | 32023.3682 | 32023.3682 | 32023.3682 | 32023.3682 | 32023.3682 | 32023.3682 | 32023.3682 | 32023.3682 | 32023.3682 | 32023.3682 | 32023.3682 | 32023.3682 | 0.076833 | 0.093358 | 0.1129 | 0.12938 | 0.14546 | 0.1673 | 0.18018 | 0.18029 | 0.16604 | 0.1392 | 0.10496 | 0.070148 | 0.04089 | 0.018623 | 0 | 0 | 0 | 0 | 0 | 0 | 0 | 0 | 0 | 0 | 0 | 0.076833 | 0.16939 | 0.28031 | 0.40608 | 0.54572 | 0.70418 | 0.87148 | 1.0339 | 1.1765 | 1.2866 | 1.3585 | 1.3932 | 1.398 | 1.3818 | 1.3501 | 1.3246 | 1.3054 | 1.2897 | 1.2784 | 1.2681 | 1.2648 | 1.2617 | 1.2587 | 1.2559 | 1.2531 | 1170.4541 | 1437.131 | 1758.6278 | 2041.4897 | 2328.5775 | 2722.3871 | 2986.5009 | 3050.9216 | 2875.1275 | 2471.4156 | 1912.4857 | 1312.4972 | 785.4083 | 366.8391 | 0 | 0 | 0 | 0 | 0 | 0 | 0 | 0 | 0 | 0 | 0 | 1170.4541 | 2607.5851 | 4366.2128 | 6407.7026 | 8736.2801 | 11458.6672 | 14445.168 | 17496.0896 | 20371.2171 | 22842.6327 | 24755.1184 | 26067.6156 | 26853.0239 | 27219.863 | 27219.863 | 27219.863 | 27219.863 | 27219.863 | 27219.863 | 27219.863 | 27219.863 | 27219.863 | 27219.863 | 27219.863 | 27219.863 | 0.076853 | 0.093422 | 0.11305 | 0.12963 | 0.14585 | 0.16789 | 0.18098 | 0.18128 | 0.16713 | 0.14026 | 0.10588 | 0.070848 | 0.041348 | 0.018854 | 0 | 0 | 0 | 0 | 0 | 0 | 0 | 0 | 0 | 0 | 0 | 0.076853 | 0.16951 | 0.28066 | 0.40686 | 0.54718 | 0.70667 | 0.87538 | 1.0396 | 1.1841 | 1.2964 | 1.3705 | 1.4071 | 1.4137 | 1.399 | 1.3686 | 1.3445 | 1.3267 | 1.3125 | 1.3027 | 1.2939 | 1.2922 | 1.2907 | 1.2894 | 1.2881 | 1.287 | 1170.4541 | 1437.131 | 1758.6278 | 2041.4897 | 2328.5775 | 2722.3871 | 2986.5009 | 3050.9216 | 2875.1275 | 2471.4156 | 1912.4857 | 1312.4972 | 785.4083 | 366.8391 | 0 | 0 | 0 | 0 | 0 | 0 | 0 | 0 | 0 | 0 | 0 | 1170.4541 | 2607.5851 | 4366.2128 | 6407.7026 | 8736.2801 | 11458.6672 | 14445.168 | 17496.0896 | 20371.2171 | 22842.6327 | 24755.1184 | 26067.6156 | 26853.0239 | 27219.863 | 27219.863 | 27219.863 | 27219.863 | 27219.863 | 27219.863 | 27219.863 | 27219.863 | 27219.863 | 27219.863 | 27219.863 | 27219.863 | 0.076833 | 0.093358 | 0.1129 | 0.12938 | 0.14546 | 0.1673 | 0.18018 | 0.18029 | 0.16604 | 0.1392 | 0.10496 | 0.070148 | 0.04089 | 0.018623 | 0 | 0 | 0 | 0 | 0 | 0 | 0 | 0 | 0 | 0 | 0 | 0.076833 | 0.16939 | 0.28031 | 0.40608 | 0.54572 | 0.70418 | 0.87148 | 1.0339 | 1.1765 | 1.2866 | 1.3585 | 1.3932 | 1.398 | 1.3818 | 1.3501 | 1.3246 | 1.3054 | 1.2897 | 1.2784 | 1.2681 | 1.2648 | 1.2617 | 1.2587 | 1.2559 | 1.2531 | 1170.4541 | 1437.131 | 1758.6278 | 2041.4897 | 2328.5775 | 2722.3871 | 2986.5009 | 3050.9216 | 2875.1275 | 2471.4156 | 1912.4857 | 1312.4972 | 785.4083 | 366.8391 | 0 | 0 | 0 | 0 | 0 | 0 | 0 | 0 | 0 | 0 | 0 | 1170.4541 | 2607.5851 | 4366.2128 | 6407.7026 | 8736.2801 | 11458.6672 | 14445.168 | 17496.0896 | 20371.2171 | 22842.6327 | 24755.1184 | 26067.6156 | 26853.0239 | 27219.863 | 27219.863 | 27219.863 | 27219.863 | 27219.863 | 27219.863 | 27219.863 | 27219.863 | 27219.863 | 27219.863 | 27219.863 | 27219.863 | 1387.7419 | 1391.9458 | 1396.0876 | 1400.1566 | 1404.1423 | 1408.0351 | 1411.8258 | 1415.506 | 1419.0676 | 1422.5031 | 1425.8053 | 1428.9676 | 1431.9837 | 1434.8479 | 1437.5545 | 1440.0987 | 1442.4755 | 1444.6806 | 1446.71 | 1448.5598 | 1450.2456 | 1451.7815 | 1453.1806 | 1454.4549 | 1455.6153 | 592.4494 | 594.244 | 596.0123 | 597.7494 | 599.4509 | 601.1128 | 602.7312 | 604.3023 | 605.8228 | 607.2894 | 608.6992 | 610.0492 | 611.3369 | 612.5596 | 613.7152 | 614.8013 | 615.816 | 616.7574 | 617.6238 | 618.4135 | 619.1332 | 619.7889 | 620.3862 | 620.9302 | 621.4256
OR_Commercial_Interruptible - College_Existing_Space Heating_Natural Gas_Gas Boiler - Burner Control Optimization_A | OR | Commercial | Interruptible - College | Existing | Space Heating | Natural Gas | Gas Boiler - Burner Control Optimization | A | OCM654 | Average performance | Optimized burner controls | 18 | 0.068011 | 0 | 0 | 0.85 | 0 | 0 | 0 | 0.28365 | 0.25 | kBtuh heat | 5% | 85% | Discretionary | Retro1Slow_OR | 84.23% | Boiler | 0% | 1484.2186 |  | 633.6368 |  | 0 | GBLR_O2TRM-Heating-ILTRM-v4.0-1 | GBLR_O2TRM-Heating-MEMD-2018-1 | GBLR_O2TRM-Heating-ILTRM-v4.0-1 | Average performance | Average performance | Average performance | Average performance | Average performance | Average performance | Average performance | Average performance | Average performance | Average performance | Average performance | Average performance | Average performance | Average performance | Average performance | Average performance | Average performance | Average performance | Average performance | Average performance | Average performance | Average performance | Average performance | Average performance | Average performance | Average performance | Average performance | Optimized burner controls | Optimized burner controls | Optimized burner controls | Optimized burner controls | Optimized burner controls | Optimized burner controls | Optimized burner controls | Optimized burner controls | Optimized burner controls | Optimized burner controls | Optimized burner controls | Optimized burner controls | Optimized burner controls | Optimized burner controls | Optimized burner controls | Optimized burner controls | Optimized burner controls | Optimized burner controls | Optimized burner controls | Optimized burner controls | Optimized burner controls | Optimized burner controls | Optimized burner controls | Optimized burner controls | Optimized burner controls | Optimized burner controls | Optimized burner controls | 0.85 | 0.85 | 0.85 | 0.85 | 0.85 | 0.85 | 0.85 | 0.85 | 0.85 | 0.85 | 0.85 | 0.85 | 0.85 | 0.85 | 0.85 | 0.85 | 0.85 | 0.85 | 0.85 | 0.85 | 0.85 | 0.85 | 0.85 | 0.85 | 0.85 | 0.85 | 0.85 | 0 | 0 | 0.018799 | 0.018361 | 0.0179 | 0.017421 | 0.016921 | 0.016393 | 0.015837 | 0.015255 | 0.014652 | 0.014036 | 0.013429 | 0.012839 | 0.012275 | 0.011748 | 0.011267 | 0.010855 | 0.010511 | 0.010204 | 0.0099415 | 0.0096903 | 0.0095052 | 0.0093225 | 0.0091419 | 0.0089634 | 0.0087865 | 0.0096321 | 0.0050622 | 0.016695 | 0.02643 | 0.038965 | 0.054065 | 0.07105 | 0.088722 | 0.10539 | 0.11906 | 0.1278 | 0.12998 | 0.12479 | 0.11258 | 0.094939 | 0.074458 | 0.053889 | 0.038329 | 0.015281 | 0.013217 | 0 | 0 | 0 | 0 | 0 | 0.0096321 | 0.01447 | 0.030801 | 0.056408 | 0.093752 | 0.14489 | 0.21103 | 0.292 | 0.38585 | 0.4887 | 0.59534 | 0.69916 | 0.79327 | 0.87177 | 0.93105 | 0.97149 | 0.99457 | 1.0039 | 0.99328 | 0.98141 | 0.96266 | 0.94416 | 0.92587 | 0.90779 | 0.88987 | 512.3739 | 275.7042 | 932.6798 | 1517.1315 | 2302.7937 | 3298.0926 | 4486.3117 | 5815.8803 | 7193.2416 | 8482.5406 | 9516.8592 | 10124.1464 | 10166.4134 | 9583.5592 | 8426.0919 | 6859.0023 | 5126.7686 | 3756.1963 | 1537.1217 | 1363.8923 | 0 | 0 | 0 | 0 | 0 | 512.3739 | 788.078 | 1720.7578 | 3237.8893 | 5540.683 | 8838.7756 | 13325.0873 | 19140.9676 | 26334.2091 | 34816.7497 | 44333.6089 | 54457.7553 | 64624.1687 | 74207.7279 | 82633.8198 | 89492.8221 | 94619.5907 | 98375.7871 | 99912.9087 | 101276.801 | 101276.801 | 101276.801 | 101276.801 | 101276.801 | 101276.801 | 0.0082888 | 0.0044124 | 0.014747 | 0.023668 | 0.035393 | 0.04984 | 0.066516 | 0.084407 | 0.10196 | 0.11721 | 0.12807 | 0.13265 | 0.12973 | 0.11924 | 0.10243 | 0.081805 | 0.06026 | 0.043619 | 0.017693 | 0.015573 | 0 | 0 | 0 | 0 | 0 | 0.0082888 | 0.012613 | 0.027207 | 0.050514 | 0.085158 | 0.13357 | 0.19756 | 0.2778 | 0.37328 | 0.48108 | 0.59661 | 0.71353 | 0.82467 | 0.92329 | 1.0045 | 1.0674 | 1.1122 | 1.1424 | 1.1501 | 1.1564 | 1.1534 | 1.1505 | 1.1478 | 1.1452 | 1.1427 | 435.5178 | 234.3485 | 792.7778 | 1289.5618 | 1957.3746 | 2803.3787 | 3813.3649 | 4943.4982 | 6114.2553 | 7210.1595 | 8089.3304 | 8605.5245 | 8641.4514 | 8146.0253 | 7162.1781 | 5830.152 | 4357.7533 | 3192.7669 | 1306.5534 | 1159.3085 | 0 | 0 | 0 | 0 | 0 | 435.5178 | 669.8663 | 1462.6441 | 2752.2059 | 4709.5805 | 7512.9593 | 11326.3242 | 16269.8224 | 22384.0777 | 29594.2372 | 37683.5676 | 46289.092 | 54930.5434 | 63076.5687 | 70238.7468 | 76068.8988 | 80426.6521 | 83619.419 | 84925.9724 | 86085.2809 | 86085.2809 | 86085.2809 | 86085.2809 | 86085.2809 | 86085.2809 | 0.0082909 | 0.0044155 | 0.014765 | 0.023714 | 0.035488 | 0.050017 | 0.066813 | 0.084869 | 0.10263 | 0.1181 | 0.1292 | 0.13397 | 0.13119 | 0.12072 | 0.10384 | 0.083032 | 0.061243 | 0.044389 | 0.018029 | 0.015889 | 0 | 0 | 0 | 0 | 0 | 0.0082909 | 0.012621 | 0.027241 | 0.050611 | 0.085387 | 0.13404 | 0.19845 | 0.27932 | 0.37572 | 0.48475 | 0.60185 | 0.72064 | 0.8339 | 0.93478 | 1.0183 | 1.0834 | 1.1303 | 1.1625 | 1.1719 | 1.1799 | 1.1784 | 1.177 | 1.1758 | 1.1747 | 1.1736 | 435.5178 | 234.3485 | 792.7778 | 1289.5618 | 1957.3746 | 2803.3787 | 3813.3649 | 4943.4982 | 6114.2553 | 7210.1595 | 8089.3304 | 8605.5245 | 8641.4514 | 8146.0253 | 7162.1781 | 5830.152 | 4357.7533 | 3192.7669 | 1306.5534 | 1159.3085 | 0 | 0 | 0 | 0 | 0 | 435.5178 | 669.8663 | 1462.6441 | 2752.2059 | 4709.5805 | 7512.9593 | 11326.3242 | 16269.8224 | 22384.0777 | 29594.2372 | 37683.5676 | 46289.092 | 54930.5434 | 63076.5687 | 70238.7468 | 76068.8988 | 80426.6521 | 83619.419 | 84925.9724 | 86085.2809 | 86085.2809 | 86085.2809 | 86085.2809 | 86085.2809 | 86085.2809 | 0.0082888 | 0.0044124 | 0.014747 | 0.023668 | 0.035393 | 0.04984 | 0.066516 | 0.084407 | 0.10196 | 0.11721 | 0.12807 | 0.13265 | 0.12973 | 0.11924 | 0.10243 | 0.081805 | 0.06026 | 0.043619 | 0.017693 | 0.015573 | 0 | 0 | 0 | 0 | 0 | 0.0082888 | 0.012613 | 0.027207 | 0.050514 | 0.085158 | 0.13357 | 0.19756 | 0.2778 | 0.37328 | 0.48108 | 0.59661 | 0.71353 | 0.82467 | 0.92329 | 1.0045 | 1.0674 | 1.1122 | 1.1424 | 1.1501 | 1.1564 | 1.1534 | 1.1505 | 1.1478 | 1.1452 | 1.1427 | 435.5178 | 234.3485 | 792.7778 | 1289.5618 | 1957.3746 | 2803.3787 | 3813.3649 | 4943.4982 | 6114.2553 | 7210.1595 | 8089.3304 | 8605.5245 | 8641.4514 | 8146.0253 | 7162.1781 | 5830.152 | 4357.7533 | 3192.7669 | 1306.5534 | 1159.3085 | 0 | 0 | 0 | 0 | 0 | 435.5178 | 669.8663 | 1462.6441 | 2752.2059 | 4709.5805 | 7512.9593 | 11326.3242 | 16269.8224 | 22384.0777 | 29594.2372 | 37683.5676 | 46289.092 | 54930.5434 | 63076.5687 | 70238.7468 | 76068.8988 | 80426.6521 | 83619.419 | 84925.9724 | 86085.2809 | 86085.2809 | 86085.2809 | 86085.2809 | 86085.2809 | 86085.2809 | 1448.7812 | 1453.1699 | 1457.494 | 1461.7419 | 1465.9029 | 1469.9669 | 1473.9244 | 1477.7665 | 1481.4848 | 1485.0713 | 1488.5188 | 1491.8201 | 1494.9689 | 1497.9591 | 1500.7848 | 1503.4408 | 1505.9222 | 1508.2243 | 1510.343 | 1512.2742 | 1514.0341 | 1515.6375 | 1517.0982 | 1518.4285 | 1519.6399 | 618.508 | 620.3816 | 622.2276 | 624.0411 | 625.8175 | 627.5525 | 629.242 | 630.8823 | 632.4697 | 634.0008 | 635.4726 | 636.882 | 638.2263 | 639.5028 | 640.7092 | 641.8431 | 642.9024 | 643.8852 | 644.7897 | 645.6142 | 646.3655 | 647.05 | 647.6736 | 648.2416 | 648.7587
OR_Commercial_Interruptible - College_Existing_Space Heating_Natural Gas_Gas Boiler - Stack Economizer_A | OR | Commercial | Interruptible - College | Existing | Space Heating | Natural Gas | Gas Boiler - Stack Economizer | A | OCM655 | None | Economizer installed | 15 | 0.22514 | 0 | 0 | 9.41 | 0 | 0 | 0 | 0.28365 | 0.25 | kBtuh Heat | 15% | 55% | Discretionary | Retro5Med_OR | 81.34% | Boiler | 0% | 5486.4123 |  | 2342.2376 |  | 0 | IL TRM - CI-HVC-BECO-V01-150601 | IL TRM - CI-HVC-BECO-V01-150601 | IL TRM - CI-HVC-BECO-V01-150601 | None | None | None | None | None | None | None | None | None | None | None | None | None | None | None | None | None | None | None | None | None | None | None | None | None | None | None | Economizer installed | Economizer installed | Economizer installed | Economizer installed | Economizer installed | Economizer installed | Economizer installed | Economizer installed | Economizer installed | Economizer installed | Economizer installed | Economizer installed | Economizer installed | Economizer installed | Economizer installed | Economizer installed | Economizer installed | Economizer installed | Economizer installed | Economizer installed | Economizer installed | Economizer installed | Economizer installed | Economizer installed | Economizer installed | Economizer installed | Economizer installed | 9.41 | 9.41 | 9.41 | 9.41 | 9.41 | 9.41 | 9.41 | 9.41 | 9.41 | 9.41 | 9.41 | 9.41 | 9.41 | 9.41 | 9.41 | 9.41 | 9.41 | 9.41 | 9.41 | 9.41 | 9.41 | 9.41 | 9.41 | 9.41 | 9.41 | 9.41 | 9.41 | 0 | 0 | 0.061956 | 0.06001 | 0.058002 | 0.056041 | 0.0541 | 0.052114 | 0.050058 | 0.047945 | 0.045795 | 0.043642 | 0.041536 | 0.039502 | 0.03757 | 0.035768 | 0.034128 | 0.032733 | 0.031576 | 0.030542 | 0.02965 | 0.028798 | 0.028248 | 0.027705 | 0.027168 | 0.026638 | 0.026112 | 0.1365 | 0.16234 | 0.19201 | 0.21536 | 0.23713 | 0.26706 | 0.28141 | 0.27534 | 0.24784 | 0.20303 | 0.14953 | 0.097594 | 0.055544 | 0.024698 | 0 | 0 | 0 | 0 | 0 | 0 | 0 | 0 | 0 | 0 | 0 | 0.1365 | 0.29455 | 0.4767 | 0.67595 | 0.88966 | 1.1241 | 1.3611 | 1.579 | 1.756 | 1.8765 | 1.9355 | 1.9383 | 1.8991 | 1.8327 | 1.7486 | 1.6772 | 1.6179 | 1.5649 | 1.5192 | 1.4756 | 1.4474 | 1.4195 | 1.392 | 1.3648 | 1.3379 | 2203.2077 | 2705.1877 | 3310.3581 | 3842.8042 | 4383.2048 | 5124.4933 | 5621.6487 | 5742.9113 | 5412.0046 | 4652.0764 | 3599.9731 | 2470.5829 | 1478.4156 | 690.5206 | 0 | 0 | 0 | 0 | 0 | 0 | 0 | 0 | 0 | 0 | 0 | 2203.2077 | 4908.3955 | 8218.7536 | 12061.5578 | 16444.7625 | 21569.2558 | 27190.9045 | 32933.8158 | 38345.8204 | 42997.8968 | 46597.87 | 49068.4529 | 50546.8685 | 51237.3891 | 51237.3891 | 51237.3891 | 51237.3891 | 51237.3891 | 51237.3891 | 51237.3891 | 51237.3891 | 51237.3891 | 51237.3891 | 51237.3891 | 51237.3891 | 0.11754 | 0.14177 | 0.17015 | 0.19369 | 0.21652 | 0.24769 | 0.26529 | 0.26401 | 0.24186 | 0.20176 | 0.15139 | 0.10071 | 0.058431 | 0.026491 | 0 | 0 | 0 | 0 | 0 | 0 | 0 | 0 | 0 | 0 | 0 | 0.11754 | 0.25724 | 0.42243 | 0.60793 | 0.81234 | 1.0426 | 1.2832 | 1.514 | 1.7136 | 1.8648 | 1.9596 | 2.0001 | 1.9977 | 1.9657 | 1.9121 | 1.8689 | 1.836 | 1.8082 | 1.787 | 1.7673 | 1.7627 | 1.7584 | 1.7542 | 1.7502 | 1.7464 | 1872.7266 | 2299.4096 | 2813.8044 | 3266.3836 | 3725.7241 | 4355.8193 | 4778.4014 | 4881.4746 | 4600.2039 | 3954.2649 | 3059.9772 | 2099.9955 | 1256.6533 | 586.9425 | 0 | 0 | 0 | 0 | 0 | 0 | 0 | 0 | 0 | 0 | 0 | 1872.7266 | 4172.1361 | 6985.9405 | 10252.3241 | 13978.0482 | 18333.8675 | 23112.2689 | 27993.7434 | 32593.9474 | 36548.2123 | 39608.1895 | 41708.1849 | 42964.8382 | 43551.7807 | 43551.7807 | 43551.7807 | 43551.7807 | 43551.7807 | 43551.7807 | 43551.7807 | 43551.7807 | 43551.7807 | 43551.7807 | 43551.7807 | 43551.7807 | 0 | 0 | 0 | 0 | 0 | 0 | 0 | 0 | 0 | 0 | 0 | 0 | 0 | 0 | 0 | 0 | 0 | 0 | 0 | 0 | 0 | 0 | 0 | 0 | 0 | 0 | 0 | 0 | 0 | 0 | 0 | 0 | 0 | 0 | 0 | 0 | 0 | 0 | 0 | 0 | 0 | 0 | 0 | 0 | 0 | 0 | 0 | 0 | 0 | 0 | 0 | 0 | 0 | 0 | 0 | 0 | 0 | 0 | 0 | 0 | 0 | 0 | 0 | 0 | 0 | 0 | 0 | 0 | 0 | 0 | 0 | 0 | 0 | 0 | 0 | 0 | 0 | 0 | 0 | 0 | 0 | 0 | 0 | 0 | 0 | 0 | 0 | 0 | 0 | 0 | 0 | 0 | 0 | 0 | 0 | 0 | 0 | 0 | 0 | 0 | 0 | 0 | 0 | 0 | 0 | 0 | 0 | 0 | 0 | 0 | 0 | 0 | 0 | 0 | 0 | 0 | 0 | 0 | 0 | 0 | 0 | 0 | 0 | 0 | 0 | 0 | 0 | 0 | 0 | 0 | 0 | 0 | 0 | 0 | 0 | 0 | 0 | 0 | 0 | 0 | 0 | 0 | 0 | 0 | 0 | 0 | 0 | 0 | 0 | 0 | 0 | 0 | 0 | 0 | 0 | 0 | 0 | 0 | 0 | 0 | 0 | 0 | 0 | 0 | 0 | 0 | 0 | 0 | 0 | 0 | 0 | 0 | 0 | 0 | 0 | 0 | 0 | 0 | 0 | 0 | 0 | 0 | 0 | 0 | 0 | 0 | 0 | 0 | 0 | 0 | 0 | 0 | 0 | 0 | 0 | 0 | 0 | 0 | 0 | 0 | 5355.4182 | 5371.6411 | 5387.6249 | 5403.3273 | 5418.7085 | 5433.7311 | 5448.36 | 5462.5623 | 5476.3068 | 5489.5645 | 5502.308 | 5514.5115 | 5526.1511 | 5537.204 | 5547.6494 | 5557.4674 | 5566.6398 | 5575.1496 | 5582.9811 | 5590.1197 | 5596.6252 | 5602.5525 | 5607.9518 | 5612.8694 | 5617.3473 | 2286.3141 | 2293.24 | 2300.0637 | 2306.7673 | 2313.3338 | 2319.7472 | 2325.9925 | 2332.0557 | 2337.9235 | 2343.5834 | 2349.0238 | 2354.2337 | 2359.2028 | 2363.9215 | 2368.3807 | 2372.5722 | 2376.4881 | 2380.121 | 2383.4644 | 2386.512 | 2389.2893 | 2391.8198 | 2394.1248 | 2396.2242 | 2398.1359
OR_Commercial_Interruptible - College_Existing_Space Heating_Natural Gas_Gas Boiler - Thermostatic Radiator Valves_A | OR | Commercial | Interruptible - College | Existing | Space Heating | Natural Gas | Gas Boiler - Thermostatic Radiator Valves | A | OCM656 | TBD | TBD | 15 | 15.75 | 0 | 0 | 63.8 | 0 | 0 | 0 | 0.28365 | 0.25 | radiator | 25% | 50% | Discretionary | RetroEven20_OR | 82.88% | Boiler | 0% | 531.7284 |  | 227.0034 |  | 0 | IL TRM - 5.3.19 - RS-HVC-TRVS-V01-210101 | AEG Cost Characterization, 2021 | IL TRM - 5.3.19 - RS-HVC-TRVS-V01-210101 | TBD | TBD | TBD | TBD | TBD | TBD | TBD | TBD | TBD | TBD | TBD | TBD | TBD | TBD | TBD | TBD | TBD | TBD | TBD | TBD | TBD | TBD | TBD | TBD | TBD | TBD | TBD | TBD | TBD | TBD | TBD | TBD | TBD | TBD | TBD | TBD | TBD | TBD | TBD | TBD | TBD | TBD | TBD | TBD | TBD | TBD | TBD | TBD | TBD | TBD | TBD | TBD | TBD | TBD | 63.8 | 63.8 | 63.8 | 63.8 | 63.8 | 63.8 | 63.8 | 63.8 | 63.8 | 63.8 | 63.8 | 63.8 | 63.8 | 63.8 | 63.8 | 63.8 | 63.8 | 63.8 | 63.8 | 63.8 | 63.8 | 63.8 | 63.8 | 63.8 | 63.8 | 63.8 | 63.8 | 0 | 0 | 4.3684 | 4.2921 | 4.2113 | 4.1272 | 4.0386 | 3.9447 | 3.8447 | 3.7384 | 3.626 | 3.5085 | 3.3881 | 3.2675 | 3.15 | 3.0387 | 2.9361 | 2.8457 | 2.7676 | 2.6972 | 2.6362 | 2.5774 | 2.5282 | 2.4796 | 2.4316 | 2.3841 | 2.3371 | 0.26037 | 0.52512 | 0.51524 | 0.50494 | 0.49411 | 0.48261 | 0.47038 | 0.45738 | 0.44362 | 0.42925 | 0.41452 | 0.39976 | 0.38538 | 0.37177 | 0.35922 | 0.17855 | 0 | 6.516e-16 | 0 | 0 | 0 | 0 | 0 | 0 | 0 | 0.26037 | 0.78094 | 1.2815 | 1.7608 | 2.2172 | 2.6482 | 3.0515 | 3.4245 | 3.7651 | 4.0724 | 4.3471 | 4.5922 | 4.8124 | 5.0141 | 5.2041 | 5.2225 | 5.0791 | 4.9499 | 4.8379 | 4.7301 | 4.6397 | 4.5506 | 4.4624 | 4.3753 | 4.289 | 59.6041 | 122.3453 | 122.3453 | 122.3453 | 122.3453 | 122.3453 | 122.3453 | 122.3453 | 122.3453 | 122.3453 | 122.3453 | 122.3453 | 122.3453 | 122.3453 | 122.3453 | 62.7412 | 0 | 2.4158e-13 | 0 | 0 | 0 | 0 | 0 | 0 | 0 | 59.6041 | 181.9494 | 304.2946 | 426.6399 | 548.9852 | 671.3305 | 793.6757 | 916.021 | 1038.3663 | 1160.7115 | 1283.0568 | 1405.4021 | 1527.7474 | 1650.0926 | 1772.4379 | 1835.1791 | 1835.1791 | 1835.1791 | 1835.1791 | 1835.1791 | 1835.1791 | 1835.1791 | 1835.1791 | 1835.1791 | 1835.1791 | 0.22395 | 0.45707 | 0.45403 | 0.45064 | 0.44678 | 0.44234 | 0.43725 | 0.43144 | 0.4249 | 0.41772 | 0.41006 | 0.4022 | 0.39446 | 0.3872 | 0.3807 | 0.19251 | 0 | 7.0415e-16 | 0 | 0 | 0 | 0 | 0 | 0 | 0 | 0.22395 | 0.67974 | 1.1293 | 1.5715 | 2.0048 | 2.4272 | 2.8365 | 3.2303 | 3.6062 | 3.9629 | 4.3004 | 4.6201 | 4.9257 | 5.2222 | 5.5152 | 5.6308 | 5.57 | 5.521 | 5.4874 | 5.4572 | 5.4431 | 5.4297 | 5.4169 | 5.4046 | 5.3928 | 50.6635 | 103.9935 | 103.9935 | 103.9935 | 103.9935 | 103.9935 | 103.9935 | 103.9935 | 103.9935 | 103.9935 | 103.9935 | 103.9935 | 103.9935 | 103.9935 | 103.9935 | 53.33 | 0 | 1.9895e-13 | 0 | 0 | 0 | 0 | 0 | 0 | 0 | 50.6635 | 154.657 | 258.6505 | 362.6439 | 466.6374 | 570.6309 | 674.6244 | 778.6179 | 882.6113 | 986.6048 | 1090.5983 | 1194.5918 | 1298.5853 | 1402.5787 | 1506.5722 | 1559.9022 | 1559.9022 | 1559.9022 | 1559.9022 | 1559.9022 | 1559.9022 | 1559.9022 | 1559.9022 | 1559.9022 | 1559.9022 | 0.224 | 0.45738 | 0.4546 | 0.45151 | 0.44798 | 0.44391 | 0.4392 | 0.4338 | 0.42767 | 0.4209 | 0.41366 | 0.40621 | 0.39888 | 0.39201 | 0.38592 | 0.19539 | 0 | 7.1657e-16 | 0 | 0 | 0 | 0 | 0 | 0 | 0 | 0.224 | 0.68021 | 1.1307 | 1.5745 | 2.0102 | 2.4358 | 2.8492 | 3.2479 | 3.6297 | 3.9932 | 4.3381 | 4.6662 | 4.9808 | 5.2871 | 5.5909 | 5.7153 | 5.6608 | 5.6183 | 5.5915 | 5.5681 | 5.5611 | 5.5547 | 5.5489 | 5.5435 | 5.5386 | 50.6635 | 103.9935 | 103.9935 | 103.9935 | 103.9935 | 103.9935 | 103.9935 | 103.9935 | 103.9935 | 103.9935 | 103.9935 | 103.9935 | 103.9935 | 103.9935 | 103.9935 | 53.33 | 0 | 1.9895e-13 | 0 | 0 | 0 | 0 | 0 | 0 | 0 | 50.6635 | 154.657 | 258.6505 | 362.6439 | 466.6374 | 570.6309 | 674.6244 | 778.6179 | 882.6113 | 986.6048 | 1090.5983 | 1194.5918 | 1298.5853 | 1402.5787 | 1506.5722 | 1559.9022 | 1559.9022 | 1559.9022 | 1559.9022 | 1559.9022 | 1559.9022 | 1559.9022 | 1559.9022 | 1559.9022 | 1559.9022 | 0.22395 | 0.45707 | 0.45403 | 0.45064 | 0.44678 | 0.44234 | 0.43725 | 0.43144 | 0.4249 | 0.41772 | 0.41006 | 0.4022 | 0.39446 | 0.3872 | 0.3807 | 0.19251 | 0 | 7.0415e-16 | 0 | 0 | 0 | 0 | 0 | 0 | 0 | 0.22395 | 0.67974 | 1.1293 | 1.5715 | 2.0048 | 2.4272 | 2.8365 | 3.2303 | 3.6062 | 3.9629 | 4.3004 | 4.6201 | 4.9257 | 5.2222 | 5.5152 | 5.6308 | 5.57 | 5.521 | 5.4874 | 5.4572 | 5.4431 | 5.4297 | 5.4169 | 5.4046 | 5.3928 | 50.6635 | 103.9935 | 103.9935 | 103.9935 | 103.9935 | 103.9935 | 103.9935 | 103.9935 | 103.9935 | 103.9935 | 103.9935 | 103.9935 | 103.9935 | 103.9935 | 103.9935 | 53.33 | 0 | 1.9895e-13 | 0 | 0 | 0 | 0 | 0 | 0 | 0 | 50.6635 | 154.657 | 258.6505 | 362.6439 | 466.6374 | 570.6309 | 674.6244 | 778.6179 | 882.6113 | 986.6048 | 1090.5983 | 1194.5918 | 1298.5853 | 1402.5787 | 1506.5722 | 1559.9022 | 1559.9022 | 1559.9022 | 1559.9022 | 1559.9022 | 1559.9022 | 1559.9022 | 1559.9022 | 1559.9022 | 1559.9022 | 519.0328 | 520.6051 | 522.1542 | 523.6761 | 525.1668 | 526.6227 | 528.0405 | 529.417 | 530.749 | 532.0339 | 533.269 | 534.4517 | 535.5798 | 536.651 | 537.6634 | 538.6149 | 539.5039 | 540.3286 | 541.0876 | 541.7795 | 542.41 | 542.9844 | 543.5077 | 543.9843 | 544.4183 | 221.5835 | 222.2547 | 222.916 | 223.5657 | 224.2021 | 224.8237 | 225.429 | 226.0166 | 226.5853 | 227.1338 | 227.6611 | 228.166 | 228.6476 | 229.105 | 229.5371 | 229.9434 | 230.3229 | 230.675 | 230.999 | 231.2944 | 231.5635 | 231.8088 | 232.0322 | 232.2357 | 232.4209
OR_Commercial_Interruptible - College_Existing_Space Heating_Natural Gas_HVAC - Shut Off Damper_A | OR | Commercial | Interruptible - College | Existing | Space Heating | Natural Gas | HVAC - Shut Off Damper | A | OCM657 | No damper | Damper installed | 15 | 29.468 | 0 | 0 | 1506.97 | 0 | 101.53 | 0 | 0.28365 | 0.25 | BoilerCtrl | 0% | 75% | Discretionary | Retro5Med_OR | 81.34% | Central Systems | 0% | 10039.9831 |  | 2869.5062 |  | 0 | HVAC_DMPROFF-Heating-ILTRM-v4.0-1 | HVAC_DMPROFF-Heating-ILTRM-v4.0-1 | HVAC_DMPROFF-Heating-ILTRM-v4.0-1 | No damper | No damper | No damper | No damper | No damper | No damper | No damper | No damper | No damper | No damper | No damper | No damper | No damper | No damper | No damper | No damper | No damper | No damper | No damper | No damper | No damper | No damper | No damper | No damper | No damper | No damper | No damper | Damper installed | Damper installed | Damper installed | Damper installed | Damper installed | Damper installed | Damper installed | Damper installed | Damper installed | Damper installed | Damper installed | Damper installed | Damper installed | Damper installed | Damper installed | Damper installed | Damper installed | Damper installed | Damper installed | Damper installed | Damper installed | Damper installed | Damper installed | Damper installed | Damper installed | Damper installed | Damper installed | 1506.97 | 1506.97 | 1506.97 | 1506.97 | 1506.97 | 1506.97 | 1506.97 | 1506.97 | 1506.97 | 1506.97 | 1506.97 | 1506.97 | 1506.97 | 1506.97 | 1506.97 | 1506.97 | 1506.97 | 1506.97 | 1506.97 | 1506.97 | 1506.97 | 1506.97 | 1506.97 | 1506.97 | 1506.97 | 1506.97 | 1506.97 | 0 | 0 | 8.106 | 7.8469 | 7.5788 | 7.3163 | 7.0559 | 6.7889 | 6.5126 | 6.2294 | 5.9424 | 5.6566 | 5.3785 | 5.1115 | 4.859 | 4.6242 | 4.4113 | 4.2301 | 4.0798 | 3.9454 | 3.8295 | 3.719 | 3.6474 | 3.5767 | 3.507 | 3.4381 | 3.3698 | 0.098569 | 0.11716 | 0.13847 | 0.15517 | 0.17069 | 0.19201 | 0.20207 | 0.19745 | 0.1775 | 0.14524 | 0.10687 | 0.069699 | 0.039648 | 0.017624 | 0 | 0 | 0 | 0 | 0 | 0 | 0 | 0 | 0 | 0 | 0 | 0.098569 | 0.21257 | 0.34378 | 0.48705 | 0.64041 | 0.80819 | 0.97737 | 1.1323 | 1.2576 | 1.3424 | 1.3833 | 1.3843 | 1.3556 | 1.3077 | 1.2475 | 1.1962 | 1.1537 | 1.1157 | 1.083 | 1.0517 | 1.0314 | 1.0115 | 0.99174 | 0.97225 | 0.95295 | 12.16 | 14.9305 | 18.2706 | 21.2093 | 24.1918 | 28.2832 | 31.0271 | 31.6963 | 29.87 | 25.6758 | 19.869 | 13.6357 | 8.1597 | 3.8111 | 0 | 0 | 0 | 0 | 0 | 0 | 0 | 0 | 0 | 0 | 0 | 12.16 | 27.0905 | 45.361 | 66.5703 | 90.7621 | 119.0453 | 150.0724 | 181.7687 | 211.6387 | 237.3145 | 257.1835 | 270.8192 | 278.9789 | 282.79 | 282.79 | 282.79 | 282.79 | 282.79 | 282.79 | 282.79 | 282.79 | 282.79 | 282.79 | 282.79 | 282.79 | 0.084884 | 0.10233 | 0.12273 | 0.13961 | 0.15594 | 0.17821 | 0.19065 | 0.18951 | 0.17342 | 0.14452 | 0.10835 | 0.072029 | 0.041772 | 0.018932 | 0 | 0 | 0 | 0 | 0 | 0 | 0 | 0 | 0 | 0 | 0 | 0.084884 | 0.18567 | 0.30472 | 0.4382 | 0.58504 | 0.75007 | 0.92215 | 1.0868 | 1.2287 | 1.3358 | 1.4025 | 1.4306 | 1.4282 | 1.4048 | 1.3663 | 1.3351 | 1.3113 | 1.2913 | 1.2759 | 1.2616 | 1.2581 | 1.2549 | 1.2517 | 1.2487 | 1.2458 | 10.336 | 12.6909 | 15.53 | 18.0279 | 20.5631 | 24.0407 | 26.373 | 26.9419 | 25.3895 | 21.8244 | 16.8887 | 11.5903 | 6.9357 | 3.2395 | 0 | 0 | 0 | 0 | 0 | 0 | 0 | 0 | 0 | 0 | 0 | 10.336 | 23.0269 | 38.5569 | 56.5847 | 77.1478 | 101.1885 | 127.5615 | 154.5034 | 179.8929 | 201.7173 | 218.606 | 230.1963 | 237.132 | 240.3715 | 240.3715 | 240.3715 | 240.3715 | 240.3715 | 240.3715 | 240.3715 | 240.3715 | 240.3715 | 240.3715 | 240.3715 | 240.3715 | 0 | 0 | 0 | 0 | 0 | 0 | 0 | 0 | 0 | 0 | 0 | 0 | 0 | 0 | 0 | 0 | 0 | 0 | 0 | 0 | 0 | 0 | 0 | 0 | 0 | 0 | 0 | 0 | 0 | 0 | 0 | 0 | 0 | 0 | 0 | 0 | 0 | 0 | 0 | 0 | 0 | 0 | 0 | 0 | 0 | 0 | 0 | 0 | 0 | 0 | 0 | 0 | 0 | 0 | 0 | 0 | 0 | 0 | 0 | 0 | 0 | 0 | 0 | 0 | 0 | 0 | 0 | 0 | 0 | 0 | 0 | 0 | 0 | 0 | 0 | 0 | 0 | 0 | 0 | 0 | 0 | 0 | 0 | 0 | 0 | 0 | 0 | 0 | 0 | 0 | 0 | 0 | 0 | 0 | 0 | 0 | 0 | 0 | 0 | 0 | 0 | 0 | 0 | 0 | 0 | 0 | 0 | 0 | 0 | 0 | 0 | 0 | 0 | 0 | 0 | 0 | 0 | 0 | 0 | 0 | 0 | 0 | 0 | 0 | 0 | 0 | 0 | 0 | 0 | 0 | 0 | 0 | 0 | 0 | 0 | 0 | 0 | 0 | 0 | 0 | 0 | 0 | 0 | 0 | 0 | 0 | 0 | 0 | 0 | 0 | 0 | 0 | 0 | 0 | 0 | 0 | 0 | 0 | 0 | 0 | 0 | 0 | 0 | 0 | 0 | 0 | 0 | 0 | 0 | 0 | 0 | 0 | 0 | 0 | 0 | 0 | 0 | 0 | 0 | 0 | 0 | 0 | 0 | 0 | 0 | 0 | 0 | 0 | 0 | 0 | 0 | 0 | 0 | 0 | 0 | 0 | 0 | 0 | 0 | 0 | 9787.2082 | 9817.2025 | 9847.0039 | 9876.5343 | 9905.7167 | 9934.4747 | 9962.7324 | 9990.4142 | 10017.4244 | 10043.673 | 10069.0747 | 10093.5496 | 10117.0223 | 10139.4217 | 10160.6811 | 10180.7382 | 10199.5344 | 10216.9895 | 10233.0925 | 10247.8131 | 10261.2669 | 10273.5603 | 10284.7913 | 10295.05 | 10304.4192 | 2797.2611 | 2805.8337 | 2814.3512 | 2822.7912 | 2831.1318 | 2839.351 | 2847.4273 | 2855.339 | 2863.0587 | 2870.5607 | 2877.8208 | 2884.8159 | 2891.5246 | 2897.9265 | 2904.0026 | 2909.7351 | 2915.1072 | 2920.096 | 2924.6984 | 2928.9056 | 2932.7508 | 2936.2643 | 2939.4743 | 2942.4063 | 2945.0841
OR_Commercial_Interruptible - College_Existing_Space Heating_Natural Gas_Gas Furnace - Tube Inserts_A | OR | Commercial | Interruptible - College | Existing | Space Heating | Natural Gas | Gas Furnace - Tube Inserts | A | OCM658 | None | Tube inserts installed | 5 | 0 | 0 | 0 | 1 | 0 | 0 | 0 | 0.28365 | 0.25 | sqft | 73% | 100% | Discretionary | Retro1Slow_OR | 84.23% | Furnace | 0% | 0 |  | 0 |  | 0 | n/a | n/a | n/a | None | None | None | None | None | None | None | None | None | None | None | None | None | None | None | None | None | None | None | None | None | None | None | None | None | None | None | Tube inserts installed | Tube inserts installed | Tube inserts installed | Tube inserts installed | Tube inserts installed | Tube inserts installed | Tube inserts installed | Tube inserts installed | Tube inserts installed | Tube inserts installed | Tube inserts installed | Tube inserts installed | Tube inserts installed | Tube inserts installed | Tube inserts installed | Tube inserts installed | Tube inserts installed | Tube inserts installed | Tube inserts installed | Tube inserts installed | Tube inserts installed | Tube inserts installed | Tube inserts installed | Tube inserts installed | Tube inserts installed | Tube inserts installed | Tube inserts installed | 1 | 1 | 1 | 1 | 1 | 1 | 1 | 1 | 1 | 1 | 1 | 1 | 1 | 1 | 1 | 1 | 1 | 1 | 1 | 1 | 1 | 1 | 1 | 1 | 1 | 1 | 1 | 0 | 0 | 0 | 0 | 0 | 0 | 0 | 0 | 0 | 0 | 0 | 0 | 0 | 0 | 0 | 0 | 0 | 0 | 0 | 0 | 0 | 0 | 0 | 0 | 0 | 0 | 0 | 0 | 0 | 0 | 0 | 0 | 0 | 0 | 0 | 0 | 0 | 0 | 0 | 0 | 0 | 0 | 0 | 0 | 0 | 0 | 0 | 0 | 0 | 0 | 0 | 0 | 0 | 0 | 0 | 0 | 0 | 0 | 0 | 0 | 0 | 0 | 0 | 0 | 0 | 0 | 0 | 0 | 0 | 0 | 0 | 0 | 0 | 0 | 0 | 0 | 0 | 473.4971 | 254.7849 | 861.9119 | 1402.0179 | 2128.0674 | 2574.3501 | 3891.1243 | 4512.6837 | 5245.4306 | 5710.8536 | 5746.9127 | 5210.0595 | 4020.4329 | 2208.9503 | 0 | 0 | 0 | 0 | 0 | 0 | 0 | 0 | 0 | 0 | 0 | 473.4971 | 728.282 | 1590.1939 | 2992.2118 | 5120.2792 | 7694.6293 | 11585.7535 | 16098.4373 | 21343.8679 | 27054.7215 | 32801.6342 | 38011.6937 | 42032.1266 | 44241.0769 | 44241.0769 | 44241.0769 | 44241.0769 | 44241.0769 | 44241.0769 | 44241.0769 | 44241.0769 | 44241.0769 | 44241.0769 | 44241.0769 | 44241.0769 | 0 | 0 | 0 | 0 | 0 | 0 | 0 | 0 | 0 | 0 | 0 | 0 | 0 | 0 | 0 | 0 | 0 | 0 | 0 | 0 | 0 | 0 | 0 | 0 | 0 | 0 | 0 | 0 | 0 | 0 | 0 | 0 | 0 | 0 | 0 | 0 | 0 | 0 | 0 | 0 | 0 | 0 | 0 | 0 | 0 | 0 | 0 | 0 | 0 | 0 | 402.4725 | 216.5671 | 732.6251 | 1191.7152 | 1808.8573 | 2188.1976 | 3307.4556 | 3835.7812 | 4458.616 | 4854.2256 | 4884.8758 | 4428.5506 | 3417.368 | 1877.6078 | 0 | 0 | 0 | 0 | 0 | 0 | 0 | 0 | 0 | 0 | 0 | 402.4725 | 619.0397 | 1351.6648 | 2543.3801 | 4352.2373 | 6540.4349 | 9847.8905 | 13683.6717 | 18142.2877 | 22996.5133 | 27881.3891 | 32309.9396 | 35727.3076 | 37604.9154 | 37604.9154 | 37604.9154 | 37604.9154 | 37604.9154 | 37604.9154 | 37604.9154 | 37604.9154 | 37604.9154 | 37604.9154 | 37604.9154 | 37604.9154 | 0 | 0 | 0 | 0 | 0 | 0 | 0 | 0 | 0 | 0 | 0 | 0 | 0 | 0 | 0 | 0 | 0 | 0 | 0 | 0 | 0 | 0 | 0 | 0 | 0 | 0 | 0 | 0 | 0 | 0 | 0 | 0 | 0 | 0 | 0 | 0 | 0 | 0 | 0 | 0 | 0 | 0 | 0 | 0 | 0 | 0 | 0 | 0 | 0 | 0 | 0 | 0 | 0 | 0 | 0 | 0 | 0 | 0 | 0 | 0 | 0 | 0 | 0 | 0 | 0 | 0 | 0 | 0 | 0 | 0 | 0 | 0 | 0 | 0 | 0 | 0 | 0 | 0 | 0 | 0 | 0 | 0 | 0 | 0 | 0 | 0 | 0 | 0 | 0 | 0 | 0 | 0 | 0 | 0 | 0 | 0 | 0 | 0 | 0 | 0 | 0 | 0 | 0 | 0 | 0 | 0 | 0 | 0 | 0 | 0 | 0 | 0 | 0 | 0 | 0 | 0 | 0 | 0 | 0 | 0 | 0 | 0 | 0 | 0 | 0 | 0 | 0 | 0 | 0 | 0 | 0 | 0 | 0 | 0 | 0 | 0 | 0 | 0 | 0 | 0 | 0 | 0 | 0 | 0 | 0 | 0 | 0 | 0 | 0 | 0 | 0 | 0 | 0 | 0 | 0 | 0 | 0 | 0 | 0 | 0 | 0 | 0 | 0 | 0 | 0 | 0 | 0 | 0 | 0 | 0 | 0 | 0 | 0 | 0 | 0 | 0 | 0 | 0 | 0 | 0 | 0 | 0 | 0 | 0 | 0 | 0 | 0 | 0 | 0 | 0 | 0 | 0 | 0 | 0 | 0 | 0 | 0 | 0 | 0 | 0 | 0 | 0 | 0 | 0 | 0 | 0 | 0 | 0 | 0 | 0 | 0 | 0 | 0 | 0 | 0 | 0 | 0 | 0 | 0 | 0 | 0 | 0 | 0 | 0 | 0 | 0 | 0 | 0 | 0 | 0 | 0 | 0 | 0 | 0 | 0 | 0 | 0 | 0 | 0 | 0 | 0 | 0 | 0 | 0 | 0 | 0 | 0 | 0 | 0 | 0
OR_Commercial_Interruptible - College_Existing_Space Heating_Natural Gas_Gas Boiler - Insulate Steam Lines/Condensate Tank_A | OR | Commercial | Interruptible - College | Existing | Space Heating | Natural Gas | Gas Boiler - Insulate Steam Lines/Condensate Tank | A | OCM659 | No insulation | Lines and condenstate tank insulated | 15 | 4.0223 | 0 | 0 | 9.78 | 0 | 0 | 0 | 0.28365 | 0.25 | boiler pipe | 30% | 40% | Discretionary | RetroEven20_OR | 82.88% | Boiler | 0% | 319.1613 |  | 136.2551 |  | 0 | GBLR_PINS-Heating-ILTRM-v4.0-1 | GBLR_PINS_STM-Heating-PGE-R7-1 | GBLR_PINS_STM-Heating-PGE-R7-1 | No insulation | No insulation | No insulation | No insulation | No insulation | No insulation | No insulation | No insulation | No insulation | No insulation | No insulation | No insulation | No insulation | No insulation | No insulation | No insulation | No insulation | No insulation | No insulation | No insulation | No insulation | No insulation | No insulation | No insulation | No insulation | No insulation | No insulation | Lines and condenstate tank insulated | Lines and condenstate tank insulated | Lines and condenstate tank insulated | Lines and condenstate tank insulated | Lines and condenstate tank insulated | Lines and condenstate tank insulated | Lines and condenstate tank insulated | Lines and condenstate tank insulated | Lines and condenstate tank insulated | Lines and condenstate tank insulated | Lines and condenstate tank insulated | Lines and condenstate tank insulated | Lines and condenstate tank insulated | Lines and condenstate tank insulated | Lines and condenstate tank insulated | Lines and condenstate tank insulated | Lines and condenstate tank insulated | Lines and condenstate tank insulated | Lines and condenstate tank insulated | Lines and condenstate tank insulated | Lines and condenstate tank insulated | Lines and condenstate tank insulated | Lines and condenstate tank insulated | Lines and condenstate tank insulated | Lines and condenstate tank insulated | Lines and condenstate tank insulated | Lines and condenstate tank insulated | 9.78 | 9.78 | 9.78 | 9.78 | 9.78 | 9.78 | 9.78 | 9.78 | 9.78 | 9.78 | 9.78 | 9.78 | 9.78 | 9.78 | 9.78 | 9.78 | 9.78 | 9.78 | 9.78 | 9.78 | 9.78 | 9.78 | 9.78 | 9.78 | 9.78 | 9.78 | 9.78 | 0 | 0 | 1.1177 | 1.1011 | 1.0843 | 1.0675 | 1.0507 | 1.0339 | 1.0171 | 1.0004 | 0.98369 | 0.96699 | 0.95034 | 0.93373 | 0.91722 | 0.9008 | 0.88452 | 0.86839 | 0.85241 | 0.83656 | 0.82083 | 0.80523 | 0.78985 | 0.77468 | 0.75968 | 0.74485 | 0.73016 | 0.15623 | 0.31591 | 0.3111 | 0.30628 | 0.30146 | 0.29664 | 0.29183 | 0.28703 | 0.28223 | 0.27744 | 0.27266 | 0.2679 | 0.26316 | 0.25845 | 0.25378 | 0.12777 | 4.8454e-17 | 4.7553e-16 | 0 | 0 | 0 | 0 | 0 | 0 | 0 | 0.15623 | 0.46981 | 0.77376 | 1.0681 | 1.3527 | 1.6277 | 1.8931 | 2.149 | 2.3954 | 2.6321 | 2.8595 | 3.0774 | 3.2861 | 3.4858 | 3.6766 | 3.7373 | 3.6685 | 3.6003 | 3.5326 | 3.4654 | 3.3993 | 3.334 | 3.2694 | 3.2056 | 3.1423 | 139.7774 | 286.9115 | 286.9115 | 286.9115 | 286.9115 | 286.9115 | 286.9115 | 286.9115 | 286.9115 | 286.9115 | 286.9115 | 286.9115 | 286.9115 | 286.9115 | 286.9115 | 147.1341 | 5.6843e-14 | 5.6843e-13 | 0 | 0 | 0 | 0 | 0 | 0 | 0 | 139.7774 | 426.6889 | 713.6005 | 1000.512 | 1287.4235 | 1574.3351 | 1861.2466 | 2148.1581 | 2435.0697 | 2721.9812 | 3008.8927 | 3295.8042 | 3582.7158 | 3869.6273 | 4156.5388 | 4303.673 | 4303.673 | 4303.673 | 4303.673 | 4303.673 | 4303.673 | 4303.673 | 4303.673 | 4303.673 | 4303.673 | 0.13434 | 0.27479 | 0.27381 | 0.27282 | 0.27183 | 0.27083 | 0.26984 | 0.26885 | 0.26787 | 0.2669 | 0.26593 | 0.26498 | 0.26404 | 0.26314 | 0.26226 | 0.13406 | 6.0749e-17 | 5.4515e-16 | 0 | 0 | 0 | 0 | 0 | 0 | 0 | 0.13434 | 0.40866 | 0.68101 | 0.95138 | 1.2197 | 1.4861 | 1.7505 | 2.013 | 2.2735 | 2.5321 | 2.7889 | 3.0438 | 3.2971 | 3.549 | 3.7994 | 3.9214 | 3.9095 | 3.8981 | 3.8871 | 3.8766 | 3.8667 | 3.8571 | 3.8481 | 3.8393 | 3.831 | 118.8108 | 243.8748 | 243.8748 | 243.8748 | 243.8748 | 243.8748 | 243.8748 | 243.8748 | 243.8748 | 243.8748 | 243.8748 | 243.8748 | 243.8748 | 243.8748 | 243.8748 | 125.064 | 5.6843e-14 | 5.1159e-13 | 0 | 0 | 0 | 0 | 0 | 0 | 0 | 118.8108 | 362.6856 | 606.5604 | 850.4352 | 1094.31 | 1338.1848 | 1582.0596 | 1825.9344 | 2069.8092 | 2313.684 | 2557.5588 | 2801.4336 | 3045.3084 | 3289.1832 | 3533.058 | 3658.122 | 3658.122 | 3658.122 | 3658.122 | 3658.122 | 3658.122 | 3658.122 | 3658.122 | 3658.122 | 3658.122 | 0.13437 | 0.27497 | 0.27415 | 0.27335 | 0.27256 | 0.27179 | 0.27104 | 0.27032 | 0.26962 | 0.26893 | 0.26827 | 0.26762 | 0.267 | 0.26641 | 0.26586 | 0.13608 | 6.174e-17 | 5.5476e-16 | 0 | 0 | 0 | 0 | 0 | 0 | 0 | 0.13437 | 0.40894 | 0.68187 | 0.95321 | 1.223 | 1.4913 | 1.7583 | 2.024 | 2.2883 | 2.5514 | 2.8134 | 3.0742 | 3.3341 | 3.5931 | 3.8515 | 3.9802 | 3.9732 | 3.9668 | 3.9608 | 3.9554 | 3.9504 | 3.9459 | 3.9418 | 3.938 | 3.9346 | 118.8108 | 243.8748 | 243.8748 | 243.8748 | 243.8748 | 243.8748 | 243.8748 | 243.8748 | 243.8748 | 243.8748 | 243.8748 | 243.8748 | 243.8748 | 243.8748 | 243.8748 | 125.064 | 5.6843e-14 | 5.1159e-13 | 0 | 0 | 0 | 0 | 0 | 0 | 0 | 118.8108 | 362.6856 | 606.5604 | 850.4352 | 1094.31 | 1338.1848 | 1582.0596 | 1825.9344 | 2069.8092 | 2313.684 | 2557.5588 | 2801.4336 | 3045.3084 | 3289.1832 | 3533.058 | 3658.122 | 3658.122 | 3658.122 | 3658.122 | 3658.122 | 3658.122 | 3658.122 | 3658.122 | 3658.122 | 3658.122 | 0.13434 | 0.27479 | 0.27381 | 0.27282 | 0.27183 | 0.27083 | 0.26984 | 0.26885 | 0.26787 | 0.2669 | 0.26593 | 0.26498 | 0.26404 | 0.26314 | 0.26226 | 0.13406 | 6.0749e-17 | 5.4515e-16 | 0 | 0 | 0 | 0 | 0 | 0 | 0 | 0.13434 | 0.40866 | 0.68101 | 0.95138 | 1.2197 | 1.4861 | 1.7505 | 2.013 | 2.2735 | 2.5321 | 2.7889 | 3.0438 | 3.2971 | 3.549 | 3.7994 | 3.9214 | 3.9095 | 3.8981 | 3.8871 | 3.8766 | 3.8667 | 3.8571 | 3.8481 | 3.8393 | 3.831 | 118.8108 | 243.8748 | 243.8748 | 243.8748 | 243.8748 | 243.8748 | 243.8748 | 243.8748 | 243.8748 | 243.8748 | 243.8748 | 243.8748 | 243.8748 | 243.8748 | 243.8748 | 125.064 | 5.6843e-14 | 5.1159e-13 | 0 | 0 | 0 | 0 | 0 | 0 | 0 | 118.8108 | 362.6856 | 606.5604 | 850.4352 | 1094.31 | 1338.1848 | 1582.0596 | 1825.9344 | 2069.8092 | 2313.684 | 2557.5588 | 2801.4336 | 3045.3084 | 3289.1832 | 3533.058 | 3658.122 | 3658.122 | 3658.122 | 3658.122 | 3658.122 | 3658.122 | 3658.122 | 3658.122 | 3658.122 | 3658.122 | 311.541 | 312.4847 | 313.4146 | 314.328 | 315.2228 | 316.0967 | 316.9477 | 317.7739 | 318.5735 | 319.3447 | 320.086 | 320.7959 | 321.4731 | 322.116 | 322.7237 | 323.2948 | 323.8284 | 324.3235 | 324.779 | 325.1943 | 325.5728 | 325.9176 | 326.2317 | 326.5177 | 326.7782 | 133.0019 | 133.4048 | 133.8017 | 134.1917 | 134.5737 | 134.9468 | 135.3101 | 135.6628 | 136.0041 | 136.3334 | 136.6499 | 136.9529 | 137.242 | 137.5165 | 137.7759 | 138.0198 | 138.2476 | 138.4589 | 138.6534 | 138.8307 | 138.9922 | 139.1394 | 139.2735 | 139.3957 | 139.5069
OR_Commercial_Interruptible - College_Existing_Space Heating_Natural Gas_Gas Boiler - Insulate Hot Water Lines_A | OR | Commercial | Interruptible - College | Existing | Space Heating | Natural Gas | Gas Boiler - Insulate Hot Water Lines | A | OCM660 | No insulation | Insulated water lines | 11 | 2.6927 | 0 | 0 | 18.26 | 0 | 0 | 0 | 0.28365 | 0.25 | boiler pipe | 30% | 40% | Discretionary | RetroEven20_OR | 82.88% | Boiler | 0% | 1082.4614 |  | 462.1202 |  | 0 | GBLR_PINS_HW-Heating-PGE-R7-1 | GBLR_PINS_HW-Heating-PGE-R7-1 | GBLR_PINS_HW-Heating-PGE-R7-1 | No insulation | No insulation | No insulation | No insulation | No insulation | No insulation | No insulation | No insulation | No insulation | No insulation | No insulation | No insulation | No insulation | No insulation | No insulation | No insulation | No insulation | No insulation | No insulation | No insulation | No insulation | No insulation | No insulation | No insulation | No insulation | No insulation | No insulation | Insulated water lines | Insulated water lines | Insulated water lines | Insulated water lines | Insulated water lines | Insulated water lines | Insulated water lines | Insulated water lines | Insulated water lines | Insulated water lines | Insulated water lines | Insulated water lines | Insulated water lines | Insulated water lines | Insulated water lines | Insulated water lines | Insulated water lines | Insulated water lines | Insulated water lines | Insulated water lines | Insulated water lines | Insulated water lines | Insulated water lines | Insulated water lines | Insulated water lines | Insulated water lines | Insulated water lines | 18.26 | 18.26 | 18.26 | 18.26 | 18.26 | 18.26 | 18.26 | 18.26 | 18.26 | 18.26 | 18.26 | 18.26 | 18.26 | 18.26 | 18.26 | 18.26 | 18.26 | 18.26 | 18.26 | 18.26 | 18.26 | 18.26 | 18.26 | 18.26 | 18.26 | 18.26 | 18.26 | 0 | 0 | 0.74525 | 0.72922 | 0.71236 | 0.69492 | 0.67666 | 0.65742 | 0.63707 | 0.61558 | 0.593 | 0.5696 | 0.54581 | 0.52218 | 0.49936 | 0.47795 | 0.4584 | 0.44165 | 0.42765 | 0.41516 | 0.40447 | 0.39425 | 0.38672 | 0.37929 | 0.37194 | 0.36468 | 0.35748 | 0.10417 | 0.20922 | 0.20439 | 0.19938 | 0.19414 | 0.18862 | 0.18278 | 0.17662 | 0.17014 | 0.16342 | 0.1566 | 0.07683 | 0 | 2.4451e-16 | 0 | 2.7616e-16 | 4.8618e-17 | 2.5959e-16 | 4.5983e-17 | 0 | 0 | 0 | 0 | 0 | 0 | 0.10417 | 0.31115 | 0.50834 | 0.69527 | 0.87115 | 1.035 | 1.1858 | 1.3224 | 1.444 | 1.5504 | 1.6423 | 1.648 | 1.576 | 1.5084 | 1.4467 | 1.3939 | 1.3497 | 1.3103 | 1.2765 | 1.2443 | 1.2205 | 1.1971 | 1.1739 | 1.1509 | 1.1282 | 139.7774 | 286.9115 | 286.9115 | 286.9115 | 286.9115 | 286.9115 | 286.9115 | 286.9115 | 286.9115 | 286.9115 | 286.9115 | 147.1341 | 0 | 5.1159e-13 | 0 | 6.2528e-13 | 1.1369e-13 | 6.2528e-13 | 1.1369e-13 | 0 | 0 | 0 | 0 | 0 | 0 | 139.7774 | 426.6889 | 713.6005 | 1000.512 | 1287.4235 | 1574.3351 | 1861.2466 | 2148.1581 | 2435.0697 | 2721.9812 | 3008.8927 | 3156.0268 | 3156.0268 | 3156.0268 | 3156.0268 | 3156.0268 | 3156.0268 | 3156.0268 | 3156.0268 | 3156.0268 | 3156.0268 | 3156.0268 | 3156.0268 | 3156.0268 | 3156.0268 | 0.089624 | 0.18228 | 0.1804 | 0.17835 | 0.17608 | 0.17355 | 0.17071 | 0.16755 | 0.16406 | 0.16028 | 0.15631 | 0.078092 | 0 | 2.3599e-16 | 0 | 2.9085e-16 | 4.7774e-17 | 3.1466e-16 | 4.6786e-17 | 0 | 0 | 0 | 0 | 0 | 0 | 0.089624 | 0.27108 | 0.44868 | 0.62193 | 0.79011 | 0.95229 | 1.1074 | 1.2545 | 1.3924 | 1.5206 | 1.6393 | 1.6751 | 1.6317 | 1.591 | 1.5545 | 1.5251 | 1.5031 | 1.485 | 1.472 | 1.4601 | 1.4563 | 1.4528 | 1.4493 | 1.446 | 1.4429 | 118.8108 | 243.8748 | 243.8748 | 243.8748 | 243.8748 | 243.8748 | 243.8748 | 243.8748 | 243.8748 | 243.8748 | 243.8748 | 125.064 | 0 | 3.979e-13 | 0 | 5.1159e-13 | 8.5265e-14 | 5.6843e-13 | 8.5265e-14 | 0 | 0 | 0 | 0 | 0 | 0 | 118.8108 | 362.6856 | 606.5604 | 850.4352 | 1094.31 | 1338.1848 | 1582.0596 | 1825.9344 | 2069.8092 | 2313.684 | 2557.5588 | 2682.6228 | 2682.6228 | 2682.6228 | 2682.6228 | 2682.6228 | 2682.6228 | 2682.6228 | 2682.6228 | 2682.6228 | 2682.6228 | 2682.6228 | 2682.6228 | 2682.6228 | 2682.6228 | 0.089647 | 0.1824 | 0.18062 | 0.17869 | 0.17655 | 0.17416 | 0.17148 | 0.16846 | 0.16513 | 0.1615 | 0.15769 | 0.078871 | 0 | 2.3893e-16 | 0 | 2.9522e-16 | 4.8553e-17 | 3.2021e-16 | 4.7673e-17 | 0 | 0 | 0 | 0 | 0 | 0 | 0.089647 | 0.27127 | 0.44924 | 0.62312 | 0.79223 | 0.95566 | 1.1124 | 1.2613 | 1.4015 | 1.5322 | 1.6537 | 1.6918 | 1.65 | 1.6108 | 1.5759 | 1.548 | 1.5276 | 1.5112 | 1.4999 | 1.4898 | 1.4879 | 1.4862 | 1.4846 | 1.4832 | 1.4819 | 118.8108 | 243.8748 | 243.8748 | 243.8748 | 243.8748 | 243.8748 | 243.8748 | 243.8748 | 243.8748 | 243.8748 | 243.8748 | 125.064 | 0 | 3.979e-13 | 0 | 5.1159e-13 | 8.5265e-14 | 5.6843e-13 | 8.5265e-14 | 0 | 0 | 0 | 0 | 0 | 0 | 118.8108 | 362.6856 | 606.5604 | 850.4352 | 1094.31 | 1338.1848 | 1582.0596 | 1825.9344 | 2069.8092 | 2313.684 | 2557.5588 | 2682.6228 | 2682.6228 | 2682.6228 | 2682.6228 | 2682.6228 | 2682.6228 | 2682.6228 | 2682.6228 | 2682.6228 | 2682.6228 | 2682.6228 | 2682.6228 | 2682.6228 | 2682.6228 | 0.089624 | 0.18228 | 0.1804 | 0.17835 | 0.17608 | 0.17355 | 0.17071 | 0.16755 | 0.16406 | 0.16028 | 0.15631 | 0.078092 | 0 | 2.3599e-16 | 0 | 2.9085e-16 | 4.7774e-17 | 3.1466e-16 | 4.6786e-17 | 0 | 0 | 0 | 0 | 0 | 0 | 0.089624 | 0.27108 | 0.44868 | 0.62193 | 0.79011 | 0.95229 | 1.1074 | 1.2545 | 1.3924 | 1.5206 | 1.6393 | 1.6751 | 1.6317 | 1.591 | 1.5545 | 1.5251 | 1.5031 | 1.485 | 1.472 | 1.4601 | 1.4563 | 1.4528 | 1.4493 | 1.446 | 1.4429 | 118.8108 | 243.8748 | 243.8748 | 243.8748 | 243.8748 | 243.8748 | 243.8748 | 243.8748 | 243.8748 | 243.8748 | 243.8748 | 125.064 | 0 | 3.979e-13 | 0 | 5.1159e-13 | 8.5265e-14 | 5.6843e-13 | 8.5265e-14 | 0 | 0 | 0 | 0 | 0 | 0 | 118.8108 | 362.6856 | 606.5604 | 850.4352 | 1094.31 | 1338.1848 | 1582.0596 | 1825.9344 | 2069.8092 | 2313.684 | 2557.5588 | 2682.6228 | 2682.6228 | 2682.6228 | 2682.6228 | 2682.6228 | 2682.6228 | 2682.6228 | 2682.6228 | 2682.6228 | 2682.6228 | 2682.6228 | 2682.6228 | 2682.6228 | 2682.6228 | 1056.6164 | 1059.8172 | 1062.9707 | 1066.0688 | 1069.1035 | 1072.0674 | 1074.9537 | 1077.7558 | 1080.4676 | 1083.0833 | 1085.5976 | 1088.0053 | 1090.3018 | 1092.4825 | 1094.5433 | 1096.4804 | 1098.2901 | 1099.9691 | 1101.5142 | 1102.9227 | 1104.2062 | 1105.3757 | 1106.4409 | 1107.4112 | 1108.2946 | 451.0865 | 452.453 | 453.7993 | 455.1219 | 456.4175 | 457.6828 | 458.915 | 460.1113 | 461.269 | 462.3857 | 463.4591 | 464.487 | 465.4674 | 466.3983 | 467.2782 | 468.1051 | 468.8777 | 469.5945 | 470.2541 | 470.8554 | 471.4034 | 471.9026 | 472.3574 | 472.7716 | 473.1488
OR_Commercial_Interruptible - College_Existing_Space Heating_Natural Gas_Condensing RTU_A | OR | Commercial | Interruptible - College | Existing | Space Heating | Natural Gas | Condensing RTU | A | OCM661 | TBD | TBD | 5 | 0.024069 | 0 | 0 | 4.99 | 0 | 0 | 0 | 0.28365 | 0.25 | sqft cond | 5% | 20% | Discretionary | RetroEven20_OR | 82.88% | Furnace | 0% | 61856.7419 |  | 26407.6379 |  | 0 | NEEA Condensing Rooftop Unit Field Study - October 28, 2019 | NEEA Condensing Rooftop Unit Field Study - October 28, 2019 | NEEA Condensing Rooftop Unit Field Study - October 28, 2019 | TBD | TBD | TBD | TBD | TBD | TBD | TBD | TBD | TBD | TBD | TBD | TBD | TBD | TBD | TBD | TBD | TBD | TBD | TBD | TBD | TBD | TBD | TBD | TBD | TBD | TBD | TBD | TBD | TBD | TBD | TBD | TBD | TBD | TBD | TBD | TBD | TBD | TBD | TBD | TBD | TBD | TBD | TBD | TBD | TBD | TBD | TBD | TBD | TBD | TBD | TBD | TBD | TBD | TBD | 4.99 | 4.99 | 4.99 | 4.99 | 4.99 | 4.99 | 4.99 | 4.99 | 4.99 | 4.99 | 4.99 | 4.99 | 4.99 | 4.99 | 4.99 | 4.99 | 4.99 | 4.99 | 4.99 | 4.99 | 4.99 | 4.99 | 4.99 | 4.99 | 4.99 | 4.99 | 4.99 | 0 | 0 | 0.0066353 | 0.0064369 | 0.0062289 | 0.0060223 | 0.0058153 | 0.0056013 | 0.005378 | 0.0051471 | 0.0049115 | 0.0046751 | 0.0044437 | 0.0042203 | 0.0040081 | 0.0038105 | 0.0036308 | 0.0034779 | 0.0033511 | 0.0032382 | 0.0031412 | 0.0030492 | 0.0029839 | 0.00292 | 0.0028576 | 0.0027964 | 0.0027363 | 0.0087272 | 0.017378 | 0.016817 | 0.016259 | 0.0157 | 0.007755 | 0 | 0 | 2.2335e-18 | 0 | 0 | 0 | 0 | 2.0794e-17 | 0 | 0 | 0 | 0 | 0 | 0 | 0 | 0 | 0 | 0 | 0 | 0.0087272 | 0.025844 | 0.041826 | 0.056697 | 0.070448 | 0.075611 | 0.072596 | 0.06948 | 0.0663 | 0.063109 | 0.059985 | 0.056969 | 0.054105 | 0.051437 | 0.049011 | 0.046948 | 0.045236 | 0.043712 | 0.042402 | 0.04116 | 0.040279 | 0.039417 | 0.038574 | 0.037748 | 0.036937 | 1315.2697 | 2699.7642 | 2699.7642 | 2699.7642 | 2699.7642 | 1384.4945 | 0 | 0 | 4.5475e-13 | 0 | 0 | 0 | 0 | 5.457e-12 | 0 | 0 | 0 | 0 | 0 | 0 | 0 | 0 | 0 | 0 | 0 | 1315.2697 | 4015.034 | 6714.7982 | 9414.5624 | 12114.3266 | 13498.8211 | 13498.8211 | 13498.8211 | 13498.8211 | 13498.8211 | 13498.8211 | 13498.8211 | 13498.8211 | 13498.8211 | 13498.8211 | 13498.8211 | 13498.8211 | 13498.8211 | 13498.8211 | 13498.8211 | 13498.8211 | 13498.8211 | 13498.8211 | 13498.8211 | 13498.8211 | 0.0075138 | 0.015169 | 0.01489 | 0.014607 | 0.014316 | 0.0071808 | 0 | 0 | 2.5578e-18 | 0 | 0 | 0 | 0 | 2.1779e-17 | 0 | 0 | 0 | 0 | 0 | 0 | 0 | 0 | 0 | 0 | 0 | 0.0075138 | 0.022559 | 0.037034 | 0.050936 | 0.064237 | 0.070012 | 0.068305 | 0.066472 | 0.064536 | 0.06254 | 0.060545 | 0.058587 | 0.056708 | 0.054952 | 0.053367 | 0.052077 | 0.051086 | 0.050252 | 0.049608 | 0.049017 | 0.048775 | 0.048547 | 0.048333 | 0.04813 | 0.047939 | 1117.9793 | 2294.7996 | 2294.7996 | 2294.7996 | 2294.7996 | 1176.8203 | 0 | 0 | 4.5475e-13 | 0 | 0 | 0 | 0 | 4.5475e-12 | 0 | 0 | 0 | 0 | 0 | 0 | 0 | 0 | 0 | 0 | 0 | 1117.9793 | 3412.7789 | 5707.5785 | 8002.378 | 10297.1776 | 11473.9979 | 11473.9979 | 11473.9979 | 11473.9979 | 11473.9979 | 11473.9979 | 11473.9979 | 11473.9979 | 11473.9979 | 11473.9979 | 11473.9979 | 11473.9979 | 11473.9979 | 11473.9979 | 11473.9979 | 11473.9979 | 11473.9979 | 11473.9979 | 11473.9979 | 11473.9979 | 0 | 0 | 0 | 0 | 0 | 0 | 0 | 0 | 0 | 0 | 0 | 0 | 0 | 0 | 0 | 0 | 0 | 0 | 0 | 0 | 0 | 0 | 0 | 0 | 0 | 0 | 0 | 0 | 0 | 0 | 0 | 0 | 0 | 0 | 0 | 0 | 0 | 0 | 0 | 0 | 0 | 0 | 0 | 0 | 0 | 0 | 0 | 0 | 0 | 0 | 0 | 0 | 0 | 0 | 0 | 0 | 0 | 0 | 0 | 0 | 0 | 0 | 0 | 0 | 0 | 0 | 0 | 0 | 0 | 0 | 0 | 0 | 0 | 0 | 0 | 0 | 0 | 0 | 0 | 0 | 0 | 0 | 0 | 0 | 0 | 0 | 0 | 0 | 0 | 0 | 0 | 0 | 0 | 0 | 0 | 0 | 0 | 0 | 0 | 0 | 0 | 0 | 0 | 0 | 0 | 0 | 0 | 0 | 0 | 0 | 0 | 0 | 0 | 0 | 0 | 0 | 0 | 0 | 0 | 0 | 0 | 0 | 0 | 0 | 0 | 0 | 0 | 0 | 0 | 0 | 0 | 0 | 0 | 0 | 0 | 0 | 0 | 0 | 0 | 0 | 0 | 0 | 0 | 0 | 0 | 0 | 0 | 0 | 0 | 0 | 0 | 0 | 0 | 0 | 0 | 0 | 0 | 0 | 0 | 0 | 0 | 0 | 0 | 0 | 0 | 0 | 0 | 0 | 0 | 0 | 0 | 0 | 0 | 0 | 0 | 0 | 0 | 0 | 0 | 0 | 0 | 0 | 0 | 0 | 0 | 0 | 0 | 0 | 0 | 0 | 0 | 0 | 0 | 0 | 0 | 0 | 0 | 0 | 0 | 0 | 59162.565 | 59373.4762 | 59604.1424 | 59854.1597 | 60122.8401 | 60409.2169 | 60712.0464 | 61029.8079 | 61358.7776 | 61695.3952 | 62036.2431 | 62378.0299 | 62717.579 | 63051.8212 | 63377.7902 | 63692.6221 | 63993.5565 | 64275.4243 | 64539.6095 | 64785.4077 | 65013.9659 | 65226.3788 | 65423.6878 | 65606.8818 | 65776.8968 | 25257.4505 | 25347.4919 | 25445.967 | 25552.7034 | 25667.4074 | 25789.6662 | 25918.949 | 26054.6065 | 26195.0489 | 26338.7564 | 26484.2699 | 26630.1842 | 26775.1432 | 26917.8365 | 27056.9979 | 27191.4047 | 27319.8784 | 27440.2124 | 27552.9973 | 27657.9325 | 27755.5076 | 27846.1901 | 27930.4245 | 28008.633 | 28081.2151
OR_Commercial_Interruptible - College_Existing_Space Heating_Natural Gas_Hydronic Heating Radiator Replacement_A | OR | Commercial | Interruptible - College | Existing | Space Heating | Natural Gas | Hydronic Heating Radiator Replacement | A | OCM662 | TBD | TBD | 25 | 34 | 0 | 0 | 651.39 | 0 | 0 | 0 | 0.28365 | 0.25 | radiator | 30% | 40% | Discretionary | RetroEven20_OR | 82.88% | Boiler | 0% | 1960.7144 |  | 837.0605 |  | 0 | IL TRM - 4.4.52 - CI-HVC-HHRR-V01-210101 | IL TRM - 4.4.52 - CI-HVC-HHRR-V01-210101 | IL TRM - 4.4.52 - CI-HVC-HHRR-V01-210101 | TBD | TBD | TBD | TBD | TBD | TBD | TBD | TBD | TBD | TBD | TBD | TBD | TBD | TBD | TBD | TBD | TBD | TBD | TBD | TBD | TBD | TBD | TBD | TBD | TBD | TBD | TBD | TBD | TBD | TBD | TBD | TBD | TBD | TBD | TBD | TBD | TBD | TBD | TBD | TBD | TBD | TBD | TBD | TBD | TBD | TBD | TBD | TBD | TBD | TBD | TBD | TBD | TBD | TBD | 651.39 | 651.39 | 651.39 | 651.39 | 651.39 | 651.39 | 651.39 | 651.39 | 651.39 | 651.39 | 651.39 | 651.39 | 651.39 | 651.39 | 651.39 | 651.39 | 651.39 | 651.39 | 651.39 | 651.39 | 651.39 | 651.39 | 651.39 | 651.39 | 651.39 | 651.39 | 651.39 | 0 | 0 | 9.3922 | 9.1621 | 8.9205 | 8.6706 | 8.4101 | 8.1361 | 7.8485 | 7.5482 | 7.2377 | 6.9215 | 6.6099 | 6.3078 | 6.0198 | 5.7506 | 5.5058 | 5.299 | 5.1293 | 4.9784 | 4.8497 | 4.7268 | 4.6365 | 4.5474 | 4.4593 | 4.3722 | 4.2859 | 0.22393 | 0.44838 | 0.43655 | 0.42432 | 0.41157 | 0.39817 | 0.38409 | 0.3694 | 0.3542 | 0.33873 | 0.32348 | 0.30869 | 0.2946 | 0.28142 | 0.26944 | 0.25932 | 0.25102 | 0.24363 | 0.23734 | 0.23132 | 0 | 0 | 0 | 0 | 0 | 0.22393 | 0.66682 | 1.0858 | 1.4797 | 1.8468 | 2.1848 | 2.4917 | 2.7657 | 3.0062 | 3.2135 | 3.3924 | 3.546 | 3.6787 | 3.7956 | 3.9035 | 4.0162 | 4.1386 | 4.2604 | 4.3877 | 4.5078 | 4.4217 | 4.3367 | 4.2527 | 4.1696 | 4.0873 | 23.8416 | 48.9381 | 48.9381 | 48.9381 | 48.9381 | 48.9381 | 48.9381 | 48.9381 | 48.9381 | 48.9381 | 48.9381 | 48.9381 | 48.9381 | 48.9381 | 48.9381 | 48.9381 | 48.9381 | 48.9381 | 48.9381 | 48.9381 | 0 | 0 | 0 | 0 | 0 | 23.8416 | 72.7798 | 121.7179 | 170.656 | 219.5941 | 268.5322 | 317.4703 | 366.4084 | 415.3465 | 464.2846 | 513.2227 | 562.1608 | 611.0989 | 660.0371 | 708.9752 | 757.9133 | 806.8514 | 855.7895 | 904.7276 | 953.6657 | 953.6657 | 953.6657 | 953.6657 | 953.6657 | 953.6657 | 0.19271 | 0.39093 | 0.38579 | 0.38024 | 0.37417 | 0.36745 | 0.36005 | 0.35198 | 0.34329 | 0.33413 | 0.32493 | 0.31586 | 0.30714 | 0.299 | 0.29171 | 0.28594 | 0.28173 | 0.27828 | 0.27582 | 0.27357 | 0 | 0 | 0 | 0 | 0 | 0.19271 | 0.58138 | 0.95953 | 1.326 | 1.679 | 2.0163 | 2.3357 | 2.6353 | 2.9135 | 3.17 | 3.4076 | 3.6283 | 3.8354 | 4.0327 | 4.2261 | 4.4284 | 4.6449 | 4.8664 | 5.0991 | 5.3312 | 5.3174 | 5.3043 | 5.2918 | 5.2797 | 5.2682 | 20.2654 | 41.5974 | 41.5974 | 41.5974 | 41.5974 | 41.5974 | 41.5974 | 41.5974 | 41.5974 | 41.5974 | 41.5974 | 41.5974 | 41.5974 | 41.5974 | 41.5974 | 41.5974 | 41.5974 | 41.5974 | 41.5974 | 41.5974 | 0 | 0 | 0 | 0 | 0 | 20.2654 | 61.8628 | 103.4602 | 145.0576 | 186.655 | 228.2524 | 269.8497 | 311.4471 | 353.0445 | 394.6419 | 436.2393 | 477.8367 | 519.4341 | 561.0315 | 602.6289 | 644.2263 | 685.8237 | 727.4211 | 769.0185 | 810.6158 | 810.6158 | 810.6158 | 810.6158 | 810.6158 | 810.6158 | 0 | 0 | 0 | 0 | 0 | 0 | 0 | 0 | 0 | 0 | 0 | 0 | 0 | 0 | 0 | 0 | 0 | 0 | 0 | 0 | 0 | 0 | 0 | 0 | 0 | 0 | 0 | 0 | 0 | 0 | 0 | 0 | 0 | 0 | 0 | 0 | 0 | 0 | 0 | 0 | 0 | 0 | 0 | 0 | 0 | 0 | 0 | 0 | 0 | 0 | 0 | 0 | 0 | 0 | 0 | 0 | 0 | 0 | 0 | 0 | 0 | 0 | 0 | 0 | 0 | 0 | 0 | 0 | 0 | 0 | 0 | 0 | 0 | 0 | 0 | 0 | 0 | 0 | 0 | 0 | 0 | 0 | 0 | 0 | 0 | 0 | 0 | 0 | 0 | 0 | 0 | 0 | 0 | 0 | 0 | 0 | 0 | 0 | 0 | 0 | 0.19271 | 0.39093 | 0.38579 | 0.38024 | 0.37417 | 0.36745 | 0.36005 | 0.35198 | 0.34329 | 0.33413 | 0.32493 | 0.31586 | 0.30714 | 0.299 | 0.29171 | 0.28594 | 0.28173 | 0.27828 | 0.27582 | 0.27357 | 0 | 0 | 0 | 0 | 0 | 0.19271 | 0.58138 | 0.95953 | 1.326 | 1.679 | 2.0163 | 2.3357 | 2.6353 | 2.9135 | 3.17 | 3.4076 | 3.6283 | 3.8354 | 4.0327 | 4.2261 | 4.4284 | 4.6449 | 4.8664 | 5.0991 | 5.3312 | 5.3174 | 5.3043 | 5.2918 | 5.2797 | 5.2682 | 20.2654 | 41.5974 | 41.5974 | 41.5974 | 41.5974 | 41.5974 | 41.5974 | 41.5974 | 41.5974 | 41.5974 | 41.5974 | 41.5974 | 41.5974 | 41.5974 | 41.5974 | 41.5974 | 41.5974 | 41.5974 | 41.5974 | 41.5974 | 0 | 0 | 0 | 0 | 0 | 20.2654 | 61.8628 | 103.4602 | 145.0576 | 186.655 | 228.2524 | 269.8497 | 311.4471 | 353.0445 | 394.6419 | 436.2393 | 477.8367 | 519.4341 | 561.0315 | 602.6289 | 644.2263 | 685.8237 | 727.4211 | 769.0185 | 810.6158 | 810.6158 | 810.6158 | 810.6158 | 810.6158 | 810.6158 | 1913.9002 | 1919.6979 | 1925.4102 | 1931.0218 | 1936.5187 | 1941.8874 | 1947.1155 | 1952.191 | 1957.103 | 1961.841 | 1966.3952 | 1970.7564 | 1974.9161 | 1978.8662 | 1982.5991 | 1986.1079 | 1989.3859 | 1992.4271 | 1995.2259 | 1997.777 | 2000.102 | 2002.2202 | 2004.1498 | 2005.9072 | 2007.5075 | 817.0748 | 819.5499 | 821.9886 | 824.3843 | 826.731 | 829.023 | 831.2549 | 833.4217 | 835.5187 | 837.5415 | 839.4857 | 841.3476 | 843.1235 | 844.8098 | 846.4035 | 847.9014 | 849.3008 | 850.5992 | 851.794 | 852.8831 | 853.8757 | 854.78 | 855.6038 | 856.3541 | 857.0373
OR_Commercial_Interruptible - College_Existing_Space Heating_Natural Gas_Thermostat - Connected_A | OR | Commercial | Interruptible - College | Existing | Space Heating | Natural Gas | Thermostat - Connected | A | OCM663 | Standard thermostat. | Thermostat connected to building management control system. | 5 | 31.827 | 0 | 0 | 222.91 | 11.87 | 0 | 0 | 0.28365 | 0.25 | Stat Unit | 30% | 53.33% | Discretionary | Retro5Med_OR | 81.34% | Space Heating | 0% | 1692.3924 |  | 875.8425 |  | 0 | DL20_CSTAT_SMRT-Cool-RTF-v1.1-5 | IL TRM - CI-HVC-THST-V01-200101 | DL20_CSTAT_SMRT-Heat-RTF-v1.1-1 | Standard thermostat. | Standard thermostat. | Standard thermostat. | Standard thermostat. | Standard thermostat. | Standard thermostat. | Standard thermostat. | Standard thermostat. | Standard thermostat. | Standard thermostat. | Standard thermostat. | Standard thermostat. | Standard thermostat. | Standard thermostat. | Standard thermostat. | Standard thermostat. | Standard thermostat. | Standard thermostat. | Standard thermostat. | Standard thermostat. | Standard thermostat. | Standard thermostat. | Standard thermostat. | Standard thermostat. | Standard thermostat. | Standard thermostat. | Standard thermostat. | Thermostat connected to building management control system. | Thermostat connected to building management control system. | Thermostat connected to building management control system. | Thermostat connected to building management control system. | Thermostat connected to building management control system. | Thermostat connected to building management control system. | Thermostat connected to building management control system. | Thermostat connected to building management control system. | Thermostat connected to building management control system. | Thermostat connected to building management control system. | Thermostat connected to building management control system. | Thermostat connected to building management control system. | Thermostat connected to building management control system. | Thermostat connected to building management control system. | Thermostat connected to building management control system. | Thermostat connected to building management control system. | Thermostat connected to building management control system. | Thermostat connected to building management control system. | Thermostat connected to building management control system. | Thermostat connected to building management control system. | Thermostat connected to building management control system. | Thermostat connected to building management control system. | Thermostat connected to building management control system. | Thermostat connected to building management control system. | Thermostat connected to building management control system. | Thermostat connected to building management control system. | Thermostat connected to building management control system. | 222.91 | 222.91 | 222.91 | 222.91 | 222.91 | 222.91 | 222.91 | 222.91 | 222.91 | 222.91 | 222.91 | 222.91 | 222.91 | 222.91 | 222.91 | 222.91 | 222.91 | 222.91 | 222.91 | 222.91 | 222.91 | 222.91 | 222.91 | 222.91 | 222.91 | 222.91 | 222.91 | 0 | 0 | 8.7859 | 8.5576 | 8.319 | 8.0732 | 7.8181 | 7.5511 | 7.2721 | 6.9821 | 6.6836 | 6.3806 | 6.0829 | 5.7948 | 5.5206 | 5.2646 | 5.0317 | 4.8344 | 4.6715 | 4.5262 | 4.4017 | 4.2829 | 4.2004 | 4.1191 | 4.0387 | 3.9594 | 3.8808 | 0.20517 | 0.24537 | 0.29189 | 0.32883 | 0.36322 | 0.23381 | 0.2248 | 0.18002 | 0.11116 | 0.018184 | 0 | 0 | 0 | 0 | 0 | 0 | 0 | 0 | 0 | 0 | 0 | 0 | 0 | 0 | 0 | 0.20517 | 0.44522 | 0.72469 | 1.0321 | 1.3627 | 1.55 | 1.7175 | 1.8291 | 1.862 | 1.7958 | 1.712 | 1.6309 | 1.5537 | 1.4817 | 1.4162 | 1.3606 | 1.3148 | 1.2739 | 1.2388 | 1.2054 | 1.1822 | 1.1593 | 1.1367 | 1.1143 | 1.0922 | 23.3525 | 28.6731 | 35.0875 | 40.7311 | 46.4589 | 30.9636 | 30.9125 | 25.7834 | 16.6324 | 2.8499 | 0 | 0 | 0 | 0 | 0 | 0 | 0 | 0 | 0 | 0 | 0 | 0 | 0 | 0 | 0 | 23.3525 | 52.0256 | 87.1131 | 127.8442 | 174.3031 | 205.2667 | 236.1792 | 261.9626 | 278.595 | 281.4449 | 281.4449 | 281.4449 | 281.4449 | 281.4449 | 281.4449 | 281.4449 | 281.4449 | 281.4449 | 281.4449 | 281.4449 | 281.4449 | 281.4449 | 281.4449 | 281.4449 | 281.4449 | 0.17659 | 0.21401 | 0.2581 | 0.2949 | 0.33054 | 0.21604 | 0.21104 | 0.17182 | 0.10795 | 0.017976 | 0 | 0 | 0 | 0 | 0 | 0 | 0 | 0 | 0 | 0 | 0 | 0 | 0 | 0 | 0 | 0.17659 | 0.3883 | 0.64078 | 0.92561 | 1.2401 | 1.4322 | 1.6124 | 1.7458 | 1.8081 | 1.7753 | 1.7238 | 1.6732 | 1.6245 | 1.5791 | 1.5383 | 1.5056 | 1.4812 | 1.4609 | 1.4458 | 1.432 | 1.4281 | 1.4243 | 1.4208 | 1.4174 | 1.4141 | 19.8496 | 24.3722 | 29.8244 | 34.6214 | 39.4901 | 26.3191 | 26.2756 | 21.9159 | 14.1376 | 2.4224 | 0 | 0 | 0 | 0 | 0 | 0 | 0 | 0 | 0 | 0 | 0 | 0 | 0 | 0 | 0 | 19.8496 | 44.2218 | 74.0461 | 108.6676 | 148.1577 | 174.4767 | 200.7523 | 222.6682 | 236.8058 | 239.2282 | 239.2282 | 239.2282 | 239.2282 | 239.2282 | 239.2282 | 239.2282 | 239.2282 | 239.2282 | 239.2282 | 239.2282 | 239.2282 | 239.2282 | 239.2282 | 239.2282 | 239.2282 | 0 | 0 | 0 | 0.29785 | 0.33488 | 0.38516 | 0.41477 | 0.41498 | 0.1108 | 0.018515 | 0 | 0 | 0 | 0 | 0 | 0 | 0 | 0 | 0 | 0 | 0 | 0 | 0 | 0 | 0 | 0 | 0 | 0 | 0.29785 | 0.62846 | 1.0034 | 1.3998 | 1.7859 | 1.8559 | 1.8285 | 1.7816 | 1.7354 | 1.6909 | 1.6495 | 1.6127 | 1.5833 | 1.5617 | 1.5443 | 1.5324 | 1.5217 | 1.5195 | 1.5176 | 1.5158 | 1.5141 | 1.5126 | 0 | 0 | 0 | 34.6214 | 39.4901 | 46.1687 | 50.6478 | 51.7403 | 14.1376 | 2.4224 | 0 | 0 | 0 | 0 | 0 | 0 | 0 | 0 | 0 | 0 | 0 | 0 | 0 | 0 | 0 | 0 | 0 | 0 | 34.6214 | 74.1115 | 120.2802 | 170.9279 | 222.6682 | 236.8058 | 239.2282 | 239.2282 | 239.2282 | 239.2282 | 239.2282 | 239.2282 | 239.2282 | 239.2282 | 239.2282 | 239.2282 | 239.2282 | 239.2282 | 239.2282 | 239.2282 | 239.2282 | 239.2282 | 0.17659 | 0.21401 | 0.2581 | 0.2949 | 0.33054 | 0.21604 | 0.21104 | 0.17182 | 0.10795 | 0.017976 | 0 | 0 | 0 | 0 | 0 | 0 | 0 | 0 | 0 | 0 | 0 | 0 | 0 | 0 | 0 | 0.17659 | 0.3883 | 0.64078 | 0.92561 | 1.2401 | 1.4322 | 1.6124 | 1.7458 | 1.8081 | 1.7753 | 1.7238 | 1.6732 | 1.6245 | 1.5791 | 1.5383 | 1.5056 | 1.4812 | 1.4609 | 1.4458 | 1.432 | 1.4281 | 1.4243 | 1.4208 | 1.4174 | 1.4141 | 19.8496 | 24.3722 | 29.8244 | 34.6214 | 39.4901 | 26.3191 | 26.2756 | 21.9159 | 14.1376 | 2.4224 | 0 | 0 | 0 | 0 | 0 | 0 | 0 | 0 | 0 | 0 | 0 | 0 | 0 | 0 | 0 | 19.8496 | 44.2218 | 74.0461 | 108.6676 | 148.1577 | 174.4767 | 200.7523 | 222.6682 | 236.8058 | 239.2282 | 239.2282 | 239.2282 | 239.2282 | 239.2282 | 239.2282 | 239.2282 | 239.2282 | 239.2282 | 239.2282 | 239.2282 | 239.2282 | 239.2282 | 239.2282 | 239.2282 | 239.2282 | 1649.7833 | 1654.8393 | 1659.8628 | 1664.8406 | 1669.7597 | 1674.6073 | 1679.3706 | 1684.0368 | 1688.5898 | 1693.0144 | 1697.2962 | 1701.4218 | 1705.3785 | 1709.1543 | 1712.7379 | 1716.1188 | 1719.2872 | 1722.2295 | 1724.9439 | 1727.4253 | 1729.6931 | 1731.7654 | 1733.6585 | 1735.3878 | 1736.9671 | 853.7916 | 856.4082 | 859.0079 | 861.584 | 864.1297 | 866.6385 | 869.1035 | 871.5184 | 873.8746 | 876.1644 | 878.3803 | 880.5154 | 882.5631 | 884.5171 | 886.3717 | 888.1214 | 889.7611 | 891.2838 | 892.6885 | 893.9727 | 895.1463 | 896.2187 | 897.1985 | 898.0934 | 898.9107
OR_Commercial_Interruptible - College_Existing_Water Heating_Natural Gas_Water Heater - Thermostatic Shower Restriction Valve_A | OR | Commercial | Interruptible - College | Existing | Water Heating | Natural Gas | Water Heater - Thermostatic Shower Restriction Valve | A | OCM664 | No thermostatic control on shower. | Thermostatic shower restriction valve. | 10 | 9.1215 | 0 | 0 | 11.99 | 3.36 | 0 | 0 | 0.28365 | 0.25 | showerhead | 86.67% | 86.67% | Discretionary | Retro5Med_OR | 81.34% | Water Heater | 0% | -150.5771 |  | 111.0654 |  | 0 | ThermostaticShowerRestrictionValve_v4_2 | ThermostaticShowerRestrictionValve_v4_2 | ThermostaticShowerRestrictionValve_v4_2 | No thermostatic control on shower. | No thermostatic control on shower. | No thermostatic control on shower. | No thermostatic control on shower. | No thermostatic control on shower. | No thermostatic control on shower. | No thermostatic control on shower. | No thermostatic control on shower. | No thermostatic control on shower. | No thermostatic control on shower. | No thermostatic control on shower. | No thermostatic control on shower. | No thermostatic control on shower. | No thermostatic control on shower. | No thermostatic control on shower. | No thermostatic control on shower. | No thermostatic control on shower. | No thermostatic control on shower. | No thermostatic control on shower. | No thermostatic control on shower. | No thermostatic control on shower. | No thermostatic control on shower. | No thermostatic control on shower. | No thermostatic control on shower. | No thermostatic control on shower. | No thermostatic control on shower. | No thermostatic control on shower. | Thermostatic shower restriction valve. | Thermostatic shower restriction valve. | Thermostatic shower restriction valve. | Thermostatic shower restriction valve. | Thermostatic shower restriction valve. | Thermostatic shower restriction valve. | Thermostatic shower restriction valve. | Thermostatic shower restriction valve. | Thermostatic shower restriction valve. | Thermostatic shower restriction valve. | Thermostatic shower restriction valve. | Thermostatic shower restriction valve. | Thermostatic shower restriction valve. | Thermostatic shower restriction valve. | Thermostatic shower restriction valve. | Thermostatic shower restriction valve. | Thermostatic shower restriction valve. | Thermostatic shower restriction valve. | Thermostatic shower restriction valve. | Thermostatic shower restriction valve. | Thermostatic shower restriction valve. | Thermostatic shower restriction valve. | Thermostatic shower restriction valve. | Thermostatic shower restriction valve. | Thermostatic shower restriction valve. | Thermostatic shower restriction valve. | Thermostatic shower restriction valve. | 11.99 | 11.99 | 11.99 | 11.99 | 11.99 | 11.99 | 11.99 | 11.99 | 11.99 | 11.99 | 11.99 | 11.99 | 11.99 | 11.99 | 11.99 | 11.99 | 11.99 | 11.99 | 11.99 | 11.99 | 11.99 | 11.99 | 11.99 | 11.99 | 11.99 | 11.99 | 11.99 | 0 | 0 | 1.2644 | 1.2292 | 1.1972 | 1.1677 | 1.1405 | 1.1152 | 1.0922 | 1.0712 | 1.0513 | 1.0326 | 1.0271 | 1.023 | 1.0204 | 1.0146 | 1.0101 | 1.0065 | 1.0036 | 1.0011 | 0.99965 | 0.99882 | 0.99843 | 0.99811 | 0.99713 | 0.99693 | 0.99677 | 0 | 0 | 0 | 0 | 0 | 0 | 0 | 0 | 0 | 0 | 0 | 0 | 0 | 0 | 0 | 0 | 0 | 0 | 0 | 0 | 0 | 0 | 0 | 0 | 0 | 0 | 0 | 0 | 0 | 0 | 0 | 0 | 0 | 0 | 0 | 0 | 0 | 0 | 0 | 0 | 0 | 0 | 0 | 0 | 0 | 0 | 0 | 0 | 0 | 0 | 0 | 0 | 0 | 0 | 0 | 0 | 0 | 0 | 0 | 0 | 0 | 0 | 0 | 0 | 0 | 0 | 0 | 0 | 0 | 0 | 0 | 0 | 0 | 0 | 0 | 0 | 0 | 0 | 0 | 0 | 0 | 0 | 0 | 0 | 0 | 0 | 0 | 0 | 0 | 0 | 0 | 0 | 0 | 0 | 0 | 0 | 0 | 0 | 0 | 0 | 0 | 0 | 0 | 0 | 0 | 0 | 0 | 0 | 0 | 0 | 0 | 0 | 0 | 0 | 0 | 0 | 0 | 0 | 0 | 0 | 0 | 0 | 0 | 0 | 0 | 0 | 0 | 0 | 0 | 0 | 0 | 0 | 0 | 0 | 0 | 0 | 0 | 0 | 0 | 0 | 0 | 0 | 0 | 0 | 0 | 0 | 0 | 0 | 0 | 0 | 0 | 0 | 0 | 0 | 0 | 0 | 0 | 0 | 0 | 0 | 0 | 0 | 0 | 0 | 0 | 0 | 0 | 0 | 0 | 0 | 0 | 0 | 0 | 0 | 0 | 0 | 0 | 0 | 0 | 0 | 0 | 0 | 0 | 0 | 0 | 0 | 0 | 0 | 0 | 0 | 0 | 0 | 0 | 0 | 0 | 0 | 0 | 0 | 0 | 0 | 0 | 0 | 0 | 0 | 0 | 0 | 0 | 0 | 0 | 0 | 0 | 0 | 0 | 0 | 0 | 0 | 0 | 0 | 0 | 0 | 0 | 0 | 0 | 0 | 0 | 0 | 0 | 0 | 0 | 0 | 0 | 0 | 0 | 0 | 0 | 0 | 0 | 0 | 0 | 0 | 0 | 0 | 0 | 0 | 0 | 0 | 0 | 0 | 0 | 0 | 0 | 0 | 0 | 0 | 0 | 0 | 0 | 0 | 0 | 0 | 0 | 0 | 0 | 0 | 0 | 0 | 0 | 0 | 0 | 0 | 0 | 0 | 0 | 0 | 0 | 0 | 0 | 0 | 0 | 0 | 0 | 0 | 0 | 0 | 0 | 0 | 0 | 0 | 0 | 0 | 0 | 0 | 0 | 0 | 0 | 0 | 0 | 0 | 0 | 0 | 0 | 0 | 0 | 0 | 0 | 0 | 0 | 0 | 0 | 0 | 0 | 0 | 0 | 0 | 0 | 0 | 0 | 0 | 0 | 0 | 0 | 0 | 0 | 0 | 0 | 0 | 0 | 0 | 0 | 0 | 0 | 0 | 0 | 0 | 0 | 0 | 0 | 0 | 0 | 0 | 0 | 0 | 0 | 0 | 0 | 0 | 0 | 0 | 0 | 0 | 0 | 0 | 0 | 0 | 0 | 0 | 0 | 0 | 0 | 0 | 0 | 0 | 0 | 0 | 0 | 0 | 0 | 0 | 0 | 0 | 0 | 0 | 0 | 0 | 0 | 0 | 0 | 0 | 0 | 0 | 0 | 0 | 0 | 0 | 0 | 0 | 0 | 0 | 0 | 0 | 0 | 0 | 0 | 0 | 0 | 0 | 0 | 0 | 0 | 0 | -139.9361 | -142.1629 | -144.1773 | -145.9792 | -147.5675 | -148.9407 | -150.0971 | -151.0352 | -151.7943 | -152.407 | -152.9007 | -153.298 | -153.6174 | -153.8738 | -154.0796 | -154.2446 | -154.3768 | -154.4828 | -154.5677 | -154.6356 | -154.6901 | -154.7336 | -154.7685 | -154.7964 | -154.8187 | 103.2166 | 104.8591 | 106.3449 | 107.674 | 108.8455 | 109.8584 | 110.7113 | 111.4033 | 111.9632 | 112.4151 | 112.7793 | 113.0723 | 113.3079 | 113.497 | 113.6488 | 113.7705 | 113.868 | 113.9462 | 114.0088 | 114.059 | 114.0991 | 114.1312 | 114.1569 | 114.1775 | 114.194
OR_Commercial_Interruptible - College_Existing_Water Heating_Natural Gas_Water Heater - Pre-Rinse Spray Valve_A | OR | Commercial | Interruptible - College | Existing | Water Heating | Natural Gas | Water Heater - Pre-Rinse Spray Valve | A | OCM665 | Standard pre-rinse spray valve. | Low flow pre-rinse spray valve. | 4 | 16.81 | 0 | 0 | 55 | 0 | 0 | 0 | 0.28365 | 0.25 | KitchenFaucet | 25% | 53.33% | Discretionary | Retro5Med_OR | 81.34% | Water Heater | 0% | 1345.6071 |  | 574.4613 |  | 0 | Avista TRM | Avista TRM | Avista TRM | Standard pre-rinse spray valve. | Standard pre-rinse spray valve. | Standard pre-rinse spray valve. | Standard pre-rinse spray valve. | Standard pre-rinse spray valve. | Standard pre-rinse spray valve. | Standard pre-rinse spray valve. | Standard pre-rinse spray valve. | Standard pre-rinse spray valve. | Standard pre-rinse spray valve. | Standard pre-rinse spray valve. | Standard pre-rinse spray valve. | Standard pre-rinse spray valve. | Standard pre-rinse spray valve. | Standard pre-rinse spray valve. | Standard pre-rinse spray valve. | Standard pre-rinse spray valve. | Standard pre-rinse spray valve. | Standard pre-rinse spray valve. | Standard pre-rinse spray valve. | Standard pre-rinse spray valve. | Standard pre-rinse spray valve. | Standard pre-rinse spray valve. | Standard pre-rinse spray valve. | Standard pre-rinse spray valve. | Standard pre-rinse spray valve. | Standard pre-rinse spray valve. | Low flow pre-rinse spray valve. | Low flow pre-rinse spray valve. | Low flow pre-rinse spray valve. | Low flow pre-rinse spray valve. | Low flow pre-rinse spray valve. | Low flow pre-rinse spray valve. | Low flow pre-rinse spray valve. | Low flow pre-rinse spray valve. | Low flow pre-rinse spray valve. | Low flow pre-rinse spray valve. | Low flow pre-rinse spray valve. | Low flow pre-rinse spray valve. | Low flow pre-rinse spray valve. | Low flow pre-rinse spray valve. | Low flow pre-rinse spray valve. | Low flow pre-rinse spray valve. | Low flow pre-rinse spray valve. | Low flow pre-rinse spray valve. | Low flow pre-rinse spray valve. | Low flow pre-rinse spray valve. | Low flow pre-rinse spray valve. | Low flow pre-rinse spray valve. | Low flow pre-rinse spray valve. | Low flow pre-rinse spray valve. | Low flow pre-rinse spray valve. | Low flow pre-rinse spray valve. | Low flow pre-rinse spray valve. | 55 | 55 | 55 | 55 | 55 | 55 | 55 | 55 | 55 | 55 | 55 | 55 | 55 | 55 | 55 | 55 | 55 | 55 | 55 | 55 | 55 | 55 | 55 | 55 | 55 | 55 | 55 | 0 | 0 | 2.3289 | 2.2625 | 2.2018 | 2.1454 | 2.0931 | 2.0441 | 1.9991 | 1.958 | 1.919 | 1.8827 | 1.8711 | 1.8623 | 1.8574 | 1.8468 | 1.8385 | 1.8319 | 1.8266 | 1.8221 | 1.8195 | 1.818 | 1.8173 | 1.8167 | 1.8149 | 1.8145 | 1.8142 | 0.0030587 | 0.0036486 | 0.004345 | 0.0049147 | 0.0027201 | 0.002948 | 0.0027544 | 0.0022178 | 0.0011769 | 0 | 0 | 0 | 0 | 0 | 0 | 0 | 0 | 0 | 0 | 0 | 0 | 0 | 0 | 0 | 0 | 0.0030587 | 0.0066202 | 0.010787 | 0.015426 | 0.01777 | 0.020302 | 0.02261 | 0.024362 | 0.025054 | 0.02458 | 0.024428 | 0.024314 | 0.02425 | 0.024111 | 0.024003 | 0.023917 | 0.023848 | 0.023789 | 0.023755 | 0.023735 | 0.023726 | 0.023718 | 0.023695 | 0.02369 | 0.023686 | 1.3134 | 1.6126 | 1.9734 | 2.2908 | 1.2995 | 1.4422 | 1.3778 | 1.1327 | 0.61329 | 0 | 0 | 0 | 0 | 0 | 0 | 0 | 0 | 0 | 0 | 0 | 0 | 0 | 0 | 0 | 0 | 1.3134 | 2.926 | 4.8994 | 7.1902 | 8.4897 | 9.9319 | 11.3097 | 12.4424 | 13.0557 | 13.0557 | 13.0557 | 13.0557 | 13.0557 | 13.0557 | 13.0557 | 13.0557 | 13.0557 | 13.0557 | 13.0557 | 13.0557 | 13.0557 | 13.0557 | 13.0557 | 13.0557 | 13.0557 | 0.0026273 | 0.0031656 | 0.0038061 | 0.0043451 | 0.0024262 | 0.0026521 | 0.0024987 | 0.0020282 | 0.0010853 | 0 | 0 | 0 | 0 | 0 | 0 | 0 | 0 | 0 | 0 | 0 | 0 | 0 | 0 | 0 | 0 | 0.0026273 | 0.0057438 | 0.0094495 | 0.013638 | 0.01585 | 0.018264 | 0.02051 | 0.022279 | 0.023105 | 0.022862 | 0.02266 | 0.022498 | 0.022384 | 0.022262 | 0.022167 | 0.022092 | 0.022033 | 0.021985 | 0.021951 | 0.021927 | 0.02191 | 0.021898 | 0.021882 | 0.021878 | 0.021874 | 1.1164 | 1.3707 | 1.6774 | 1.9472 | 1.1046 | 1.2259 | 1.1711 | 0.96279 | 0.5213 | 0 | 0 | 0 | 0 | 0 | 0 | 0 | 0 | 0 | 0 | 0 | 0 | 0 | 0 | 0 | 0 | 1.1164 | 2.4871 | 4.1645 | 6.1116 | 7.2163 | 8.4421 | 9.6133 | 10.5761 | 11.0974 | 11.0974 | 11.0974 | 11.0974 | 11.0974 | 11.0974 | 11.0974 | 11.0974 | 11.0974 | 11.0974 | 11.0974 | 11.0974 | 11.0974 | 11.0974 | 11.0974 | 11.0974 | 11.0974 | 0 | 0.0031664 | 0.0038076 | 0.0043475 | 0.0048819 | 0.0026547 | 0.0025017 | 0.0020311 | 0.0010872 | 0 | 0 | 0 | 0 | 0 | 0 | 0 | 0 | 0 | 0 | 0 | 0 | 0 | 0 | 0 | 0 | 0 | 0.0031664 | 0.0069191 | 0.011153 | 0.015862 | 0.018282 | 0.020535 | 0.022311 | 0.023144 | 0.022905 | 0.022707 | 0.022547 | 0.022434 | 0.022313 | 0.022218 | 0.022142 | 0.022083 | 0.022035 | 0.022001 | 0.021977 | 0.02196 | 0.021948 | 0.021932 | 0.021927 | 0.021924 | 0 | 1.3707 | 1.6774 | 1.9472 | 2.221 | 1.2259 | 1.1711 | 0.96279 | 0.5213 | 0 | 0 | 0 | 0 | 0 | 0 | 0 | 0 | 0 | 0 | 0 | 0 | 0 | 0 | 0 | 0 | 0 | 1.3707 | 3.0481 | 4.9953 | 7.2163 | 8.4421 | 9.6133 | 10.5761 | 11.0974 | 11.0974 | 11.0974 | 11.0974 | 11.0974 | 11.0974 | 11.0974 | 11.0974 | 11.0974 | 11.0974 | 11.0974 | 11.0974 | 11.0974 | 11.0974 | 11.0974 | 11.0974 | 11.0974 | 0.0026273 | 0.0031656 | 0.0038061 | 0.0043451 | 0.0024262 | 0.0026521 | 0.0024987 | 0.0020282 | 0.0010853 | 0 | 0 | 0 | 0 | 0 | 0 | 0 | 0 | 0 | 0 | 0 | 0 | 0 | 0 | 0 | 0 | 0.0026273 | 0.0057438 | 0.0094495 | 0.013638 | 0.01585 | 0.018264 | 0.02051 | 0.022279 | 0.023105 | 0.022862 | 0.02266 | 0.022498 | 0.022384 | 0.022262 | 0.022167 | 0.022092 | 0.022033 | 0.021985 | 0.021951 | 0.021927 | 0.02191 | 0.021898 | 0.021882 | 0.021878 | 0.021874 | 1.1164 | 1.3707 | 1.6774 | 1.9472 | 1.1046 | 1.2259 | 1.1711 | 0.96279 | 0.5213 | 0 | 0 | 0 | 0 | 0 | 0 | 0 | 0 | 0 | 0 | 0 | 0 | 0 | 0 | 0 | 0 | 1.1164 | 2.4871 | 4.1645 | 6.1116 | 7.2163 | 8.4421 | 9.6133 | 10.5761 | 11.0974 | 11.0974 | 11.0974 | 11.0974 | 11.0974 | 11.0974 | 11.0974 | 11.0974 | 11.0974 | 11.0974 | 11.0974 | 11.0974 | 11.0974 | 11.0974 | 11.0974 | 11.0974 | 11.0974 | 1250.5161 | 1270.4154 | 1288.4171 | 1304.5192 | 1318.7125 | 1330.9837 | 1341.3179 | 1349.7016 | 1356.4843 | 1361.9598 | 1366.3721 | 1369.9226 | 1372.7763 | 1375.0678 | 1376.9066 | 1378.3811 | 1379.563 | 1380.51 | 1381.2685 | 1381.8759 | 1382.3623 | 1382.7516 | 1383.0632 | 1383.3126 | 1383.5121 | 533.8655 | 542.3608 | 550.046 | 556.9202 | 562.9796 | 568.2184 | 572.6302 | 576.2093 | 579.105 | 581.4425 | 583.3262 | 584.842 | 586.0603 | 587.0386 | 587.8236 | 588.4531 | 588.9576 | 589.3619 | 589.6857 | 589.9451 | 590.1527 | 590.3189 | 590.4519 | 590.5584 | 590.6436
OR_Commercial_Interruptible - College_Existing_Water Heating_Natural Gas_Water Heater - Temperature Setback_A | OR | Commercial | Interruptible - College | Existing | Water Heating | Natural Gas | Water Heater - Temperature Setback | A | OCM666 | No water heater temperature setback. | Water heater temperature setback. | 2 | 103.9223 | 0 | 0 | 11.09 | 0 | 0 | 0 | 0.28365 | 0.25 | WHunits | 15% | 100% | Discretionary | Retro5Med_OR | 81.34% | Water Heater | 0% | 82.2861 |  | 35.1293 |  | 0 | IL TRM - RS-HWE-TMPS-V08-210101 | IL TRM - RS-HWE-TMPS-V08-210101 | IL TRM - RS-HWE-TMPS-V08-210101 | No water heater temperature setback. | No water heater temperature setback. | No water heater temperature setback. | No water heater temperature setback. | No water heater temperature setback. | No water heater temperature setback. | No water heater temperature setback. | No water heater temperature setback. | No water heater temperature setback. | No water heater temperature setback. | No water heater temperature setback. | No water heater temperature setback. | No water heater temperature setback. | No water heater temperature setback. | No water heater temperature setback. | No water heater temperature setback. | No water heater temperature setback. | No water heater temperature setback. | No water heater temperature setback. | No water heater temperature setback. | No water heater temperature setback. | No water heater temperature setback. | No water heater temperature setback. | No water heater temperature setback. | No water heater temperature setback. | No water heater temperature setback. | No water heater temperature setback. | Water heater temperature setback. | Water heater temperature setback. | Water heater temperature setback. | Water heater temperature setback. | Water heater temperature setback. | Water heater temperature setback. | Water heater temperature setback. | Water heater temperature setback. | Water heater temperature setback. | Water heater temperature setback. | Water heater temperature setback. | Water heater temperature setback. | Water heater temperature setback. | Water heater temperature setback. | Water heater temperature setback. | Water heater temperature setback. | Water heater temperature setback. | Water heater temperature setback. | Water heater temperature setback. | Water heater temperature setback. | Water heater temperature setback. | Water heater temperature setback. | Water heater temperature setback. | Water heater temperature setback. | Water heater temperature setback. | Water heater temperature setback. | Water heater temperature setback. | 11.09 | 11.09 | 11.09 | 11.09 | 11.09 | 11.09 | 11.09 | 11.09 | 11.09 | 11.09 | 11.09 | 11.09 | 11.09 | 11.09 | 11.09 | 11.09 | 11.09 | 11.09 | 11.09 | 11.09 | 11.09 | 11.09 | 11.09 | 11.09 | 11.09 | 11.09 | 11.09 | 0 | 0 | 14.4128 | 14.0204 | 13.6589 | 13.3255 | 13.0179 | 12.7327 | 12.47 | 12.2306 | 12.0031 | 11.7898 | 11.7275 | 11.6801 | 11.6508 | 11.585 | 11.5332 | 11.4917 | 11.4586 | 11.4302 | 11.4138 | 11.4044 | 11.3999 | 11.3962 | 11.3851 | 11.3827 | 11.3809 | 0.073375 | 0.08764 | 0.034943 | 0.035029 | 0.032272 | 0.037709 | 0 | 0 | 0 | 0 | 0 | 0 | 0 | 0 | 0 | 0 | 0 | 0 | 0 | 0 | 0 | 0 | 0 | 0 | 0 | 0.073375 | 0.15902 | 0.18986 | 0.22026 | 0.24744 | 0.27973 | 0.27396 | 0.2687 | 0.2637 | 0.25902 | 0.25765 | 0.2566 | 0.25596 | 0.25452 | 0.25338 | 0.25247 | 0.25174 | 0.25112 | 0.25075 | 0.25055 | 0.25045 | 0.25037 | 0.25012 | 0.25007 | 0.25003 | 5.091 | 6.2509 | 2.5583 | 2.6287 | 2.479 | 2.9616 | 0 | 0 | 0 | 0 | 0 | 0 | 0 | 0 | 0 | 0 | 0 | 0 | 0 | 0 | 0 | 0 | 0 | 0 | 0 | 5.091 | 11.3418 | 13.9001 | 16.5288 | 19.0079 | 21.9695 | 21.9695 | 21.9695 | 21.9695 | 21.9695 | 21.9695 | 21.9695 | 21.9695 | 21.9695 | 21.9695 | 21.9695 | 21.9695 | 21.9695 | 21.9695 | 21.9695 | 21.9695 | 21.9695 | 21.9695 | 21.9695 | 21.9695 | 0.063016 | 0.076012 | 0.030594 | 0.030947 | 0.028759 | 0.033887 | 0 | 0 | 0 | 0 | 0 | 0 | 0 | 0 | 0 | 0 | 0 | 0 | 0 | 0 | 0 | 0 | 0 | 0 | 0 | 0.063016 | 0.13792 | 0.16623 | 0.19459 | 0.22051 | 0.25137 | 0.24819 | 0.24535 | 0.24276 | 0.24044 | 0.23851 | 0.23692 | 0.23575 | 0.23449 | 0.23349 | 0.23269 | 0.23207 | 0.23157 | 0.23121 | 0.23096 | 0.23078 | 0.23065 | 0.23048 | 0.23044 | 0.2304 | 4.3273 | 5.3133 | 2.1746 | 2.2344 | 2.1072 | 2.5174 | 0 | 0 | 0 | 0 | 0 | 0 | 0 | 0 | 0 | 0 | 0 | 0 | 0 | 0 | 0 | 0 | 0 | 0 | 0 | 4.3273 | 9.6406 | 11.8151 | 14.0495 | 16.1567 | 18.674 | 18.674 | 18.674 | 18.674 | 18.674 | 18.674 | 18.674 | 18.674 | 18.674 | 18.674 | 18.674 | 18.674 | 18.674 | 18.674 | 18.674 | 18.674 | 18.674 | 18.674 | 18.674 | 18.674 | 0.063016 | 0.076012 | 0.030594 | 0.030947 | 0.028759 | 0.033887 | 0 | 0 | 0 | 0 | 0 | 0 | 0 | 0 | 0 | 0 | 0 | 0 | 0 | 0 | 0 | 0 | 0 | 0 | 0 | 0.063016 | 0.13792 | 0.16623 | 0.19459 | 0.22051 | 0.25137 | 0.24819 | 0.24535 | 0.24276 | 0.24044 | 0.23851 | 0.23692 | 0.23575 | 0.23449 | 0.23349 | 0.23269 | 0.23207 | 0.23157 | 0.23121 | 0.23096 | 0.23078 | 0.23065 | 0.23048 | 0.23044 | 0.2304 | 4.3273 | 5.3133 | 2.1746 | 2.2344 | 2.1072 | 2.5174 | 0 | 0 | 0 | 0 | 0 | 0 | 0 | 0 | 0 | 0 | 0 | 0 | 0 | 0 | 0 | 0 | 0 | 0 | 0 | 4.3273 | 9.6406 | 11.8151 | 14.0495 | 16.1567 | 18.674 | 18.674 | 18.674 | 18.674 | 18.674 | 18.674 | 18.674 | 18.674 | 18.674 | 18.674 | 18.674 | 18.674 | 18.674 | 18.674 | 18.674 | 18.674 | 18.674 | 18.674 | 18.674 | 18.674 | 0.063016 | 0.076012 | 0.030594 | 0.030947 | 0.028759 | 0.033887 | 0 | 0 | 0 | 0 | 0 | 0 | 0 | 0 | 0 | 0 | 0 | 0 | 0 | 0 | 0 | 0 | 0 | 0 | 0 | 0.063016 | 0.13792 | 0.16623 | 0.19459 | 0.22051 | 0.25137 | 0.24819 | 0.24535 | 0.24276 | 0.24044 | 0.23851 | 0.23692 | 0.23575 | 0.23449 | 0.23349 | 0.23269 | 0.23207 | 0.23157 | 0.23121 | 0.23096 | 0.23078 | 0.23065 | 0.23048 | 0.23044 | 0.2304 | 4.3273 | 5.3133 | 2.1746 | 2.2344 | 2.1072 | 2.5174 | 0 | 0 | 0 | 0 | 0 | 0 | 0 | 0 | 0 | 0 | 0 | 0 | 0 | 0 | 0 | 0 | 0 | 0 | 0 | 4.3273 | 9.6406 | 11.8151 | 14.0495 | 16.1567 | 18.674 | 18.674 | 18.674 | 18.674 | 18.674 | 18.674 | 18.674 | 18.674 | 18.674 | 18.674 | 18.674 | 18.674 | 18.674 | 18.674 | 18.674 | 18.674 | 18.674 | 18.674 | 18.674 | 18.674 | 76.4711 | 77.688 | 78.7888 | 79.7735 | 80.6414 | 81.3919 | 82.0238 | 82.5365 | 82.9513 | 83.2861 | 83.5559 | 83.773 | 83.9475 | 84.0877 | 84.2001 | 84.2903 | 84.3626 | 84.4205 | 84.4669 | 84.504 | 84.5337 | 84.5575 | 84.5766 | 84.5918 | 84.6041 | 32.6468 | 33.1663 | 33.6362 | 34.0566 | 34.4271 | 34.7475 | 35.0173 | 35.2362 | 35.4132 | 35.5562 | 35.6714 | 35.7641 | 35.8386 | 35.8984 | 35.9464 | 35.9849 | 36.0157 | 36.0405 | 36.0603 | 36.0761 | 36.0888 | 36.099 | 36.1071 | 36.1136 | 36.1188
OR_Commercial_Interruptible - College_Existing_Water Heating_Natural Gas_Water Heater - Faucet Aerators_A | OR | Commercial | Interruptible - College | Existing | Water Heating | Natural Gas | Water Heater - Faucet Aerators | A | OCM667 | 0 | 0 | 10 | 13.3737 | 0 | 0 | 3.65 | 7.3 | 0 | 0 | 0.28365 | 0.25 | faucet | 86.67% | 86.67% | Discretionary | Retro5Med_OR | 81.34% | Water Heater | 0% | -555.1806 |  | 23.0602 |  | 0 | DHW_AER-Water Heating-XCELCO-2017-18-6 | DHW_AER-Water Heating-XCELCO-2017-18-6 | DHW_AER-Water Heating-ILTRM-v5.0-23 | 0 | 0 | 0 | 0 | 0 | 0 | 0 | 0 | 0 | 0 | 0 | 0 | 0 | 0 | 0 | 0 | 0 | 0 | 0 | 0 | 0 | 0 | 0 | 0 | 0 | 0 | 0 | 0 | 0 | 0 | 0 | 0 | 0 | 0 | 0 | 0 | 0 | 0 | 0 | 0 | 0 | 0 | 0 | 0 | 0 | 0 | 0 | 0 | 0 | 0 | 0 | 0 | 0 | 0 | 3.65 | 3.65 | 3.65 | 3.65 | 3.65 | 3.65 | 3.65 | 3.65 | 3.65 | 3.65 | 3.65 | 3.65 | 3.65 | 3.65 | 3.65 | 3.65 | 3.65 | 3.65 | 3.65 | 3.65 | 3.65 | 3.65 | 3.65 | 3.65 | 3.65 | 3.65 | 3.65 | 0 | 0 | 1.8548 | 1.8043 | 1.7578 | 1.7149 | 1.6753 | 1.6386 | 1.6048 | 1.574 | 1.5447 | 1.5172 | 1.5092 | 1.5031 | 1.4993 | 1.4909 | 1.4842 | 1.4789 | 1.4746 | 1.471 | 1.4688 | 1.4676 | 1.467 | 1.4666 | 1.4651 | 1.4648 | 1.4646 | 0 | 0 | 0 | 0 | 0 | 0 | 0 | 0 | 0 | 0 | 0 | 0 | 0 | 0 | 0 | 0 | 0 | 0 | 0 | 0 | 0 | 0 | 0 | 0 | 0 | 0 | 0 | 0 | 0 | 0 | 0 | 0 | 0 | 0 | 0 | 0 | 0 | 0 | 0 | 0 | 0 | 0 | 0 | 0 | 0 | 0 | 0 | 0 | 0 | 0 | 0 | 0 | 0 | 0 | 0 | 0 | 0 | 0 | 0 | 0 | 0 | 0 | 0 | 0 | 0 | 0 | 0 | 0 | 0 | 0 | 0 | 0 | 0 | 0 | 0 | 0 | 0 | 0 | 0 | 0 | 0 | 0 | 0 | 0 | 0 | 0 | 0 | 0 | 0 | 0 | 0 | 0 | 0 | 0 | 0 | 0 | 0 | 0 | 0 | 0 | 0 | 0 | 0 | 0 | 0 | 0 | 0 | 0 | 0 | 0 | 0 | 0 | 0 | 0 | 0 | 0 | 0 | 0 | 0 | 0 | 0 | 0 | 0 | 0 | 0 | 0 | 0 | 0 | 0 | 0 | 0 | 0 | 0 | 0 | 0 | 0 | 0 | 0 | 0 | 0 | 0 | 0 | 0 | 0 | 0 | 0 | 0 | 0 | 0 | 0 | 0 | 0 | 0 | 0 | 0 | 0 | 0 | 0 | 0 | 0 | 0 | 0 | 0 | 0 | 0 | 0 | 0 | 0 | 0 | 0 | 0 | 0 | 0 | 0 | 0 | 0 | 0 | 0 | 0 | 0 | 0 | 0 | 0 | 0 | 0 | 0 | 0 | 0 | 0 | 0 | 0 | 0 | 0 | 0 | 0 | 0 | 0 | 0 | 0 | 0 | 0 | 0 | 0 | 0 | 0 | 0 | 0 | 0 | 0 | 0 | 0 | 0 | 0 | 0 | 0 | 0 | 0 | 0 | 0 | 0 | 0 | 0 | 0 | 0 | 0 | 0 | 0 | 0 | 0 | 0 | 0 | 0 | 0 | 0 | 0 | 0 | 0 | 0 | 0 | 0 | 0 | 0 | 0 | 0 | 0 | 0 | 0 | 0 | 0 | 0 | 0 | 0 | 0 | 0 | 0 | 0 | 0 | 0 | 0 | 0 | 0 | 0 | 0 | 0 | 0 | 0 | 0 | 0 | 0 | 0 | 0 | 0 | 0 | 0 | 0 | 0 | 0 | 0 | 0 | 0 | 0 | 0 | 0 | 0 | 0 | 0 | 0 | 0 | 0 | 0 | 0 | 0 | 0 | 0 | 0 | 0 | 0 | 0 | 0 | 0 | 0 | 0 | 0 | 0 | 0 | 0 | 0 | 0 | 0 | 0 | 0 | 0 | 0 | 0 | 0 | 0 | 0 | 0 | 0 | 0 | 0 | 0 | 0 | 0 | 0 | 0 | 0 | 0 | 0 | 0 | 0 | 0 | 0 | 0 | 0 | 0 | 0 | 0 | 0 | 0 | 0 | 0 | 0 | 0 | 0 | 0 | 0 | 0 | 0 | 0 | 0 | 0 | 0 | 0 | 0 | 0 | 0 | 0 | 0 | 0 | 0 | 0 | 0 | 0 | 0 | 0 | 0 | 0 | 0 | 0 | 0 | 0 | 0 | 0 | 0 | 0 | 0 | 0 | 0 | 0 | 0 | 0 | 0 | 0 | 0 | 0 | 0 | 0 | 0 | 0 | 0 | 0 | 0 | 0 | 0 | 0 | 0 | 0 | 0 | 0 | -515.9472 | -524.1574 | -531.5847 | -538.2282 | -544.0842 | -549.1472 | -553.4109 | -556.8699 | -559.6684 | -561.9275 | -563.748 | -565.2128 | -566.3902 | -567.3357 | -568.0943 | -568.7027 | -569.1904 | -569.5811 | -569.894 | -570.1446 | -570.3453 | -570.5059 | -570.6345 | -570.7374 | -570.8197 | 21.4306 | 21.7716 | 22.0801 | 22.3561 | 22.5993 | 22.8096 | 22.9867 | 23.1304 | 23.2466 | 23.3405 | 23.4161 | 23.4769 | 23.5258 | 23.5651 | 23.5966 | 23.6219 | 23.6421 | 23.6584 | 23.6714 | 23.6818 | 23.6901 | 23.6968 | 23.7021 | 23.7064 | 23.7098
OR_Commercial_Interruptible - College_Existing_Water Heating_Natural Gas_Water Heater - Low-Flow Showerheads_A | OR | Commercial | Interruptible - College | Existing | Water Heating | Natural Gas | Water Heater - Low-Flow Showerheads | A | OCM668 | 0 | 0 | 10 | 21.7226 | 0 | 0 | 9.68 | 16.88 | 0 | 0 | 0.28365 | 0.25 | Showerhead | 86.67% | 86.67% | Discretionary | Retro5Med_OR | 81.34% | Water Heater | 0% | -779.6636 |  | 37.6519 |  | 0 | Com-Showerheads-2021P_V2 | Com-Showerheads-2021P_V2 | Com-Showerheads-2021P_V2 | 0 | 0 | 0 | 0 | 0 | 0 | 0 | 0 | 0 | 0 | 0 | 0 | 0 | 0 | 0 | 0 | 0 | 0 | 0 | 0 | 0 | 0 | 0 | 0 | 0 | 0 | 0 | 0 | 0 | 0 | 0 | 0 | 0 | 0 | 0 | 0 | 0 | 0 | 0 | 0 | 0 | 0 | 0 | 0 | 0 | 0 | 0 | 0 | 0 | 0 | 0 | 0 | 0 | 0 | 9.68 | 9.68 | 9.68 | 9.68 | 9.68 | 9.68 | 9.68 | 9.68 | 9.68 | 9.68 | 9.68 | 9.68 | 9.68 | 9.68 | 9.68 | 9.68 | 9.68 | 9.68 | 9.68 | 9.68 | 9.68 | 9.68 | 9.68 | 9.68 | 9.68 | 9.68 | 9.68 | 0 | 0 | 3.0127 | 2.9307 | 2.8551 | 2.7854 | 2.7211 | 2.6615 | 2.6066 | 2.5565 | 2.509 | 2.4644 | 2.4514 | 2.4415 | 2.4353 | 2.4216 | 2.4108 | 2.4021 | 2.3952 | 2.3892 | 2.3858 | 2.3838 | 2.3829 | 2.3821 | 2.3798 | 2.3793 | 2.3789 | 0 | 0 | 0 | 0 | 0 | 0 | 0 | 0 | 0 | 0 | 0 | 0 | 0 | 0 | 0 | 0 | 0 | 0 | 0 | 0 | 0 | 0 | 0 | 0 | 0 | 0 | 0 | 0 | 0 | 0 | 0 | 0 | 0 | 0 | 0 | 0 | 0 | 0 | 0 | 0 | 0 | 0 | 0 | 0 | 0 | 0 | 0 | 0 | 0 | 0 | 0 | 0 | 0 | 0 | 0 | 0 | 0 | 0 | 0 | 0 | 0 | 0 | 0 | 0 | 0 | 0 | 0 | 0 | 0 | 0 | 0 | 0 | 0 | 0 | 0 | 0 | 0 | 0 | 0 | 0 | 0 | 0 | 0 | 0 | 0 | 0 | 0 | 0 | 0 | 0 | 0 | 0 | 0 | 0 | 0 | 0 | 0 | 0 | 0 | 0 | 0 | 0 | 0 | 0 | 0 | 0 | 0 | 0 | 0 | 0 | 0 | 0 | 0 | 0 | 0 | 0 | 0 | 0 | 0 | 0 | 0 | 0 | 0 | 0 | 0 | 0 | 0 | 0 | 0 | 0 | 0 | 0 | 0 | 0 | 0 | 0 | 0 | 0 | 0 | 0 | 0 | 0 | 0 | 0 | 0 | 0 | 0 | 0 | 0 | 0 | 0 | 0 | 0 | 0 | 0 | 0 | 0 | 0 | 0 | 0 | 0 | 0 | 0 | 0 | 0 | 0 | 0 | 0 | 0 | 0 | 0 | 0 | 0 | 0 | 0 | 0 | 0 | 0 | 0 | 0 | 0 | 0 | 0 | 0 | 0 | 0 | 0 | 0 | 0 | 0 | 0 | 0 | 0 | 0 | 0 | 0 | 0 | 0 | 0 | 0 | 0 | 0 | 0 | 0 | 0 | 0 | 0 | 0 | 0 | 0 | 0 | 0 | 0 | 0 | 0 | 0 | 0 | 0 | 0 | 0 | 0 | 0 | 0 | 0 | 0 | 0 | 0 | 0 | 0 | 0 | 0 | 0 | 0 | 0 | 0 | 0 | 0 | 0 | 0 | 0 | 0 | 0 | 0 | 0 | 0 | 0 | 0 | 0 | 0 | 0 | 0 | 0 | 0 | 0 | 0 | 0 | 0 | 0 | 0 | 0 | 0 | 0 | 0 | 0 | 0 | 0 | 0 | 0 | 0 | 0 | 0 | 0 | 0 | 0 | 0 | 0 | 0 | 0 | 0 | 0 | 0 | 0 | 0 | 0 | 0 | 0 | 0 | 0 | 0 | 0 | 0 | 0 | 0 | 0 | 0 | 0 | 0 | 0 | 0 | 0 | 0 | 0 | 0 | 0 | 0 | 0 | 0 | 0 | 0 | 0 | 0 | 0 | 0 | 0 | 0 | 0 | 0 | 0 | 0 | 0 | 0 | 0 | 0 | 0 | 0 | 0 | 0 | 0 | 0 | 0 | 0 | 0 | 0 | 0 | 0 | 0 | 0 | 0 | 0 | 0 | 0 | 0 | 0 | 0 | 0 | 0 | 0 | 0 | 0 | 0 | 0 | 0 | 0 | 0 | 0 | 0 | 0 | 0 | 0 | 0 | 0 | 0 | 0 | 0 | 0 | 0 | 0 | 0 | 0 | 0 | 0 | 0 | 0 | 0 | 0 | 0 | 0 | 0 | 0 | 0 | 0 | 0 | 0 | 0 | 0 | 0 | 0 | 0 | 0 | 0 | 0 | 0 | 0 | 0 | 0 | 0 | 0 | 0 | 0 | 0 | -724.5666 | -736.0965 | -746.5269 | -755.8567 | -764.0805 | -771.1906 | -777.1784 | -782.036 | -785.966 | -789.1386 | -791.6951 | -793.7523 | -795.4058 | -796.7335 | -797.7989 | -798.6533 | -799.3381 | -799.8868 | -800.3263 | -800.6783 | -800.96 | -801.1856 | -801.3662 | -801.5107 | -801.6263 | 34.9911 | 35.5479 | 36.0516 | 36.5022 | 36.8993 | 37.2427 | 37.5318 | 37.7664 | 37.9562 | 38.1094 | 38.2329 | 38.3322 | 38.4121 | 38.4762 | 38.5277 | 38.5689 | 38.602 | 38.6285 | 38.6497 | 38.6667 | 38.6803 | 38.6912 | 38.6999 | 38.7069 | 38.7125
OR_Commercial_Interruptible - College_Existing_Water Heating_Natural Gas_Water Heater - Tank Blanket/Insulation_A | OR | Commercial | Interruptible - College | Existing | Water Heating | Natural Gas | Water Heater - Tank Blanket/Insulation | A | OCM669 | 0 | 0 | 15 | 200.7769 | 0 | 0 | 3.25 | 0 | 0 | 0 | 0.28365 | 0.25 | WHUnits | 75% | 100% | Discretionary | Retro5Med_OR | 81.34% | Water Heater | 0% | 2.4668 |  | 1.0531 |  | 0 | IL TRM - 4.3.12 Tank Insulation - CI-HWE-TKIN-V01-210101 / PA TRM - 2.3.4 - State of Pennsylvania TRM, Volume 2: Residential Measures, 2021 Final Order. August 8, 2019. | IL TRM - 4.3.12 Tank Insulation - CI-HWE-TKIN-V01-210101 / PA TRM - 2.3.4 - State of Pennsylvania TRM, Volume 2: Residential Measures, 2021 Final Order. August 8, 2019. | IL TRM - 4.3.12 Tank Insulation - CI-HWE-TKIN-V01-210101 / PA TRM - 2.3.4 - State of Pennsylvania TRM, Volume 2: Residential Measures, 2021 Final Order. August 8, 2019. | 0 | 0 | 0 | 0 | 0 | 0 | 0 | 0 | 0 | 0 | 0 | 0 | 0 | 0 | 0 | 0 | 0 | 0 | 0 | 0 | 0 | 0 | 0 | 0 | 0 | 0 | 0 | 0 | 0 | 0 | 0 | 0 | 0 | 0 | 0 | 0 | 0 | 0 | 0 | 0 | 0 | 0 | 0 | 0 | 0 | 0 | 0 | 0 | 0 | 0 | 0 | 0 | 0 | 0 | 3.25 | 3.25 | 3.25 | 3.25 | 3.25 | 3.25 | 3.25 | 3.25 | 3.25 | 3.25 | 3.25 | 3.25 | 3.25 | 3.25 | 3.25 | 3.25 | 3.25 | 3.25 | 3.25 | 3.25 | 3.25 | 3.25 | 3.25 | 3.25 | 3.25 | 3.25 | 3.25 | 0 | 0 | 27.874 | 27.1494 | 26.4902 | 25.8901 | 25.3443 | 24.8488 | 24.4003 | 23.9965 | 23.6102 | 23.2417 | 23.1581 | 23.0913 | 23.0378 | 22.9098 | 22.8074 | 22.7254 | 22.6599 | 22.6038 | 22.5712 | 22.5527 | 22.5437 | 22.5365 | 22.5145 | 22.5099 | 22.5062 | 0.041737 | 0.049914 | 0.059597 | 0.067616 | 0.075498 | 0.086541 | 0.093223 | 0.093658 | 0.086841 | 0.073482 | 0.056659 | 0.038772 | 0.023147 | 0.010751 | 0 | 0 | 0 | 0 | 0 | 0 | 0 | 0 | 0 | 0 | 0 | 0.041737 | 0.090566 | 0.14796 | 0.21223 | 0.28325 | 0.36425 | 0.4509 | 0.5371 | 0.61529 | 0.67917 | 0.73339 | 0.77004 | 0.79141 | 0.79776 | 0.7942 | 0.79134 | 0.78906 | 0.78711 | 0.78597 | 0.78533 | 0.78501 | 0.78476 | 0.784 | 0.78384 | 0.78371 | 1.4973 | 1.8385 | 2.2498 | 2.6116 | 2.9789 | 3.4827 | 3.8206 | 3.903 | 3.6781 | 3.1616 | 2.4466 | 1.6791 | 1.0048 | 0.46929 | 0 | 0 | 0 | 0 | 0 | 0 | 0 | 0 | 0 | 0 | 0 | 1.4973 | 3.3358 | 5.5856 | 8.1973 | 11.1762 | 14.6589 | 18.4794 | 22.3824 | 26.0605 | 29.2222 | 31.6688 | 33.3478 | 34.3526 | 34.8219 | 34.8219 | 34.8219 | 34.8219 | 34.8219 | 34.8219 | 34.8219 | 34.8219 | 34.8219 | 34.8219 | 34.8219 | 34.8219 | 0.035839 | 0.043276 | 0.052149 | 0.059686 | 0.067203 | 0.07765 | 0.084292 | 0.08532 | 0.079729 | 0.068006 | 0.052277 | 0.035674 | 0.021245 | 0.0098705 | 0 | 0 | 0 | 0 | 0 | 0 | 0 | 0 | 0 | 0 | 0 | 0.035839 | 0.078522 | 0.12947 | 0.18734 | 0.25213 | 0.32683 | 0.40771 | 0.48928 | 0.56491 | 0.62856 | 0.67667 | 0.70852 | 0.72637 | 0.7324 | 0.72928 | 0.7268 | 0.72485 | 0.72329 | 0.72217 | 0.72139 | 0.72083 | 0.72043 | 0.71989 | 0.71975 | 0.71964 | 1.2727 | 1.5627 | 1.9123 | 2.2199 | 2.5321 | 2.9603 | 3.2475 | 3.3175 | 3.1264 | 2.6874 | 2.0796 | 1.4272 | 0.85404 | 0.3989 | 0 | 0 | 0 | 0 | 0 | 0 | 0 | 0 | 0 | 0 | 0 | 1.2727 | 2.8355 | 4.7478 | 6.9677 | 9.4997 | 12.46 | 15.7075 | 19.0251 | 22.1514 | 24.8388 | 26.9185 | 28.3457 | 29.1997 | 29.5986 | 29.5986 | 29.5986 | 29.5986 | 29.5986 | 29.5986 | 29.5986 | 29.5986 | 29.5986 | 29.5986 | 29.5986 | 29.5986 | 0.035839 | 0.043276 | 0.052149 | 0.059686 | 0.067203 | 0.07765 | 0.084292 | 0.08532 | 0.079729 | 0.068006 | 0.052277 | 0.035674 | 0.021245 | 0.0098705 | 0 | 0 | 0 | 0 | 0 | 0 | 0 | 0 | 0 | 0 | 0 | 0.035839 | 0.078522 | 0.12947 | 0.18734 | 0.25213 | 0.32683 | 0.40771 | 0.48928 | 0.56491 | 0.62856 | 0.67667 | 0.70852 | 0.72637 | 0.7324 | 0.72928 | 0.7268 | 0.72485 | 0.72329 | 0.72217 | 0.72139 | 0.72083 | 0.72043 | 0.71989 | 0.71975 | 0.71964 | 1.2727 | 1.5627 | 1.9123 | 2.2199 | 2.5321 | 2.9603 | 3.2475 | 3.3175 | 3.1264 | 2.6874 | 2.0796 | 1.4272 | 0.85404 | 0.3989 | 0 | 0 | 0 | 0 | 0 | 0 | 0 | 0 | 0 | 0 | 0 | 1.2727 | 2.8355 | 4.7478 | 6.9677 | 9.4997 | 12.46 | 15.7075 | 19.0251 | 22.1514 | 24.8388 | 26.9185 | 28.3457 | 29.1997 | 29.5986 | 29.5986 | 29.5986 | 29.5986 | 29.5986 | 29.5986 | 29.5986 | 29.5986 | 29.5986 | 29.5986 | 29.5986 | 29.5986 | 0.035839 | 0.043276 | 0.052149 | 0.059686 | 0.067203 | 0.07765 | 0.084292 | 0.08532 | 0.079729 | 0.068006 | 0.052277 | 0.035674 | 0.021245 | 0.0098705 | 0 | 0 | 0 | 0 | 0 | 0 | 0 | 0 | 0 | 0 | 0 | 0.035839 | 0.078522 | 0.12947 | 0.18734 | 0.25213 | 0.32683 | 0.40771 | 0.48928 | 0.56491 | 0.62856 | 0.67667 | 0.70852 | 0.72637 | 0.7324 | 0.72928 | 0.7268 | 0.72485 | 0.72329 | 0.72217 | 0.72139 | 0.72083 | 0.72043 | 0.71989 | 0.71975 | 0.71964 | 1.2727 | 1.5627 | 1.9123 | 2.2199 | 2.5321 | 2.9603 | 3.2475 | 3.3175 | 3.1264 | 2.6874 | 2.0796 | 1.4272 | 0.85404 | 0.3989 | 0 | 0 | 0 | 0 | 0 | 0 | 0 | 0 | 0 | 0 | 0 | 1.2727 | 2.8355 | 4.7478 | 6.9677 | 9.4997 | 12.46 | 15.7075 | 19.0251 | 22.1514 | 24.8388 | 26.9185 | 28.3457 | 29.1997 | 29.5986 | 29.5986 | 29.5986 | 29.5986 | 29.5986 | 29.5986 | 29.5986 | 29.5986 | 29.5986 | 29.5986 | 29.5986 | 29.5986 | 2.2924 | 2.3289 | 2.3619 | 2.3914 | 2.4175 | 2.44 | 2.4589 | 2.4743 | 2.4867 | 2.4967 | 2.5048 | 2.5113 | 2.5166 | 2.5208 | 2.5241 | 2.5268 | 2.529 | 2.5307 | 2.5321 | 2.5332 | 2.5341 | 2.5349 | 2.5354 | 2.5359 | 2.5362 | 0.97868 | 0.99425 | 1.0083 | 1.0209 | 1.0321 | 1.0417 | 1.0497 | 1.0563 | 1.0616 | 1.0659 | 1.0694 | 1.0721 | 1.0744 | 1.0762 | 1.0776 | 1.0787 | 1.0797 | 1.0804 | 1.081 | 1.0815 | 1.0819 | 1.0822 | 1.0824 | 1.0826 | 1.0828
OR_Commercial_Interruptible - College_Existing_Water Heating_Natural Gas_Water Heater - Drainwater Heat Recovery_A | OR | Commercial | Interruptible - College | Existing | Water Heating | Natural Gas | Water Heater - Drainwater Heat Recovery | A | OCM670 | 0 | 0 | 40 | 27.6423 | 0 | 0 | 464.98 | 0 | 0 | 0 | 0.28365 | 0.25 | faucet | 86.67% | 86.67% | Discretionary | Retro5Med_OR | 81.34% | Water Heater | 0% | 1742.883 |  | 744.0648 |  | 0 | DHW_DWHR-Water Heating-OPATRM-v1-1 | DHW_DWHR-Water Heating-OPATRM-v1-1 | DHW_DWHR-Water Heating-MNTRM-v1.0-7 | 0 | 0 | 0 | 0 | 0 | 0 | 0 | 0 | 0 | 0 | 0 | 0 | 0 | 0 | 0 | 0 | 0 | 0 | 0 | 0 | 0 | 0 | 0 | 0 | 0 | 0 | 0 | 0 | 0 | 0 | 0 | 0 | 0 | 0 | 0 | 0 | 0 | 0 | 0 | 0 | 0 | 0 | 0 | 0 | 0 | 0 | 0 | 0 | 0 | 0 | 0 | 0 | 0 | 0 | 464.98 | 464.98 | 464.98 | 464.98 | 464.98 | 464.98 | 464.98 | 464.98 | 464.98 | 464.98 | 464.98 | 464.98 | 464.98 | 464.98 | 464.98 | 464.98 | 464.98 | 464.98 | 464.98 | 464.98 | 464.98 | 464.98 | 464.98 | 464.98 | 464.98 | 464.98 | 464.98 | 0 | 0 | 3.8314 | 3.7244 | 3.6269 | 3.5369 | 3.4538 | 3.3764 | 3.306 | 3.2417 | 3.1807 | 3.1236 | 3.1066 | 3.0937 | 3.0857 | 3.0682 | 3.0545 | 3.0435 | 3.0347 | 3.0272 | 3.0229 | 3.0204 | 3.0192 | 3.0182 | 3.0153 | 3.0146 | 3.0142 | 0 | 0 | 0 | 0 | 0 | 0 | 0 | 0 | 0 | 0 | 0 | 0 | 0 | 0 | 0 | 0 | 0 | 0 | 0 | 0 | 0 | 0 | 0 | 0 | 0 | 0 | 0 | 0 | 0 | 0 | 0 | 0 | 0 | 0 | 0 | 0 | 0 | 0 | 0 | 0 | 0 | 0 | 0 | 0 | 0 | 0 | 0 | 0 | 0 | 0 | 0 | 0 | 0 | 0 | 0 | 0 | 0 | 0 | 0 | 0 | 0 | 0 | 0 | 0 | 0 | 0 | 0 | 0 | 0 | 0 | 0 | 0 | 0 | 0 | 0 | 0 | 0 | 0 | 0 | 0 | 0 | 0 | 0 | 0 | 0 | 0 | 0 | 0 | 0 | 0 | 0 | 0 | 0 | 0 | 0 | 0 | 0 | 0 | 0 | 0 | 0 | 0 | 0 | 0 | 0 | 0 | 0 | 0 | 0 | 0 | 0 | 0 | 0 | 0 | 0 | 0 | 0 | 0 | 0 | 0 | 0 | 0 | 0 | 0 | 0 | 0 | 0 | 0 | 0 | 0 | 0 | 0 | 0 | 0 | 0 | 0 | 0 | 0 | 0 | 0 | 0 | 0 | 0 | 0 | 0 | 0 | 0 | 0 | 0 | 0 | 0 | 0 | 0 | 0 | 0 | 0 | 0 | 0 | 0 | 0 | 0 | 0 | 0 | 0 | 0 | 0 | 0 | 0 | 0 | 0 | 0 | 0 | 0 | 0 | 0 | 0 | 0 | 0 | 0 | 0 | 0 | 0 | 0 | 0 | 0 | 0 | 0 | 0 | 0 | 0 | 0 | 0 | 0 | 0 | 0 | 0 | 0 | 0 | 0 | 0 | 0 | 0 | 0 | 0 | 0 | 0 | 0 | 0 | 0 | 0 | 0 | 0 | 0 | 0 | 0 | 0 | 0 | 0 | 0 | 0 | 0 | 0 | 0 | 0 | 0 | 0 | 0 | 0 | 0 | 0 | 0 | 0 | 0 | 0 | 0 | 0 | 0 | 0 | 0 | 0 | 0 | 0 | 0 | 0 | 0 | 0 | 0 | 0 | 0 | 0 | 0 | 0 | 0 | 0 | 0 | 0 | 0 | 0 | 0 | 0 | 0 | 0 | 0 | 0 | 0 | 0 | 0 | 0 | 0 | 0 | 0 | 0 | 0 | 0 | 0 | 0 | 0 | 0 | 0 | 0 | 0 | 0 | 0 | 0 | 0 | 0 | 0 | 0 | 0 | 0 | 0 | 0 | 0 | 0 | 0 | 0 | 0 | 0 | 0 | 0 | 0 | 0 | 0 | 0 | 0 | 0 | 0 | 0 | 0 | 0 | 0 | 0 | 0 | 0 | 0 | 0 | 0 | 0 | 0 | 0 | 0 | 0 | 0 | 0 | 0 | 0 | 0 | 0 | 0 | 0 | 0 | 0 | 0 | 0 | 0 | 0 | 0 | 0 | 0 | 0 | 0 | 0 | 0 | 0 | 0 | 0 | 0 | 0 | 0 | 0 | 0 | 0 | 0 | 0 | 0 | 0 | 0 | 0 | 0 | 0 | 0 | 0 | 0 | 0 | 0 | 0 | 0 | 0 | 0 | 0 | 0 | 0 | 0 | 0 | 0 | 0 | 0 | 0 | 0 | 0 | 0 | 0 | 0 | 0 | 0 | 0 | 0 | 0 | 0 | 0 | 0 | 0 | 0 | 0 | 0 | 0 | 0 | 0 | 0 | 0 | 1619.7175 | 1645.4919 | 1668.8083 | 1689.6644 | 1708.0482 | 1723.9423 | 1737.3276 | 1748.1864 | 1756.9717 | 1764.0637 | 1769.7787 | 1774.3774 | 1778.0737 | 1781.0418 | 1783.4234 | 1785.3333 | 1786.8641 | 1788.0907 | 1789.0732 | 1789.8599 | 1790.4898 | 1790.9941 | 1791.3977 | 1791.7207 | 1791.9792 | 691.4835 | 702.4869 | 712.4411 | 721.3449 | 729.1932 | 735.9787 | 741.6931 | 746.3289 | 750.0795 | 753.1072 | 755.547 | 757.5103 | 759.0882 | 760.3554 | 761.3721 | 762.1875 | 762.841 | 763.3647 | 763.7841 | 764.12 | 764.3889 | 764.6042 | 764.7765 | 764.9144 | 765.0247
OR_Commercial_Interruptible - College_Existing_Water Heating_Natural Gas_Water Heater - Circulation Pump Controls_A | OR | Commercial | Interruptible - College | Existing | Water Heating | Natural Gas | Water Heater - Circulation Pump Controls | A | OCM671 | Circulation pump with no controls. | Controlled circulation pump. | 11.5 | 1451.3983 | 0 | 0 | 447.82 | 0 | 0 | 0 | 0.28365 | 0.25 | perbldg | 15% | 26.67% | Discretionary | Retro5Med_OR | 81.34% | Water Heater | 0% | 55.4984 |  | 23.6932 |  | 0 | RTF - ComResCirculatorPumps_2_3 - AEG Edited | RTF - ComResCirculatorPumps_2_3 - AEG Edited | RTF - ComResCirculatorPumps_2_3 - AEG Edited | Circulation pump with no controls. | Circulation pump with no controls. | Circulation pump with no controls. | Circulation pump with no controls. | Circulation pump with no controls. | Circulation pump with no controls. | Circulation pump with no controls. | Circulation pump with no controls. | Circulation pump with no controls. | Circulation pump with no controls. | Circulation pump with no controls. | Circulation pump with no controls. | Circulation pump with no controls. | Circulation pump with no controls. | Circulation pump with no controls. | Circulation pump with no controls. | Circulation pump with no controls. | Circulation pump with no controls. | Circulation pump with no controls. | Circulation pump with no controls. | Circulation pump with no controls. | Circulation pump with no controls. | Circulation pump with no controls. | Circulation pump with no controls. | Circulation pump with no controls. | Circulation pump with no controls. | Circulation pump with no controls. | Controlled circulation pump. | Controlled circulation pump. | Controlled circulation pump. | Controlled circulation pump. | Controlled circulation pump. | Controlled circulation pump. | Controlled circulation pump. | Controlled circulation pump. | Controlled circulation pump. | Controlled circulation pump. | Controlled circulation pump. | Controlled circulation pump. | Controlled circulation pump. | Controlled circulation pump. | Controlled circulation pump. | Controlled circulation pump. | Controlled circulation pump. | Controlled circulation pump. | Controlled circulation pump. | Controlled circulation pump. | Controlled circulation pump. | Controlled circulation pump. | Controlled circulation pump. | Controlled circulation pump. | Controlled circulation pump. | Controlled circulation pump. | Controlled circulation pump. | 447.82 | 447.82 | 447.82 | 447.82 | 447.82 | 447.82 | 447.82 | 447.82 | 447.82 | 447.82 | 447.82 | 447.82 | 447.82 | 447.82 | 447.82 | 447.82 | 447.82 | 447.82 | 447.82 | 447.82 | 447.82 | 447.82 | 447.82 | 447.82 | 447.82 | 447.82 | 447.82 | 0 | 0 | 201.4414 | 196.1363 | 191.292 | 186.8661 | 182.823 | 179.1296 | 175.7689 | 172.7311 | 169.8316 | 167.0797 | 166.4014 | 165.868 | 165.4523 | 164.5179 | 163.7823 | 163.1938 | 162.723 | 162.3205 | 162.0866 | 161.9533 | 161.8889 | 161.8374 | 161.6789 | 161.6459 | 161.6195 | 0.10894 | 0.13024 | 0.15544 | 0.17626 | 0.1967 | 0.22532 | 0.24254 | 0.24349 | 0.22561 | 0.19079 | 0.14704 | 0.10059 | 0 | 0 | 0 | 0 | 0 | 0 | 0 | 0 | 0 | 0 | 0 | 0 | 0 | 0.10894 | 0.23631 | 0.38591 | 0.55325 | 0.73798 | 0.94839 | 1.1731 | 1.3964 | 1.5985 | 1.7634 | 1.9033 | 1.9978 | 1.9928 | 1.9815 | 1.9727 | 1.9656 | 1.9599 | 1.9551 | 1.9522 | 1.9506 | 1.9499 | 1.9492 | 1.9473 | 1.9469 | 1.9466 | 0.5408 | 0.66402 | 0.81257 | 0.94326 | 1.0759 | 1.2579 | 1.3799 | 1.4097 | 1.3284 | 1.1419 | 0.88366 | 0.60644 | 0 | 0 | 0 | 0 | 0 | 0 | 0 | 0 | 0 | 0 | 0 | 0 | 0 | 0.5408 | 1.2048 | 2.0174 | 2.9607 | 4.0366 | 5.2944 | 6.6743 | 8.084 | 9.4125 | 10.5544 | 11.438 | 12.0445 | 12.0445 | 12.0445 | 12.0445 | 12.0445 | 12.0445 | 12.0445 | 12.0445 | 12.0445 | 12.0445 | 12.0445 | 12.0445 | 12.0445 | 12.0445 | 0.09355 | 0.11293 | 0.13603 | 0.15563 | 0.17514 | 0.20226 | 0.21942 | 0.22196 | 0.20729 | 0.17672 | 0.13579 | 0.09264 | 0 | 0 | 0 | 0 | 0 | 0 | 0 | 0 | 0 | 0 | 0 | 0 | 0 | 0.09355 | 0.2049 | 0.33774 | 0.48848 | 0.6571 | 0.85131 | 1.0613 | 1.2729 | 1.4687 | 1.6334 | 1.7577 | 1.8399 | 1.8308 | 1.821 | 1.8132 | 1.8071 | 1.8022 | 1.7983 | 1.7956 | 1.7936 | 1.7922 | 1.7912 | 1.7899 | 1.7895 | 1.7893 | 0.45968 | 0.56442 | 0.69068 | 0.80177 | 0.91453 | 1.0692 | 1.1729 | 1.1982 | 1.1292 | 0.97062 | 0.75111 | 0.51547 | 0 | 0 | 0 | 0 | 0 | 0 | 0 | 0 | 0 | 0 | 0 | 0 | 0 | 0.45968 | 1.0241 | 1.7148 | 2.5166 | 3.4311 | 4.5003 | 5.6732 | 6.8714 | 8.0006 | 8.9712 | 9.7223 | 10.2378 | 10.2378 | 10.2378 | 10.2378 | 10.2378 | 10.2378 | 10.2378 | 10.2378 | 10.2378 | 10.2378 | 10.2378 | 10.2378 | 10.2378 | 10.2378 | 0.09355 | 0.11293 | 0.13603 | 0.15563 | 0.17514 | 0.20226 | 0.21942 | 0.22196 | 0.20729 | 0.17672 | 0.13579 | 0.09264 | 0 | 0 | 0 | 0 | 0 | 0 | 0 | 0 | 0 | 0 | 0 | 0 | 0 | 0.09355 | 0.2049 | 0.33774 | 0.48848 | 0.6571 | 0.85131 | 1.0613 | 1.2729 | 1.4687 | 1.6334 | 1.7577 | 1.8399 | 1.8308 | 1.821 | 1.8132 | 1.8071 | 1.8022 | 1.7983 | 1.7956 | 1.7936 | 1.7922 | 1.7912 | 1.7899 | 1.7895 | 1.7893 | 0.45968 | 0.56442 | 0.69068 | 0.80177 | 0.91453 | 1.0692 | 1.1729 | 1.1982 | 1.1292 | 0.97062 | 0.75111 | 0.51547 | 0 | 0 | 0 | 0 | 0 | 0 | 0 | 0 | 0 | 0 | 0 | 0 | 0 | 0.45968 | 1.0241 | 1.7148 | 2.5166 | 3.4311 | 4.5003 | 5.6732 | 6.8714 | 8.0006 | 8.9712 | 9.7223 | 10.2378 | 10.2378 | 10.2378 | 10.2378 | 10.2378 | 10.2378 | 10.2378 | 10.2378 | 10.2378 | 10.2378 | 10.2378 | 10.2378 | 10.2378 | 10.2378 | 0.09355 | 0.11293 | 0.13603 | 0.15563 | 0.17514 | 0.20226 | 0.21942 | 0.22196 | 0.20729 | 0.17672 | 0.13579 | 0.09264 | 0 | 0 | 0 | 0 | 0 | 0 | 0 | 0 | 0 | 0 | 0 | 0 | 0 | 0.09355 | 0.2049 | 0.33774 | 0.48848 | 0.6571 | 0.85131 | 1.0613 | 1.2729 | 1.4687 | 1.6334 | 1.7577 | 1.8399 | 1.8308 | 1.821 | 1.8132 | 1.8071 | 1.8022 | 1.7983 | 1.7956 | 1.7936 | 1.7922 | 1.7912 | 1.7899 | 1.7895 | 1.7893 | 0.45968 | 0.56442 | 0.69068 | 0.80177 | 0.91453 | 1.0692 | 1.1729 | 1.1982 | 1.1292 | 0.97062 | 0.75111 | 0.51547 | 0 | 0 | 0 | 0 | 0 | 0 | 0 | 0 | 0 | 0 | 0 | 0 | 0 | 0.45968 | 1.0241 | 1.7148 | 2.5166 | 3.4311 | 4.5003 | 5.6732 | 6.8714 | 8.0006 | 8.9712 | 9.7223 | 10.2378 | 10.2378 | 10.2378 | 10.2378 | 10.2378 | 10.2378 | 10.2378 | 10.2378 | 10.2378 | 10.2378 | 10.2378 | 10.2378 | 10.2378 | 10.2378 | 51.5765 | 52.3972 | 53.1397 | 53.8038 | 54.3892 | 54.8953 | 55.3215 | 55.6673 | 55.9471 | 56.1729 | 56.3549 | 56.5013 | 56.619 | 56.7135 | 56.7894 | 56.8502 | 56.8989 | 56.938 | 56.9693 | 56.9943 | 57.0144 | 57.0304 | 57.0433 | 57.0536 | 57.0618 | 22.0188 | 22.3692 | 22.6862 | 22.9697 | 23.2196 | 23.4357 | 23.6176 | 23.7653 | 23.8847 | 23.9811 | 24.0588 | 24.1213 | 24.1716 | 24.2119 | 24.2443 | 24.2703 | 24.2911 | 24.3077 | 24.3211 | 24.3318 | 24.3403 | 24.3472 | 24.3527 | 24.3571 | 24.3606
OR_Commercial_Interruptible - College_Existing_Water Heating_Natural Gas_Water Heater - Pipe Insulation_A | OR | Commercial | Interruptible - College | Existing | Water Heating | Natural Gas | Water Heater - Pipe Insulation | A | OCM672 | No insulation. | Water heater pipe insulation. | 15 | 5.02 | 0 | 0 | 9.5 | 0 | 0 | 0 | 0.28365 | 0.25 | PipeFeet | 15.8% | 100% | Discretionary | Retro5Med_OR | 81.34% | Water Heater | 0% | 288.3878 |  | 123.1174 |  | 0 | IL TRM v10 - 4.4.14 Pipe Insulation - CI-HVC-PINS-V07-220101 | IL TRM v10 - 4.4.14 Pipe Insulation - CI-HVC-PINS-V07-220101 | IL TRM v10 - 4.4.14 Pipe Insulation - CI-HVC-PINS-V07-220101 | No insulation. | No insulation. | No insulation. | No insulation. | No insulation. | No insulation. | No insulation. | No insulation. | No insulation. | No insulation. | No insulation. | No insulation. | No insulation. | No insulation. | No insulation. | No insulation. | No insulation. | No insulation. | No insulation. | No insulation. | No insulation. | No insulation. | No insulation. | No insulation. | No insulation. | No insulation. | No insulation. | Water heater pipe insulation. | Water heater pipe insulation. | Water heater pipe insulation. | Water heater pipe insulation. | Water heater pipe insulation. | Water heater pipe insulation. | Water heater pipe insulation. | Water heater pipe insulation. | Water heater pipe insulation. | Water heater pipe insulation. | Water heater pipe insulation. | Water heater pipe insulation. | Water heater pipe insulation. | Water heater pipe insulation. | Water heater pipe insulation. | Water heater pipe insulation. | Water heater pipe insulation. | Water heater pipe insulation. | Water heater pipe insulation. | Water heater pipe insulation. | Water heater pipe insulation. | Water heater pipe insulation. | Water heater pipe insulation. | Water heater pipe insulation. | Water heater pipe insulation. | Water heater pipe insulation. | Water heater pipe insulation. | 9.5 | 9.5 | 9.5 | 9.5 | 9.5 | 9.5 | 9.5 | 9.5 | 9.5 | 9.5 | 9.5 | 9.5 | 9.5 | 9.5 | 9.5 | 9.5 | 9.5 | 9.5 | 9.5 | 9.5 | 9.5 | 9.5 | 9.5 | 9.5 | 9.5 | 9.5 | 9.5 | 0 | 0 | 0.69587 | 0.67651 | 0.65889 | 0.64265 | 0.62766 | 0.61373 | 0.60107 | 0.58953 | 0.57856 | 0.56828 | 0.56528 | 0.56299 | 0.56158 | 0.55841 | 0.55591 | 0.55391 | 0.55232 | 0.55095 | 0.55016 | 0.5497 | 0.54948 | 0.54931 | 0.54877 | 0.54866 | 0.54857 | 0.01358 | 0.01621 | 0.01932 | 0.021875 | 0.024369 | 0.027858 | 0.02993 | 0.029989 | 0.027735 | 0.023417 | 0.018025 | 0.01232 | 0.0073541 | 0.0034155 | 0 | 0 | 0 | 0 | 0 | 0 | 0 | 0 | 0 | 0 | 0 | 0.01358 | 0.029413 | 0.047967 | 0.068659 | 0.091427 | 0.11726 | 0.14477 | 0.17198 | 0.19651 | 0.21644 | 0.23332 | 0.2447 | 0.25144 | 0.25343 | 0.2523 | 0.25139 | 0.25067 | 0.25005 | 0.24969 | 0.24948 | 0.24938 | 0.2493 | 0.24906 | 0.24901 | 0.24897 | 19.5154 | 23.9618 | 29.3222 | 34.0385 | 38.8252 | 45.3914 | 49.795 | 50.8691 | 47.9381 | 41.2068 | 31.8876 | 21.8837 | 13.0954 | 6.1164 | 0 | 0 | 0 | 0 | 0 | 0 | 0 | 0 | 0 | 0 | 0 | 19.5154 | 43.4772 | 72.7995 | 106.838 | 145.6632 | 191.0546 | 240.8496 | 291.7187 | 339.6568 | 380.8636 | 412.7512 | 434.6349 | 447.7303 | 453.8468 | 453.8468 | 453.8468 | 453.8468 | 453.8468 | 453.8468 | 453.8468 | 453.8468 | 453.8468 | 453.8468 | 453.8468 | 453.8468 | 0.011664 | 0.014062 | 0.016919 | 0.01933 | 0.021723 | 0.025042 | 0.027123 | 0.027391 | 0.025541 | 0.021745 | 0.016692 | 0.011379 | 0.0067757 | 0.0031477 | 0 | 0 | 0 | 0 | 0 | 0 | 0 | 0 | 0 | 0 | 0 | 0.011664 | 0.025514 | 0.042005 | 0.060673 | 0.081498 | 0.1054 | 0.13119 | 0.15708 | 0.18097 | 0.20098 | 0.21606 | 0.226 | 0.23166 | 0.23356 | 0.23257 | 0.23178 | 0.23116 | 0.23066 | 0.2303 | 0.23005 | 0.22987 | 0.22974 | 0.22957 | 0.22953 | 0.22949 | 16.5881 | 20.3675 | 24.9239 | 28.9327 | 33.0014 | 38.5827 | 42.3258 | 43.2388 | 40.7473 | 35.0258 | 27.1044 | 18.6012 | 11.1311 | 5.199 | 0 | 0 | 0 | 0 | 0 | 0 | 0 | 0 | 0 | 0 | 0 | 16.5881 | 36.9556 | 61.8796 | 90.8123 | 123.8137 | 162.3964 | 204.7222 | 247.9609 | 288.7083 | 323.7341 | 350.8385 | 369.4397 | 380.5708 | 385.7698 | 385.7698 | 385.7698 | 385.7698 | 385.7698 | 385.7698 | 385.7698 | 385.7698 | 385.7698 | 385.7698 | 385.7698 | 385.7698 | 0.011664 | 0.014062 | 0.016919 | 0.01933 | 0.021723 | 0.025042 | 0.027123 | 0.027391 | 0.025541 | 0.021745 | 0.016692 | 0.011379 | 0.0067757 | 0.0031477 | 0 | 0 | 0 | 0 | 0 | 0 | 0 | 0 | 0 | 0 | 0 | 0.011664 | 0.025514 | 0.042005 | 0.060673 | 0.081498 | 0.1054 | 0.13119 | 0.15708 | 0.18097 | 0.20098 | 0.21606 | 0.226 | 0.23166 | 0.23356 | 0.23257 | 0.23178 | 0.23116 | 0.23066 | 0.2303 | 0.23005 | 0.22987 | 0.22974 | 0.22957 | 0.22953 | 0.22949 | 16.5881 | 20.3675 | 24.9239 | 28.9327 | 33.0014 | 38.5827 | 42.3258 | 43.2388 | 40.7473 | 35.0258 | 27.1044 | 18.6012 | 11.1311 | 5.199 | 0 | 0 | 0 | 0 | 0 | 0 | 0 | 0 | 0 | 0 | 0 | 16.5881 | 36.9556 | 61.8796 | 90.8123 | 123.8137 | 162.3964 | 204.7222 | 247.9609 | 288.7083 | 323.7341 | 350.8385 | 369.4397 | 380.5708 | 385.7698 | 385.7698 | 385.7698 | 385.7698 | 385.7698 | 385.7698 | 385.7698 | 385.7698 | 385.7698 | 385.7698 | 385.7698 | 385.7698 | 0.011664 | 0.014062 | 0.016919 | 0.01933 | 0.021723 | 0.025042 | 0.027123 | 0.027391 | 0.025541 | 0.021745 | 0.016692 | 0.011379 | 0.0067757 | 0.0031477 | 0 | 0 | 0 | 0 | 0 | 0 | 0 | 0 | 0 | 0 | 0 | 0.011664 | 0.025514 | 0.042005 | 0.060673 | 0.081498 | 0.1054 | 0.13119 | 0.15708 | 0.18097 | 0.20098 | 0.21606 | 0.226 | 0.23166 | 0.23356 | 0.23257 | 0.23178 | 0.23116 | 0.23066 | 0.2303 | 0.23005 | 0.22987 | 0.22974 | 0.22957 | 0.22953 | 0.22949 | 16.5881 | 20.3675 | 24.9239 | 28.9327 | 33.0014 | 38.5827 | 42.3258 | 43.2388 | 40.7473 | 35.0258 | 27.1044 | 18.6012 | 11.1311 | 5.199 | 0 | 0 | 0 | 0 | 0 | 0 | 0 | 0 | 0 | 0 | 0 | 16.5881 | 36.9556 | 61.8796 | 90.8123 | 123.8137 | 162.3964 | 204.7222 | 247.9609 | 288.7083 | 323.7341 | 350.8385 | 369.4397 | 380.5708 | 385.7698 | 385.7698 | 385.7698 | 385.7698 | 385.7698 | 385.7698 | 385.7698 | 385.7698 | 385.7698 | 385.7698 | 385.7698 | 385.7698 | 268.0081 | 272.2729 | 276.131 | 279.582 | 282.6239 | 285.2538 | 287.4686 | 289.2654 | 290.719 | 291.8925 | 292.8382 | 293.5991 | 294.2107 | 294.7018 | 295.0959 | 295.4119 | 295.6652 | 295.8682 | 296.0307 | 296.1609 | 296.2651 | 296.3486 | 296.4154 | 296.4688 | 296.5116 | 114.417 | 116.2377 | 117.8848 | 119.358 | 120.6567 | 121.7794 | 122.725 | 123.492 | 124.1126 | 124.6136 | 125.0173 | 125.3422 | 125.6033 | 125.8129 | 125.9812 | 126.1161 | 126.2242 | 126.3109 | 126.3803 | 126.4359 | 126.4804 | 126.516 | 126.5445 | 126.5673 | 126.5856
OR_Commercial_Interruptible - College_Existing_Water Heating_Natural Gas_Water Heater - Motion Control Faucet_A | OR | Commercial | Interruptible - College | Existing | Water Heating | Natural Gas | Water Heater - Motion Control Faucet | A | OCM673 | 1.39 gpm w/o motion sensor | 0.35 gpm w/ motion sensor | 5 | 0 | 0 | 0 | 1.07 | 0 | 0 | 0 | 0.28365 | 0.25 | sqft | 30% | 75% | Discretionary | Retro5Med_OR | 81.34% | Water Heater | 0% | 0 |  | 0 |  | 0 | n/a | n/a | n/a | 1.39 gpm w/o motion sensor | 1.39 gpm w/o motion sensor | 1.39 gpm w/o motion sensor | 1.39 gpm w/o motion sensor | 1.39 gpm w/o motion sensor | 1.39 gpm w/o motion sensor | 1.39 gpm w/o motion sensor | 1.39 gpm w/o motion sensor | 1.39 gpm w/o motion sensor | 1.39 gpm w/o motion sensor | 1.39 gpm w/o motion sensor | 1.39 gpm w/o motion sensor | 1.39 gpm w/o motion sensor | 1.39 gpm w/o motion sensor | 1.39 gpm w/o motion sensor | 1.39 gpm w/o motion sensor | 1.39 gpm w/o motion sensor | 1.39 gpm w/o motion sensor | 1.39 gpm w/o motion sensor | 1.39 gpm w/o motion sensor | 1.39 gpm w/o motion sensor | 1.39 gpm w/o motion sensor | 1.39 gpm w/o motion sensor | 1.39 gpm w/o motion sensor | 1.39 gpm w/o motion sensor | 1.39 gpm w/o motion sensor | 1.39 gpm w/o motion sensor | 0.35 gpm w/ motion sensor | 0.35 gpm w/ motion sensor | 0.35 gpm w/ motion sensor | 0.35 gpm w/ motion sensor | 0.35 gpm w/ motion sensor | 0.35 gpm w/ motion sensor | 0.35 gpm w/ motion sensor | 0.35 gpm w/ motion sensor | 0.35 gpm w/ motion sensor | 0.35 gpm w/ motion sensor | 0.35 gpm w/ motion sensor | 0.35 gpm w/ motion sensor | 0.35 gpm w/ motion sensor | 0.35 gpm w/ motion sensor | 0.35 gpm w/ motion sensor | 0.35 gpm w/ motion sensor | 0.35 gpm w/ motion sensor | 0.35 gpm w/ motion sensor | 0.35 gpm w/ motion sensor | 0.35 gpm w/ motion sensor | 0.35 gpm w/ motion sensor | 0.35 gpm w/ motion sensor | 0.35 gpm w/ motion sensor | 0.35 gpm w/ motion sensor | 0.35 gpm w/ motion sensor | 0.35 gpm w/ motion sensor | 0.35 gpm w/ motion sensor | 1.07 | 1.07 | 1.07 | 1.07 | 1.07 | 1.07 | 1.07 | 1.07 | 1.07 | 1.07 | 1.07 | 1.07 | 1.07 | 1.07 | 1.07 | 1.07 | 1.07 | 1.07 | 1.07 | 1.07 | 1.07 | 1.07 | 1.07 | 1.07 | 1.07 | 1.07 | 1.07 | 0 | 0 | 0 | 0 | 0 | 0 | 0 | 0 | 0 | 0 | 0 | 0 | 0 | 0 | 0 | 0 | 0 | 0 | 0 | 0 | 0 | 0 | 0 | 0 | 0 | 0 | 0 | 0 | 0 | 0 | 0 | 0 | 0 | 0 | 0 | 0 | 0 | 0 | 0 | 0 | 0 | 0 | 0 | 0 | 0 | 0 | 0 | 0 | 0 | 0 | 0 | 0 | 0 | 0 | 0 | 0 | 0 | 0 | 0 | 0 | 0 | 0 | 0 | 0 | 0 | 0 | 0 | 0 | 0 | 0 | 0 | 0 | 0 | 0 | 0 | 0 | 0 | 41719.216 | 51224.5438 | 62683.8512 | 72766.0745 | 82998.9225 | 55316.5011 | 55225.1448 | 46062.025 | 29713.8631 | 5091.2642 | 0 | 0 | 0 | 0 | 0 | 0 | 0 | 0 | 0 | 0 | 0 | 0 | 0 | 0 | 0 | 41719.216 | 92943.7598 | 155627.611 | 228393.6854 | 311392.6079 | 366709.109 | 421934.2538 | 467996.2788 | 497710.142 | 502801.4062 | 502801.4062 | 502801.4062 | 502801.4062 | 502801.4062 | 502801.4062 | 502801.4062 | 502801.4062 | 502801.4062 | 502801.4062 | 502801.4062 | 502801.4062 | 502801.4062 | 502801.4062 | 502801.4062 | 502801.4062 | 0 | 0 | 0 | 0 | 0 | 0 | 0 | 0 | 0 | 0 | 0 | 0 | 0 | 0 | 0 | 0 | 0 | 0 | 0 | 0 | 0 | 0 | 0 | 0 | 0 | 0 | 0 | 0 | 0 | 0 | 0 | 0 | 0 | 0 | 0 | 0 | 0 | 0 | 0 | 0 | 0 | 0 | 0 | 0 | 0 | 0 | 0 | 0 | 0 | 0 | 35461.3336 | 43540.8622 | 53281.2735 | 61851.1633 | 70549.0841 | 47019.0259 | 46941.3731 | 39152.7213 | 25256.7837 | 4327.5746 | 0 | 0 | 0 | 0 | 0 | 0 | 0 | 0 | 0 | 0 | 0 | 0 | 0 | 0 | 0 | 35461.3336 | 79002.1959 | 132283.4693 | 194134.6326 | 264683.7167 | 311702.7427 | 358644.1157 | 397796.837 | 423053.6207 | 427381.1952 | 427381.1952 | 427381.1952 | 427381.1952 | 427381.1952 | 427381.1952 | 427381.1952 | 427381.1952 | 427381.1952 | 427381.1952 | 427381.1952 | 427381.1952 | 427381.1952 | 427381.1952 | 427381.1952 | 427381.1952 | 0 | 0 | 0 | 0 | 0 | 0 | 0 | 0 | 0 | 0 | 0 | 0 | 0 | 0 | 0 | 0 | 0 | 0 | 0 | 0 | 0 | 0 | 0 | 0 | 0 | 0 | 0 | 0 | 0 | 0 | 0 | 0 | 0 | 0 | 0 | 0 | 0 | 0 | 0 | 0 | 0 | 0 | 0 | 0 | 0 | 0 | 0 | 0 | 0 | 0 | 0 | 0 | 0 | 0 | 0 | 0 | 0 | 0 | 0 | 0 | 0 | 0 | 0 | 0 | 0 | 0 | 0 | 0 | 0 | 0 | 0 | 0 | 0 | 0 | 0 | 0 | 0 | 0 | 0 | 0 | 0 | 0 | 0 | 0 | 0 | 0 | 0 | 0 | 0 | 0 | 0 | 0 | 0 | 0 | 0 | 0 | 0 | 0 | 0 | 0 | 0 | 0 | 0 | 0 | 0 | 0 | 0 | 0 | 0 | 0 | 0 | 0 | 0 | 0 | 0 | 0 | 0 | 0 | 0 | 0 | 0 | 0 | 0 | 0 | 0 | 0 | 0 | 0 | 0 | 0 | 0 | 0 | 0 | 0 | 0 | 0 | 0 | 0 | 0 | 0 | 0 | 0 | 0 | 0 | 0 | 0 | 0 | 0 | 0 | 0 | 0 | 0 | 0 | 0 | 0 | 0 | 0 | 0 | 0 | 0 | 0 | 0 | 0 | 0 | 0 | 0 | 0 | 0 | 0 | 0 | 0 | 0 | 0 | 0 | 0 | 0 | 0 | 0 | 0 | 0 | 0 | 0 | 0 | 0 | 0 | 0 | 0 | 0 | 0 | 0 | 0 | 0 | 0 | 0 | 0 | 0 | 0 | 0 | 0 | 0 | 0 | 0 | 0 | 0 | 0 | 0 | 0 | 0 | 0 | 0 | 0 | 0 | 0 | 0 | 0 | 0 | 0 | 0 | 0 | 0 | 0 | 0 | 0 | 0 | 0 | 0 | 0 | 0 | 0 | 0 | 0 | 0 | 0 | 0 | 0 | 0 | 0 | 0 | 0 | 0 | 0 | 0 | 0 | 0 | 0 | 0 | 0 | 0 | 0 | 0
OR_Commercial_Interruptible - College_Existing_Water Heating_Natural Gas_Water Heater - Solar System_A | OR | Commercial | Interruptible - College | Existing | Water Heating | Natural Gas | Water Heater - Solar System | A | OCM674 | 0 | Solar water heater with electric backup unit | 20 | 40.1544 | 0 | 0 | 618.24 | 0 | 0 | 0 | 0.28365 | 0.25 | DHW kbtuh | 1% | 40% | Discretionary | Retro5Med_OR | 81.34% | Water Heater | 0% | 2014.5025 |  | 860.0235 |  | 0 | DHW_WH-Water Heating-AEO17-8 | DHW_WH-Water Heating-AEO17-8 | DHW_WH-Water Heating-DOE-PTool2014-1 | 0 | 0 | 0 | 0 | 0 | 0 | 0 | 0 | 0 | 0 | 0 | 0 | 0 | 0 | 0 | 0 | 0 | 0 | 0 | 0 | 0 | 0 | 0 | 0 | 0 | 0 | 0 | Solar water heater with electric backup unit | Solar water heater with electric backup unit | Solar water heater with electric backup unit | Solar water heater with electric backup unit | Solar water heater with electric backup unit | Solar water heater with electric backup unit | Solar water heater with electric backup unit | Solar water heater with electric backup unit | Solar water heater with electric backup unit | Solar water heater with electric backup unit | Solar water heater with electric backup unit | Solar water heater with electric backup unit | Solar water heater with electric backup unit | Solar water heater with electric backup unit | Solar water heater with electric backup unit | Solar water heater with electric backup unit | Solar water heater with electric backup unit | Solar water heater with electric backup unit | Solar water heater with electric backup unit | Solar water heater with electric backup unit | Solar water heater with electric backup unit | Solar water heater with electric backup unit | Solar water heater with electric backup unit | Solar water heater with electric backup unit | Solar water heater with electric backup unit | Solar water heater with electric backup unit | Solar water heater with electric backup unit | 618.24 | 618.24 | 618.24 | 618.24 | 618.24 | 618.24 | 618.24 | 618.24 | 618.24 | 618.24 | 618.24 | 618.24 | 618.24 | 618.24 | 618.24 | 618.24 | 618.24 | 618.24 | 618.24 | 618.24 | 618.24 | 618.24 | 618.24 | 618.24 | 618.24 | 618.24 | 618.24 | 0 | 0 | 5.5637 | 5.4061 | 5.2619 | 5.1283 | 5.0043 | 4.8883 | 4.7822 | 4.685 | 4.593 | 4.5072 | 4.4803 | 4.4599 | 4.4485 | 4.4232 | 4.4035 | 4.3876 | 4.375 | 4.3642 | 4.3579 | 4.3543 | 4.3526 | 4.3512 | 4.3469 | 4.346 | 4.3453 | 0.019206 | 0.021802 | 0.02491 | 0.027224 | 0.029448 | 0.032851 | 0.034587 | 0.034079 | 0.033449 | 0.029143 | 0.022743 | 0.015581 | 0.009257 | 0.0055899 | 0 | 0 | 0 | 0 | 0 | 0 | 0 | 0 | 0 | 0 | 0 | 0.019206 | 0.040464 | 0.064295 | 0.089885 | 0.11716 | 0.1473 | 0.17868 | 0.20913 | 0.23847 | 0.26317 | 0.28433 | 0.29862 | 0.30711 | 0.31096 | 0.30957 | 0.30846 | 0.30757 | 0.30681 | 0.30637 | 0.30611 | 0.30599 | 0.30589 | 0.3056 | 0.30553 | 0.30548 | 3.452 | 4.033 | 4.734 | 5.3086 | 5.8846 | 6.7204 | 7.2324 | 7.2741 | 7.2826 | 6.4658 | 5.0762 | 3.4936 | 2.0809 | 1.2638 | 0 | 0 | 0 | 0 | 0 | 0 | 0 | 0 | 0 | 0 | 0 | 3.452 | 7.4849 | 12.2189 | 17.5275 | 23.4121 | 30.1325 | 37.3649 | 44.6389 | 51.9216 | 58.3873 | 63.4635 | 66.9571 | 69.038 | 70.3018 | 70.3018 | 70.3018 | 70.3018 | 70.3018 | 70.3018 | 70.3018 | 70.3018 | 70.3018 | 70.3018 | 70.3018 | 70.3018 | 0.016497 | 0.018915 | 0.021819 | 0.024066 | 0.026263 | 0.029549 | 0.031368 | 0.031158 | 0.030838 | 0.027096 | 0.021089 | 0.014412 | 0.0085413 | 0.0051592 | 0 | 0 | 0 | 0 | 0 | 0 | 0 | 0 | 0 | 0 | 0 | 0.016497 | 0.035106 | 0.056317 | 0.079459 | 0.10449 | 0.13249 | 0.16206 | 0.19121 | 0.21986 | 0.24469 | 0.26366 | 0.27621 | 0.28337 | 0.287 | 0.28578 | 0.28481 | 0.28404 | 0.28343 | 0.28299 | 0.28269 | 0.28247 | 0.28231 | 0.2821 | 0.28205 | 0.282 | 2.9342 | 3.428 | 4.0239 | 4.5123 | 5.0019 | 5.7123 | 6.1476 | 6.183 | 6.1902 | 5.4959 | 4.3148 | 2.9695 | 1.7688 | 1.0742 | 0 | 0 | 0 | 0 | 0 | 0 | 0 | 0 | 0 | 0 | 0 | 2.9342 | 6.3622 | 10.3861 | 14.8983 | 19.9003 | 25.6126 | 31.7601 | 37.9431 | 44.1333 | 49.6292 | 53.944 | 56.9135 | 58.6823 | 59.7565 | 59.7565 | 59.7565 | 59.7565 | 59.7565 | 59.7565 | 59.7565 | 59.7565 | 59.7565 | 59.7565 | 59.7565 | 59.7565 | 0 | 0 | 0 | 0 | 0 | 0 | 0 | 0 | 0 | 0 | 0 | 0 | 0 | 0 | 0 | 0 | 0 | 0 | 0 | 0 | 0 | 0 | 0 | 0 | 0 | 0 | 0 | 0 | 0 | 0 | 0 | 0 | 0 | 0 | 0 | 0 | 0 | 0 | 0 | 0 | 0 | 0 | 0 | 0 | 0 | 0 | 0 | 0 | 0 | 0 | 0 | 0 | 0 | 0 | 0 | 0 | 0 | 0 | 0 | 0 | 0 | 0 | 0 | 0 | 0 | 0 | 0 | 0 | 0 | 0 | 0 | 0 | 0 | 0 | 0 | 0 | 0 | 0 | 0 | 0 | 0 | 0 | 0 | 0 | 0 | 0 | 0 | 0 | 0 | 0 | 0 | 0 | 0 | 0 | 0 | 0 | 0 | 0 | 0 | 0 | 0.016497 | 0.018915 | 0.021819 | 0.024066 | 0.026263 | 0.029549 | 0.031368 | 0.031158 | 0.030838 | 0.027096 | 0.021089 | 0.014412 | 0.0085413 | 0.0051592 | 0 | 0 | 0 | 0 | 0 | 0 | 0 | 0 | 0 | 0 | 0 | 0.016497 | 0.035106 | 0.056317 | 0.079459 | 0.10449 | 0.13249 | 0.16206 | 0.19121 | 0.21986 | 0.24469 | 0.26366 | 0.27621 | 0.28337 | 0.287 | 0.28578 | 0.28481 | 0.28404 | 0.28343 | 0.28299 | 0.28269 | 0.28247 | 0.28231 | 0.2821 | 0.28205 | 0.282 | 2.9342 | 3.428 | 4.0239 | 4.5123 | 5.0019 | 5.7123 | 6.1476 | 6.183 | 6.1902 | 5.4959 | 4.3148 | 2.9695 | 1.7688 | 1.0742 | 0 | 0 | 0 | 0 | 0 | 0 | 0 | 0 | 0 | 0 | 0 | 2.9342 | 6.3622 | 10.3861 | 14.8983 | 19.9003 | 25.6126 | 31.7601 | 37.9431 | 44.1333 | 49.6292 | 53.944 | 56.9135 | 58.6823 | 59.7565 | 59.7565 | 59.7565 | 59.7565 | 59.7565 | 59.7565 | 59.7565 | 59.7565 | 59.7565 | 59.7565 | 59.7565 | 59.7565 | 1872.1423 | 1901.9334 | 1928.8836 | 1952.99 | 1974.2388 | 1992.6099 | 2008.0812 | 2020.6324 | 2030.7868 | 2038.9841 | 2045.5897 | 2050.9051 | 2055.1774 | 2058.6081 | 2061.3608 | 2063.5684 | 2065.3378 | 2066.7555 | 2067.8911 | 2068.8005 | 2069.5285 | 2070.1114 | 2070.5779 | 2070.9512 | 2071.25 | 799.2477 | 811.966 | 823.4714 | 833.7628 | 842.8343 | 850.6772 | 857.2822 | 862.6404 | 866.9755 | 870.4751 | 873.2952 | 875.5644 | 877.3883 | 878.8529 | 880.0281 | 880.9705 | 881.7259 | 882.3312 | 882.816 | 883.2042 | 883.515 | 883.7638 | 883.963 | 884.1224 | 884.2499
OR_Commercial_Interruptible - College_Existing_Water Heating_Natural Gas_Commercial Laundry - Ozone Treatment_A | OR | Commercial | Interruptible - College | Existing | Water Heating | Natural Gas | Commercial Laundry - Ozone Treatment | A | OCM675 | Standard commercial washer. | Ozone laundry treatment system. | 10 | 365.3575 | 0 | 0 | 11002.2 | 0 | 108.86 | 0 | 0.28365 | 0.25 | perBldg | 0% | 6.667% | Discretionary | Retro5Med_OR | 81.34% | Water Heater | 0% | 6292.6915 |  | 2544.3987 |  | 0 | CW_OZON-Water Heating-ILTRM-v4.0-4 | CW_OZON-Water Heating-ILTRM-v4.0-4 | CW_OZON-Water Heating-ILTRM-v4.0-4 | Standard commercial washer. | Standard commercial washer. | Standard commercial washer. | Standard commercial washer. | Standard commercial washer. | Standard commercial washer. | Standard commercial washer. | Standard commercial washer. | Standard commercial washer. | Standard commercial washer. | Standard commercial washer. | Standard commercial washer. | Standard commercial washer. | Standard commercial washer. | Standard commercial washer. | Standard commercial washer. | Standard commercial washer. | Standard commercial washer. | Standard commercial washer. | Standard commercial washer. | Standard commercial washer. | Standard commercial washer. | Standard commercial washer. | Standard commercial washer. | Standard commercial washer. | Standard commercial washer. | Standard commercial washer. | Ozone laundry treatment system. | Ozone laundry treatment system. | Ozone laundry treatment system. | Ozone laundry treatment system. | Ozone laundry treatment system. | Ozone laundry treatment system. | Ozone laundry treatment system. | Ozone laundry treatment system. | Ozone laundry treatment system. | Ozone laundry treatment system. | Ozone laundry treatment system. | Ozone laundry treatment system. | Ozone laundry treatment system. | Ozone laundry treatment system. | Ozone laundry treatment system. | Ozone laundry treatment system. | Ozone laundry treatment system. | Ozone laundry treatment system. | Ozone laundry treatment system. | Ozone laundry treatment system. | Ozone laundry treatment system. | Ozone laundry treatment system. | Ozone laundry treatment system. | Ozone laundry treatment system. | Ozone laundry treatment system. | Ozone laundry treatment system. | Ozone laundry treatment system. | 11002.2 | 11002.2 | 11002.2 | 11002.2 | 11002.2 | 11002.2 | 11002.2 | 11002.2 | 11002.2 | 11002.2 | 11002.2 | 11002.2 | 11002.2 | 11002.2 | 11002.2 | 11002.2 | 11002.2 | 11002.2 | 11002.2 | 11002.2 | 11002.2 | 11002.2 | 11002.2 | 11002.2 | 11002.2 | 11002.2 | 11002.2 | 0 | 0 | 50.6158 | 49.1725 | 47.851 | 46.6247 | 45.4867 | 44.42 | 43.4423 | 42.5474 | 41.6996 | 40.9111 | 40.6583 | 40.4686 | 40.3615 | 40.1304 | 39.951 | 39.8075 | 39.6926 | 39.5944 | 39.5374 | 39.5049 | 39.4892 | 39.4766 | 39.4379 | 39.4299 | 39.4234 | 0.015642 | 0.018658 | 0.022218 | 0.025131 | 0.027966 | 0.031928 | 0.034255 | 0.034273 | 0.031655 | 0.026695 | 0.0079656 | 0 | 0 | 0 | 0 | 0 | 0 | 0 | 0 | 0 | 0 | 0 | 0 | 0 | 0 | 0.015642 | 0.033854 | 0.055163 | 0.07888 | 0.10492 | 0.13439 | 0.16569 | 0.19655 | 0.22428 | 0.24674 | 0.25318 | 0.252 | 0.25133 | 0.24989 | 0.24877 | 0.24788 | 0.24717 | 0.24655 | 0.2462 | 0.246 | 0.2459 | 0.24582 | 0.24558 | 0.24553 | 0.24549 | 0.30903 | 0.37944 | 0.46432 | 0.53901 | 0.61481 | 0.71878 | 0.78852 | 0.80553 | 0.75911 | 0.65252 | 0.19592 | 0 | 0 | 0 | 0 | 0 | 0 | 0 | 0 | 0 | 0 | 0 | 0 | 0 | 0 | 0.30903 | 0.68847 | 1.1528 | 1.6918 | 2.3066 | 3.0254 | 3.8139 | 4.6194 | 5.3785 | 6.0311 | 6.227 | 6.227 | 6.227 | 6.227 | 6.227 | 6.227 | 6.227 | 6.227 | 6.227 | 6.227 | 6.227 | 6.227 | 6.227 | 6.227 | 6.227 | 0.013436 | 0.016188 | 0.019463 | 0.022218 | 0.024944 | 0.028725 | 0.031075 | 0.031344 | 0.029193 | 0.02483 | 0.0073893 | 0 | 0 | 0 | 0 | 0 | 0 | 0 | 0 | 0 | 0 | 0 | 0 | 0 | 0 | 0.013436 | 0.029373 | 0.048322 | 0.069738 | 0.093586 | 0.1209 | 0.1503 | 0.17975 | 0.20684 | 0.22949 | 0.23486 | 0.23318 | 0.232 | 0.23074 | 0.22975 | 0.22897 | 0.22836 | 0.22787 | 0.22752 | 0.22727 | 0.22709 | 0.22697 | 0.2268 | 0.22675 | 0.22672 | 0.26268 | 0.32252 | 0.39468 | 0.45816 | 0.52259 | 0.61097 | 0.67024 | 0.6847 | 0.64524 | 0.55464 | 0.16653 | 0 | 0 | 0 | 0 | 0 | 0 | 0 | 0 | 0 | 0 | 0 | 0 | 0 | 0 | 0.26268 | 0.5852 | 0.97988 | 1.438 | 1.9606 | 2.5716 | 3.2418 | 3.9265 | 4.5718 | 5.1264 | 5.2929 | 5.2929 | 5.2929 | 5.2929 | 5.2929 | 5.2929 | 5.2929 | 5.2929 | 5.2929 | 5.2929 | 5.2929 | 5.2929 | 5.2929 | 5.2929 | 5.2929 | 0 | 0 | 0 | 0 | 0 | 0 | 0 | 0 | 0 | 0 | 0 | 0 | 0 | 0 | 0 | 0 | 0 | 0 | 0 | 0 | 0 | 0 | 0 | 0 | 0 | 0 | 0 | 0 | 0 | 0 | 0 | 0 | 0 | 0 | 0 | 0 | 0 | 0 | 0 | 0 | 0 | 0 | 0 | 0 | 0 | 0 | 0 | 0 | 0 | 0 | 0 | 0 | 0 | 0 | 0 | 0 | 0 | 0 | 0 | 0 | 0 | 0 | 0 | 0 | 0 | 0 | 0 | 0 | 0 | 0 | 0 | 0 | 0 | 0 | 0 | 0 | 0 | 0 | 0 | 0 | 0 | 0 | 0 | 0 | 0 | 0 | 0 | 0 | 0 | 0 | 0 | 0 | 0 | 0 | 0 | 0 | 0 | 0 | 0 | 0 | 0 | 0 | 0 | 0 | 0 | 0 | 0 | 0 | 0 | 0 | 0 | 0 | 0 | 0 | 0 | 0 | 0 | 0 | 0 | 0 | 0 | 0 | 0 | 0 | 0 | 0 | 0 | 0 | 0 | 0 | 0 | 0 | 0 | 0 | 0 | 0 | 0 | 0 | 0 | 0 | 0 | 0 | 0 | 0 | 0 | 0 | 0 | 0 | 0 | 0 | 0 | 0 | 0 | 0 | 0 | 0 | 0 | 0 | 0 | 0 | 0 | 0 | 0 | 0 | 0 | 0 | 0 | 0 | 0 | 0 | 0 | 0 | 0 | 0 | 0 | 0 | 0 | 0 | 0 | 0 | 0 | 0 | 0 | 0 | 0 | 0 | 0 | 0 | 0 | 0 | 0 | 0 | 0 | 0 | 0 | 0 | 0 | 0 | 0 | 0 | 5848.0017 | 5941.0601 | 6025.2443 | 6100.5452 | 6166.92 | 6224.3059 | 6272.6336 | 6311.8394 | 6343.5587 | 6369.1646 | 6389.7986 | 6406.4024 | 6419.7476 | 6430.4639 | 6439.0628 | 6445.9584 | 6451.4856 | 6455.9141 | 6459.4613 | 6462.3019 | 6464.5762 | 6466.3968 | 6467.8539 | 6469.0202 | 6469.9535 | 2364.592 | 2402.2194 | 2436.2586 | 2466.7059 | 2493.544 | 2516.7475 | 2536.2884 | 2552.141 | 2564.9664 | 2575.3199 | 2583.6631 | 2590.3767 | 2595.7728 | 2600.1058 | 2603.5827 | 2606.3709 | 2608.6057 | 2610.3964 | 2611.8307 | 2612.9793 | 2613.8988 | 2614.635 | 2615.2242 | 2615.6957 | 2616.0731
OR_Commercial_Interruptible - College_Existing_Water Heating_Natural Gas_Commercial Laundry - ENERGY STAR Washer_A | OR | Commercial | Interruptible - College | Existing | Water Heating | Natural Gas | Commercial Laundry - ENERGY STAR Washer | A | OCM676 | Standard efficiency washer. | ENERGY STAR rated washer. | 7 | 35.5089 | 0 | 0 | 224.56 | 98.12 | 0 | 0 | 0.28365 | 0.25 | ClothesWashers | 0% | 6.667% | Discretionary | Retro5Med_OR | 90.92% | Water Heater | 0% | -1452.9937 |  | 697.093 |  | 0 | CW-Miscellaneous-RTF-v5.1-21 | CW-Miscellaneous-RTF-v5.1-21 | CW-Miscellaneous-RTF-PreQCv5.0-8 | Standard efficiency washer. | Standard efficiency washer. | Standard efficiency washer. | Standard efficiency washer. | Standard efficiency washer. | Standard efficiency washer. | Standard efficiency washer. | Standard efficiency washer. | Standard efficiency washer. | Standard efficiency washer. | Standard efficiency washer. | Standard efficiency washer. | Standard efficiency washer. | Standard efficiency washer. | Standard efficiency washer. | Standard efficiency washer. | Standard efficiency washer. | Standard efficiency washer. | Standard efficiency washer. | Standard efficiency washer. | Standard efficiency washer. | Standard efficiency washer. | Standard efficiency washer. | Standard efficiency washer. | Standard efficiency washer. | Standard efficiency washer. | Standard efficiency washer. | ENERGY STAR rated washer. | ENERGY STAR rated washer. | ENERGY STAR rated washer. | ENERGY STAR rated washer. | ENERGY STAR rated washer. | ENERGY STAR rated washer. | ENERGY STAR rated washer. | ENERGY STAR rated washer. | ENERGY STAR rated washer. | ENERGY STAR rated washer. | ENERGY STAR rated washer. | ENERGY STAR rated washer. | ENERGY STAR rated washer. | ENERGY STAR rated washer. | ENERGY STAR rated washer. | ENERGY STAR rated washer. | ENERGY STAR rated washer. | ENERGY STAR rated washer. | ENERGY STAR rated washer. | ENERGY STAR rated washer. | ENERGY STAR rated washer. | ENERGY STAR rated washer. | ENERGY STAR rated washer. | ENERGY STAR rated washer. | ENERGY STAR rated washer. | ENERGY STAR rated washer. | ENERGY STAR rated washer. | 224.56 | 224.56 | 224.56 | 224.56 | 224.56 | 224.56 | 224.56 | 224.56 | 224.56 | 224.56 | 224.56 | 224.56 | 224.56 | 224.56 | 224.56 | 224.56 | 224.56 | 224.56 | 224.56 | 224.56 | 224.56 | 224.56 | 224.56 | 224.56 | 224.56 | 224.56 | 224.56 | 0 | 0 | 4.9217 | 4.7843 | 4.6591 | 4.5435 | 4.4367 | 4.3373 | 4.2468 | 4.1642 | 4.0858 | 4.0125 | 3.9907 | 3.9741 | 3.9639 | 3.9414 | 3.9238 | 3.9097 | 3.8984 | 3.8887 | 3.8831 | 3.8799 | 3.8784 | 3.8772 | 3.8734 | 3.8726 | 3.8719 | 0.00047415 | 0.00056592 | 0.0006744 | 0.00076345 | 0.00085034 | 0.00097188 | 0.0010439 | 0.00064453 | 0.0004836 | 0.00023541 | 0 | 0 | 0 | 0 | 0 | 0 | 0 | 0 | 0 | 0 | 0 | 0 | 0 | 0 | 0 | 0.00047415 | 0.0010268 | 0.0016744 | 0.0023963 | 0.0031903 | 0.0040907 | 0.0050493 | 0.0055956 | 0.0059739 | 0.006102 | 0.0060689 | 0.0060437 | 0.0060281 | 0.0059939 | 0.0059671 | 0.0059457 | 0.0059285 | 0.0059139 | 0.0059053 | 0.0059005 | 0.0058981 | 0.0058963 | 0.0058905 | 0.0058893 | 0.0058883 | 0.096338 | 0.11829 | 0.14475 | 0.16803 | 0.19166 | 0.22408 | 0.24581 | 0.15478 | 0.11836 | 0.058669 | 0 | 0 | 0 | 0 | 0 | 0 | 0 | 0 | 0 | 0 | 0 | 0 | 0 | 0 | 0 | 0.096338 | 0.21463 | 0.35938 | 0.52741 | 0.71907 | 0.94315 | 1.189 | 1.3437 | 1.4621 | 1.5208 | 1.5208 | 1.5208 | 1.5208 | 1.5208 | 1.5208 | 1.5208 | 1.5208 | 1.5208 | 1.5208 | 1.5208 | 1.5208 | 1.5208 | 1.5208 | 1.5208 | 1.5208 | 0.00045516 | 0.00054869 | 0.00066009 | 0.00075407 | 0.00084726 | 0.00097655 | 0.0010575 | 0.0006581 | 0.00049786 | 0.00024438 | 0 | 0 | 0 | 0 | 0 | 0 | 0 | 0 | 0 | 0 | 0 | 0 | 0 | 0 | 0 | 0.00045516 | 0.00099556 | 0.0016388 | 0.0023668 | 0.0031787 | 0.0041104 | 0.005115 | 0.0057134 | 0.0061501 | 0.0063347 | 0.0062829 | 0.0062406 | 0.0062094 | 0.0061759 | 0.0061496 | 0.0061286 | 0.0061122 | 0.006099 | 0.0060897 | 0.006083 | 0.0060783 | 0.0060749 | 0.0060704 | 0.0060692 | 0.0060683 | 0.091521 | 0.11237 | 0.13751 | 0.15963 | 0.18208 | 0.21287 | 0.23352 | 0.14704 | 0.11244 | 0.055735 | 0 | 0 | 0 | 0 | 0 | 0 | 0 | 0 | 0 | 0 | 0 | 0 | 0 | 0 | 0 | 0.091521 | 0.2039 | 0.34141 | 0.50104 | 0.68312 | 0.89599 | 1.1295 | 1.2766 | 1.389 | 1.4447 | 1.4447 | 1.4447 | 1.4447 | 1.4447 | 1.4447 | 1.4447 | 1.4447 | 1.4447 | 1.4447 | 1.4447 | 1.4447 | 1.4447 | 1.4447 | 1.4447 | 1.4447 | 0.00045516 | 0.00054869 | 0.00066009 | 0.00075407 | 0.00084726 | 0.00097655 | 0.0010575 | 0.0006581 | 0.00049786 | 0.00024438 | 0 | 0 | 0 | 0 | 0 | 0 | 0 | 0 | 0 | 0 | 0 | 0 | 0 | 0 | 0 | 0.00045516 | 0.00099556 | 0.0016388 | 0.0023668 | 0.0031787 | 0.0041104 | 0.005115 | 0.0057134 | 0.0061501 | 0.0063347 | 0.0062829 | 0.0062406 | 0.0062094 | 0.0061759 | 0.0061496 | 0.0061286 | 0.0061122 | 0.006099 | 0.0060897 | 0.006083 | 0.0060783 | 0.0060749 | 0.0060704 | 0.0060692 | 0.0060683 | 0.091521 | 0.11237 | 0.13751 | 0.15963 | 0.18208 | 0.21287 | 0.23352 | 0.14704 | 0.11244 | 0.055735 | 0 | 0 | 0 | 0 | 0 | 0 | 0 | 0 | 0 | 0 | 0 | 0 | 0 | 0 | 0 | 0.091521 | 0.2039 | 0.34141 | 0.50104 | 0.68312 | 0.89599 | 1.1295 | 1.2766 | 1.389 | 1.4447 | 1.4447 | 1.4447 | 1.4447 | 1.4447 | 1.4447 | 1.4447 | 1.4447 | 1.4447 | 1.4447 | 1.4447 | 1.4447 | 1.4447 | 1.4447 | 1.4447 | 1.4447 | 0.00045516 | 0.00054869 | 0.00066009 | 0.00075407 | 0.00084726 | 0.00097655 | 0.0010575 | 0.0006581 | 0.00049786 | 0.00024438 | 0 | 0 | 0 | 0 | 0 | 0 | 0 | 0 | 0 | 0 | 0 | 0 | 0 | 0 | 0 | 0.00045516 | 0.00099556 | 0.0016388 | 0.0023668 | 0.0031787 | 0.0041104 | 0.005115 | 0.0057134 | 0.0061501 | 0.0063347 | 0.0062829 | 0.0062406 | 0.0062094 | 0.0061759 | 0.0061496 | 0.0061286 | 0.0061122 | 0.006099 | 0.0060897 | 0.006083 | 0.0060783 | 0.0060749 | 0.0060704 | 0.0060692 | 0.0060683 | 0.091521 | 0.11237 | 0.13751 | 0.15963 | 0.18208 | 0.21287 | 0.23352 | 0.14704 | 0.11244 | 0.055735 | 0 | 0 | 0 | 0 | 0 | 0 | 0 | 0 | 0 | 0 | 0 | 0 | 0 | 0 | 0 | 0.091521 | 0.2039 | 0.34141 | 0.50104 | 0.68312 | 0.89599 | 1.1295 | 1.2766 | 1.389 | 1.4447 | 1.4447 | 1.4447 | 1.4447 | 1.4447 | 1.4447 | 1.4447 | 1.4447 | 1.4447 | 1.4447 | 1.4447 | 1.4447 | 1.4447 | 1.4447 | 1.4447 | 1.4447 | -1350.314 | -1371.8014 | -1391.2396 | -1408.6268 | -1423.9528 | -1437.2033 | -1448.3623 | -1457.415 | -1464.739 | -1470.6514 | -1475.4159 | -1479.2497 | -1482.3312 | -1484.8056 | -1486.7911 | -1488.3833 | -1489.6595 | -1490.6821 | -1491.5011 | -1492.157 | -1492.6822 | -1493.1025 | -1493.439 | -1493.7083 | -1493.9238 | 647.8311 | 658.1399 | 667.4657 | 675.8074 | 683.1603 | 689.5174 | 694.871 | 699.2142 | 702.728 | 705.5646 | 707.8504 | 709.6897 | 711.1681 | 712.3552 | 713.3078 | 714.0717 | 714.6839 | 715.1745 | 715.5675 | 715.8822 | 716.1341 | 716.3358 | 716.4972 | 716.6264 | 716.7298
OR_Commercial_Interruptible - College_Existing_Water Heating_Natural Gas_Water Heater - Efficient Dishwasher_A | OR | Commercial | Interruptible - College | Existing | Water Heating | Natural Gas | Water Heater - Efficient Dishwasher | A | OCM677 | 0 | ENERGY STAR | 12 | 102.8166 | 0 | 0 | 1165.2 | 647.02 | 0 | 0 | 0.28365 | 0.25 | perBldg | 0% | 75% | Discretionary | Retro5Med_OR | 81.34% | Water Heater | 0% | -5045.2277 |  | 846.2039 |  | 0 | Avista TRM | Avista TRM | Avista TRM | 0 | 0 | 0 | 0 | 0 | 0 | 0 | 0 | 0 | 0 | 0 | 0 | 0 | 0 | 0 | 0 | 0 | 0 | 0 | 0 | 0 | 0 | 0 | 0 | 0 | 0 | 0 | ENERGY STAR | ENERGY STAR | ENERGY STAR | ENERGY STAR | ENERGY STAR | ENERGY STAR | ENERGY STAR | ENERGY STAR | ENERGY STAR | ENERGY STAR | ENERGY STAR | ENERGY STAR | ENERGY STAR | ENERGY STAR | ENERGY STAR | ENERGY STAR | ENERGY STAR | ENERGY STAR | ENERGY STAR | ENERGY STAR | ENERGY STAR | ENERGY STAR | ENERGY STAR | ENERGY STAR | ENERGY STAR | ENERGY STAR | ENERGY STAR | 1165.2 | 1165.2 | 1165.2 | 1165.2 | 1165.2 | 1165.2 | 1165.2 | 1165.2 | 1165.2 | 1165.2 | 1165.2 | 1165.2 | 1165.2 | 1165.2 | 1165.2 | 1165.2 | 1165.2 | 1165.2 | 1165.2 | 1165.2 | 1165.2 | 1165.2 | 1165.2 | 1165.2 | 1165.2 | 1165.2 | 1165.2 | 0 | 0 | 14.251 | 13.8528 | 13.4903 | 13.1554 | 12.8461 | 12.5583 | 12.2961 | 12.0571 | 11.8301 | 11.6176 | 11.5544 | 11.5065 | 11.4769 | 11.4118 | 11.3607 | 11.3199 | 11.2873 | 11.2593 | 11.2431 | 11.2339 | 11.2294 | 11.2258 | 11.2148 | 11.2125 | 11.2107 | 0.049545 | 0.059134 | 0.070468 | 0.079772 | 0.088851 | 0.10155 | 0.10908 | 0.10926 | 0.10103 | 0.085283 | 0.065637 | 0.044858 | 0 | 0 | 0 | 0 | 0 | 0 | 0 | 0 | 0 | 0 | 0 | 0 | 0 | 0.049545 | 0.10729 | 0.17495 | 0.25038 | 0.33335 | 0.42743 | 0.52758 | 0.62659 | 0.71582 | 0.78825 | 0.8496 | 0.89093 | 0.88864 | 0.8836 | 0.87965 | 0.87649 | 0.87396 | 0.87179 | 0.87054 | 0.86982 | 0.86948 | 0.8692 | 0.86835 | 0.86817 | 0.86803 | 3.4766 | 4.2687 | 5.2237 | 6.0638 | 6.9166 | 8.0863 | 8.8708 | 9.0622 | 8.54 | 7.3408 | 5.6807 | 3.8985 | 0 | 0 | 0 | 0 | 0 | 0 | 0 | 0 | 0 | 0 | 0 | 0 | 0 | 3.4766 | 7.7453 | 12.969 | 19.0328 | 25.9494 | 34.0357 | 42.9065 | 51.9687 | 60.5087 | 67.8495 | 73.5302 | 77.4287 | 77.4287 | 77.4287 | 77.4287 | 77.4287 | 77.4287 | 77.4287 | 77.4287 | 77.4287 | 77.4287 | 77.4287 | 77.4287 | 77.4287 | 77.4287 | 0.042554 | 0.051298 | 0.061713 | 0.070499 | 0.079211 | 0.091298 | 0.098865 | 0.09982 | 0.09306 | 0.079215 | 0.060799 | 0.041444 | 0 | 0 | 0 | 0 | 0 | 0 | 0 | 0 | 0 | 0 | 0 | 0 | 0 | 0.042554 | 0.093077 | 0.15322 | 0.22128 | 0.29718 | 0.38428 | 0.47819 | 0.57244 | 0.65936 | 0.73216 | 0.78698 | 0.82313 | 0.81901 | 0.81459 | 0.81112 | 0.80836 | 0.80619 | 0.80445 | 0.80322 | 0.80234 | 0.80172 | 0.80127 | 0.80067 | 0.80052 | 0.8004 | 2.9551 | 3.6284 | 4.4401 | 5.1543 | 5.8791 | 6.8734 | 7.5402 | 7.7028 | 7.259 | 6.2397 | 4.8286 | 3.3137 | 0 | 0 | 0 | 0 | 0 | 0 | 0 | 0 | 0 | 0 | 0 | 0 | 0 | 2.9551 | 6.5835 | 11.0236 | 16.1779 | 22.057 | 28.9303 | 36.4705 | 44.1734 | 51.4324 | 57.6721 | 62.5006 | 65.8144 | 65.8144 | 65.8144 | 65.8144 | 65.8144 | 65.8144 | 65.8144 | 65.8144 | 65.8144 | 65.8144 | 65.8144 | 65.8144 | 65.8144 | 65.8144 | 0.042554 | 0.051298 | 0.061713 | 0.070499 | 0.079211 | 0.091298 | 0.098865 | 0.09982 | 0.09306 | 0.079215 | 0.060799 | 0.041444 | 0 | 0 | 0 | 0 | 0 | 0 | 0 | 0 | 0 | 0 | 0 | 0 | 0 | 0.042554 | 0.093077 | 0.15322 | 0.22128 | 0.29718 | 0.38428 | 0.47819 | 0.57244 | 0.65936 | 0.73216 | 0.78698 | 0.82313 | 0.81901 | 0.81459 | 0.81112 | 0.80836 | 0.80619 | 0.80445 | 0.80322 | 0.80234 | 0.80172 | 0.80127 | 0.80067 | 0.80052 | 0.8004 | 2.9551 | 3.6284 | 4.4401 | 5.1543 | 5.8791 | 6.8734 | 7.5402 | 7.7028 | 7.259 | 6.2397 | 4.8286 | 3.3137 | 0 | 0 | 0 | 0 | 0 | 0 | 0 | 0 | 0 | 0 | 0 | 0 | 0 | 2.9551 | 6.5835 | 11.0236 | 16.1779 | 22.057 | 28.9303 | 36.4705 | 44.1734 | 51.4324 | 57.6721 | 62.5006 | 65.8144 | 65.8144 | 65.8144 | 65.8144 | 65.8144 | 65.8144 | 65.8144 | 65.8144 | 65.8144 | 65.8144 | 65.8144 | 65.8144 | 65.8144 | 65.8144 | 0.042554 | 0.051298 | 0.061713 | 0.070499 | 0.079211 | 0.091298 | 0.098865 | 0.09982 | 0.09306 | 0.079215 | 0.060799 | 0.041444 | 0 | 0 | 0 | 0 | 0 | 0 | 0 | 0 | 0 | 0 | 0 | 0 | 0 | 0.042554 | 0.093077 | 0.15322 | 0.22128 | 0.29718 | 0.38428 | 0.47819 | 0.57244 | 0.65936 | 0.73216 | 0.78698 | 0.82313 | 0.81901 | 0.81459 | 0.81112 | 0.80836 | 0.80619 | 0.80445 | 0.80322 | 0.80234 | 0.80172 | 0.80127 | 0.80067 | 0.80052 | 0.8004 | 2.9551 | 3.6284 | 4.4401 | 5.1543 | 5.8791 | 6.8734 | 7.5402 | 7.7028 | 7.259 | 6.2397 | 4.8286 | 3.3137 | 0 | 0 | 0 | 0 | 0 | 0 | 0 | 0 | 0 | 0 | 0 | 0 | 0 | 2.9551 | 6.5835 | 11.0236 | 16.1779 | 22.057 | 28.9303 | 36.4705 | 44.1734 | 51.4324 | 57.6721 | 62.5006 | 65.8144 | 65.8144 | 65.8144 | 65.8144 | 65.8144 | 65.8144 | 65.8144 | 65.8144 | 65.8144 | 65.8144 | 65.8144 | 65.8144 | 65.8144 | 65.8144 | -4688.6932 | -4763.3037 | -4830.7992 | -4891.1725 | -4944.3891 | -4990.3988 | -5029.146 | -5060.5797 | -5086.0109 | -5106.5407 | -5123.0843 | -5136.3965 | -5147.0962 | -5155.6881 | -5162.5823 | -5168.1109 | -5172.5424 | -5176.093 | -5178.937 | -5181.2145 | -5183.0379 | -5184.4976 | -5185.6659 | -5186.6009 | -5187.3492 | 786.4046 | 798.9185 | 810.2391 | 820.3652 | 829.2908 | 837.0078 | 843.5066 | 848.7787 | 853.0442 | 856.4875 | 859.2622 | 861.495 | 863.2896 | 864.7307 | 865.887 | 866.8143 | 867.5575 | 868.1531 | 868.6301 | 869.0121 | 869.3179 | 869.5627 | 869.7587 | 869.9155 | 870.041
OR_Commercial_Interruptible - College_Existing_Water Heating_Natural Gas_Commercial Laundry - Alternative Dry-Cleaning Methods_A | OR | Commercial | Interruptible - College | Existing | Water Heating | Natural Gas | Commercial Laundry - Alternative Dry-Cleaning Methods | A | OCM678 | Standard efficiency dryer. | High efficiency alternative dry-cleaning methods. | 15 | 0 | 0 | 0 | 32473.94 | 0 | 0 | 0 | 0.28365 | 0.25 | perBldg | 0% | 6.667% | Discretionary | Retro5Med_OR | 81.34% | Water Heater | 0% | 0 |  | 0 |  | 0 | CW_ALTDRYCLN-Miscellaneous-SCE-ET05.01-6 | CW_ALTDRYCLN-Miscellaneous-SCE-ET05.01-6 | CW_ALTDRYCLN-Miscellaneous-SCE-ET05.01-6 | Standard efficiency dryer. | Standard efficiency dryer. | Standard efficiency dryer. | Standard efficiency dryer. | Standard efficiency dryer. | Standard efficiency dryer. | Standard efficiency dryer. | Standard efficiency dryer. | Standard efficiency dryer. | Standard efficiency dryer. | Standard efficiency dryer. | Standard efficiency dryer. | Standard efficiency dryer. | Standard efficiency dryer. | Standard efficiency dryer. | Standard efficiency dryer. | Standard efficiency dryer. | Standard efficiency dryer. | Standard efficiency dryer. | Standard efficiency dryer. | Standard efficiency dryer. | Standard efficiency dryer. | Standard efficiency dryer. | Standard efficiency dryer. | Standard efficiency dryer. | Standard efficiency dryer. | Standard efficiency dryer. | High efficiency alternative dry-cleaning methods. | High efficiency alternative dry-cleaning methods. | High efficiency alternative dry-cleaning methods. | High efficiency alternative dry-cleaning methods. | High efficiency alternative dry-cleaning methods. | High efficiency alternative dry-cleaning methods. | High efficiency alternative dry-cleaning methods. | High efficiency alternative dry-cleaning methods. | High efficiency alternative dry-cleaning methods. | High efficiency alternative dry-cleaning methods. | High efficiency alternative dry-cleaning methods. | High efficiency alternative dry-cleaning methods. | High efficiency alternative dry-cleaning methods. | High efficiency alternative dry-cleaning methods. | High efficiency alternative dry-cleaning methods. | High efficiency alternative dry-cleaning methods. | High efficiency alternative dry-cleaning methods. | High efficiency alternative dry-cleaning methods. | High efficiency alternative dry-cleaning methods. | High efficiency alternative dry-cleaning methods. | High efficiency alternative dry-cleaning methods. | High efficiency alternative dry-cleaning methods. | High efficiency alternative dry-cleaning methods. | High efficiency alternative dry-cleaning methods. | High efficiency alternative dry-cleaning methods. | High efficiency alternative dry-cleaning methods. | High efficiency alternative dry-cleaning methods. | 32473.94 | 32473.94 | 32473.94 | 32473.94 | 32473.94 | 32473.94 | 32473.94 | 32473.94 | 32473.94 | 32473.94 | 32473.94 | 32473.94 | 32473.94 | 32473.94 | 32473.94 | 32473.94 | 32473.94 | 32473.94 | 32473.94 | 32473.94 | 32473.94 | 32473.94 | 32473.94 | 32473.94 | 32473.94 | 32473.94 | 32473.94 | 0 | 0 | 0 | 0 | 0 | 0 | 0 | 0 | 0 | 0 | 0 | 0 | 0 | 0 | 0 | 0 | 0 | 0 | 0 | 0 | 0 | 0 | 0 | 0 | 0 | 0 | 0 | 0 | 0 | 0 | 0 | 0 | 0 | 0 | 0 | 0 | 0 | 0 | 0 | 0 | 0 | 0 | 0 | 0 | 0 | 0 | 0 | 0 | 0 | 0 | 0 | 0 | 0 | 0 | 0 | 0 | 0 | 0 | 0 | 0 | 0 | 0 | 0 | 0 | 0 | 0 | 0 | 0 | 0 | 0 | 0 | 0 | 0 | 0 | 0 | 0 | 0 | 0.30903 | 0.37944 | 0.46432 | 0.53901 | 0.61481 | 0.71878 | 0.78852 | 0.80553 | 0.75911 | 0.65252 | 0.50495 | 0.34653 | 0.20737 | 0.096855 | 0 | 0 | 0 | 0 | 0 | 0 | 0 | 0 | 0 | 0 | 0 | 0.30903 | 0.68847 | 1.1528 | 1.6918 | 2.3066 | 3.0254 | 3.8139 | 4.6194 | 5.3785 | 6.0311 | 6.536 | 6.8825 | 7.0899 | 7.1868 | 7.1868 | 7.1868 | 7.1868 | 7.1868 | 7.1868 | 7.1868 | 7.1868 | 7.1868 | 7.1868 | 7.1868 | 7.1868 | 0 | 0 | 0 | 0 | 0 | 0 | 0 | 0 | 0 | 0 | 0 | 0 | 0 | 0 | 0 | 0 | 0 | 0 | 0 | 0 | 0 | 0 | 0 | 0 | 0 | 0 | 0 | 0 | 0 | 0 | 0 | 0 | 0 | 0 | 0 | 0 | 0 | 0 | 0 | 0 | 0 | 0 | 0 | 0 | 0 | 0 | 0 | 0 | 0 | 0 | 0.26268 | 0.32252 | 0.39468 | 0.45816 | 0.52259 | 0.61097 | 0.67024 | 0.6847 | 0.64524 | 0.55464 | 0.42921 | 0.29455 | 0.17626 | 0.082327 | 0 | 0 | 0 | 0 | 0 | 0 | 0 | 0 | 0 | 0 | 0 | 0.26268 | 0.5852 | 0.97988 | 1.438 | 1.9606 | 2.5716 | 3.2418 | 3.9265 | 4.5718 | 5.1264 | 5.5556 | 5.8502 | 6.0264 | 6.1088 | 6.1088 | 6.1088 | 6.1088 | 6.1088 | 6.1088 | 6.1088 | 6.1088 | 6.1088 | 6.1088 | 6.1088 | 6.1088 | 0 | 0 | 0 | 0 | 0 | 0 | 0 | 0 | 0 | 0 | 0 | 0 | 0 | 0 | 0 | 0 | 0 | 0 | 0 | 0 | 0 | 0 | 0 | 0 | 0 | 0 | 0 | 0 | 0 | 0 | 0 | 0 | 0 | 0 | 0 | 0 | 0 | 0 | 0 | 0 | 0 | 0 | 0 | 0 | 0 | 0 | 0 | 0 | 0 | 0 | 0 | 0 | 0 | 0 | 0 | 0 | 0 | 0 | 0 | 0 | 0 | 0 | 0 | 0 | 0 | 0 | 0 | 0 | 0 | 0 | 0 | 0 | 0 | 0 | 0 | 0 | 0 | 0 | 0 | 0 | 0 | 0 | 0 | 0 | 0 | 0 | 0 | 0 | 0 | 0 | 0 | 0 | 0 | 0 | 0 | 0 | 0 | 0 | 0 | 0 | 0 | 0 | 0 | 0 | 0 | 0 | 0 | 0 | 0 | 0 | 0 | 0 | 0 | 0 | 0 | 0 | 0 | 0 | 0 | 0 | 0 | 0 | 0 | 0 | 0 | 0 | 0 | 0 | 0 | 0 | 0 | 0 | 0 | 0 | 0 | 0 | 0 | 0 | 0 | 0 | 0 | 0 | 0 | 0 | 0 | 0 | 0 | 0 | 0 | 0 | 0 | 0 | 0 | 0 | 0 | 0 | 0 | 0 | 0 | 0 | 0 | 0 | 0 | 0 | 0 | 0 | 0 | 0 | 0 | 0 | 0 | 0 | 0 | 0 | 0 | 0 | 0 | 0 | 0 | 0 | 0 | 0 | 0 | 0 | 0 | 0 | 0 | 0 | 0 | 0 | 0 | 0 | 0 | 0 | 0 | 0 | 0 | 0 | 0 | 0 | 0 | 0 | 0 | 0 | 0 | 0 | 0 | 0 | 0 | 0 | 0 | 0 | 0 | 0 | 0 | 0 | 0 | 0 | 0 | 0 | 0 | 0 | 0 | 0 | 0 | 0 | 0 | 0 | 0 | 0 | 0 | 0 | 0 | 0 | 0 | 0 | 0 | 0 | 0 | 0 | 0 | 0 | 0 | 0 | 0 | 0 | 0 | 0 | 0 | 0
OR_Commercial_Interruptible - College_Existing_Space Heating_Natural Gas_Advanced Kitchen Ventilation Controls_A | OR | Commercial | Interruptible - College | Existing | Space Heating | Natural Gas | Advanced Kitchen Ventilation Controls | A | OCM679 | No controls on exhaust hoods. | Variable exhaust hood flow based on temperature or grease sensor. | 15 | 0.03819 | 0 | 0 | 0.12 | 0.01 | 0 | 0 | 0.28365 | 0.25 | sqft | 10% | 20% | Discretionary | RetroEven20_OR | 82.88% | Space Heating | 0% | 53.8226 |  | 176.3108 |  | 0 | IL TRM - CI-FSE-VENT-V03-160601 | COOK_EXHD-Ventilation-XCELCO-2017-18-2 | COOK_EXHD-Ventilation-XCELCO-2017-18-2 | No controls on exhaust hoods. | No controls on exhaust hoods. | No controls on exhaust hoods. | No controls on exhaust hoods. | No controls on exhaust hoods. | No controls on exhaust hoods. | No controls on exhaust hoods. | No controls on exhaust hoods. | No controls on exhaust hoods. | No controls on exhaust hoods. | No controls on exhaust hoods. | No controls on exhaust hoods. | No controls on exhaust hoods. | No controls on exhaust hoods. | No controls on exhaust hoods. | No controls on exhaust hoods. | No controls on exhaust hoods. | No controls on exhaust hoods. | No controls on exhaust hoods. | No controls on exhaust hoods. | No controls on exhaust hoods. | No controls on exhaust hoods. | No controls on exhaust hoods. | No controls on exhaust hoods. | No controls on exhaust hoods. | No controls on exhaust hoods. | No controls on exhaust hoods. | Variable exhaust hood flow based on temperature or grease sensor. | Variable exhaust hood flow based on temperature or grease sensor. | Variable exhaust hood flow based on temperature or grease sensor. | Variable exhaust hood flow based on temperature or grease sensor. | Variable exhaust hood flow based on temperature or grease sensor. | Variable exhaust hood flow based on temperature or grease sensor. | Variable exhaust hood flow based on temperature or grease sensor. | Variable exhaust hood flow based on temperature or grease sensor. | Variable exhaust hood flow based on temperature or grease sensor. | Variable exhaust hood flow based on temperature or grease sensor. | Variable exhaust hood flow based on temperature or grease sensor. | Variable exhaust hood flow based on temperature or grease sensor. | Variable exhaust hood flow based on temperature or grease sensor. | Variable exhaust hood flow based on temperature or grease sensor. | Variable exhaust hood flow based on temperature or grease sensor. | Variable exhaust hood flow based on temperature or grease sensor. | Variable exhaust hood flow based on temperature or grease sensor. | Variable exhaust hood flow based on temperature or grease sensor. | Variable exhaust hood flow based on temperature or grease sensor. | Variable exhaust hood flow based on temperature or grease sensor. | Variable exhaust hood flow based on temperature or grease sensor. | Variable exhaust hood flow based on temperature or grease sensor. | Variable exhaust hood flow based on temperature or grease sensor. | Variable exhaust hood flow based on temperature or grease sensor. | Variable exhaust hood flow based on temperature or grease sensor. | Variable exhaust hood flow based on temperature or grease sensor. | Variable exhaust hood flow based on temperature or grease sensor. | 0.12 | 0.12 | 0.12 | 0.12 | 0.12 | 0.12 | 0.12 | 0.12 | 0.12 | 0.12 | 0.12 | 0.12 | 0.12 | 0.12 | 0.12 | 0.12 | 0.12 | 0.12 | 0.12 | 0.12 | 0.12 | 0.12 | 0.12 | 0.12 | 0.12 | 0.12 | 0.12 | 0 | 0 | 0.010598 | 0.010418 | 0.01023 | 0.010037 | 0.0098357 | 0.0096255 | 0.0094053 | 0.0091744 | 0.0089329 | 0.0086827 | 0.0084274 | 0.0081714 | 0.0079205 | 0.0076802 | 0.0074552 | 0.0072518 | 0.0070704 | 0.0069029 | 0.006751 | 0.0066043 | 0.0064772 | 0.0063518 | 0.006228 | 0.0061057 | 0.0059845 | 0.061665 | 0.12443 | 0.12219 | 0.11988 | 0.11748 | 0.11496 | 0.11233 | 0.10958 | 0.10669 | 0.1037 | 0.10065 | 0.097596 | 0.0946 | 0.09173 | 0.089043 | 0.044417 | 1.2861e-17 | 1.5067e-16 | 0 | 0 | 0 | 0 | 0 | 0 | 0 | 0.061665 | 0.18505 | 0.3039 | 0.41803 | 0.52713 | 0.63083 | 0.72873 | 0.82041 | 0.90551 | 0.98386 | 1.0556 | 1.1211 | 1.1813 | 1.2372 | 1.29 | 1.2992 | 1.2667 | 1.2367 | 1.2095 | 1.1832 | 1.1604 | 1.138 | 1.1158 | 1.0939 | 1.0722 | 5818.7243 | 11943.6973 | 11943.6973 | 11943.6973 | 11943.6973 | 11943.6973 | 11943.6973 | 11943.6973 | 11943.6973 | 11943.6973 | 11943.6973 | 11943.6973 | 11943.6973 | 11943.6973 | 11943.6973 | 6124.973 | 1.819e-12 | 2.1828e-11 | 0 | 0 | 0 | 0 | 0 | 0 | 0 | 5818.7243 | 17762.4216 | 29706.1188 | 41649.8161 | 53593.5133 | 65537.2106 | 77480.9078 | 89424.6051 | 101368.3023 | 113311.9996 | 125255.6969 | 137199.3941 | 149143.0914 | 161086.7886 | 173030.4859 | 179155.4588 | 179155.4588 | 179155.4588 | 179155.4588 | 179155.4588 | 179155.4588 | 179155.4588 | 179155.4588 | 179155.4588 | 179155.4588 | 0.053034 | 0.10829 | 0.10764 | 0.10694 | 0.10615 | 0.10527 | 0.10427 | 0.10316 | 0.10193 | 0.10059 | 0.099169 | 0.09771 | 0.09627 | 0.094908 | 0.093675 | 0.047511 | 1.6455e-17 | 1.7968e-16 | 0 | 0 | 0 | 0 | 0 | 0 | 0 | 0.053034 | 0.16104 | 0.26773 | 0.3729 | 0.47631 | 0.57761 | 0.67644 | 0.77241 | 0.86512 | 0.95432 | 1.04 | 1.1224 | 1.2021 | 1.28 | 1.3571 | 1.3897 | 1.3776 | 1.3675 | 1.3598 | 1.353 | 1.3493 | 1.3458 | 1.3424 | 1.3392 | 1.3361 | 4945.9157 | 10152.1427 | 10152.1427 | 10152.1427 | 10152.1427 | 10152.1427 | 10152.1427 | 10152.1427 | 10152.1427 | 10152.1427 | 10152.1427 | 10152.1427 | 10152.1427 | 10152.1427 | 10152.1427 | 5206.227 | 1.819e-12 | 2.0009e-11 | 0 | 0 | 0 | 0 | 0 | 0 | 0 | 4945.9157 | 15098.0583 | 25250.201 | 35402.3437 | 45554.4863 | 55706.629 | 65858.7717 | 76010.9143 | 86163.057 | 96315.1997 | 106467.3423 | 116619.485 | 126771.6277 | 136923.7703 | 147075.913 | 152282.14 | 152282.14 | 152282.14 | 152282.14 | 152282.14 | 152282.14 | 152282.14 | 152282.14 | 152282.14 | 152282.14 | 0.053048 | 0.10836 | 0.10778 | 0.10714 | 0.10643 | 0.10564 | 0.10474 | 0.10373 | 0.1026 | 0.10136 | 0.10004 | 0.098684 | 0.097348 | 0.096089 | 0.09496 | 0.048224 | 1.6723e-17 | 1.8284e-16 | 0 | 0 | 0 | 0 | 0 | 0 | 0 | 0.053048 | 0.16115 | 0.26806 | 0.37362 | 0.47759 | 0.57966 | 0.67947 | 0.77663 | 0.87076 | 0.9616 | 1.0491 | 1.1336 | 1.2156 | 1.296 | 1.3757 | 1.4106 | 1.4 | 1.3916 | 1.3856 | 1.3805 | 1.3785 | 1.3767 | 1.3751 | 1.3736 | 1.3723 | 4945.9157 | 10152.1427 | 10152.1427 | 10152.1427 | 10152.1427 | 10152.1427 | 10152.1427 | 10152.1427 | 10152.1427 | 10152.1427 | 10152.1427 | 10152.1427 | 10152.1427 | 10152.1427 | 10152.1427 | 5206.227 | 1.819e-12 | 2.0009e-11 | 0 | 0 | 0 | 0 | 0 | 0 | 0 | 4945.9157 | 15098.0583 | 25250.201 | 35402.3437 | 45554.4863 | 55706.629 | 65858.7717 | 76010.9143 | 86163.057 | 96315.1997 | 106467.3423 | 116619.485 | 126771.6277 | 136923.7703 | 147075.913 | 152282.14 | 152282.14 | 152282.14 | 152282.14 | 152282.14 | 152282.14 | 152282.14 | 152282.14 | 152282.14 | 152282.14 | 0.053034 | 0.10829 | 0.10764 | 0.10694 | 0.10615 | 0.10527 | 0.10427 | 0.10316 | 0.10193 | 0.10059 | 0.099169 | 0.09771 | 0.09627 | 0.094908 | 0.093675 | 0.047511 | 1.6455e-17 | 1.7968e-16 | 0 | 0 | 0 | 0 | 0 | 0 | 0 | 0.053034 | 0.16104 | 0.26773 | 0.3729 | 0.47631 | 0.57761 | 0.67644 | 0.77241 | 0.86512 | 0.95432 | 1.04 | 1.1224 | 1.2021 | 1.28 | 1.3571 | 1.3897 | 1.3776 | 1.3675 | 1.3598 | 1.353 | 1.3493 | 1.3458 | 1.3424 | 1.3392 | 1.3361 | 4945.9157 | 10152.1427 | 10152.1427 | 10152.1427 | 10152.1427 | 10152.1427 | 10152.1427 | 10152.1427 | 10152.1427 | 10152.1427 | 10152.1427 | 10152.1427 | 10152.1427 | 10152.1427 | 10152.1427 | 5206.227 | 1.819e-12 | 2.0009e-11 | 0 | 0 | 0 | 0 | 0 | 0 | 0 | 4945.9157 | 15098.0583 | 25250.201 | 35402.3437 | 45554.4863 | 55706.629 | 65858.7717 | 76010.9143 | 86163.057 | 96315.1997 | 106467.3423 | 116619.485 | 126771.6277 | 136923.7703 | 147075.913 | 152282.14 | 152282.14 | 152282.14 | 152282.14 | 152282.14 | 152282.14 | 152282.14 | 152282.14 | 152282.14 | 152282.14 | 52.4676 | 52.6284 | 52.7881 | 52.9464 | 53.1029 | 53.257 | 53.4085 | 53.5569 | 53.7017 | 53.8424 | 53.9786 | 54.1098 | 54.2356 | 54.3557 | 54.4697 | 54.5772 | 54.678 | 54.7716 | 54.8579 | 54.9368 | 55.0089 | 55.0748 | 55.135 | 55.19 | 55.2402 | 171.8718 | 172.3985 | 172.9219 | 173.4405 | 173.9529 | 174.4579 | 174.9542 | 175.4403 | 175.9146 | 176.3755 | 176.8216 | 177.2514 | 177.6636 | 178.057 | 178.4303 | 178.7825 | 179.1126 | 179.4191 | 179.7019 | 179.9604 | 180.1967 | 180.4126 | 180.6098 | 180.7899 | 180.9545
OR_Commercial_Interruptible - College_Existing_Space Heating_Natural Gas_Infiltration Control - Loading Dock Sealing_A | OR | Commercial | Interruptible - College | Existing | Space Heating | Natural Gas | Infiltration Control - Loading Dock Sealing | A | OCM680 | 0 | 0 | 10 | 201 | 0 | 0 | 1522.8 | 0 | 0 | 0 | 0.28365 | 0.25 | perBldg | 0% | 0% | Discretionary | RetroEven20_OR | 82.88% | Space Heating | 0% | 1293.2461 |  | 552.1076 |  | 0 | MEMD - Truck Loading Dock Seals - 8.10.01.FES-E10.v01 | MEMD - Truck Loading Dock Seals - 8.10.01.FES-E10.v01 | MEMD - Truck Loading Dock Seals - 8.10.01.FES-E10.v01 | 0 | 0 | 0 | 0 | 0 | 0 | 0 | 0 | 0 | 0 | 0 | 0 | 0 | 0 | 0 | 0 | 0 | 0 | 0 | 0 | 0 | 0 | 0 | 0 | 0 | 0 | 0 | 0 | 0 | 0 | 0 | 0 | 0 | 0 | 0 | 0 | 0 | 0 | 0 | 0 | 0 | 0 | 0 | 0 | 0 | 0 | 0 | 0 | 0 | 0 | 0 | 0 | 0 | 0 | 1522.8 | 1522.8 | 1522.8 | 1522.8 | 1522.8 | 1522.8 | 1522.8 | 1522.8 | 1522.8 | 1522.8 | 1522.8 | 1522.8 | 1522.8 | 1522.8 | 1522.8 | 1522.8 | 1522.8 | 1522.8 | 1522.8 | 1522.8 | 1522.8 | 1522.8 | 1522.8 | 1522.8 | 1522.8 | 1522.8 | 1522.8 | 0 | 0 | 55.5774 | 54.3002 | 52.9552 | 51.5611 | 50.1035 | 48.5667 | 46.9476 | 45.2493 | 43.4831 | 41.6733 | 39.8802 | 38.1319 | 36.4578 | 34.8871 | 33.4534 | 32.2243 | 31.1963 | 30.2797 | 29.495 | 28.7454 | 28.1921 | 27.6464 | 27.1073 | 26.5749 | 26.0474 | 0 | 0 | 0 | 0 | 0 | 0 | 0 | 0 | 0 | 0 | 0 | 0 | 0 | 0 | 0 | 0 | 0 | 0 | 0 | 0 | 0 | 0 | 0 | 0 | 0 | 0 | 0 | 0 | 0 | 0 | 0 | 0 | 0 | 0 | 0 | 0 | 0 | 0 | 0 | 0 | 0 | 0 | 0 | 0 | 0 | 0 | 0 | 0 | 0 | 0 | 0 | 0 | 0 | 0 | 0 | 0 | 0 | 0 | 0 | 0 | 0 | 0 | 0 | 0 | 0 | 0 | 0 | 0 | 0 | 0 | 0 | 0 | 0 | 0 | 0 | 0 | 0 | 0 | 0 | 0 | 0 | 0 | 0 | 0 | 0 | 0 | 0 | 0 | 0 | 0 | 0 | 0 | 0 | 0 | 0 | 0 | 0 | 0 | 0 | 0 | 0 | 0 | 0 | 0 | 0 | 0 | 0 | 0 | 0 | 0 | 0 | 0 | 0 | 0 | 0 | 0 | 0 | 0 | 0 | 0 | 0 | 0 | 0 | 0 | 0 | 0 | 0 | 0 | 0 | 0 | 0 | 0 | 0 | 0 | 0 | 0 | 0 | 0 | 0 | 0 | 0 | 0 | 0 | 0 | 0 | 0 | 0 | 0 | 0 | 0 | 0 | 0 | 0 | 0 | 0 | 0 | 0 | 0 | 0 | 0 | 0 | 0 | 0 | 0 | 0 | 0 | 0 | 0 | 0 | 0 | 0 | 0 | 0 | 0 | 0 | 0 | 0 | 0 | 0 | 0 | 0 | 0 | 0 | 0 | 0 | 0 | 0 | 0 | 0 | 0 | 0 | 0 | 0 | 0 | 0 | 0 | 0 | 0 | 0 | 0 | 0 | 0 | 0 | 0 | 0 | 0 | 0 | 0 | 0 | 0 | 0 | 0 | 0 | 0 | 0 | 0 | 0 | 0 | 0 | 0 | 0 | 0 | 0 | 0 | 0 | 0 | 0 | 0 | 0 | 0 | 0 | 0 | 0 | 0 | 0 | 0 | 0 | 0 | 0 | 0 | 0 | 0 | 0 | 0 | 0 | 0 | 0 | 0 | 0 | 0 | 0 | 0 | 0 | 0 | 0 | 0 | 0 | 0 | 0 | 0 | 0 | 0 | 0 | 0 | 0 | 0 | 0 | 0 | 0 | 0 | 0 | 0 | 0 | 0 | 0 | 0 | 0 | 0 | 0 | 0 | 0 | 0 | 0 | 0 | 0 | 0 | 0 | 0 | 0 | 0 | 0 | 0 | 0 | 0 | 0 | 0 | 0 | 0 | 0 | 0 | 0 | 0 | 0 | 0 | 0 | 0 | 0 | 0 | 0 | 0 | 0 | 0 | 0 | 0 | 0 | 0 | 0 | 0 | 0 | 0 | 0 | 0 | 0 | 0 | 0 | 0 | 0 | 0 | 0 | 0 | 0 | 0 | 0 | 0 | 0 | 0 | 0 | 0 | 0 | 0 | 0 | 0 | 0 | 0 | 0 | 0 | 0 | 0 | 0 | 0 | 0 | 0 | 0 | 0 | 0 | 0 | 0 | 0 | 0 | 0 | 0 | 0 | 0 | 0 | 0 | 0 | 0 | 0 | 0 | 0 | 0 | 0 | 0 | 0 | 0 | 0 | 0 | 0 | 0 | 0 | 0 | 0 | 0 | 0 | 0 | 0 | 0 | 0 | 0 | 0 | 0 | 0 | 0 | 0 | 0 | 0 | 0 | 0 | 0 | 0 | 1260.6863 | 1264.5498 | 1268.3885 | 1272.1923 | 1275.9513 | 1279.6556 | 1283.2955 | 1286.8611 | 1290.3403 | 1293.7214 | 1296.9934 | 1300.146 | 1303.1695 | 1306.0547 | 1308.7932 | 1311.3767 | 1313.7978 | 1316.0462 | 1318.1204 | 1320.0166 | 1321.7496 | 1323.3331 | 1324.7797 | 1326.1011 | 1327.308 | 538.2072 | 539.8567 | 541.4955 | 543.1194 | 544.7241 | 546.3056 | 547.8595 | 549.3817 | 550.867 | 552.3105 | 553.7073 | 555.0532 | 556.344 | 557.5758 | 558.7448 | 559.8478 | 560.8814 | 561.8413 | 562.7268 | 563.5363 | 564.2761 | 564.9522 | 565.5698 | 566.1339 | 566.6491
OR_Commercial_Interruptible - College_Existing_Space Heating_Natural Gas_Greenhouse Heat Curtain_A | OR | Commercial | Interruptible - College | Existing | Space Heating | Natural Gas | Greenhouse Heat Curtain | A | OCM681 | No heat curtain. | 0 | 5 | 175.5 | 0 | 0 | 200.37 | 0 | 0 | 0 | 0.28365 | 0.25 | perBldg | 0% | 0% | Discretionary | RetroEven20_OR | 82.88% | Space Heating | 0% | 334.43 |  | 142.7736 |  | 0 | CA eTRM https://www.caetrm.com/measure/SWBE001/01/ | CA eTRM https://www.caetrm.com/measure/SWBE001/01/ | CA eTRM https://www.caetrm.com/measure/SWBE001/01/ | No heat curtain. | No heat curtain. | No heat curtain. | No heat curtain. | No heat curtain. | No heat curtain. | No heat curtain. | No heat curtain. | No heat curtain. | No heat curtain. | No heat curtain. | No heat curtain. | No heat curtain. | No heat curtain. | No heat curtain. | No heat curtain. | No heat curtain. | No heat curtain. | No heat curtain. | No heat curtain. | No heat curtain. | No heat curtain. | No heat curtain. | No heat curtain. | No heat curtain. | No heat curtain. | No heat curtain. | 0 | 0 | 0 | 0 | 0 | 0 | 0 | 0 | 0 | 0 | 0 | 0 | 0 | 0 | 0 | 0 | 0 | 0 | 0 | 0 | 0 | 0 | 0 | 0 | 0 | 0 | 0 | 200.37 | 200.37 | 200.37 | 200.37 | 200.37 | 200.37 | 200.37 | 200.37 | 200.37 | 200.37 | 200.37 | 200.37 | 200.37 | 200.37 | 200.37 | 200.37 | 200.37 | 200.37 | 200.37 | 200.37 | 200.37 | 200.37 | 200.37 | 200.37 | 200.37 | 200.37 | 200.37 | 0 | 0 | 48.6782 | 47.8265 | 46.9239 | 45.9826 | 44.991 | 43.9385 | 42.8185 | 41.6278 | 40.3681 | 39.0526 | 37.7046 | 36.3546 | 35.0395 | 33.7942 | 32.6467 | 31.6355 | 30.761 | 29.9729 | 29.2898 | 28.6325 | 28.0815 | 27.5381 | 27.0013 | 26.471 | 25.9457 | 0 | 0 | 0 | 0 | 0 | 0 | 0 | 0 | 0 | 0 | 0 | 0 | 0 | 0 | 0 | 0 | 0 | 0 | 0 | 0 | 0 | 0 | 0 | 0 | 0 | 0 | 0 | 0 | 0 | 0 | 0 | 0 | 0 | 0 | 0 | 0 | 0 | 0 | 0 | 0 | 0 | 0 | 0 | 0 | 0 | 0 | 0 | 0 | 0 | 0 | 0 | 0 | 0 | 0 | 0 | 0 | 0 | 0 | 0 | 0 | 0 | 0 | 0 | 0 | 0 | 0 | 0 | 0 | 0 | 0 | 0 | 0 | 0 | 0 | 0 | 0 | 0 | 0 | 0 | 0 | 0 | 0 | 0 | 0 | 0 | 0 | 0 | 0 | 0 | 0 | 0 | 0 | 0 | 0 | 0 | 0 | 0 | 0 | 0 | 0 | 0 | 0 | 0 | 0 | 0 | 0 | 0 | 0 | 0 | 0 | 0 | 0 | 0 | 0 | 0 | 0 | 0 | 0 | 0 | 0 | 0 | 0 | 0 | 0 | 0 | 0 | 0 | 0 | 0 | 0 | 0 | 0 | 0 | 0 | 0 | 0 | 0 | 0 | 0 | 0 | 0 | 0 | 0 | 0 | 0 | 0 | 0 | 0 | 0 | 0 | 0 | 0 | 0 | 0 | 0 | 0 | 0 | 0 | 0 | 0 | 0 | 0 | 0 | 0 | 0 | 0 | 0 | 0 | 0 | 0 | 0 | 0 | 0 | 0 | 0 | 0 | 0 | 0 | 0 | 0 | 0 | 0 | 0 | 0 | 0 | 0 | 0 | 0 | 0 | 0 | 0 | 0 | 0 | 0 | 0 | 0 | 0 | 0 | 0 | 0 | 0 | 0 | 0 | 0 | 0 | 0 | 0 | 0 | 0 | 0 | 0 | 0 | 0 | 0 | 0 | 0 | 0 | 0 | 0 | 0 | 0 | 0 | 0 | 0 | 0 | 0 | 0 | 0 | 0 | 0 | 0 | 0 | 0 | 0 | 0 | 0 | 0 | 0 | 0 | 0 | 0 | 0 | 0 | 0 | 0 | 0 | 0 | 0 | 0 | 0 | 0 | 0 | 0 | 0 | 0 | 0 | 0 | 0 | 0 | 0 | 0 | 0 | 0 | 0 | 0 | 0 | 0 | 0 | 0 | 0 | 0 | 0 | 0 | 0 | 0 | 0 | 0 | 0 | 0 | 0 | 0 | 0 | 0 | 0 | 0 | 0 | 0 | 0 | 0 | 0 | 0 | 0 | 0 | 0 | 0 | 0 | 0 | 0 | 0 | 0 | 0 | 0 | 0 | 0 | 0 | 0 | 0 | 0 | 0 | 0 | 0 | 0 | 0 | 0 | 0 | 0 | 0 | 0 | 0 | 0 | 0 | 0 | 0 | 0 | 0 | 0 | 0 | 0 | 0 | 0 | 0 | 0 | 0 | 0 | 0 | 0 | 0 | 0 | 0 | 0 | 0 | 0 | 0 | 0 | 0 | 0 | 0 | 0 | 0 | 0 | 0 | 0 | 0 | 0 | 0 | 0 | 0 | 0 | 0 | 0 | 0 | 0 | 0 | 0 | 0 | 0 | 0 | 0 | 0 | 0 | 0 | 0 | 0 | 0 | 0 | 0 | 0 | 0 | 0 | 0 | 0 | 0 | 0 | 0 | 0 | 0 | 0 | 0 | 0 | 0 | 0 | 0 | 0 | 0 | 0 | 0 | 0 | 0 | 0 | 0 | 326.0102 | 327.0093 | 328.0019 | 328.9856 | 329.9576 | 330.9156 | 331.8568 | 332.7789 | 333.6786 | 334.5529 | 335.3991 | 336.2143 | 336.9962 | 337.7423 | 338.4505 | 339.1186 | 339.7447 | 340.3261 | 340.8625 | 341.3528 | 341.801 | 342.2104 | 342.5846 | 342.9263 | 343.2384 | 139.179 | 139.6055 | 140.0293 | 140.4492 | 140.8642 | 141.2732 | 141.675 | 142.0687 | 142.4528 | 142.826 | 143.1873 | 143.5353 | 143.8691 | 144.1876 | 144.4899 | 144.7752 | 145.0425 | 145.2907 | 145.5197 | 145.729 | 145.9203 | 146.0951 | 146.2549 | 146.4007 | 146.534
OR_Commercial_Interruptible - College_Existing_Space Heating_Natural Gas_Ventilation - Parking Garages, Demand Controlled_A | OR | Commercial | Interruptible - College | Existing | Space Heating | Natural Gas | Ventilation - Parking Garages, Demand Controlled | A | OCM682 | 0 | 0 | 5 | 0 | 0 | 0 | 843.06 | 0 | 0 | 0 | 0.28365 | 0.25 | garage | 0% | 0% | Discretionary | RetroEven20_OR | 82.88% | Central Systems | 0% | 0 |  | 0 |  | 0 | FOE - Parking Garage Ventilation Controls - W0047 | FOE - Parking Garage Ventilation Controls - W0047 | FOE - Parking Garage Ventilation Controls - W0047 | 0 | 0 | 0 | 0 | 0 | 0 | 0 | 0 | 0 | 0 | 0 | 0 | 0 | 0 | 0 | 0 | 0 | 0 | 0 | 0 | 0 | 0 | 0 | 0 | 0 | 0 | 0 | 0 | 0 | 0 | 0 | 0 | 0 | 0 | 0 | 0 | 0 | 0 | 0 | 0 | 0 | 0 | 0 | 0 | 0 | 0 | 0 | 0 | 0 | 0 | 0 | 0 | 0 | 0 | 843.06 | 843.06 | 843.06 | 843.06 | 843.06 | 843.06 | 843.06 | 843.06 | 843.06 | 843.06 | 843.06 | 843.06 | 843.06 | 843.06 | 843.06 | 843.06 | 843.06 | 843.06 | 843.06 | 843.06 | 843.06 | 843.06 | 843.06 | 843.06 | 843.06 | 843.06 | 843.06 | 0 | 0 | 0 | 0 | 0 | 0 | 0 | 0 | 0 | 0 | 0 | 0 | 0 | 0 | 0 | 0 | 0 | 0 | 0 | 0 | 0 | 0 | 0 | 0 | 0 | 0 | 0 | 0 | 0 | 0 | 0 | 0 | 0 | 0 | 0 | 0 | 0 | 0 | 0 | 0 | 0 | 0 | 0 | 0 | 0 | 0 | 0 | 0 | 0 | 0 | 0 | 0 | 0 | 0 | 0 | 0 | 0 | 0 | 0 | 0 | 0 | 0 | 0 | 0 | 0 | 0 | 0 | 0 | 0 | 0 | 0 | 0 | 0 | 0 | 0 | 0 | 0 | 0 | 0 | 0 | 0 | 0 | 0 | 0 | 0 | 0 | 0 | 0 | 0 | 0 | 0 | 0 | 0 | 0 | 0 | 0 | 0 | 0 | 0 | 0 | 0 | 0 | 0 | 0 | 0 | 0 | 0 | 0 | 0 | 0 | 0 | 0 | 0 | 0 | 0 | 0 | 0 | 0 | 0 | 0 | 0 | 0 | 0 | 0 | 0 | 0 | 0 | 0 | 0 | 0 | 0 | 0 | 0 | 0 | 0 | 0 | 0 | 0 | 0 | 0 | 0 | 0 | 0 | 0 | 0 | 0 | 0 | 0 | 0 | 0 | 0 | 0 | 0 | 0 | 0 | 0 | 0 | 0 | 0 | 0 | 0 | 0 | 0 | 0 | 0 | 0 | 0 | 0 | 0 | 0 | 0 | 0 | 0 | 0 | 0 | 0 | 0 | 0 | 0 | 0 | 0 | 0 | 0 | 0 | 0 | 0 | 0 | 0 | 0 | 0 | 0 | 0 | 0 | 0 | 0 | 0 | 0 | 0 | 0 | 0 | 0 | 0 | 0 | 0 | 0 | 0 | 0 | 0 | 0 | 0 | 0 | 0 | 0 | 0 | 0 | 0 | 0 | 0 | 0 | 0 | 0 | 0 | 0 | 0 | 0 | 0 | 0 | 0 | 0 | 0 | 0 | 0 | 0 | 0 | 0 | 0 | 0 | 0 | 0 | 0 | 0 | 0 | 0 | 0 | 0 | 0 | 0 | 0 | 0 | 0 | 0 | 0 | 0 | 0 | 0 | 0 | 0 | 0 | 0 | 0 | 0 | 0 | 0 | 0 | 0 | 0 | 0 | 0 | 0 | 0 | 0 | 0 | 0 | 0 | 0 | 0 | 0 | 0 | 0 | 0 | 0 | 0 | 0 | 0 | 0 | 0 | 0 | 0 | 0 | 0 | 0 | 0 | 0 | 0 | 0 | 0 | 0 | 0 | 0 | 0 | 0 | 0 | 0 | 0 | 0 | 0 | 0 | 0 | 0 | 0 | 0 | 0 | 0 | 0 | 0 | 0 | 0 | 0 | 0 | 0 | 0 | 0 | 0 | 0 | 0 | 0 | 0 | 0 | 0 | 0 | 0 | 0 | 0 | 0 | 0 | 0 | 0 | 0 | 0 | 0 | 0 | 0 | 0 | 0 | 0 | 0 | 0 | 0 | 0 | 0 | 0 | 0 | 0 | 0 | 0 | 0 | 0 | 0 | 0 | 0 | 0 | 0 | 0 | 0 | 0 | 0 | 0 | 0 | 0 | 0 | 0 | 0 | 0 | 0 | 0 | 0 | 0 | 0 | 0 | 0 | 0 | 0 | 0 | 0 | 0 | 0 | 0 | 0 | 0 | 0 | 0 | 0 | 0 | 0 | 0 | 0 | 0 | 0 | 0 | 0 | 0 | 0 | 0 | 0 | 0 | 0 | 0 | 0 | 0 | 0 | 0 | 0 | 0 | 0 | 0 | 0 | 0 | 0 | 0 | 0 | 0 | 0 | 0 | 0 | 0 | 0 | 0 | 0 | 0 | 0 | 0 | 0 | 0 | 0 | 0 | 0 | 0 | 0 | 0 | 0 | 0 | 0 | 0 | 0 | 0 | 0 | 0 | 0 | 0 | 0 | 0 | 0 | 0 | 0 | 0 | 0 | 0 | 0 | 0 | 0 | 0 | 0 | 0 | 0 | 0 | 0 | 0 | 0 | 0 | 0 | 0 | 0 | 0 | 0 | 0 | 0 | 0
OR_Commercial_Interruptible - College_Existing_Miscellaneous_Natural Gas_Pool Heater - Night Covers_A | OR | Commercial | Interruptible - College | Existing | Miscellaneous | Natural Gas | Pool Heater - Night Covers | A | OCM683 | Uncovered. | Night covers on pool. | 5 | 0.0011799 | 0 | 0 | 0.67 | 0 | 0 | 0 | 0.28365 | 0.25 | sqft pool | 15% | 100% | Discretionary | Retro12Med_OR | 75.44% | Pool Heater | 0% | 0 |  | 0 |  | 0 | PL_COV-Water Heating-SCG-R0-62 | PL_COV-Water Heating-SCG-R0-62 | PL_COV-Water Heating-SCG-R0-1 | Uncovered. | Uncovered. | Uncovered. | Uncovered. | Uncovered. | Uncovered. | Uncovered. | Uncovered. | Uncovered. | Uncovered. | Uncovered. | Uncovered. | Uncovered. | Uncovered. | Uncovered. | Uncovered. | Uncovered. | Uncovered. | Uncovered. | Uncovered. | Uncovered. | Uncovered. | Uncovered. | Uncovered. | Uncovered. | Uncovered. | Uncovered. | Night covers on pool. | Night covers on pool. | Night covers on pool. | Night covers on pool. | Night covers on pool. | Night covers on pool. | Night covers on pool. | Night covers on pool. | Night covers on pool. | Night covers on pool. | Night covers on pool. | Night covers on pool. | Night covers on pool. | Night covers on pool. | Night covers on pool. | Night covers on pool. | Night covers on pool. | Night covers on pool. | Night covers on pool. | Night covers on pool. | Night covers on pool. | Night covers on pool. | Night covers on pool. | Night covers on pool. | Night covers on pool. | Night covers on pool. | Night covers on pool. | 0.67 | 0.67 | 0.67 | 0.67 | 0.67 | 0.67 | 0.67 | 0.67 | 0.67 | 0.67 | 0.67 | 0.67 | 0.67 | 0.67 | 0.67 | 0.67 | 0.67 | 0.67 | 0.67 | 0.67 | 0.67 | 0.67 | 0.67 | 0.67 | 0.67 | 0.67 | 0.67 | 0 | 0 | 0 | 0 | 0 | 0 | 0 | 0 | 0 | 0 | 0 | 0 | 0 | 0 | 0 | 0 | 0 | 0 | 0 | 0 | 0 | 0 | 0 | 0 | 0 | 0 | 0 | 0 | 0 | 0 | 0 | 0 | 0 | 0 | 0 | 0 | 0 | 0 | 0 | 0 | 0 | 0 | 0 | 0 | 0 | 0 | 0 | 0 | 0 | 0 | 0 | 0 | 0 | 0 | 0 | 0 | 0 | 0 | 0 | 0 | 0 | 0 | 0 | 0 | 0 | 0 | 0 | 0 | 0 | 0 | 0 | 0 | 0 | 0 | 0 | 0 | 0 | 0 | 0 | 0 | 0 | 0 | 0 | 0 | 0 | 0 | 0 | 0 | 0 | 0 | 0 | 0 | 0 | 0 | 0 | 0 | 0 | 0 | 0 | 0 | 0 | 0 | 0 | 0 | 0 | 0 | 0 | 0 | 0 | 0 | 0 | 0 | 0 | 0 | 0 | 0 | 0 | 0 | 0 | 0 | 0 | 0 | 0 | 0 | 0 | 0 | 0 | 0 | 0 | 0 | 0 | 0 | 0 | 0 | 0 | 0 | 0 | 0 | 0 | 0 | 0 | 0 | 0 | 0 | 0 | 0 | 0 | 0 | 0 | 0 | 0 | 0 | 0 | 0 | 0 | 0 | 0 | 0 | 0 | 0 | 0 | 0 | 0 | 0 | 0 | 0 | 0 | 0 | 0 | 0 | 0 | 0 | 0 | 0 | 0 | 0 | 0 | 0 | 0 | 0 | 0 | 0 | 0 | 0 | 0 | 0 | 0 | 0 | 0 | 0 | 0 | 0 | 0 | 0 | 0 | 0 | 0 | 0 | 0 | 0 | 0 | 0 | 0 | 0 | 0 | 0 | 0 | 0 | 0 | 0 | 0 | 0 | 0 | 0 | 0 | 0 | 0 | 0 | 0 | 0 | 0 | 0 | 0 | 0 | 0 | 0 | 0 | 0 | 0 | 0 | 0 | 0 | 0 | 0 | 0 | 0 | 0 | 0 | 0 | 0 | 0 | 0 | 0 | 0 | 0 | 0 | 0 | 0 | 0 | 0 | 0 | 0 | 0 | 0 | 0 | 0 | 0 | 0 | 0 | 0 | 0 | 0 | 0 | 0 | 0 | 0 | 0 | 0 | 0 | 0 | 0 | 0 | 0 | 0 | 0 | 0 | 0 | 0 | 0 | 0 | 0 | 0 | 0 | 0 | 0 | 0 | 0 | 0 | 0 | 0 | 0 | 0 | 0 | 0 | 0 | 0 | 0 | 0 | 0 | 0 | 0 | 0 | 0 | 0 | 0 | 0 | 0 | 0 | 0 | 0 | 0 | 0 | 0 | 0 | 0 | 0 | 0 | 0 | 0 | 0 | 0 | 0 | 0 | 0 | 0 | 0 | 0 | 0 | 0 | 0 | 0 | 0 | 0 | 0 | 0 | 0 | 0 | 0 | 0 | 0 | 0 | 0 | 0 | 0 | 0 | 0 | 0 | 0 | 0 | 0 | 0 | 0 | 0 | 0 | 0 | 0 | 0 | 0 | 0 | 0 | 0 | 0 | 0 | 0 | 0 | 0 | 0 | 0 | 0 | 0 | 0 | 0 | 0 | 0 | 0 | 0 | 0 | 0 | 0 | 0 | 0 | 0 | 0 | 0 | 0 | 0 | 0 | 0 | 0 | 0 | 0 | 0 | 0 | 0 | 0 | 0 | 0 | 0 | 0 | 0 | 0 | 0 | 0 | 0 | 0 | 0 | 0 | 0 | 0 | 0 | 0 | 0 | 0 | 0 | 0 | 0 | 0 | 0 | 0 | 0 | 0 | 0 | 0 | 0 | 0 | 0 | 0 | 0 | 0 | 0 | 0 | 0 | 0 | 0 | 0 | 0 | 0 | 0 | 0 | 0 | 0 | 0 | 0 | 0 | 0 | 0 | 0 | 0 | 0 | 0 | 0 | 0 | 0 | 0 | 0 | 0 | 0 | 0 | 0 | 0 | 0 | 0 | 0 | 0 | 0 | 0 | 0 | 0 | 0 | 0 | 0 | 0 | 0 | 0 | 0 | 0 | 0
OR_Commercial_Interruptible - College_Existing_Space Heating_Natural Gas_Advanced New Construction Designs_A | OR | Commercial | Interruptible - College | Existing | Space Heating | Natural Gas | Advanced New Construction Designs | A | OCM684 | Standard new construction design. | New construction designs exceeding ASHRAE 90.1 requirements. | 3 | 0 | 0 | 0 | 1.4 | 0 | 0 | 0 | 0.28365 | 0.25 | sqft | 0% | 0% | Discretionary | LO1Slow_OR | 84.66% | Space Heating | 0% | 0 |  | 0 |  | 0 | COM_CX-HVAC-AEG-1 | COM_CX-All-AEG-5 | COM_CX-All-AEG-5 | Standard new construction design. | Standard new construction design. | Standard new construction design. | Standard new construction design. | Standard new construction design. | Standard new construction design. | Standard new construction design. | Standard new construction design. | Standard new construction design. | Standard new construction design. | Standard new construction design. | Standard new construction design. | Standard new construction design. | Standard new construction design. | Standard new construction design. | Standard new construction design. | Standard new construction design. | Standard new construction design. | Standard new construction design. | Standard new construction design. | Standard new construction design. | Standard new construction design. | Standard new construction design. | Standard new construction design. | Standard new construction design. | Standard new construction design. | Standard new construction design. | New construction designs exceeding ASHRAE 90.1 requirements. | New construction designs exceeding ASHRAE 90.1 requirements. | New construction designs exceeding ASHRAE 90.1 requirements. | New construction designs exceeding ASHRAE 90.1 requirements. | New construction designs exceeding ASHRAE 90.1 requirements. | New construction designs exceeding ASHRAE 90.1 requirements. | New construction designs exceeding ASHRAE 90.1 requirements. | New construction designs exceeding ASHRAE 90.1 requirements. | New construction designs exceeding ASHRAE 90.1 requirements. | New construction designs exceeding ASHRAE 90.1 requirements. | New construction designs exceeding ASHRAE 90.1 requirements. | New construction designs exceeding ASHRAE 90.1 requirements. | New construction designs exceeding ASHRAE 90.1 requirements. | New construction designs exceeding ASHRAE 90.1 requirements. | New construction designs exceeding ASHRAE 90.1 requirements. | New construction designs exceeding ASHRAE 90.1 requirements. | New construction designs exceeding ASHRAE 90.1 requirements. | New construction designs exceeding ASHRAE 90.1 requirements. | New construction designs exceeding ASHRAE 90.1 requirements. | New construction designs exceeding ASHRAE 90.1 requirements. | New construction designs exceeding ASHRAE 90.1 requirements. | New construction designs exceeding ASHRAE 90.1 requirements. | New construction designs exceeding ASHRAE 90.1 requirements. | New construction designs exceeding ASHRAE 90.1 requirements. | New construction designs exceeding ASHRAE 90.1 requirements. | New construction designs exceeding ASHRAE 90.1 requirements. | New construction designs exceeding ASHRAE 90.1 requirements. | 1.4 | 1.4 | 1.4 | 1.4 | 1.4 | 1.4 | 1.4 | 1.4 | 1.4 | 1.4 | 1.4 | 1.4 | 1.4 | 1.4 | 1.4 | 1.4 | 1.4 | 1.4 | 1.4 | 1.4 | 1.4 | 1.4 | 1.4 | 1.4 | 1.4 | 1.4 | 1.4 | 0 | 0 | 0 | 0 | 0 | 0 | 0 | 0 | 0 | 0 | 0 | 0 | 0 | 0 | 0 | 0 | 0 | 0 | 0 | 0 | 0 | 0 | 0 | 0 | 0 | 0 | 0 | 0 | 0 | 0 | 0 | 0 | 0 | 0 | 0 | 0 | 0 | 0 | 0 | 0 | 0 | 0 | 0 | 0 | 0 | 0 | 0 | 0 | 0 | 0 | 0 | 0 | 0 | 0 | 0 | 0 | 0 | 0 | 0 | 0 | 0 | 0 | 0 | 0 | 0 | 0 | 0 | 0 | 0 | 0 | 0 | 0 | 0 | 0 | 0 | 0 | 0 | 0 | 0 | 0 | 0 | 0 | 0 | 0 | 0 | 0 | 0 | 0 | 0 | 0 | 0 | 0 | 0 | 0 | 0 | 0 | 0 | 0 | 0 | 0 | 0 | 0 | 0 | 0 | 0 | 0 | 0 | 0 | 0 | 0 | 0 | 0 | 0 | 0 | 0 | 0 | 0 | 0 | 0 | 0 | 0 | 0 | 0 | 0 | 0 | 0 | 0 | 0 | 0 | 0 | 0 | 0 | 0 | 0 | 0 | 0 | 0 | 0 | 0 | 0 | 0 | 0 | 0 | 0 | 0 | 0 | 0 | 0 | 0 | 0 | 0 | 0 | 0 | 0 | 0 | 0 | 0 | 0 | 0 | 0 | 0 | 0 | 0 | 0 | 0 | 0 | 0 | 0 | 0 | 0 | 0 | 0 | 0 | 0 | 0 | 0 | 0 | 0 | 0 | 0 | 0 | 0 | 0 | 0 | 0 | 0 | 0 | 0 | 0 | 0 | 0 | 0 | 0 | 0 | 0 | 0 | 0 | 0 | 0 | 0 | 0 | 0 | 0 | 0 | 0 | 0 | 0 | 0 | 0 | 0 | 0 | 0 | 0 | 0 | 0 | 0 | 0 | 0 | 0 | 0 | 0 | 0 | 0 | 0 | 0 | 0 | 0 | 0 | 0 | 0 | 0 | 0 | 0 | 0 | 0 | 0 | 0 | 0 | 0 | 0 | 0 | 0 | 0 | 0 | 0 | 0 | 0 | 0 | 0 | 0 | 0 | 0 | 0 | 0 | 0 | 0 | 0 | 0 | 0 | 0 | 0 | 0 | 0 | 0 | 0 | 0 | 0 | 0 | 0 | 0 | 0 | 0 | 0 | 0 | 0 | 0 | 0 | 0 | 0 | 0 | 0 | 0 | 0 | 0 | 0 | 0 | 0 | 0 | 0 | 0 | 0 | 0 | 0 | 0 | 0 | 0 | 0 | 0 | 0 | 0 | 0 | 0 | 0 | 0 | 0 | 0 | 0 | 0 | 0 | 0 | 0 | 0 | 0 | 0 | 0 | 0 | 0 | 0 | 0 | 0 | 0 | 0 | 0 | 0 | 0 | 0 | 0 | 0 | 0 | 0 | 0 | 0 | 0 | 0 | 0 | 0 | 0 | 0 | 0 | 0 | 0 | 0 | 0 | 0 | 0 | 0 | 0 | 0 | 0 | 0 | 0 | 0 | 0 | 0 | 0 | 0 | 0 | 0 | 0 | 0 | 0 | 0 | 0 | 0 | 0 | 0 | 0 | 0 | 0 | 0 | 0 | 0 | 0 | 0 | 0 | 0 | 0 | 0 | 0 | 0 | 0 | 0 | 0 | 0 | 0 | 0 | 0 | 0 | 0 | 0 | 0 | 0 | 0 | 0 | 0 | 0 | 0 | 0 | 0 | 0 | 0 | 0 | 0 | 0 | 0 | 0 | 0 | 0 | 0 | 0 | 0 | 0 | 0 | 0 | 0 | 0 | 0 | 0 | 0 | 0 | 0 | 0 | 0 | 0 | 0 | 0 | 0 | 0 | 0 | 0 | 0 | 0 | 0 | 0 | 0 | 0 | 0 | 0 | 0 | 0 | 0 | 0 | 0 | 0 | 0 | 0 | 0 | 0 | 0 | 0 | 0 | 0 | 0 | 0 | 0 | 0 | 0 | 0 | 0 | 0 | 0 | 0 | 0 | 0 | 0 | 0 | 0 | 0 | 0 | 0 | 0 | 0 | 0 | 0 | 0 | 0 | 0
OR_Commercial_Interruptible - College_Existing_Water Heating_Natural Gas_Advanced New Construction Designs_A | OR | Commercial | Interruptible - College | Existing | Water Heating | Natural Gas | Advanced New Construction Designs | A | OCM685 | Standard new construction design. | New construction designs exceeding ASHRAE 90.1 requirements. | 3 | 0 | 0 | 0 | 1.4 | 0 | 0 | 0 | 0.28365 | 0.25 | sqft | 0% | 0% | Discretionary | LO1Slow_OR | 84.66% | Water Heating | 0% | 0 |  | 0 |  | 0 | COM_CX-HVAC-AEG-1 | COM_CX-All-AEG-5 | COM_CX-All-AEG-5 | Standard new construction design. | Standard new construction design. | Standard new construction design. | Standard new construction design. | Standard new construction design. | Standard new construction design. | Standard new construction design. | Standard new construction design. | Standard new construction design. | Standard new construction design. | Standard new construction design. | Standard new construction design. | Standard new construction design. | Standard new construction design. | Standard new construction design. | Standard new construction design. | Standard new construction design. | Standard new construction design. | Standard new construction design. | Standard new construction design. | Standard new construction design. | Standard new construction design. | Standard new construction design. | Standard new construction design. | Standard new construction design. | Standard new construction design. | Standard new construction design. | New construction designs exceeding ASHRAE 90.1 requirements. | New construction designs exceeding ASHRAE 90.1 requirements. | New construction designs exceeding ASHRAE 90.1 requirements. | New construction designs exceeding ASHRAE 90.1 requirements. | New construction designs exceeding ASHRAE 90.1 requirements. | New construction designs exceeding ASHRAE 90.1 requirements. | New construction designs exceeding ASHRAE 90.1 requirements. | New construction designs exceeding ASHRAE 90.1 requirements. | New construction designs exceeding ASHRAE 90.1 requirements. | New construction designs exceeding ASHRAE 90.1 requirements. | New construction designs exceeding ASHRAE 90.1 requirements. | New construction designs exceeding ASHRAE 90.1 requirements. | New construction designs exceeding ASHRAE 90.1 requirements. | New construction designs exceeding ASHRAE 90.1 requirements. | New construction designs exceeding ASHRAE 90.1 requirements. | New construction designs exceeding ASHRAE 90.1 requirements. | New construction designs exceeding ASHRAE 90.1 requirements. | New construction designs exceeding ASHRAE 90.1 requirements. | New construction designs exceeding ASHRAE 90.1 requirements. | New construction designs exceeding ASHRAE 90.1 requirements. | New construction designs exceeding ASHRAE 90.1 requirements. | New construction designs exceeding ASHRAE 90.1 requirements. | New construction designs exceeding ASHRAE 90.1 requirements. | New construction designs exceeding ASHRAE 90.1 requirements. | New construction designs exceeding ASHRAE 90.1 requirements. | New construction designs exceeding ASHRAE 90.1 requirements. | New construction designs exceeding ASHRAE 90.1 requirements. | 1.4 | 1.4 | 1.4 | 1.4 | 1.4 | 1.4 | 1.4 | 1.4 | 1.4 | 1.4 | 1.4 | 1.4 | 1.4 | 1.4 | 1.4 | 1.4 | 1.4 | 1.4 | 1.4 | 1.4 | 1.4 | 1.4 | 1.4 | 1.4 | 1.4 | 1.4 | 1.4 | 0 | 0 | 0 | 0 | 0 | 0 | 0 | 0 | 0 | 0 | 0 | 0 | 0 | 0 | 0 | 0 | 0 | 0 | 0 | 0 | 0 | 0 | 0 | 0 | 0 | 0 | 0 | 0 | 0 | 0 | 0 | 0 | 0 | 0 | 0 | 0 | 0 | 0 | 0 | 0 | 0 | 0 | 0 | 0 | 0 | 0 | 0 | 0 | 0 | 0 | 0 | 0 | 0 | 0 | 0 | 0 | 0 | 0 | 0 | 0 | 0 | 0 | 0 | 0 | 0 | 0 | 0 | 0 | 0 | 0 | 0 | 0 | 0 | 0 | 0 | 0 | 0 | 0 | 0 | 0 | 0 | 0 | 0 | 0 | 0 | 0 | 0 | 0 | 0 | 0 | 0 | 0 | 0 | 0 | 0 | 0 | 0 | 0 | 0 | 0 | 0 | 0 | 0 | 0 | 0 | 0 | 0 | 0 | 0 | 0 | 0 | 0 | 0 | 0 | 0 | 0 | 0 | 0 | 0 | 0 | 0 | 0 | 0 | 0 | 0 | 0 | 0 | 0 | 0 | 0 | 0 | 0 | 0 | 0 | 0 | 0 | 0 | 0 | 0 | 0 | 0 | 0 | 0 | 0 | 0 | 0 | 0 | 0 | 0 | 0 | 0 | 0 | 0 | 0 | 0 | 0 | 0 | 0 | 0 | 0 | 0 | 0 | 0 | 0 | 0 | 0 | 0 | 0 | 0 | 0 | 0 | 0 | 0 | 0 | 0 | 0 | 0 | 0 | 0 | 0 | 0 | 0 | 0 | 0 | 0 | 0 | 0 | 0 | 0 | 0 | 0 | 0 | 0 | 0 | 0 | 0 | 0 | 0 | 0 | 0 | 0 | 0 | 0 | 0 | 0 | 0 | 0 | 0 | 0 | 0 | 0 | 0 | 0 | 0 | 0 | 0 | 0 | 0 | 0 | 0 | 0 | 0 | 0 | 0 | 0 | 0 | 0 | 0 | 0 | 0 | 0 | 0 | 0 | 0 | 0 | 0 | 0 | 0 | 0 | 0 | 0 | 0 | 0 | 0 | 0 | 0 | 0 | 0 | 0 | 0 | 0 | 0 | 0 | 0 | 0 | 0 | 0 | 0 | 0 | 0 | 0 | 0 | 0 | 0 | 0 | 0 | 0 | 0 | 0 | 0 | 0 | 0 | 0 | 0 | 0 | 0 | 0 | 0 | 0 | 0 | 0 | 0 | 0 | 0 | 0 | 0 | 0 | 0 | 0 | 0 | 0 | 0 | 0 | 0 | 0 | 0 | 0 | 0 | 0 | 0 | 0 | 0 | 0 | 0 | 0 | 0 | 0 | 0 | 0 | 0 | 0 | 0 | 0 | 0 | 0 | 0 | 0 | 0 | 0 | 0 | 0 | 0 | 0 | 0 | 0 | 0 | 0 | 0 | 0 | 0 | 0 | 0 | 0 | 0 | 0 | 0 | 0 | 0 | 0 | 0 | 0 | 0 | 0 | 0 | 0 | 0 | 0 | 0 | 0 | 0 | 0 | 0 | 0 | 0 | 0 | 0 | 0 | 0 | 0 | 0 | 0 | 0 | 0 | 0 | 0 | 0 | 0 | 0 | 0 | 0 | 0 | 0 | 0 | 0 | 0 | 0 | 0 | 0 | 0 | 0 | 0 | 0 | 0 | 0 | 0 | 0 | 0 | 0 | 0 | 0 | 0 | 0 | 0 | 0 | 0 | 0 | 0 | 0 | 0 | 0 | 0 | 0 | 0 | 0 | 0 | 0 | 0 | 0 | 0 | 0 | 0 | 0 | 0 | 0 | 0 | 0 | 0 | 0 | 0 | 0 | 0 | 0 | 0 | 0 | 0 | 0 | 0 | 0 | 0 | 0 | 0 | 0 | 0 | 0 | 0 | 0 | 0 | 0 | 0 | 0 | 0 | 0 | 0 | 0 | 0 | 0 | 0 | 0 | 0 | 0 | 0 | 0 | 0 | 0 | 0 | 0 | 0 | 0 | 0 | 0 | 0 | 0 | 0 | 0 | 0 | 0 | 0 | 0 | 0 | 0 | 0 | 0 | 0 | 0 | 0 | 0 | 0
OR_Commercial_Interruptible - College_Existing_Space Heating_Natural Gas_Strategic Energy Management_A | OR | Commercial | Interruptible - College | Existing | Space Heating | Natural Gas | Strategic Energy Management | A | OCM686 | No strategic energy management. | Implementation of strategic energy management. | 3 | 0.023327 | 0 | 0 | 0.09 | 0.02 | 0 | 0 | 0.28365 | 0.25 | sqft | 63% | 100% | Discretionary | RetroEven20_OR | 82.88% | Space Heating | 0% | 716.9008 |  | 539.0414 |  | 0 | DL20_COM_SEM-Misc-2021PLN-V4-1 | BEHAV_SEM-All-CPUC-2018_PG-2 | DL20_COM_SEM-Misc-2021PLN-V4-15 | No strategic energy management. | No strategic energy management. | No strategic energy management. | No strategic energy management. | No strategic energy management. | No strategic energy management. | No strategic energy management. | No strategic energy management. | No strategic energy management. | No strategic energy management. | No strategic energy management. | No strategic energy management. | No strategic energy management. | No strategic energy management. | No strategic energy management. | No strategic energy management. | No strategic energy management. | No strategic energy management. | No strategic energy management. | No strategic energy management. | No strategic energy management. | No strategic energy management. | No strategic energy management. | No strategic energy management. | No strategic energy management. | No strategic energy management. | No strategic energy management. | Implementation of strategic energy management. | Implementation of strategic energy management. | Implementation of strategic energy management. | Implementation of strategic energy management. | Implementation of strategic energy management. | Implementation of strategic energy management. | Implementation of strategic energy management. | Implementation of strategic energy management. | Implementation of strategic energy management. | Implementation of strategic energy management. | Implementation of strategic energy management. | Implementation of strategic energy management. | Implementation of strategic energy management. | Implementation of strategic energy management. | Implementation of strategic energy management. | Implementation of strategic energy management. | Implementation of strategic energy management. | Implementation of strategic energy management. | Implementation of strategic energy management. | Implementation of strategic energy management. | Implementation of strategic energy management. | Implementation of strategic energy management. | Implementation of strategic energy management. | Implementation of strategic energy management. | Implementation of strategic energy management. | Implementation of strategic energy management. | Implementation of strategic energy management. | 0.09 | 0.09 | 0.09 | 0.09 | 0.09 | 0.09 | 0.09 | 0.09 | 0.09 | 0.09 | 0.09 | 0.09 | 0.09 | 0.09 | 0.09 | 0.09 | 0.09 | 0.09 | 0.09 | 0.09 | 0.09 | 0.09 | 0.09 | 0.09 | 0.09 | 0.09 | 0.09 | 0 | 0 | 0.0064351 | 0.0062628 | 0.006082 | 0.0058955 | 0.0057016 | 0.005502 | 0.005294 | 0.0050792 | 0.0048596 | 0.004639 | 0.0044225 | 0.0042131 | 0.0040137 | 0.0038276 | 0.0036583 | 0.0035148 | 0.0033964 | 0.0032908 | 0.0032002 | 0.0031138 | 0.0030539 | 0.0029948 | 0.0029363 | 0.0028787 | 0.0028215 | 0.13854 | 0.27676 | 0.26877 | 0.13361 | 0 | 0 | 0 | 0 | 0 | 0 | 0 | 0 | 0 | 0 | 0 | 0 | 0 | 0 | 0 | 0 | 0 | 0 | 0 | 0 | 0 | 0.13854 | 0.41159 | 0.66849 | 0.78159 | 0.75589 | 0.72942 | 0.70185 | 0.67337 | 0.64427 | 0.61502 | 0.58632 | 0.55855 | 0.53212 | 0.50745 | 0.485 | 0.46597 | 0.45027 | 0.43627 | 0.42427 | 0.41282 | 0.40487 | 0.39703 | 0.38929 | 0.38164 | 0.37406 | 21529.2799 | 44191.6798 | 44191.6798 | 22662.3999 | 0 | 0 | 0 | 0 | 0 | 0 | 0 | 0 | 0 | 0 | 0 | 0 | 0 | 0 | 0 | 0 | 0 | 0 | 0 | 0 | 0 | 21529.2799 | 65720.9598 | 109912.6396 | 132575.0395 | 132575.0395 | 132575.0395 | 132575.0395 | 132575.0395 | 132575.0395 | 132575.0395 | 132575.0395 | 132575.0395 | 132575.0395 | 132575.0395 | 132575.0395 | 132575.0395 | 132575.0395 | 132575.0395 | 132575.0395 | 132575.0395 | 132575.0395 | 132575.0395 | 132575.0395 | 132575.0395 | 132575.0395 | 0.11926 | 0.24144 | 0.23774 | 0.11988 | 0 | 0 | 0 | 0 | 0 | 0 | 0 | 0 | 0 | 0 | 0 | 0 | 0 | 0 | 0 | 0 | 0 | 0 | 0 | 0 | 0 | 0.11926 | 0.35906 | 0.59131 | 0.70132 | 0.6884 | 0.67458 | 0.65956 | 0.64343 | 0.62637 | 0.60872 | 0.59106 | 0.57371 | 0.55704 | 0.54146 | 0.52746 | 0.51625 | 0.50788 | 0.50093 | 0.49577 | 0.49101 | 0.48967 | 0.48839 | 0.48717 | 0.48601 | 0.48489 | 18299.8879 | 37562.9279 | 37562.9279 | 19263.0399 | 0 | 0 | 0 | 0 | 0 | 0 | 0 | 0 | 0 | 0 | 0 | 0 | 0 | 0 | 0 | 0 | 0 | 0 | 0 | 0 | 0 | 18299.8879 | 55862.8158 | 93425.7437 | 112688.7836 | 112688.7836 | 112688.7836 | 112688.7836 | 112688.7836 | 112688.7836 | 112688.7836 | 112688.7836 | 112688.7836 | 112688.7836 | 112688.7836 | 112688.7836 | 112688.7836 | 112688.7836 | 112688.7836 | 112688.7836 | 112688.7836 | 112688.7836 | 112688.7836 | 112688.7836 | 112688.7836 | 112688.7836 | 0.11949 | 0.24274 | 0.23991 | 0.12134 | 0 | 0 | 0 | 0 | 0 | 0 | 0 | 0 | 0 | 0 | 0 | 0 | 0 | 0 | 0 | 0 | 0 | 0 | 0 | 0 | 0 | 0.11949 | 0.36099 | 0.5967 | 0.70983 | 0.6989 | 0.68665 | 0.67307 | 0.65822 | 0.64293 | 0.62696 | 0.61089 | 0.59504 | 0.57981 | 0.56561 | 0.55297 | 0.54289 | 0.53548 | 0.52952 | 0.52544 | 0.52177 | 0.52103 | 0.52036 | 0.51975 | 0.51918 | 0.51866 | 18299.8879 | 37562.9279 | 37562.9279 | 19263.0399 | 0 | 0 | 0 | 0 | 0 | 0 | 0 | 0 | 0 | 0 | 0 | 0 | 0 | 0 | 0 | 0 | 0 | 0 | 0 | 0 | 0 | 18299.8879 | 55862.8158 | 93425.7437 | 112688.7836 | 112688.7836 | 112688.7836 | 112688.7836 | 112688.7836 | 112688.7836 | 112688.7836 | 112688.7836 | 112688.7836 | 112688.7836 | 112688.7836 | 112688.7836 | 112688.7836 | 112688.7836 | 112688.7836 | 112688.7836 | 112688.7836 | 112688.7836 | 112688.7836 | 112688.7836 | 112688.7836 | 112688.7836 | 0.11926 | 0.24144 | 0.23774 | 0.11988 | 0 | 0 | 0 | 0 | 0 | 0 | 0 | 0 | 0 | 0 | 0 | 0 | 0 | 0 | 0 | 0 | 0 | 0 | 0 | 0 | 0 | 0.11926 | 0.35906 | 0.59131 | 0.70132 | 0.6884 | 0.67458 | 0.65956 | 0.64343 | 0.62637 | 0.60872 | 0.59106 | 0.57371 | 0.55704 | 0.54146 | 0.52746 | 0.51625 | 0.50788 | 0.50093 | 0.49577 | 0.49101 | 0.48967 | 0.48839 | 0.48717 | 0.48601 | 0.48489 | 18299.8879 | 37562.9279 | 37562.9279 | 19263.0399 | 0 | 0 | 0 | 0 | 0 | 0 | 0 | 0 | 0 | 0 | 0 | 0 | 0 | 0 | 0 | 0 | 0 | 0 | 0 | 0 | 0 | 18299.8879 | 55862.8158 | 93425.7437 | 112688.7836 | 112688.7836 | 112688.7836 | 112688.7836 | 112688.7836 | 112688.7836 | 112688.7836 | 112688.7836 | 112688.7836 | 112688.7836 | 112688.7836 | 112688.7836 | 112688.7836 | 112688.7836 | 112688.7836 | 112688.7836 | 112688.7836 | 112688.7836 | 112688.7836 | 112688.7836 | 112688.7836 | 112688.7836 | 689.2203 | 693.9243 | 698.2746 | 702.2819 | 705.9535 | 709.2936 | 712.3041 | 714.9852 | 717.3887 | 719.5561 | 721.5206 | 723.3086 | 724.9411 | 726.4343 | 727.8012 | 729.0516 | 730.1932 | 731.2304 | 732.1696 | 733.015 | 733.777 | 734.4647 | 735.0861 | 735.6482 | 736.1571 | 518.2283 | 521.7653 | 525.0362 | 528.0494 | 530.8101 | 533.3215 | 535.5852 | 537.6011 | 539.4083 | 541.0379 | 542.5151 | 543.8595 | 545.087 | 546.2097 | 547.2375 | 548.1777 | 549.036 | 549.8159 | 550.5221 | 551.1578 | 551.7308 | 552.2478 | 552.7151 | 553.1377 | 553.5203
OR_Commercial_Interruptible - College_Existing_Water Heating_Natural Gas_Strategic Energy Management_A | OR | Commercial | Interruptible - College | Existing | Water Heating | Natural Gas | Strategic Energy Management | A | OCM687 | No strategic energy management. | Implementation of strategic energy management. | 3 | 0.010806 | 0 | 0 | 0.09 | 0.02 | 0 | 0 | 0.28365 | 0.25 | sqft | 63% | 100% | Discretionary | RetroEven20_OR | 82.88% | Water Heating | 0% | 716.9008 |  | 539.0414 |  | 0 | DL20_COM_SEM-Misc-2021PLN-V4-1 | BEHAV_SEM-All-CPUC-2018_PG-2 | DL20_COM_SEM-Misc-2021PLN-V4-15 | No strategic energy management. | No strategic energy management. | No strategic energy management. | No strategic energy management. | No strategic energy management. | No strategic energy management. | No strategic energy management. | No strategic energy management. | No strategic energy management. | No strategic energy management. | No strategic energy management. | No strategic energy management. | No strategic energy management. | No strategic energy management. | No strategic energy management. | No strategic energy management. | No strategic energy management. | No strategic energy management. | No strategic energy management. | No strategic energy management. | No strategic energy management. | No strategic energy management. | No strategic energy management. | No strategic energy management. | No strategic energy management. | No strategic energy management. | No strategic energy management. | Implementation of strategic energy management. | Implementation of strategic energy management. | Implementation of strategic energy management. | Implementation of strategic energy management. | Implementation of strategic energy management. | Implementation of strategic energy management. | Implementation of strategic energy management. | Implementation of strategic energy management. | Implementation of strategic energy management. | Implementation of strategic energy management. | Implementation of strategic energy management. | Implementation of strategic energy management. | Implementation of strategic energy management. | Implementation of strategic energy management. | Implementation of strategic energy management. | Implementation of strategic energy management. | Implementation of strategic energy management. | Implementation of strategic energy management. | Implementation of strategic energy management. | Implementation of strategic energy management. | Implementation of strategic energy management. | Implementation of strategic energy management. | Implementation of strategic energy management. | Implementation of strategic energy management. | Implementation of strategic energy management. | Implementation of strategic energy management. | Implementation of strategic energy management. | 0.09 | 0.09 | 0.09 | 0.09 | 0.09 | 0.09 | 0.09 | 0.09 | 0.09 | 0.09 | 0.09 | 0.09 | 0.09 | 0.09 | 0.09 | 0.09 | 0.09 | 0.09 | 0.09 | 0.09 | 0.09 | 0.09 | 0.09 | 0.09 | 0.09 | 0.09 | 0.09 | 0 | 0 | 0.0014968 | 0.001454 | 0.0014147 | 0.0013781 | 0.0013442 | 0.0013124 | 0.0012831 | 0.0012564 | 0.001231 | 0.0012074 | 0.0011999 | 0.0011943 | 0.0011911 | 0.0011843 | 0.001179 | 0.0011748 | 0.0011714 | 0.0011685 | 0.0011668 | 0.0011659 | 0.0011654 | 0.001165 | 0.0011639 | 0.0011636 | 0.0011635 | 0.029852 | 0.059519 | 0.057911 | 0.028931 | 0 | 0 | 0 | 0 | 0 | 0 | 0 | 0 | 0 | 0 | 0 | 0 | 0 | 0 | 0 | 0 | 0 | 0 | 0 | 0 | 0 | 0.029852 | 0.088516 | 0.14403 | 0.16925 | 0.16508 | 0.16117 | 0.15758 | 0.15429 | 0.15118 | 0.14828 | 0.14736 | 0.14667 | 0.14628 | 0.14545 | 0.14479 | 0.14427 | 0.14386 | 0.1435 | 0.1433 | 0.14318 | 0.14312 | 0.14308 | 0.14294 | 0.14291 | 0.14288 | 19943.2945 | 40936.236 | 40936.236 | 20992.9416 | 0 | 0 | 0 | 0 | 0 | 0 | 0 | 0 | 0 | 0 | 0 | 0 | 0 | 0 | 0 | 0 | 0 | 0 | 0 | 0 | 0 | 19943.2945 | 60879.5305 | 101815.7666 | 122808.7081 | 122808.7081 | 122808.7081 | 122808.7081 | 122808.7081 | 122808.7081 | 122808.7081 | 122808.7081 | 122808.7081 | 122808.7081 | 122808.7081 | 122808.7081 | 122808.7081 | 122808.7081 | 122808.7081 | 122808.7081 | 122808.7081 | 122808.7081 | 122808.7081 | 122808.7081 | 122808.7081 | 122808.7081 | 0.025642 | 0.051643 | 0.050732 | 0.02558 | 1.0265e-17 | 0 | 9.9659e-18 | 0 | 0 | 0 | 0 | 0 | 0 | 0 | 0 | 0 | 0 | 0 | 0 | 0 | 0 | 0 | 0 | 0 | 0 | 0.025642 | 0.076802 | 0.12618 | 0.14965 | 0.14727 | 0.14502 | 0.14298 | 0.14114 | 0.13946 | 0.13797 | 0.13674 | 0.13576 | 0.13507 | 0.13434 | 0.13377 | 0.13331 | 0.13296 | 0.13267 | 0.13246 | 0.13232 | 0.13222 | 0.13214 | 0.13205 | 0.13202 | 0.132 | 16951.8003 | 34795.8006 | 34795.8006 | 17844.0003 | 7.276e-12 | 0 | 7.276e-12 | 0 | 0 | 0 | 0 | 0 | 0 | 0 | 0 | 0 | 0 | 0 | 0 | 0 | 0 | 0 | 0 | 0 | 0 | 16951.8003 | 51747.6009 | 86543.4016 | 104387.4019 | 104387.4019 | 104387.4019 | 104387.4019 | 104387.4019 | 104387.4019 | 104387.4019 | 104387.4019 | 104387.4019 | 104387.4019 | 104387.4019 | 104387.4019 | 104387.4019 | 104387.4019 | 104387.4019 | 104387.4019 | 104387.4019 | 104387.4019 | 104387.4019 | 104387.4019 | 104387.4019 | 104387.4019 | 0.025647 | 0.051666 | 0.05077 | 0.025608 | 1.0279e-17 | 0 | 9.9892e-18 | 0 | 0 | 0 | 0 | 0 | 0 | 0 | 0 | 0 | 0 | 0 | 0 | 0 | 0 | 0 | 0 | 0 | 0 | 0.025647 | 0.076837 | 0.12627 | 0.14981 | 0.14748 | 0.14529 | 0.14331 | 0.14153 | 0.13992 | 0.13847 | 0.13727 | 0.13631 | 0.13562 | 0.13489 | 0.13432 | 0.13386 | 0.1335 | 0.13321 | 0.13301 | 0.13286 | 0.13276 | 0.13269 | 0.13259 | 0.13256 | 0.13254 | 16951.8003 | 34795.8006 | 34795.8006 | 17844.0003 | 7.276e-12 | 0 | 7.276e-12 | 0 | 0 | 0 | 0 | 0 | 0 | 0 | 0 | 0 | 0 | 0 | 0 | 0 | 0 | 0 | 0 | 0 | 0 | 16951.8003 | 51747.6009 | 86543.4016 | 104387.4019 | 104387.4019 | 104387.4019 | 104387.4019 | 104387.4019 | 104387.4019 | 104387.4019 | 104387.4019 | 104387.4019 | 104387.4019 | 104387.4019 | 104387.4019 | 104387.4019 | 104387.4019 | 104387.4019 | 104387.4019 | 104387.4019 | 104387.4019 | 104387.4019 | 104387.4019 | 104387.4019 | 104387.4019 | 0.025644 | 0.051653 | 0.050749 | 0.025593 | 1.0272e-17 | 0 | 9.9771e-18 | 0 | 0 | 0 | 0 | 0 | 0 | 0 | 0 | 0 | 0 | 0 | 0 | 0 | 0 | 0 | 0 | 0 | 0 | 0.025644 | 0.076817 | 0.12622 | 0.14972 | 0.14737 | 0.14515 | 0.14314 | 0.14133 | 0.13968 | 0.13821 | 0.13699 | 0.13601 | 0.13532 | 0.13459 | 0.13401 | 0.13356 | 0.1332 | 0.13291 | 0.13271 | 0.13256 | 0.13246 | 0.13239 | 0.13229 | 0.13226 | 0.13224 | 16951.8003 | 34795.8006 | 34795.8006 | 17844.0003 | 7.276e-12 | 0 | 7.276e-12 | 0 | 0 | 0 | 0 | 0 | 0 | 0 | 0 | 0 | 0 | 0 | 0 | 0 | 0 | 0 | 0 | 0 | 0 | 16951.8003 | 51747.6009 | 86543.4016 | 104387.4019 | 104387.4019 | 104387.4019 | 104387.4019 | 104387.4019 | 104387.4019 | 104387.4019 | 104387.4019 | 104387.4019 | 104387.4019 | 104387.4019 | 104387.4019 | 104387.4019 | 104387.4019 | 104387.4019 | 104387.4019 | 104387.4019 | 104387.4019 | 104387.4019 | 104387.4019 | 104387.4019 | 104387.4019 | 689.2203 | 693.9243 | 698.2746 | 702.2819 | 705.9535 | 709.2936 | 712.3041 | 714.9852 | 717.3887 | 719.5561 | 721.5206 | 723.3086 | 724.9411 | 726.4343 | 727.8012 | 729.0516 | 730.1932 | 731.2304 | 732.1696 | 733.015 | 733.777 | 734.4647 | 735.0861 | 735.6482 | 736.1571 | 518.2283 | 521.7653 | 525.0362 | 528.0494 | 530.8101 | 533.3215 | 535.5852 | 537.6011 | 539.4083 | 541.0379 | 542.5151 | 543.8595 | 545.087 | 546.2097 | 547.2375 | 548.1777 | 549.036 | 549.8159 | 550.5221 | 551.1578 | 551.7308 | 552.2478 | 552.7151 | 553.1377 | 553.5203
OR_Commercial_Interruptible - College_Existing_Space Heating_Natural Gas_Retrocommissioning_A | OR | Commercial | Interruptible - College | Existing | Space Heating | Natural Gas | Retrocommissioning | A | OCM688 | No retro commissioning. | Periodic recommissioning of building systems. | 3 | 0.028643 | 0 | 0 | 0.15 | 0.02 | 0 | 0 | 0.28365 | 0.25 | sqft | 11% | 69.33% | Discretionary | RetroEven20_OR | 82.88% | Space Heating | 0% | 1168.0715 |  | 731.6535 |  | 0 | COM_RCX-HVAC-AEG-1 | COM_RCX-Heating-7PLN-v5-8 | COM_RCX-HVAC-AEG-1 | No retro commissioning. | No retro commissioning. | No retro commissioning. | No retro commissioning. | No retro commissioning. | No retro commissioning. | No retro commissioning. | No retro commissioning. | No retro commissioning. | No retro commissioning. | No retro commissioning. | No retro commissioning. | No retro commissioning. | No retro commissioning. | No retro commissioning. | No retro commissioning. | No retro commissioning. | No retro commissioning. | No retro commissioning. | No retro commissioning. | No retro commissioning. | No retro commissioning. | No retro commissioning. | No retro commissioning. | No retro commissioning. | No retro commissioning. | No retro commissioning. | Periodic recommissioning of building systems. | Periodic recommissioning of building systems. | Periodic recommissioning of building systems. | Periodic recommissioning of building systems. | Periodic recommissioning of building systems. | Periodic recommissioning of building systems. | Periodic recommissioning of building systems. | Periodic recommissioning of building systems. | Periodic recommissioning of building systems. | Periodic recommissioning of building systems. | Periodic recommissioning of building systems. | Periodic recommissioning of building systems. | Periodic recommissioning of building systems. | Periodic recommissioning of building systems. | Periodic recommissioning of building systems. | Periodic recommissioning of building systems. | Periodic recommissioning of building systems. | Periodic recommissioning of building systems. | Periodic recommissioning of building systems. | Periodic recommissioning of building systems. | Periodic recommissioning of building systems. | Periodic recommissioning of building systems. | Periodic recommissioning of building systems. | Periodic recommissioning of building systems. | Periodic recommissioning of building systems. | Periodic recommissioning of building systems. | Periodic recommissioning of building systems. | 0.15 | 0.15 | 0.15 | 0.15 | 0.15 | 0.15 | 0.15 | 0.15 | 0.15 | 0.15 | 0.15 | 0.15 | 0.15 | 0.15 | 0.15 | 0.15 | 0.15 | 0.15 | 0.15 | 0.15 | 0.15 | 0.15 | 0.15 | 0.15 | 0.15 | 0.15 | 0.15 | 0 | 0 | 0.0078981 | 0.0076795 | 0.007451 | 0.007219 | 0.0069816 | 0.0067372 | 0.0064826 | 0.0062195 | 0.0059507 | 0.0056805 | 0.0054155 | 0.0051589 | 0.0049149 | 0.004687 | 0.0044796 | 0.0043039 | 0.0041589 | 0.0040296 | 0.0039187 | 0.0038129 | 0.0037395 | 0.0036671 | 0.0035956 | 0.0035249 | 0.003455 | 0.26808 | 0.53504 | 0.51912 | 0.25793 | 0 | 0 | 0 | 0 | 0 | 0 | 0 | 0 | 0 | 0 | 0 | 0 | 0 | 0 | 0 | 0 | 0 | 0 | 0 | 0 | 0 | 0.26808 | 0.79571 | 1.2912 | 1.5089 | 1.4593 | 1.4082 | 1.355 | 1.3 | 1.2438 | 1.1873 | 1.1319 | 1.0783 | 1.0273 | 0.97965 | 0.93631 | 0.89958 | 0.86927 | 0.84224 | 0.81907 | 0.79696 | 0.78161 | 0.76648 | 0.75153 | 0.73676 | 0.72214 | 33942.5584 | 69671.5673 | 69671.5673 | 35729.0089 | 0 | 0 | 0 | 0 | 0 | 0 | 0 | 0 | 0 | 0 | 0 | 0 | 0 | 0 | 0 | 0 | 0 | 0 | 0 | 0 | 0 | 33942.5584 | 103614.1258 | 173285.6931 | 209014.702 | 209014.702 | 209014.702 | 209014.702 | 209014.702 | 209014.702 | 209014.702 | 209014.702 | 209014.702 | 209014.702 | 209014.702 | 209014.702 | 209014.702 | 209014.702 | 209014.702 | 209014.702 | 209014.702 | 209014.702 | 209014.702 | 209014.702 | 209014.702 | 209014.702 | 0.23078 | 0.46685 | 0.45935 | 0.23154 | 0 | 0 | 0 | 0 | 0 | 0 | 0 | 0 | 0 | 0 | 0 | 0 | 0 | 0 | 0 | 0 | 0 | 0 | 0 | 0 | 0 | 0.23078 | 0.69429 | 1.1425 | 1.3545 | 1.3295 | 1.3029 | 1.2738 | 1.2427 | 1.2097 | 1.1756 | 1.1415 | 1.108 | 1.0758 | 1.0457 | 1.0187 | 0.99705 | 0.98089 | 0.96747 | 0.95749 | 0.94831 | 0.94572 | 0.94325 | 0.9409 | 0.93864 | 0.93648 | 28851.1747 | 59220.8322 | 59220.8322 | 30369.6575 | 0 | 0 | 0 | 0 | 0 | 0 | 0 | 0 | 0 | 0 | 0 | 0 | 0 | 0 | 0 | 0 | 0 | 0 | 0 | 0 | 0 | 28851.1747 | 88072.0069 | 147292.8391 | 177662.4967 | 177662.4967 | 177662.4967 | 177662.4967 | 177662.4967 | 177662.4967 | 177662.4967 | 177662.4967 | 177662.4967 | 177662.4967 | 177662.4967 | 177662.4967 | 177662.4967 | 177662.4967 | 177662.4967 | 177662.4967 | 177662.4967 | 177662.4967 | 177662.4967 | 177662.4967 | 177662.4967 | 177662.4967 | 0.23123 | 0.46936 | 0.46354 | 0.23435 | 0 | 0 | 0 | 0 | 0 | 0 | 0 | 0 | 0 | 0 | 0 | 0 | 0 | 0 | 0 | 0 | 0 | 0 | 0 | 0 | 0 | 0.23123 | 0.69802 | 1.1529 | 1.3709 | 1.3498 | 1.3262 | 1.2999 | 1.2712 | 1.2417 | 1.2109 | 1.1798 | 1.1492 | 1.1198 | 1.0924 | 1.068 | 1.0485 | 1.0342 | 1.0227 | 1.0148 | 1.0077 | 1.0063 | 1.005 | 1.0038 | 1.0027 | 1.0017 | 28851.1747 | 59220.8322 | 59220.8322 | 30369.6575 | 0 | 0 | 0 | 0 | 0 | 0 | 0 | 0 | 0 | 0 | 0 | 0 | 0 | 0 | 0 | 0 | 0 | 0 | 0 | 0 | 0 | 28851.1747 | 88072.0069 | 147292.8391 | 177662.4967 | 177662.4967 | 177662.4967 | 177662.4967 | 177662.4967 | 177662.4967 | 177662.4967 | 177662.4967 | 177662.4967 | 177662.4967 | 177662.4967 | 177662.4967 | 177662.4967 | 177662.4967 | 177662.4967 | 177662.4967 | 177662.4967 | 177662.4967 | 177662.4967 | 177662.4967 | 177662.4967 | 177662.4967 | 0.23078 | 0.46685 | 0.45935 | 0.23154 | 0 | 0 | 0 | 0 | 0 | 0 | 0 | 0 | 0 | 0 | 0 | 0 | 0 | 0 | 0 | 0 | 0 | 0 | 0 | 0 | 0 | 0.23078 | 0.69429 | 1.1425 | 1.3545 | 1.3295 | 1.3029 | 1.2738 | 1.2427 | 1.2097 | 1.1756 | 1.1415 | 1.108 | 1.0758 | 1.0457 | 1.0187 | 0.99705 | 0.98089 | 0.96747 | 0.95749 | 0.94831 | 0.94572 | 0.94325 | 0.9409 | 0.93864 | 0.93648 | 28851.1747 | 59220.8322 | 59220.8322 | 30369.6575 | 0 | 0 | 0 | 0 | 0 | 0 | 0 | 0 | 0 | 0 | 0 | 0 | 0 | 0 | 0 | 0 | 0 | 0 | 0 | 0 | 0 | 28851.1747 | 88072.0069 | 147292.8391 | 177662.4967 | 177662.4967 | 177662.4967 | 177662.4967 | 177662.4967 | 177662.4967 | 177662.4967 | 177662.4967 | 177662.4967 | 177662.4967 | 177662.4967 | 177662.4967 | 177662.4967 | 177662.4967 | 177662.4967 | 177662.4967 | 177662.4967 | 177662.4967 | 177662.4967 | 177662.4967 | 177662.4967 | 177662.4967 | 1122.9708 | 1130.6351 | 1137.7231 | 1144.2524 | 1150.2347 | 1155.6768 | 1160.582 | 1164.9504 | 1168.8664 | 1172.3978 | 1175.5987 | 1178.512 | 1181.1718 | 1183.6048 | 1185.8319 | 1187.8692 | 1189.7292 | 1191.4192 | 1192.9496 | 1194.327 | 1195.5685 | 1196.689 | 1197.7015 | 1198.6173 | 1199.4464 | 703.4034 | 708.2041 | 712.6439 | 716.7337 | 720.4809 | 723.8897 | 726.9622 | 729.6985 | 732.1514 | 734.3634 | 736.3683 | 738.1932 | 739.8592 | 741.3832 | 742.7782 | 744.0543 | 745.2193 | 746.2779 | 747.2365 | 748.0993 | 748.877 | 749.5788 | 750.213 | 750.7866 | 751.306
OR_Commercial_Interruptible - College_Existing_Water Heating_Natural Gas_Retrocommissioning_A | OR | Commercial | Interruptible - College | Existing | Water Heating | Natural Gas | Retrocommissioning | A | OCM689 | No retro commissioning. | Periodic recommissioning of building systems. | 3 | 0.013268 | 0 | 0 | 0.15 | 0.02 | 0 | 0 | 0.28365 | 0.25 | sqft | 11% | 69.33% | Discretionary | RetroEven20_OR | 82.88% | Water Heating | 0% | 1168.0715 |  | 731.6535 |  | 0 | COM_RCX-HVAC-AEG-1 | COM_RCX-Heating-7PLN-v5-8 | COM_RCX-HVAC-AEG-1 | No retro commissioning. | No retro commissioning. | No retro commissioning. | No retro commissioning. | No retro commissioning. | No retro commissioning. | No retro commissioning. | No retro commissioning. | No retro commissioning. | No retro commissioning. | No retro commissioning. | No retro commissioning. | No retro commissioning. | No retro commissioning. | No retro commissioning. | No retro commissioning. | No retro commissioning. | No retro commissioning. | No retro commissioning. | No retro commissioning. | No retro commissioning. | No retro commissioning. | No retro commissioning. | No retro commissioning. | No retro commissioning. | No retro commissioning. | No retro commissioning. | Periodic recommissioning of building systems. | Periodic recommissioning of building systems. | Periodic recommissioning of building systems. | Periodic recommissioning of building systems. | Periodic recommissioning of building systems. | Periodic recommissioning of building systems. | Periodic recommissioning of building systems. | Periodic recommissioning of building systems. | Periodic recommissioning of building systems. | Periodic recommissioning of building systems. | Periodic recommissioning of building systems. | Periodic recommissioning of building systems. | Periodic recommissioning of building systems. | Periodic recommissioning of building systems. | Periodic recommissioning of building systems. | Periodic recommissioning of building systems. | Periodic recommissioning of building systems. | Periodic recommissioning of building systems. | Periodic recommissioning of building systems. | Periodic recommissioning of building systems. | Periodic recommissioning of building systems. | Periodic recommissioning of building systems. | Periodic recommissioning of building systems. | Periodic recommissioning of building systems. | Periodic recommissioning of building systems. | Periodic recommissioning of building systems. | Periodic recommissioning of building systems. | 0.15 | 0.15 | 0.15 | 0.15 | 0.15 | 0.15 | 0.15 | 0.15 | 0.15 | 0.15 | 0.15 | 0.15 | 0.15 | 0.15 | 0.15 | 0.15 | 0.15 | 0.15 | 0.15 | 0.15 | 0.15 | 0.15 | 0.15 | 0.15 | 0.15 | 0.15 | 0.15 | 0 | 0 | 0.0018376 | 0.0017842 | 0.0017353 | 0.0016901 | 0.0016485 | 0.0016094 | 0.0015736 | 0.0015407 | 0.0015096 | 0.0014808 | 0.0014715 | 0.0014647 | 0.0014608 | 0.0014524 | 0.0014459 | 0.0014407 | 0.0014366 | 0.001433 | 0.0014309 | 0.0014298 | 0.0014292 | 0.0014287 | 0.0014273 | 0.0014271 | 0.0014268 | 0.057778 | 0.11515 | 0.11199 | 0.055937 | 2.3989e-17 | 1.171e-17 | 4.5798e-17 | 0 | 0 | 0 | 0 | 0 | 0 | 0 | 0 | 0 | 0 | 0 | 0 | 0 | 0 | 0 | 0 | 0 | 0 | 0.057778 | 0.17125 | 0.27854 | 0.32723 | 0.31918 | 0.31162 | 0.30467 | 0.29832 | 0.29229 | 0.2867 | 0.28491 | 0.28358 | 0.28283 | 0.28121 | 0.27996 | 0.27895 | 0.27814 | 0.27746 | 0.27706 | 0.27683 | 0.27672 | 0.27663 | 0.27636 | 0.2763 | 0.27626 | 31442.1309 | 64539.1109 | 64539.1109 | 33096.9799 | 1.4552e-11 | 7.276e-12 | 2.9104e-11 | 0 | 0 | 0 | 0 | 0 | 0 | 0 | 0 | 0 | 0 | 0 | 0 | 0 | 0 | 0 | 0 | 0 | 0 | 31442.1309 | 95981.2418 | 160520.3527 | 193617.3326 | 193617.3326 | 193617.3326 | 193617.3326 | 193617.3326 | 193617.3326 | 193617.3326 | 193617.3326 | 193617.3326 | 193617.3326 | 193617.3326 | 193617.3326 | 193617.3326 | 193617.3326 | 193617.3326 | 193617.3326 | 193617.3326 | 193617.3326 | 193617.3326 | 193617.3326 | 193617.3326 | 193617.3326 | 0.049631 | 0.099921 | 0.098125 | 0.049468 | 2.5181e-17 | 1.2399e-17 | 3.6673e-17 | 0 | 0 | 0 | 0 | 0 | 0 | 0 | 0 | 0 | 0 | 0 | 0 | 0 | 0 | 0 | 0 | 0 | 0 | 0.049631 | 0.1486 | 0.24405 | 0.28939 | 0.28479 | 0.28045 | 0.2765 | 0.27294 | 0.26969 | 0.2668 | 0.26443 | 0.26254 | 0.26121 | 0.25979 | 0.25868 | 0.2578 | 0.25711 | 0.25656 | 0.25616 | 0.25588 | 0.25569 | 0.25554 | 0.25535 | 0.2553 | 0.25527 | 26725.8113 | 54858.2442 | 54858.2442 | 28132.4329 | 1.4552e-11 | 7.276e-12 | 2.1828e-11 | 0 | 0 | 0 | 0 | 0 | 0 | 0 | 0 | 0 | 0 | 0 | 0 | 0 | 0 | 0 | 0 | 0 | 0 | 26725.8113 | 81584.0555 | 136442.2998 | 164574.7327 | 164574.7327 | 164574.7327 | 164574.7327 | 164574.7327 | 164574.7327 | 164574.7327 | 164574.7327 | 164574.7327 | 164574.7327 | 164574.7327 | 164574.7327 | 164574.7327 | 164574.7327 | 164574.7327 | 164574.7327 | 164574.7327 | 164574.7327 | 164574.7327 | 164574.7327 | 164574.7327 | 164574.7327 | 0.049642 | 0.099968 | 0.098199 | 0.049522 | 2.5217e-17 | 1.2422e-17 | 3.6758e-17 | 0 | 0 | 0 | 0 | 0 | 0 | 0 | 0 | 0 | 0 | 0 | 0 | 0 | 0 | 0 | 0 | 0 | 0 | 0.049642 | 0.14867 | 0.24424 | 0.2897 | 0.28519 | 0.28097 | 0.27714 | 0.2737 | 0.27057 | 0.26778 | 0.26546 | 0.26359 | 0.26227 | 0.26086 | 0.25975 | 0.25886 | 0.25817 | 0.25761 | 0.25722 | 0.25694 | 0.25674 | 0.25659 | 0.2564 | 0.25635 | 0.25631 | 26725.8113 | 54858.2442 | 54858.2442 | 28132.4329 | 1.4552e-11 | 7.276e-12 | 2.1828e-11 | 0 | 0 | 0 | 0 | 0 | 0 | 0 | 0 | 0 | 0 | 0 | 0 | 0 | 0 | 0 | 0 | 0 | 0 | 26725.8113 | 81584.0555 | 136442.2998 | 164574.7327 | 164574.7327 | 164574.7327 | 164574.7327 | 164574.7327 | 164574.7327 | 164574.7327 | 164574.7327 | 164574.7327 | 164574.7327 | 164574.7327 | 164574.7327 | 164574.7327 | 164574.7327 | 164574.7327 | 164574.7327 | 164574.7327 | 164574.7327 | 164574.7327 | 164574.7327 | 164574.7327 | 164574.7327 | 0.049635 | 0.099942 | 0.098158 | 0.049493 | 2.5198e-17 | 1.241e-17 | 3.6714e-17 | 0 | 0 | 0 | 0 | 0 | 0 | 0 | 0 | 0 | 0 | 0 | 0 | 0 | 0 | 0 | 0 | 0 | 0 | 0.049635 | 0.14863 | 0.24414 | 0.28953 | 0.28498 | 0.2807 | 0.27681 | 0.27331 | 0.27012 | 0.26727 | 0.26492 | 0.26302 | 0.26169 | 0.26027 | 0.25916 | 0.25827 | 0.25758 | 0.25703 | 0.25663 | 0.25635 | 0.25615 | 0.25601 | 0.25582 | 0.25577 | 0.25573 | 26725.8113 | 54858.2442 | 54858.2442 | 28132.4329 | 1.4552e-11 | 7.276e-12 | 2.1828e-11 | 0 | 0 | 0 | 0 | 0 | 0 | 0 | 0 | 0 | 0 | 0 | 0 | 0 | 0 | 0 | 0 | 0 | 0 | 26725.8113 | 81584.0555 | 136442.2998 | 164574.7327 | 164574.7327 | 164574.7327 | 164574.7327 | 164574.7327 | 164574.7327 | 164574.7327 | 164574.7327 | 164574.7327 | 164574.7327 | 164574.7327 | 164574.7327 | 164574.7327 | 164574.7327 | 164574.7327 | 164574.7327 | 164574.7327 | 164574.7327 | 164574.7327 | 164574.7327 | 164574.7327 | 164574.7327 | 1122.9708 | 1130.6351 | 1137.7231 | 1144.2524 | 1150.2347 | 1155.6768 | 1160.582 | 1164.9504 | 1168.8664 | 1172.3978 | 1175.5987 | 1178.512 | 1181.1718 | 1183.6048 | 1185.8319 | 1187.8692 | 1189.7292 | 1191.4192 | 1192.9496 | 1194.327 | 1195.5685 | 1196.689 | 1197.7015 | 1198.6173 | 1199.4464 | 703.4034 | 708.2041 | 712.6439 | 716.7337 | 720.4809 | 723.8897 | 726.9622 | 729.6985 | 732.1514 | 734.3634 | 736.3683 | 738.1932 | 739.8592 | 741.3832 | 742.7782 | 744.0543 | 745.2193 | 746.2779 | 747.2365 | 748.0993 | 748.877 | 749.5788 | 750.213 | 750.7866 | 751.306
OR_Commercial_Interruptible - College_New_Space Heating_Natural Gas_Insulation - Ceiling_A | OR | Commercial | Interruptible - College | New | Space Heating | Natural Gas | Insulation - Ceiling | A | OCM690 | R-13 | R-38 | 22 | 0 | 0 | 0 | 0.39 | 0 | 0 | 0 | 0.24319 | 0.25 | sqft roof | 0% | 0% | Discretionary | Retro1Slow_OR | 84.23% | Space Heating | 0% | 0 |  | 0 |  | 0 | Avista TRM | Avista TRM | Avista TRM | R-13 | R-13 | R-13 | R-13 | R-13 | R-13 | R-13 | R-13 | R-13 | R-13 | R-13 | R-13 | R-13 | R-13 | R-13 | R-13 | R-13 | R-13 | R-13 | R-13 | R-13 | R-13 | R-13 | R-13 | R-13 | R-13 | R-13 | R-38 | R-38 | R-38 | R-38 | R-38 | R-38 | R-38 | R-38 | R-38 | R-38 | R-38 | R-38 | R-38 | R-38 | R-38 | R-38 | R-38 | R-38 | R-38 | R-38 | R-38 | R-38 | R-38 | R-38 | R-38 | R-38 | R-38 | 0.39 | 0.39 | 0.39 | 0.39 | 0.39 | 0.39 | 0.39 | 0.39 | 0.39 | 0.39 | 0.39 | 0.39 | 0.39 | 0.39 | 0.39 | 0.39 | 0.39 | 0.39 | 0.39 | 0.39 | 0.39 | 0.39 | 0.39 | 0.39 | 0.39 | 0.39 | 0.39 | 0 | 0 | 0 | 0 | 0 | 0 | 0 | 0 | 0 | 0 | 0 | 0 | 0 | 0 | 0 | 0 | 0 | 0 | 0 | 0 | 0 | 0 | 0 | 0 | 0 | 0 | 0 | 0 | 0 | 0 | 0 | 0 | 0 | 0 | 0 | 0 | 0 | 0 | 0 | 0 | 0 | 0 | 0 | 0 | 0 | 0 | 0 | 0 | 0 | 0 | 0 | 0 | 0 | 0 | 0 | 0 | 0 | 0 | 0 | 0 | 0 | 0 | 0 | 0 | 0 | 0 | 0 | 0 | 0 | 0 | 0 | 0 | 0 | 0 | 0 | 0 | 0 | 0 | 0 | 0 | 0 | 0 | 0 | 0 | 0 | 0 | 0 | 0 | 0 | 0 | 0 | 0 | 0 | 0 | 0 | 0 | 0 | 0 | 0 | 0 | 0 | 0 | 0 | 0 | 0 | 0 | 0 | 0 | 0 | 0 | 0 | 0 | 0 | 0 | 0 | 0 | 0 | 0 | 0 | 0 | 0 | 0 | 0 | 0 | 0 | 0 | 0 | 0 | 0 | 0 | 0 | 0 | 0 | 0 | 0 | 0 | 0 | 0 | 0 | 0 | 0 | 0 | 0 | 0 | 0 | 0 | 0 | 0 | 0 | 0 | 0 | 0 | 0 | 0 | 0 | 0 | 0 | 0 | 0 | 0 | 0 | 0 | 0 | 0 | 0 | 0 | 0 | 0 | 0 | 0 | 0 | 0 | 0 | 0 | 0 | 0 | 0 | 0 | 0 | 0 | 0 | 0 | 0 | 0 | 0 | 0 | 0 | 0 | 0 | 0 | 0 | 0 | 0 | 0 | 0 | 0 | 0 | 0 | 0 | 0 | 0 | 0 | 0 | 0 | 0 | 0 | 0 | 0 | 0 | 0 | 0 | 0 | 0 | 0 | 0 | 0 | 0 | 0 | 0 | 0 | 0 | 0 | 0 | 0 | 0 | 0 | 0 | 0 | 0 | 0 | 0 | 0 | 0 | 0 | 0 | 0 | 0 | 0 | 0 | 0 | 0 | 0 | 0 | 0 | 0 | 0 | 0 | 0 | 0 | 0 | 0 | 0 | 0 | 0 | 0 | 0 | 0 | 0 | 0 | 0 | 0 | 0 | 0 | 0 | 0 | 0 | 0 | 0 | 0 | 0 | 0 | 0 | 0 | 0 | 0 | 0 | 0 | 0 | 0 | 0 | 0 | 0 | 0 | 0 | 0 | 0 | 0 | 0 | 0 | 0 | 0 | 0 | 0 | 0 | 0 | 0 | 0 | 0 | 0 | 0 | 0 | 0 | 0 | 0 | 0 | 0 | 0 | 0 | 0 | 0 | 0 | 0 | 0 | 0 | 0 | 0 | 0 | 0 | 0 | 0 | 0 | 0 | 0 | 0 | 0 | 0 | 0 | 0 | 0 | 0 | 0 | 0 | 0 | 0 | 0 | 0 | 0 | 0 | 0 | 0 | 0 | 0 | 0 | 0 | 0 | 0 | 0 | 0 | 0 | 0 | 0 | 0 | 0 | 0 | 0 | 0 | 0 | 0 | 0 | 0 | 0 | 0 | 0 | 0 | 0 | 0 | 0 | 0 | 0 | 0 | 0 | 0 | 0 | 0 | 0 | 0 | 0 | 0 | 0 | 0 | 0 | 0 | 0 | 0 | 0 | 0 | 0 | 0 | 0 | 0 | 0 | 0 | 0 | 0 | 0 | 0 | 0 | 0 | 0 | 0 | 0 | 0 | 0 | 0 | 0 | 0 | 0 | 0 | 0 | 0 | 0 | 0 | 0 | 0 | 0 | 0 | 0 | 0 | 0 | 0 | 0 | 0 | 0 | 0 | 0 | 0 | 0 | 0 | 0 | 0 | 0 | 0 | 0 | 0 | 0 | 0 | 0 | 0 | 0 | 0 | 0 | 0 | 0 | 0 | 0 | 0 | 0 | 0 | 0 | 0 | 0 | 0 | 0 | 0 | 0 | 0 | 0 | 0 | 0 | 0 | 0 | 0 | 0 | 0 | 0 | 0 | 0 | 0 | 0 | 0 | 0 | 0 | 0 | 0 | 0 | 0 | 0
OR_Commercial_Interruptible - College_New_Space Heating_Natural Gas_Insulation - Ducting_A | OR | Commercial | Interruptible - College | New | Space Heating | Natural Gas | Insulation - Ducting | A | OCM691 | R-4 | R-8 | 20 | 0 | 0 | 0 | 0.96 | 0 | 0 | 0 | 0.24319 | 0.25 | sqft duct | 0% | 0% | Discretionary | Retro1Slow_OR | 84.23% | Central Systems | 0% | 0 |  | 0 |  | 0 | INS_DCT-All-DEER-1 | INS_DCT-All-DEER-1 | Building Energy Simulation Tool | R-4 | R-4 | R-4 | R-4 | R-4 | R-4 | R-4 | R-4 | R-4 | R-4 | R-4 | R-4 | R-4 | R-4 | R-4 | R-4 | R-4 | R-4 | R-4 | R-4 | R-4 | R-4 | R-4 | R-4 | R-4 | R-4 | R-4 | R-8 | R-8 | R-8 | R-8 | R-8 | R-8 | R-8 | R-8 | R-8 | R-8 | R-8 | R-8 | R-8 | R-8 | R-8 | R-8 | R-8 | R-8 | R-8 | R-8 | R-8 | R-8 | R-8 | R-8 | R-8 | R-8 | R-8 | 0.96 | 0.96 | 0.96 | 0.96 | 0.96 | 0.96 | 0.96 | 0.96 | 0.96 | 0.96 | 0.96 | 0.96 | 0.96 | 0.96 | 0.96 | 0.96 | 0.96 | 0.96 | 0.96 | 0.96 | 0.96 | 0.96 | 0.96 | 0.96 | 0.96 | 0.96 | 0.96 | 0 | 0 | 0 | 0 | 0 | 0 | 0 | 0 | 0 | 0 | 0 | 0 | 0 | 0 | 0 | 0 | 0 | 0 | 0 | 0 | 0 | 0 | 0 | 0 | 0 | 0 | 0 | 0 | 0 | 0 | 0 | 0 | 0 | 0 | 0 | 0 | 0 | 0 | 0 | 0 | 0 | 0 | 0 | 0 | 0 | 0 | 0 | 0 | 0 | 0 | 0 | 0 | 0 | 0 | 0 | 0 | 0 | 0 | 0 | 0 | 0 | 0 | 0 | 0 | 0 | 0 | 0 | 0 | 0 | 0 | 0 | 0 | 0 | 0 | 0 | 0 | 0 | 0 | 0 | 0 | 0 | 0 | 0 | 0 | 0 | 0 | 0 | 0 | 0 | 0 | 0 | 0 | 0 | 0 | 0 | 0 | 0 | 0 | 0 | 0 | 0 | 0 | 0 | 0 | 0 | 0 | 0 | 0 | 0 | 0 | 0 | 0 | 0 | 0 | 0 | 0 | 0 | 0 | 0 | 0 | 0 | 0 | 0 | 0 | 0 | 0 | 0 | 0 | 0 | 0 | 0 | 0 | 0 | 0 | 0 | 0 | 0 | 0 | 0 | 0 | 0 | 0 | 0 | 0 | 0 | 0 | 0 | 0 | 0 | 0 | 0 | 0 | 0 | 0 | 0 | 0 | 0 | 0 | 0 | 0 | 0 | 0 | 0 | 0 | 0 | 0 | 0 | 0 | 0 | 0 | 0 | 0 | 0 | 0 | 0 | 0 | 0 | 0 | 0 | 0 | 0 | 0 | 0 | 0 | 0 | 0 | 0 | 0 | 0 | 0 | 0 | 0 | 0 | 0 | 0 | 0 | 0 | 0 | 0 | 0 | 0 | 0 | 0 | 0 | 0 | 0 | 0 | 0 | 0 | 0 | 0 | 0 | 0 | 0 | 0 | 0 | 0 | 0 | 0 | 0 | 0 | 0 | 0 | 0 | 0 | 0 | 0 | 0 | 0 | 0 | 0 | 0 | 0 | 0 | 0 | 0 | 0 | 0 | 0 | 0 | 0 | 0 | 0 | 0 | 0 | 0 | 0 | 0 | 0 | 0 | 0 | 0 | 0 | 0 | 0 | 0 | 0 | 0 | 0 | 0 | 0 | 0 | 0 | 0 | 0 | 0 | 0 | 0 | 0 | 0 | 0 | 0 | 0 | 0 | 0 | 0 | 0 | 0 | 0 | 0 | 0 | 0 | 0 | 0 | 0 | 0 | 0 | 0 | 0 | 0 | 0 | 0 | 0 | 0 | 0 | 0 | 0 | 0 | 0 | 0 | 0 | 0 | 0 | 0 | 0 | 0 | 0 | 0 | 0 | 0 | 0 | 0 | 0 | 0 | 0 | 0 | 0 | 0 | 0 | 0 | 0 | 0 | 0 | 0 | 0 | 0 | 0 | 0 | 0 | 0 | 0 | 0 | 0 | 0 | 0 | 0 | 0 | 0 | 0 | 0 | 0 | 0 | 0 | 0 | 0 | 0 | 0 | 0 | 0 | 0 | 0 | 0 | 0 | 0 | 0 | 0 | 0 | 0 | 0 | 0 | 0 | 0 | 0 | 0 | 0 | 0 | 0 | 0 | 0 | 0 | 0 | 0 | 0 | 0 | 0 | 0 | 0 | 0 | 0 | 0 | 0 | 0 | 0 | 0 | 0 | 0 | 0 | 0 | 0 | 0 | 0 | 0 | 0 | 0 | 0 | 0 | 0 | 0 | 0 | 0 | 0 | 0 | 0 | 0 | 0 | 0 | 0 | 0 | 0 | 0 | 0 | 0 | 0 | 0 | 0 | 0 | 0 | 0 | 0 | 0 | 0 | 0 | 0 | 0 | 0 | 0 | 0 | 0 | 0 | 0 | 0 | 0 | 0 | 0 | 0 | 0 | 0 | 0 | 0 | 0 | 0 | 0 | 0 | 0 | 0 | 0 | 0 | 0 | 0 | 0 | 0 | 0 | 0 | 0 | 0 | 0 | 0 | 0 | 0 | 0 | 0 | 0 | 0 | 0 | 0 | 0 | 0 | 0 | 0 | 0 | 0 | 0 | 0 | 0 | 0 | 0 | 0
OR_Commercial_Interruptible - College_New_Space Heating_Natural Gas_Insulation - Wall Cavity_A | OR | Commercial | Interruptible - College | New | Space Heating | Natural Gas | Insulation - Wall Cavity | A | OCM692 | R-9 | R-23 | 22 | 0 | 0 | 0 | 0.66 | 0 | 0 | 0 | 0.24319 | 0.25 | sqft wall | 0% | 0% | Discretionary | Retro1Slow_OR | 84.23% | Space Heating | 0% | 0 |  | 0 |  | 0 | Avista TRM | Avista TRM | Avista TRM | R-9 | R-9 | R-9 | R-9 | R-9 | R-9 | R-9 | R-9 | R-9 | R-9 | R-9 | R-9 | R-9 | R-9 | R-9 | R-9 | R-9 | R-9 | R-9 | R-9 | R-9 | R-9 | R-9 | R-9 | R-9 | R-9 | R-9 | R-23 | R-23 | R-23 | R-23 | R-23 | R-23 | R-23 | R-23 | R-23 | R-23 | R-23 | R-23 | R-23 | R-23 | R-23 | R-23 | R-23 | R-23 | R-23 | R-23 | R-23 | R-23 | R-23 | R-23 | R-23 | R-23 | R-23 | 0.66 | 0.66 | 0.66 | 0.66 | 0.66 | 0.66 | 0.66 | 0.66 | 0.66 | 0.66 | 0.66 | 0.66 | 0.66 | 0.66 | 0.66 | 0.66 | 0.66 | 0.66 | 0.66 | 0.66 | 0.66 | 0.66 | 0.66 | 0.66 | 0.66 | 0.66 | 0.66 | 0 | 0 | 0 | 0 | 0 | 0 | 0 | 0 | 0 | 0 | 0 | 0 | 0 | 0 | 0 | 0 | 0 | 0 | 0 | 0 | 0 | 0 | 0 | 0 | 0 | 0 | 0 | 0 | 0 | 0 | 0 | 0 | 0 | 0 | 0 | 0 | 0 | 0 | 0 | 0 | 0 | 0 | 0 | 0 | 0 | 0 | 0 | 0 | 0 | 0 | 0 | 0 | 0 | 0 | 0 | 0 | 0 | 0 | 0 | 0 | 0 | 0 | 0 | 0 | 0 | 0 | 0 | 0 | 0 | 0 | 0 | 0 | 0 | 0 | 0 | 0 | 0 | 0 | 0 | 0 | 0 | 0 | 0 | 0 | 0 | 0 | 0 | 0 | 0 | 0 | 0 | 0 | 0 | 0 | 0 | 0 | 0 | 0 | 0 | 0 | 0 | 0 | 0 | 0 | 0 | 0 | 0 | 0 | 0 | 0 | 0 | 0 | 0 | 0 | 0 | 0 | 0 | 0 | 0 | 0 | 0 | 0 | 0 | 0 | 0 | 0 | 0 | 0 | 0 | 0 | 0 | 0 | 0 | 0 | 0 | 0 | 0 | 0 | 0 | 0 | 0 | 0 | 0 | 0 | 0 | 0 | 0 | 0 | 0 | 0 | 0 | 0 | 0 | 0 | 0 | 0 | 0 | 0 | 0 | 0 | 0 | 0 | 0 | 0 | 0 | 0 | 0 | 0 | 0 | 0 | 0 | 0 | 0 | 0 | 0 | 0 | 0 | 0 | 0 | 0 | 0 | 0 | 0 | 0 | 0 | 0 | 0 | 0 | 0 | 0 | 0 | 0 | 0 | 0 | 0 | 0 | 0 | 0 | 0 | 0 | 0 | 0 | 0 | 0 | 0 | 0 | 0 | 0 | 0 | 0 | 0 | 0 | 0 | 0 | 0 | 0 | 0 | 0 | 0 | 0 | 0 | 0 | 0 | 0 | 0 | 0 | 0 | 0 | 0 | 0 | 0 | 0 | 0 | 0 | 0 | 0 | 0 | 0 | 0 | 0 | 0 | 0 | 0 | 0 | 0 | 0 | 0 | 0 | 0 | 0 | 0 | 0 | 0 | 0 | 0 | 0 | 0 | 0 | 0 | 0 | 0 | 0 | 0 | 0 | 0 | 0 | 0 | 0 | 0 | 0 | 0 | 0 | 0 | 0 | 0 | 0 | 0 | 0 | 0 | 0 | 0 | 0 | 0 | 0 | 0 | 0 | 0 | 0 | 0 | 0 | 0 | 0 | 0 | 0 | 0 | 0 | 0 | 0 | 0 | 0 | 0 | 0 | 0 | 0 | 0 | 0 | 0 | 0 | 0 | 0 | 0 | 0 | 0 | 0 | 0 | 0 | 0 | 0 | 0 | 0 | 0 | 0 | 0 | 0 | 0 | 0 | 0 | 0 | 0 | 0 | 0 | 0 | 0 | 0 | 0 | 0 | 0 | 0 | 0 | 0 | 0 | 0 | 0 | 0 | 0 | 0 | 0 | 0 | 0 | 0 | 0 | 0 | 0 | 0 | 0 | 0 | 0 | 0 | 0 | 0 | 0 | 0 | 0 | 0 | 0 | 0 | 0 | 0 | 0 | 0 | 0 | 0 | 0 | 0 | 0 | 0 | 0 | 0 | 0 | 0 | 0 | 0 | 0 | 0 | 0 | 0 | 0 | 0 | 0 | 0 | 0 | 0 | 0 | 0 | 0 | 0 | 0 | 0 | 0 | 0 | 0 | 0 | 0 | 0 | 0 | 0 | 0 | 0 | 0 | 0 | 0 | 0 | 0 | 0 | 0 | 0 | 0 | 0 | 0 | 0 | 0 | 0 | 0 | 0 | 0 | 0 | 0 | 0 | 0 | 0 | 0 | 0 | 0 | 0 | 0 | 0 | 0 | 0 | 0 | 0 | 0 | 0 | 0 | 0 | 0 | 0 | 0 | 0 | 0 | 0 | 0 | 0 | 0 | 0 | 0 | 0 | 0 | 0 | 0 | 0 | 0 | 0 | 0 | 0 | 0 | 0 | 0 | 0 | 0 | 0 | 0 | 0 | 0 | 0 | 0 | 0 | 0
OR_Commercial_Interruptible - College_New_Space Heating_Natural Gas_Green Roof - Vegetated Rooftop_A | OR | Commercial | Interruptible - College | New | Space Heating | Natural Gas | Green Roof - Vegetated Rooftop | A | OCM693 | No vegetation on roof | Green roof | 25 | 0 | 0 | 0 | 7.64 | 0 | 0.57 | 0 | 0.28365 | 0.25 | sqft roof | 15% | 46.67% | Discretionary | Retro1Slow_OR | 84.23% | Space Heating | 0% | 0 |  | 0 |  | 0 | Measure Cost Research v1.1 - Sep 2020.xlsx | Measure Cost Research v1.1 - Sep 2020.xlsx | Measure Cost Research v1.1 - Sep 2020.xlsx | No vegetation on roof | No vegetation on roof | No vegetation on roof | No vegetation on roof | No vegetation on roof | No vegetation on roof | No vegetation on roof | No vegetation on roof | No vegetation on roof | No vegetation on roof | No vegetation on roof | No vegetation on roof | No vegetation on roof | No vegetation on roof | No vegetation on roof | No vegetation on roof | No vegetation on roof | No vegetation on roof | No vegetation on roof | No vegetation on roof | No vegetation on roof | No vegetation on roof | No vegetation on roof | No vegetation on roof | No vegetation on roof | No vegetation on roof | No vegetation on roof | Green roof | Green roof | Green roof | Green roof | Green roof | Green roof | Green roof | Green roof | Green roof | Green roof | Green roof | Green roof | Green roof | Green roof | Green roof | Green roof | Green roof | Green roof | Green roof | Green roof | Green roof | Green roof | Green roof | Green roof | Green roof | Green roof | Green roof | 7.64 | 7.64 | 7.64 | 7.64 | 7.64 | 7.64 | 7.64 | 7.64 | 7.64 | 7.64 | 7.64 | 7.64 | 7.64 | 7.64 | 7.64 | 7.64 | 7.64 | 7.64 | 7.64 | 7.64 | 7.64 | 7.64 | 7.64 | 7.64 | 7.64 | 7.64 | 7.64 | 0 | 0 | 0 | 0 | 0 | 0 | 0 | 0 | 0 | 0 | 0 | 0 | 0 | 0 | 0 | 0 | 0 | 0 | 0 | 0 | 0 | 0 | 0 | 0 | 0 | 0 | 0 | 0 | 0 | 0 | 0 | 0 | 0 | 0 | 0 | 0 | 0 | 0 | 0 | 0 | 0 | 0 | 0 | 0 | 0 | 0 | 0 | 0 | 0 | 0 | 0 | 0 | 0 | 0 | 0 | 0 | 0 | 0 | 0 | 0 | 0 | 0 | 0 | 0 | 0 | 0 | 0 | 0 | 0 | 0 | 0 | 0 | 0 | 0 | 0 | 0 | 0 | 0 | 0 | 0 | 0 | 0 | 0 | 0 | 0 | 0 | 0 | 0 | 0 | 0 | 0 | 0 | 0 | 0 | 0 | 0 | 0 | 0 | 0 | 0 | 0 | 0 | 0 | 0 | 0 | 0 | 0 | 0 | 0 | 0 | 0 | 0 | 0 | 0 | 0 | 0 | 0 | 0 | 0 | 0 | 0 | 0 | 0 | 0 | 0 | 0 | 0 | 0 | 0 | 0 | 0 | 0 | 0 | 0 | 0 | 0 | 0 | 0 | 0 | 0 | 0 | 0 | 0 | 0 | 0 | 0 | 0 | 0 | 0 | 0 | 0 | 0 | 0 | 0 | 0 | 0 | 0 | 0 | 0 | 0 | 0 | 0 | 0 | 0 | 0 | 0 | 0 | 0 | 0 | 0 | 0 | 0 | 0 | 0 | 0 | 0 | 0 | 0 | 0 | 0 | 0 | 0 | 0 | 0 | 0 | 0 | 0 | 0 | 0 | 0 | 0 | 0 | 0 | 0 | 0 | 0 | 0 | 0 | 0 | 0 | 0 | 0 | 0 | 0 | 0 | 0 | 0 | 0 | 0 | 0 | 0 | 0 | 0 | 0 | 0 | 0 | 0 | 0 | 0 | 0 | 0 | 0 | 0 | 0 | 0 | 0 | 0 | 0 | 0 | 0 | 0 | 0 | 0 | 0 | 0 | 0 | 0 | 0 | 0 | 0 | 0 | 0 | 0 | 0 | 0 | 0 | 0 | 0 | 0 | 0 | 0 | 0 | 0 | 0 | 0 | 0 | 0 | 0 | 0 | 0 | 0 | 0 | 0 | 0 | 0 | 0 | 0 | 0 | 0 | 0 | 0 | 0 | 0 | 0 | 0 | 0 | 0 | 0 | 0 | 0 | 0 | 0 | 0 | 0 | 0 | 0 | 0 | 0 | 0 | 0 | 0 | 0 | 0 | 0 | 0 | 0 | 0 | 0 | 0 | 0 | 0 | 0 | 0 | 0 | 0 | 0 | 0 | 0 | 0 | 0 | 0 | 0 | 0 | 0 | 0 | 0 | 0 | 0 | 0 | 0 | 0 | 0 | 0 | 0 | 0 | 0 | 0 | 0 | 0 | 0 | 0 | 0 | 0 | 0 | 0 | 0 | 0 | 0 | 0 | 0 | 0 | 0 | 0 | 0 | 0 | 0 | 0 | 0 | 0 | 0 | 0 | 0 | 0 | 0 | 0 | 0 | 0 | 0 | 0 | 0 | 0 | 0 | 0 | 0 | 0 | 0 | 0 | 0 | 0 | 0 | 0 | 0 | 0 | 0 | 0 | 0 | 0 | 0 | 0 | 0 | 0 | 0 | 0 | 0 | 0 | 0 | 0 | 0 | 0 | 0 | 0 | 0 | 0 | 0 | 0 | 0 | 0 | 0 | 0 | 0 | 0 | 0 | 0 | 0 | 0 | 0 | 0 | 0 | 0 | 0 | 0 | 0 | 0 | 0 | 0 | 0 | 0 | 0 | 0 | 0 | 0 | 0 | 0 | 0 | 0 | 0 | 0 | 0 | 0 | 0 | 0 | 0 | 0 | 0 | 0 | 0 | 0 | 0 | 0 | 0 | 0 | 0 | 0 | 0 | 0 | 0 | 0 | 0 | 0 | 0 | 0 | 0 | 0 | 0 | 0 | 0 | 0 | 0 | 0 | 0 | 0 | 0 | 0 | 0 | 0 | 0 | 0 | 0 | 0 | 0 | 0 | 0 | 0 | 0 | 0 | 0 | 0
OR_Commercial_Interruptible - College_New_Space Heating_Natural Gas_Ducting - Repair and Sealing_A | OR | Commercial | Interruptible - College | New | Space Heating | Natural Gas | Ducting - Repair and Sealing | A | OCM694 | 20% Leakage | Sealed | 18 | 0 | 0 | 0 | 0.65 | 0 | 0 | 0 | 0.19525 | 0.25 | sqft duct | 15% | 46.67% | Discretionary | Retro1Slow_OR | 84.23% | Central Systems | 0% | 0 |  | 0 |  | 0 | DCT_RPR-All-DEER-1 | DCT_RPR-Cooling-RTF-1 | Building Energy Simulation Tool | 20% Leakage | 20% Leakage | 20% Leakage | 20% Leakage | 20% Leakage | 20% Leakage | 20% Leakage | 20% Leakage | 20% Leakage | 20% Leakage | 20% Leakage | 20% Leakage | 20% Leakage | 20% Leakage | 20% Leakage | 20% Leakage | 20% Leakage | 20% Leakage | 20% Leakage | 20% Leakage | 20% Leakage | 20% Leakage | 20% Leakage | 20% Leakage | 20% Leakage | 20% Leakage | 20% Leakage | Sealed | Sealed | Sealed | Sealed | Sealed | Sealed | Sealed | Sealed | Sealed | Sealed | Sealed | Sealed | Sealed | Sealed | Sealed | Sealed | Sealed | Sealed | Sealed | Sealed | Sealed | Sealed | Sealed | Sealed | Sealed | Sealed | Sealed | 0.65 | 0.65 | 0.65 | 0.65 | 0.65 | 0.65 | 0.65 | 0.65 | 0.65 | 0.65 | 0.65 | 0.65 | 0.65 | 0.65 | 0.65 | 0.65 | 0.65 | 0.65 | 0.65 | 0.65 | 0.65 | 0.65 | 0.65 | 0.65 | 0.65 | 0.65 | 0.65 | 0 | 0 | 0 | 0 | 0 | 0 | 0 | 0 | 0 | 0 | 0 | 0 | 0 | 0 | 0 | 0 | 0 | 0 | 0 | 0 | 0 | 0 | 0 | 0 | 0 | 0 | 0 | 0 | 0 | 0 | 0 | 0 | 0 | 0 | 0 | 0 | 0 | 0 | 0 | 0 | 0 | 0 | 0 | 0 | 0 | 0 | 0 | 0 | 0 | 0 | 0 | 0 | 0 | 0 | 0 | 0 | 0 | 0 | 0 | 0 | 0 | 0 | 0 | 0 | 0 | 0 | 0 | 0 | 0 | 0 | 0 | 0 | 0 | 0 | 0 | 0 | 0 | 0 | 0 | 0 | 0 | 0 | 0 | 0 | 0 | 0 | 0 | 0 | 0 | 0 | 0 | 0 | 0 | 0 | 0 | 0 | 0 | 0 | 0 | 0 | 0 | 0 | 0 | 0 | 0 | 0 | 0 | 0 | 0 | 0 | 0 | 0 | 0 | 0 | 0 | 0 | 0 | 0 | 0 | 0 | 0 | 0 | 0 | 0 | 0 | 0 | 0 | 0 | 0 | 0 | 0 | 0 | 0 | 0 | 0 | 0 | 0 | 0 | 0 | 0 | 0 | 0 | 0 | 0 | 0 | 0 | 0 | 0 | 0 | 0 | 0 | 0 | 0 | 0 | 0 | 0 | 0 | 0 | 0 | 0 | 0 | 0 | 0 | 0 | 0 | 0 | 0 | 0 | 0 | 0 | 0 | 0 | 0 | 0 | 0 | 0 | 0 | 0 | 0 | 0 | 0 | 0 | 0 | 0 | 0 | 0 | 0 | 0 | 0 | 0 | 0 | 0 | 0 | 0 | 0 | 0 | 0 | 0 | 0 | 0 | 0 | 0 | 0 | 0 | 0 | 0 | 0 | 0 | 0 | 0 | 0 | 0 | 0 | 0 | 0 | 0 | 0 | 0 | 0 | 0 | 0 | 0 | 0 | 0 | 0 | 0 | 0 | 0 | 0 | 0 | 0 | 0 | 0 | 0 | 0 | 0 | 0 | 0 | 0 | 0 | 0 | 0 | 0 | 0 | 0 | 0 | 0 | 0 | 0 | 0 | 0 | 0 | 0 | 0 | 0 | 0 | 0 | 0 | 0 | 0 | 0 | 0 | 0 | 0 | 0 | 0 | 0 | 0 | 0 | 0 | 0 | 0 | 0 | 0 | 0 | 0 | 0 | 0 | 0 | 0 | 0 | 0 | 0 | 0 | 0 | 0 | 0 | 0 | 0 | 0 | 0 | 0 | 0 | 0 | 0 | 0 | 0 | 0 | 0 | 0 | 0 | 0 | 0 | 0 | 0 | 0 | 0 | 0 | 0 | 0 | 0 | 0 | 0 | 0 | 0 | 0 | 0 | 0 | 0 | 0 | 0 | 0 | 0 | 0 | 0 | 0 | 0 | 0 | 0 | 0 | 0 | 0 | 0 | 0 | 0 | 0 | 0 | 0 | 0 | 0 | 0 | 0 | 0 | 0 | 0 | 0 | 0 | 0 | 0 | 0 | 0 | 0 | 0 | 0 | 0 | 0 | 0 | 0 | 0 | 0 | 0 | 0 | 0 | 0 | 0 | 0 | 0 | 0 | 0 | 0 | 0 | 0 | 0 | 0 | 0 | 0 | 0 | 0 | 0 | 0 | 0 | 0 | 0 | 0 | 0 | 0 | 0 | 0 | 0 | 0 | 0 | 0 | 0 | 0 | 0 | 0 | 0 | 0 | 0 | 0 | 0 | 0 | 0 | 0 | 0 | 0 | 0 | 0 | 0 | 0 | 0 | 0 | 0 | 0 | 0 | 0 | 0 | 0 | 0 | 0 | 0 | 0 | 0 | 0 | 0 | 0 | 0 | 0 | 0 | 0 | 0 | 0 | 0 | 0 | 0 | 0 | 0 | 0 | 0 | 0 | 0 | 0 | 0 | 0 | 0 | 0 | 0 | 0 | 0 | 0 | 0 | 0 | 0 | 0 | 0 | 0 | 0 | 0 | 0 | 0 | 0 | 0 | 0 | 0 | 0 | 0 | 0 | 0 | 0 | 0 | 0 | 0 | 0 | 0 | 0 | 0 | 0
OR_Commercial_Interruptible - College_New_Space Heating_Natural Gas_Windows - High Efficiency Glazing_A | OR | Commercial | Interruptible - College | New | Space Heating | Natural Gas | Windows - High Efficiency Glazing | A | OCM695 | Single Glaze | High Efficiency Glaze | 45 | 0 | 0 | 0 | 4.34 | 0 | 0 | 0 | 0.28365 | 0.25 | sqft window | 66.35% | 88.47% | Discretionary | Retro1Slow_OR | 84.23% | Space Heating | 0% | 0 |  | 0 |  | 0 | WND_HE-Heating-RTF-v2.1-1 | WND_HE-Heating-RTF-v2.1-1 | Building Energy Simulation Tool | Single Glaze | Single Glaze | Single Glaze | Single Glaze | Single Glaze | Single Glaze | Single Glaze | Single Glaze | Single Glaze | Single Glaze | Single Glaze | Single Glaze | Single Glaze | Single Glaze | Single Glaze | Single Glaze | Single Glaze | Single Glaze | Single Glaze | Single Glaze | Single Glaze | Single Glaze | Single Glaze | Single Glaze | Single Glaze | Single Glaze | Single Glaze | High Efficiency Glaze | High Efficiency Glaze | High Efficiency Glaze | High Efficiency Glaze | High Efficiency Glaze | High Efficiency Glaze | High Efficiency Glaze | High Efficiency Glaze | High Efficiency Glaze | High Efficiency Glaze | High Efficiency Glaze | High Efficiency Glaze | High Efficiency Glaze | High Efficiency Glaze | High Efficiency Glaze | High Efficiency Glaze | High Efficiency Glaze | High Efficiency Glaze | High Efficiency Glaze | High Efficiency Glaze | High Efficiency Glaze | High Efficiency Glaze | High Efficiency Glaze | High Efficiency Glaze | High Efficiency Glaze | High Efficiency Glaze | High Efficiency Glaze | 4.34 | 4.34 | 4.34 | 4.34 | 4.34 | 4.34 | 4.34 | 4.34 | 4.34 | 4.34 | 4.34 | 4.34 | 4.34 | 4.34 | 4.34 | 4.34 | 4.34 | 4.34 | 4.34 | 4.34 | 4.34 | 4.34 | 4.34 | 4.34 | 4.34 | 4.34 | 4.34 | 0 | 0 | 0 | 0 | 0 | 0 | 0 | 0 | 0 | 0 | 0 | 0 | 0 | 0 | 0 | 0 | 0 | 0 | 0 | 0 | 0 | 0 | 0 | 0 | 0 | 0 | 0 | 0 | 0 | 0 | 0 | 0 | 0 | 0 | 0 | 0 | 0 | 0 | 0 | 0 | 0 | 0 | 0 | 0 | 0 | 0 | 0 | 0 | 0 | 0 | 0 | 0 | 0 | 0 | 0 | 0 | 0 | 0 | 0 | 0 | 0 | 0 | 0 | 0 | 0 | 0 | 0 | 0 | 0 | 0 | 0 | 0 | 0 | 0 | 0 | 0 | 0 | 0 | 0 | 0 | 0 | 0 | 0 | 0 | 0 | 0 | 0 | 0 | 0 | 0 | 0 | 0 | 0 | 0 | 0 | 0 | 0 | 0 | 0 | 0 | 0 | 0 | 0 | 0 | 0 | 0 | 0 | 0 | 0 | 0 | 0 | 0 | 0 | 0 | 0 | 0 | 0 | 0 | 0 | 0 | 0 | 0 | 0 | 0 | 0 | 0 | 0 | 0 | 0 | 0 | 0 | 0 | 0 | 0 | 0 | 0 | 0 | 0 | 0 | 0 | 0 | 0 | 0 | 0 | 0 | 0 | 0 | 0 | 0 | 0 | 0 | 0 | 0 | 0 | 0 | 0 | 0 | 0 | 0 | 0 | 0 | 0 | 0 | 0 | 0 | 0 | 0 | 0 | 0 | 0 | 0 | 0 | 0 | 0 | 0 | 0 | 0 | 0 | 0 | 0 | 0 | 0 | 0 | 0 | 0 | 0 | 0 | 0 | 0 | 0 | 0 | 0 | 0 | 0 | 0 | 0 | 0 | 0 | 0 | 0 | 0 | 0 | 0 | 0 | 0 | 0 | 0 | 0 | 0 | 0 | 0 | 0 | 0 | 0 | 0 | 0 | 0 | 0 | 0 | 0 | 0 | 0 | 0 | 0 | 0 | 0 | 0 | 0 | 0 | 0 | 0 | 0 | 0 | 0 | 0 | 0 | 0 | 0 | 0 | 0 | 0 | 0 | 0 | 0 | 0 | 0 | 0 | 0 | 0 | 0 | 0 | 0 | 0 | 0 | 0 | 0 | 0 | 0 | 0 | 0 | 0 | 0 | 0 | 0 | 0 | 0 | 0 | 0 | 0 | 0 | 0 | 0 | 0 | 0 | 0 | 0 | 0 | 0 | 0 | 0 | 0 | 0 | 0 | 0 | 0 | 0 | 0 | 0 | 0 | 0 | 0 | 0 | 0 | 0 | 0 | 0 | 0 | 0 | 0 | 0 | 0 | 0 | 0 | 0 | 0 | 0 | 0 | 0 | 0 | 0 | 0 | 0 | 0 | 0 | 0 | 0 | 0 | 0 | 0 | 0 | 0 | 0 | 0 | 0 | 0 | 0 | 0 | 0 | 0 | 0 | 0 | 0 | 0 | 0 | 0 | 0 | 0 | 0 | 0 | 0 | 0 | 0 | 0 | 0 | 0 | 0 | 0 | 0 | 0 | 0 | 0 | 0 | 0 | 0 | 0 | 0 | 0 | 0 | 0 | 0 | 0 | 0 | 0 | 0 | 0 | 0 | 0 | 0 | 0 | 0 | 0 | 0 | 0 | 0 | 0 | 0 | 0 | 0 | 0 | 0 | 0 | 0 | 0 | 0 | 0 | 0 | 0 | 0 | 0 | 0 | 0 | 0 | 0 | 0 | 0 | 0 | 0 | 0 | 0 | 0 | 0 | 0 | 0 | 0 | 0 | 0 | 0 | 0 | 0 | 0 | 0 | 0 | 0 | 0 | 0 | 0 | 0 | 0 | 0 | 0 | 0 | 0 | 0 | 0 | 0 | 0 | 0 | 0 | 0 | 0 | 0 | 0 | 0 | 0 | 0 | 0 | 0 | 0 | 0 | 0 | 0 | 0 | 0 | 0 | 0 | 0 | 0 | 0 | 0 | 0 | 0 | 0 | 0 | 0 | 0 | 0 | 0 | 0 | 0 | 0 | 0 | 0 | 0 | 0 | 0 | 0 | 0 | 0 | 0 | 0 | 0 | 0 | 0 | 0 | 0 | 0 | 0
OR_Commercial_Interruptible - College_New_Space Heating_Natural Gas_Windows - Secondary Glazing Systems_A | OR | Commercial | Interruptible - College | New | Space Heating | Natural Gas | Windows - Secondary Glazing Systems | A | OCM696 | Windows rated to U-Factor 0.62 and SHGC 0.27. | Windows rated to U-Factor 0.4 and SHGC 0.2. | 30 | 0 | 0 | 0 | 7.42 | 0 | 0 | 0 | 0.28365 | 0.25 | sqft window | 66.35% | 88.47% | Discretionary | Retro1Slow_OR | 84.23% | Space Heating | 0% | 0 |  | 0 |  | 0 | RTF - ComSecondaryGlazingSystems_v1_1 | RTF - ComSecondaryGlazingSystems_v1_1 | RTF - ComSecondaryGlazingSystems_v1_1 | Windows rated to U-Factor 0.62 and SHGC 0.27. | Windows rated to U-Factor 0.62 and SHGC 0.27. | Windows rated to U-Factor 0.62 and SHGC 0.27. | Windows rated to U-Factor 0.62 and SHGC 0.27. | Windows rated to U-Factor 0.62 and SHGC 0.27. | Windows rated to U-Factor 0.62 and SHGC 0.27. | Windows rated to U-Factor 0.62 and SHGC 0.27. | Windows rated to U-Factor 0.62 and SHGC 0.27. | Windows rated to U-Factor 0.62 and SHGC 0.27. | Windows rated to U-Factor 0.62 and SHGC 0.27. | Windows rated to U-Factor 0.62 and SHGC 0.27. | Windows rated to U-Factor 0.62 and SHGC 0.27. | Windows rated to U-Factor 0.62 and SHGC 0.27. | Windows rated to U-Factor 0.62 and SHGC 0.27. | Windows rated to U-Factor 0.62 and SHGC 0.27. | Windows rated to U-Factor 0.62 and SHGC 0.27. | Windows rated to U-Factor 0.62 and SHGC 0.27. | Windows rated to U-Factor 0.62 and SHGC 0.27. | Windows rated to U-Factor 0.62 and SHGC 0.27. | Windows rated to U-Factor 0.62 and SHGC 0.27. | Windows rated to U-Factor 0.62 and SHGC 0.27. | Windows rated to U-Factor 0.62 and SHGC 0.27. | Windows rated to U-Factor 0.62 and SHGC 0.27. | Windows rated to U-Factor 0.62 and SHGC 0.27. | Windows rated to U-Factor 0.62 and SHGC 0.27. | Windows rated to U-Factor 0.62 and SHGC 0.27. | Windows rated to U-Factor 0.62 and SHGC 0.27. | Windows rated to U-Factor 0.4 and SHGC 0.2. | Windows rated to U-Factor 0.4 and SHGC 0.2. | Windows rated to U-Factor 0.4 and SHGC 0.2. | Windows rated to U-Factor 0.4 and SHGC 0.2. | Windows rated to U-Factor 0.4 and SHGC 0.2. | Windows rated to U-Factor 0.4 and SHGC 0.2. | Windows rated to U-Factor 0.4 and SHGC 0.2. | Windows rated to U-Factor 0.4 and SHGC 0.2. | Windows rated to U-Factor 0.4 and SHGC 0.2. | Windows rated to U-Factor 0.4 and SHGC 0.2. | Windows rated to U-Factor 0.4 and SHGC 0.2. | Windows rated to U-Factor 0.4 and SHGC 0.2. | Windows rated to U-Factor 0.4 and SHGC 0.2. | Windows rated to U-Factor 0.4 and SHGC 0.2. | Windows rated to U-Factor 0.4 and SHGC 0.2. | Windows rated to U-Factor 0.4 and SHGC 0.2. | Windows rated to U-Factor 0.4 and SHGC 0.2. | Windows rated to U-Factor 0.4 and SHGC 0.2. | Windows rated to U-Factor 0.4 and SHGC 0.2. | Windows rated to U-Factor 0.4 and SHGC 0.2. | Windows rated to U-Factor 0.4 and SHGC 0.2. | Windows rated to U-Factor 0.4 and SHGC 0.2. | Windows rated to U-Factor 0.4 and SHGC 0.2. | Windows rated to U-Factor 0.4 and SHGC 0.2. | Windows rated to U-Factor 0.4 and SHGC 0.2. | Windows rated to U-Factor 0.4 and SHGC 0.2. | Windows rated to U-Factor 0.4 and SHGC 0.2. | 7.42 | 7.42 | 7.42 | 7.42 | 7.42 | 7.42 | 7.42 | 7.42 | 7.42 | 7.42 | 7.42 | 7.42 | 7.42 | 7.42 | 7.42 | 7.42 | 7.42 | 7.42 | 7.42 | 7.42 | 7.42 | 7.42 | 7.42 | 7.42 | 7.42 | 7.42 | 7.42 | 0 | 0 | 0 | 0 | 0 | 0 | 0 | 0 | 0 | 0 | 0 | 0 | 0 | 0 | 0 | 0 | 0 | 0 | 0 | 0 | 0 | 0 | 0 | 0 | 0 | 0 | 0 | 0 | 0 | 0 | 0 | 0 | 0 | 0 | 0 | 0 | 0 | 0 | 0 | 0 | 0 | 0 | 0 | 0 | 0 | 0 | 0 | 0 | 0 | 0 | 0 | 0 | 0 | 0 | 0 | 0 | 0 | 0 | 0 | 0 | 0 | 0 | 0 | 0 | 0 | 0 | 0 | 0 | 0 | 0 | 0 | 0 | 0 | 0 | 0 | 0 | 0 | 0 | 0 | 0 | 0 | 0 | 0 | 0 | 0 | 0 | 0 | 0 | 0 | 0 | 0 | 0 | 0 | 0 | 0 | 0 | 0 | 0 | 0 | 0 | 0 | 0 | 0 | 0 | 0 | 0 | 0 | 0 | 0 | 0 | 0 | 0 | 0 | 0 | 0 | 0 | 0 | 0 | 0 | 0 | 0 | 0 | 0 | 0 | 0 | 0 | 0 | 0 | 0 | 0 | 0 | 0 | 0 | 0 | 0 | 0 | 0 | 0 | 0 | 0 | 0 | 0 | 0 | 0 | 0 | 0 | 0 | 0 | 0 | 0 | 0 | 0 | 0 | 0 | 0 | 0 | 0 | 0 | 0 | 0 | 0 | 0 | 0 | 0 | 0 | 0 | 0 | 0 | 0 | 0 | 0 | 0 | 0 | 0 | 0 | 0 | 0 | 0 | 0 | 0 | 0 | 0 | 0 | 0 | 0 | 0 | 0 | 0 | 0 | 0 | 0 | 0 | 0 | 0 | 0 | 0 | 0 | 0 | 0 | 0 | 0 | 0 | 0 | 0 | 0 | 0 | 0 | 0 | 0 | 0 | 0 | 0 | 0 | 0 | 0 | 0 | 0 | 0 | 0 | 0 | 0 | 0 | 0 | 0 | 0 | 0 | 0 | 0 | 0 | 0 | 0 | 0 | 0 | 0 | 0 | 0 | 0 | 0 | 0 | 0 | 0 | 0 | 0 | 0 | 0 | 0 | 0 | 0 | 0 | 0 | 0 | 0 | 0 | 0 | 0 | 0 | 0 | 0 | 0 | 0 | 0 | 0 | 0 | 0 | 0 | 0 | 0 | 0 | 0 | 0 | 0 | 0 | 0 | 0 | 0 | 0 | 0 | 0 | 0 | 0 | 0 | 0 | 0 | 0 | 0 | 0 | 0 | 0 | 0 | 0 | 0 | 0 | 0 | 0 | 0 | 0 | 0 | 0 | 0 | 0 | 0 | 0 | 0 | 0 | 0 | 0 | 0 | 0 | 0 | 0 | 0 | 0 | 0 | 0 | 0 | 0 | 0 | 0 | 0 | 0 | 0 | 0 | 0 | 0 | 0 | 0 | 0 | 0 | 0 | 0 | 0 | 0 | 0 | 0 | 0 | 0 | 0 | 0 | 0 | 0 | 0 | 0 | 0 | 0 | 0 | 0 | 0 | 0 | 0 | 0 | 0 | 0 | 0 | 0 | 0 | 0 | 0 | 0 | 0 | 0 | 0 | 0 | 0 | 0 | 0 | 0 | 0 | 0 | 0 | 0 | 0 | 0 | 0 | 0 | 0 | 0 | 0 | 0 | 0 | 0 | 0 | 0 | 0 | 0 | 0 | 0 | 0 | 0 | 0 | 0 | 0 | 0 | 0 | 0 | 0 | 0 | 0 | 0 | 0 | 0 | 0 | 0 | 0 | 0 | 0 | 0 | 0 | 0 | 0 | 0 | 0 | 0 | 0 | 0 | 0 | 0 | 0 | 0 | 0 | 0 | 0 | 0 | 0 | 0 | 0 | 0 | 0 | 0 | 0 | 0 | 0 | 0 | 0 | 0 | 0 | 0 | 0 | 0 | 0 | 0 | 0 | 0 | 0 | 0 | 0 | 0 | 0 | 0 | 0 | 0 | 0 | 0 | 0 | 0 | 0 | 0 | 0 | 0 | 0 | 0 | 0 | 0 | 0 | 0 | 0 | 0 | 0 | 0 | 0 | 0 | 0 | 0 | 0 | 0 | 0 | 0 | 0
OR_Commercial_Interruptible - College_New_Space Heating_Natural Gas_HVAC - Energy Recovery Ventilator_A | OR | Commercial | Interruptible - College | New | Space Heating | Natural Gas | HVAC - Energy Recovery Ventilator | A | OCM697 | No ERV | ERV | 20 | 0 | 0 | 0 | 1.09 | 0 | 0 | 0 | 0.28365 | 0.25 | sqft | 100% | 100% | Discretionary | RetroEven20_OR | 82.88% | Space Heating | 0% | 0 |  | 0 |  | 0 | HRV-Cooling/Heating-E3T-1 | HRV-Cooling/Heating-E3T-1 | HRV-Cooling/Heating-E3T-1 | No ERV | No ERV | No ERV | No ERV | No ERV | No ERV | No ERV | No ERV | No ERV | No ERV | No ERV | No ERV | No ERV | No ERV | No ERV | No ERV | No ERV | No ERV | No ERV | No ERV | No ERV | No ERV | No ERV | No ERV | No ERV | No ERV | No ERV | ERV | ERV | ERV | ERV | ERV | ERV | ERV | ERV | ERV | ERV | ERV | ERV | ERV | ERV | ERV | ERV | ERV | ERV | ERV | ERV | ERV | ERV | ERV | ERV | ERV | ERV | ERV | 1.09 | 1.09 | 1.09 | 1.09 | 1.09 | 1.09 | 1.09 | 1.09 | 1.09 | 1.09 | 1.09 | 1.09 | 1.09 | 1.09 | 1.09 | 1.09 | 1.09 | 1.09 | 1.09 | 1.09 | 1.09 | 1.09 | 1.09 | 1.09 | 1.09 | 1.09 | 1.09 | 0 | 0 | 0 | 0 | 0 | 0 | 0 | 0 | 0 | 0 | 0 | 0 | 0 | 0 | 0 | 0 | 0 | 0 | 0 | 0 | 0 | 0 | 0 | 0 | 0 | 0 | 0 | 0 | 0 | 0 | 0 | 0 | 0 | 0 | 0 | 0 | 0 | 0 | 0 | 0 | 0 | 0 | 0 | 0 | 0 | 0 | 0 | 0 | 0 | 0 | 0 | 0 | 0 | 0 | 0 | 0 | 0 | 0 | 0 | 0 | 0 | 0 | 0 | 0 | 0 | 0 | 0 | 0 | 0 | 0 | 0 | 0 | 0 | 0 | 0 | 0 | 0 | 0 | 0 | 0 | 0 | 0 | 0 | 0 | 0 | 0 | 0 | 0 | 0 | 0 | 0 | 0 | 0 | 0 | 0 | 0 | 0 | 0 | 0 | 0 | 0 | 0 | 0 | 0 | 0 | 0 | 0 | 0 | 0 | 0 | 0 | 0 | 0 | 0 | 0 | 0 | 0 | 0 | 0 | 0 | 0 | 0 | 0 | 0 | 0 | 0 | 0 | 0 | 0 | 0 | 0 | 0 | 0 | 0 | 0 | 0 | 0 | 0 | 0 | 0 | 0 | 0 | 0 | 0 | 0 | 0 | 0 | 0 | 0 | 0 | 0 | 0 | 0 | 0 | 0 | 0 | 0 | 0 | 0 | 0 | 0 | 0 | 0 | 0 | 0 | 0 | 0 | 0 | 0 | 0 | 0 | 0 | 0 | 0 | 0 | 0 | 0 | 0 | 0 | 0 | 0 | 0 | 0 | 0 | 0 | 0 | 0 | 0 | 0 | 0 | 0 | 0 | 0 | 0 | 0 | 0 | 0 | 0 | 0 | 0 | 0 | 0 | 0 | 0 | 0 | 0 | 0 | 0 | 0 | 0 | 0 | 0 | 0 | 0 | 0 | 0 | 0 | 0 | 0 | 0 | 0 | 0 | 0 | 0 | 0 | 0 | 0 | 0 | 0 | 0 | 0 | 0 | 0 | 0 | 0 | 0 | 0 | 0 | 0 | 0 | 0 | 0 | 0 | 0 | 0 | 0 | 0 | 0 | 0 | 0 | 0 | 0 | 0 | 0 | 0 | 0 | 0 | 0 | 0 | 0 | 0 | 0 | 0 | 0 | 0 | 0 | 0 | 0 | 0 | 0 | 0 | 0 | 0 | 0 | 0 | 0 | 0 | 0 | 0 | 0 | 0 | 0 | 0 | 0 | 0 | 0 | 0 | 0 | 0 | 0 | 0 | 0 | 0 | 0 | 0 | 0 | 0 | 0 | 0 | 0 | 0 | 0 | 0 | 0 | 0 | 0 | 0 | 0 | 0 | 0 | 0 | 0 | 0 | 0 | 0 | 0 | 0 | 0 | 0 | 0 | 0 | 0 | 0 | 0 | 0 | 0 | 0 | 0 | 0 | 0 | 0 | 0 | 0 | 0 | 0 | 0 | 0 | 0 | 0 | 0 | 0 | 0 | 0 | 0 | 0 | 0 | 0 | 0 | 0 | 0 | 0 | 0 | 0 | 0 | 0 | 0 | 0 | 0 | 0 | 0 | 0 | 0 | 0 | 0 | 0 | 0 | 0 | 0 | 0 | 0 | 0 | 0 | 0 | 0 | 0 | 0 | 0 | 0 | 0 | 0 | 0 | 0 | 0 | 0 | 0 | 0 | 0 | 0 | 0 | 0 | 0 | 0 | 0 | 0 | 0 | 0 | 0 | 0 | 0 | 0 | 0 | 0 | 0 | 0 | 0 | 0 | 0 | 0 | 0 | 0 | 0 | 0 | 0 | 0 | 0 | 0 | 0 | 0 | 0 | 0 | 0 | 0 | 0 | 0 | 0 | 0 | 0 | 0 | 0 | 0 | 0 | 0 | 0 | 0 | 0 | 0 | 0 | 0 | 0 | 0 | 0 | 0 | 0 | 0 | 0 | 0 | 0 | 0 | 0 | 0 | 0 | 0 | 0 | 0 | 0 | 0 | 0 | 0 | 0 | 0 | 0 | 0 | 0 | 0 | 0 | 0 | 0 | 0 | 0 | 0 | 0 | 0 | 0 | 0 | 0 | 0 | 0
OR_Commercial_Interruptible - College_New_Space Heating_Natural Gas_Building Shell - Air Sealing (Infiltration Control)_A | OR | Commercial | Interruptible - College | New | Space Heating | Natural Gas | Building Shell - Air Sealing (Infiltration Control) | A | OCM698 | Building with air infiltration. | Air sealing to reduce air infiltration. | 10 | 0 | 0 | 0 | 1.47 | 0 | 0 | 0 | 0.28365 | 0.25 | foot door | 45% | 66.67% | Discretionary | Retro1Slow_OR | 84.23% | Space Heating | 0% | 0 |  | 0 |  | 0 | IL TRM - CI-MSC-WTST-V01-200101 | IL TRM - CI-MSC-WTST-V01-200101 | IL TRM - CI-MSC-WTST-V01-200101 | Building with air infiltration. | Building with air infiltration. | Building with air infiltration. | Building with air infiltration. | Building with air infiltration. | Building with air infiltration. | Building with air infiltration. | Building with air infiltration. | Building with air infiltration. | Building with air infiltration. | Building with air infiltration. | Building with air infiltration. | Building with air infiltration. | Building with air infiltration. | Building with air infiltration. | Building with air infiltration. | Building with air infiltration. | Building with air infiltration. | Building with air infiltration. | Building with air infiltration. | Building with air infiltration. | Building with air infiltration. | Building with air infiltration. | Building with air infiltration. | Building with air infiltration. | Building with air infiltration. | Building with air infiltration. | Air sealing to reduce air infiltration. | Air sealing to reduce air infiltration. | Air sealing to reduce air infiltration. | Air sealing to reduce air infiltration. | Air sealing to reduce air infiltration. | Air sealing to reduce air infiltration. | Air sealing to reduce air infiltration. | Air sealing to reduce air infiltration. | Air sealing to reduce air infiltration. | Air sealing to reduce air infiltration. | Air sealing to reduce air infiltration. | Air sealing to reduce air infiltration. | Air sealing to reduce air infiltration. | Air sealing to reduce air infiltration. | Air sealing to reduce air infiltration. | Air sealing to reduce air infiltration. | Air sealing to reduce air infiltration. | Air sealing to reduce air infiltration. | Air sealing to reduce air infiltration. | Air sealing to reduce air infiltration. | Air sealing to reduce air infiltration. | Air sealing to reduce air infiltration. | Air sealing to reduce air infiltration. | Air sealing to reduce air infiltration. | Air sealing to reduce air infiltration. | Air sealing to reduce air infiltration. | Air sealing to reduce air infiltration. | 1.47 | 1.47 | 1.47 | 1.47 | 1.47 | 1.47 | 1.47 | 1.47 | 1.47 | 1.47 | 1.47 | 1.47 | 1.47 | 1.47 | 1.47 | 1.47 | 1.47 | 1.47 | 1.47 | 1.47 | 1.47 | 1.47 | 1.47 | 1.47 | 1.47 | 1.47 | 1.47 | 0 | 0 | 0 | 0 | 0 | 0 | 0 | 0 | 0 | 0 | 0 | 0 | 0 | 0 | 0 | 0 | 0 | 0 | 0 | 0 | 0 | 0 | 0 | 0 | 0 | 0 | 0 | 0 | 0 | 0 | 0 | 0 | 0 | 0 | 0 | 0 | 0 | 0 | 0 | 0 | 0 | 0 | 0 | 0 | 0 | 0 | 0 | 0 | 0 | 0 | 0 | 0 | 0 | 0 | 0 | 0 | 0 | 0 | 0 | 0 | 0 | 0 | 0 | 0 | 0 | 0 | 0 | 0 | 0 | 0 | 0 | 0 | 0 | 0 | 0 | 0 | 0 | 0 | 0 | 0 | 0 | 0 | 0 | 0 | 0 | 0 | 0 | 0 | 0 | 0 | 0 | 0 | 0 | 0 | 0 | 0 | 0 | 0 | 0 | 0 | 0 | 0 | 0 | 0 | 0 | 0 | 0 | 0 | 0 | 0 | 0 | 0 | 0 | 0 | 0 | 0 | 0 | 0 | 0 | 0 | 0 | 0 | 0 | 0 | 0 | 0 | 0 | 0 | 0 | 0 | 0 | 0 | 0 | 0 | 0 | 0 | 0 | 0 | 0 | 0 | 0 | 0 | 0 | 0 | 0 | 0 | 0 | 0 | 0 | 0 | 0 | 0 | 0 | 0 | 0 | 0 | 0 | 0 | 0 | 0 | 0 | 0 | 0 | 0 | 0 | 0 | 0 | 0 | 0 | 0 | 0 | 0 | 0 | 0 | 0 | 0 | 0 | 0 | 0 | 0 | 0 | 0 | 0 | 0 | 0 | 0 | 0 | 0 | 0 | 0 | 0 | 0 | 0 | 0 | 0 | 0 | 0 | 0 | 0 | 0 | 0 | 0 | 0 | 0 | 0 | 0 | 0 | 0 | 0 | 0 | 0 | 0 | 0 | 0 | 0 | 0 | 0 | 0 | 0 | 0 | 0 | 0 | 0 | 0 | 0 | 0 | 0 | 0 | 0 | 0 | 0 | 0 | 0 | 0 | 0 | 0 | 0 | 0 | 0 | 0 | 0 | 0 | 0 | 0 | 0 | 0 | 0 | 0 | 0 | 0 | 0 | 0 | 0 | 0 | 0 | 0 | 0 | 0 | 0 | 0 | 0 | 0 | 0 | 0 | 0 | 0 | 0 | 0 | 0 | 0 | 0 | 0 | 0 | 0 | 0 | 0 | 0 | 0 | 0 | 0 | 0 | 0 | 0 | 0 | 0 | 0 | 0 | 0 | 0 | 0 | 0 | 0 | 0 | 0 | 0 | 0 | 0 | 0 | 0 | 0 | 0 | 0 | 0 | 0 | 0 | 0 | 0 | 0 | 0 | 0 | 0 | 0 | 0 | 0 | 0 | 0 | 0 | 0 | 0 | 0 | 0 | 0 | 0 | 0 | 0 | 0 | 0 | 0 | 0 | 0 | 0 | 0 | 0 | 0 | 0 | 0 | 0 | 0 | 0 | 0 | 0 | 0 | 0 | 0 | 0 | 0 | 0 | 0 | 0 | 0 | 0 | 0 | 0 | 0 | 0 | 0 | 0 | 0 | 0 | 0 | 0 | 0 | 0 | 0 | 0 | 0 | 0 | 0 | 0 | 0 | 0 | 0 | 0 | 0 | 0 | 0 | 0 | 0 | 0 | 0 | 0 | 0 | 0 | 0 | 0 | 0 | 0 | 0 | 0 | 0 | 0 | 0 | 0 | 0 | 0 | 0 | 0 | 0 | 0 | 0 | 0 | 0 | 0 | 0 | 0 | 0 | 0 | 0 | 0 | 0 | 0 | 0 | 0 | 0 | 0 | 0 | 0 | 0 | 0 | 0 | 0 | 0 | 0 | 0 | 0 | 0 | 0 | 0 | 0 | 0 | 0 | 0 | 0 | 0 | 0 | 0 | 0 | 0 | 0 | 0 | 0 | 0 | 0 | 0 | 0 | 0 | 0 | 0 | 0 | 0 | 0 | 0 | 0 | 0 | 0 | 0 | 0 | 0 | 0 | 0 | 0 | 0 | 0 | 0 | 0 | 0 | 0 | 0 | 0 | 0 | 0 | 0 | 0 | 0 | 0 | 0 | 0
OR_Commercial_Interruptible - College_New_Space Heating_Natural Gas_Ventilation - Demand Controlled_A | OR | Commercial | Interruptible - College | New | Space Heating | Natural Gas | Ventilation - Demand Controlled | A | OCM699 | No occupancy based outdoor air controls. | Outdoor air controlled based on occupancy to meet ASHRAE 62.1 | 10 | 0 | 0 | 0 | 0.15 | 0 | 0 | 0 | 0.28365 | 0.25 | sqft | 100% | 100% | Discretionary | Retro5Med_OR | 81.34% | Central Systems | 0% | 0 |  | 0 |  | 0 | IL TRM - CI-HVC-DCV-V05-190101 | VENT_DCV-Heating-7PLN-v5-8 | IL TRM - CI-HVC-DCV-V05-190101 | No occupancy based outdoor air controls. | No occupancy based outdoor air controls. | No occupancy based outdoor air controls. | No occupancy based outdoor air controls. | No occupancy based outdoor air controls. | No occupancy based outdoor air controls. | No occupancy based outdoor air controls. | No occupancy based outdoor air controls. | No occupancy based outdoor air controls. | No occupancy based outdoor air controls. | No occupancy based outdoor air controls. | No occupancy based outdoor air controls. | No occupancy based outdoor air controls. | No occupancy based outdoor air controls. | No occupancy based outdoor air controls. | No occupancy based outdoor air controls. | No occupancy based outdoor air controls. | No occupancy based outdoor air controls. | No occupancy based outdoor air controls. | No occupancy based outdoor air controls. | No occupancy based outdoor air controls. | No occupancy based outdoor air controls. | No occupancy based outdoor air controls. | No occupancy based outdoor air controls. | No occupancy based outdoor air controls. | No occupancy based outdoor air controls. | No occupancy based outdoor air controls. | Outdoor air controlled based on occupancy to meet ASHRAE 62.1 | Outdoor air controlled based on occupancy to meet ASHRAE 62.1 | Outdoor air controlled based on occupancy to meet ASHRAE 62.1 | Outdoor air controlled based on occupancy to meet ASHRAE 62.1 | Outdoor air controlled based on occupancy to meet ASHRAE 62.1 | Outdoor air controlled based on occupancy to meet ASHRAE 62.1 | Outdoor air controlled based on occupancy to meet ASHRAE 62.1 | Outdoor air controlled based on occupancy to meet ASHRAE 62.1 | Outdoor air controlled based on occupancy to meet ASHRAE 62.1 | Outdoor air controlled based on occupancy to meet ASHRAE 62.1 | Outdoor air controlled based on occupancy to meet ASHRAE 62.1 | Outdoor air controlled based on occupancy to meet ASHRAE 62.1 | Outdoor air controlled based on occupancy to meet ASHRAE 62.1 | Outdoor air controlled based on occupancy to meet ASHRAE 62.1 | Outdoor air controlled based on occupancy to meet ASHRAE 62.1 | Outdoor air controlled based on occupancy to meet ASHRAE 62.1 | Outdoor air controlled based on occupancy to meet ASHRAE 62.1 | Outdoor air controlled based on occupancy to meet ASHRAE 62.1 | Outdoor air controlled based on occupancy to meet ASHRAE 62.1 | Outdoor air controlled based on occupancy to meet ASHRAE 62.1 | Outdoor air controlled based on occupancy to meet ASHRAE 62.1 | Outdoor air controlled based on occupancy to meet ASHRAE 62.1 | Outdoor air controlled based on occupancy to meet ASHRAE 62.1 | Outdoor air controlled based on occupancy to meet ASHRAE 62.1 | Outdoor air controlled based on occupancy to meet ASHRAE 62.1 | Outdoor air controlled based on occupancy to meet ASHRAE 62.1 | Outdoor air controlled based on occupancy to meet ASHRAE 62.1 | 0.15 | 0.15 | 0.15 | 0.15 | 0.15 | 0.15 | 0.15 | 0.15 | 0.15 | 0.15 | 0.15 | 0.15 | 0.15 | 0.15 | 0.15 | 0.15 | 0.15 | 0.15 | 0.15 | 0.15 | 0.15 | 0.15 | 0.15 | 0.15 | 0.15 | 0.15 | 0.15 | 0 | 0 | 0 | 0 | 0 | 0 | 0 | 0 | 0 | 0 | 0 | 0 | 0 | 0 | 0 | 0 | 0 | 0 | 0 | 0 | 0 | 0 | 0 | 0 | 0 | 0 | 0 | 0 | 0 | 0 | 0 | 0 | 0 | 0 | 0 | 0 | 0 | 0 | 0 | 0 | 0 | 0 | 0 | 0 | 0 | 0 | 0 | 0 | 0 | 0 | 0 | 0 | 0 | 0 | 0 | 0 | 0 | 0 | 0 | 0 | 0 | 0 | 0 | 0 | 0 | 0 | 0 | 0 | 0 | 0 | 0 | 0 | 0 | 0 | 0 | 0 | 0 | 0 | 0 | 0 | 0 | 0 | 0 | 0 | 0 | 0 | 0 | 0 | 0 | 0 | 0 | 0 | 0 | 0 | 0 | 0 | 0 | 0 | 0 | 0 | 0 | 0 | 0 | 0 | 0 | 0 | 0 | 0 | 0 | 0 | 0 | 0 | 0 | 0 | 0 | 0 | 0 | 0 | 0 | 0 | 0 | 0 | 0 | 0 | 0 | 0 | 0 | 0 | 0 | 0 | 0 | 0 | 0 | 0 | 0 | 0 | 0 | 0 | 0 | 0 | 0 | 0 | 0 | 0 | 0 | 0 | 0 | 0 | 0 | 0 | 0 | 0 | 0 | 0 | 0 | 0 | 0 | 0 | 0 | 0 | 0 | 0 | 0 | 0 | 0 | 0 | 0 | 0 | 0 | 0 | 0 | 0 | 0 | 0 | 0 | 0 | 0 | 0 | 0 | 0 | 0 | 0 | 0 | 0 | 0 | 0 | 0 | 0 | 0 | 0 | 0 | 0 | 0 | 0 | 0 | 0 | 0 | 0 | 0 | 0 | 0 | 0 | 0 | 0 | 0 | 0 | 0 | 0 | 0 | 0 | 0 | 0 | 0 | 0 | 0 | 0 | 0 | 0 | 0 | 0 | 0 | 0 | 0 | 0 | 0 | 0 | 0 | 0 | 0 | 0 | 0 | 0 | 0 | 0 | 0 | 0 | 0 | 0 | 0 | 0 | 0 | 0 | 0 | 0 | 0 | 0 | 0 | 0 | 0 | 0 | 0 | 0 | 0 | 0 | 0 | 0 | 0 | 0 | 0 | 0 | 0 | 0 | 0 | 0 | 0 | 0 | 0 | 0 | 0 | 0 | 0 | 0 | 0 | 0 | 0 | 0 | 0 | 0 | 0 | 0 | 0 | 0 | 0 | 0 | 0 | 0 | 0 | 0 | 0 | 0 | 0 | 0 | 0 | 0 | 0 | 0 | 0 | 0 | 0 | 0 | 0 | 0 | 0 | 0 | 0 | 0 | 0 | 0 | 0 | 0 | 0 | 0 | 0 | 0 | 0 | 0 | 0 | 0 | 0 | 0 | 0 | 0 | 0 | 0 | 0 | 0 | 0 | 0 | 0 | 0 | 0 | 0 | 0 | 0 | 0 | 0 | 0 | 0 | 0 | 0 | 0 | 0 | 0 | 0 | 0 | 0 | 0 | 0 | 0 | 0 | 0 | 0 | 0 | 0 | 0 | 0 | 0 | 0 | 0 | 0 | 0 | 0 | 0 | 0 | 0 | 0 | 0 | 0 | 0 | 0 | 0 | 0 | 0 | 0 | 0 | 0 | 0 | 0 | 0 | 0 | 0 | 0 | 0 | 0 | 0 | 0 | 0 | 0 | 0 | 0 | 0 | 0 | 0 | 0 | 0 | 0 | 0 | 0 | 0 | 0 | 0 | 0 | 0 | 0 | 0 | 0 | 0 | 0 | 0 | 0 | 0 | 0 | 0 | 0 | 0 | 0 | 0 | 0 | 0 | 0 | 0 | 0 | 0 | 0 | 0 | 0 | 0 | 0 | 0 | 0 | 0 | 0 | 0 | 0 | 0 | 0 | 0 | 0 | 0 | 0 | 0 | 0 | 0 | 0 | 0 | 0 | 0 | 0 | 0 | 0 | 0 | 0 | 0 | 0 | 0 | 0 | 0 | 0 | 0 | 0 | 0 | 0 | 0 | 0 | 0 | 0 | 0 | 0 | 0 | 0 | 0 | 0 | 0 | 0 | 0 | 0 | 0
OR_Commercial_Interruptible - College_New_Space Heating_Natural Gas_HVAC - Dedicated Outdoor Air System (DOAS)_A | OR | Commercial | Interruptible - College | New | Space Heating | Natural Gas | HVAC - Dedicated Outdoor Air System (DOAS) | A | OCM700 | No DOAS. | Outdoor air supplied by a DOAS. | 20 | 0 | 0 | 0 | 9.88 | 0 | 0 | 0 | 0.28365 | 0.25 | sqft | 0% | 0% | Discretionary | RetroEven20_OR | 82.88% | Central Systems | 0% | 0 |  | 0 |  | 0 | 2021P_Com-VRF-DOAS-2021P_V2 | 2021P_Com-VRF-DOAS-2021P_V2 | 2021P_Com-VRF-DOAS-2021P_V2 | No DOAS. | No DOAS. | No DOAS. | No DOAS. | No DOAS. | No DOAS. | No DOAS. | No DOAS. | No DOAS. | No DOAS. | No DOAS. | No DOAS. | No DOAS. | No DOAS. | No DOAS. | No DOAS. | No DOAS. | No DOAS. | No DOAS. | No DOAS. | No DOAS. | No DOAS. | No DOAS. | No DOAS. | No DOAS. | No DOAS. | No DOAS. | Outdoor air supplied by a DOAS. | Outdoor air supplied by a DOAS. | Outdoor air supplied by a DOAS. | Outdoor air supplied by a DOAS. | Outdoor air supplied by a DOAS. | Outdoor air supplied by a DOAS. | Outdoor air supplied by a DOAS. | Outdoor air supplied by a DOAS. | Outdoor air supplied by a DOAS. | Outdoor air supplied by a DOAS. | Outdoor air supplied by a DOAS. | Outdoor air supplied by a DOAS. | Outdoor air supplied by a DOAS. | Outdoor air supplied by a DOAS. | Outdoor air supplied by a DOAS. | Outdoor air supplied by a DOAS. | Outdoor air supplied by a DOAS. | Outdoor air supplied by a DOAS. | Outdoor air supplied by a DOAS. | Outdoor air supplied by a DOAS. | Outdoor air supplied by a DOAS. | Outdoor air supplied by a DOAS. | Outdoor air supplied by a DOAS. | Outdoor air supplied by a DOAS. | Outdoor air supplied by a DOAS. | Outdoor air supplied by a DOAS. | Outdoor air supplied by a DOAS. | 9.88 | 9.88 | 9.88 | 9.88 | 9.88 | 9.88 | 9.88 | 9.88 | 9.88 | 9.88 | 9.88 | 9.88 | 9.88 | 9.88 | 9.88 | 9.88 | 9.88 | 9.88 | 9.88 | 9.88 | 9.88 | 9.88 | 9.88 | 9.88 | 9.88 | 9.88 | 9.88 | 0 | 0 | 0 | 0 | 0 | 0 | 0 | 0 | 0 | 0 | 0 | 0 | 0 | 0 | 0 | 0 | 0 | 0 | 0 | 0 | 0 | 0 | 0 | 0 | 0 | 0 | 0 | 0 | 0 | 0 | 0 | 0 | 0 | 0 | 0 | 0 | 0 | 0 | 0 | 0 | 0 | 0 | 0 | 0 | 0 | 0 | 0 | 0 | 0 | 0 | 0 | 0 | 0 | 0 | 0 | 0 | 0 | 0 | 0 | 0 | 0 | 0 | 0 | 0 | 0 | 0 | 0 | 0 | 0 | 0 | 0 | 0 | 0 | 0 | 0 | 0 | 0 | 0 | 0 | 0 | 0 | 0 | 0 | 0 | 0 | 0 | 0 | 0 | 0 | 0 | 0 | 0 | 0 | 0 | 0 | 0 | 0 | 0 | 0 | 0 | 0 | 0 | 0 | 0 | 0 | 0 | 0 | 0 | 0 | 0 | 0 | 0 | 0 | 0 | 0 | 0 | 0 | 0 | 0 | 0 | 0 | 0 | 0 | 0 | 0 | 0 | 0 | 0 | 0 | 0 | 0 | 0 | 0 | 0 | 0 | 0 | 0 | 0 | 0 | 0 | 0 | 0 | 0 | 0 | 0 | 0 | 0 | 0 | 0 | 0 | 0 | 0 | 0 | 0 | 0 | 0 | 0 | 0 | 0 | 0 | 0 | 0 | 0 | 0 | 0 | 0 | 0 | 0 | 0 | 0 | 0 | 0 | 0 | 0 | 0 | 0 | 0 | 0 | 0 | 0 | 0 | 0 | 0 | 0 | 0 | 0 | 0 | 0 | 0 | 0 | 0 | 0 | 0 | 0 | 0 | 0 | 0 | 0 | 0 | 0 | 0 | 0 | 0 | 0 | 0 | 0 | 0 | 0 | 0 | 0 | 0 | 0 | 0 | 0 | 0 | 0 | 0 | 0 | 0 | 0 | 0 | 0 | 0 | 0 | 0 | 0 | 0 | 0 | 0 | 0 | 0 | 0 | 0 | 0 | 0 | 0 | 0 | 0 | 0 | 0 | 0 | 0 | 0 | 0 | 0 | 0 | 0 | 0 | 0 | 0 | 0 | 0 | 0 | 0 | 0 | 0 | 0 | 0 | 0 | 0 | 0 | 0 | 0 | 0 | 0 | 0 | 0 | 0 | 0 | 0 | 0 | 0 | 0 | 0 | 0 | 0 | 0 | 0 | 0 | 0 | 0 | 0 | 0 | 0 | 0 | 0 | 0 | 0 | 0 | 0 | 0 | 0 | 0 | 0 | 0 | 0 | 0 | 0 | 0 | 0 | 0 | 0 | 0 | 0 | 0 | 0 | 0 | 0 | 0 | 0 | 0 | 0 | 0 | 0 | 0 | 0 | 0 | 0 | 0 | 0 | 0 | 0 | 0 | 0 | 0 | 0 | 0 | 0 | 0 | 0 | 0 | 0 | 0 | 0 | 0 | 0 | 0 | 0 | 0 | 0 | 0 | 0 | 0 | 0 | 0 | 0 | 0 | 0 | 0 | 0 | 0 | 0 | 0 | 0 | 0 | 0 | 0 | 0 | 0 | 0 | 0 | 0 | 0 | 0 | 0 | 0 | 0 | 0 | 0 | 0 | 0 | 0 | 0 | 0 | 0 | 0 | 0 | 0 | 0 | 0 | 0 | 0 | 0 | 0 | 0 | 0 | 0 | 0 | 0 | 0 | 0 | 0 | 0 | 0 | 0 | 0 | 0 | 0 | 0 | 0 | 0 | 0 | 0 | 0 | 0 | 0 | 0 | 0 | 0 | 0 | 0 | 0 | 0 | 0 | 0 | 0 | 0 | 0 | 0 | 0 | 0 | 0 | 0 | 0 | 0 | 0 | 0 | 0 | 0 | 0 | 0 | 0 | 0 | 0 | 0 | 0 | 0 | 0 | 0 | 0 | 0 | 0 | 0 | 0 | 0 | 0 | 0 | 0 | 0 | 0 | 0 | 0 | 0 | 0 | 0 | 0 | 0 | 0 | 0 | 0 | 0 | 0 | 0 | 0 | 0 | 0 | 0 | 0 | 0 | 0 | 0 | 0 | 0 | 0 | 0 | 0 | 0
OR_Commercial_Interruptible - College_New_Space Heating_Natural Gas_Destratification Fans (HVLS)_A | OR | Commercial | Interruptible - College | New | Space Heating | Natural Gas | Destratification Fans (HVLS) | A | OCM701 | No destratification fans. | High volume low speed destratification fans. | 15 | 0 | 0 | 0 | 9799.26 | 0 | 0 | 0 | 0.28365 | 0.25 | Strat Fan | 15% | 33.33% | Discretionary | RetroEven20_OR | 82.88% | Space Heating | 0% | 0 |  | 0 |  | 0 | DL20_IHVLS-Ag-2021PLN-v2-8 | DL20_IHVLS-Ag-2021PLN-v2-8 | HVLS-Heating-AEG-v5.0-121 | No destratification fans. | No destratification fans. | No destratification fans. | No destratification fans. | No destratification fans. | No destratification fans. | No destratification fans. | No destratification fans. | No destratification fans. | No destratification fans. | No destratification fans. | No destratification fans. | No destratification fans. | No destratification fans. | No destratification fans. | No destratification fans. | No destratification fans. | No destratification fans. | No destratification fans. | No destratification fans. | No destratification fans. | No destratification fans. | No destratification fans. | No destratification fans. | No destratification fans. | No destratification fans. | No destratification fans. | High volume low speed destratification fans. | High volume low speed destratification fans. | High volume low speed destratification fans. | High volume low speed destratification fans. | High volume low speed destratification fans. | High volume low speed destratification fans. | High volume low speed destratification fans. | High volume low speed destratification fans. | High volume low speed destratification fans. | High volume low speed destratification fans. | High volume low speed destratification fans. | High volume low speed destratification fans. | High volume low speed destratification fans. | High volume low speed destratification fans. | High volume low speed destratification fans. | High volume low speed destratification fans. | High volume low speed destratification fans. | High volume low speed destratification fans. | High volume low speed destratification fans. | High volume low speed destratification fans. | High volume low speed destratification fans. | High volume low speed destratification fans. | High volume low speed destratification fans. | High volume low speed destratification fans. | High volume low speed destratification fans. | High volume low speed destratification fans. | High volume low speed destratification fans. | 9799.26 | 9799.26 | 9799.26 | 9799.26 | 9799.26 | 9799.26 | 9799.26 | 9799.26 | 9799.26 | 9799.26 | 9799.26 | 9799.26 | 9799.26 | 9799.26 | 9799.26 | 9799.26 | 9799.26 | 9799.26 | 9799.26 | 9799.26 | 9799.26 | 9799.26 | 9799.26 | 9799.26 | 9799.26 | 9799.26 | 9799.26 | 0 | 0 | 0 | 0 | 0 | 0 | 0 | 0 | 0 | 0 | 0 | 0 | 0 | 0 | 0 | 0 | 0 | 0 | 0 | 0 | 0 | 0 | 0 | 0 | 0 | 0 | 0 | 0 | 0 | 0 | 0 | 0 | 0 | 0 | 0 | 0 | 0 | 0 | 0 | 0 | 0 | 0 | 0 | 0 | 0 | 0 | 0 | 0 | 0 | 0 | 0 | 0 | 0 | 0 | 0 | 0 | 0 | 0 | 0 | 0 | 0 | 0 | 0 | 0 | 0 | 0 | 0 | 0 | 0 | 0 | 0 | 0 | 0 | 0 | 0 | 0 | 0 | 0 | 0 | 0 | 0 | 0 | 0 | 0 | 0 | 0 | 0 | 0 | 0 | 0 | 0 | 0 | 0 | 0 | 0 | 0 | 0 | 0 | 0 | 0 | 0 | 0 | 0 | 0 | 0 | 0 | 0 | 0 | 0 | 0 | 0 | 0 | 0 | 0 | 0 | 0 | 0 | 0 | 0 | 0 | 0 | 0 | 0 | 0 | 0 | 0 | 0 | 0 | 0 | 0 | 0 | 0 | 0 | 0 | 0 | 0 | 0 | 0 | 0 | 0 | 0 | 0 | 0 | 0 | 0 | 0 | 0 | 0 | 0 | 0 | 0 | 0 | 0 | 0 | 0 | 0 | 0 | 0 | 0 | 0 | 0 | 0 | 0 | 0 | 0 | 0 | 0 | 0 | 0 | 0 | 0 | 0 | 0 | 0 | 0 | 0 | 0 | 0 | 0 | 0 | 0 | 0 | 0 | 0 | 0 | 0 | 0 | 0 | 0 | 0 | 0 | 0 | 0 | 0 | 0 | 0 | 0 | 0 | 0 | 0 | 0 | 0 | 0 | 0 | 0 | 0 | 0 | 0 | 0 | 0 | 0 | 0 | 0 | 0 | 0 | 0 | 0 | 0 | 0 | 0 | 0 | 0 | 0 | 0 | 0 | 0 | 0 | 0 | 0 | 0 | 0 | 0 | 0 | 0 | 0 | 0 | 0 | 0 | 0 | 0 | 0 | 0 | 0 | 0 | 0 | 0 | 0 | 0 | 0 | 0 | 0 | 0 | 0 | 0 | 0 | 0 | 0 | 0 | 0 | 0 | 0 | 0 | 0 | 0 | 0 | 0 | 0 | 0 | 0 | 0 | 0 | 0 | 0 | 0 | 0 | 0 | 0 | 0 | 0 | 0 | 0 | 0 | 0 | 0 | 0 | 0 | 0 | 0 | 0 | 0 | 0 | 0 | 0 | 0 | 0 | 0 | 0 | 0 | 0 | 0 | 0 | 0 | 0 | 0 | 0 | 0 | 0 | 0 | 0 | 0 | 0 | 0 | 0 | 0 | 0 | 0 | 0 | 0 | 0 | 0 | 0 | 0 | 0 | 0 | 0 | 0 | 0 | 0 | 0 | 0 | 0 | 0 | 0 | 0 | 0 | 0 | 0 | 0 | 0 | 0 | 0 | 0 | 0 | 0 | 0 | 0 | 0 | 0 | 0 | 0 | 0 | 0 | 0 | 0 | 0 | 0 | 0 | 0 | 0 | 0 | 0 | 0 | 0 | 0 | 0 | 0 | 0 | 0 | 0 | 0 | 0 | 0 | 0 | 0 | 0 | 0 | 0 | 0 | 0 | 0 | 0 | 0 | 0 | 0 | 0 | 0 | 0 | 0 | 0 | 0 | 0 | 0 | 0 | 0 | 0 | 0 | 0 | 0 | 0 | 0 | 0 | 0 | 0 | 0 | 0 | 0 | 0 | 0 | 0 | 0 | 0 | 0 | 0 | 0 | 0 | 0 | 0 | 0 | 0 | 0 | 0 | 0 | 0 | 0 | 0 | 0 | 0 | 0 | 0 | 0 | 0 | 0 | 0 | 0 | 0 | 0 | 0 | 0 | 0 | 0 | 0 | 0 | 0 | 0 | 0 | 0 | 0 | 0 | 0 | 0 | 0 | 0 | 0 | 0 | 0 | 0 | 0 | 0 | 0 | 0 | 0 | 0 | 0 | 0 | 0 | 0 | 0 | 0 | 0 | 0 | 0 | 0 | 0 | 0 | 0 | 0 | 0
OR_Commercial_Interruptible - College_New_Space Heating_Natural Gas_Gas Boiler - Maintenance_A | OR | Commercial | Interruptible - College | New | Space Heating | Natural Gas | Gas Boiler - Maintenance | A | OCM702 | Degrade performance | General cleaning and maintenance | 3 | 0.13226 | 0 | 0 | 0.87 | 0 | 0 | 0 | 0.28365 | 0.25 | kBtuh Heat | 5% | 10% | Discretionary | Retro12Med_OR | 75.44% | Boiler | 0% | 0 |  | 0 |  | 0 | GBLR_MNT-Heating-ILTRM-v4.0-43 | GBLR_MNT-Heating-ILTRM-v4.0-43 | GBLR_MNT-Heating-ILTRM-v4.0-1 | Degrade performance | Degrade performance | Degrade performance | Degrade performance | Degrade performance | Degrade performance | Degrade performance | Degrade performance | Degrade performance | Degrade performance | Degrade performance | Degrade performance | Degrade performance | Degrade performance | Degrade performance | Degrade performance | Degrade performance | Degrade performance | Degrade performance | Degrade performance | Degrade performance | Degrade performance | Degrade performance | Degrade performance | Degrade performance | Degrade performance | Degrade performance | General cleaning and maintenance | General cleaning and maintenance | General cleaning and maintenance | General cleaning and maintenance | General cleaning and maintenance | General cleaning and maintenance | General cleaning and maintenance | General cleaning and maintenance | General cleaning and maintenance | General cleaning and maintenance | General cleaning and maintenance | General cleaning and maintenance | General cleaning and maintenance | General cleaning and maintenance | General cleaning and maintenance | General cleaning and maintenance | General cleaning and maintenance | General cleaning and maintenance | General cleaning and maintenance | General cleaning and maintenance | General cleaning and maintenance | General cleaning and maintenance | General cleaning and maintenance | General cleaning and maintenance | General cleaning and maintenance | General cleaning and maintenance | General cleaning and maintenance | 0.87 | 0.87 | 0.87 | 0.87 | 0.87 | 0.87 | 0.87 | 0.87 | 0.87 | 0.87 | 0.87 | 0.87 | 0.87 | 0.87 | 0.87 | 0.87 | 0.87 | 0.87 | 0.87 | 0.87 | 0.87 | 0.87 | 0.87 | 0.87 | 0.87 | 0.87 | 0.87 | 0 | 0 | 0 | 0 | 0 | 0 | 0 | 0 | 0 | 0 | 0 | 0 | 0 | 0 | 0 | 0 | 0 | 0 | 0 | 0 | 0 | 0 | 0 | 0 | 0 | 0 | 0 | 0 | 0 | 0 | 0 | 0 | 0 | 0 | 0 | 0 | 0 | 0 | 0 | 0 | 0 | 0 | 0 | 0 | 0 | 0 | 0 | 0 | 0 | 0 | 0 | 0 | 0 | 0 | 0 | 0 | 0 | 0 | 0 | 0 | 0 | 0 | 0 | 0 | 0 | 0 | 0 | 0 | 0 | 0 | 0 | 0 | 0 | 0 | 0 | 0 | 0 | 0 | 0 | 0 | 0 | 0 | 0 | 0 | 0 | 0 | 0 | 0 | 0 | 0 | 0 | 0 | 0 | 0 | 0 | 0 | 0 | 0 | 0 | 0 | 0 | 0 | 0 | 0 | 0 | 0 | 0 | 0 | 0 | 0 | 0 | 0 | 0 | 0 | 0 | 0 | 0 | 0 | 0 | 0 | 0 | 0 | 0 | 0 | 0 | 0 | 0 | 0 | 0 | 0 | 0 | 0 | 0 | 0 | 0 | 0 | 0 | 0 | 0 | 0 | 0 | 0 | 0 | 0 | 0 | 0 | 0 | 0 | 0 | 0 | 0 | 0 | 0 | 0 | 0 | 0 | 0 | 0 | 0 | 0 | 0 | 0 | 0 | 0 | 0 | 0 | 0 | 0 | 0 | 0 | 0 | 0 | 0 | 0 | 0 | 0 | 0 | 0 | 0 | 0 | 0 | 0 | 0 | 0 | 0 | 0 | 0 | 0 | 0 | 0 | 0 | 0 | 0 | 0 | 0 | 0 | 0 | 0 | 0 | 0 | 0 | 0 | 0 | 0 | 0 | 0 | 0 | 0 | 0 | 0 | 0 | 0 | 0 | 0 | 0 | 0 | 0 | 0 | 0 | 0 | 0 | 0 | 0 | 0 | 0 | 0 | 0 | 0 | 0 | 0 | 0 | 0 | 0 | 0 | 0 | 0 | 0 | 0 | 0 | 0 | 0 | 0 | 0 | 0 | 0 | 0 | 0 | 0 | 0 | 0 | 0 | 0 | 0 | 0 | 0 | 0 | 0 | 0 | 0 | 0 | 0 | 0 | 0 | 0 | 0 | 0 | 0 | 0 | 0 | 0 | 0 | 0 | 0 | 0 | 0 | 0 | 0 | 0 | 0 | 0 | 0 | 0 | 0 | 0 | 0 | 0 | 0 | 0 | 0 | 0 | 0 | 0 | 0 | 0 | 0 | 0 | 0 | 0 | 0 | 0 | 0 | 0 | 0 | 0 | 0 | 0 | 0 | 0 | 0 | 0 | 0 | 0 | 0 | 0 | 0 | 0 | 0 | 0 | 0 | 0 | 0 | 0 | 0 | 0 | 0 | 0 | 0 | 0 | 0 | 0 | 0 | 0 | 0 | 0 | 0 | 0 | 0 | 0 | 0 | 0 | 0 | 0 | 0 | 0 | 0 | 0 | 0 | 0 | 0 | 0 | 0 | 0 | 0 | 0 | 0 | 0 | 0 | 0 | 0 | 0 | 0 | 0 | 0 | 0 | 0 | 0 | 0 | 0 | 0 | 0 | 0 | 0 | 0 | 0 | 0 | 0 | 0 | 0 | 0 | 0 | 0 | 0 | 0 | 0 | 0 | 0 | 0 | 0 | 0 | 0 | 0 | 0 | 0 | 0 | 0 | 0 | 0 | 0 | 0 | 0 | 0 | 0 | 0 | 0 | 0 | 0 | 0 | 0 | 0 | 0 | 0 | 0 | 0 | 0 | 0 | 0 | 0 | 0 | 0 | 0 | 0 | 0 | 0 | 0 | 0 | 0 | 0 | 0 | 0 | 0 | 0 | 0 | 0 | 0 | 0 | 0 | 0 | 0 | 0 | 0 | 0 | 0 | 0 | 0 | 0 | 0 | 0 | 0 | 0 | 0 | 0 | 0 | 0 | 0 | 0 | 0 | 0 | 0 | 0 | 0 | 0 | 0 | 0 | 0 | 0 | 0 | 0 | 0 | 0 | 0 | 0 | 0 | 0 | 0 | 0 | 0 | 0
OR_Commercial_Interruptible - College_New_Space Heating_Natural Gas_Gas Furnace - Maintenance_A | OR | Commercial | Interruptible - College | New | Space Heating | Natural Gas | Gas Furnace - Maintenance | A | OCM703 | Degrade performance | General cleaning and maintenance | 3 | 0.061879 | 0 | 0 | 0.87 | 0 | 0 | 0 | 0.28365 | 0.25 | kBtuh Heat | 5% | 10% | Discretionary | Retro12Med_OR | 75.44% | Furnace | 0% | 0 |  | 0 |  | 0 | IL TRM - CI-HVC-FTUN-V03-200101 | GBLR_MNT-Heating-ILTRM-v4.0-43 | IL TRM - CI-HVC-FTUN-V03-200101 | Degrade performance | Degrade performance | Degrade performance | Degrade performance | Degrade performance | Degrade performance | Degrade performance | Degrade performance | Degrade performance | Degrade performance | Degrade performance | Degrade performance | Degrade performance | Degrade performance | Degrade performance | Degrade performance | Degrade performance | Degrade performance | Degrade performance | Degrade performance | Degrade performance | Degrade performance | Degrade performance | Degrade performance | Degrade performance | Degrade performance | Degrade performance | General cleaning and maintenance | General cleaning and maintenance | General cleaning and maintenance | General cleaning and maintenance | General cleaning and maintenance | General cleaning and maintenance | General cleaning and maintenance | General cleaning and maintenance | General cleaning and maintenance | General cleaning and maintenance | General cleaning and maintenance | General cleaning and maintenance | General cleaning and maintenance | General cleaning and maintenance | General cleaning and maintenance | General cleaning and maintenance | General cleaning and maintenance | General cleaning and maintenance | General cleaning and maintenance | General cleaning and maintenance | General cleaning and maintenance | General cleaning and maintenance | General cleaning and maintenance | General cleaning and maintenance | General cleaning and maintenance | General cleaning and maintenance | General cleaning and maintenance | 0.87 | 0.87 | 0.87 | 0.87 | 0.87 | 0.87 | 0.87 | 0.87 | 0.87 | 0.87 | 0.87 | 0.87 | 0.87 | 0.87 | 0.87 | 0.87 | 0.87 | 0.87 | 0.87 | 0.87 | 0.87 | 0.87 | 0.87 | 0.87 | 0.87 | 0.87 | 0.87 | 0 | 0 | 0 | 0 | 0 | 0 | 0 | 0 | 0 | 0 | 0 | 0 | 0 | 0 | 0 | 0 | 0 | 0 | 0 | 0 | 0 | 0 | 0 | 0 | 0 | 0 | 0 | 0 | 0 | 0 | 0 | 0 | 0 | 0 | 0 | 0 | 0 | 0 | 0 | 0 | 0 | 0 | 0 | 0 | 0 | 0 | 0 | 0 | 0 | 0 | 0 | 0 | 0 | 0 | 0 | 0 | 0 | 0 | 0 | 0 | 0 | 0 | 0 | 0 | 0 | 0 | 0 | 0 | 0 | 0 | 0 | 0 | 0 | 0 | 0 | 0 | 0 | 0 | 0 | 0 | 0 | 0 | 0 | 0 | 0 | 0 | 0 | 0 | 0 | 0 | 0 | 0 | 0 | 0 | 0 | 0 | 0 | 0 | 0 | 0 | 0 | 0 | 0 | 0 | 0 | 0 | 0 | 0 | 0 | 0 | 0 | 0 | 0 | 0 | 0 | 0 | 0 | 0 | 0 | 0 | 0 | 0 | 0 | 0 | 0 | 0 | 0 | 0 | 0 | 0 | 0 | 0 | 0 | 0 | 0 | 0 | 0 | 0 | 0 | 0 | 0 | 0 | 0 | 0 | 0 | 0 | 0 | 0 | 0 | 0 | 0 | 0 | 0 | 0 | 0 | 0 | 0 | 0 | 0 | 0 | 0 | 0 | 0 | 0 | 0 | 0 | 0 | 0 | 0 | 0 | 0 | 0 | 0 | 0 | 0 | 0 | 0 | 0 | 0 | 0 | 0 | 0 | 0 | 0 | 0 | 0 | 0 | 0 | 0 | 0 | 0 | 0 | 0 | 0 | 0 | 0 | 0 | 0 | 0 | 0 | 0 | 0 | 0 | 0 | 0 | 0 | 0 | 0 | 0 | 0 | 0 | 0 | 0 | 0 | 0 | 0 | 0 | 0 | 0 | 0 | 0 | 0 | 0 | 0 | 0 | 0 | 0 | 0 | 0 | 0 | 0 | 0 | 0 | 0 | 0 | 0 | 0 | 0 | 0 | 0 | 0 | 0 | 0 | 0 | 0 | 0 | 0 | 0 | 0 | 0 | 0 | 0 | 0 | 0 | 0 | 0 | 0 | 0 | 0 | 0 | 0 | 0 | 0 | 0 | 0 | 0 | 0 | 0 | 0 | 0 | 0 | 0 | 0 | 0 | 0 | 0 | 0 | 0 | 0 | 0 | 0 | 0 | 0 | 0 | 0 | 0 | 0 | 0 | 0 | 0 | 0 | 0 | 0 | 0 | 0 | 0 | 0 | 0 | 0 | 0 | 0 | 0 | 0 | 0 | 0 | 0 | 0 | 0 | 0 | 0 | 0 | 0 | 0 | 0 | 0 | 0 | 0 | 0 | 0 | 0 | 0 | 0 | 0 | 0 | 0 | 0 | 0 | 0 | 0 | 0 | 0 | 0 | 0 | 0 | 0 | 0 | 0 | 0 | 0 | 0 | 0 | 0 | 0 | 0 | 0 | 0 | 0 | 0 | 0 | 0 | 0 | 0 | 0 | 0 | 0 | 0 | 0 | 0 | 0 | 0 | 0 | 0 | 0 | 0 | 0 | 0 | 0 | 0 | 0 | 0 | 0 | 0 | 0 | 0 | 0 | 0 | 0 | 0 | 0 | 0 | 0 | 0 | 0 | 0 | 0 | 0 | 0 | 0 | 0 | 0 | 0 | 0 | 0 | 0 | 0 | 0 | 0 | 0 | 0 | 0 | 0 | 0 | 0 | 0 | 0 | 0 | 0 | 0 | 0 | 0 | 0 | 0 | 0 | 0 | 0 | 0 | 0 | 0 | 0 | 0 | 0 | 0 | 0 | 0 | 0 | 0 | 0 | 0 | 0 | 0 | 0 | 0 | 0 | 0 | 0 | 0 | 0 | 0 | 0 | 0 | 0 | 0 | 0 | 0 | 0 | 0 | 0 | 0 | 0 | 0 | 0 | 0 | 0 | 0 | 0 | 0 | 0 | 0 | 0 | 0 | 0 | 0 | 0 | 0 | 0 | 0 | 0 | 0 | 0 | 0 | 0 | 0 | 0 | 0 | 0 | 0 | 0
OR_Commercial_Interruptible - College_New_Space Heating_Natural Gas_Gas Boiler - Hot Water Reset_A | OR | Commercial | Interruptible - College | New | Space Heating | Natural Gas | Gas Boiler - Hot Water Reset | A | OCM704 | No control | Reset control installed | 20 | 235.1306 | 0 | 0 | 726.71 | 0 | 0 | 0 | 0.28365 | 0.25 | BoilerCtrl | 100% | 100% | Discretionary | RetroEven20_OR | 82.88% | Boiler | 0% | 0 |  | 0 |  | 0 | GBLR_HWRST-Heating-ILTRM-v4.0-43 | GBLR_HWRST-Heating-ILTRM-v4.0-1 | GBLR_HWRST-Heating-ILTRM-v4.0-1 | No control | No control | No control | No control | No control | No control | No control | No control | No control | No control | No control | No control | No control | No control | No control | No control | No control | No control | No control | No control | No control | No control | No control | No control | No control | No control | No control | Reset control installed | Reset control installed | Reset control installed | Reset control installed | Reset control installed | Reset control installed | Reset control installed | Reset control installed | Reset control installed | Reset control installed | Reset control installed | Reset control installed | Reset control installed | Reset control installed | Reset control installed | Reset control installed | Reset control installed | Reset control installed | Reset control installed | Reset control installed | Reset control installed | Reset control installed | Reset control installed | Reset control installed | Reset control installed | Reset control installed | Reset control installed | 726.71 | 726.71 | 726.71 | 726.71 | 726.71 | 726.71 | 726.71 | 726.71 | 726.71 | 726.71 | 726.71 | 726.71 | 726.71 | 726.71 | 726.71 | 726.71 | 726.71 | 726.71 | 726.71 | 726.71 | 726.71 | 726.71 | 726.71 | 726.71 | 726.71 | 726.71 | 726.71 | 0 | 0 | 0 | 0 | 0 | 0 | 0 | 0 | 0 | 0 | 0 | 0 | 0 | 0 | 0 | 0 | 0 | 0 | 0 | 0 | 0 | 0 | 0 | 0 | 0 | 0 | 0 | 0 | 0 | 0 | 0 | 0 | 0 | 0 | 0 | 0 | 0 | 0 | 0 | 0 | 0 | 0 | 0 | 0 | 0 | 0 | 0 | 0 | 0 | 0 | 0 | 0 | 0 | 0 | 0 | 0 | 0 | 0 | 0 | 0 | 0 | 0 | 0 | 0 | 0 | 0 | 0 | 0 | 0 | 0 | 0 | 0 | 0 | 0 | 0 | 0 | 0 | 0 | 0 | 0 | 0 | 0 | 0 | 0 | 0 | 0 | 0 | 0 | 0 | 0 | 0 | 0 | 0 | 0 | 0 | 0 | 0 | 0 | 0 | 0 | 0 | 0 | 0 | 0 | 0 | 0 | 0 | 0 | 0 | 0 | 0 | 0 | 0 | 0 | 0 | 0 | 0 | 0 | 0 | 0 | 0 | 0 | 0 | 0 | 0 | 0 | 0 | 0 | 0 | 0 | 0 | 0 | 0 | 0 | 0 | 0 | 0 | 0 | 0 | 0 | 0 | 0 | 0 | 0 | 0 | 0 | 0 | 0 | 0 | 0 | 0 | 0 | 0 | 0 | 0 | 0 | 0 | 0 | 0 | 0 | 0 | 0 | 0 | 0 | 0 | 0 | 0 | 0 | 0 | 0 | 0 | 0 | 0 | 0 | 0 | 0 | 0 | 0 | 0 | 0 | 0 | 0 | 0 | 0 | 0 | 0 | 0 | 0 | 0 | 0 | 0 | 0 | 0 | 0 | 0 | 0 | 0 | 0 | 0 | 0 | 0 | 0 | 0 | 0 | 0 | 0 | 0 | 0 | 0 | 0 | 0 | 0 | 0 | 0 | 0 | 0 | 0 | 0 | 0 | 0 | 0 | 0 | 0 | 0 | 0 | 0 | 0 | 0 | 0 | 0 | 0 | 0 | 0 | 0 | 0 | 0 | 0 | 0 | 0 | 0 | 0 | 0 | 0 | 0 | 0 | 0 | 0 | 0 | 0 | 0 | 0 | 0 | 0 | 0 | 0 | 0 | 0 | 0 | 0 | 0 | 0 | 0 | 0 | 0 | 0 | 0 | 0 | 0 | 0 | 0 | 0 | 0 | 0 | 0 | 0 | 0 | 0 | 0 | 0 | 0 | 0 | 0 | 0 | 0 | 0 | 0 | 0 | 0 | 0 | 0 | 0 | 0 | 0 | 0 | 0 | 0 | 0 | 0 | 0 | 0 | 0 | 0 | 0 | 0 | 0 | 0 | 0 | 0 | 0 | 0 | 0 | 0 | 0 | 0 | 0 | 0 | 0 | 0 | 0 | 0 | 0 | 0 | 0 | 0 | 0 | 0 | 0 | 0 | 0 | 0 | 0 | 0 | 0 | 0 | 0 | 0 | 0 | 0 | 0 | 0 | 0 | 0 | 0 | 0 | 0 | 0 | 0 | 0 | 0 | 0 | 0 | 0 | 0 | 0 | 0 | 0 | 0 | 0 | 0 | 0 | 0 | 0 | 0 | 0 | 0 | 0 | 0 | 0 | 0 | 0 | 0 | 0 | 0 | 0 | 0 | 0 | 0 | 0 | 0 | 0 | 0 | 0 | 0 | 0 | 0 | 0 | 0 | 0 | 0 | 0 | 0 | 0 | 0 | 0 | 0 | 0 | 0 | 0 | 0 | 0 | 0 | 0 | 0 | 0 | 0 | 0 | 0 | 0 | 0 | 0 | 0 | 0 | 0 | 0 | 0 | 0 | 0 | 0 | 0 | 0 | 0 | 0 | 0 | 0 | 0 | 0 | 0 | 0 | 0 | 0 | 0 | 0 | 0 | 0 | 0 | 0 | 0 | 0 | 0 | 0 | 0 | 0 | 0 | 0 | 0 | 0 | 0 | 0 | 0 | 0 | 0 | 0 | 0 | 0 | 0 | 0 | 0 | 0 | 0 | 0 | 0 | 0 | 0 | 0 | 0 | 0 | 0 | 0 | 0 | 0 | 0 | 0 | 0 | 0 | 0 | 0 | 0
OR_Commercial_Interruptible - College_New_Space Heating_Natural Gas_Gas Boiler - Steam Trap Replacement_A | OR | Commercial | Interruptible - College | New | Space Heating | Natural Gas | Gas Boiler - Steam Trap Replacement | A | OCM705 | Degrade performance | Cleaning and maintenance | 6 | 74.7764 | 0 | 0 | 44.04 | 0 | 0 | 0 | 0.28365 | 0.25 | perBLDg | 0% | 10% | Discretionary | RetroEven20_OR | 82.88% | Boiler | 0% | 0 |  | 0 |  | 0 | IL TRM v9, Section 4.4.16 | IL TRM v9, Section 4.4.16 | IL TRM - CI-HVC-STRE-V06-200101 | Degrade performance | Degrade performance | Degrade performance | Degrade performance | Degrade performance | Degrade performance | Degrade performance | Degrade performance | Degrade performance | Degrade performance | Degrade performance | Degrade performance | Degrade performance | Degrade performance | Degrade performance | Degrade performance | Degrade performance | Degrade performance | Degrade performance | Degrade performance | Degrade performance | Degrade performance | Degrade performance | Degrade performance | Degrade performance | Degrade performance | Degrade performance | Cleaning and maintenance | Cleaning and maintenance | Cleaning and maintenance | Cleaning and maintenance | Cleaning and maintenance | Cleaning and maintenance | Cleaning and maintenance | Cleaning and maintenance | Cleaning and maintenance | Cleaning and maintenance | Cleaning and maintenance | Cleaning and maintenance | Cleaning and maintenance | Cleaning and maintenance | Cleaning and maintenance | Cleaning and maintenance | Cleaning and maintenance | Cleaning and maintenance | Cleaning and maintenance | Cleaning and maintenance | Cleaning and maintenance | Cleaning and maintenance | Cleaning and maintenance | Cleaning and maintenance | Cleaning and maintenance | Cleaning and maintenance | Cleaning and maintenance | 44.04 | 44.04 | 44.04 | 44.04 | 44.04 | 44.04 | 44.04 | 44.04 | 44.04 | 44.04 | 44.04 | 44.04 | 44.04 | 44.04 | 44.04 | 44.04 | 44.04 | 44.04 | 44.04 | 44.04 | 44.04 | 44.04 | 44.04 | 44.04 | 44.04 | 44.04 | 44.04 | 0 | 0 | 0 | 0 | 0 | 0 | 0 | 0 | 0 | 0 | 0 | 0 | 0 | 0 | 0 | 0 | 0 | 0 | 0 | 0 | 0 | 0 | 0 | 0 | 0 | 0 | 0 | 0 | 0 | 0 | 0 | 0 | 0 | 0 | 0 | 0 | 0 | 0 | 0 | 0 | 0 | 0 | 0 | 0 | 0 | 0 | 0 | 0 | 0 | 0 | 0 | 0 | 0 | 0 | 0 | 0 | 0 | 0 | 0 | 0 | 0 | 0 | 0 | 0 | 0 | 0 | 0 | 0 | 0 | 0 | 0 | 0 | 0 | 0 | 0 | 0 | 0 | 0 | 0 | 0 | 0 | 0 | 0 | 0 | 0 | 0 | 0 | 0 | 0 | 0 | 0 | 0 | 0 | 0 | 0 | 0 | 0 | 0 | 0 | 0 | 0 | 0 | 0 | 0 | 0 | 0 | 0 | 0 | 0 | 0 | 0 | 0 | 0 | 0 | 0 | 0 | 0 | 0 | 0 | 0 | 0 | 0 | 0 | 0 | 0 | 0 | 0 | 0 | 0 | 0 | 0 | 0 | 0 | 0 | 0 | 0 | 0 | 0 | 0 | 0 | 0 | 0 | 0 | 0 | 0 | 0 | 0 | 0 | 0 | 0 | 0 | 0 | 0 | 0 | 0 | 0 | 0 | 0 | 0 | 0 | 0 | 0 | 0 | 0 | 0 | 0 | 0 | 0 | 0 | 0 | 0 | 0 | 0 | 0 | 0 | 0 | 0 | 0 | 0 | 0 | 0 | 0 | 0 | 0 | 0 | 0 | 0 | 0 | 0 | 0 | 0 | 0 | 0 | 0 | 0 | 0 | 0 | 0 | 0 | 0 | 0 | 0 | 0 | 0 | 0 | 0 | 0 | 0 | 0 | 0 | 0 | 0 | 0 | 0 | 0 | 0 | 0 | 0 | 0 | 0 | 0 | 0 | 0 | 0 | 0 | 0 | 0 | 0 | 0 | 0 | 0 | 0 | 0 | 0 | 0 | 0 | 0 | 0 | 0 | 0 | 0 | 0 | 0 | 0 | 0 | 0 | 0 | 0 | 0 | 0 | 0 | 0 | 0 | 0 | 0 | 0 | 0 | 0 | 0 | 0 | 0 | 0 | 0 | 0 | 0 | 0 | 0 | 0 | 0 | 0 | 0 | 0 | 0 | 0 | 0 | 0 | 0 | 0 | 0 | 0 | 0 | 0 | 0 | 0 | 0 | 0 | 0 | 0 | 0 | 0 | 0 | 0 | 0 | 0 | 0 | 0 | 0 | 0 | 0 | 0 | 0 | 0 | 0 | 0 | 0 | 0 | 0 | 0 | 0 | 0 | 0 | 0 | 0 | 0 | 0 | 0 | 0 | 0 | 0 | 0 | 0 | 0 | 0 | 0 | 0 | 0 | 0 | 0 | 0 | 0 | 0 | 0 | 0 | 0 | 0 | 0 | 0 | 0 | 0 | 0 | 0 | 0 | 0 | 0 | 0 | 0 | 0 | 0 | 0 | 0 | 0 | 0 | 0 | 0 | 0 | 0 | 0 | 0 | 0 | 0 | 0 | 0 | 0 | 0 | 0 | 0 | 0 | 0 | 0 | 0 | 0 | 0 | 0 | 0 | 0 | 0 | 0 | 0 | 0 | 0 | 0 | 0 | 0 | 0 | 0 | 0 | 0 | 0 | 0 | 0 | 0 | 0 | 0 | 0 | 0 | 0 | 0 | 0 | 0 | 0 | 0 | 0 | 0 | 0 | 0 | 0 | 0 | 0 | 0 | 0 | 0 | 0 | 0 | 0 | 0 | 0 | 0 | 0 | 0 | 0 | 0 | 0 | 0 | 0 | 0 | 0 | 0 | 0 | 0 | 0 | 0 | 0 | 0 | 0 | 0 | 0 | 0 | 0 | 0 | 0 | 0 | 0 | 0 | 0 | 0 | 0 | 0 | 0 | 0 | 0 | 0 | 0 | 0 | 0 | 0 | 0 | 0 | 0 | 0 | 0 | 0 | 0 | 0 | 0 | 0 | 0 | 0 | 0 | 0 | 0 | 0 | 0 | 0 | 0 | 0 | 0 | 0
OR_Commercial_Interruptible - College_New_Space Heating_Natural Gas_Gas Boiler - High Turndown Burner_A | OR | Commercial | Interruptible - College | New | Space Heating | Natural Gas | Gas Boiler - High Turndown Burner | A | OCM706 | No control | Turndown control installed | 15 | 0.22043 | 0 | 0 | 2.54 | 0 | 0 | 0 | 0.28365 | 0.25 | kbtuh heat | 100% | 100% | Discretionary | Retro5Med_OR | 81.34% | Boiler | 0% | 0 |  | 0 |  | 0 | GBLR_TRN-Heating-MNTRM-v2.1-1 | GBLR_TRN-Heating-MNTRM-v2.1-1 | GBLR_TRN-Heating-MNTRM-v2.1-1 | No control | No control | No control | No control | No control | No control | No control | No control | No control | No control | No control | No control | No control | No control | No control | No control | No control | No control | No control | No control | No control | No control | No control | No control | No control | No control | No control | Turndown control installed | Turndown control installed | Turndown control installed | Turndown control installed | Turndown control installed | Turndown control installed | Turndown control installed | Turndown control installed | Turndown control installed | Turndown control installed | Turndown control installed | Turndown control installed | Turndown control installed | Turndown control installed | Turndown control installed | Turndown control installed | Turndown control installed | Turndown control installed | Turndown control installed | Turndown control installed | Turndown control installed | Turndown control installed | Turndown control installed | Turndown control installed | Turndown control installed | Turndown control installed | Turndown control installed | 2.54 | 2.54 | 2.54 | 2.54 | 2.54 | 2.54 | 2.54 | 2.54 | 2.54 | 2.54 | 2.54 | 2.54 | 2.54 | 2.54 | 2.54 | 2.54 | 2.54 | 2.54 | 2.54 | 2.54 | 2.54 | 2.54 | 2.54 | 2.54 | 2.54 | 2.54 | 2.54 | 0 | 0 | 0 | 0 | 0 | 0 | 0 | 0 | 0 | 0 | 0 | 0 | 0 | 0 | 0 | 0 | 0 | 0 | 0 | 0 | 0 | 0 | 0 | 0 | 0 | 0 | 0 | 0 | 0 | 0 | 0 | 0 | 0 | 0 | 0 | 0 | 0 | 0 | 0 | 0 | 0 | 0 | 0 | 0 | 0 | 0 | 0 | 0 | 0 | 0 | 0 | 0 | 0 | 0 | 0 | 0 | 0 | 0 | 0 | 0 | 0 | 0 | 0 | 0 | 0 | 0 | 0 | 0 | 0 | 0 | 0 | 0 | 0 | 0 | 0 | 0 | 0 | 0 | 0 | 0 | 0 | 0 | 0 | 0 | 0 | 0 | 0 | 0 | 0 | 0 | 0 | 0 | 0 | 0 | 0 | 0 | 0 | 0 | 0 | 0 | 0 | 0 | 0 | 0 | 0 | 0 | 0 | 0 | 0 | 0 | 0 | 0 | 0 | 0 | 0 | 0 | 0 | 0 | 0 | 0 | 0 | 0 | 0 | 0 | 0 | 0 | 0 | 0 | 0 | 0 | 0 | 0 | 0 | 0 | 0 | 0 | 0 | 0 | 0 | 0 | 0 | 0 | 0 | 0 | 0 | 0 | 0 | 0 | 0 | 0 | 0 | 0 | 0 | 0 | 0 | 0 | 0 | 0 | 0 | 0 | 0 | 0 | 0 | 0 | 0 | 0 | 0 | 0 | 0 | 0 | 0 | 0 | 0 | 0 | 0 | 0 | 0 | 0 | 0 | 0 | 0 | 0 | 0 | 0 | 0 | 0 | 0 | 0 | 0 | 0 | 0 | 0 | 0 | 0 | 0 | 0 | 0 | 0 | 0 | 0 | 0 | 0 | 0 | 0 | 0 | 0 | 0 | 0 | 0 | 0 | 0 | 0 | 0 | 0 | 0 | 0 | 0 | 0 | 0 | 0 | 0 | 0 | 0 | 0 | 0 | 0 | 0 | 0 | 0 | 0 | 0 | 0 | 0 | 0 | 0 | 0 | 0 | 0 | 0 | 0 | 0 | 0 | 0 | 0 | 0 | 0 | 0 | 0 | 0 | 0 | 0 | 0 | 0 | 0 | 0 | 0 | 0 | 0 | 0 | 0 | 0 | 0 | 0 | 0 | 0 | 0 | 0 | 0 | 0 | 0 | 0 | 0 | 0 | 0 | 0 | 0 | 0 | 0 | 0 | 0 | 0 | 0 | 0 | 0 | 0 | 0 | 0 | 0 | 0 | 0 | 0 | 0 | 0 | 0 | 0 | 0 | 0 | 0 | 0 | 0 | 0 | 0 | 0 | 0 | 0 | 0 | 0 | 0 | 0 | 0 | 0 | 0 | 0 | 0 | 0 | 0 | 0 | 0 | 0 | 0 | 0 | 0 | 0 | 0 | 0 | 0 | 0 | 0 | 0 | 0 | 0 | 0 | 0 | 0 | 0 | 0 | 0 | 0 | 0 | 0 | 0 | 0 | 0 | 0 | 0 | 0 | 0 | 0 | 0 | 0 | 0 | 0 | 0 | 0 | 0 | 0 | 0 | 0 | 0 | 0 | 0 | 0 | 0 | 0 | 0 | 0 | 0 | 0 | 0 | 0 | 0 | 0 | 0 | 0 | 0 | 0 | 0 | 0 | 0 | 0 | 0 | 0 | 0 | 0 | 0 | 0 | 0 | 0 | 0 | 0 | 0 | 0 | 0 | 0 | 0 | 0 | 0 | 0 | 0 | 0 | 0 | 0 | 0 | 0 | 0 | 0 | 0 | 0 | 0 | 0 | 0 | 0 | 0 | 0 | 0 | 0 | 0 | 0 | 0 | 0 | 0 | 0 | 0 | 0 | 0 | 0 | 0 | 0 | 0 | 0 | 0 | 0 | 0 | 0 | 0 | 0 | 0 | 0 | 0 | 0 | 0 | 0 | 0 | 0 | 0 | 0 | 0 | 0 | 0 | 0 | 0 | 0 | 0 | 0 | 0 | 0 | 0 | 0 | 0 | 0 | 0 | 0 | 0 | 0 | 0 | 0 | 0 | 0 | 0 | 0 | 0 | 0 | 0 | 0 | 0 | 0 | 0
OR_Commercial_Interruptible - College_New_Space Heating_Natural Gas_Gas Boiler - Burner Control Optimization_A | OR | Commercial | Interruptible - College | New | Space Heating | Natural Gas | Gas Boiler - Burner Control Optimization | A | OCM707 | Average performance | Optimized burner controls | 18 | 0.063926 | 0 | 0 | 0.85 | 0 | 0 | 0 | 0.28365 | 0.25 | kBtuh heat | 5% | 85% | Discretionary | Retro1Slow_OR | 84.23% | Boiler | 0% | 0 |  | 0 |  | 0 | GBLR_O2TRM-Heating-ILTRM-v4.0-1 | GBLR_O2TRM-Heating-MEMD-2018-1 | GBLR_O2TRM-Heating-ILTRM-v4.0-1 | Average performance | Average performance | Average performance | Average performance | Average performance | Average performance | Average performance | Average performance | Average performance | Average performance | Average performance | Average performance | Average performance | Average performance | Average performance | Average performance | Average performance | Average performance | Average performance | Average performance | Average performance | Average performance | Average performance | Average performance | Average performance | Average performance | Average performance | Optimized burner controls | Optimized burner controls | Optimized burner controls | Optimized burner controls | Optimized burner controls | Optimized burner controls | Optimized burner controls | Optimized burner controls | Optimized burner controls | Optimized burner controls | Optimized burner controls | Optimized burner controls | Optimized burner controls | Optimized burner controls | Optimized burner controls | Optimized burner controls | Optimized burner controls | Optimized burner controls | Optimized burner controls | Optimized burner controls | Optimized burner controls | Optimized burner controls | Optimized burner controls | Optimized burner controls | Optimized burner controls | Optimized burner controls | Optimized burner controls | 0.85 | 0.85 | 0.85 | 0.85 | 0.85 | 0.85 | 0.85 | 0.85 | 0.85 | 0.85 | 0.85 | 0.85 | 0.85 | 0.85 | 0.85 | 0.85 | 0.85 | 0.85 | 0.85 | 0.85 | 0.85 | 0.85 | 0.85 | 0.85 | 0.85 | 0.85 | 0.85 | 0 | 0 | 0 | 0 | 0 | 0 | 0 | 0 | 0 | 0 | 0 | 0 | 0 | 0 | 0 | 0 | 0 | 0 | 0 | 0 | 0 | 0 | 0 | 0 | 0 | 0 | 0 | 0 | 0 | 0 | 0 | 0 | 0 | 0 | 0 | 0 | 0 | 0 | 0 | 0 | 0 | 0 | 0 | 0 | 0 | 0 | 0 | 0 | 0 | 0 | 0 | 0 | 0 | 0 | 0 | 0 | 0 | 0 | 0 | 0 | 0 | 0 | 0 | 0 | 0 | 0 | 0 | 0 | 0 | 0 | 0 | 0 | 0 | 0 | 0 | 0 | 0 | 0 | 0 | 0 | 0 | 0 | 0 | 0 | 0 | 0 | 0 | 0 | 0 | 0 | 0 | 0 | 0 | 0 | 0 | 0 | 0 | 0 | 0 | 0 | 0 | 0 | 0 | 0 | 0 | 0 | 0 | 0 | 0 | 0 | 0 | 0 | 0 | 0 | 0 | 0 | 0 | 0 | 0 | 0 | 0 | 0 | 0 | 0 | 0 | 0 | 0 | 0 | 0 | 0 | 0 | 0 | 0 | 0 | 0 | 0 | 0 | 0 | 0 | 0 | 0 | 0 | 0 | 0 | 0 | 0 | 0 | 0 | 0 | 0 | 0 | 0 | 0 | 0 | 0 | 0 | 0 | 0 | 0 | 0 | 0 | 0 | 0 | 0 | 0 | 0 | 0 | 0 | 0 | 0 | 0 | 0 | 0 | 0 | 0 | 0 | 0 | 0 | 0 | 0 | 0 | 0 | 0 | 0 | 0 | 0 | 0 | 0 | 0 | 0 | 0 | 0 | 0 | 0 | 0 | 0 | 0 | 0 | 0 | 0 | 0 | 0 | 0 | 0 | 0 | 0 | 0 | 0 | 0 | 0 | 0 | 0 | 0 | 0 | 0 | 0 | 0 | 0 | 0 | 0 | 0 | 0 | 0 | 0 | 0 | 0 | 0 | 0 | 0 | 0 | 0 | 0 | 0 | 0 | 0 | 0 | 0 | 0 | 0 | 0 | 0 | 0 | 0 | 0 | 0 | 0 | 0 | 0 | 0 | 0 | 0 | 0 | 0 | 0 | 0 | 0 | 0 | 0 | 0 | 0 | 0 | 0 | 0 | 0 | 0 | 0 | 0 | 0 | 0 | 0 | 0 | 0 | 0 | 0 | 0 | 0 | 0 | 0 | 0 | 0 | 0 | 0 | 0 | 0 | 0 | 0 | 0 | 0 | 0 | 0 | 0 | 0 | 0 | 0 | 0 | 0 | 0 | 0 | 0 | 0 | 0 | 0 | 0 | 0 | 0 | 0 | 0 | 0 | 0 | 0 | 0 | 0 | 0 | 0 | 0 | 0 | 0 | 0 | 0 | 0 | 0 | 0 | 0 | 0 | 0 | 0 | 0 | 0 | 0 | 0 | 0 | 0 | 0 | 0 | 0 | 0 | 0 | 0 | 0 | 0 | 0 | 0 | 0 | 0 | 0 | 0 | 0 | 0 | 0 | 0 | 0 | 0 | 0 | 0 | 0 | 0 | 0 | 0 | 0 | 0 | 0 | 0 | 0 | 0 | 0 | 0 | 0 | 0 | 0 | 0 | 0 | 0 | 0 | 0 | 0 | 0 | 0 | 0 | 0 | 0 | 0 | 0 | 0 | 0 | 0 | 0 | 0 | 0 | 0 | 0 | 0 | 0 | 0 | 0 | 0 | 0 | 0 | 0 | 0 | 0 | 0 | 0 | 0 | 0 | 0 | 0 | 0 | 0 | 0 | 0 | 0 | 0 | 0 | 0 | 0 | 0 | 0 | 0 | 0 | 0 | 0 | 0 | 0 | 0 | 0 | 0 | 0 | 0 | 0 | 0 | 0 | 0 | 0 | 0 | 0 | 0 | 0 | 0 | 0 | 0 | 0 | 0 | 0 | 0 | 0 | 0 | 0 | 0 | 0 | 0 | 0 | 0 | 0 | 0 | 0 | 0 | 0 | 0 | 0 | 0 | 0 | 0 | 0 | 0 | 0 | 0 | 0 | 0 | 0 | 0 | 0 | 0 | 0 | 0 | 0 | 0 | 0
OR_Commercial_Interruptible - College_New_Space Heating_Natural Gas_Gas Boiler - Stack Economizer_A | OR | Commercial | Interruptible - College | New | Space Heating | Natural Gas | Gas Boiler - Stack Economizer | A | OCM708 | None | Economizer installed | 15 | 0.21162 | 0 | 0 | 9.41 | 0 | 0 | 0 | 0.28365 | 0.25 | kBtuh Heat | 15% | 55% | Discretionary | Retro5Med_OR | 81.34% | Boiler | 0% | 0 |  | 0 |  | 0 | IL TRM - CI-HVC-BECO-V01-150601 | IL TRM - CI-HVC-BECO-V01-150601 | IL TRM - CI-HVC-BECO-V01-150601 | None | None | None | None | None | None | None | None | None | None | None | None | None | None | None | None | None | None | None | None | None | None | None | None | None | None | None | Economizer installed | Economizer installed | Economizer installed | Economizer installed | Economizer installed | Economizer installed | Economizer installed | Economizer installed | Economizer installed | Economizer installed | Economizer installed | Economizer installed | Economizer installed | Economizer installed | Economizer installed | Economizer installed | Economizer installed | Economizer installed | Economizer installed | Economizer installed | Economizer installed | Economizer installed | Economizer installed | Economizer installed | Economizer installed | Economizer installed | Economizer installed | 9.41 | 9.41 | 9.41 | 9.41 | 9.41 | 9.41 | 9.41 | 9.41 | 9.41 | 9.41 | 9.41 | 9.41 | 9.41 | 9.41 | 9.41 | 9.41 | 9.41 | 9.41 | 9.41 | 9.41 | 9.41 | 9.41 | 9.41 | 9.41 | 9.41 | 9.41 | 9.41 | 0 | 0 | 0 | 0 | 0 | 0 | 0 | 0 | 0 | 0 | 0 | 0 | 0 | 0 | 0 | 0 | 0 | 0 | 0 | 0 | 0 | 0 | 0 | 0 | 0 | 0 | 0 | 0 | 0 | 0 | 0 | 0 | 0 | 0 | 0 | 0 | 0 | 0 | 0 | 0 | 0 | 0 | 0 | 0 | 0 | 0 | 0 | 0 | 0 | 0 | 0 | 0 | 0 | 0 | 0 | 0 | 0 | 0 | 0 | 0 | 0 | 0 | 0 | 0 | 0 | 0 | 0 | 0 | 0 | 0 | 0 | 0 | 0 | 0 | 0 | 0 | 0 | 0 | 0 | 0 | 0 | 0 | 0 | 0 | 0 | 0 | 0 | 0 | 0 | 0 | 0 | 0 | 0 | 0 | 0 | 0 | 0 | 0 | 0 | 0 | 0 | 0 | 0 | 0 | 0 | 0 | 0 | 0 | 0 | 0 | 0 | 0 | 0 | 0 | 0 | 0 | 0 | 0 | 0 | 0 | 0 | 0 | 0 | 0 | 0 | 0 | 0 | 0 | 0 | 0 | 0 | 0 | 0 | 0 | 0 | 0 | 0 | 0 | 0 | 0 | 0 | 0 | 0 | 0 | 0 | 0 | 0 | 0 | 0 | 0 | 0 | 0 | 0 | 0 | 0 | 0 | 0 | 0 | 0 | 0 | 0 | 0 | 0 | 0 | 0 | 0 | 0 | 0 | 0 | 0 | 0 | 0 | 0 | 0 | 0 | 0 | 0 | 0 | 0 | 0 | 0 | 0 | 0 | 0 | 0 | 0 | 0 | 0 | 0 | 0 | 0 | 0 | 0 | 0 | 0 | 0 | 0 | 0 | 0 | 0 | 0 | 0 | 0 | 0 | 0 | 0 | 0 | 0 | 0 | 0 | 0 | 0 | 0 | 0 | 0 | 0 | 0 | 0 | 0 | 0 | 0 | 0 | 0 | 0 | 0 | 0 | 0 | 0 | 0 | 0 | 0 | 0 | 0 | 0 | 0 | 0 | 0 | 0 | 0 | 0 | 0 | 0 | 0 | 0 | 0 | 0 | 0 | 0 | 0 | 0 | 0 | 0 | 0 | 0 | 0 | 0 | 0 | 0 | 0 | 0 | 0 | 0 | 0 | 0 | 0 | 0 | 0 | 0 | 0 | 0 | 0 | 0 | 0 | 0 | 0 | 0 | 0 | 0 | 0 | 0 | 0 | 0 | 0 | 0 | 0 | 0 | 0 | 0 | 0 | 0 | 0 | 0 | 0 | 0 | 0 | 0 | 0 | 0 | 0 | 0 | 0 | 0 | 0 | 0 | 0 | 0 | 0 | 0 | 0 | 0 | 0 | 0 | 0 | 0 | 0 | 0 | 0 | 0 | 0 | 0 | 0 | 0 | 0 | 0 | 0 | 0 | 0 | 0 | 0 | 0 | 0 | 0 | 0 | 0 | 0 | 0 | 0 | 0 | 0 | 0 | 0 | 0 | 0 | 0 | 0 | 0 | 0 | 0 | 0 | 0 | 0 | 0 | 0 | 0 | 0 | 0 | 0 | 0 | 0 | 0 | 0 | 0 | 0 | 0 | 0 | 0 | 0 | 0 | 0 | 0 | 0 | 0 | 0 | 0 | 0 | 0 | 0 | 0 | 0 | 0 | 0 | 0 | 0 | 0 | 0 | 0 | 0 | 0 | 0 | 0 | 0 | 0 | 0 | 0 | 0 | 0 | 0 | 0 | 0 | 0 | 0 | 0 | 0 | 0 | 0 | 0 | 0 | 0 | 0 | 0 | 0 | 0 | 0 | 0 | 0 | 0 | 0 | 0 | 0 | 0 | 0 | 0 | 0 | 0 | 0 | 0 | 0 | 0 | 0 | 0 | 0 | 0 | 0 | 0 | 0 | 0 | 0 | 0 | 0 | 0 | 0 | 0 | 0 | 0 | 0 | 0 | 0 | 0 | 0 | 0 | 0 | 0 | 0 | 0 | 0 | 0 | 0 | 0 | 0 | 0 | 0 | 0 | 0 | 0 | 0 | 0 | 0 | 0 | 0 | 0 | 0 | 0 | 0 | 0 | 0 | 0 | 0
OR_Commercial_Interruptible - College_New_Space Heating_Natural Gas_Gas Boiler - Thermostatic Radiator Valves_A | OR | Commercial | Interruptible - College | New | Space Heating | Natural Gas | Gas Boiler - Thermostatic Radiator Valves | A | OCM709 | TBD | TBD | 15 | 5.25 | 0 | 0 | 63.8 | 0 | 0 | 0 | 0.28365 | 0.25 | radiator | 100% | 100% | Discretionary | RetroEven20_OR | 82.88% | Boiler | 0% | 0 |  | 0 |  | 0 | IL TRM - 5.3.19 - RS-HVC-TRVS-V01-210101 | AEG Cost Characterization, 2021 | IL TRM - 5.3.19 - RS-HVC-TRVS-V01-210101 | TBD | TBD | TBD | TBD | TBD | TBD | TBD | TBD | TBD | TBD | TBD | TBD | TBD | TBD | TBD | TBD | TBD | TBD | TBD | TBD | TBD | TBD | TBD | TBD | TBD | TBD | TBD | TBD | TBD | TBD | TBD | TBD | TBD | TBD | TBD | TBD | TBD | TBD | TBD | TBD | TBD | TBD | TBD | TBD | TBD | TBD | TBD | TBD | TBD | TBD | TBD | TBD | TBD | TBD | 63.8 | 63.8 | 63.8 | 63.8 | 63.8 | 63.8 | 63.8 | 63.8 | 63.8 | 63.8 | 63.8 | 63.8 | 63.8 | 63.8 | 63.8 | 63.8 | 63.8 | 63.8 | 63.8 | 63.8 | 63.8 | 63.8 | 63.8 | 63.8 | 63.8 | 63.8 | 63.8 | 0 | 0 | 0 | 0 | 0 | 0 | 0 | 0 | 0 | 0 | 0 | 0 | 0 | 0 | 0 | 0 | 0 | 0 | 0 | 0 | 0 | 0 | 0 | 0 | 0 | 0 | 0 | 0 | 0 | 0 | 0 | 0 | 0 | 0 | 0 | 0 | 0 | 0 | 0 | 0 | 0 | 0 | 0 | 0 | 0 | 0 | 0 | 0 | 0 | 0 | 0 | 0 | 0 | 0 | 0 | 0 | 0 | 0 | 0 | 0 | 0 | 0 | 0 | 0 | 0 | 0 | 0 | 0 | 0 | 0 | 0 | 0 | 0 | 0 | 0 | 0 | 0 | 0 | 0 | 0 | 0 | 0 | 0 | 0 | 0 | 0 | 0 | 0 | 0 | 0 | 0 | 0 | 0 | 0 | 0 | 0 | 0 | 0 | 0 | 0 | 0 | 0 | 0 | 0 | 0 | 0 | 0 | 0 | 0 | 0 | 0 | 0 | 0 | 0 | 0 | 0 | 0 | 0 | 0 | 0 | 0 | 0 | 0 | 0 | 0 | 0 | 0 | 0 | 0 | 0 | 0 | 0 | 0 | 0 | 0 | 0 | 0 | 0 | 0 | 0 | 0 | 0 | 0 | 0 | 0 | 0 | 0 | 0 | 0 | 0 | 0 | 0 | 0 | 0 | 0 | 0 | 0 | 0 | 0 | 0 | 0 | 0 | 0 | 0 | 0 | 0 | 0 | 0 | 0 | 0 | 0 | 0 | 0 | 0 | 0 | 0 | 0 | 0 | 0 | 0 | 0 | 0 | 0 | 0 | 0 | 0 | 0 | 0 | 0 | 0 | 0 | 0 | 0 | 0 | 0 | 0 | 0 | 0 | 0 | 0 | 0 | 0 | 0 | 0 | 0 | 0 | 0 | 0 | 0 | 0 | 0 | 0 | 0 | 0 | 0 | 0 | 0 | 0 | 0 | 0 | 0 | 0 | 0 | 0 | 0 | 0 | 0 | 0 | 0 | 0 | 0 | 0 | 0 | 0 | 0 | 0 | 0 | 0 | 0 | 0 | 0 | 0 | 0 | 0 | 0 | 0 | 0 | 0 | 0 | 0 | 0 | 0 | 0 | 0 | 0 | 0 | 0 | 0 | 0 | 0 | 0 | 0 | 0 | 0 | 0 | 0 | 0 | 0 | 0 | 0 | 0 | 0 | 0 | 0 | 0 | 0 | 0 | 0 | 0 | 0 | 0 | 0 | 0 | 0 | 0 | 0 | 0 | 0 | 0 | 0 | 0 | 0 | 0 | 0 | 0 | 0 | 0 | 0 | 0 | 0 | 0 | 0 | 0 | 0 | 0 | 0 | 0 | 0 | 0 | 0 | 0 | 0 | 0 | 0 | 0 | 0 | 0 | 0 | 0 | 0 | 0 | 0 | 0 | 0 | 0 | 0 | 0 | 0 | 0 | 0 | 0 | 0 | 0 | 0 | 0 | 0 | 0 | 0 | 0 | 0 | 0 | 0 | 0 | 0 | 0 | 0 | 0 | 0 | 0 | 0 | 0 | 0 | 0 | 0 | 0 | 0 | 0 | 0 | 0 | 0 | 0 | 0 | 0 | 0 | 0 | 0 | 0 | 0 | 0 | 0 | 0 | 0 | 0 | 0 | 0 | 0 | 0 | 0 | 0 | 0 | 0 | 0 | 0 | 0 | 0 | 0 | 0 | 0 | 0 | 0 | 0 | 0 | 0 | 0 | 0 | 0 | 0 | 0 | 0 | 0 | 0 | 0 | 0 | 0 | 0 | 0 | 0 | 0 | 0 | 0 | 0 | 0 | 0 | 0 | 0 | 0 | 0 | 0 | 0 | 0 | 0 | 0 | 0 | 0 | 0 | 0 | 0 | 0 | 0 | 0 | 0 | 0 | 0 | 0 | 0 | 0 | 0 | 0 | 0 | 0 | 0 | 0 | 0 | 0 | 0 | 0 | 0 | 0 | 0 | 0 | 0 | 0 | 0 | 0 | 0 | 0 | 0 | 0 | 0 | 0 | 0 | 0 | 0 | 0 | 0 | 0 | 0 | 0 | 0 | 0 | 0 | 0 | 0 | 0 | 0 | 0 | 0
OR_Commercial_Interruptible - College_New_Space Heating_Natural Gas_HVAC - Shut Off Damper_A | OR | Commercial | Interruptible - College | New | Space Heating | Natural Gas | HVAC - Shut Off Damper | A | OCM710 | No damper | Damper installed | 15 | 0 | 0 | 0 | 1506.97 | 0 | 112.52 | 0 | 0.28365 | 0.25 | BoilerCtrl | 0% | 75% | Discretionary | Retro5Med_OR | 81.34% | Central Systems | 0% | 0 |  | 0 |  | 0 | HVAC_DMPROFF-Heating-ILTRM-v4.0-1 | HVAC_DMPROFF-Heating-ILTRM-v4.0-1 | HVAC_DMPROFF-Heating-ILTRM-v4.0-1 | No damper | No damper | No damper | No damper | No damper | No damper | No damper | No damper | No damper | No damper | No damper | No damper | No damper | No damper | No damper | No damper | No damper | No damper | No damper | No damper | No damper | No damper | No damper | No damper | No damper | No damper | No damper | Damper installed | Damper installed | Damper installed | Damper installed | Damper installed | Damper installed | Damper installed | Damper installed | Damper installed | Damper installed | Damper installed | Damper installed | Damper installed | Damper installed | Damper installed | Damper installed | Damper installed | Damper installed | Damper installed | Damper installed | Damper installed | Damper installed | Damper installed | Damper installed | Damper installed | Damper installed | Damper installed | 1506.97 | 1506.97 | 1506.97 | 1506.97 | 1506.97 | 1506.97 | 1506.97 | 1506.97 | 1506.97 | 1506.97 | 1506.97 | 1506.97 | 1506.97 | 1506.97 | 1506.97 | 1506.97 | 1506.97 | 1506.97 | 1506.97 | 1506.97 | 1506.97 | 1506.97 | 1506.97 | 1506.97 | 1506.97 | 1506.97 | 1506.97 | 0 | 0 | 0 | 0 | 0 | 0 | 0 | 0 | 0 | 0 | 0 | 0 | 0 | 0 | 0 | 0 | 0 | 0 | 0 | 0 | 0 | 0 | 0 | 0 | 0 | 0 | 0 | 0 | 0 | 0 | 0 | 0 | 0 | 0 | 0 | 0 | 0 | 0 | 0 | 0 | 0 | 0 | 0 | 0 | 0 | 0 | 0 | 0 | 0 | 0 | 0 | 0 | 0 | 0 | 0 | 0 | 0 | 0 | 0 | 0 | 0 | 0 | 0 | 0 | 0 | 0 | 0 | 0 | 0 | 0 | 0 | 0 | 0 | 0 | 0 | 0 | 0 | 0 | 0 | 0 | 0 | 0 | 0 | 0 | 0 | 0 | 0 | 0 | 0 | 0 | 0 | 0 | 0 | 0 | 0 | 0 | 0 | 0 | 0 | 0 | 0 | 0 | 0 | 0 | 0 | 0 | 0 | 0 | 0 | 0 | 0 | 0 | 0 | 0 | 0 | 0 | 0 | 0 | 0 | 0 | 0 | 0 | 0 | 0 | 0 | 0 | 0 | 0 | 0 | 0 | 0 | 0 | 0 | 0 | 0 | 0 | 0 | 0 | 0 | 0 | 0 | 0 | 0 | 0 | 0 | 0 | 0 | 0 | 0 | 0 | 0 | 0 | 0 | 0 | 0 | 0 | 0 | 0 | 0 | 0 | 0 | 0 | 0 | 0 | 0 | 0 | 0 | 0 | 0 | 0 | 0 | 0 | 0 | 0 | 0 | 0 | 0 | 0 | 0 | 0 | 0 | 0 | 0 | 0 | 0 | 0 | 0 | 0 | 0 | 0 | 0 | 0 | 0 | 0 | 0 | 0 | 0 | 0 | 0 | 0 | 0 | 0 | 0 | 0 | 0 | 0 | 0 | 0 | 0 | 0 | 0 | 0 | 0 | 0 | 0 | 0 | 0 | 0 | 0 | 0 | 0 | 0 | 0 | 0 | 0 | 0 | 0 | 0 | 0 | 0 | 0 | 0 | 0 | 0 | 0 | 0 | 0 | 0 | 0 | 0 | 0 | 0 | 0 | 0 | 0 | 0 | 0 | 0 | 0 | 0 | 0 | 0 | 0 | 0 | 0 | 0 | 0 | 0 | 0 | 0 | 0 | 0 | 0 | 0 | 0 | 0 | 0 | 0 | 0 | 0 | 0 | 0 | 0 | 0 | 0 | 0 | 0 | 0 | 0 | 0 | 0 | 0 | 0 | 0 | 0 | 0 | 0 | 0 | 0 | 0 | 0 | 0 | 0 | 0 | 0 | 0 | 0 | 0 | 0 | 0 | 0 | 0 | 0 | 0 | 0 | 0 | 0 | 0 | 0 | 0 | 0 | 0 | 0 | 0 | 0 | 0 | 0 | 0 | 0 | 0 | 0 | 0 | 0 | 0 | 0 | 0 | 0 | 0 | 0 | 0 | 0 | 0 | 0 | 0 | 0 | 0 | 0 | 0 | 0 | 0 | 0 | 0 | 0 | 0 | 0 | 0 | 0 | 0 | 0 | 0 | 0 | 0 | 0 | 0 | 0 | 0 | 0 | 0 | 0 | 0 | 0 | 0 | 0 | 0 | 0 | 0 | 0 | 0 | 0 | 0 | 0 | 0 | 0 | 0 | 0 | 0 | 0 | 0 | 0 | 0 | 0 | 0 | 0 | 0 | 0 | 0 | 0 | 0 | 0 | 0 | 0 | 0 | 0 | 0 | 0 | 0 | 0 | 0 | 0 | 0 | 0 | 0 | 0 | 0 | 0 | 0 | 0 | 0 | 0 | 0 | 0 | 0 | 0 | 0 | 0 | 0 | 0 | 0 | 0 | 0 | 0 | 0 | 0 | 0 | 0 | 0 | 0 | 0 | 0 | 0 | 0 | 0 | 0 | 0 | 0 | 0 | 0 | 0 | 0 | 0 | 0 | 0 | 0 | 0 | 0 | 0 | 0 | 0 | 0 | 0 | 0 | 0 | 0 | 0 | 0 | 0 | 0 | 0 | 0 | 0 | 0 | 0 | 0 | 0 | 0 | 0 | 0 | 0 | 0 | 0 | 0 | 0 | 0 | 0 | 0 | 0 | 0
OR_Commercial_Interruptible - College_New_Space Heating_Natural Gas_Gas Furnace - Tube Inserts_A | OR | Commercial | Interruptible - College | New | Space Heating | Natural Gas | Gas Furnace - Tube Inserts | A | OCM711 | None | Tube inserts installed | 5 | 0 | 0 | 0 | 1 | 0 | 0 | 0 | 0.28365 | 0.25 | sqft | 0% | 10% | Discretionary | Retro1Slow_OR | 84.23% | Furnace | 0% | 0 |  | 0 |  | 0 | n/a | n/a | n/a | None | None | None | None | None | None | None | None | None | None | None | None | None | None | None | None | None | None | None | None | None | None | None | None | None | None | None | Tube inserts installed | Tube inserts installed | Tube inserts installed | Tube inserts installed | Tube inserts installed | Tube inserts installed | Tube inserts installed | Tube inserts installed | Tube inserts installed | Tube inserts installed | Tube inserts installed | Tube inserts installed | Tube inserts installed | Tube inserts installed | Tube inserts installed | Tube inserts installed | Tube inserts installed | Tube inserts installed | Tube inserts installed | Tube inserts installed | Tube inserts installed | Tube inserts installed | Tube inserts installed | Tube inserts installed | Tube inserts installed | Tube inserts installed | Tube inserts installed | 1 | 1 | 1 | 1 | 1 | 1 | 1 | 1 | 1 | 1 | 1 | 1 | 1 | 1 | 1 | 1 | 1 | 1 | 1 | 1 | 1 | 1 | 1 | 1 | 1 | 1 | 1 | 0 | 0 | 0 | 0 | 0 | 0 | 0 | 0 | 0 | 0 | 0 | 0 | 0 | 0 | 0 | 0 | 0 | 0 | 0 | 0 | 0 | 0 | 0 | 0 | 0 | 0 | 0 | 0 | 0 | 0 | 0 | 0 | 0 | 0 | 0 | 0 | 0 | 0 | 0 | 0 | 0 | 0 | 0 | 0 | 0 | 0 | 0 | 0 | 0 | 0 | 0 | 0 | 0 | 0 | 0 | 0 | 0 | 0 | 0 | 0 | 0 | 0 | 0 | 0 | 0 | 0 | 0 | 0 | 0 | 0 | 0 | 0 | 0 | 0 | 0 | 0 | 0 | 0 | 0 | 0 | 0 | 0 | 0 | 0 | 0 | 0 | 0 | 0 | 0 | 0 | 0 | 0 | 0 | 0 | 0 | 0 | 0 | 0 | 0 | 0 | 0 | 0 | 0 | 0 | 0 | 0 | 0 | 0 | 0 | 0 | 0 | 0 | 0 | 0 | 0 | 0 | 0 | 0 | 0 | 0 | 0 | 0 | 0 | 0 | 0 | 0 | 0 | 0 | 0 | 0 | 0 | 0 | 0 | 0 | 0 | 0 | 0 | 0 | 0 | 0 | 0 | 0 | 0 | 0 | 0 | 0 | 0 | 0 | 0 | 0 | 0 | 0 | 0 | 0 | 0 | 0 | 0 | 0 | 0 | 0 | 0 | 0 | 0 | 0 | 0 | 0 | 0 | 0 | 0 | 0 | 0 | 0 | 0 | 0 | 0 | 0 | 0 | 0 | 0 | 0 | 0 | 0 | 0 | 0 | 0 | 0 | 0 | 0 | 0 | 0 | 0 | 0 | 0 | 0 | 0 | 0 | 0 | 0 | 0 | 0 | 0 | 0 | 0 | 0 | 0 | 0 | 0 | 0 | 0 | 0 | 0 | 0 | 0 | 0 | 0 | 0 | 0 | 0 | 0 | 0 | 0 | 0 | 0 | 0 | 0 | 0 | 0 | 0 | 0 | 0 | 0 | 0 | 0 | 0 | 0 | 0 | 0 | 0 | 0 | 0 | 0 | 0 | 0 | 0 | 0 | 0 | 0 | 0 | 0 | 0 | 0 | 0 | 0 | 0 | 0 | 0 | 0 | 0 | 0 | 0 | 0 | 0 | 0 | 0 | 0 | 0 | 0 | 0 | 0 | 0 | 0 | 0 | 0 | 0 | 0 | 0 | 0 | 0 | 0 | 0 | 0 | 0 | 0 | 0 | 0 | 0 | 0 | 0 | 0 | 0 | 0 | 0 | 0 | 0 | 0 | 0 | 0 | 0 | 0 | 0 | 0 | 0 | 0 | 0 | 0 | 0 | 0 | 0 | 0 | 0 | 0 | 0 | 0 | 0 | 0 | 0 | 0 | 0 | 0 | 0 | 0 | 0 | 0 | 0 | 0 | 0 | 0 | 0 | 0 | 0 | 0 | 0 | 0 | 0 | 0 | 0 | 0 | 0 | 0 | 0 | 0 | 0 | 0 | 0 | 0 | 0 | 0 | 0 | 0 | 0 | 0 | 0 | 0 | 0 | 0 | 0 | 0 | 0 | 0 | 0 | 0 | 0 | 0 | 0 | 0 | 0 | 0 | 0 | 0 | 0 | 0 | 0 | 0 | 0 | 0 | 0 | 0 | 0 | 0 | 0 | 0 | 0 | 0 | 0 | 0 | 0 | 0 | 0 | 0 | 0 | 0 | 0 | 0 | 0 | 0 | 0 | 0 | 0 | 0 | 0 | 0 | 0 | 0 | 0 | 0 | 0 | 0 | 0 | 0 | 0 | 0 | 0 | 0 | 0 | 0 | 0 | 0 | 0 | 0 | 0 | 0 | 0 | 0 | 0 | 0 | 0 | 0 | 0 | 0 | 0 | 0 | 0 | 0 | 0 | 0 | 0 | 0 | 0 | 0 | 0 | 0 | 0 | 0 | 0 | 0 | 0 | 0 | 0 | 0 | 0 | 0 | 0 | 0 | 0 | 0 | 0 | 0 | 0 | 0 | 0 | 0 | 0 | 0 | 0 | 0 | 0 | 0 | 0 | 0 | 0 | 0 | 0 | 0 | 0 | 0 | 0 | 0
OR_Commercial_Interruptible - College_New_Space Heating_Natural Gas_Gas Boiler - Insulate Steam Lines/Condensate Tank_A | OR | Commercial | Interruptible - College | New | Space Heating | Natural Gas | Gas Boiler - Insulate Steam Lines/Condensate Tank | A | OCM712 | No insulation | Lines and condenstate tank insulated | 15 | 4.0223 | 0 | 0 | 9.78 | 0 | 0 | 0 | 0.28365 | 0.25 | boiler pipe | 100% | 100% | Discretionary | RetroEven20_OR | 82.88% | Boiler | 0% | 0 |  | 0 |  | 0 | GBLR_PINS-Heating-ILTRM-v4.0-1 | GBLR_PINS_STM-Heating-PGE-R7-1 | GBLR_PINS_STM-Heating-PGE-R7-1 | No insulation | No insulation | No insulation | No insulation | No insulation | No insulation | No insulation | No insulation | No insulation | No insulation | No insulation | No insulation | No insulation | No insulation | No insulation | No insulation | No insulation | No insulation | No insulation | No insulation | No insulation | No insulation | No insulation | No insulation | No insulation | No insulation | No insulation | Lines and condenstate tank insulated | Lines and condenstate tank insulated | Lines and condenstate tank insulated | Lines and condenstate tank insulated | Lines and condenstate tank insulated | Lines and condenstate tank insulated | Lines and condenstate tank insulated | Lines and condenstate tank insulated | Lines and condenstate tank insulated | Lines and condenstate tank insulated | Lines and condenstate tank insulated | Lines and condenstate tank insulated | Lines and condenstate tank insulated | Lines and condenstate tank insulated | Lines and condenstate tank insulated | Lines and condenstate tank insulated | Lines and condenstate tank insulated | Lines and condenstate tank insulated | Lines and condenstate tank insulated | Lines and condenstate tank insulated | Lines and condenstate tank insulated | Lines and condenstate tank insulated | Lines and condenstate tank insulated | Lines and condenstate tank insulated | Lines and condenstate tank insulated | Lines and condenstate tank insulated | Lines and condenstate tank insulated | 9.78 | 9.78 | 9.78 | 9.78 | 9.78 | 9.78 | 9.78 | 9.78 | 9.78 | 9.78 | 9.78 | 9.78 | 9.78 | 9.78 | 9.78 | 9.78 | 9.78 | 9.78 | 9.78 | 9.78 | 9.78 | 9.78 | 9.78 | 9.78 | 9.78 | 9.78 | 9.78 | 0 | 0 | 0 | 0 | 0 | 0 | 0 | 0 | 0 | 0 | 0 | 0 | 0 | 0 | 0 | 0 | 0 | 0 | 0 | 0 | 0 | 0 | 0 | 0 | 0 | 0 | 0 | 0 | 0 | 0 | 0 | 0 | 0 | 0 | 0 | 0 | 0 | 0 | 0 | 0 | 0 | 0 | 0 | 0 | 0 | 0 | 0 | 0 | 0 | 0 | 0 | 0 | 0 | 0 | 0 | 0 | 0 | 0 | 0 | 0 | 0 | 0 | 0 | 0 | 0 | 0 | 0 | 0 | 0 | 0 | 0 | 0 | 0 | 0 | 0 | 0 | 0 | 0 | 0 | 0 | 0 | 0 | 0 | 0 | 0 | 0 | 0 | 0 | 0 | 0 | 0 | 0 | 0 | 0 | 0 | 0 | 0 | 0 | 0 | 0 | 0 | 0 | 0 | 0 | 0 | 0 | 0 | 0 | 0 | 0 | 0 | 0 | 0 | 0 | 0 | 0 | 0 | 0 | 0 | 0 | 0 | 0 | 0 | 0 | 0 | 0 | 0 | 0 | 0 | 0 | 0 | 0 | 0 | 0 | 0 | 0 | 0 | 0 | 0 | 0 | 0 | 0 | 0 | 0 | 0 | 0 | 0 | 0 | 0 | 0 | 0 | 0 | 0 | 0 | 0 | 0 | 0 | 0 | 0 | 0 | 0 | 0 | 0 | 0 | 0 | 0 | 0 | 0 | 0 | 0 | 0 | 0 | 0 | 0 | 0 | 0 | 0 | 0 | 0 | 0 | 0 | 0 | 0 | 0 | 0 | 0 | 0 | 0 | 0 | 0 | 0 | 0 | 0 | 0 | 0 | 0 | 0 | 0 | 0 | 0 | 0 | 0 | 0 | 0 | 0 | 0 | 0 | 0 | 0 | 0 | 0 | 0 | 0 | 0 | 0 | 0 | 0 | 0 | 0 | 0 | 0 | 0 | 0 | 0 | 0 | 0 | 0 | 0 | 0 | 0 | 0 | 0 | 0 | 0 | 0 | 0 | 0 | 0 | 0 | 0 | 0 | 0 | 0 | 0 | 0 | 0 | 0 | 0 | 0 | 0 | 0 | 0 | 0 | 0 | 0 | 0 | 0 | 0 | 0 | 0 | 0 | 0 | 0 | 0 | 0 | 0 | 0 | 0 | 0 | 0 | 0 | 0 | 0 | 0 | 0 | 0 | 0 | 0 | 0 | 0 | 0 | 0 | 0 | 0 | 0 | 0 | 0 | 0 | 0 | 0 | 0 | 0 | 0 | 0 | 0 | 0 | 0 | 0 | 0 | 0 | 0 | 0 | 0 | 0 | 0 | 0 | 0 | 0 | 0 | 0 | 0 | 0 | 0 | 0 | 0 | 0 | 0 | 0 | 0 | 0 | 0 | 0 | 0 | 0 | 0 | 0 | 0 | 0 | 0 | 0 | 0 | 0 | 0 | 0 | 0 | 0 | 0 | 0 | 0 | 0 | 0 | 0 | 0 | 0 | 0 | 0 | 0 | 0 | 0 | 0 | 0 | 0 | 0 | 0 | 0 | 0 | 0 | 0 | 0 | 0 | 0 | 0 | 0 | 0 | 0 | 0 | 0 | 0 | 0 | 0 | 0 | 0 | 0 | 0 | 0 | 0 | 0 | 0 | 0 | 0 | 0 | 0 | 0 | 0 | 0 | 0 | 0 | 0 | 0 | 0 | 0 | 0 | 0 | 0 | 0 | 0 | 0 | 0 | 0 | 0 | 0 | 0 | 0 | 0 | 0 | 0 | 0 | 0 | 0 | 0 | 0 | 0 | 0 | 0 | 0 | 0 | 0 | 0 | 0 | 0 | 0 | 0 | 0 | 0 | 0 | 0 | 0 | 0 | 0 | 0 | 0 | 0 | 0 | 0 | 0 | 0 | 0 | 0 | 0 | 0 | 0 | 0 | 0 | 0 | 0 | 0 | 0 | 0 | 0 | 0 | 0 | 0 | 0 | 0 | 0 | 0 | 0 | 0 | 0 | 0 | 0 | 0 | 0 | 0 | 0 | 0 | 0 | 0 | 0 | 0 | 0 | 0 | 0 | 0 | 0 | 0 | 0
OR_Commercial_Interruptible - College_New_Space Heating_Natural Gas_Gas Boiler - Insulate Hot Water Lines_A | OR | Commercial | Interruptible - College | New | Space Heating | Natural Gas | Gas Boiler - Insulate Hot Water Lines | A | OCM713 | No insulation | Insulated water lines | 11 | 2.6927 | 0 | 0 | 18.26 | 0 | 0 | 0 | 0.28365 | 0.25 | boiler pipe | 100% | 100% | Discretionary | RetroEven20_OR | 82.88% | Boiler | 0% | 0 |  | 0 |  | 0 | GBLR_PINS_HW-Heating-PGE-R7-1 | GBLR_PINS_HW-Heating-PGE-R7-1 | GBLR_PINS_HW-Heating-PGE-R7-1 | No insulation | No insulation | No insulation | No insulation | No insulation | No insulation | No insulation | No insulation | No insulation | No insulation | No insulation | No insulation | No insulation | No insulation | No insulation | No insulation | No insulation | No insulation | No insulation | No insulation | No insulation | No insulation | No insulation | No insulation | No insulation | No insulation | No insulation | Insulated water lines | Insulated water lines | Insulated water lines | Insulated water lines | Insulated water lines | Insulated water lines | Insulated water lines | Insulated water lines | Insulated water lines | Insulated water lines | Insulated water lines | Insulated water lines | Insulated water lines | Insulated water lines | Insulated water lines | Insulated water lines | Insulated water lines | Insulated water lines | Insulated water lines | Insulated water lines | Insulated water lines | Insulated water lines | Insulated water lines | Insulated water lines | Insulated water lines | Insulated water lines | Insulated water lines | 18.26 | 18.26 | 18.26 | 18.26 | 18.26 | 18.26 | 18.26 | 18.26 | 18.26 | 18.26 | 18.26 | 18.26 | 18.26 | 18.26 | 18.26 | 18.26 | 18.26 | 18.26 | 18.26 | 18.26 | 18.26 | 18.26 | 18.26 | 18.26 | 18.26 | 18.26 | 18.26 | 0 | 0 | 0 | 0 | 0 | 0 | 0 | 0 | 0 | 0 | 0 | 0 | 0 | 0 | 0 | 0 | 0 | 0 | 0 | 0 | 0 | 0 | 0 | 0 | 0 | 0 | 0 | 0 | 0 | 0 | 0 | 0 | 0 | 0 | 0 | 0 | 0 | 0 | 0 | 0 | 0 | 0 | 0 | 0 | 0 | 0 | 0 | 0 | 0 | 0 | 0 | 0 | 0 | 0 | 0 | 0 | 0 | 0 | 0 | 0 | 0 | 0 | 0 | 0 | 0 | 0 | 0 | 0 | 0 | 0 | 0 | 0 | 0 | 0 | 0 | 0 | 0 | 0 | 0 | 0 | 0 | 0 | 0 | 0 | 0 | 0 | 0 | 0 | 0 | 0 | 0 | 0 | 0 | 0 | 0 | 0 | 0 | 0 | 0 | 0 | 0 | 0 | 0 | 0 | 0 | 0 | 0 | 0 | 0 | 0 | 0 | 0 | 0 | 0 | 0 | 0 | 0 | 0 | 0 | 0 | 0 | 0 | 0 | 0 | 0 | 0 | 0 | 0 | 0 | 0 | 0 | 0 | 0 | 0 | 0 | 0 | 0 | 0 | 0 | 0 | 0 | 0 | 0 | 0 | 0 | 0 | 0 | 0 | 0 | 0 | 0 | 0 | 0 | 0 | 0 | 0 | 0 | 0 | 0 | 0 | 0 | 0 | 0 | 0 | 0 | 0 | 0 | 0 | 0 | 0 | 0 | 0 | 0 | 0 | 0 | 0 | 0 | 0 | 0 | 0 | 0 | 0 | 0 | 0 | 0 | 0 | 0 | 0 | 0 | 0 | 0 | 0 | 0 | 0 | 0 | 0 | 0 | 0 | 0 | 0 | 0 | 0 | 0 | 0 | 0 | 0 | 0 | 0 | 0 | 0 | 0 | 0 | 0 | 0 | 0 | 0 | 0 | 0 | 0 | 0 | 0 | 0 | 0 | 0 | 0 | 0 | 0 | 0 | 0 | 0 | 0 | 0 | 0 | 0 | 0 | 0 | 0 | 0 | 0 | 0 | 0 | 0 | 0 | 0 | 0 | 0 | 0 | 0 | 0 | 0 | 0 | 0 | 0 | 0 | 0 | 0 | 0 | 0 | 0 | 0 | 0 | 0 | 0 | 0 | 0 | 0 | 0 | 0 | 0 | 0 | 0 | 0 | 0 | 0 | 0 | 0 | 0 | 0 | 0 | 0 | 0 | 0 | 0 | 0 | 0 | 0 | 0 | 0 | 0 | 0 | 0 | 0 | 0 | 0 | 0 | 0 | 0 | 0 | 0 | 0 | 0 | 0 | 0 | 0 | 0 | 0 | 0 | 0 | 0 | 0 | 0 | 0 | 0 | 0 | 0 | 0 | 0 | 0 | 0 | 0 | 0 | 0 | 0 | 0 | 0 | 0 | 0 | 0 | 0 | 0 | 0 | 0 | 0 | 0 | 0 | 0 | 0 | 0 | 0 | 0 | 0 | 0 | 0 | 0 | 0 | 0 | 0 | 0 | 0 | 0 | 0 | 0 | 0 | 0 | 0 | 0 | 0 | 0 | 0 | 0 | 0 | 0 | 0 | 0 | 0 | 0 | 0 | 0 | 0 | 0 | 0 | 0 | 0 | 0 | 0 | 0 | 0 | 0 | 0 | 0 | 0 | 0 | 0 | 0 | 0 | 0 | 0 | 0 | 0 | 0 | 0 | 0 | 0 | 0 | 0 | 0 | 0 | 0 | 0 | 0 | 0 | 0 | 0 | 0 | 0 | 0 | 0 | 0 | 0 | 0 | 0 | 0 | 0 | 0 | 0 | 0 | 0 | 0 | 0 | 0 | 0 | 0 | 0 | 0 | 0 | 0 | 0 | 0 | 0 | 0 | 0 | 0 | 0 | 0 | 0 | 0 | 0 | 0 | 0 | 0 | 0 | 0 | 0 | 0 | 0 | 0 | 0 | 0 | 0 | 0 | 0 | 0 | 0 | 0 | 0 | 0 | 0 | 0 | 0 | 0 | 0 | 0 | 0 | 0 | 0 | 0 | 0 | 0 | 0 | 0 | 0 | 0 | 0 | 0 | 0 | 0 | 0
OR_Commercial_Interruptible - College_New_Space Heating_Natural Gas_Condensing RTU_A | OR | Commercial | Interruptible - College | New | Space Heating | Natural Gas | Condensing RTU | A | OCM714 | TBD | TBD | 5 | 0.023468 | 0 | 0 | 0.48 | 0 | 0 | 0 | 0.28365 | 0.25 | sqft cond | 100% | 100% | Discretionary | RetroEven20_OR | 82.88% | Furnace | 0% | 0 |  | 0 |  | 0 | NEEA Condensing Rooftop Unit Field Study - October 28, 2019 | NEEA Condensing Rooftop Unit Field Study - October 28, 2019 | NEEA Condensing Rooftop Unit Field Study - October 28, 2019 | TBD | TBD | TBD | TBD | TBD | TBD | TBD | TBD | TBD | TBD | TBD | TBD | TBD | TBD | TBD | TBD | TBD | TBD | TBD | TBD | TBD | TBD | TBD | TBD | TBD | TBD | TBD | TBD | TBD | TBD | TBD | TBD | TBD | TBD | TBD | TBD | TBD | TBD | TBD | TBD | TBD | TBD | TBD | TBD | TBD | TBD | TBD | TBD | TBD | TBD | TBD | TBD | TBD | TBD | 0.48 | 0.48 | 0.48 | 0.48 | 0.48 | 0.48 | 0.48 | 0.48 | 0.48 | 0.48 | 0.48 | 0.48 | 0.48 | 0.48 | 0.48 | 0.48 | 0.48 | 0.48 | 0.48 | 0.48 | 0.48 | 0.48 | 0.48 | 0.48 | 0.48 | 0.48 | 0.48 | 0 | 0 | 0 | 0 | 0 | 0 | 0 | 0 | 0 | 0 | 0 | 0 | 0 | 0 | 0 | 0 | 0 | 0 | 0 | 0 | 0 | 0 | 0 | 0 | 0 | 0 | 0 | 0 | 0 | 0 | 0 | 0 | 0 | 0 | 0 | 0 | 0 | 0 | 0 | 0 | 0 | 0 | 0 | 0 | 0 | 0 | 0 | 0 | 0 | 0 | 0 | 0 | 0 | 0 | 0 | 0 | 0 | 0 | 0 | 0 | 0 | 0 | 0 | 0 | 0 | 0 | 0 | 0 | 0 | 0 | 0 | 0 | 0 | 0 | 0 | 0 | 0 | 0 | 0 | 0 | 0 | 0 | 0 | 0 | 0 | 0 | 0 | 0 | 0 | 0 | 0 | 0 | 0 | 0 | 0 | 0 | 0 | 0 | 0 | 0 | 0 | 0 | 0 | 0 | 0 | 0 | 0 | 0 | 0 | 0 | 0 | 0 | 0 | 0 | 0 | 0 | 0 | 0 | 0 | 0 | 0 | 0 | 0 | 0 | 0 | 0 | 0 | 0 | 0 | 0 | 0 | 0 | 0 | 0 | 0 | 0 | 0 | 0 | 0 | 0 | 0 | 0 | 0 | 0 | 0 | 0 | 0 | 0 | 0 | 0 | 0 | 0 | 0 | 0 | 0 | 0 | 0 | 0 | 0 | 0 | 0 | 0 | 0 | 0 | 0 | 0 | 0 | 0 | 0 | 0 | 0 | 0 | 0 | 0 | 0 | 0 | 0 | 0 | 0 | 0 | 0 | 0 | 0 | 0 | 0 | 0 | 0 | 0 | 0 | 0 | 0 | 0 | 0 | 0 | 0 | 0 | 0 | 0 | 0 | 0 | 0 | 0 | 0 | 0 | 0 | 0 | 0 | 0 | 0 | 0 | 0 | 0 | 0 | 0 | 0 | 0 | 0 | 0 | 0 | 0 | 0 | 0 | 0 | 0 | 0 | 0 | 0 | 0 | 0 | 0 | 0 | 0 | 0 | 0 | 0 | 0 | 0 | 0 | 0 | 0 | 0 | 0 | 0 | 0 | 0 | 0 | 0 | 0 | 0 | 0 | 0 | 0 | 0 | 0 | 0 | 0 | 0 | 0 | 0 | 0 | 0 | 0 | 0 | 0 | 0 | 0 | 0 | 0 | 0 | 0 | 0 | 0 | 0 | 0 | 0 | 0 | 0 | 0 | 0 | 0 | 0 | 0 | 0 | 0 | 0 | 0 | 0 | 0 | 0 | 0 | 0 | 0 | 0 | 0 | 0 | 0 | 0 | 0 | 0 | 0 | 0 | 0 | 0 | 0 | 0 | 0 | 0 | 0 | 0 | 0 | 0 | 0 | 0 | 0 | 0 | 0 | 0 | 0 | 0 | 0 | 0 | 0 | 0 | 0 | 0 | 0 | 0 | 0 | 0 | 0 | 0 | 0 | 0 | 0 | 0 | 0 | 0 | 0 | 0 | 0 | 0 | 0 | 0 | 0 | 0 | 0 | 0 | 0 | 0 | 0 | 0 | 0 | 0 | 0 | 0 | 0 | 0 | 0 | 0 | 0 | 0 | 0 | 0 | 0 | 0 | 0 | 0 | 0 | 0 | 0 | 0 | 0 | 0 | 0 | 0 | 0 | 0 | 0 | 0 | 0 | 0 | 0 | 0 | 0 | 0 | 0 | 0 | 0 | 0 | 0 | 0 | 0 | 0 | 0 | 0 | 0 | 0 | 0 | 0 | 0 | 0 | 0 | 0 | 0 | 0 | 0 | 0 | 0 | 0 | 0 | 0 | 0 | 0 | 0 | 0 | 0 | 0 | 0 | 0 | 0 | 0 | 0 | 0 | 0 | 0 | 0 | 0 | 0 | 0 | 0 | 0 | 0 | 0 | 0 | 0 | 0 | 0 | 0 | 0 | 0 | 0 | 0 | 0 | 0 | 0 | 0 | 0 | 0 | 0 | 0 | 0 | 0 | 0 | 0 | 0 | 0 | 0 | 0 | 0 | 0 | 0 | 0 | 0 | 0 | 0 | 0 | 0 | 0 | 0 | 0 | 0 | 0 | 0 | 0 | 0 | 0 | 0
OR_Commercial_Interruptible - College_New_Space Heating_Natural Gas_Hydronic Heating Radiator Replacement_A | OR | Commercial | Interruptible - College | New | Space Heating | Natural Gas | Hydronic Heating Radiator Replacement | A | OCM715 | TBD | TBD | 25 | 34 | 0 | 0 | 651.39 | 0 | 0 | 0 | 0.28365 | 0.25 | radiator | 100% | 100% | Discretionary | RetroEven20_OR | 82.88% | Boiler | 0% | 0 |  | 0 |  | 0 | IL TRM - 4.4.52 - CI-HVC-HHRR-V01-210101 | IL TRM - 4.4.52 - CI-HVC-HHRR-V01-210101 | IL TRM - 4.4.52 - CI-HVC-HHRR-V01-210101 | TBD | TBD | TBD | TBD | TBD | TBD | TBD | TBD | TBD | TBD | TBD | TBD | TBD | TBD | TBD | TBD | TBD | TBD | TBD | TBD | TBD | TBD | TBD | TBD | TBD | TBD | TBD | TBD | TBD | TBD | TBD | TBD | TBD | TBD | TBD | TBD | TBD | TBD | TBD | TBD | TBD | TBD | TBD | TBD | TBD | TBD | TBD | TBD | TBD | TBD | TBD | TBD | TBD | TBD | 651.39 | 651.39 | 651.39 | 651.39 | 651.39 | 651.39 | 651.39 | 651.39 | 651.39 | 651.39 | 651.39 | 651.39 | 651.39 | 651.39 | 651.39 | 651.39 | 651.39 | 651.39 | 651.39 | 651.39 | 651.39 | 651.39 | 651.39 | 651.39 | 651.39 | 651.39 | 651.39 | 0 | 0 | 0 | 0 | 0 | 0 | 0 | 0 | 0 | 0 | 0 | 0 | 0 | 0 | 0 | 0 | 0 | 0 | 0 | 0 | 0 | 0 | 0 | 0 | 0 | 0 | 0 | 0 | 0 | 0 | 0 | 0 | 0 | 0 | 0 | 0 | 0 | 0 | 0 | 0 | 0 | 0 | 0 | 0 | 0 | 0 | 0 | 0 | 0 | 0 | 0 | 0 | 0 | 0 | 0 | 0 | 0 | 0 | 0 | 0 | 0 | 0 | 0 | 0 | 0 | 0 | 0 | 0 | 0 | 0 | 0 | 0 | 0 | 0 | 0 | 0 | 0 | 0 | 0 | 0 | 0 | 0 | 0 | 0 | 0 | 0 | 0 | 0 | 0 | 0 | 0 | 0 | 0 | 0 | 0 | 0 | 0 | 0 | 0 | 0 | 0 | 0 | 0 | 0 | 0 | 0 | 0 | 0 | 0 | 0 | 0 | 0 | 0 | 0 | 0 | 0 | 0 | 0 | 0 | 0 | 0 | 0 | 0 | 0 | 0 | 0 | 0 | 0 | 0 | 0 | 0 | 0 | 0 | 0 | 0 | 0 | 0 | 0 | 0 | 0 | 0 | 0 | 0 | 0 | 0 | 0 | 0 | 0 | 0 | 0 | 0 | 0 | 0 | 0 | 0 | 0 | 0 | 0 | 0 | 0 | 0 | 0 | 0 | 0 | 0 | 0 | 0 | 0 | 0 | 0 | 0 | 0 | 0 | 0 | 0 | 0 | 0 | 0 | 0 | 0 | 0 | 0 | 0 | 0 | 0 | 0 | 0 | 0 | 0 | 0 | 0 | 0 | 0 | 0 | 0 | 0 | 0 | 0 | 0 | 0 | 0 | 0 | 0 | 0 | 0 | 0 | 0 | 0 | 0 | 0 | 0 | 0 | 0 | 0 | 0 | 0 | 0 | 0 | 0 | 0 | 0 | 0 | 0 | 0 | 0 | 0 | 0 | 0 | 0 | 0 | 0 | 0 | 0 | 0 | 0 | 0 | 0 | 0 | 0 | 0 | 0 | 0 | 0 | 0 | 0 | 0 | 0 | 0 | 0 | 0 | 0 | 0 | 0 | 0 | 0 | 0 | 0 | 0 | 0 | 0 | 0 | 0 | 0 | 0 | 0 | 0 | 0 | 0 | 0 | 0 | 0 | 0 | 0 | 0 | 0 | 0 | 0 | 0 | 0 | 0 | 0 | 0 | 0 | 0 | 0 | 0 | 0 | 0 | 0 | 0 | 0 | 0 | 0 | 0 | 0 | 0 | 0 | 0 | 0 | 0 | 0 | 0 | 0 | 0 | 0 | 0 | 0 | 0 | 0 | 0 | 0 | 0 | 0 | 0 | 0 | 0 | 0 | 0 | 0 | 0 | 0 | 0 | 0 | 0 | 0 | 0 | 0 | 0 | 0 | 0 | 0 | 0 | 0 | 0 | 0 | 0 | 0 | 0 | 0 | 0 | 0 | 0 | 0 | 0 | 0 | 0 | 0 | 0 | 0 | 0 | 0 | 0 | 0 | 0 | 0 | 0 | 0 | 0 | 0 | 0 | 0 | 0 | 0 | 0 | 0 | 0 | 0 | 0 | 0 | 0 | 0 | 0 | 0 | 0 | 0 | 0 | 0 | 0 | 0 | 0 | 0 | 0 | 0 | 0 | 0 | 0 | 0 | 0 | 0 | 0 | 0 | 0 | 0 | 0 | 0 | 0 | 0 | 0 | 0 | 0 | 0 | 0 | 0 | 0 | 0 | 0 | 0 | 0 | 0 | 0 | 0 | 0 | 0 | 0 | 0 | 0 | 0 | 0 | 0 | 0 | 0 | 0 | 0 | 0 | 0 | 0 | 0 | 0 | 0 | 0 | 0 | 0 | 0 | 0 | 0 | 0 | 0 | 0 | 0 | 0 | 0 | 0 | 0 | 0 | 0 | 0 | 0 | 0 | 0 | 0 | 0 | 0 | 0 | 0 | 0 | 0 | 0 | 0 | 0 | 0 | 0 | 0 | 0 | 0 | 0 | 0 | 0 | 0 | 0 | 0 | 0 | 0 | 0 | 0 | 0 | 0 | 0
OR_Commercial_Interruptible - College_New_Space Heating_Natural Gas_Thermostat - Connected_A | OR | Commercial | Interruptible - College | New | Space Heating | Natural Gas | Thermostat - Connected | A | OCM716 | Standard thermostat. | Thermostat connected to building management control system. | 5 | 0 | 0 | 0 | 222.91 | 0 | 0 | 0 | 0.28365 | 0.25 | Stat Unit | 30% | 53.33% | Discretionary | Retro5Med_OR | 81.34% | Space Heating | 0% | 0 |  | 0 |  | 0 | DL20_CSTAT_SMRT-Cool-RTF-v1.1-5 | IL TRM - CI-HVC-THST-V01-200101 | DL20_CSTAT_SMRT-Heat-RTF-v1.1-1 | Standard thermostat. | Standard thermostat. | Standard thermostat. | Standard thermostat. | Standard thermostat. | Standard thermostat. | Standard thermostat. | Standard thermostat. | Standard thermostat. | Standard thermostat. | Standard thermostat. | Standard thermostat. | Standard thermostat. | Standard thermostat. | Standard thermostat. | Standard thermostat. | Standard thermostat. | Standard thermostat. | Standard thermostat. | Standard thermostat. | Standard thermostat. | Standard thermostat. | Standard thermostat. | Standard thermostat. | Standard thermostat. | Standard thermostat. | Standard thermostat. | Thermostat connected to building management control system. | Thermostat connected to building management control system. | Thermostat connected to building management control system. | Thermostat connected to building management control system. | Thermostat connected to building management control system. | Thermostat connected to building management control system. | Thermostat connected to building management control system. | Thermostat connected to building management control system. | Thermostat connected to building management control system. | Thermostat connected to building management control system. | Thermostat connected to building management control system. | Thermostat connected to building management control system. | Thermostat connected to building management control system. | Thermostat connected to building management control system. | Thermostat connected to building management control system. | Thermostat connected to building management control system. | Thermostat connected to building management control system. | Thermostat connected to building management control system. | Thermostat connected to building management control system. | Thermostat connected to building management control system. | Thermostat connected to building management control system. | Thermostat connected to building management control system. | Thermostat connected to building management control system. | Thermostat connected to building management control system. | Thermostat connected to building management control system. | Thermostat connected to building management control system. | Thermostat connected to building management control system. | 222.91 | 222.91 | 222.91 | 222.91 | 222.91 | 222.91 | 222.91 | 222.91 | 222.91 | 222.91 | 222.91 | 222.91 | 222.91 | 222.91 | 222.91 | 222.91 | 222.91 | 222.91 | 222.91 | 222.91 | 222.91 | 222.91 | 222.91 | 222.91 | 222.91 | 222.91 | 222.91 | 0 | 0 | 0 | 0 | 0 | 0 | 0 | 0 | 0 | 0 | 0 | 0 | 0 | 0 | 0 | 0 | 0 | 0 | 0 | 0 | 0 | 0 | 0 | 0 | 0 | 0 | 0 | 0 | 0 | 0 | 0 | 0 | 0 | 0 | 0 | 0 | 0 | 0 | 0 | 0 | 0 | 0 | 0 | 0 | 0 | 0 | 0 | 0 | 0 | 0 | 0 | 0 | 0 | 0 | 0 | 0 | 0 | 0 | 0 | 0 | 0 | 0 | 0 | 0 | 0 | 0 | 0 | 0 | 0 | 0 | 0 | 0 | 0 | 0 | 0 | 0 | 0 | 0 | 0 | 0 | 0 | 0 | 0 | 0 | 0 | 0 | 0 | 0 | 0 | 0 | 0 | 0 | 0 | 0 | 0 | 0 | 0 | 0 | 0 | 0 | 0 | 0 | 0 | 0 | 0 | 0 | 0 | 0 | 0 | 0 | 0 | 0 | 0 | 0 | 0 | 0 | 0 | 0 | 0 | 0 | 0 | 0 | 0 | 0 | 0 | 0 | 0 | 0 | 0 | 0 | 0 | 0 | 0 | 0 | 0 | 0 | 0 | 0 | 0 | 0 | 0 | 0 | 0 | 0 | 0 | 0 | 0 | 0 | 0 | 0 | 0 | 0 | 0 | 0 | 0 | 0 | 0 | 0 | 0 | 0 | 0 | 0 | 0 | 0 | 0 | 0 | 0 | 0 | 0 | 0 | 0 | 0 | 0 | 0 | 0 | 0 | 0 | 0 | 0 | 0 | 0 | 0 | 0 | 0 | 0 | 0 | 0 | 0 | 0 | 0 | 0 | 0 | 0 | 0 | 0 | 0 | 0 | 0 | 0 | 0 | 0 | 0 | 0 | 0 | 0 | 0 | 0 | 0 | 0 | 0 | 0 | 0 | 0 | 0 | 0 | 0 | 0 | 0 | 0 | 0 | 0 | 0 | 0 | 0 | 0 | 0 | 0 | 0 | 0 | 0 | 0 | 0 | 0 | 0 | 0 | 0 | 0 | 0 | 0 | 0 | 0 | 0 | 0 | 0 | 0 | 0 | 0 | 0 | 0 | 0 | 0 | 0 | 0 | 0 | 0 | 0 | 0 | 0 | 0 | 0 | 0 | 0 | 0 | 0 | 0 | 0 | 0 | 0 | 0 | 0 | 0 | 0 | 0 | 0 | 0 | 0 | 0 | 0 | 0 | 0 | 0 | 0 | 0 | 0 | 0 | 0 | 0 | 0 | 0 | 0 | 0 | 0 | 0 | 0 | 0 | 0 | 0 | 0 | 0 | 0 | 0 | 0 | 0 | 0 | 0 | 0 | 0 | 0 | 0 | 0 | 0 | 0 | 0 | 0 | 0 | 0 | 0 | 0 | 0 | 0 | 0 | 0 | 0 | 0 | 0 | 0 | 0 | 0 | 0 | 0 | 0 | 0 | 0 | 0 | 0 | 0 | 0 | 0 | 0 | 0 | 0 | 0 | 0 | 0 | 0 | 0 | 0 | 0 | 0 | 0 | 0 | 0 | 0 | 0 | 0 | 0 | 0 | 0 | 0 | 0 | 0 | 0 | 0 | 0 | 0 | 0 | 0 | 0 | 0 | 0 | 0 | 0 | 0 | 0 | 0 | 0 | 0 | 0 | 0 | 0 | 0 | 0 | 0 | 0 | 0 | 0 | 0 | 0 | 0 | 0 | 0 | 0 | 0 | 0 | 0 | 0 | 0 | 0 | 0 | 0 | 0 | 0 | 0 | 0 | 0 | 0 | 0 | 0 | 0 | 0 | 0 | 0 | 0 | 0 | 0 | 0 | 0 | 0 | 0 | 0 | 0 | 0 | 0 | 0 | 0 | 0 | 0 | 0 | 0 | 0 | 0 | 0 | 0 | 0 | 0 | 0 | 0 | 0 | 0 | 0 | 0 | 0 | 0 | 0 | 0 | 0 | 0 | 0 | 0 | 0 | 0 | 0 | 0 | 0 | 0 | 0 | 0 | 0 | 0 | 0 | 0 | 0 | 0 | 0 | 0 | 0 | 0 | 0 | 0 | 0 | 0 | 0 | 0 | 0 | 0 | 0 | 0
OR_Commercial_Interruptible - College_New_Water Heating_Natural Gas_Water Heater - Thermostatic Shower Restriction Valve_A | OR | Commercial | Interruptible - College | New | Water Heating | Natural Gas | Water Heater - Thermostatic Shower Restriction Valve | A | OCM717 | No thermostatic control on shower. | Thermostatic shower restriction valve. | 10 | 7.9398 | 0 | 0 | 11.99 | 3.36 | 0 | 0 | 0.28365 | 0.25 | showerhead | 86.67% | 86.67% | Discretionary | Retro5Med_OR | 81.34% | Water Heater | 0% | 0 |  | 0 |  | 0 | ThermostaticShowerRestrictionValve_v4_2 | ThermostaticShowerRestrictionValve_v4_2 | ThermostaticShowerRestrictionValve_v4_2 | No thermostatic control on shower. | No thermostatic control on shower. | No thermostatic control on shower. | No thermostatic control on shower. | No thermostatic control on shower. | No thermostatic control on shower. | No thermostatic control on shower. | No thermostatic control on shower. | No thermostatic control on shower. | No thermostatic control on shower. | No thermostatic control on shower. | No thermostatic control on shower. | No thermostatic control on shower. | No thermostatic control on shower. | No thermostatic control on shower. | No thermostatic control on shower. | No thermostatic control on shower. | No thermostatic control on shower. | No thermostatic control on shower. | No thermostatic control on shower. | No thermostatic control on shower. | No thermostatic control on shower. | No thermostatic control on shower. | No thermostatic control on shower. | No thermostatic control on shower. | No thermostatic control on shower. | No thermostatic control on shower. | Thermostatic shower restriction valve. | Thermostatic shower restriction valve. | Thermostatic shower restriction valve. | Thermostatic shower restriction valve. | Thermostatic shower restriction valve. | Thermostatic shower restriction valve. | Thermostatic shower restriction valve. | Thermostatic shower restriction valve. | Thermostatic shower restriction valve. | Thermostatic shower restriction valve. | Thermostatic shower restriction valve. | Thermostatic shower restriction valve. | Thermostatic shower restriction valve. | Thermostatic shower restriction valve. | Thermostatic shower restriction valve. | Thermostatic shower restriction valve. | Thermostatic shower restriction valve. | Thermostatic shower restriction valve. | Thermostatic shower restriction valve. | Thermostatic shower restriction valve. | Thermostatic shower restriction valve. | Thermostatic shower restriction valve. | Thermostatic shower restriction valve. | Thermostatic shower restriction valve. | Thermostatic shower restriction valve. | Thermostatic shower restriction valve. | Thermostatic shower restriction valve. | 11.99 | 11.99 | 11.99 | 11.99 | 11.99 | 11.99 | 11.99 | 11.99 | 11.99 | 11.99 | 11.99 | 11.99 | 11.99 | 11.99 | 11.99 | 11.99 | 11.99 | 11.99 | 11.99 | 11.99 | 11.99 | 11.99 | 11.99 | 11.99 | 11.99 | 11.99 | 11.99 | 0 | 0 | 0 | 0 | 0 | 0 | 0 | 0 | 0 | 0 | 0 | 0 | 0 | 0 | 0 | 0 | 0 | 0 | 0 | 0 | 0 | 0 | 0 | 0 | 0 | 0 | 0 | 0 | 0 | 0 | 0 | 0 | 0 | 0 | 0 | 0 | 0 | 0 | 0 | 0 | 0 | 0 | 0 | 0 | 0 | 0 | 0 | 0 | 0 | 0 | 0 | 0 | 0 | 0 | 0 | 0 | 0 | 0 | 0 | 0 | 0 | 0 | 0 | 0 | 0 | 0 | 0 | 0 | 0 | 0 | 0 | 0 | 0 | 0 | 0 | 0 | 0 | 0 | 0 | 0 | 0 | 0 | 0 | 0 | 0 | 0 | 0 | 0 | 0 | 0 | 0 | 0 | 0 | 0 | 0 | 0 | 0 | 0 | 0 | 0 | 0 | 0 | 0 | 0 | 0 | 0 | 0 | 0 | 0 | 0 | 0 | 0 | 0 | 0 | 0 | 0 | 0 | 0 | 0 | 0 | 0 | 0 | 0 | 0 | 0 | 0 | 0 | 0 | 0 | 0 | 0 | 0 | 0 | 0 | 0 | 0 | 0 | 0 | 0 | 0 | 0 | 0 | 0 | 0 | 0 | 0 | 0 | 0 | 0 | 0 | 0 | 0 | 0 | 0 | 0 | 0 | 0 | 0 | 0 | 0 | 0 | 0 | 0 | 0 | 0 | 0 | 0 | 0 | 0 | 0 | 0 | 0 | 0 | 0 | 0 | 0 | 0 | 0 | 0 | 0 | 0 | 0 | 0 | 0 | 0 | 0 | 0 | 0 | 0 | 0 | 0 | 0 | 0 | 0 | 0 | 0 | 0 | 0 | 0 | 0 | 0 | 0 | 0 | 0 | 0 | 0 | 0 | 0 | 0 | 0 | 0 | 0 | 0 | 0 | 0 | 0 | 0 | 0 | 0 | 0 | 0 | 0 | 0 | 0 | 0 | 0 | 0 | 0 | 0 | 0 | 0 | 0 | 0 | 0 | 0 | 0 | 0 | 0 | 0 | 0 | 0 | 0 | 0 | 0 | 0 | 0 | 0 | 0 | 0 | 0 | 0 | 0 | 0 | 0 | 0 | 0 | 0 | 0 | 0 | 0 | 0 | 0 | 0 | 0 | 0 | 0 | 0 | 0 | 0 | 0 | 0 | 0 | 0 | 0 | 0 | 0 | 0 | 0 | 0 | 0 | 0 | 0 | 0 | 0 | 0 | 0 | 0 | 0 | 0 | 0 | 0 | 0 | 0 | 0 | 0 | 0 | 0 | 0 | 0 | 0 | 0 | 0 | 0 | 0 | 0 | 0 | 0 | 0 | 0 | 0 | 0 | 0 | 0 | 0 | 0 | 0 | 0 | 0 | 0 | 0 | 0 | 0 | 0 | 0 | 0 | 0 | 0 | 0 | 0 | 0 | 0 | 0 | 0 | 0 | 0 | 0 | 0 | 0 | 0 | 0 | 0 | 0 | 0 | 0 | 0 | 0 | 0 | 0 | 0 | 0 | 0 | 0 | 0 | 0 | 0 | 0 | 0 | 0 | 0 | 0 | 0 | 0 | 0 | 0 | 0 | 0 | 0 | 0 | 0 | 0 | 0 | 0 | 0 | 0 | 0 | 0 | 0 | 0 | 0 | 0 | 0 | 0 | 0 | 0 | 0 | 0 | 0 | 0 | 0 | 0 | 0 | 0 | 0 | 0 | 0 | 0 | 0 | 0 | 0 | 0 | 0 | 0 | 0 | 0 | 0 | 0 | 0 | 0 | 0 | 0 | 0 | 0 | 0 | 0 | 0 | 0 | 0 | 0 | 0 | 0 | 0 | 0 | 0 | 0 | 0 | 0 | 0 | 0 | 0 | 0 | 0 | 0 | 0 | 0 | 0 | 0 | 0 | 0 | 0 | 0 | 0 | 0 | 0 | 0 | 0 | 0 | 0 | 0 | 0 | 0 | 0 | 0 | 0 | 0 | 0 | 0 | 0 | 0 | 0 | 0 | 0 | 0 | 0 | 0 | 0 | 0 | 0 | 0 | 0 | 0 | 0 | 0 | 0 | 0 | 0 | 0 | 0
OR_Commercial_Interruptible - College_New_Water Heating_Natural Gas_Water Heater - Pre-Rinse Spray Valve_A | OR | Commercial | Interruptible - College | New | Water Heating | Natural Gas | Water Heater - Pre-Rinse Spray Valve | A | OCM718 | Standard pre-rinse spray valve. | Low flow pre-rinse spray valve. | 4 | 16.81 | 0 | 0 | 110 | 0 | 0 | 0 | 0.28365 | 0.25 | KitchenFaucet | 25% | 53.33% | Discretionary | Retro5Med_OR | 81.34% | Water Heater | 0% | 0 |  | 0 |  | 0 | Avista TRM | Avista TRM | Avista TRM | Standard pre-rinse spray valve. | Standard pre-rinse spray valve. | Standard pre-rinse spray valve. | Standard pre-rinse spray valve. | Standard pre-rinse spray valve. | Standard pre-rinse spray valve. | Standard pre-rinse spray valve. | Standard pre-rinse spray valve. | Standard pre-rinse spray valve. | Standard pre-rinse spray valve. | Standard pre-rinse spray valve. | Standard pre-rinse spray valve. | Standard pre-rinse spray valve. | Standard pre-rinse spray valve. | Standard pre-rinse spray valve. | Standard pre-rinse spray valve. | Standard pre-rinse spray valve. | Standard pre-rinse spray valve. | Standard pre-rinse spray valve. | Standard pre-rinse spray valve. | Standard pre-rinse spray valve. | Standard pre-rinse spray valve. | Standard pre-rinse spray valve. | Standard pre-rinse spray valve. | Standard pre-rinse spray valve. | Standard pre-rinse spray valve. | Standard pre-rinse spray valve. | Low flow pre-rinse spray valve. | Low flow pre-rinse spray valve. | Low flow pre-rinse spray valve. | Low flow pre-rinse spray valve. | Low flow pre-rinse spray valve. | Low flow pre-rinse spray valve. | Low flow pre-rinse spray valve. | Low flow pre-rinse spray valve. | Low flow pre-rinse spray valve. | Low flow pre-rinse spray valve. | Low flow pre-rinse spray valve. | Low flow pre-rinse spray valve. | Low flow pre-rinse spray valve. | Low flow pre-rinse spray valve. | Low flow pre-rinse spray valve. | Low flow pre-rinse spray valve. | Low flow pre-rinse spray valve. | Low flow pre-rinse spray valve. | Low flow pre-rinse spray valve. | Low flow pre-rinse spray valve. | Low flow pre-rinse spray valve. | Low flow pre-rinse spray valve. | Low flow pre-rinse spray valve. | Low flow pre-rinse spray valve. | Low flow pre-rinse spray valve. | Low flow pre-rinse spray valve. | Low flow pre-rinse spray valve. | 110 | 110 | 110 | 110 | 110 | 110 | 110 | 110 | 110 | 110 | 110 | 110 | 110 | 110 | 110 | 110 | 110 | 110 | 110 | 110 | 110 | 110 | 110 | 110 | 110 | 110 | 110 | 0 | 0 | 0 | 0 | 0 | 0 | 0 | 0 | 0 | 0 | 0 | 0 | 0 | 0 | 0 | 0 | 0 | 0 | 0 | 0 | 0 | 0 | 0 | 0 | 0 | 0 | 0 | 0 | 0 | 0 | 0 | 0 | 0 | 0 | 0 | 0 | 0 | 0 | 0 | 0 | 0 | 0 | 0 | 0 | 0 | 0 | 0 | 0 | 0 | 0 | 0 | 0 | 0 | 0 | 0 | 0 | 0 | 0 | 0 | 0 | 0 | 0 | 0 | 0 | 0 | 0 | 0 | 0 | 0 | 0 | 0 | 0 | 0 | 0 | 0 | 0 | 0 | 0 | 0 | 0 | 0 | 0 | 0 | 0 | 0 | 0 | 0 | 0 | 0 | 0 | 0 | 0 | 0 | 0 | 0 | 0 | 0 | 0 | 0 | 0 | 0 | 0 | 0 | 0 | 0 | 0 | 0 | 0 | 0 | 0 | 0 | 0 | 0 | 0 | 0 | 0 | 0 | 0 | 0 | 0 | 0 | 0 | 0 | 0 | 0 | 0 | 0 | 0 | 0 | 0 | 0 | 0 | 0 | 0 | 0 | 0 | 0 | 0 | 0 | 0 | 0 | 0 | 0 | 0 | 0 | 0 | 0 | 0 | 0 | 0 | 0 | 0 | 0 | 0 | 0 | 0 | 0 | 0 | 0 | 0 | 0 | 0 | 0 | 0 | 0 | 0 | 0 | 0 | 0 | 0 | 0 | 0 | 0 | 0 | 0 | 0 | 0 | 0 | 0 | 0 | 0 | 0 | 0 | 0 | 0 | 0 | 0 | 0 | 0 | 0 | 0 | 0 | 0 | 0 | 0 | 0 | 0 | 0 | 0 | 0 | 0 | 0 | 0 | 0 | 0 | 0 | 0 | 0 | 0 | 0 | 0 | 0 | 0 | 0 | 0 | 0 | 0 | 0 | 0 | 0 | 0 | 0 | 0 | 0 | 0 | 0 | 0 | 0 | 0 | 0 | 0 | 0 | 0 | 0 | 0 | 0 | 0 | 0 | 0 | 0 | 0 | 0 | 0 | 0 | 0 | 0 | 0 | 0 | 0 | 0 | 0 | 0 | 0 | 0 | 0 | 0 | 0 | 0 | 0 | 0 | 0 | 0 | 0 | 0 | 0 | 0 | 0 | 0 | 0 | 0 | 0 | 0 | 0 | 0 | 0 | 0 | 0 | 0 | 0 | 0 | 0 | 0 | 0 | 0 | 0 | 0 | 0 | 0 | 0 | 0 | 0 | 0 | 0 | 0 | 0 | 0 | 0 | 0 | 0 | 0 | 0 | 0 | 0 | 0 | 0 | 0 | 0 | 0 | 0 | 0 | 0 | 0 | 0 | 0 | 0 | 0 | 0 | 0 | 0 | 0 | 0 | 0 | 0 | 0 | 0 | 0 | 0 | 0 | 0 | 0 | 0 | 0 | 0 | 0 | 0 | 0 | 0 | 0 | 0 | 0 | 0 | 0 | 0 | 0 | 0 | 0 | 0 | 0 | 0 | 0 | 0 | 0 | 0 | 0 | 0 | 0 | 0 | 0 | 0 | 0 | 0 | 0 | 0 | 0 | 0 | 0 | 0 | 0 | 0 | 0 | 0 | 0 | 0 | 0 | 0 | 0 | 0 | 0 | 0 | 0 | 0 | 0 | 0 | 0 | 0 | 0 | 0 | 0 | 0 | 0 | 0 | 0 | 0 | 0 | 0 | 0 | 0 | 0 | 0 | 0 | 0 | 0 | 0 | 0 | 0 | 0 | 0 | 0 | 0 | 0 | 0 | 0 | 0 | 0 | 0 | 0 | 0 | 0 | 0 | 0 | 0 | 0 | 0 | 0 | 0 | 0 | 0 | 0 | 0 | 0 | 0 | 0 | 0 | 0 | 0 | 0 | 0 | 0 | 0 | 0 | 0 | 0 | 0 | 0 | 0 | 0 | 0 | 0 | 0 | 0 | 0 | 0 | 0 | 0 | 0 | 0 | 0 | 0 | 0 | 0 | 0 | 0 | 0 | 0 | 0 | 0 | 0 | 0 | 0 | 0 | 0 | 0 | 0 | 0 | 0 | 0 | 0
OR_Commercial_Interruptible - College_New_Water Heating_Natural Gas_Water Heater - Temperature Setback_A | OR | Commercial | Interruptible - College | New | Water Heating | Natural Gas | Water Heater - Temperature Setback | A | OCM719 | No water heater temperature setback. | Water heater temperature setback. | 2 | 103.9223 | 0 | 0 | 11.09 | 0 | 0 | 0 | 0.28365 | 0.25 | WHunits | 15% | 100% | Discretionary | Retro5Med_OR | 81.34% | Water Heater | 0% | 0 |  | 0 |  | 0 | IL TRM - RS-HWE-TMPS-V08-210101 | IL TRM - RS-HWE-TMPS-V08-210101 | IL TRM - RS-HWE-TMPS-V08-210101 | No water heater temperature setback. | No water heater temperature setback. | No water heater temperature setback. | No water heater temperature setback. | No water heater temperature setback. | No water heater temperature setback. | No water heater temperature setback. | No water heater temperature setback. | No water heater temperature setback. | No water heater temperature setback. | No water heater temperature setback. | No water heater temperature setback. | No water heater temperature setback. | No water heater temperature setback. | No water heater temperature setback. | No water heater temperature setback. | No water heater temperature setback. | No water heater temperature setback. | No water heater temperature setback. | No water heater temperature setback. | No water heater temperature setback. | No water heater temperature setback. | No water heater temperature setback. | No water heater temperature setback. | No water heater temperature setback. | No water heater temperature setback. | No water heater temperature setback. | Water heater temperature setback. | Water heater temperature setback. | Water heater temperature setback. | Water heater temperature setback. | Water heater temperature setback. | Water heater temperature setback. | Water heater temperature setback. | Water heater temperature setback. | Water heater temperature setback. | Water heater temperature setback. | Water heater temperature setback. | Water heater temperature setback. | Water heater temperature setback. | Water heater temperature setback. | Water heater temperature setback. | Water heater temperature setback. | Water heater temperature setback. | Water heater temperature setback. | Water heater temperature setback. | Water heater temperature setback. | Water heater temperature setback. | Water heater temperature setback. | Water heater temperature setback. | Water heater temperature setback. | Water heater temperature setback. | Water heater temperature setback. | Water heater temperature setback. | 11.09 | 11.09 | 11.09 | 11.09 | 11.09 | 11.09 | 11.09 | 11.09 | 11.09 | 11.09 | 11.09 | 11.09 | 11.09 | 11.09 | 11.09 | 11.09 | 11.09 | 11.09 | 11.09 | 11.09 | 11.09 | 11.09 | 11.09 | 11.09 | 11.09 | 11.09 | 11.09 | 0 | 0 | 0 | 0 | 0 | 0 | 0 | 0 | 0 | 0 | 0 | 0 | 0 | 0 | 0 | 0 | 0 | 0 | 0 | 0 | 0 | 0 | 0 | 0 | 0 | 0 | 0 | 0 | 0 | 0 | 0 | 0 | 0 | 0 | 0 | 0 | 0 | 0 | 0 | 0 | 0 | 0 | 0 | 0 | 0 | 0 | 0 | 0 | 0 | 0 | 0 | 0 | 0 | 0 | 0 | 0 | 0 | 0 | 0 | 0 | 0 | 0 | 0 | 0 | 0 | 0 | 0 | 0 | 0 | 0 | 0 | 0 | 0 | 0 | 0 | 0 | 0 | 0 | 0 | 0 | 0 | 0 | 0 | 0 | 0 | 0 | 0 | 0 | 0 | 0 | 0 | 0 | 0 | 0 | 0 | 0 | 0 | 0 | 0 | 0 | 0 | 0 | 0 | 0 | 0 | 0 | 0 | 0 | 0 | 0 | 0 | 0 | 0 | 0 | 0 | 0 | 0 | 0 | 0 | 0 | 0 | 0 | 0 | 0 | 0 | 0 | 0 | 0 | 0 | 0 | 0 | 0 | 0 | 0 | 0 | 0 | 0 | 0 | 0 | 0 | 0 | 0 | 0 | 0 | 0 | 0 | 0 | 0 | 0 | 0 | 0 | 0 | 0 | 0 | 0 | 0 | 0 | 0 | 0 | 0 | 0 | 0 | 0 | 0 | 0 | 0 | 0 | 0 | 0 | 0 | 0 | 0 | 0 | 0 | 0 | 0 | 0 | 0 | 0 | 0 | 0 | 0 | 0 | 0 | 0 | 0 | 0 | 0 | 0 | 0 | 0 | 0 | 0 | 0 | 0 | 0 | 0 | 0 | 0 | 0 | 0 | 0 | 0 | 0 | 0 | 0 | 0 | 0 | 0 | 0 | 0 | 0 | 0 | 0 | 0 | 0 | 0 | 0 | 0 | 0 | 0 | 0 | 0 | 0 | 0 | 0 | 0 | 0 | 0 | 0 | 0 | 0 | 0 | 0 | 0 | 0 | 0 | 0 | 0 | 0 | 0 | 0 | 0 | 0 | 0 | 0 | 0 | 0 | 0 | 0 | 0 | 0 | 0 | 0 | 0 | 0 | 0 | 0 | 0 | 0 | 0 | 0 | 0 | 0 | 0 | 0 | 0 | 0 | 0 | 0 | 0 | 0 | 0 | 0 | 0 | 0 | 0 | 0 | 0 | 0 | 0 | 0 | 0 | 0 | 0 | 0 | 0 | 0 | 0 | 0 | 0 | 0 | 0 | 0 | 0 | 0 | 0 | 0 | 0 | 0 | 0 | 0 | 0 | 0 | 0 | 0 | 0 | 0 | 0 | 0 | 0 | 0 | 0 | 0 | 0 | 0 | 0 | 0 | 0 | 0 | 0 | 0 | 0 | 0 | 0 | 0 | 0 | 0 | 0 | 0 | 0 | 0 | 0 | 0 | 0 | 0 | 0 | 0 | 0 | 0 | 0 | 0 | 0 | 0 | 0 | 0 | 0 | 0 | 0 | 0 | 0 | 0 | 0 | 0 | 0 | 0 | 0 | 0 | 0 | 0 | 0 | 0 | 0 | 0 | 0 | 0 | 0 | 0 | 0 | 0 | 0 | 0 | 0 | 0 | 0 | 0 | 0 | 0 | 0 | 0 | 0 | 0 | 0 | 0 | 0 | 0 | 0 | 0 | 0 | 0 | 0 | 0 | 0 | 0 | 0 | 0 | 0 | 0 | 0 | 0 | 0 | 0 | 0 | 0 | 0 | 0 | 0 | 0 | 0 | 0 | 0 | 0 | 0 | 0 | 0 | 0 | 0 | 0 | 0 | 0 | 0 | 0 | 0 | 0 | 0 | 0 | 0 | 0 | 0 | 0 | 0 | 0 | 0 | 0 | 0 | 0 | 0 | 0 | 0 | 0 | 0 | 0 | 0 | 0 | 0 | 0 | 0 | 0 | 0 | 0 | 0 | 0 | 0 | 0 | 0 | 0 | 0 | 0 | 0 | 0 | 0 | 0 | 0 | 0 | 0 | 0 | 0 | 0 | 0 | 0 | 0 | 0 | 0 | 0 | 0 | 0 | 0
OR_Commercial_Interruptible - College_New_Water Heating_Natural Gas_Water Heater - Faucet Aerators_A | OR | Commercial | Interruptible - College | New | Water Heating | Natural Gas | Water Heater - Faucet Aerators | A | OCM720 | 0 | 0 | 10 | 13.3737 | 0 | 0 | 7.3 | 14.59 | 0 | 0 | 0.28365 | 0.25 | faucet | 86.67% | 86.67% | Discretionary | Retro5Med_OR | 81.34% | Water Heater | 0% | 0 |  | 0 |  | 0 | DHW_AER-Water Heating-XCELCO-2017-18-6 | DHW_AER-Water Heating-XCELCO-2017-18-6 | DHW_AER-Water Heating-ILTRM-v5.0-23 | 0 | 0 | 0 | 0 | 0 | 0 | 0 | 0 | 0 | 0 | 0 | 0 | 0 | 0 | 0 | 0 | 0 | 0 | 0 | 0 | 0 | 0 | 0 | 0 | 0 | 0 | 0 | 0 | 0 | 0 | 0 | 0 | 0 | 0 | 0 | 0 | 0 | 0 | 0 | 0 | 0 | 0 | 0 | 0 | 0 | 0 | 0 | 0 | 0 | 0 | 0 | 0 | 0 | 0 | 7.3 | 7.3 | 7.3 | 7.3 | 7.3 | 7.3 | 7.3 | 7.3 | 7.3 | 7.3 | 7.3 | 7.3 | 7.3 | 7.3 | 7.3 | 7.3 | 7.3 | 7.3 | 7.3 | 7.3 | 7.3 | 7.3 | 7.3 | 7.3 | 7.3 | 7.3 | 7.3 | 0 | 0 | 0 | 0 | 0 | 0 | 0 | 0 | 0 | 0 | 0 | 0 | 0 | 0 | 0 | 0 | 0 | 0 | 0 | 0 | 0 | 0 | 0 | 0 | 0 | 0 | 0 | 0 | 0 | 0 | 0 | 0 | 0 | 0 | 0 | 0 | 0 | 0 | 0 | 0 | 0 | 0 | 0 | 0 | 0 | 0 | 0 | 0 | 0 | 0 | 0 | 0 | 0 | 0 | 0 | 0 | 0 | 0 | 0 | 0 | 0 | 0 | 0 | 0 | 0 | 0 | 0 | 0 | 0 | 0 | 0 | 0 | 0 | 0 | 0 | 0 | 0 | 0 | 0 | 0 | 0 | 0 | 0 | 0 | 0 | 0 | 0 | 0 | 0 | 0 | 0 | 0 | 0 | 0 | 0 | 0 | 0 | 0 | 0 | 0 | 0 | 0 | 0 | 0 | 0 | 0 | 0 | 0 | 0 | 0 | 0 | 0 | 0 | 0 | 0 | 0 | 0 | 0 | 0 | 0 | 0 | 0 | 0 | 0 | 0 | 0 | 0 | 0 | 0 | 0 | 0 | 0 | 0 | 0 | 0 | 0 | 0 | 0 | 0 | 0 | 0 | 0 | 0 | 0 | 0 | 0 | 0 | 0 | 0 | 0 | 0 | 0 | 0 | 0 | 0 | 0 | 0 | 0 | 0 | 0 | 0 | 0 | 0 | 0 | 0 | 0 | 0 | 0 | 0 | 0 | 0 | 0 | 0 | 0 | 0 | 0 | 0 | 0 | 0 | 0 | 0 | 0 | 0 | 0 | 0 | 0 | 0 | 0 | 0 | 0 | 0 | 0 | 0 | 0 | 0 | 0 | 0 | 0 | 0 | 0 | 0 | 0 | 0 | 0 | 0 | 0 | 0 | 0 | 0 | 0 | 0 | 0 | 0 | 0 | 0 | 0 | 0 | 0 | 0 | 0 | 0 | 0 | 0 | 0 | 0 | 0 | 0 | 0 | 0 | 0 | 0 | 0 | 0 | 0 | 0 | 0 | 0 | 0 | 0 | 0 | 0 | 0 | 0 | 0 | 0 | 0 | 0 | 0 | 0 | 0 | 0 | 0 | 0 | 0 | 0 | 0 | 0 | 0 | 0 | 0 | 0 | 0 | 0 | 0 | 0 | 0 | 0 | 0 | 0 | 0 | 0 | 0 | 0 | 0 | 0 | 0 | 0 | 0 | 0 | 0 | 0 | 0 | 0 | 0 | 0 | 0 | 0 | 0 | 0 | 0 | 0 | 0 | 0 | 0 | 0 | 0 | 0 | 0 | 0 | 0 | 0 | 0 | 0 | 0 | 0 | 0 | 0 | 0 | 0 | 0 | 0 | 0 | 0 | 0 | 0 | 0 | 0 | 0 | 0 | 0 | 0 | 0 | 0 | 0 | 0 | 0 | 0 | 0 | 0 | 0 | 0 | 0 | 0 | 0 | 0 | 0 | 0 | 0 | 0 | 0 | 0 | 0 | 0 | 0 | 0 | 0 | 0 | 0 | 0 | 0 | 0 | 0 | 0 | 0 | 0 | 0 | 0 | 0 | 0 | 0 | 0 | 0 | 0 | 0 | 0 | 0 | 0 | 0 | 0 | 0 | 0 | 0 | 0 | 0 | 0 | 0 | 0 | 0 | 0 | 0 | 0 | 0 | 0 | 0 | 0 | 0 | 0 | 0 | 0 | 0 | 0 | 0 | 0 | 0 | 0 | 0 | 0 | 0 | 0 | 0 | 0 | 0 | 0 | 0 | 0 | 0 | 0 | 0 | 0 | 0 | 0 | 0 | 0 | 0 | 0 | 0 | 0 | 0 | 0 | 0 | 0 | 0 | 0 | 0 | 0 | 0 | 0 | 0 | 0 | 0 | 0 | 0 | 0 | 0 | 0 | 0 | 0 | 0 | 0 | 0 | 0 | 0 | 0 | 0 | 0 | 0 | 0 | 0 | 0 | 0 | 0 | 0 | 0 | 0 | 0 | 0 | 0 | 0 | 0 | 0 | 0 | 0 | 0 | 0 | 0 | 0 | 0 | 0 | 0 | 0 | 0 | 0 | 0 | 0 | 0 | 0 | 0
OR_Commercial_Interruptible - College_New_Water Heating_Natural Gas_Water Heater - Low-Flow Showerheads_A | OR | Commercial | Interruptible - College | New | Water Heating | Natural Gas | Water Heater - Low-Flow Showerheads | A | OCM721 | 0 | 0 | 10 | 18.9086 | 0 | 0 | 9.68 | 16.88 | 0 | 0 | 0.28365 | 0.25 | Showerhead | 86.67% | 86.67% | Discretionary | Retro5Med_OR | 81.34% | Water Heater | 0% | 0 |  | 0 |  | 0 | Com-Showerheads-2021P_V2 | Com-Showerheads-2021P_V2 | Com-Showerheads-2021P_V2 | 0 | 0 | 0 | 0 | 0 | 0 | 0 | 0 | 0 | 0 | 0 | 0 | 0 | 0 | 0 | 0 | 0 | 0 | 0 | 0 | 0 | 0 | 0 | 0 | 0 | 0 | 0 | 0 | 0 | 0 | 0 | 0 | 0 | 0 | 0 | 0 | 0 | 0 | 0 | 0 | 0 | 0 | 0 | 0 | 0 | 0 | 0 | 0 | 0 | 0 | 0 | 0 | 0 | 0 | 9.68 | 9.68 | 9.68 | 9.68 | 9.68 | 9.68 | 9.68 | 9.68 | 9.68 | 9.68 | 9.68 | 9.68 | 9.68 | 9.68 | 9.68 | 9.68 | 9.68 | 9.68 | 9.68 | 9.68 | 9.68 | 9.68 | 9.68 | 9.68 | 9.68 | 9.68 | 9.68 | 0 | 0 | 0 | 0 | 0 | 0 | 0 | 0 | 0 | 0 | 0 | 0 | 0 | 0 | 0 | 0 | 0 | 0 | 0 | 0 | 0 | 0 | 0 | 0 | 0 | 0 | 0 | 0 | 0 | 0 | 0 | 0 | 0 | 0 | 0 | 0 | 0 | 0 | 0 | 0 | 0 | 0 | 0 | 0 | 0 | 0 | 0 | 0 | 0 | 0 | 0 | 0 | 0 | 0 | 0 | 0 | 0 | 0 | 0 | 0 | 0 | 0 | 0 | 0 | 0 | 0 | 0 | 0 | 0 | 0 | 0 | 0 | 0 | 0 | 0 | 0 | 0 | 0 | 0 | 0 | 0 | 0 | 0 | 0 | 0 | 0 | 0 | 0 | 0 | 0 | 0 | 0 | 0 | 0 | 0 | 0 | 0 | 0 | 0 | 0 | 0 | 0 | 0 | 0 | 0 | 0 | 0 | 0 | 0 | 0 | 0 | 0 | 0 | 0 | 0 | 0 | 0 | 0 | 0 | 0 | 0 | 0 | 0 | 0 | 0 | 0 | 0 | 0 | 0 | 0 | 0 | 0 | 0 | 0 | 0 | 0 | 0 | 0 | 0 | 0 | 0 | 0 | 0 | 0 | 0 | 0 | 0 | 0 | 0 | 0 | 0 | 0 | 0 | 0 | 0 | 0 | 0 | 0 | 0 | 0 | 0 | 0 | 0 | 0 | 0 | 0 | 0 | 0 | 0 | 0 | 0 | 0 | 0 | 0 | 0 | 0 | 0 | 0 | 0 | 0 | 0 | 0 | 0 | 0 | 0 | 0 | 0 | 0 | 0 | 0 | 0 | 0 | 0 | 0 | 0 | 0 | 0 | 0 | 0 | 0 | 0 | 0 | 0 | 0 | 0 | 0 | 0 | 0 | 0 | 0 | 0 | 0 | 0 | 0 | 0 | 0 | 0 | 0 | 0 | 0 | 0 | 0 | 0 | 0 | 0 | 0 | 0 | 0 | 0 | 0 | 0 | 0 | 0 | 0 | 0 | 0 | 0 | 0 | 0 | 0 | 0 | 0 | 0 | 0 | 0 | 0 | 0 | 0 | 0 | 0 | 0 | 0 | 0 | 0 | 0 | 0 | 0 | 0 | 0 | 0 | 0 | 0 | 0 | 0 | 0 | 0 | 0 | 0 | 0 | 0 | 0 | 0 | 0 | 0 | 0 | 0 | 0 | 0 | 0 | 0 | 0 | 0 | 0 | 0 | 0 | 0 | 0 | 0 | 0 | 0 | 0 | 0 | 0 | 0 | 0 | 0 | 0 | 0 | 0 | 0 | 0 | 0 | 0 | 0 | 0 | 0 | 0 | 0 | 0 | 0 | 0 | 0 | 0 | 0 | 0 | 0 | 0 | 0 | 0 | 0 | 0 | 0 | 0 | 0 | 0 | 0 | 0 | 0 | 0 | 0 | 0 | 0 | 0 | 0 | 0 | 0 | 0 | 0 | 0 | 0 | 0 | 0 | 0 | 0 | 0 | 0 | 0 | 0 | 0 | 0 | 0 | 0 | 0 | 0 | 0 | 0 | 0 | 0 | 0 | 0 | 0 | 0 | 0 | 0 | 0 | 0 | 0 | 0 | 0 | 0 | 0 | 0 | 0 | 0 | 0 | 0 | 0 | 0 | 0 | 0 | 0 | 0 | 0 | 0 | 0 | 0 | 0 | 0 | 0 | 0 | 0 | 0 | 0 | 0 | 0 | 0 | 0 | 0 | 0 | 0 | 0 | 0 | 0 | 0 | 0 | 0 | 0 | 0 | 0 | 0 | 0 | 0 | 0 | 0 | 0 | 0 | 0 | 0 | 0 | 0 | 0 | 0 | 0 | 0 | 0 | 0 | 0 | 0 | 0 | 0 | 0 | 0 | 0 | 0 | 0 | 0 | 0 | 0 | 0 | 0 | 0 | 0 | 0 | 0 | 0 | 0 | 0 | 0 | 0 | 0 | 0 | 0 | 0 | 0 | 0 | 0 | 0 | 0 | 0 | 0 | 0 | 0 | 0 | 0 | 0 | 0 | 0 | 0 | 0 | 0 | 0 | 0 | 0 | 0 | 0 | 0 | 0
OR_Commercial_Interruptible - College_New_Water Heating_Natural Gas_Water Heater - Tank Blanket/Insulation_A | OR | Commercial | Interruptible - College | New | Water Heating | Natural Gas | Water Heater - Tank Blanket/Insulation | A | OCM722 | 0 | 0 | 15 | 200.7769 | 0 | 0 | 3.25 | 0 | 0 | 0 | 0.28365 | 0.25 | WHUnits | 100% | 100% | Discretionary | Retro5Med_OR | 81.34% | Water Heater | 0% | 0 |  | 0 |  | 0 | IL TRM - 4.3.12 Tank Insulation - CI-HWE-TKIN-V01-210101 / PA TRM - 2.3.4 - State of Pennsylvania TRM, Volume 2: Residential Measures, 2021 Final Order. August 8, 2019. | IL TRM - 4.3.12 Tank Insulation - CI-HWE-TKIN-V01-210101 / PA TRM - 2.3.4 - State of Pennsylvania TRM, Volume 2: Residential Measures, 2021 Final Order. August 8, 2019. | IL TRM - 4.3.12 Tank Insulation - CI-HWE-TKIN-V01-210101 / PA TRM - 2.3.4 - State of Pennsylvania TRM, Volume 2: Residential Measures, 2021 Final Order. August 8, 2019. | 0 | 0 | 0 | 0 | 0 | 0 | 0 | 0 | 0 | 0 | 0 | 0 | 0 | 0 | 0 | 0 | 0 | 0 | 0 | 0 | 0 | 0 | 0 | 0 | 0 | 0 | 0 | 0 | 0 | 0 | 0 | 0 | 0 | 0 | 0 | 0 | 0 | 0 | 0 | 0 | 0 | 0 | 0 | 0 | 0 | 0 | 0 | 0 | 0 | 0 | 0 | 0 | 0 | 0 | 3.25 | 3.25 | 3.25 | 3.25 | 3.25 | 3.25 | 3.25 | 3.25 | 3.25 | 3.25 | 3.25 | 3.25 | 3.25 | 3.25 | 3.25 | 3.25 | 3.25 | 3.25 | 3.25 | 3.25 | 3.25 | 3.25 | 3.25 | 3.25 | 3.25 | 3.25 | 3.25 | 0 | 0 | 0 | 0 | 0 | 0 | 0 | 0 | 0 | 0 | 0 | 0 | 0 | 0 | 0 | 0 | 0 | 0 | 0 | 0 | 0 | 0 | 0 | 0 | 0 | 0 | 0 | 0 | 0 | 0 | 0 | 0 | 0 | 0 | 0 | 0 | 0 | 0 | 0 | 0 | 0 | 0 | 0 | 0 | 0 | 0 | 0 | 0 | 0 | 0 | 0 | 0 | 0 | 0 | 0 | 0 | 0 | 0 | 0 | 0 | 0 | 0 | 0 | 0 | 0 | 0 | 0 | 0 | 0 | 0 | 0 | 0 | 0 | 0 | 0 | 0 | 0 | 0 | 0 | 0 | 0 | 0 | 0 | 0 | 0 | 0 | 0 | 0 | 0 | 0 | 0 | 0 | 0 | 0 | 0 | 0 | 0 | 0 | 0 | 0 | 0 | 0 | 0 | 0 | 0 | 0 | 0 | 0 | 0 | 0 | 0 | 0 | 0 | 0 | 0 | 0 | 0 | 0 | 0 | 0 | 0 | 0 | 0 | 0 | 0 | 0 | 0 | 0 | 0 | 0 | 0 | 0 | 0 | 0 | 0 | 0 | 0 | 0 | 0 | 0 | 0 | 0 | 0 | 0 | 0 | 0 | 0 | 0 | 0 | 0 | 0 | 0 | 0 | 0 | 0 | 0 | 0 | 0 | 0 | 0 | 0 | 0 | 0 | 0 | 0 | 0 | 0 | 0 | 0 | 0 | 0 | 0 | 0 | 0 | 0 | 0 | 0 | 0 | 0 | 0 | 0 | 0 | 0 | 0 | 0 | 0 | 0 | 0 | 0 | 0 | 0 | 0 | 0 | 0 | 0 | 0 | 0 | 0 | 0 | 0 | 0 | 0 | 0 | 0 | 0 | 0 | 0 | 0 | 0 | 0 | 0 | 0 | 0 | 0 | 0 | 0 | 0 | 0 | 0 | 0 | 0 | 0 | 0 | 0 | 0 | 0 | 0 | 0 | 0 | 0 | 0 | 0 | 0 | 0 | 0 | 0 | 0 | 0 | 0 | 0 | 0 | 0 | 0 | 0 | 0 | 0 | 0 | 0 | 0 | 0 | 0 | 0 | 0 | 0 | 0 | 0 | 0 | 0 | 0 | 0 | 0 | 0 | 0 | 0 | 0 | 0 | 0 | 0 | 0 | 0 | 0 | 0 | 0 | 0 | 0 | 0 | 0 | 0 | 0 | 0 | 0 | 0 | 0 | 0 | 0 | 0 | 0 | 0 | 0 | 0 | 0 | 0 | 0 | 0 | 0 | 0 | 0 | 0 | 0 | 0 | 0 | 0 | 0 | 0 | 0 | 0 | 0 | 0 | 0 | 0 | 0 | 0 | 0 | 0 | 0 | 0 | 0 | 0 | 0 | 0 | 0 | 0 | 0 | 0 | 0 | 0 | 0 | 0 | 0 | 0 | 0 | 0 | 0 | 0 | 0 | 0 | 0 | 0 | 0 | 0 | 0 | 0 | 0 | 0 | 0 | 0 | 0 | 0 | 0 | 0 | 0 | 0 | 0 | 0 | 0 | 0 | 0 | 0 | 0 | 0 | 0 | 0 | 0 | 0 | 0 | 0 | 0 | 0 | 0 | 0 | 0 | 0 | 0 | 0 | 0 | 0 | 0 | 0 | 0 | 0 | 0 | 0 | 0 | 0 | 0 | 0 | 0 | 0 | 0 | 0 | 0 | 0 | 0 | 0 | 0 | 0 | 0 | 0 | 0 | 0 | 0 | 0 | 0 | 0 | 0 | 0 | 0 | 0 | 0 | 0 | 0 | 0 | 0 | 0 | 0 | 0 | 0 | 0 | 0 | 0 | 0 | 0 | 0 | 0 | 0 | 0 | 0 | 0 | 0 | 0 | 0 | 0 | 0 | 0 | 0 | 0 | 0 | 0 | 0 | 0 | 0 | 0 | 0 | 0 | 0 | 0 | 0 | 0 | 0 | 0 | 0 | 0 | 0 | 0 | 0 | 0 | 0 | 0 | 0 | 0 | 0 | 0 | 0 | 0 | 0 | 0 | 0 | 0 | 0 | 0 | 0 | 0 | 0 | 0 | 0 | 0 | 0
OR_Commercial_Interruptible - College_New_Water Heating_Natural Gas_Water Heater - Drainwater Heat Recovery_A | OR | Commercial | Interruptible - College | New | Water Heating | Natural Gas | Water Heater - Drainwater Heat Recovery | A | OCM723 | 0 | 0 | 40 | 24.0613 | 0 | 0 | 929.96 | 0 | 0 | 0 | 0.28365 | 0.25 | faucet | 86.67% | 86.67% | Discretionary | Retro5Med_OR | 81.34% | Water Heater | 0% | 0 |  | 0 |  | 0 | DHW_DWHR-Water Heating-OPATRM-v1-1 | DHW_DWHR-Water Heating-OPATRM-v1-1 | DHW_DWHR-Water Heating-MNTRM-v1.0-7 | 0 | 0 | 0 | 0 | 0 | 0 | 0 | 0 | 0 | 0 | 0 | 0 | 0 | 0 | 0 | 0 | 0 | 0 | 0 | 0 | 0 | 0 | 0 | 0 | 0 | 0 | 0 | 0 | 0 | 0 | 0 | 0 | 0 | 0 | 0 | 0 | 0 | 0 | 0 | 0 | 0 | 0 | 0 | 0 | 0 | 0 | 0 | 0 | 0 | 0 | 0 | 0 | 0 | 0 | 929.96 | 929.96 | 929.96 | 929.96 | 929.96 | 929.96 | 929.96 | 929.96 | 929.96 | 929.96 | 929.96 | 929.96 | 929.96 | 929.96 | 929.96 | 929.96 | 929.96 | 929.96 | 929.96 | 929.96 | 929.96 | 929.96 | 929.96 | 929.96 | 929.96 | 929.96 | 929.96 | 0 | 0 | 0 | 0 | 0 | 0 | 0 | 0 | 0 | 0 | 0 | 0 | 0 | 0 | 0 | 0 | 0 | 0 | 0 | 0 | 0 | 0 | 0 | 0 | 0 | 0 | 0 | 0 | 0 | 0 | 0 | 0 | 0 | 0 | 0 | 0 | 0 | 0 | 0 | 0 | 0 | 0 | 0 | 0 | 0 | 0 | 0 | 0 | 0 | 0 | 0 | 0 | 0 | 0 | 0 | 0 | 0 | 0 | 0 | 0 | 0 | 0 | 0 | 0 | 0 | 0 | 0 | 0 | 0 | 0 | 0 | 0 | 0 | 0 | 0 | 0 | 0 | 0 | 0 | 0 | 0 | 0 | 0 | 0 | 0 | 0 | 0 | 0 | 0 | 0 | 0 | 0 | 0 | 0 | 0 | 0 | 0 | 0 | 0 | 0 | 0 | 0 | 0 | 0 | 0 | 0 | 0 | 0 | 0 | 0 | 0 | 0 | 0 | 0 | 0 | 0 | 0 | 0 | 0 | 0 | 0 | 0 | 0 | 0 | 0 | 0 | 0 | 0 | 0 | 0 | 0 | 0 | 0 | 0 | 0 | 0 | 0 | 0 | 0 | 0 | 0 | 0 | 0 | 0 | 0 | 0 | 0 | 0 | 0 | 0 | 0 | 0 | 0 | 0 | 0 | 0 | 0 | 0 | 0 | 0 | 0 | 0 | 0 | 0 | 0 | 0 | 0 | 0 | 0 | 0 | 0 | 0 | 0 | 0 | 0 | 0 | 0 | 0 | 0 | 0 | 0 | 0 | 0 | 0 | 0 | 0 | 0 | 0 | 0 | 0 | 0 | 0 | 0 | 0 | 0 | 0 | 0 | 0 | 0 | 0 | 0 | 0 | 0 | 0 | 0 | 0 | 0 | 0 | 0 | 0 | 0 | 0 | 0 | 0 | 0 | 0 | 0 | 0 | 0 | 0 | 0 | 0 | 0 | 0 | 0 | 0 | 0 | 0 | 0 | 0 | 0 | 0 | 0 | 0 | 0 | 0 | 0 | 0 | 0 | 0 | 0 | 0 | 0 | 0 | 0 | 0 | 0 | 0 | 0 | 0 | 0 | 0 | 0 | 0 | 0 | 0 | 0 | 0 | 0 | 0 | 0 | 0 | 0 | 0 | 0 | 0 | 0 | 0 | 0 | 0 | 0 | 0 | 0 | 0 | 0 | 0 | 0 | 0 | 0 | 0 | 0 | 0 | 0 | 0 | 0 | 0 | 0 | 0 | 0 | 0 | 0 | 0 | 0 | 0 | 0 | 0 | 0 | 0 | 0 | 0 | 0 | 0 | 0 | 0 | 0 | 0 | 0 | 0 | 0 | 0 | 0 | 0 | 0 | 0 | 0 | 0 | 0 | 0 | 0 | 0 | 0 | 0 | 0 | 0 | 0 | 0 | 0 | 0 | 0 | 0 | 0 | 0 | 0 | 0 | 0 | 0 | 0 | 0 | 0 | 0 | 0 | 0 | 0 | 0 | 0 | 0 | 0 | 0 | 0 | 0 | 0 | 0 | 0 | 0 | 0 | 0 | 0 | 0 | 0 | 0 | 0 | 0 | 0 | 0 | 0 | 0 | 0 | 0 | 0 | 0 | 0 | 0 | 0 | 0 | 0 | 0 | 0 | 0 | 0 | 0 | 0 | 0 | 0 | 0 | 0 | 0 | 0 | 0 | 0 | 0 | 0 | 0 | 0 | 0 | 0 | 0 | 0 | 0 | 0 | 0 | 0 | 0 | 0 | 0 | 0 | 0 | 0 | 0 | 0 | 0 | 0 | 0 | 0 | 0 | 0 | 0 | 0 | 0 | 0 | 0 | 0 | 0 | 0 | 0 | 0 | 0 | 0 | 0 | 0 | 0 | 0 | 0 | 0 | 0 | 0 | 0 | 0 | 0 | 0 | 0 | 0 | 0 | 0 | 0 | 0 | 0 | 0 | 0 | 0 | 0 | 0 | 0 | 0 | 0 | 0 | 0 | 0 | 0 | 0 | 0 | 0 | 0 | 0 | 0 | 0 | 0 | 0 | 0 | 0 | 0 | 0 | 0 | 0 | 0 | 0 | 0 | 0
OR_Commercial_Interruptible - College_New_Water Heating_Natural Gas_Water Heater - Circulation Pump Controls_A | OR | Commercial | Interruptible - College | New | Water Heating | Natural Gas | Water Heater - Circulation Pump Controls | A | OCM724 | Circulation pump with no controls. | Controlled circulation pump. | 11.5 | 1263.3763 | 0 | 0 | 447.82 | 0 | 0 | 0 | 0.28365 | 0.25 | perbldg | 15% | 26.67% | Discretionary | Retro5Med_OR | 81.34% | Water Heater | 0% | 0 |  | 0 |  | 0 | RTF - ComResCirculatorPumps_2_3 - AEG Edited | RTF - ComResCirculatorPumps_2_3 - AEG Edited | RTF - ComResCirculatorPumps_2_3 - AEG Edited | Circulation pump with no controls. | Circulation pump with no controls. | Circulation pump with no controls. | Circulation pump with no controls. | Circulation pump with no controls. | Circulation pump with no controls. | Circulation pump with no controls. | Circulation pump with no controls. | Circulation pump with no controls. | Circulation pump with no controls. | Circulation pump with no controls. | Circulation pump with no controls. | Circulation pump with no controls. | Circulation pump with no controls. | Circulation pump with no controls. | Circulation pump with no controls. | Circulation pump with no controls. | Circulation pump with no controls. | Circulation pump with no controls. | Circulation pump with no controls. | Circulation pump with no controls. | Circulation pump with no controls. | Circulation pump with no controls. | Circulation pump with no controls. | Circulation pump with no controls. | Circulation pump with no controls. | Circulation pump with no controls. | Controlled circulation pump. | Controlled circulation pump. | Controlled circulation pump. | Controlled circulation pump. | Controlled circulation pump. | Controlled circulation pump. | Controlled circulation pump. | Controlled circulation pump. | Controlled circulation pump. | Controlled circulation pump. | Controlled circulation pump. | Controlled circulation pump. | Controlled circulation pump. | Controlled circulation pump. | Controlled circulation pump. | Controlled circulation pump. | Controlled circulation pump. | Controlled circulation pump. | Controlled circulation pump. | Controlled circulation pump. | Controlled circulation pump. | Controlled circulation pump. | Controlled circulation pump. | Controlled circulation pump. | Controlled circulation pump. | Controlled circulation pump. | Controlled circulation pump. | 447.82 | 447.82 | 447.82 | 447.82 | 447.82 | 447.82 | 447.82 | 447.82 | 447.82 | 447.82 | 447.82 | 447.82 | 447.82 | 447.82 | 447.82 | 447.82 | 447.82 | 447.82 | 447.82 | 447.82 | 447.82 | 447.82 | 447.82 | 447.82 | 447.82 | 447.82 | 447.82 | 0 | 0 | 0 | 0 | 0 | 0 | 0 | 0 | 0 | 0 | 0 | 0 | 0 | 0 | 0 | 0 | 0 | 0 | 0 | 0 | 0 | 0 | 0 | 0 | 0 | 0 | 0 | 0 | 0 | 0 | 0 | 0 | 0 | 0 | 0 | 0 | 0 | 0 | 0 | 0 | 0 | 0 | 0 | 0 | 0 | 0 | 0 | 0 | 0 | 0 | 0 | 0 | 0 | 0 | 0 | 0 | 0 | 0 | 0 | 0 | 0 | 0 | 0 | 0 | 0 | 0 | 0 | 0 | 0 | 0 | 0 | 0 | 0 | 0 | 0 | 0 | 0 | 0 | 0 | 0 | 0 | 0 | 0 | 0 | 0 | 0 | 0 | 0 | 0 | 0 | 0 | 0 | 0 | 0 | 0 | 0 | 0 | 0 | 0 | 0 | 0 | 0 | 0 | 0 | 0 | 0 | 0 | 0 | 0 | 0 | 0 | 0 | 0 | 0 | 0 | 0 | 0 | 0 | 0 | 0 | 0 | 0 | 0 | 0 | 0 | 0 | 0 | 0 | 0 | 0 | 0 | 0 | 0 | 0 | 0 | 0 | 0 | 0 | 0 | 0 | 0 | 0 | 0 | 0 | 0 | 0 | 0 | 0 | 0 | 0 | 0 | 0 | 0 | 0 | 0 | 0 | 0 | 0 | 0 | 0 | 0 | 0 | 0 | 0 | 0 | 0 | 0 | 0 | 0 | 0 | 0 | 0 | 0 | 0 | 0 | 0 | 0 | 0 | 0 | 0 | 0 | 0 | 0 | 0 | 0 | 0 | 0 | 0 | 0 | 0 | 0 | 0 | 0 | 0 | 0 | 0 | 0 | 0 | 0 | 0 | 0 | 0 | 0 | 0 | 0 | 0 | 0 | 0 | 0 | 0 | 0 | 0 | 0 | 0 | 0 | 0 | 0 | 0 | 0 | 0 | 0 | 0 | 0 | 0 | 0 | 0 | 0 | 0 | 0 | 0 | 0 | 0 | 0 | 0 | 0 | 0 | 0 | 0 | 0 | 0 | 0 | 0 | 0 | 0 | 0 | 0 | 0 | 0 | 0 | 0 | 0 | 0 | 0 | 0 | 0 | 0 | 0 | 0 | 0 | 0 | 0 | 0 | 0 | 0 | 0 | 0 | 0 | 0 | 0 | 0 | 0 | 0 | 0 | 0 | 0 | 0 | 0 | 0 | 0 | 0 | 0 | 0 | 0 | 0 | 0 | 0 | 0 | 0 | 0 | 0 | 0 | 0 | 0 | 0 | 0 | 0 | 0 | 0 | 0 | 0 | 0 | 0 | 0 | 0 | 0 | 0 | 0 | 0 | 0 | 0 | 0 | 0 | 0 | 0 | 0 | 0 | 0 | 0 | 0 | 0 | 0 | 0 | 0 | 0 | 0 | 0 | 0 | 0 | 0 | 0 | 0 | 0 | 0 | 0 | 0 | 0 | 0 | 0 | 0 | 0 | 0 | 0 | 0 | 0 | 0 | 0 | 0 | 0 | 0 | 0 | 0 | 0 | 0 | 0 | 0 | 0 | 0 | 0 | 0 | 0 | 0 | 0 | 0 | 0 | 0 | 0 | 0 | 0 | 0 | 0 | 0 | 0 | 0 | 0 | 0 | 0 | 0 | 0 | 0 | 0 | 0 | 0 | 0 | 0 | 0 | 0 | 0 | 0 | 0 | 0 | 0 | 0 | 0 | 0 | 0 | 0 | 0 | 0 | 0 | 0 | 0 | 0 | 0 | 0 | 0 | 0 | 0 | 0 | 0 | 0 | 0 | 0 | 0 | 0 | 0 | 0 | 0 | 0 | 0 | 0 | 0 | 0 | 0 | 0 | 0 | 0 | 0 | 0 | 0 | 0 | 0 | 0 | 0 | 0 | 0 | 0 | 0 | 0 | 0 | 0 | 0 | 0 | 0 | 0 | 0 | 0 | 0 | 0 | 0 | 0 | 0 | 0 | 0 | 0 | 0 | 0 | 0 | 0 | 0 | 0 | 0 | 0 | 0 | 0 | 0 | 0 | 0 | 0 | 0 | 0 | 0 | 0 | 0 | 0 | 0 | 0 | 0
OR_Commercial_Interruptible - College_New_Water Heating_Natural Gas_Water Heater - Pipe Insulation_A | OR | Commercial | Interruptible - College | New | Water Heating | Natural Gas | Water Heater - Pipe Insulation | A | OCM725 | No insulation. | Water heater pipe insulation. | 15 | 5.02 | 0 | 0 | 9.5 | 0 | 0 | 0 | 0.28365 | 0.25 | PipeFeet | 1.124% | 100% | Discretionary | Retro5Med_OR | 81.34% | Water Heater | 0% | 0 |  | 0 |  | 0 | IL TRM v10 - 4.4.14 Pipe Insulation - CI-HVC-PINS-V07-220101 | IL TRM v10 - 4.4.14 Pipe Insulation - CI-HVC-PINS-V07-220101 | IL TRM v10 - 4.4.14 Pipe Insulation - CI-HVC-PINS-V07-220101 | No insulation. | No insulation. | No insulation. | No insulation. | No insulation. | No insulation. | No insulation. | No insulation. | No insulation. | No insulation. | No insulation. | No insulation. | No insulation. | No insulation. | No insulation. | No insulation. | No insulation. | No insulation. | No insulation. | No insulation. | No insulation. | No insulation. | No insulation. | No insulation. | No insulation. | No insulation. | No insulation. | Water heater pipe insulation. | Water heater pipe insulation. | Water heater pipe insulation. | Water heater pipe insulation. | Water heater pipe insulation. | Water heater pipe insulation. | Water heater pipe insulation. | Water heater pipe insulation. | Water heater pipe insulation. | Water heater pipe insulation. | Water heater pipe insulation. | Water heater pipe insulation. | Water heater pipe insulation. | Water heater pipe insulation. | Water heater pipe insulation. | Water heater pipe insulation. | Water heater pipe insulation. | Water heater pipe insulation. | Water heater pipe insulation. | Water heater pipe insulation. | Water heater pipe insulation. | Water heater pipe insulation. | Water heater pipe insulation. | Water heater pipe insulation. | Water heater pipe insulation. | Water heater pipe insulation. | Water heater pipe insulation. | 9.5 | 9.5 | 9.5 | 9.5 | 9.5 | 9.5 | 9.5 | 9.5 | 9.5 | 9.5 | 9.5 | 9.5 | 9.5 | 9.5 | 9.5 | 9.5 | 9.5 | 9.5 | 9.5 | 9.5 | 9.5 | 9.5 | 9.5 | 9.5 | 9.5 | 9.5 | 9.5 | 0 | 0 | 0 | 0 | 0 | 0 | 0 | 0 | 0 | 0 | 0 | 0 | 0 | 0 | 0 | 0 | 0 | 0 | 0 | 0 | 0 | 0 | 0 | 0 | 0 | 0 | 0 | 0 | 0 | 0 | 0 | 0 | 0 | 0 | 0 | 0 | 0 | 0 | 0 | 0 | 0 | 0 | 0 | 0 | 0 | 0 | 0 | 0 | 0 | 0 | 0 | 0 | 0 | 0 | 0 | 0 | 0 | 0 | 0 | 0 | 0 | 0 | 0 | 0 | 0 | 0 | 0 | 0 | 0 | 0 | 0 | 0 | 0 | 0 | 0 | 0 | 0 | 0 | 0 | 0 | 0 | 0 | 0 | 0 | 0 | 0 | 0 | 0 | 0 | 0 | 0 | 0 | 0 | 0 | 0 | 0 | 0 | 0 | 0 | 0 | 0 | 0 | 0 | 0 | 0 | 0 | 0 | 0 | 0 | 0 | 0 | 0 | 0 | 0 | 0 | 0 | 0 | 0 | 0 | 0 | 0 | 0 | 0 | 0 | 0 | 0 | 0 | 0 | 0 | 0 | 0 | 0 | 0 | 0 | 0 | 0 | 0 | 0 | 0 | 0 | 0 | 0 | 0 | 0 | 0 | 0 | 0 | 0 | 0 | 0 | 0 | 0 | 0 | 0 | 0 | 0 | 0 | 0 | 0 | 0 | 0 | 0 | 0 | 0 | 0 | 0 | 0 | 0 | 0 | 0 | 0 | 0 | 0 | 0 | 0 | 0 | 0 | 0 | 0 | 0 | 0 | 0 | 0 | 0 | 0 | 0 | 0 | 0 | 0 | 0 | 0 | 0 | 0 | 0 | 0 | 0 | 0 | 0 | 0 | 0 | 0 | 0 | 0 | 0 | 0 | 0 | 0 | 0 | 0 | 0 | 0 | 0 | 0 | 0 | 0 | 0 | 0 | 0 | 0 | 0 | 0 | 0 | 0 | 0 | 0 | 0 | 0 | 0 | 0 | 0 | 0 | 0 | 0 | 0 | 0 | 0 | 0 | 0 | 0 | 0 | 0 | 0 | 0 | 0 | 0 | 0 | 0 | 0 | 0 | 0 | 0 | 0 | 0 | 0 | 0 | 0 | 0 | 0 | 0 | 0 | 0 | 0 | 0 | 0 | 0 | 0 | 0 | 0 | 0 | 0 | 0 | 0 | 0 | 0 | 0 | 0 | 0 | 0 | 0 | 0 | 0 | 0 | 0 | 0 | 0 | 0 | 0 | 0 | 0 | 0 | 0 | 0 | 0 | 0 | 0 | 0 | 0 | 0 | 0 | 0 | 0 | 0 | 0 | 0 | 0 | 0 | 0 | 0 | 0 | 0 | 0 | 0 | 0 | 0 | 0 | 0 | 0 | 0 | 0 | 0 | 0 | 0 | 0 | 0 | 0 | 0 | 0 | 0 | 0 | 0 | 0 | 0 | 0 | 0 | 0 | 0 | 0 | 0 | 0 | 0 | 0 | 0 | 0 | 0 | 0 | 0 | 0 | 0 | 0 | 0 | 0 | 0 | 0 | 0 | 0 | 0 | 0 | 0 | 0 | 0 | 0 | 0 | 0 | 0 | 0 | 0 | 0 | 0 | 0 | 0 | 0 | 0 | 0 | 0 | 0 | 0 | 0 | 0 | 0 | 0 | 0 | 0 | 0 | 0 | 0 | 0 | 0 | 0 | 0 | 0 | 0 | 0 | 0 | 0 | 0 | 0 | 0 | 0 | 0 | 0 | 0 | 0 | 0 | 0 | 0 | 0 | 0 | 0 | 0 | 0 | 0 | 0 | 0 | 0 | 0 | 0 | 0 | 0 | 0 | 0 | 0 | 0 | 0 | 0 | 0 | 0 | 0 | 0 | 0 | 0 | 0 | 0 | 0 | 0 | 0 | 0 | 0 | 0 | 0 | 0 | 0 | 0 | 0 | 0 | 0 | 0 | 0 | 0 | 0 | 0 | 0 | 0 | 0 | 0 | 0 | 0 | 0 | 0 | 0 | 0 | 0 | 0 | 0 | 0 | 0 | 0 | 0 | 0 | 0 | 0 | 0 | 0 | 0 | 0 | 0 | 0 | 0
OR_Commercial_Interruptible - College_New_Water Heating_Natural Gas_Water Heater - Motion Control Faucet_A | OR | Commercial | Interruptible - College | New | Water Heating | Natural Gas | Water Heater - Motion Control Faucet | A | OCM726 | 1.39 gpm w/o motion sensor | 0.35 gpm w/ motion sensor | 5 | 0 | 0 | 0 | 1.07 | 0 | 0 | 0 | 0.28365 | 0.25 | sqft | 30% | 75% | Discretionary | Retro5Med_OR | 81.34% | Water Heater | 0% | 0 |  | 0 |  | 0 | n/a | n/a | n/a | 1.39 gpm w/o motion sensor | 1.39 gpm w/o motion sensor | 1.39 gpm w/o motion sensor | 1.39 gpm w/o motion sensor | 1.39 gpm w/o motion sensor | 1.39 gpm w/o motion sensor | 1.39 gpm w/o motion sensor | 1.39 gpm w/o motion sensor | 1.39 gpm w/o motion sensor | 1.39 gpm w/o motion sensor | 1.39 gpm w/o motion sensor | 1.39 gpm w/o motion sensor | 1.39 gpm w/o motion sensor | 1.39 gpm w/o motion sensor | 1.39 gpm w/o motion sensor | 1.39 gpm w/o motion sensor | 1.39 gpm w/o motion sensor | 1.39 gpm w/o motion sensor | 1.39 gpm w/o motion sensor | 1.39 gpm w/o motion sensor | 1.39 gpm w/o motion sensor | 1.39 gpm w/o motion sensor | 1.39 gpm w/o motion sensor | 1.39 gpm w/o motion sensor | 1.39 gpm w/o motion sensor | 1.39 gpm w/o motion sensor | 1.39 gpm w/o motion sensor | 0.35 gpm w/ motion sensor | 0.35 gpm w/ motion sensor | 0.35 gpm w/ motion sensor | 0.35 gpm w/ motion sensor | 0.35 gpm w/ motion sensor | 0.35 gpm w/ motion sensor | 0.35 gpm w/ motion sensor | 0.35 gpm w/ motion sensor | 0.35 gpm w/ motion sensor | 0.35 gpm w/ motion sensor | 0.35 gpm w/ motion sensor | 0.35 gpm w/ motion sensor | 0.35 gpm w/ motion sensor | 0.35 gpm w/ motion sensor | 0.35 gpm w/ motion sensor | 0.35 gpm w/ motion sensor | 0.35 gpm w/ motion sensor | 0.35 gpm w/ motion sensor | 0.35 gpm w/ motion sensor | 0.35 gpm w/ motion sensor | 0.35 gpm w/ motion sensor | 0.35 gpm w/ motion sensor | 0.35 gpm w/ motion sensor | 0.35 gpm w/ motion sensor | 0.35 gpm w/ motion sensor | 0.35 gpm w/ motion sensor | 0.35 gpm w/ motion sensor | 1.07 | 1.07 | 1.07 | 1.07 | 1.07 | 1.07 | 1.07 | 1.07 | 1.07 | 1.07 | 1.07 | 1.07 | 1.07 | 1.07 | 1.07 | 1.07 | 1.07 | 1.07 | 1.07 | 1.07 | 1.07 | 1.07 | 1.07 | 1.07 | 1.07 | 1.07 | 1.07 | 0 | 0 | 0 | 0 | 0 | 0 | 0 | 0 | 0 | 0 | 0 | 0 | 0 | 0 | 0 | 0 | 0 | 0 | 0 | 0 | 0 | 0 | 0 | 0 | 0 | 0 | 0 | 0 | 0 | 0 | 0 | 0 | 0 | 0 | 0 | 0 | 0 | 0 | 0 | 0 | 0 | 0 | 0 | 0 | 0 | 0 | 0 | 0 | 0 | 0 | 0 | 0 | 0 | 0 | 0 | 0 | 0 | 0 | 0 | 0 | 0 | 0 | 0 | 0 | 0 | 0 | 0 | 0 | 0 | 0 | 0 | 0 | 0 | 0 | 0 | 0 | 0 | 0 | 0 | 0 | 0 | 0 | 0 | 0 | 0 | 0 | 0 | 0 | 0 | 0 | 0 | 0 | 0 | 0 | 0 | 0 | 0 | 0 | 0 | 0 | 0 | 0 | 0 | 0 | 0 | 0 | 0 | 0 | 0 | 0 | 0 | 0 | 0 | 0 | 0 | 0 | 0 | 0 | 0 | 0 | 0 | 0 | 0 | 0 | 0 | 0 | 0 | 0 | 0 | 0 | 0 | 0 | 0 | 0 | 0 | 0 | 0 | 0 | 0 | 0 | 0 | 0 | 0 | 0 | 0 | 0 | 0 | 0 | 0 | 0 | 0 | 0 | 0 | 0 | 0 | 0 | 0 | 0 | 0 | 0 | 0 | 0 | 0 | 0 | 0 | 0 | 0 | 0 | 0 | 0 | 0 | 0 | 0 | 0 | 0 | 0 | 0 | 0 | 0 | 0 | 0 | 0 | 0 | 0 | 0 | 0 | 0 | 0 | 0 | 0 | 0 | 0 | 0 | 0 | 0 | 0 | 0 | 0 | 0 | 0 | 0 | 0 | 0 | 0 | 0 | 0 | 0 | 0 | 0 | 0 | 0 | 0 | 0 | 0 | 0 | 0 | 0 | 0 | 0 | 0 | 0 | 0 | 0 | 0 | 0 | 0 | 0 | 0 | 0 | 0 | 0 | 0 | 0 | 0 | 0 | 0 | 0 | 0 | 0 | 0 | 0 | 0 | 0 | 0 | 0 | 0 | 0 | 0 | 0 | 0 | 0 | 0 | 0 | 0 | 0 | 0 | 0 | 0 | 0 | 0 | 0 | 0 | 0 | 0 | 0 | 0 | 0 | 0 | 0 | 0 | 0 | 0 | 0 | 0 | 0 | 0 | 0 | 0 | 0 | 0 | 0 | 0 | 0 | 0 | 0 | 0 | 0 | 0 | 0 | 0 | 0 | 0 | 0 | 0 | 0 | 0 | 0 | 0 | 0 | 0 | 0 | 0 | 0 | 0 | 0 | 0 | 0 | 0 | 0 | 0 | 0 | 0 | 0 | 0 | 0 | 0 | 0 | 0 | 0 | 0 | 0 | 0 | 0 | 0 | 0 | 0 | 0 | 0 | 0 | 0 | 0 | 0 | 0 | 0 | 0 | 0 | 0 | 0 | 0 | 0 | 0 | 0 | 0 | 0 | 0 | 0 | 0 | 0 | 0 | 0 | 0 | 0 | 0 | 0 | 0 | 0 | 0 | 0 | 0 | 0 | 0 | 0 | 0 | 0 | 0 | 0 | 0 | 0 | 0 | 0 | 0 | 0 | 0 | 0 | 0 | 0 | 0 | 0 | 0 | 0 | 0 | 0 | 0 | 0 | 0 | 0 | 0 | 0 | 0 | 0 | 0 | 0 | 0 | 0 | 0 | 0 | 0 | 0 | 0 | 0 | 0 | 0 | 0 | 0 | 0 | 0 | 0 | 0 | 0 | 0 | 0 | 0 | 0 | 0 | 0 | 0 | 0 | 0 | 0 | 0 | 0 | 0 | 0 | 0 | 0 | 0 | 0 | 0 | 0 | 0 | 0 | 0 | 0 | 0 | 0 | 0 | 0 | 0 | 0 | 0 | 0 | 0 | 0 | 0 | 0 | 0 | 0 | 0 | 0 | 0 | 0 | 0 | 0 | 0 | 0 | 0 | 0 | 0 | 0 | 0 | 0 | 0 | 0 | 0 | 0 | 0 | 0 | 0 | 0 | 0 | 0 | 0 | 0 | 0 | 0 | 0 | 0
OR_Commercial_Interruptible - College_New_Water Heating_Natural Gas_Water Heater - Solar System_A | OR | Commercial | Interruptible - College | New | Water Heating | Natural Gas | Water Heater - Solar System | A | OCM727 | 0 | Solar water heater with electric backup unit | 20 | 40.1544 | 0 | 0 | 618.24 | 0 | 0 | 0 | 0.28365 | 0.25 | DHW kbtuh | 1% | 40% | Discretionary | Retro5Med_OR | 81.34% | Water Heater | 0% | 0 |  | 0 |  | 0 | DHW_WH-Water Heating-AEO17-8 | DHW_WH-Water Heating-AEO17-8 | DHW_WH-Water Heating-DOE-PTool2014-1 | 0 | 0 | 0 | 0 | 0 | 0 | 0 | 0 | 0 | 0 | 0 | 0 | 0 | 0 | 0 | 0 | 0 | 0 | 0 | 0 | 0 | 0 | 0 | 0 | 0 | 0 | 0 | Solar water heater with electric backup unit | Solar water heater with electric backup unit | Solar water heater with electric backup unit | Solar water heater with electric backup unit | Solar water heater with electric backup unit | Solar water heater with electric backup unit | Solar water heater with electric backup unit | Solar water heater with electric backup unit | Solar water heater with electric backup unit | Solar water heater with electric backup unit | Solar water heater with electric backup unit | Solar water heater with electric backup unit | Solar water heater with electric backup unit | Solar water heater with electric backup unit | Solar water heater with electric backup unit | Solar water heater with electric backup unit | Solar water heater with electric backup unit | Solar water heater with electric backup unit | Solar water heater with electric backup unit | Solar water heater with electric backup unit | Solar water heater with electric backup unit | Solar water heater with electric backup unit | Solar water heater with electric backup unit | Solar water heater with electric backup unit | Solar water heater with electric backup unit | Solar water heater with electric backup unit | Solar water heater with electric backup unit | 618.24 | 618.24 | 618.24 | 618.24 | 618.24 | 618.24 | 618.24 | 618.24 | 618.24 | 618.24 | 618.24 | 618.24 | 618.24 | 618.24 | 618.24 | 618.24 | 618.24 | 618.24 | 618.24 | 618.24 | 618.24 | 618.24 | 618.24 | 618.24 | 618.24 | 618.24 | 618.24 | 0 | 0 | 0 | 0 | 0 | 0 | 0 | 0 | 0 | 0 | 0 | 0 | 0 | 0 | 0 | 0 | 0 | 0 | 0 | 0 | 0 | 0 | 0 | 0 | 0 | 0 | 0 | 0 | 0 | 0 | 0 | 0 | 0 | 0 | 0 | 0 | 0 | 0 | 0 | 0 | 0 | 0 | 0 | 0 | 0 | 0 | 0 | 0 | 0 | 0 | 0 | 0 | 0 | 0 | 0 | 0 | 0 | 0 | 0 | 0 | 0 | 0 | 0 | 0 | 0 | 0 | 0 | 0 | 0 | 0 | 0 | 0 | 0 | 0 | 0 | 0 | 0 | 0 | 0 | 0 | 0 | 0 | 0 | 0 | 0 | 0 | 0 | 0 | 0 | 0 | 0 | 0 | 0 | 0 | 0 | 0 | 0 | 0 | 0 | 0 | 0 | 0 | 0 | 0 | 0 | 0 | 0 | 0 | 0 | 0 | 0 | 0 | 0 | 0 | 0 | 0 | 0 | 0 | 0 | 0 | 0 | 0 | 0 | 0 | 0 | 0 | 0 | 0 | 0 | 0 | 0 | 0 | 0 | 0 | 0 | 0 | 0 | 0 | 0 | 0 | 0 | 0 | 0 | 0 | 0 | 0 | 0 | 0 | 0 | 0 | 0 | 0 | 0 | 0 | 0 | 0 | 0 | 0 | 0 | 0 | 0 | 0 | 0 | 0 | 0 | 0 | 0 | 0 | 0 | 0 | 0 | 0 | 0 | 0 | 0 | 0 | 0 | 0 | 0 | 0 | 0 | 0 | 0 | 0 | 0 | 0 | 0 | 0 | 0 | 0 | 0 | 0 | 0 | 0 | 0 | 0 | 0 | 0 | 0 | 0 | 0 | 0 | 0 | 0 | 0 | 0 | 0 | 0 | 0 | 0 | 0 | 0 | 0 | 0 | 0 | 0 | 0 | 0 | 0 | 0 | 0 | 0 | 0 | 0 | 0 | 0 | 0 | 0 | 0 | 0 | 0 | 0 | 0 | 0 | 0 | 0 | 0 | 0 | 0 | 0 | 0 | 0 | 0 | 0 | 0 | 0 | 0 | 0 | 0 | 0 | 0 | 0 | 0 | 0 | 0 | 0 | 0 | 0 | 0 | 0 | 0 | 0 | 0 | 0 | 0 | 0 | 0 | 0 | 0 | 0 | 0 | 0 | 0 | 0 | 0 | 0 | 0 | 0 | 0 | 0 | 0 | 0 | 0 | 0 | 0 | 0 | 0 | 0 | 0 | 0 | 0 | 0 | 0 | 0 | 0 | 0 | 0 | 0 | 0 | 0 | 0 | 0 | 0 | 0 | 0 | 0 | 0 | 0 | 0 | 0 | 0 | 0 | 0 | 0 | 0 | 0 | 0 | 0 | 0 | 0 | 0 | 0 | 0 | 0 | 0 | 0 | 0 | 0 | 0 | 0 | 0 | 0 | 0 | 0 | 0 | 0 | 0 | 0 | 0 | 0 | 0 | 0 | 0 | 0 | 0 | 0 | 0 | 0 | 0 | 0 | 0 | 0 | 0 | 0 | 0 | 0 | 0 | 0 | 0 | 0 | 0 | 0 | 0 | 0 | 0 | 0 | 0 | 0 | 0 | 0 | 0 | 0 | 0 | 0 | 0 | 0 | 0 | 0 | 0 | 0 | 0 | 0 | 0 | 0 | 0 | 0 | 0 | 0 | 0 | 0 | 0 | 0 | 0 | 0 | 0 | 0 | 0 | 0 | 0 | 0 | 0 | 0 | 0 | 0 | 0 | 0 | 0 | 0 | 0 | 0 | 0 | 0 | 0 | 0 | 0 | 0 | 0 | 0 | 0 | 0 | 0 | 0 | 0 | 0 | 0 | 0 | 0 | 0 | 0 | 0 | 0 | 0 | 0 | 0 | 0 | 0 | 0 | 0 | 0 | 0 | 0 | 0 | 0 | 0 | 0 | 0 | 0 | 0 | 0 | 0 | 0 | 0 | 0 | 0 | 0 | 0 | 0 | 0 | 0 | 0 | 0 | 0 | 0 | 0 | 0 | 0 | 0 | 0 | 0 | 0 | 0 | 0 | 0 | 0 | 0 | 0 | 0
OR_Commercial_Interruptible - College_New_Water Heating_Natural Gas_Commercial Laundry - Ozone Treatment_A | OR | Commercial | Interruptible - College | New | Water Heating | Natural Gas | Commercial Laundry - Ozone Treatment | A | OCM728 | Standard commercial washer. | Ozone laundry treatment system. | 10 | 345.2823 | 0 | 0 | 11002.2 | 0 | 108.86 | 0 | 0.28365 | 0.25 | perBldg | 0% | 6.667% | Discretionary | Retro5Med_OR | 81.34% | Water Heater | 0% | 0 |  | 0 |  | 0 | CW_OZON-Water Heating-ILTRM-v4.0-4 | CW_OZON-Water Heating-ILTRM-v4.0-4 | CW_OZON-Water Heating-ILTRM-v4.0-4 | Standard commercial washer. | Standard commercial washer. | Standard commercial washer. | Standard commercial washer. | Standard commercial washer. | Standard commercial washer. | Standard commercial washer. | Standard commercial washer. | Standard commercial washer. | Standard commercial washer. | Standard commercial washer. | Standard commercial washer. | Standard commercial washer. | Standard commercial washer. | Standard commercial washer. | Standard commercial washer. | Standard commercial washer. | Standard commercial washer. | Standard commercial washer. | Standard commercial washer. | Standard commercial washer. | Standard commercial washer. | Standard commercial washer. | Standard commercial washer. | Standard commercial washer. | Standard commercial washer. | Standard commercial washer. | Ozone laundry treatment system. | Ozone laundry treatment system. | Ozone laundry treatment system. | Ozone laundry treatment system. | Ozone laundry treatment system. | Ozone laundry treatment system. | Ozone laundry treatment system. | Ozone laundry treatment system. | Ozone laundry treatment system. | Ozone laundry treatment system. | Ozone laundry treatment system. | Ozone laundry treatment system. | Ozone laundry treatment system. | Ozone laundry treatment system. | Ozone laundry treatment system. | Ozone laundry treatment system. | Ozone laundry treatment system. | Ozone laundry treatment system. | Ozone laundry treatment system. | Ozone laundry treatment system. | Ozone laundry treatment system. | Ozone laundry treatment system. | Ozone laundry treatment system. | Ozone laundry treatment system. | Ozone laundry treatment system. | Ozone laundry treatment system. | Ozone laundry treatment system. | 11002.2 | 11002.2 | 11002.2 | 11002.2 | 11002.2 | 11002.2 | 11002.2 | 11002.2 | 11002.2 | 11002.2 | 11002.2 | 11002.2 | 11002.2 | 11002.2 | 11002.2 | 11002.2 | 11002.2 | 11002.2 | 11002.2 | 11002.2 | 11002.2 | 11002.2 | 11002.2 | 11002.2 | 11002.2 | 11002.2 | 11002.2 | 0 | 0 | 0 | 0 | 0 | 0 | 0 | 0 | 0 | 0 | 0 | 0 | 0 | 0 | 0 | 0 | 0 | 0 | 0 | 0 | 0 | 0 | 0 | 0 | 0 | 0 | 0 | 0 | 0 | 0 | 0 | 0 | 0 | 0 | 0 | 0 | 0 | 0 | 0 | 0 | 0 | 0 | 0 | 0 | 0 | 0 | 0 | 0 | 0 | 0 | 0 | 0 | 0 | 0 | 0 | 0 | 0 | 0 | 0 | 0 | 0 | 0 | 0 | 0 | 0 | 0 | 0 | 0 | 0 | 0 | 0 | 0 | 0 | 0 | 0 | 0 | 0 | 0 | 0 | 0 | 0 | 0 | 0 | 0 | 0 | 0 | 0 | 0 | 0 | 0 | 0 | 0 | 0 | 0 | 0 | 0 | 0 | 0 | 0 | 0 | 0 | 0 | 0 | 0 | 0 | 0 | 0 | 0 | 0 | 0 | 0 | 0 | 0 | 0 | 0 | 0 | 0 | 0 | 0 | 0 | 0 | 0 | 0 | 0 | 0 | 0 | 0 | 0 | 0 | 0 | 0 | 0 | 0 | 0 | 0 | 0 | 0 | 0 | 0 | 0 | 0 | 0 | 0 | 0 | 0 | 0 | 0 | 0 | 0 | 0 | 0 | 0 | 0 | 0 | 0 | 0 | 0 | 0 | 0 | 0 | 0 | 0 | 0 | 0 | 0 | 0 | 0 | 0 | 0 | 0 | 0 | 0 | 0 | 0 | 0 | 0 | 0 | 0 | 0 | 0 | 0 | 0 | 0 | 0 | 0 | 0 | 0 | 0 | 0 | 0 | 0 | 0 | 0 | 0 | 0 | 0 | 0 | 0 | 0 | 0 | 0 | 0 | 0 | 0 | 0 | 0 | 0 | 0 | 0 | 0 | 0 | 0 | 0 | 0 | 0 | 0 | 0 | 0 | 0 | 0 | 0 | 0 | 0 | 0 | 0 | 0 | 0 | 0 | 0 | 0 | 0 | 0 | 0 | 0 | 0 | 0 | 0 | 0 | 0 | 0 | 0 | 0 | 0 | 0 | 0 | 0 | 0 | 0 | 0 | 0 | 0 | 0 | 0 | 0 | 0 | 0 | 0 | 0 | 0 | 0 | 0 | 0 | 0 | 0 | 0 | 0 | 0 | 0 | 0 | 0 | 0 | 0 | 0 | 0 | 0 | 0 | 0 | 0 | 0 | 0 | 0 | 0 | 0 | 0 | 0 | 0 | 0 | 0 | 0 | 0 | 0 | 0 | 0 | 0 | 0 | 0 | 0 | 0 | 0 | 0 | 0 | 0 | 0 | 0 | 0 | 0 | 0 | 0 | 0 | 0 | 0 | 0 | 0 | 0 | 0 | 0 | 0 | 0 | 0 | 0 | 0 | 0 | 0 | 0 | 0 | 0 | 0 | 0 | 0 | 0 | 0 | 0 | 0 | 0 | 0 | 0 | 0 | 0 | 0 | 0 | 0 | 0 | 0 | 0 | 0 | 0 | 0 | 0 | 0 | 0 | 0 | 0 | 0 | 0 | 0 | 0 | 0 | 0 | 0 | 0 | 0 | 0 | 0 | 0 | 0 | 0 | 0 | 0 | 0 | 0 | 0 | 0 | 0 | 0 | 0 | 0 | 0 | 0 | 0 | 0 | 0 | 0 | 0 | 0 | 0 | 0 | 0 | 0 | 0 | 0 | 0 | 0 | 0 | 0 | 0 | 0 | 0 | 0 | 0 | 0 | 0 | 0 | 0 | 0 | 0 | 0 | 0 | 0 | 0 | 0 | 0 | 0 | 0 | 0 | 0 | 0 | 0 | 0 | 0 | 0 | 0 | 0 | 0 | 0 | 0 | 0 | 0 | 0 | 0 | 0 | 0 | 0 | 0 | 0 | 0 | 0 | 0 | 0 | 0 | 0 | 0 | 0 | 0 | 0 | 0 | 0 | 0 | 0 | 0 | 0 | 0 | 0 | 0 | 0 | 0 | 0 | 0 | 0 | 0 | 0 | 0 | 0 | 0 | 0 | 0 | 0 | 0 | 0 | 0 | 0 | 0 | 0 | 0 | 0 | 0 | 0 | 0
OR_Commercial_Interruptible - College_New_Water Heating_Natural Gas_Commercial Laundry - ENERGY STAR Washer_A | OR | Commercial | Interruptible - College | New | Water Heating | Natural Gas | Commercial Laundry - ENERGY STAR Washer | A | OCM729 | Standard efficiency washer. | ENERGY STAR rated washer. | 7 | 35.5089 | 0 | 0 | 224.56 | 98.12 | 0 | 0 | 0.28365 | 0.25 | ClothesWashers | 0% | 6.667% | Discretionary | Retro5Med_OR | 90.92% | Water Heater | 0% | 0 |  | 0 |  | 0 | CW-Miscellaneous-RTF-v5.1-21 | CW-Miscellaneous-RTF-v5.1-21 | CW-Miscellaneous-RTF-PreQCv5.0-8 | Standard efficiency washer. | Standard efficiency washer. | Standard efficiency washer. | Standard efficiency washer. | Standard efficiency washer. | Standard efficiency washer. | Standard efficiency washer. | Standard efficiency washer. | Standard efficiency washer. | Standard efficiency washer. | Standard efficiency washer. | Standard efficiency washer. | Standard efficiency washer. | Standard efficiency washer. | Standard efficiency washer. | Standard efficiency washer. | Standard efficiency washer. | Standard efficiency washer. | Standard efficiency washer. | Standard efficiency washer. | Standard efficiency washer. | Standard efficiency washer. | Standard efficiency washer. | Standard efficiency washer. | Standard efficiency washer. | Standard efficiency washer. | Standard efficiency washer. | ENERGY STAR rated washer. | ENERGY STAR rated washer. | ENERGY STAR rated washer. | ENERGY STAR rated washer. | ENERGY STAR rated washer. | ENERGY STAR rated washer. | ENERGY STAR rated washer. | ENERGY STAR rated washer. | ENERGY STAR rated washer. | ENERGY STAR rated washer. | ENERGY STAR rated washer. | ENERGY STAR rated washer. | ENERGY STAR rated washer. | ENERGY STAR rated washer. | ENERGY STAR rated washer. | ENERGY STAR rated washer. | ENERGY STAR rated washer. | ENERGY STAR rated washer. | ENERGY STAR rated washer. | ENERGY STAR rated washer. | ENERGY STAR rated washer. | ENERGY STAR rated washer. | ENERGY STAR rated washer. | ENERGY STAR rated washer. | ENERGY STAR rated washer. | ENERGY STAR rated washer. | ENERGY STAR rated washer. | 224.56 | 224.56 | 224.56 | 224.56 | 224.56 | 224.56 | 224.56 | 224.56 | 224.56 | 224.56 | 224.56 | 224.56 | 224.56 | 224.56 | 224.56 | 224.56 | 224.56 | 224.56 | 224.56 | 224.56 | 224.56 | 224.56 | 224.56 | 224.56 | 224.56 | 224.56 | 224.56 | 0 | 0 | 0 | 0 | 0 | 0 | 0 | 0 | 0 | 0 | 0 | 0 | 0 | 0 | 0 | 0 | 0 | 0 | 0 | 0 | 0 | 0 | 0 | 0 | 0 | 0 | 0 | 0 | 0 | 0 | 0 | 0 | 0 | 0 | 0 | 0 | 0 | 0 | 0 | 0 | 0 | 0 | 0 | 0 | 0 | 0 | 0 | 0 | 0 | 0 | 0 | 0 | 0 | 0 | 0 | 0 | 0 | 0 | 0 | 0 | 0 | 0 | 0 | 0 | 0 | 0 | 0 | 0 | 0 | 0 | 0 | 0 | 0 | 0 | 0 | 0 | 0 | 0 | 0 | 0 | 0 | 0 | 0 | 0 | 0 | 0 | 0 | 0 | 0 | 0 | 0 | 0 | 0 | 0 | 0 | 0 | 0 | 0 | 0 | 0 | 0 | 0 | 0 | 0 | 0 | 0 | 0 | 0 | 0 | 0 | 0 | 0 | 0 | 0 | 0 | 0 | 0 | 0 | 0 | 0 | 0 | 0 | 0 | 0 | 0 | 0 | 0 | 0 | 0 | 0 | 0 | 0 | 0 | 0 | 0 | 0 | 0 | 0 | 0 | 0 | 0 | 0 | 0 | 0 | 0 | 0 | 0 | 0 | 0 | 0 | 0 | 0 | 0 | 0 | 0 | 0 | 0 | 0 | 0 | 0 | 0 | 0 | 0 | 0 | 0 | 0 | 0 | 0 | 0 | 0 | 0 | 0 | 0 | 0 | 0 | 0 | 0 | 0 | 0 | 0 | 0 | 0 | 0 | 0 | 0 | 0 | 0 | 0 | 0 | 0 | 0 | 0 | 0 | 0 | 0 | 0 | 0 | 0 | 0 | 0 | 0 | 0 | 0 | 0 | 0 | 0 | 0 | 0 | 0 | 0 | 0 | 0 | 0 | 0 | 0 | 0 | 0 | 0 | 0 | 0 | 0 | 0 | 0 | 0 | 0 | 0 | 0 | 0 | 0 | 0 | 0 | 0 | 0 | 0 | 0 | 0 | 0 | 0 | 0 | 0 | 0 | 0 | 0 | 0 | 0 | 0 | 0 | 0 | 0 | 0 | 0 | 0 | 0 | 0 | 0 | 0 | 0 | 0 | 0 | 0 | 0 | 0 | 0 | 0 | 0 | 0 | 0 | 0 | 0 | 0 | 0 | 0 | 0 | 0 | 0 | 0 | 0 | 0 | 0 | 0 | 0 | 0 | 0 | 0 | 0 | 0 | 0 | 0 | 0 | 0 | 0 | 0 | 0 | 0 | 0 | 0 | 0 | 0 | 0 | 0 | 0 | 0 | 0 | 0 | 0 | 0 | 0 | 0 | 0 | 0 | 0 | 0 | 0 | 0 | 0 | 0 | 0 | 0 | 0 | 0 | 0 | 0 | 0 | 0 | 0 | 0 | 0 | 0 | 0 | 0 | 0 | 0 | 0 | 0 | 0 | 0 | 0 | 0 | 0 | 0 | 0 | 0 | 0 | 0 | 0 | 0 | 0 | 0 | 0 | 0 | 0 | 0 | 0 | 0 | 0 | 0 | 0 | 0 | 0 | 0 | 0 | 0 | 0 | 0 | 0 | 0 | 0 | 0 | 0 | 0 | 0 | 0 | 0 | 0 | 0 | 0 | 0 | 0 | 0 | 0 | 0 | 0 | 0 | 0 | 0 | 0 | 0 | 0 | 0 | 0 | 0 | 0 | 0 | 0 | 0 | 0 | 0 | 0 | 0 | 0 | 0 | 0 | 0 | 0 | 0 | 0 | 0 | 0 | 0 | 0 | 0 | 0 | 0 | 0 | 0 | 0 | 0 | 0 | 0 | 0 | 0 | 0 | 0 | 0 | 0 | 0 | 0 | 0 | 0 | 0 | 0 | 0 | 0 | 0 | 0 | 0 | 0 | 0 | 0 | 0 | 0 | 0 | 0 | 0 | 0 | 0 | 0 | 0 | 0 | 0 | 0 | 0 | 0 | 0 | 0 | 0 | 0 | 0 | 0 | 0 | 0 | 0 | 0 | 0 | 0 | 0 | 0 | 0 | 0 | 0 | 0 | 0 | 0 | 0 | 0 | 0 | 0
OR_Commercial_Interruptible - College_New_Water Heating_Natural Gas_Water Heater - Efficient Dishwasher_A | OR | Commercial | Interruptible - College | New | Water Heating | Natural Gas | Water Heater - Efficient Dishwasher | A | OCM730 | 0 | ENERGY STAR | 12 | 102.8166 | 0 | 0 | 1165.2 | 647.02 | 0 | 0 | 0.28365 | 0.25 | perBldg | 0% | 6.667% | Discretionary | Retro5Med_OR | 81.34% | Water Heater | 0% | 0 |  | 0 |  | 0 | Avista TRM | Avista TRM | Avista TRM | 0 | 0 | 0 | 0 | 0 | 0 | 0 | 0 | 0 | 0 | 0 | 0 | 0 | 0 | 0 | 0 | 0 | 0 | 0 | 0 | 0 | 0 | 0 | 0 | 0 | 0 | 0 | ENERGY STAR | ENERGY STAR | ENERGY STAR | ENERGY STAR | ENERGY STAR | ENERGY STAR | ENERGY STAR | ENERGY STAR | ENERGY STAR | ENERGY STAR | ENERGY STAR | ENERGY STAR | ENERGY STAR | ENERGY STAR | ENERGY STAR | ENERGY STAR | ENERGY STAR | ENERGY STAR | ENERGY STAR | ENERGY STAR | ENERGY STAR | ENERGY STAR | ENERGY STAR | ENERGY STAR | ENERGY STAR | ENERGY STAR | ENERGY STAR | 1165.2 | 1165.2 | 1165.2 | 1165.2 | 1165.2 | 1165.2 | 1165.2 | 1165.2 | 1165.2 | 1165.2 | 1165.2 | 1165.2 | 1165.2 | 1165.2 | 1165.2 | 1165.2 | 1165.2 | 1165.2 | 1165.2 | 1165.2 | 1165.2 | 1165.2 | 1165.2 | 1165.2 | 1165.2 | 1165.2 | 1165.2 | 0 | 0 | 0 | 0 | 0 | 0 | 0 | 0 | 0 | 0 | 0 | 0 | 0 | 0 | 0 | 0 | 0 | 0 | 0 | 0 | 0 | 0 | 0 | 0 | 0 | 0 | 0 | 0 | 0 | 0 | 0 | 0 | 0 | 0 | 0 | 0 | 0 | 0 | 0 | 0 | 0 | 0 | 0 | 0 | 0 | 0 | 0 | 0 | 0 | 0 | 0 | 0 | 0 | 0 | 0 | 0 | 0 | 0 | 0 | 0 | 0 | 0 | 0 | 0 | 0 | 0 | 0 | 0 | 0 | 0 | 0 | 0 | 0 | 0 | 0 | 0 | 0 | 0 | 0 | 0 | 0 | 0 | 0 | 0 | 0 | 0 | 0 | 0 | 0 | 0 | 0 | 0 | 0 | 0 | 0 | 0 | 0 | 0 | 0 | 0 | 0 | 0 | 0 | 0 | 0 | 0 | 0 | 0 | 0 | 0 | 0 | 0 | 0 | 0 | 0 | 0 | 0 | 0 | 0 | 0 | 0 | 0 | 0 | 0 | 0 | 0 | 0 | 0 | 0 | 0 | 0 | 0 | 0 | 0 | 0 | 0 | 0 | 0 | 0 | 0 | 0 | 0 | 0 | 0 | 0 | 0 | 0 | 0 | 0 | 0 | 0 | 0 | 0 | 0 | 0 | 0 | 0 | 0 | 0 | 0 | 0 | 0 | 0 | 0 | 0 | 0 | 0 | 0 | 0 | 0 | 0 | 0 | 0 | 0 | 0 | 0 | 0 | 0 | 0 | 0 | 0 | 0 | 0 | 0 | 0 | 0 | 0 | 0 | 0 | 0 | 0 | 0 | 0 | 0 | 0 | 0 | 0 | 0 | 0 | 0 | 0 | 0 | 0 | 0 | 0 | 0 | 0 | 0 | 0 | 0 | 0 | 0 | 0 | 0 | 0 | 0 | 0 | 0 | 0 | 0 | 0 | 0 | 0 | 0 | 0 | 0 | 0 | 0 | 0 | 0 | 0 | 0 | 0 | 0 | 0 | 0 | 0 | 0 | 0 | 0 | 0 | 0 | 0 | 0 | 0 | 0 | 0 | 0 | 0 | 0 | 0 | 0 | 0 | 0 | 0 | 0 | 0 | 0 | 0 | 0 | 0 | 0 | 0 | 0 | 0 | 0 | 0 | 0 | 0 | 0 | 0 | 0 | 0 | 0 | 0 | 0 | 0 | 0 | 0 | 0 | 0 | 0 | 0 | 0 | 0 | 0 | 0 | 0 | 0 | 0 | 0 | 0 | 0 | 0 | 0 | 0 | 0 | 0 | 0 | 0 | 0 | 0 | 0 | 0 | 0 | 0 | 0 | 0 | 0 | 0 | 0 | 0 | 0 | 0 | 0 | 0 | 0 | 0 | 0 | 0 | 0 | 0 | 0 | 0 | 0 | 0 | 0 | 0 | 0 | 0 | 0 | 0 | 0 | 0 | 0 | 0 | 0 | 0 | 0 | 0 | 0 | 0 | 0 | 0 | 0 | 0 | 0 | 0 | 0 | 0 | 0 | 0 | 0 | 0 | 0 | 0 | 0 | 0 | 0 | 0 | 0 | 0 | 0 | 0 | 0 | 0 | 0 | 0 | 0 | 0 | 0 | 0 | 0 | 0 | 0 | 0 | 0 | 0 | 0 | 0 | 0 | 0 | 0 | 0 | 0 | 0 | 0 | 0 | 0 | 0 | 0 | 0 | 0 | 0 | 0 | 0 | 0 | 0 | 0 | 0 | 0 | 0 | 0 | 0 | 0 | 0 | 0 | 0 | 0 | 0 | 0 | 0 | 0 | 0 | 0 | 0 | 0 | 0 | 0 | 0 | 0 | 0 | 0 | 0 | 0 | 0 | 0 | 0 | 0 | 0 | 0 | 0 | 0 | 0 | 0 | 0 | 0 | 0 | 0 | 0 | 0 | 0 | 0 | 0 | 0 | 0 | 0 | 0 | 0 | 0 | 0 | 0 | 0 | 0 | 0 | 0 | 0 | 0 | 0 | 0 | 0 | 0 | 0 | 0 | 0 | 0 | 0 | 0 | 0 | 0 | 0 | 0 | 0 | 0 | 0 | 0 | 0
OR_Commercial_Interruptible - College_New_Water Heating_Natural Gas_Commercial Laundry - Alternative Dry-Cleaning Methods_A | OR | Commercial | Interruptible - College | New | Water Heating | Natural Gas | Commercial Laundry - Alternative Dry-Cleaning Methods | A | OCM731 | Standard efficiency dryer. | High efficiency alternative dry-cleaning methods. | 15 | 0 | 0 | 0 | 32473.94 | 0 | 0 | 0 | 0.28365 | 0.25 | perBldg | 0% | 6.667% | Discretionary | Retro5Med_OR | 81.34% | Water Heater | 0% | 0 |  | 0 |  | 0 | CW_ALTDRYCLN-Miscellaneous-SCE-ET05.01-6 | CW_ALTDRYCLN-Miscellaneous-SCE-ET05.01-6 | CW_ALTDRYCLN-Miscellaneous-SCE-ET05.01-6 | Standard efficiency dryer. | Standard efficiency dryer. | Standard efficiency dryer. | Standard efficiency dryer. | Standard efficiency dryer. | Standard efficiency dryer. | Standard efficiency dryer. | Standard efficiency dryer. | Standard efficiency dryer. | Standard efficiency dryer. | Standard efficiency dryer. | Standard efficiency dryer. | Standard efficiency dryer. | Standard efficiency dryer. | Standard efficiency dryer. | Standard efficiency dryer. | Standard efficiency dryer. | Standard efficiency dryer. | Standard efficiency dryer. | Standard efficiency dryer. | Standard efficiency dryer. | Standard efficiency dryer. | Standard efficiency dryer. | Standard efficiency dryer. | Standard efficiency dryer. | Standard efficiency dryer. | Standard efficiency dryer. | High efficiency alternative dry-cleaning methods. | High efficiency alternative dry-cleaning methods. | High efficiency alternative dry-cleaning methods. | High efficiency alternative dry-cleaning methods. | High efficiency alternative dry-cleaning methods. | High efficiency alternative dry-cleaning methods. | High efficiency alternative dry-cleaning methods. | High efficiency alternative dry-cleaning methods. | High efficiency alternative dry-cleaning methods. | High efficiency alternative dry-cleaning methods. | High efficiency alternative dry-cleaning methods. | High efficiency alternative dry-cleaning methods. | High efficiency alternative dry-cleaning methods. | High efficiency alternative dry-cleaning methods. | High efficiency alternative dry-cleaning methods. | High efficiency alternative dry-cleaning methods. | High efficiency alternative dry-cleaning methods. | High efficiency alternative dry-cleaning methods. | High efficiency alternative dry-cleaning methods. | High efficiency alternative dry-cleaning methods. | High efficiency alternative dry-cleaning methods. | High efficiency alternative dry-cleaning methods. | High efficiency alternative dry-cleaning methods. | High efficiency alternative dry-cleaning methods. | High efficiency alternative dry-cleaning methods. | High efficiency alternative dry-cleaning methods. | High efficiency alternative dry-cleaning methods. | 32473.94 | 32473.94 | 32473.94 | 32473.94 | 32473.94 | 32473.94 | 32473.94 | 32473.94 | 32473.94 | 32473.94 | 32473.94 | 32473.94 | 32473.94 | 32473.94 | 32473.94 | 32473.94 | 32473.94 | 32473.94 | 32473.94 | 32473.94 | 32473.94 | 32473.94 | 32473.94 | 32473.94 | 32473.94 | 32473.94 | 32473.94 | 0 | 0 | 0 | 0 | 0 | 0 | 0 | 0 | 0 | 0 | 0 | 0 | 0 | 0 | 0 | 0 | 0 | 0 | 0 | 0 | 0 | 0 | 0 | 0 | 0 | 0 | 0 | 0 | 0 | 0 | 0 | 0 | 0 | 0 | 0 | 0 | 0 | 0 | 0 | 0 | 0 | 0 | 0 | 0 | 0 | 0 | 0 | 0 | 0 | 0 | 0 | 0 | 0 | 0 | 0 | 0 | 0 | 0 | 0 | 0 | 0 | 0 | 0 | 0 | 0 | 0 | 0 | 0 | 0 | 0 | 0 | 0 | 0 | 0 | 0 | 0 | 0 | 0 | 0 | 0 | 0 | 0 | 0 | 0 | 0 | 0 | 0 | 0 | 0 | 0 | 0 | 0 | 0 | 0 | 0 | 0 | 0 | 0 | 0 | 0 | 0 | 0 | 0 | 0 | 0 | 0 | 0 | 0 | 0 | 0 | 0 | 0 | 0 | 0 | 0 | 0 | 0 | 0 | 0 | 0 | 0 | 0 | 0 | 0 | 0 | 0 | 0 | 0 | 0 | 0 | 0 | 0 | 0 | 0 | 0 | 0 | 0 | 0 | 0 | 0 | 0 | 0 | 0 | 0 | 0 | 0 | 0 | 0 | 0 | 0 | 0 | 0 | 0 | 0 | 0 | 0 | 0 | 0 | 0 | 0 | 0 | 0 | 0 | 0 | 0 | 0 | 0 | 0 | 0 | 0 | 0 | 0 | 0 | 0 | 0 | 0 | 0 | 0 | 0 | 0 | 0 | 0 | 0 | 0 | 0 | 0 | 0 | 0 | 0 | 0 | 0 | 0 | 0 | 0 | 0 | 0 | 0 | 0 | 0 | 0 | 0 | 0 | 0 | 0 | 0 | 0 | 0 | 0 | 0 | 0 | 0 | 0 | 0 | 0 | 0 | 0 | 0 | 0 | 0 | 0 | 0 | 0 | 0 | 0 | 0 | 0 | 0 | 0 | 0 | 0 | 0 | 0 | 0 | 0 | 0 | 0 | 0 | 0 | 0 | 0 | 0 | 0 | 0 | 0 | 0 | 0 | 0 | 0 | 0 | 0 | 0 | 0 | 0 | 0 | 0 | 0 | 0 | 0 | 0 | 0 | 0 | 0 | 0 | 0 | 0 | 0 | 0 | 0 | 0 | 0 | 0 | 0 | 0 | 0 | 0 | 0 | 0 | 0 | 0 | 0 | 0 | 0 | 0 | 0 | 0 | 0 | 0 | 0 | 0 | 0 | 0 | 0 | 0 | 0 | 0 | 0 | 0 | 0 | 0 | 0 | 0 | 0 | 0 | 0 | 0 | 0 | 0 | 0 | 0 | 0 | 0 | 0 | 0 | 0 | 0 | 0 | 0 | 0 | 0 | 0 | 0 | 0 | 0 | 0 | 0 | 0 | 0 | 0 | 0 | 0 | 0 | 0 | 0 | 0 | 0 | 0 | 0 | 0 | 0 | 0 | 0 | 0 | 0 | 0 | 0 | 0 | 0 | 0 | 0 | 0 | 0 | 0 | 0 | 0 | 0 | 0 | 0 | 0 | 0 | 0 | 0 | 0 | 0 | 0 | 0 | 0 | 0 | 0 | 0 | 0 | 0 | 0 | 0 | 0 | 0 | 0 | 0 | 0 | 0 | 0 | 0 | 0 | 0 | 0 | 0 | 0 | 0 | 0 | 0 | 0 | 0 | 0 | 0 | 0 | 0 | 0 | 0 | 0 | 0 | 0 | 0 | 0 | 0 | 0 | 0 | 0 | 0 | 0 | 0 | 0 | 0 | 0 | 0 | 0 | 0 | 0 | 0 | 0 | 0 | 0 | 0 | 0 | 0 | 0 | 0 | 0 | 0 | 0 | 0 | 0 | 0 | 0 | 0 | 0 | 0 | 0 | 0 | 0 | 0 | 0 | 0 | 0 | 0 | 0 | 0 | 0 | 0 | 0 | 0 | 0 | 0 | 0 | 0 | 0 | 0 | 0 | 0 | 0 | 0 | 0 | 0 | 0 | 0 | 0 | 0 | 0 | 0 | 0 | 0 | 0 | 0 | 0 | 0 | 0 | 0 | 0 | 0
OR_Commercial_Interruptible - College_New_Space Heating_Natural Gas_Advanced Kitchen Ventilation Controls_A | OR | Commercial | Interruptible - College | New | Space Heating | Natural Gas | Advanced Kitchen Ventilation Controls | A | OCM732 | No controls on exhaust hoods. | Variable exhaust hood flow based on temperature or grease sensor. | 15 | 0 | 0 | 0 | 0.12 | 0 | 0 | 0 | 0.28365 | 0.25 | sqft | 10% | 20% | Discretionary | RetroEven20_OR | 82.88% | Space Heating | 0% | 0 |  | 0 |  | 0 | IL TRM - CI-FSE-VENT-V03-160601 | COOK_EXHD-Ventilation-XCELCO-2017-18-2 | COOK_EXHD-Ventilation-XCELCO-2017-18-2 | No controls on exhaust hoods. | No controls on exhaust hoods. | No controls on exhaust hoods. | No controls on exhaust hoods. | No controls on exhaust hoods. | No controls on exhaust hoods. | No controls on exhaust hoods. | No controls on exhaust hoods. | No controls on exhaust hoods. | No controls on exhaust hoods. | No controls on exhaust hoods. | No controls on exhaust hoods. | No controls on exhaust hoods. | No controls on exhaust hoods. | No controls on exhaust hoods. | No controls on exhaust hoods. | No controls on exhaust hoods. | No controls on exhaust hoods. | No controls on exhaust hoods. | No controls on exhaust hoods. | No controls on exhaust hoods. | No controls on exhaust hoods. | No controls on exhaust hoods. | No controls on exhaust hoods. | No controls on exhaust hoods. | No controls on exhaust hoods. | No controls on exhaust hoods. | Variable exhaust hood flow based on temperature or grease sensor. | Variable exhaust hood flow based on temperature or grease sensor. | Variable exhaust hood flow based on temperature or grease sensor. | Variable exhaust hood flow based on temperature or grease sensor. | Variable exhaust hood flow based on temperature or grease sensor. | Variable exhaust hood flow based on temperature or grease sensor. | Variable exhaust hood flow based on temperature or grease sensor. | Variable exhaust hood flow based on temperature or grease sensor. | Variable exhaust hood flow based on temperature or grease sensor. | Variable exhaust hood flow based on temperature or grease sensor. | Variable exhaust hood flow based on temperature or grease sensor. | Variable exhaust hood flow based on temperature or grease sensor. | Variable exhaust hood flow based on temperature or grease sensor. | Variable exhaust hood flow based on temperature or grease sensor. | Variable exhaust hood flow based on temperature or grease sensor. | Variable exhaust hood flow based on temperature or grease sensor. | Variable exhaust hood flow based on temperature or grease sensor. | Variable exhaust hood flow based on temperature or grease sensor. | Variable exhaust hood flow based on temperature or grease sensor. | Variable exhaust hood flow based on temperature or grease sensor. | Variable exhaust hood flow based on temperature or grease sensor. | Variable exhaust hood flow based on temperature or grease sensor. | Variable exhaust hood flow based on temperature or grease sensor. | Variable exhaust hood flow based on temperature or grease sensor. | Variable exhaust hood flow based on temperature or grease sensor. | Variable exhaust hood flow based on temperature or grease sensor. | Variable exhaust hood flow based on temperature or grease sensor. | 0.12 | 0.12 | 0.12 | 0.12 | 0.12 | 0.12 | 0.12 | 0.12 | 0.12 | 0.12 | 0.12 | 0.12 | 0.12 | 0.12 | 0.12 | 0.12 | 0.12 | 0.12 | 0.12 | 0.12 | 0.12 | 0.12 | 0.12 | 0.12 | 0.12 | 0.12 | 0.12 | 0 | 0 | 0 | 0 | 0 | 0 | 0 | 0 | 0 | 0 | 0 | 0 | 0 | 0 | 0 | 0 | 0 | 0 | 0 | 0 | 0 | 0 | 0 | 0 | 0 | 0 | 0 | 0 | 0 | 0 | 0 | 0 | 0 | 0 | 0 | 0 | 0 | 0 | 0 | 0 | 0 | 0 | 0 | 0 | 0 | 0 | 0 | 0 | 0 | 0 | 0 | 0 | 0 | 0 | 0 | 0 | 0 | 0 | 0 | 0 | 0 | 0 | 0 | 0 | 0 | 0 | 0 | 0 | 0 | 0 | 0 | 0 | 0 | 0 | 0 | 0 | 0 | 0 | 0 | 0 | 0 | 0 | 0 | 0 | 0 | 0 | 0 | 0 | 0 | 0 | 0 | 0 | 0 | 0 | 0 | 0 | 0 | 0 | 0 | 0 | 0 | 0 | 0 | 0 | 0 | 0 | 0 | 0 | 0 | 0 | 0 | 0 | 0 | 0 | 0 | 0 | 0 | 0 | 0 | 0 | 0 | 0 | 0 | 0 | 0 | 0 | 0 | 0 | 0 | 0 | 0 | 0 | 0 | 0 | 0 | 0 | 0 | 0 | 0 | 0 | 0 | 0 | 0 | 0 | 0 | 0 | 0 | 0 | 0 | 0 | 0 | 0 | 0 | 0 | 0 | 0 | 0 | 0 | 0 | 0 | 0 | 0 | 0 | 0 | 0 | 0 | 0 | 0 | 0 | 0 | 0 | 0 | 0 | 0 | 0 | 0 | 0 | 0 | 0 | 0 | 0 | 0 | 0 | 0 | 0 | 0 | 0 | 0 | 0 | 0 | 0 | 0 | 0 | 0 | 0 | 0 | 0 | 0 | 0 | 0 | 0 | 0 | 0 | 0 | 0 | 0 | 0 | 0 | 0 | 0 | 0 | 0 | 0 | 0 | 0 | 0 | 0 | 0 | 0 | 0 | 0 | 0 | 0 | 0 | 0 | 0 | 0 | 0 | 0 | 0 | 0 | 0 | 0 | 0 | 0 | 0 | 0 | 0 | 0 | 0 | 0 | 0 | 0 | 0 | 0 | 0 | 0 | 0 | 0 | 0 | 0 | 0 | 0 | 0 | 0 | 0 | 0 | 0 | 0 | 0 | 0 | 0 | 0 | 0 | 0 | 0 | 0 | 0 | 0 | 0 | 0 | 0 | 0 | 0 | 0 | 0 | 0 | 0 | 0 | 0 | 0 | 0 | 0 | 0 | 0 | 0 | 0 | 0 | 0 | 0 | 0 | 0 | 0 | 0 | 0 | 0 | 0 | 0 | 0 | 0 | 0 | 0 | 0 | 0 | 0 | 0 | 0 | 0 | 0 | 0 | 0 | 0 | 0 | 0 | 0 | 0 | 0 | 0 | 0 | 0 | 0 | 0 | 0 | 0 | 0 | 0 | 0 | 0 | 0 | 0 | 0 | 0 | 0 | 0 | 0 | 0 | 0 | 0 | 0 | 0 | 0 | 0 | 0 | 0 | 0 | 0 | 0 | 0 | 0 | 0 | 0 | 0 | 0 | 0 | 0 | 0 | 0 | 0 | 0 | 0 | 0 | 0 | 0 | 0 | 0 | 0 | 0 | 0 | 0 | 0 | 0 | 0 | 0 | 0 | 0 | 0 | 0 | 0 | 0 | 0 | 0 | 0 | 0 | 0 | 0 | 0 | 0 | 0 | 0 | 0 | 0 | 0 | 0 | 0 | 0 | 0 | 0 | 0 | 0 | 0 | 0 | 0 | 0 | 0 | 0 | 0 | 0 | 0 | 0 | 0 | 0 | 0 | 0 | 0 | 0 | 0 | 0 | 0 | 0 | 0 | 0 | 0 | 0 | 0 | 0 | 0 | 0 | 0 | 0 | 0 | 0 | 0 | 0 | 0 | 0 | 0 | 0 | 0 | 0 | 0 | 0 | 0 | 0 | 0 | 0 | 0 | 0 | 0 | 0 | 0 | 0 | 0 | 0 | 0 | 0 | 0 | 0 | 0 | 0 | 0 | 0 | 0 | 0 | 0 | 0 | 0 | 0 | 0 | 0 | 0 | 0 | 0 | 0 | 0 | 0 | 0 | 0
OR_Commercial_Interruptible - College_New_Space Heating_Natural Gas_Infiltration Control - Loading Dock Sealing_A | OR | Commercial | Interruptible - College | New | Space Heating | Natural Gas | Infiltration Control - Loading Dock Sealing | A | OCM733 | 0 | 0 | 10 | 0 | 0 | 0 | 1522.8 | 0 | 0 | 0 | 0.28365 | 0.25 | perBldg | 0% | 0% | Discretionary | RetroEven20_OR | 82.88% | Space Heating | 0% | 0 |  | 0 |  | 0 | MEMD - Truck Loading Dock Seals - 8.10.01.FES-E10.v01 | MEMD - Truck Loading Dock Seals - 8.10.01.FES-E10.v01 | MEMD - Truck Loading Dock Seals - 8.10.01.FES-E10.v01 | 0 | 0 | 0 | 0 | 0 | 0 | 0 | 0 | 0 | 0 | 0 | 0 | 0 | 0 | 0 | 0 | 0 | 0 | 0 | 0 | 0 | 0 | 0 | 0 | 0 | 0 | 0 | 0 | 0 | 0 | 0 | 0 | 0 | 0 | 0 | 0 | 0 | 0 | 0 | 0 | 0 | 0 | 0 | 0 | 0 | 0 | 0 | 0 | 0 | 0 | 0 | 0 | 0 | 0 | 1522.8 | 1522.8 | 1522.8 | 1522.8 | 1522.8 | 1522.8 | 1522.8 | 1522.8 | 1522.8 | 1522.8 | 1522.8 | 1522.8 | 1522.8 | 1522.8 | 1522.8 | 1522.8 | 1522.8 | 1522.8 | 1522.8 | 1522.8 | 1522.8 | 1522.8 | 1522.8 | 1522.8 | 1522.8 | 1522.8 | 1522.8 | 0 | 0 | 0 | 0 | 0 | 0 | 0 | 0 | 0 | 0 | 0 | 0 | 0 | 0 | 0 | 0 | 0 | 0 | 0 | 0 | 0 | 0 | 0 | 0 | 0 | 0 | 0 | 0 | 0 | 0 | 0 | 0 | 0 | 0 | 0 | 0 | 0 | 0 | 0 | 0 | 0 | 0 | 0 | 0 | 0 | 0 | 0 | 0 | 0 | 0 | 0 | 0 | 0 | 0 | 0 | 0 | 0 | 0 | 0 | 0 | 0 | 0 | 0 | 0 | 0 | 0 | 0 | 0 | 0 | 0 | 0 | 0 | 0 | 0 | 0 | 0 | 0 | 0 | 0 | 0 | 0 | 0 | 0 | 0 | 0 | 0 | 0 | 0 | 0 | 0 | 0 | 0 | 0 | 0 | 0 | 0 | 0 | 0 | 0 | 0 | 0 | 0 | 0 | 0 | 0 | 0 | 0 | 0 | 0 | 0 | 0 | 0 | 0 | 0 | 0 | 0 | 0 | 0 | 0 | 0 | 0 | 0 | 0 | 0 | 0 | 0 | 0 | 0 | 0 | 0 | 0 | 0 | 0 | 0 | 0 | 0 | 0 | 0 | 0 | 0 | 0 | 0 | 0 | 0 | 0 | 0 | 0 | 0 | 0 | 0 | 0 | 0 | 0 | 0 | 0 | 0 | 0 | 0 | 0 | 0 | 0 | 0 | 0 | 0 | 0 | 0 | 0 | 0 | 0 | 0 | 0 | 0 | 0 | 0 | 0 | 0 | 0 | 0 | 0 | 0 | 0 | 0 | 0 | 0 | 0 | 0 | 0 | 0 | 0 | 0 | 0 | 0 | 0 | 0 | 0 | 0 | 0 | 0 | 0 | 0 | 0 | 0 | 0 | 0 | 0 | 0 | 0 | 0 | 0 | 0 | 0 | 0 | 0 | 0 | 0 | 0 | 0 | 0 | 0 | 0 | 0 | 0 | 0 | 0 | 0 | 0 | 0 | 0 | 0 | 0 | 0 | 0 | 0 | 0 | 0 | 0 | 0 | 0 | 0 | 0 | 0 | 0 | 0 | 0 | 0 | 0 | 0 | 0 | 0 | 0 | 0 | 0 | 0 | 0 | 0 | 0 | 0 | 0 | 0 | 0 | 0 | 0 | 0 | 0 | 0 | 0 | 0 | 0 | 0 | 0 | 0 | 0 | 0 | 0 | 0 | 0 | 0 | 0 | 0 | 0 | 0 | 0 | 0 | 0 | 0 | 0 | 0 | 0 | 0 | 0 | 0 | 0 | 0 | 0 | 0 | 0 | 0 | 0 | 0 | 0 | 0 | 0 | 0 | 0 | 0 | 0 | 0 | 0 | 0 | 0 | 0 | 0 | 0 | 0 | 0 | 0 | 0 | 0 | 0 | 0 | 0 | 0 | 0 | 0 | 0 | 0 | 0 | 0 | 0 | 0 | 0 | 0 | 0 | 0 | 0 | 0 | 0 | 0 | 0 | 0 | 0 | 0 | 0 | 0 | 0 | 0 | 0 | 0 | 0 | 0 | 0 | 0 | 0 | 0 | 0 | 0 | 0 | 0 | 0 | 0 | 0 | 0 | 0 | 0 | 0 | 0 | 0 | 0 | 0 | 0 | 0 | 0 | 0 | 0 | 0 | 0 | 0 | 0 | 0 | 0 | 0 | 0 | 0 | 0 | 0 | 0 | 0 | 0 | 0 | 0 | 0 | 0 | 0 | 0 | 0 | 0 | 0 | 0 | 0 | 0 | 0 | 0 | 0 | 0 | 0 | 0 | 0 | 0 | 0 | 0 | 0 | 0 | 0 | 0 | 0 | 0 | 0 | 0 | 0 | 0 | 0 | 0 | 0 | 0 | 0 | 0 | 0 | 0 | 0 | 0 | 0 | 0 | 0 | 0 | 0 | 0 | 0 | 0 | 0 | 0 | 0 | 0 | 0 | 0 | 0 | 0 | 0 | 0 | 0 | 0 | 0 | 0 | 0 | 0 | 0 | 0 | 0 | 0 | 0 | 0 | 0 | 0 | 0 | 0 | 0 | 0 | 0 | 0 | 0 | 0 | 0 | 0 | 0 | 0 | 0 | 0 | 0
OR_Commercial_Interruptible - College_New_Space Heating_Natural Gas_Greenhouse Heat Curtain_A | OR | Commercial | Interruptible - College | New | Space Heating | Natural Gas | Greenhouse Heat Curtain | A | OCM734 | No heat curtain. | 0 | 5 | 0 | 0 | 0 | 200.37 | 0 | 0 | 0 | 0.28365 | 0.25 | perBldg | 0% | 0% | Discretionary | RetroEven20_OR | 82.88% | Space Heating | 0% | 0 |  | 0 |  | 0 | CA eTRM https://www.caetrm.com/measure/SWBE001/01/ | CA eTRM https://www.caetrm.com/measure/SWBE001/01/ | CA eTRM https://www.caetrm.com/measure/SWBE001/01/ | No heat curtain. | No heat curtain. | No heat curtain. | No heat curtain. | No heat curtain. | No heat curtain. | No heat curtain. | No heat curtain. | No heat curtain. | No heat curtain. | No heat curtain. | No heat curtain. | No heat curtain. | No heat curtain. | No heat curtain. | No heat curtain. | No heat curtain. | No heat curtain. | No heat curtain. | No heat curtain. | No heat curtain. | No heat curtain. | No heat curtain. | No heat curtain. | No heat curtain. | No heat curtain. | No heat curtain. | 0 | 0 | 0 | 0 | 0 | 0 | 0 | 0 | 0 | 0 | 0 | 0 | 0 | 0 | 0 | 0 | 0 | 0 | 0 | 0 | 0 | 0 | 0 | 0 | 0 | 0 | 0 | 200.37 | 200.37 | 200.37 | 200.37 | 200.37 | 200.37 | 200.37 | 200.37 | 200.37 | 200.37 | 200.37 | 200.37 | 200.37 | 200.37 | 200.37 | 200.37 | 200.37 | 200.37 | 200.37 | 200.37 | 200.37 | 200.37 | 200.37 | 200.37 | 200.37 | 200.37 | 200.37 | 0 | 0 | 0 | 0 | 0 | 0 | 0 | 0 | 0 | 0 | 0 | 0 | 0 | 0 | 0 | 0 | 0 | 0 | 0 | 0 | 0 | 0 | 0 | 0 | 0 | 0 | 0 | 0 | 0 | 0 | 0 | 0 | 0 | 0 | 0 | 0 | 0 | 0 | 0 | 0 | 0 | 0 | 0 | 0 | 0 | 0 | 0 | 0 | 0 | 0 | 0 | 0 | 0 | 0 | 0 | 0 | 0 | 0 | 0 | 0 | 0 | 0 | 0 | 0 | 0 | 0 | 0 | 0 | 0 | 0 | 0 | 0 | 0 | 0 | 0 | 0 | 0 | 0 | 0 | 0 | 0 | 0 | 0 | 0 | 0 | 0 | 0 | 0 | 0 | 0 | 0 | 0 | 0 | 0 | 0 | 0 | 0 | 0 | 0 | 0 | 0 | 0 | 0 | 0 | 0 | 0 | 0 | 0 | 0 | 0 | 0 | 0 | 0 | 0 | 0 | 0 | 0 | 0 | 0 | 0 | 0 | 0 | 0 | 0 | 0 | 0 | 0 | 0 | 0 | 0 | 0 | 0 | 0 | 0 | 0 | 0 | 0 | 0 | 0 | 0 | 0 | 0 | 0 | 0 | 0 | 0 | 0 | 0 | 0 | 0 | 0 | 0 | 0 | 0 | 0 | 0 | 0 | 0 | 0 | 0 | 0 | 0 | 0 | 0 | 0 | 0 | 0 | 0 | 0 | 0 | 0 | 0 | 0 | 0 | 0 | 0 | 0 | 0 | 0 | 0 | 0 | 0 | 0 | 0 | 0 | 0 | 0 | 0 | 0 | 0 | 0 | 0 | 0 | 0 | 0 | 0 | 0 | 0 | 0 | 0 | 0 | 0 | 0 | 0 | 0 | 0 | 0 | 0 | 0 | 0 | 0 | 0 | 0 | 0 | 0 | 0 | 0 | 0 | 0 | 0 | 0 | 0 | 0 | 0 | 0 | 0 | 0 | 0 | 0 | 0 | 0 | 0 | 0 | 0 | 0 | 0 | 0 | 0 | 0 | 0 | 0 | 0 | 0 | 0 | 0 | 0 | 0 | 0 | 0 | 0 | 0 | 0 | 0 | 0 | 0 | 0 | 0 | 0 | 0 | 0 | 0 | 0 | 0 | 0 | 0 | 0 | 0 | 0 | 0 | 0 | 0 | 0 | 0 | 0 | 0 | 0 | 0 | 0 | 0 | 0 | 0 | 0 | 0 | 0 | 0 | 0 | 0 | 0 | 0 | 0 | 0 | 0 | 0 | 0 | 0 | 0 | 0 | 0 | 0 | 0 | 0 | 0 | 0 | 0 | 0 | 0 | 0 | 0 | 0 | 0 | 0 | 0 | 0 | 0 | 0 | 0 | 0 | 0 | 0 | 0 | 0 | 0 | 0 | 0 | 0 | 0 | 0 | 0 | 0 | 0 | 0 | 0 | 0 | 0 | 0 | 0 | 0 | 0 | 0 | 0 | 0 | 0 | 0 | 0 | 0 | 0 | 0 | 0 | 0 | 0 | 0 | 0 | 0 | 0 | 0 | 0 | 0 | 0 | 0 | 0 | 0 | 0 | 0 | 0 | 0 | 0 | 0 | 0 | 0 | 0 | 0 | 0 | 0 | 0 | 0 | 0 | 0 | 0 | 0 | 0 | 0 | 0 | 0 | 0 | 0 | 0 | 0 | 0 | 0 | 0 | 0 | 0 | 0 | 0 | 0 | 0 | 0 | 0 | 0 | 0 | 0 | 0 | 0 | 0 | 0 | 0 | 0 | 0 | 0 | 0 | 0 | 0 | 0 | 0 | 0 | 0 | 0 | 0 | 0 | 0 | 0 | 0 | 0 | 0 | 0 | 0 | 0 | 0 | 0 | 0 | 0 | 0 | 0 | 0 | 0 | 0 | 0 | 0 | 0 | 0 | 0 | 0 | 0 | 0 | 0 | 0 | 0 | 0 | 0 | 0 | 0 | 0 | 0 | 0 | 0 | 0 | 0 | 0 | 0 | 0 | 0 | 0 | 0 | 0 | 0 | 0 | 0 | 0 | 0 | 0 | 0 | 0 | 0 | 0 | 0 | 0 | 0
OR_Commercial_Interruptible - College_New_Space Heating_Natural Gas_Ventilation - Parking Garages, Demand Controlled_A | OR | Commercial | Interruptible - College | New | Space Heating | Natural Gas | Ventilation - Parking Garages, Demand Controlled | A | OCM735 | 0 | 0 | 5 | 0 | 0 | 0 | 843.06 | 0 | 0 | 0 | 0.28365 | 0.25 | garage | 0% | 0% | Discretionary | RetroEven20_OR | 82.88% | Central Systems | 0% | 0 |  | 0 |  | 0 | FOE - Parking Garage Ventilation Controls - W0047 | FOE - Parking Garage Ventilation Controls - W0047 | FOE - Parking Garage Ventilation Controls - W0047 | 0 | 0 | 0 | 0 | 0 | 0 | 0 | 0 | 0 | 0 | 0 | 0 | 0 | 0 | 0 | 0 | 0 | 0 | 0 | 0 | 0 | 0 | 0 | 0 | 0 | 0 | 0 | 0 | 0 | 0 | 0 | 0 | 0 | 0 | 0 | 0 | 0 | 0 | 0 | 0 | 0 | 0 | 0 | 0 | 0 | 0 | 0 | 0 | 0 | 0 | 0 | 0 | 0 | 0 | 843.06 | 843.06 | 843.06 | 843.06 | 843.06 | 843.06 | 843.06 | 843.06 | 843.06 | 843.06 | 843.06 | 843.06 | 843.06 | 843.06 | 843.06 | 843.06 | 843.06 | 843.06 | 843.06 | 843.06 | 843.06 | 843.06 | 843.06 | 843.06 | 843.06 | 843.06 | 843.06 | 0 | 0 | 0 | 0 | 0 | 0 | 0 | 0 | 0 | 0 | 0 | 0 | 0 | 0 | 0 | 0 | 0 | 0 | 0 | 0 | 0 | 0 | 0 | 0 | 0 | 0 | 0 | 0 | 0 | 0 | 0 | 0 | 0 | 0 | 0 | 0 | 0 | 0 | 0 | 0 | 0 | 0 | 0 | 0 | 0 | 0 | 0 | 0 | 0 | 0 | 0 | 0 | 0 | 0 | 0 | 0 | 0 | 0 | 0 | 0 | 0 | 0 | 0 | 0 | 0 | 0 | 0 | 0 | 0 | 0 | 0 | 0 | 0 | 0 | 0 | 0 | 0 | 0 | 0 | 0 | 0 | 0 | 0 | 0 | 0 | 0 | 0 | 0 | 0 | 0 | 0 | 0 | 0 | 0 | 0 | 0 | 0 | 0 | 0 | 0 | 0 | 0 | 0 | 0 | 0 | 0 | 0 | 0 | 0 | 0 | 0 | 0 | 0 | 0 | 0 | 0 | 0 | 0 | 0 | 0 | 0 | 0 | 0 | 0 | 0 | 0 | 0 | 0 | 0 | 0 | 0 | 0 | 0 | 0 | 0 | 0 | 0 | 0 | 0 | 0 | 0 | 0 | 0 | 0 | 0 | 0 | 0 | 0 | 0 | 0 | 0 | 0 | 0 | 0 | 0 | 0 | 0 | 0 | 0 | 0 | 0 | 0 | 0 | 0 | 0 | 0 | 0 | 0 | 0 | 0 | 0 | 0 | 0 | 0 | 0 | 0 | 0 | 0 | 0 | 0 | 0 | 0 | 0 | 0 | 0 | 0 | 0 | 0 | 0 | 0 | 0 | 0 | 0 | 0 | 0 | 0 | 0 | 0 | 0 | 0 | 0 | 0 | 0 | 0 | 0 | 0 | 0 | 0 | 0 | 0 | 0 | 0 | 0 | 0 | 0 | 0 | 0 | 0 | 0 | 0 | 0 | 0 | 0 | 0 | 0 | 0 | 0 | 0 | 0 | 0 | 0 | 0 | 0 | 0 | 0 | 0 | 0 | 0 | 0 | 0 | 0 | 0 | 0 | 0 | 0 | 0 | 0 | 0 | 0 | 0 | 0 | 0 | 0 | 0 | 0 | 0 | 0 | 0 | 0 | 0 | 0 | 0 | 0 | 0 | 0 | 0 | 0 | 0 | 0 | 0 | 0 | 0 | 0 | 0 | 0 | 0 | 0 | 0 | 0 | 0 | 0 | 0 | 0 | 0 | 0 | 0 | 0 | 0 | 0 | 0 | 0 | 0 | 0 | 0 | 0 | 0 | 0 | 0 | 0 | 0 | 0 | 0 | 0 | 0 | 0 | 0 | 0 | 0 | 0 | 0 | 0 | 0 | 0 | 0 | 0 | 0 | 0 | 0 | 0 | 0 | 0 | 0 | 0 | 0 | 0 | 0 | 0 | 0 | 0 | 0 | 0 | 0 | 0 | 0 | 0 | 0 | 0 | 0 | 0 | 0 | 0 | 0 | 0 | 0 | 0 | 0 | 0 | 0 | 0 | 0 | 0 | 0 | 0 | 0 | 0 | 0 | 0 | 0 | 0 | 0 | 0 | 0 | 0 | 0 | 0 | 0 | 0 | 0 | 0 | 0 | 0 | 0 | 0 | 0 | 0 | 0 | 0 | 0 | 0 | 0 | 0 | 0 | 0 | 0 | 0 | 0 | 0 | 0 | 0 | 0 | 0 | 0 | 0 | 0 | 0 | 0 | 0 | 0 | 0 | 0 | 0 | 0 | 0 | 0 | 0 | 0 | 0 | 0 | 0 | 0 | 0 | 0 | 0 | 0 | 0 | 0 | 0 | 0 | 0 | 0 | 0 | 0 | 0 | 0 | 0 | 0 | 0 | 0 | 0 | 0 | 0 | 0 | 0 | 0 | 0 | 0 | 0 | 0 | 0 | 0 | 0 | 0 | 0 | 0 | 0 | 0 | 0 | 0 | 0 | 0 | 0 | 0 | 0 | 0 | 0 | 0 | 0 | 0 | 0 | 0 | 0 | 0 | 0 | 0 | 0 | 0 | 0 | 0 | 0 | 0 | 0 | 0 | 0 | 0 | 0 | 0 | 0
OR_Commercial_Interruptible - College_New_Miscellaneous_Natural Gas_Pool Heater - Night Covers_A | OR | Commercial | Interruptible - College | New | Miscellaneous | Natural Gas | Pool Heater - Night Covers | A | OCM736 | Uncovered. | Night covers on pool. | 5 | 0.0011799 | 0 | 0 | 0.67 | 0 | 0 | 0 | 0.28365 | 0.25 | sqft pool | 15% | 100% | Discretionary | Retro12Med_OR | 75.44% | Pool Heater | 0% | 0 |  | 0 |  | 0 | PL_COV-Water Heating-SCG-R0-62 | PL_COV-Water Heating-SCG-R0-62 | PL_COV-Water Heating-SCG-R0-1 | Uncovered. | Uncovered. | Uncovered. | Uncovered. | Uncovered. | Uncovered. | Uncovered. | Uncovered. | Uncovered. | Uncovered. | Uncovered. | Uncovered. | Uncovered. | Uncovered. | Uncovered. | Uncovered. | Uncovered. | Uncovered. | Uncovered. | Uncovered. | Uncovered. | Uncovered. | Uncovered. | Uncovered. | Uncovered. | Uncovered. | Uncovered. | Night covers on pool. | Night covers on pool. | Night covers on pool. | Night covers on pool. | Night covers on pool. | Night covers on pool. | Night covers on pool. | Night covers on pool. | Night covers on pool. | Night covers on pool. | Night covers on pool. | Night covers on pool. | Night covers on pool. | Night covers on pool. | Night covers on pool. | Night covers on pool. | Night covers on pool. | Night covers on pool. | Night covers on pool. | Night covers on pool. | Night covers on pool. | Night covers on pool. | Night covers on pool. | Night covers on pool. | Night covers on pool. | Night covers on pool. | Night covers on pool. | 0.67 | 0.67 | 0.67 | 0.67 | 0.67 | 0.67 | 0.67 | 0.67 | 0.67 | 0.67 | 0.67 | 0.67 | 0.67 | 0.67 | 0.67 | 0.67 | 0.67 | 0.67 | 0.67 | 0.67 | 0.67 | 0.67 | 0.67 | 0.67 | 0.67 | 0.67 | 0.67 | 0 | 0 | 0 | 0 | 0 | 0 | 0 | 0 | 0 | 0 | 0 | 0 | 0 | 0 | 0 | 0 | 0 | 0 | 0 | 0 | 0 | 0 | 0 | 0 | 0 | 0 | 0 | 0 | 0 | 0 | 0 | 0 | 0 | 0 | 0 | 0 | 0 | 0 | 0 | 0 | 0 | 0 | 0 | 0 | 0 | 0 | 0 | 0 | 0 | 0 | 0 | 0 | 0 | 0 | 0 | 0 | 0 | 0 | 0 | 0 | 0 | 0 | 0 | 0 | 0 | 0 | 0 | 0 | 0 | 0 | 0 | 0 | 0 | 0 | 0 | 0 | 0 | 0 | 0 | 0 | 0 | 0 | 0 | 0 | 0 | 0 | 0 | 0 | 0 | 0 | 0 | 0 | 0 | 0 | 0 | 0 | 0 | 0 | 0 | 0 | 0 | 0 | 0 | 0 | 0 | 0 | 0 | 0 | 0 | 0 | 0 | 0 | 0 | 0 | 0 | 0 | 0 | 0 | 0 | 0 | 0 | 0 | 0 | 0 | 0 | 0 | 0 | 0 | 0 | 0 | 0 | 0 | 0 | 0 | 0 | 0 | 0 | 0 | 0 | 0 | 0 | 0 | 0 | 0 | 0 | 0 | 0 | 0 | 0 | 0 | 0 | 0 | 0 | 0 | 0 | 0 | 0 | 0 | 0 | 0 | 0 | 0 | 0 | 0 | 0 | 0 | 0 | 0 | 0 | 0 | 0 | 0 | 0 | 0 | 0 | 0 | 0 | 0 | 0 | 0 | 0 | 0 | 0 | 0 | 0 | 0 | 0 | 0 | 0 | 0 | 0 | 0 | 0 | 0 | 0 | 0 | 0 | 0 | 0 | 0 | 0 | 0 | 0 | 0 | 0 | 0 | 0 | 0 | 0 | 0 | 0 | 0 | 0 | 0 | 0 | 0 | 0 | 0 | 0 | 0 | 0 | 0 | 0 | 0 | 0 | 0 | 0 | 0 | 0 | 0 | 0 | 0 | 0 | 0 | 0 | 0 | 0 | 0 | 0 | 0 | 0 | 0 | 0 | 0 | 0 | 0 | 0 | 0 | 0 | 0 | 0 | 0 | 0 | 0 | 0 | 0 | 0 | 0 | 0 | 0 | 0 | 0 | 0 | 0 | 0 | 0 | 0 | 0 | 0 | 0 | 0 | 0 | 0 | 0 | 0 | 0 | 0 | 0 | 0 | 0 | 0 | 0 | 0 | 0 | 0 | 0 | 0 | 0 | 0 | 0 | 0 | 0 | 0 | 0 | 0 | 0 | 0 | 0 | 0 | 0 | 0 | 0 | 0 | 0 | 0 | 0 | 0 | 0 | 0 | 0 | 0 | 0 | 0 | 0 | 0 | 0 | 0 | 0 | 0 | 0 | 0 | 0 | 0 | 0 | 0 | 0 | 0 | 0 | 0 | 0 | 0 | 0 | 0 | 0 | 0 | 0 | 0 | 0 | 0 | 0 | 0 | 0 | 0 | 0 | 0 | 0 | 0 | 0 | 0 | 0 | 0 | 0 | 0 | 0 | 0 | 0 | 0 | 0 | 0 | 0 | 0 | 0 | 0 | 0 | 0 | 0 | 0 | 0 | 0 | 0 | 0 | 0 | 0 | 0 | 0 | 0 | 0 | 0 | 0 | 0 | 0 | 0 | 0 | 0 | 0 | 0 | 0 | 0 | 0 | 0 | 0 | 0 | 0 | 0 | 0 | 0 | 0 | 0 | 0 | 0 | 0 | 0 | 0 | 0 | 0 | 0 | 0 | 0 | 0 | 0 | 0 | 0 | 0 | 0 | 0 | 0 | 0 | 0 | 0 | 0 | 0 | 0 | 0 | 0 | 0 | 0 | 0 | 0 | 0 | 0 | 0 | 0 | 0 | 0 | 0 | 0 | 0 | 0 | 0 | 0 | 0 | 0 | 0 | 0 | 0 | 0 | 0 | 0 | 0 | 0 | 0 | 0 | 0 | 0 | 0 | 0 | 0 | 0 | 0 | 0 | 0 | 0 | 0 | 0 | 0 | 0 | 0 | 0 | 0 | 0 | 0 | 0 | 0 | 0 | 0 | 0 | 0
OR_Commercial_Interruptible - College_New_Space Heating_Natural Gas_Advanced New Construction Designs_A | OR | Commercial | Interruptible - College | New | Space Heating | Natural Gas | Advanced New Construction Designs | A | OCM737 | Standard new construction design. | New construction designs exceeding ASHRAE 90.1 requirements. | 3 | 0 | 0 | 0 | 1.4 | 0 | 0 | 0 | 0.28365 | 0.25 | sqft | 10% | 40% | Discretionary | LO1Slow_OR | 84.66% | Space Heating | 0% | 0 |  | 0 |  | 0 | COM_CX-HVAC-AEG-1 | COM_CX-All-AEG-5 | COM_CX-All-AEG-5 | Standard new construction design. | Standard new construction design. | Standard new construction design. | Standard new construction design. | Standard new construction design. | Standard new construction design. | Standard new construction design. | Standard new construction design. | Standard new construction design. | Standard new construction design. | Standard new construction design. | Standard new construction design. | Standard new construction design. | Standard new construction design. | Standard new construction design. | Standard new construction design. | Standard new construction design. | Standard new construction design. | Standard new construction design. | Standard new construction design. | Standard new construction design. | Standard new construction design. | Standard new construction design. | Standard new construction design. | Standard new construction design. | Standard new construction design. | Standard new construction design. | New construction designs exceeding ASHRAE 90.1 requirements. | New construction designs exceeding ASHRAE 90.1 requirements. | New construction designs exceeding ASHRAE 90.1 requirements. | New construction designs exceeding ASHRAE 90.1 requirements. | New construction designs exceeding ASHRAE 90.1 requirements. | New construction designs exceeding ASHRAE 90.1 requirements. | New construction designs exceeding ASHRAE 90.1 requirements. | New construction designs exceeding ASHRAE 90.1 requirements. | New construction designs exceeding ASHRAE 90.1 requirements. | New construction designs exceeding ASHRAE 90.1 requirements. | New construction designs exceeding ASHRAE 90.1 requirements. | New construction designs exceeding ASHRAE 90.1 requirements. | New construction designs exceeding ASHRAE 90.1 requirements. | New construction designs exceeding ASHRAE 90.1 requirements. | New construction designs exceeding ASHRAE 90.1 requirements. | New construction designs exceeding ASHRAE 90.1 requirements. | New construction designs exceeding ASHRAE 90.1 requirements. | New construction designs exceeding ASHRAE 90.1 requirements. | New construction designs exceeding ASHRAE 90.1 requirements. | New construction designs exceeding ASHRAE 90.1 requirements. | New construction designs exceeding ASHRAE 90.1 requirements. | New construction designs exceeding ASHRAE 90.1 requirements. | New construction designs exceeding ASHRAE 90.1 requirements. | New construction designs exceeding ASHRAE 90.1 requirements. | New construction designs exceeding ASHRAE 90.1 requirements. | New construction designs exceeding ASHRAE 90.1 requirements. | New construction designs exceeding ASHRAE 90.1 requirements. | 1.4 | 1.4 | 1.4 | 1.4 | 1.4 | 1.4 | 1.4 | 1.4 | 1.4 | 1.4 | 1.4 | 1.4 | 1.4 | 1.4 | 1.4 | 1.4 | 1.4 | 1.4 | 1.4 | 1.4 | 1.4 | 1.4 | 1.4 | 1.4 | 1.4 | 1.4 | 1.4 | 0 | 0 | 0 | 0 | 0 | 0 | 0 | 0 | 0 | 0 | 0 | 0 | 0 | 0 | 0 | 0 | 0 | 0 | 0 | 0 | 0 | 0 | 0 | 0 | 0 | 0 | 0 | 0 | 0 | 0 | 0 | 0 | 0 | 0 | 0 | 0 | 0 | 0 | 0 | 0 | 0 | 0 | 0 | 0 | 0 | 0 | 0 | 0 | 0 | 0 | 0 | 0 | 0 | 0 | 0 | 0 | 0 | 0 | 0 | 0 | 0 | 0 | 0 | 0 | 0 | 0 | 0 | 0 | 0 | 0 | 0 | 0 | 0 | 0 | 0 | 0 | 0 | 0 | 0 | 0 | 0 | 0 | 0 | 0 | 0 | 0 | 0 | 0 | 0 | 0 | 0 | 0 | 0 | 0 | 0 | 0 | 0 | 0 | 0 | 0 | 0 | 0 | 0 | 0 | 0 | 0 | 0 | 0 | 0 | 0 | 0 | 0 | 0 | 0 | 0 | 0 | 0 | 0 | 0 | 0 | 0 | 0 | 0 | 0 | 0 | 0 | 0 | 0 | 0 | 0 | 0 | 0 | 0 | 0 | 0 | 0 | 0 | 0 | 0 | 0 | 0 | 0 | 0 | 0 | 0 | 0 | 0 | 0 | 0 | 0 | 0 | 0 | 0 | 0 | 0 | 0 | 0 | 0 | 0 | 0 | 0 | 0 | 0 | 0 | 0 | 0 | 0 | 0 | 0 | 0 | 0 | 0 | 0 | 0 | 0 | 0 | 0 | 0 | 0 | 0 | 0 | 0 | 0 | 0 | 0 | 0 | 0 | 0 | 0 | 0 | 0 | 0 | 0 | 0 | 0 | 0 | 0 | 0 | 0 | 0 | 0 | 0 | 0 | 0 | 0 | 0 | 0 | 0 | 0 | 0 | 0 | 0 | 0 | 0 | 0 | 0 | 0 | 0 | 0 | 0 | 0 | 0 | 0 | 0 | 0 | 0 | 0 | 0 | 0 | 0 | 0 | 0 | 0 | 0 | 0 | 0 | 0 | 0 | 0 | 0 | 0 | 0 | 0 | 0 | 0 | 0 | 0 | 0 | 0 | 0 | 0 | 0 | 0 | 0 | 0 | 0 | 0 | 0 | 0 | 0 | 0 | 0 | 0 | 0 | 0 | 0 | 0 | 0 | 0 | 0 | 0 | 0 | 0 | 0 | 0 | 0 | 0 | 0 | 0 | 0 | 0 | 0 | 0 | 0 | 0 | 0 | 0 | 0 | 0 | 0 | 0 | 0 | 0 | 0 | 0 | 0 | 0 | 0 | 0 | 0 | 0 | 0 | 0 | 0 | 0 | 0 | 0 | 0 | 0 | 0 | 0 | 0 | 0 | 0 | 0 | 0 | 0 | 0 | 0 | 0 | 0 | 0 | 0 | 0 | 0 | 0 | 0 | 0 | 0 | 0 | 0 | 0 | 0 | 0 | 0 | 0 | 0 | 0 | 0 | 0 | 0 | 0 | 0 | 0 | 0 | 0 | 0 | 0 | 0 | 0 | 0 | 0 | 0 | 0 | 0 | 0 | 0 | 0 | 0 | 0 | 0 | 0 | 0 | 0 | 0 | 0 | 0 | 0 | 0 | 0 | 0 | 0 | 0 | 0 | 0 | 0 | 0 | 0 | 0 | 0 | 0 | 0 | 0 | 0 | 0 | 0 | 0 | 0 | 0 | 0 | 0 | 0 | 0 | 0 | 0 | 0 | 0 | 0 | 0 | 0 | 0 | 0 | 0 | 0 | 0 | 0 | 0 | 0 | 0 | 0 | 0 | 0 | 0 | 0 | 0 | 0 | 0 | 0 | 0 | 0 | 0 | 0 | 0 | 0 | 0 | 0 | 0 | 0 | 0 | 0 | 0 | 0 | 0 | 0 | 0 | 0 | 0 | 0 | 0 | 0 | 0 | 0 | 0 | 0 | 0 | 0 | 0 | 0 | 0 | 0 | 0 | 0 | 0 | 0 | 0 | 0 | 0 | 0 | 0 | 0 | 0 | 0 | 0 | 0 | 0 | 0 | 0 | 0 | 0 | 0 | 0 | 0 | 0 | 0 | 0 | 0 | 0
OR_Commercial_Interruptible - College_New_Water Heating_Natural Gas_Advanced New Construction Designs_A | OR | Commercial | Interruptible - College | New | Water Heating | Natural Gas | Advanced New Construction Designs | A | OCM738 | Standard new construction design. | New construction designs exceeding ASHRAE 90.1 requirements. | 3 | 0 | 0 | 0 | 1.4 | 0 | 0 | 0 | 0.28365 | 0.25 | sqft | 10% | 40% | Discretionary | LO1Slow_OR | 84.66% | Water Heating | 0% | 0 |  | 0 |  | 0 | COM_CX-HVAC-AEG-1 | COM_CX-All-AEG-5 | COM_CX-All-AEG-5 | Standard new construction design. | Standard new construction design. | Standard new construction design. | Standard new construction design. | Standard new construction design. | Standard new construction design. | Standard new construction design. | Standard new construction design. | Standard new construction design. | Standard new construction design. | Standard new construction design. | Standard new construction design. | Standard new construction design. | Standard new construction design. | Standard new construction design. | Standard new construction design. | Standard new construction design. | Standard new construction design. | Standard new construction design. | Standard new construction design. | Standard new construction design. | Standard new construction design. | Standard new construction design. | Standard new construction design. | Standard new construction design. | Standard new construction design. | Standard new construction design. | New construction designs exceeding ASHRAE 90.1 requirements. | New construction designs exceeding ASHRAE 90.1 requirements. | New construction designs exceeding ASHRAE 90.1 requirements. | New construction designs exceeding ASHRAE 90.1 requirements. | New construction designs exceeding ASHRAE 90.1 requirements. | New construction designs exceeding ASHRAE 90.1 requirements. | New construction designs exceeding ASHRAE 90.1 requirements. | New construction designs exceeding ASHRAE 90.1 requirements. | New construction designs exceeding ASHRAE 90.1 requirements. | New construction designs exceeding ASHRAE 90.1 requirements. | New construction designs exceeding ASHRAE 90.1 requirements. | New construction designs exceeding ASHRAE 90.1 requirements. | New construction designs exceeding ASHRAE 90.1 requirements. | New construction designs exceeding ASHRAE 90.1 requirements. | New construction designs exceeding ASHRAE 90.1 requirements. | New construction designs exceeding ASHRAE 90.1 requirements. | New construction designs exceeding ASHRAE 90.1 requirements. | New construction designs exceeding ASHRAE 90.1 requirements. | New construction designs exceeding ASHRAE 90.1 requirements. | New construction designs exceeding ASHRAE 90.1 requirements. | New construction designs exceeding ASHRAE 90.1 requirements. | New construction designs exceeding ASHRAE 90.1 requirements. | New construction designs exceeding ASHRAE 90.1 requirements. | New construction designs exceeding ASHRAE 90.1 requirements. | New construction designs exceeding ASHRAE 90.1 requirements. | New construction designs exceeding ASHRAE 90.1 requirements. | New construction designs exceeding ASHRAE 90.1 requirements. | 1.4 | 1.4 | 1.4 | 1.4 | 1.4 | 1.4 | 1.4 | 1.4 | 1.4 | 1.4 | 1.4 | 1.4 | 1.4 | 1.4 | 1.4 | 1.4 | 1.4 | 1.4 | 1.4 | 1.4 | 1.4 | 1.4 | 1.4 | 1.4 | 1.4 | 1.4 | 1.4 | 0 | 0 | 0 | 0 | 0 | 0 | 0 | 0 | 0 | 0 | 0 | 0 | 0 | 0 | 0 | 0 | 0 | 0 | 0 | 0 | 0 | 0 | 0 | 0 | 0 | 0 | 0 | 0 | 0 | 0 | 0 | 0 | 0 | 0 | 0 | 0 | 0 | 0 | 0 | 0 | 0 | 0 | 0 | 0 | 0 | 0 | 0 | 0 | 0 | 0 | 0 | 0 | 0 | 0 | 0 | 0 | 0 | 0 | 0 | 0 | 0 | 0 | 0 | 0 | 0 | 0 | 0 | 0 | 0 | 0 | 0 | 0 | 0 | 0 | 0 | 0 | 0 | 0 | 0 | 0 | 0 | 0 | 0 | 0 | 0 | 0 | 0 | 0 | 0 | 0 | 0 | 0 | 0 | 0 | 0 | 0 | 0 | 0 | 0 | 0 | 0 | 0 | 0 | 0 | 0 | 0 | 0 | 0 | 0 | 0 | 0 | 0 | 0 | 0 | 0 | 0 | 0 | 0 | 0 | 0 | 0 | 0 | 0 | 0 | 0 | 0 | 0 | 0 | 0 | 0 | 0 | 0 | 0 | 0 | 0 | 0 | 0 | 0 | 0 | 0 | 0 | 0 | 0 | 0 | 0 | 0 | 0 | 0 | 0 | 0 | 0 | 0 | 0 | 0 | 0 | 0 | 0 | 0 | 0 | 0 | 0 | 0 | 0 | 0 | 0 | 0 | 0 | 0 | 0 | 0 | 0 | 0 | 0 | 0 | 0 | 0 | 0 | 0 | 0 | 0 | 0 | 0 | 0 | 0 | 0 | 0 | 0 | 0 | 0 | 0 | 0 | 0 | 0 | 0 | 0 | 0 | 0 | 0 | 0 | 0 | 0 | 0 | 0 | 0 | 0 | 0 | 0 | 0 | 0 | 0 | 0 | 0 | 0 | 0 | 0 | 0 | 0 | 0 | 0 | 0 | 0 | 0 | 0 | 0 | 0 | 0 | 0 | 0 | 0 | 0 | 0 | 0 | 0 | 0 | 0 | 0 | 0 | 0 | 0 | 0 | 0 | 0 | 0 | 0 | 0 | 0 | 0 | 0 | 0 | 0 | 0 | 0 | 0 | 0 | 0 | 0 | 0 | 0 | 0 | 0 | 0 | 0 | 0 | 0 | 0 | 0 | 0 | 0 | 0 | 0 | 0 | 0 | 0 | 0 | 0 | 0 | 0 | 0 | 0 | 0 | 0 | 0 | 0 | 0 | 0 | 0 | 0 | 0 | 0 | 0 | 0 | 0 | 0 | 0 | 0 | 0 | 0 | 0 | 0 | 0 | 0 | 0 | 0 | 0 | 0 | 0 | 0 | 0 | 0 | 0 | 0 | 0 | 0 | 0 | 0 | 0 | 0 | 0 | 0 | 0 | 0 | 0 | 0 | 0 | 0 | 0 | 0 | 0 | 0 | 0 | 0 | 0 | 0 | 0 | 0 | 0 | 0 | 0 | 0 | 0 | 0 | 0 | 0 | 0 | 0 | 0 | 0 | 0 | 0 | 0 | 0 | 0 | 0 | 0 | 0 | 0 | 0 | 0 | 0 | 0 | 0 | 0 | 0 | 0 | 0 | 0 | 0 | 0 | 0 | 0 | 0 | 0 | 0 | 0 | 0 | 0 | 0 | 0 | 0 | 0 | 0 | 0 | 0 | 0 | 0 | 0 | 0 | 0 | 0 | 0 | 0 | 0 | 0 | 0 | 0 | 0 | 0 | 0 | 0 | 0 | 0 | 0 | 0 | 0 | 0 | 0 | 0 | 0 | 0 | 0 | 0 | 0 | 0 | 0 | 0 | 0 | 0 | 0 | 0 | 0 | 0 | 0 | 0 | 0 | 0 | 0 | 0 | 0 | 0 | 0 | 0 | 0 | 0 | 0 | 0 | 0 | 0 | 0 | 0 | 0 | 0 | 0 | 0 | 0 | 0 | 0 | 0 | 0 | 0 | 0 | 0 | 0 | 0 | 0 | 0 | 0 | 0 | 0 | 0 | 0 | 0 | 0 | 0 | 0 | 0 | 0 | 0 | 0 | 0 | 0 | 0 | 0 | 0 | 0 | 0 | 0 | 0
OR_Commercial_Interruptible - College_New_Space Heating_Natural Gas_Strategic Energy Management_A | OR | Commercial | Interruptible - College | New | Space Heating | Natural Gas | Strategic Energy Management | A | OCM739 | No strategic energy management. | Implementation of strategic energy management. | 3 | 0 | 0 | 0 | 0.08 | 0 | 0 | 0 | 0.28365 | 0.25 | sqft | 63% | 100% | Discretionary | RetroEven20_OR | 82.88% | Space Heating | 0% | 0 |  | 0 |  | 0 | DL20_COM_SEM-Misc-2021PLN-V4-1 | BEHAV_SEM-All-CPUC-2018_PG-2 | DL20_COM_SEM-Misc-2021PLN-V4-15 | No strategic energy management. | No strategic energy management. | No strategic energy management. | No strategic energy management. | No strategic energy management. | No strategic energy management. | No strategic energy management. | No strategic energy management. | No strategic energy management. | No strategic energy management. | No strategic energy management. | No strategic energy management. | No strategic energy management. | No strategic energy management. | No strategic energy management. | No strategic energy management. | No strategic energy management. | No strategic energy management. | No strategic energy management. | No strategic energy management. | No strategic energy management. | No strategic energy management. | No strategic energy management. | No strategic energy management. | No strategic energy management. | No strategic energy management. | No strategic energy management. | Implementation of strategic energy management. | Implementation of strategic energy management. | Implementation of strategic energy management. | Implementation of strategic energy management. | Implementation of strategic energy management. | Implementation of strategic energy management. | Implementation of strategic energy management. | Implementation of strategic energy management. | Implementation of strategic energy management. | Implementation of strategic energy management. | Implementation of strategic energy management. | Implementation of strategic energy management. | Implementation of strategic energy management. | Implementation of strategic energy management. | Implementation of strategic energy management. | Implementation of strategic energy management. | Implementation of strategic energy management. | Implementation of strategic energy management. | Implementation of strategic energy management. | Implementation of strategic energy management. | Implementation of strategic energy management. | Implementation of strategic energy management. | Implementation of strategic energy management. | Implementation of strategic energy management. | Implementation of strategic energy management. | Implementation of strategic energy management. | Implementation of strategic energy management. | 0.08 | 0.08 | 0.08 | 0.08 | 0.08 | 0.08 | 0.08 | 0.08 | 0.08 | 0.08 | 0.08 | 0.08 | 0.08 | 0.08 | 0.08 | 0.08 | 0.08 | 0.08 | 0.08 | 0.08 | 0.08 | 0.08 | 0.08 | 0.08 | 0.08 | 0.08 | 0.08 | 0 | 0 | 0 | 0 | 0 | 0 | 0 | 0 | 0 | 0 | 0 | 0 | 0 | 0 | 0 | 0 | 0 | 0 | 0 | 0 | 0 | 0 | 0 | 0 | 0 | 0 | 0 | 0 | 0 | 0 | 0 | 0 | 0 | 0 | 0 | 0 | 0 | 0 | 0 | 0 | 0 | 0 | 0 | 0 | 0 | 0 | 0 | 0 | 0 | 0 | 0 | 0 | 0 | 0 | 0 | 0 | 0 | 0 | 0 | 0 | 0 | 0 | 0 | 0 | 0 | 0 | 0 | 0 | 0 | 0 | 0 | 0 | 0 | 0 | 0 | 0 | 0 | 0 | 0 | 0 | 0 | 0 | 0 | 0 | 0 | 0 | 0 | 0 | 0 | 0 | 0 | 0 | 0 | 0 | 0 | 0 | 0 | 0 | 0 | 0 | 0 | 0 | 0 | 0 | 0 | 0 | 0 | 0 | 0 | 0 | 0 | 0 | 0 | 0 | 0 | 0 | 0 | 0 | 0 | 0 | 0 | 0 | 0 | 0 | 0 | 0 | 0 | 0 | 0 | 0 | 0 | 0 | 0 | 0 | 0 | 0 | 0 | 0 | 0 | 0 | 0 | 0 | 0 | 0 | 0 | 0 | 0 | 0 | 0 | 0 | 0 | 0 | 0 | 0 | 0 | 0 | 0 | 0 | 0 | 0 | 0 | 0 | 0 | 0 | 0 | 0 | 0 | 0 | 0 | 0 | 0 | 0 | 0 | 0 | 0 | 0 | 0 | 0 | 0 | 0 | 0 | 0 | 0 | 0 | 0 | 0 | 0 | 0 | 0 | 0 | 0 | 0 | 0 | 0 | 0 | 0 | 0 | 0 | 0 | 0 | 0 | 0 | 0 | 0 | 0 | 0 | 0 | 0 | 0 | 0 | 0 | 0 | 0 | 0 | 0 | 0 | 0 | 0 | 0 | 0 | 0 | 0 | 0 | 0 | 0 | 0 | 0 | 0 | 0 | 0 | 0 | 0 | 0 | 0 | 0 | 0 | 0 | 0 | 0 | 0 | 0 | 0 | 0 | 0 | 0 | 0 | 0 | 0 | 0 | 0 | 0 | 0 | 0 | 0 | 0 | 0 | 0 | 0 | 0 | 0 | 0 | 0 | 0 | 0 | 0 | 0 | 0 | 0 | 0 | 0 | 0 | 0 | 0 | 0 | 0 | 0 | 0 | 0 | 0 | 0 | 0 | 0 | 0 | 0 | 0 | 0 | 0 | 0 | 0 | 0 | 0 | 0 | 0 | 0 | 0 | 0 | 0 | 0 | 0 | 0 | 0 | 0 | 0 | 0 | 0 | 0 | 0 | 0 | 0 | 0 | 0 | 0 | 0 | 0 | 0 | 0 | 0 | 0 | 0 | 0 | 0 | 0 | 0 | 0 | 0 | 0 | 0 | 0 | 0 | 0 | 0 | 0 | 0 | 0 | 0 | 0 | 0 | 0 | 0 | 0 | 0 | 0 | 0 | 0 | 0 | 0 | 0 | 0 | 0 | 0 | 0 | 0 | 0 | 0 | 0 | 0 | 0 | 0 | 0 | 0 | 0 | 0 | 0 | 0 | 0 | 0 | 0 | 0 | 0 | 0 | 0 | 0 | 0 | 0 | 0 | 0 | 0 | 0 | 0 | 0 | 0 | 0 | 0 | 0 | 0 | 0 | 0 | 0 | 0 | 0 | 0 | 0 | 0 | 0 | 0 | 0 | 0 | 0 | 0 | 0 | 0 | 0 | 0 | 0 | 0 | 0 | 0 | 0 | 0 | 0 | 0 | 0 | 0 | 0 | 0 | 0 | 0 | 0 | 0 | 0 | 0 | 0 | 0 | 0 | 0 | 0 | 0 | 0 | 0 | 0 | 0 | 0 | 0 | 0 | 0 | 0 | 0 | 0 | 0 | 0 | 0 | 0 | 0 | 0 | 0 | 0 | 0 | 0 | 0 | 0 | 0 | 0 | 0 | 0 | 0 | 0 | 0 | 0 | 0 | 0 | 0 | 0 | 0 | 0 | 0 | 0 | 0 | 0 | 0 | 0 | 0 | 0 | 0 | 0 | 0 | 0 | 0
OR_Commercial_Interruptible - College_New_Water Heating_Natural Gas_Strategic Energy Management_A | OR | Commercial | Interruptible - College | New | Water Heating | Natural Gas | Strategic Energy Management | A | OCM740 | No strategic energy management. | Implementation of strategic energy management. | 3 | 0 | 0 | 0 | 0.08 | 0 | 0 | 0 | 0.28365 | 0.25 | sqft | 63% | 100% | Discretionary | RetroEven20_OR | 82.88% | Water Heating | 0% | 0 |  | 0 |  | 0 | DL20_COM_SEM-Misc-2021PLN-V4-1 | BEHAV_SEM-All-CPUC-2018_PG-2 | DL20_COM_SEM-Misc-2021PLN-V4-15 | No strategic energy management. | No strategic energy management. | No strategic energy management. | No strategic energy management. | No strategic energy management. | No strategic energy management. | No strategic energy management. | No strategic energy management. | No strategic energy management. | No strategic energy management. | No strategic energy management. | No strategic energy management. | No strategic energy management. | No strategic energy management. | No strategic energy management. | No strategic energy management. | No strategic energy management. | No strategic energy management. | No strategic energy management. | No strategic energy management. | No strategic energy management. | No strategic energy management. | No strategic energy management. | No strategic energy management. | No strategic energy management. | No strategic energy management. | No strategic energy management. | Implementation of strategic energy management. | Implementation of strategic energy management. | Implementation of strategic energy management. | Implementation of strategic energy management. | Implementation of strategic energy management. | Implementation of strategic energy management. | Implementation of strategic energy management. | Implementation of strategic energy management. | Implementation of strategic energy management. | Implementation of strategic energy management. | Implementation of strategic energy management. | Implementation of strategic energy management. | Implementation of strategic energy management. | Implementation of strategic energy management. | Implementation of strategic energy management. | Implementation of strategic energy management. | Implementation of strategic energy management. | Implementation of strategic energy management. | Implementation of strategic energy management. | Implementation of strategic energy management. | Implementation of strategic energy management. | Implementation of strategic energy management. | Implementation of strategic energy management. | Implementation of strategic energy management. | Implementation of strategic energy management. | Implementation of strategic energy management. | Implementation of strategic energy management. | 0.08 | 0.08 | 0.08 | 0.08 | 0.08 | 0.08 | 0.08 | 0.08 | 0.08 | 0.08 | 0.08 | 0.08 | 0.08 | 0.08 | 0.08 | 0.08 | 0.08 | 0.08 | 0.08 | 0.08 | 0.08 | 0.08 | 0.08 | 0.08 | 0.08 | 0.08 | 0.08 | 0 | 0 | 0 | 0 | 0 | 0 | 0 | 0 | 0 | 0 | 0 | 0 | 0 | 0 | 0 | 0 | 0 | 0 | 0 | 0 | 0 | 0 | 0 | 0 | 0 | 0 | 0 | 0 | 0 | 0 | 0 | 0 | 0 | 0 | 0 | 0 | 0 | 0 | 0 | 0 | 0 | 0 | 0 | 0 | 0 | 0 | 0 | 0 | 0 | 0 | 0 | 0 | 0 | 0 | 0 | 0 | 0 | 0 | 0 | 0 | 0 | 0 | 0 | 0 | 0 | 0 | 0 | 0 | 0 | 0 | 0 | 0 | 0 | 0 | 0 | 0 | 0 | 0 | 0 | 0 | 0 | 0 | 0 | 0 | 0 | 0 | 0 | 0 | 0 | 0 | 0 | 0 | 0 | 0 | 0 | 0 | 0 | 0 | 0 | 0 | 0 | 0 | 0 | 0 | 0 | 0 | 0 | 0 | 0 | 0 | 0 | 0 | 0 | 0 | 0 | 0 | 0 | 0 | 0 | 0 | 0 | 0 | 0 | 0 | 0 | 0 | 0 | 0 | 0 | 0 | 0 | 0 | 0 | 0 | 0 | 0 | 0 | 0 | 0 | 0 | 0 | 0 | 0 | 0 | 0 | 0 | 0 | 0 | 0 | 0 | 0 | 0 | 0 | 0 | 0 | 0 | 0 | 0 | 0 | 0 | 0 | 0 | 0 | 0 | 0 | 0 | 0 | 0 | 0 | 0 | 0 | 0 | 0 | 0 | 0 | 0 | 0 | 0 | 0 | 0 | 0 | 0 | 0 | 0 | 0 | 0 | 0 | 0 | 0 | 0 | 0 | 0 | 0 | 0 | 0 | 0 | 0 | 0 | 0 | 0 | 0 | 0 | 0 | 0 | 0 | 0 | 0 | 0 | 0 | 0 | 0 | 0 | 0 | 0 | 0 | 0 | 0 | 0 | 0 | 0 | 0 | 0 | 0 | 0 | 0 | 0 | 0 | 0 | 0 | 0 | 0 | 0 | 0 | 0 | 0 | 0 | 0 | 0 | 0 | 0 | 0 | 0 | 0 | 0 | 0 | 0 | 0 | 0 | 0 | 0 | 0 | 0 | 0 | 0 | 0 | 0 | 0 | 0 | 0 | 0 | 0 | 0 | 0 | 0 | 0 | 0 | 0 | 0 | 0 | 0 | 0 | 0 | 0 | 0 | 0 | 0 | 0 | 0 | 0 | 0 | 0 | 0 | 0 | 0 | 0 | 0 | 0 | 0 | 0 | 0 | 0 | 0 | 0 | 0 | 0 | 0 | 0 | 0 | 0 | 0 | 0 | 0 | 0 | 0 | 0 | 0 | 0 | 0 | 0 | 0 | 0 | 0 | 0 | 0 | 0 | 0 | 0 | 0 | 0 | 0 | 0 | 0 | 0 | 0 | 0 | 0 | 0 | 0 | 0 | 0 | 0 | 0 | 0 | 0 | 0 | 0 | 0 | 0 | 0 | 0 | 0 | 0 | 0 | 0 | 0 | 0 | 0 | 0 | 0 | 0 | 0 | 0 | 0 | 0 | 0 | 0 | 0 | 0 | 0 | 0 | 0 | 0 | 0 | 0 | 0 | 0 | 0 | 0 | 0 | 0 | 0 | 0 | 0 | 0 | 0 | 0 | 0 | 0 | 0 | 0 | 0 | 0 | 0 | 0 | 0 | 0 | 0 | 0 | 0 | 0 | 0 | 0 | 0 | 0 | 0 | 0 | 0 | 0 | 0 | 0 | 0 | 0 | 0 | 0 | 0 | 0 | 0 | 0 | 0 | 0 | 0 | 0 | 0 | 0 | 0 | 0 | 0 | 0 | 0 | 0 | 0 | 0 | 0 | 0 | 0 | 0 | 0 | 0 | 0 | 0 | 0 | 0 | 0 | 0 | 0 | 0 | 0 | 0 | 0 | 0 | 0 | 0 | 0 | 0 | 0 | 0 | 0 | 0 | 0 | 0 | 0 | 0 | 0 | 0 | 0 | 0 | 0 | 0 | 0 | 0 | 0 | 0 | 0 | 0 | 0 | 0 | 0 | 0 | 0 | 0 | 0 | 0 | 0 | 0 | 0 | 0 | 0
OR_Commercial_Interruptible - College_New_Space Heating_Natural Gas_Retrocommissioning_A | OR | Commercial | Interruptible - College | New | Space Heating | Natural Gas | Retrocommissioning | A | OCM741 | No retro commissioning. | Periodic recommissioning of building systems. | 3 | 0 | 0 | 0 | 1.31 | 0 | 0 | 0 | 0.28365 | 0.25 | sqft | 0% | 0% | Discretionary | RetroEven20_OR | 82.88% | Space Heating | 0% | 0 |  | 0 |  | 0 | COM_RCX-HVAC-AEG-1 | N/A | COM_RCX-HVAC-AEG-1 | No retro commissioning. | No retro commissioning. | No retro commissioning. | No retro commissioning. | No retro commissioning. | No retro commissioning. | No retro commissioning. | No retro commissioning. | No retro commissioning. | No retro commissioning. | No retro commissioning. | No retro commissioning. | No retro commissioning. | No retro commissioning. | No retro commissioning. | No retro commissioning. | No retro commissioning. | No retro commissioning. | No retro commissioning. | No retro commissioning. | No retro commissioning. | No retro commissioning. | No retro commissioning. | No retro commissioning. | No retro commissioning. | No retro commissioning. | No retro commissioning. | Periodic recommissioning of building systems. | Periodic recommissioning of building systems. | Periodic recommissioning of building systems. | Periodic recommissioning of building systems. | Periodic recommissioning of building systems. | Periodic recommissioning of building systems. | Periodic recommissioning of building systems. | Periodic recommissioning of building systems. | Periodic recommissioning of building systems. | Periodic recommissioning of building systems. | Periodic recommissioning of building systems. | Periodic recommissioning of building systems. | Periodic recommissioning of building systems. | Periodic recommissioning of building systems. | Periodic recommissioning of building systems. | Periodic recommissioning of building systems. | Periodic recommissioning of building systems. | Periodic recommissioning of building systems. | Periodic recommissioning of building systems. | Periodic recommissioning of building systems. | Periodic recommissioning of building systems. | Periodic recommissioning of building systems. | Periodic recommissioning of building systems. | Periodic recommissioning of building systems. | Periodic recommissioning of building systems. | Periodic recommissioning of building systems. | Periodic recommissioning of building systems. | 1.31 | 1.31 | 1.31 | 1.31 | 1.31 | 1.31 | 1.31 | 1.31 | 1.31 | 1.31 | 1.31 | 1.31 | 1.31 | 1.31 | 1.31 | 1.31 | 1.31 | 1.31 | 1.31 | 1.31 | 1.31 | 1.31 | 1.31 | 1.31 | 1.31 | 1.31 | 1.31 | 0 | 0 | 0 | 0 | 0 | 0 | 0 | 0 | 0 | 0 | 0 | 0 | 0 | 0 | 0 | 0 | 0 | 0 | 0 | 0 | 0 | 0 | 0 | 0 | 0 | 0 | 0 | 0 | 0 | 0 | 0 | 0 | 0 | 0 | 0 | 0 | 0 | 0 | 0 | 0 | 0 | 0 | 0 | 0 | 0 | 0 | 0 | 0 | 0 | 0 | 0 | 0 | 0 | 0 | 0 | 0 | 0 | 0 | 0 | 0 | 0 | 0 | 0 | 0 | 0 | 0 | 0 | 0 | 0 | 0 | 0 | 0 | 0 | 0 | 0 | 0 | 0 | 0 | 0 | 0 | 0 | 0 | 0 | 0 | 0 | 0 | 0 | 0 | 0 | 0 | 0 | 0 | 0 | 0 | 0 | 0 | 0 | 0 | 0 | 0 | 0 | 0 | 0 | 0 | 0 | 0 | 0 | 0 | 0 | 0 | 0 | 0 | 0 | 0 | 0 | 0 | 0 | 0 | 0 | 0 | 0 | 0 | 0 | 0 | 0 | 0 | 0 | 0 | 0 | 0 | 0 | 0 | 0 | 0 | 0 | 0 | 0 | 0 | 0 | 0 | 0 | 0 | 0 | 0 | 0 | 0 | 0 | 0 | 0 | 0 | 0 | 0 | 0 | 0 | 0 | 0 | 0 | 0 | 0 | 0 | 0 | 0 | 0 | 0 | 0 | 0 | 0 | 0 | 0 | 0 | 0 | 0 | 0 | 0 | 0 | 0 | 0 | 0 | 0 | 0 | 0 | 0 | 0 | 0 | 0 | 0 | 0 | 0 | 0 | 0 | 0 | 0 | 0 | 0 | 0 | 0 | 0 | 0 | 0 | 0 | 0 | 0 | 0 | 0 | 0 | 0 | 0 | 0 | 0 | 0 | 0 | 0 | 0 | 0 | 0 | 0 | 0 | 0 | 0 | 0 | 0 | 0 | 0 | 0 | 0 | 0 | 0 | 0 | 0 | 0 | 0 | 0 | 0 | 0 | 0 | 0 | 0 | 0 | 0 | 0 | 0 | 0 | 0 | 0 | 0 | 0 | 0 | 0 | 0 | 0 | 0 | 0 | 0 | 0 | 0 | 0 | 0 | 0 | 0 | 0 | 0 | 0 | 0 | 0 | 0 | 0 | 0 | 0 | 0 | 0 | 0 | 0 | 0 | 0 | 0 | 0 | 0 | 0 | 0 | 0 | 0 | 0 | 0 | 0 | 0 | 0 | 0 | 0 | 0 | 0 | 0 | 0 | 0 | 0 | 0 | 0 | 0 | 0 | 0 | 0 | 0 | 0 | 0 | 0 | 0 | 0 | 0 | 0 | 0 | 0 | 0 | 0 | 0 | 0 | 0 | 0 | 0 | 0 | 0 | 0 | 0 | 0 | 0 | 0 | 0 | 0 | 0 | 0 | 0 | 0 | 0 | 0 | 0 | 0 | 0 | 0 | 0 | 0 | 0 | 0 | 0 | 0 | 0 | 0 | 0 | 0 | 0 | 0 | 0 | 0 | 0 | 0 | 0 | 0 | 0 | 0 | 0 | 0 | 0 | 0 | 0 | 0 | 0 | 0 | 0 | 0 | 0 | 0 | 0 | 0 | 0 | 0 | 0 | 0 | 0 | 0 | 0 | 0 | 0 | 0 | 0 | 0 | 0 | 0 | 0 | 0 | 0 | 0 | 0 | 0 | 0 | 0 | 0 | 0 | 0 | 0 | 0 | 0 | 0 | 0 | 0 | 0 | 0 | 0 | 0 | 0 | 0 | 0 | 0 | 0 | 0 | 0 | 0 | 0 | 0 | 0 | 0 | 0 | 0 | 0 | 0 | 0 | 0 | 0 | 0 | 0 | 0 | 0 | 0 | 0 | 0 | 0 | 0 | 0 | 0 | 0 | 0 | 0 | 0 | 0 | 0 | 0 | 0 | 0 | 0 | 0 | 0 | 0 | 0 | 0 | 0 | 0 | 0 | 0 | 0 | 0 | 0 | 0 | 0 | 0 | 0 | 0 | 0 | 0 | 0 | 0 | 0 | 0 | 0 | 0 | 0 | 0 | 0 | 0 | 0 | 0 | 0
OR_Commercial_Interruptible - College_New_Water Heating_Natural Gas_Retrocommissioning_A | OR | Commercial | Interruptible - College | New | Water Heating | Natural Gas | Retrocommissioning | A | OCM742 | No retro commissioning. | Periodic recommissioning of building systems. | 3 | 0 | 0 | 0 | 1.31 | 0 | 0 | 0 | 0.28365 | 0.25 | sqft | 0% | 0% | Discretionary | RetroEven20_OR | 82.88% | Water Heating | 0% | 0 |  | 0 |  | 0 | COM_RCX-HVAC-AEG-1 | N/A | COM_RCX-HVAC-AEG-1 | No retro commissioning. | No retro commissioning. | No retro commissioning. | No retro commissioning. | No retro commissioning. | No retro commissioning. | No retro commissioning. | No retro commissioning. | No retro commissioning. | No retro commissioning. | No retro commissioning. | No retro commissioning. | No retro commissioning. | No retro commissioning. | No retro commissioning. | No retro commissioning. | No retro commissioning. | No retro commissioning. | No retro commissioning. | No retro commissioning. | No retro commissioning. | No retro commissioning. | No retro commissioning. | No retro commissioning. | No retro commissioning. | No retro commissioning. | No retro commissioning. | Periodic recommissioning of building systems. | Periodic recommissioning of building systems. | Periodic recommissioning of building systems. | Periodic recommissioning of building systems. | Periodic recommissioning of building systems. | Periodic recommissioning of building systems. | Periodic recommissioning of building systems. | Periodic recommissioning of building systems. | Periodic recommissioning of building systems. | Periodic recommissioning of building systems. | Periodic recommissioning of building systems. | Periodic recommissioning of building systems. | Periodic recommissioning of building systems. | Periodic recommissioning of building systems. | Periodic recommissioning of building systems. | Periodic recommissioning of building systems. | Periodic recommissioning of building systems. | Periodic recommissioning of building systems. | Periodic recommissioning of building systems. | Periodic recommissioning of building systems. | Periodic recommissioning of building systems. | Periodic recommissioning of building systems. | Periodic recommissioning of building systems. | Periodic recommissioning of building systems. | Periodic recommissioning of building systems. | Periodic recommissioning of building systems. | Periodic recommissioning of building systems. | 1.31 | 1.31 | 1.31 | 1.31 | 1.31 | 1.31 | 1.31 | 1.31 | 1.31 | 1.31 | 1.31 | 1.31 | 1.31 | 1.31 | 1.31 | 1.31 | 1.31 | 1.31 | 1.31 | 1.31 | 1.31 | 1.31 | 1.31 | 1.31 | 1.31 | 1.31 | 1.31 | 0 | 0 | 0 | 0 | 0 | 0 | 0 | 0 | 0 | 0 | 0 | 0 | 0 | 0 | 0 | 0 | 0 | 0 | 0 | 0 | 0 | 0 | 0 | 0 | 0 | 0 | 0 | 0 | 0 | 0 | 0 | 0 | 0 | 0 | 0 | 0 | 0 | 0 | 0 | 0 | 0 | 0 | 0 | 0 | 0 | 0 | 0 | 0 | 0 | 0 | 0 | 0 | 0 | 0 | 0 | 0 | 0 | 0 | 0 | 0 | 0 | 0 | 0 | 0 | 0 | 0 | 0 | 0 | 0 | 0 | 0 | 0 | 0 | 0 | 0 | 0 | 0 | 0 | 0 | 0 | 0 | 0 | 0 | 0 | 0 | 0 | 0 | 0 | 0 | 0 | 0 | 0 | 0 | 0 | 0 | 0 | 0 | 0 | 0 | 0 | 0 | 0 | 0 | 0 | 0 | 0 | 0 | 0 | 0 | 0 | 0 | 0 | 0 | 0 | 0 | 0 | 0 | 0 | 0 | 0 | 0 | 0 | 0 | 0 | 0 | 0 | 0 | 0 | 0 | 0 | 0 | 0 | 0 | 0 | 0 | 0 | 0 | 0 | 0 | 0 | 0 | 0 | 0 | 0 | 0 | 0 | 0 | 0 | 0 | 0 | 0 | 0 | 0 | 0 | 0 | 0 | 0 | 0 | 0 | 0 | 0 | 0 | 0 | 0 | 0 | 0 | 0 | 0 | 0 | 0 | 0 | 0 | 0 | 0 | 0 | 0 | 0 | 0 | 0 | 0 | 0 | 0 | 0 | 0 | 0 | 0 | 0 | 0 | 0 | 0 | 0 | 0 | 0 | 0 | 0 | 0 | 0 | 0 | 0 | 0 | 0 | 0 | 0 | 0 | 0 | 0 | 0 | 0 | 0 | 0 | 0 | 0 | 0 | 0 | 0 | 0 | 0 | 0 | 0 | 0 | 0 | 0 | 0 | 0 | 0 | 0 | 0 | 0 | 0 | 0 | 0 | 0 | 0 | 0 | 0 | 0 | 0 | 0 | 0 | 0 | 0 | 0 | 0 | 0 | 0 | 0 | 0 | 0 | 0 | 0 | 0 | 0 | 0 | 0 | 0 | 0 | 0 | 0 | 0 | 0 | 0 | 0 | 0 | 0 | 0 | 0 | 0 | 0 | 0 | 0 | 0 | 0 | 0 | 0 | 0 | 0 | 0 | 0 | 0 | 0 | 0 | 0 | 0 | 0 | 0 | 0 | 0 | 0 | 0 | 0 | 0 | 0 | 0 | 0 | 0 | 0 | 0 | 0 | 0 | 0 | 0 | 0 | 0 | 0 | 0 | 0 | 0 | 0 | 0 | 0 | 0 | 0 | 0 | 0 | 0 | 0 | 0 | 0 | 0 | 0 | 0 | 0 | 0 | 0 | 0 | 0 | 0 | 0 | 0 | 0 | 0 | 0 | 0 | 0 | 0 | 0 | 0 | 0 | 0 | 0 | 0 | 0 | 0 | 0 | 0 | 0 | 0 | 0 | 0 | 0 | 0 | 0 | 0 | 0 | 0 | 0 | 0 | 0 | 0 | 0 | 0 | 0 | 0 | 0 | 0 | 0 | 0 | 0 | 0 | 0 | 0 | 0 | 0 | 0 | 0 | 0 | 0 | 0 | 0 | 0 | 0 | 0 | 0 | 0 | 0 | 0 | 0 | 0 | 0 | 0 | 0 | 0 | 0 | 0 | 0 | 0 | 0 | 0 | 0 | 0 | 0 | 0 | 0 | 0 | 0 | 0 | 0 | 0 | 0 | 0 | 0 | 0 | 0 | 0 | 0 | 0 | 0 | 0 | 0 | 0 | 0 | 0 | 0 | 0 | 0 | 0 | 0 | 0 | 0 | 0 | 0 | 0 | 0 | 0 | 0 | 0 | 0 | 0 | 0 | 0 | 0 | 0 | 0 | 0 | 0 | 0 | 0 | 0 | 0 | 0 | 0 | 0 | 0 | 0 | 0 | 0 | 0 | 0 | 0 | 0 | 0 | 0 | 0 | 0 | 0 | 0 | 0 | 0 | 0 | 0 | 0 | 0 | 0 | 0 | 0 | 0 | 0
OR_Commercial_Interruptible - Health_Existing_Space Heating_Natural Gas_Insulation - Ceiling_A | OR | Commercial | Interruptible - Health | Existing | Space Heating | Natural Gas | Insulation - Ceiling | A | OCM743 | R-13 | R-38 | 22 | 0.11792 | 0 | 0 | 0.79 | 0.04 | 0 | 0 | 0.24319 | 0.25 | sqft roof | 15% | 46.67% | Discretionary | Retro1Slow_OR | 84.23% | Space Heating | 0% | 366.7412 |  | 285.5491 |  | 0 | Avista TRM | Avista TRM | Avista TRM | R-13 | R-13 | R-13 | R-13 | R-13 | R-13 | R-13 | R-13 | R-13 | R-13 | R-13 | R-13 | R-13 | R-13 | R-13 | R-13 | R-13 | R-13 | R-13 | R-13 | R-13 | R-13 | R-13 | R-13 | R-13 | R-13 | R-13 | R-38 | R-38 | R-38 | R-38 | R-38 | R-38 | R-38 | R-38 | R-38 | R-38 | R-38 | R-38 | R-38 | R-38 | R-38 | R-38 | R-38 | R-38 | R-38 | R-38 | R-38 | R-38 | R-38 | R-38 | R-38 | R-38 | R-38 | 0.79 | 0.79 | 0.79 | 0.79 | 0.79 | 0.79 | 0.79 | 0.79 | 0.79 | 0.79 | 0.79 | 0.79 | 0.79 | 0.79 | 0.79 | 0.79 | 0.79 | 0.79 | 0.79 | 0.79 | 0.79 | 0.79 | 0.79 | 0.79 | 0.79 | 0.79 | 0.79 | 0 | 0 | 0.1238 | 0.12144 | 0.11893 | 0.11632 | 0.11357 | 0.11066 | 0.10755 | 0.10424 | 0.10075 | 0.097105 | 0.093385 | 0.089676 | 0.08608 | 0.082696 | 0.0796 | 0.076958 | 0.074767 | 0.072815 | 0.071152 | 0.06956 | 0.068245 | 0.066949 | 0.065668 | 0.064404 | 0.063152 | 0.12223 | 0.064513 | 0.21374 | 0.34005 | 0.50395 | 0.70322 | 0.92969 | 1.1682 | 1.3964 | 1.5872 | 1.7125 | 1.7494 | 1.6863 | 1.5271 | 1.2924 | 1.0171 | 0.7386 | 0.52702 | 0.28099 | 0.21976 | 0 | 0 | 0 | 0 | 0 | 0.12223 | 0.1844 | 0.39435 | 0.72575 | 1.2125 | 1.8846 | 2.7613 | 3.8446 | 5.1121 | 6.5145 | 7.9775 | 9.41 | 10.719 | 11.8246 | 12.6743 | 13.2708 | 13.6315 | 13.8027 | 13.7685 | 13.6802 | 13.4215 | 13.1665 | 12.9146 | 12.666 | 12.4198 | 987.2809 | 531.2477 | 1797.1583 | 2923.3242 | 4437.1979 | 6355.0155 | 8644.5663 | 11206.4801 | 13860.4844 | 16344.8037 | 18337.8076 | 19507.9746 | 19589.4179 | 18466.33 | 16236.0342 | 13216.4469 | 9878.6473 | 7237.7245 | 3949.1238 | 3159.299 | 0 | 0 | 0 | 0 | 0 | 987.2809 | 1518.5287 | 3315.6869 | 6239.0111 | 10676.209 | 17031.2245 | 25675.7907 | 36882.2708 | 50742.7552 | 67087.5589 | 85425.3665 | 104933.3411 | 124522.759 | 142989.089 | 159225.1232 | 172441.5701 | 182320.2174 | 189557.9419 | 193507.0657 | 196666.3647 | 196666.3647 | 196666.3647 | 196666.3647 | 196666.3647 | 196666.3647 | 0.10512 | 0.056155 | 0.18815 | 0.30271 | 0.45376 | 0.64064 | 0.85727 | 1.0908 | 1.321 | 1.522 | 1.6654 | 1.7261 | 1.6883 | 1.5516 | 1.3325 | 1.0637 | 0.783 | 0.56629 | 0.30594 | 0.24249 | 0 | 0 | 0 | 0 | 0 | 0.10512 | 0.16051 | 0.34713 | 0.64605 | 1.0918 | 1.7169 | 2.5462 | 3.5899 | 4.8362 | 6.2472 | 7.7583 | 9.2844 | 10.7321 | 12.0147 | 13.0678 | 13.878 | 14.451 | 14.8312 | 14.991 | 15.0952 | 15.0036 | 14.9143 | 14.8271 | 14.7417 | 14.658 | 839.1888 | 451.5606 | 1527.5845 | 2484.8256 | 3771.6182 | 5401.7631 | 7347.8813 | 9525.5081 | 11781.4118 | 13893.0832 | 15587.1364 | 16581.7784 | 16651.0052 | 15696.3805 | 13800.6291 | 11233.9799 | 8396.8502 | 6152.0659 | 3356.7552 | 2685.4042 | 0 | 0 | 0 | 0 | 0 | 839.1888 | 1290.7494 | 2818.3339 | 5303.1595 | 9074.7776 | 14476.5408 | 21824.4221 | 31349.9302 | 43131.3419 | 57024.4251 | 72611.5615 | 89193.3399 | 105844.3451 | 121540.7256 | 135341.3547 | 146575.3346 | 154972.1848 | 161124.2506 | 164481.0058 | 167166.41 | 167166.41 | 167166.41 | 167166.41 | 167166.41 | 167166.41 | 0.10514 | 0.056166 | 0.18823 | 0.30289 | 0.4541 | 0.64119 | 0.85807 | 1.0918 | 1.3224 | 1.5236 | 1.6671 | 1.7277 | 1.6898 | 1.5529 | 1.3335 | 1.0643 | 0.78342 | 0.56653 | 0.30604 | 0.24255 | 0 | 0 | 0 | 0 | 0 | 0.10514 | 0.16055 | 0.34727 | 0.64643 | 1.0926 | 1.7184 | 2.5486 | 3.5934 | 4.8411 | 6.2535 | 7.7661 | 9.2933 | 10.7417 | 12.0246 | 13.0774 | 13.8869 | 14.4588 | 14.8376 | 14.9959 | 15.0987 | 15.0073 | 14.9182 | 14.8313 | 14.7462 | 14.6627 | 839.1888 | 451.5606 | 1527.5845 | 2484.8256 | 3771.6182 | 5401.7631 | 7347.8813 | 9525.5081 | 11781.4118 | 13893.0832 | 15587.1364 | 16581.7784 | 16651.0052 | 15696.3805 | 13800.6291 | 11233.9799 | 8396.8502 | 6152.0659 | 3356.7552 | 2685.4042 | 0 | 0 | 0 | 0 | 0 | 839.1888 | 1290.7494 | 2818.3339 | 5303.1595 | 9074.7776 | 14476.5408 | 21824.4221 | 31349.9302 | 43131.3419 | 57024.4251 | 72611.5615 | 89193.3399 | 105844.3451 | 121540.7256 | 135341.3547 | 146575.3346 | 154972.1848 | 161124.2506 | 164481.0058 | 167166.41 | 167166.41 | 167166.41 | 167166.41 | 167166.41 | 167166.41 | 0.10511 | 0.056143 | 0.18808 | 0.30255 | 0.45346 | 0.64012 | 0.85645 | 1.0896 | 1.3194 | 1.5199 | 1.6628 | 1.7231 | 1.6852 | 1.5485 | 1.3296 | 1.0612 | 0.78108 | 0.56481 | 0.3051 | 0.24179 | 0 | 0 | 0 | 0 | 0 | 0.10511 | 0.16048 | 0.347 | 0.64571 | 1.0911 | 1.7155 | 2.5438 | 3.5859 | 4.8301 | 6.2384 | 7.7462 | 9.2685 | 10.7121 | 11.9906 | 13.0396 | 13.846 | 14.4155 | 14.7926 | 14.9498 | 15.0514 | 14.96 | 14.871 | 14.7841 | 14.699 | 14.6155 | 839.1888 | 451.5606 | 1527.5845 | 2484.8256 | 3771.6182 | 5401.7631 | 7347.8813 | 9525.5081 | 11781.4118 | 13893.0832 | 15587.1364 | 16581.7784 | 16651.0052 | 15696.3805 | 13800.6291 | 11233.9799 | 8396.8502 | 6152.0659 | 3356.7552 | 2685.4042 | 0 | 0 | 0 | 0 | 0 | 839.1888 | 1290.7494 | 2818.3339 | 5303.1595 | 9074.7776 | 14476.5408 | 21824.4221 | 31349.9302 | 43131.3419 | 57024.4251 | 72611.5615 | 89193.3399 | 105844.3451 | 121540.7256 | 135341.3547 | 146575.3346 | 154972.1848 | 161124.2506 | 164481.0058 | 167166.41 | 167166.41 | 167166.41 | 167166.41 | 167166.41 | 167166.41 | 357.5078 | 358.6035 | 359.692 | 360.7707 | 361.8367 | 362.8872 | 363.9194 | 364.9305 | 365.9172 | 366.876 | 367.8039 | 368.6979 | 369.5553 | 370.3735 | 371.1501 | 371.8827 | 372.5693 | 373.2069 | 373.7951 | 374.3328 | 374.8243 | 375.2733 | 375.6836 | 376.0583 | 376.4005 | 278.3599 | 279.213 | 280.0606 | 280.9005 | 281.7305 | 282.5484 | 283.352 | 284.1394 | 284.9076 | 285.6541 | 286.3766 | 287.0726 | 287.7402 | 288.3773 | 288.9819 | 289.5524 | 290.087 | 290.5834 | 291.0414 | 291.4601 | 291.8427 | 292.1924 | 292.5118 | 292.8036 | 293.07
OR_Commercial_Interruptible - Health_Existing_Space Heating_Natural Gas_Insulation - Ducting_A | OR | Commercial | Interruptible - Health | Existing | Space Heating | Natural Gas | Insulation - Ducting | A | OCM744 | R-4 | R-8 | 20 | 0 | 0 | 0 | 0.96 | 0 | 0 | 0 | 0.24319 | 0.25 | sqft duct | 15% | 46.67% | Discretionary | Retro1Slow_OR | 84.23% | Central Systems | 0% | 0 |  | 0 |  | 0 | INS_DCT-All-DEER-1 | INS_DCT-All-DEER-1 | Building Energy Simulation Tool | R-4 | R-4 | R-4 | R-4 | R-4 | R-4 | R-4 | R-4 | R-4 | R-4 | R-4 | R-4 | R-4 | R-4 | R-4 | R-4 | R-4 | R-4 | R-4 | R-4 | R-4 | R-4 | R-4 | R-4 | R-4 | R-4 | R-4 | R-8 | R-8 | R-8 | R-8 | R-8 | R-8 | R-8 | R-8 | R-8 | R-8 | R-8 | R-8 | R-8 | R-8 | R-8 | R-8 | R-8 | R-8 | R-8 | R-8 | R-8 | R-8 | R-8 | R-8 | R-8 | R-8 | R-8 | 0.96 | 0.96 | 0.96 | 0.96 | 0.96 | 0.96 | 0.96 | 0.96 | 0.96 | 0.96 | 0.96 | 0.96 | 0.96 | 0.96 | 0.96 | 0.96 | 0.96 | 0.96 | 0.96 | 0.96 | 0.96 | 0.96 | 0.96 | 0.96 | 0.96 | 0.96 | 0.96 | 0 | 0 | 0 | 0 | 0 | 0 | 0 | 0 | 0 | 0 | 0 | 0 | 0 | 0 | 0 | 0 | 0 | 0 | 0 | 0 | 0 | 0 | 0 | 0 | 0 | 0 | 0 | 0 | 0 | 0 | 0 | 0 | 0 | 0 | 0 | 0 | 0 | 0 | 0 | 0 | 0 | 0 | 0 | 0 | 0 | 0 | 0 | 0 | 0 | 0 | 0 | 0 | 0 | 0 | 0 | 0 | 0 | 0 | 0 | 0 | 0 | 0 | 0 | 0 | 0 | 0 | 0 | 0 | 0 | 0 | 0 | 0 | 0 | 0 | 0 | 0 | 0 | 493.6405 | 265.6239 | 898.5791 | 1461.6621 | 2218.5989 | 3177.5077 | 4322.2831 | 5603.24 | 6930.2422 | 8172.4019 | 9168.9038 | 9753.9873 | 9794.7089 | 9233.165 | 8118.0171 | 6608.2234 | 4939.3236 | 3618.8623 | 1974.5619 | 1579.6495 | 0 | 0 | 0 | 0 | 0 | 493.6405 | 759.2643 | 1657.8435 | 3119.5056 | 5338.1045 | 8515.6122 | 12837.8954 | 18441.1354 | 25371.3776 | 33543.7795 | 42712.6832 | 52466.6706 | 62261.3795 | 71494.5445 | 79612.5616 | 86220.785 | 91160.1087 | 94778.971 | 96753.5328 | 98333.1824 | 98333.1824 | 98333.1824 | 98333.1824 | 98333.1824 | 98333.1824 | 0 | 0 | 0 | 0 | 0 | 0 | 0 | 0 | 0 | 0 | 0 | 0 | 0 | 0 | 0 | 0 | 0 | 0 | 0 | 0 | 0 | 0 | 0 | 0 | 0 | 0 | 0 | 0 | 0 | 0 | 0 | 0 | 0 | 0 | 0 | 0 | 0 | 0 | 0 | 0 | 0 | 0 | 0 | 0 | 0 | 0 | 0 | 0 | 0 | 0 | 419.5944 | 225.7803 | 763.7923 | 1242.4128 | 1885.8091 | 2700.8816 | 3673.9407 | 4762.754 | 5890.7059 | 6946.5416 | 7793.5682 | 8290.8892 | 8325.5026 | 7848.1903 | 6900.3145 | 5616.9899 | 4198.4251 | 3076.0329 | 1678.3776 | 1342.7021 | 0 | 0 | 0 | 0 | 0 | 419.5944 | 645.3747 | 1409.1669 | 2651.5797 | 4537.3888 | 7238.2704 | 10912.2111 | 15674.9651 | 21565.671 | 28512.2125 | 36305.7808 | 44596.67 | 52922.1726 | 60770.3628 | 67670.6773 | 73287.6673 | 77486.0924 | 80562.1253 | 82240.5029 | 83583.205 | 83583.205 | 83583.205 | 83583.205 | 83583.205 | 83583.205 | 0 | 0 | 0 | 0 | 0 | 0 | 0 | 0 | 0 | 0 | 0 | 0 | 0 | 0 | 0 | 0 | 0 | 0 | 0 | 0 | 0 | 0 | 0 | 0 | 0 | 0 | 0 | 0 | 0 | 0 | 0 | 0 | 0 | 0 | 0 | 0 | 0 | 0 | 0 | 0 | 0 | 0 | 0 | 0 | 0 | 0 | 0 | 0 | 0 | 0 | 0 | 0 | 0 | 0 | 0 | 0 | 0 | 0 | 0 | 0 | 0 | 0 | 0 | 0 | 0 | 0 | 0 | 0 | 0 | 0 | 0 | 0 | 0 | 0 | 0 | 0 | 0 | 0 | 0 | 0 | 0 | 0 | 0 | 0 | 0 | 0 | 0 | 0 | 0 | 0 | 0 | 0 | 0 | 0 | 0 | 0 | 0 | 0 | 0 | 0 | 0 | 0 | 0 | 0 | 0 | 0 | 0 | 0 | 0 | 0 | 0 | 0 | 0 | 0 | 0 | 0 | 0 | 0 | 0 | 0 | 0 | 0 | 0 | 0 | 0 | 0 | 0 | 0 | 0 | 0 | 0 | 0 | 0 | 0 | 0 | 0 | 0 | 0 | 0 | 0 | 0 | 0 | 0 | 0 | 0 | 0 | 0 | 0 | 0 | 0 | 0 | 0 | 0 | 0 | 0 | 0 | 0 | 0 | 0 | 0 | 0 | 0 | 0 | 0 | 0 | 0 | 0 | 0 | 0 | 0 | 0 | 0 | 0 | 0 | 0 | 0 | 0 | 0 | 0 | 0 | 0 | 0 | 0 | 0 | 0 | 0 | 0 | 0 | 0 | 0 | 0 | 0 | 0 | 0 | 0 | 0 | 0 | 0 | 0 | 0 | 0 | 0 | 0 | 0 | 0 | 0 | 0 | 0 | 0 | 0 | 0 | 0 | 0 | 0 | 0 | 0 | 0 | 0 | 0 | 0 | 0 | 0 | 0 | 0 | 0 | 0 | 0 | 0 | 0 | 0 | 0 | 0 | 0 | 0 | 0 | 0 | 0 | 0 | 0 | 0 | 0 | 0 | 0 | 0 | 0 | 0 | 0 | 0 | 0 | 0
OR_Commercial_Interruptible - Health_Existing_Space Heating_Natural Gas_Insulation - Wall Cavity_A | OR | Commercial | Interruptible - Health | Existing | Space Heating | Natural Gas | Insulation - Wall Cavity | A | OCM745 | R-9 | R-23 | 22 | 0.18869 | 0 | 0 | 0.67 | 0.07 | 0 | 0 | 0.24319 | 0.25 | sqft wall | 15% | 46.67% | Discretionary | Retro1Slow_OR | 84.23% | Space Heating | 0% | 26.6132 |  | 151.3499 |  | 0 | Avista TRM | Avista TRM | Avista TRM | R-9 | R-9 | R-9 | R-9 | R-9 | R-9 | R-9 | R-9 | R-9 | R-9 | R-9 | R-9 | R-9 | R-9 | R-9 | R-9 | R-9 | R-9 | R-9 | R-9 | R-9 | R-9 | R-9 | R-9 | R-9 | R-9 | R-9 | R-23 | R-23 | R-23 | R-23 | R-23 | R-23 | R-23 | R-23 | R-23 | R-23 | R-23 | R-23 | R-23 | R-23 | R-23 | R-23 | R-23 | R-23 | R-23 | R-23 | R-23 | R-23 | R-23 | R-23 | R-23 | R-23 | R-23 | 0.67 | 0.67 | 0.67 | 0.67 | 0.67 | 0.67 | 0.67 | 0.67 | 0.67 | 0.67 | 0.67 | 0.67 | 0.67 | 0.67 | 0.67 | 0.67 | 0.67 | 0.67 | 0.67 | 0.67 | 0.67 | 0.67 | 0.67 | 0.67 | 0.67 | 0.67 | 0.67 | 0 | 0 | 0.19843 | 0.19513 | 0.19175 | 0.1883 | 0.18477 | 0.18113 | 0.17739 | 0.17352 | 0.16955 | 0.16547 | 0.16135 | 0.15722 | 0.15315 | 0.14921 | 0.14545 | 0.14199 | 0.13883 | 0.13584 | 0.13304 | 0.13031 | 0.12785 | 0.12542 | 0.12302 | 0.12066 | 0.11831 | 0.14692 | 0.077743 | 0.25844 | 0.41282 | 0.61484 | 0.86327 | 1.15 | 1.4584 | 1.7624 | 2.0284 | 2.2189 | 2.3001 | 2.2499 | 2.0664 | 1.7711 | 1.4074 | 1.0285 | 0.73734 | 0.39403 | 0.30876 | 0 | 0 | 0 | 0 | 0 | 0.14692 | 0.22222 | 0.4768 | 0.88104 | 1.4794 | 2.3135 | 3.4157 | 4.7997 | 6.4521 | 8.3255 | 10.3368 | 12.3722 | 14.302 | 16.0004 | 17.3687 | 18.3628 | 18.9826 | 19.3112 | 19.3074 | 19.2201 | 18.8568 | 18.4986 | 18.1448 | 17.7956 | 17.4496 | 740.4157 | 398.4116 | 1347.7868 | 2192.3599 | 3327.6961 | 4765.9719 | 6483.0306 | 8404.3492 | 10394.7314 | 12257.8577 | 13752.5197 | 14630.0916 | 14691.1703 | 13848.9057 | 12176.2855 | 9911.7327 | 7408.5351 | 5427.9635 | 2961.6628 | 2369.3302 | 0 | 0 | 0 | 0 | 0 | 740.4157 | 1138.8273 | 2486.614 | 4678.9739 | 8006.67 | 12772.6419 | 19255.6725 | 27660.0217 | 38054.7531 | 50312.6108 | 64065.1305 | 78695.2221 | 93386.3924 | 107235.2981 | 119411.5836 | 129323.3162 | 136731.8514 | 142159.8148 | 145121.4776 | 147490.8079 | 147490.8079 | 147490.8079 | 147490.8079 | 147490.8079 | 147490.8079 | 0.12632 | 0.067629 | 0.22723 | 0.36685 | 0.55223 | 0.78376 | 1.0556 | 1.3537 | 1.6546 | 1.9267 | 2.1331 | 2.2382 | 2.2167 | 2.0616 | 1.7895 | 1.4402 | 1.0659 | 0.77395 | 0.41894 | 0.33259 | 0 | 0 | 0 | 0 | 0 | 0.12632 | 0.19331 | 0.41924 | 0.78293 | 1.3287 | 2.1005 | 3.1353 | 4.4551 | 6.0576 | 7.9083 | 9.9368 | 12.0394 | 14.091 | 15.9637 | 17.5499 | 18.7909 | 19.6725 | 20.27 | 20.528 | 20.7039 | 20.5783 | 20.4559 | 20.3364 | 20.2194 | 20.1046 | 629.3533 | 338.6498 | 1145.6187 | 1863.5059 | 2828.5417 | 4051.0761 | 5510.576 | 7143.6968 | 8835.5217 | 10419.179 | 11689.6417 | 12435.5779 | 12487.4948 | 11771.5698 | 10349.8427 | 8424.9728 | 6297.2549 | 4613.7689 | 2517.4134 | 2013.9307 | 0 | 0 | 0 | 0 | 0 | 629.3533 | 968.0032 | 2113.6219 | 3977.1278 | 6805.6695 | 10856.7456 | 16367.3216 | 23511.0184 | 32346.5402 | 42765.7192 | 54455.3609 | 66890.9388 | 79378.4336 | 91150.0034 | 101499.846 | 109924.8188 | 116222.0737 | 120835.8426 | 123353.256 | 125367.1867 | 125367.1867 | 125367.1867 | 125367.1867 | 125367.1867 | 125367.1867 | 0.12635 | 0.067642 | 0.22732 | 0.36706 | 0.55264 | 0.78443 | 1.0566 | 1.355 | 1.6563 | 1.9287 | 2.1352 | 2.2404 | 2.2187 | 2.0633 | 1.7909 | 1.4411 | 1.0665 | 0.77429 | 0.41908 | 0.33267 | 0 | 0 | 0 | 0 | 0 | 0.12635 | 0.19335 | 0.41941 | 0.78339 | 1.3297 | 2.1022 | 3.1382 | 4.4595 | 6.0637 | 7.9163 | 9.9467 | 12.0509 | 14.1036 | 15.9768 | 17.5628 | 18.8029 | 19.683 | 20.2788 | 20.5347 | 20.7087 | 20.5834 | 20.4613 | 20.3421 | 20.2255 | 20.1111 | 629.3533 | 338.6498 | 1145.6187 | 1863.5059 | 2828.5417 | 4051.0761 | 5510.576 | 7143.6968 | 8835.5217 | 10419.179 | 11689.6417 | 12435.5779 | 12487.4948 | 11771.5698 | 10349.8427 | 8424.9728 | 6297.2549 | 4613.7689 | 2517.4134 | 2013.9307 | 0 | 0 | 0 | 0 | 0 | 629.3533 | 968.0032 | 2113.6219 | 3977.1278 | 6805.6695 | 10856.7456 | 16367.3216 | 23511.0184 | 32346.5402 | 42765.7192 | 54455.3609 | 66890.9388 | 79378.4336 | 91150.0034 | 101499.846 | 109924.8188 | 116222.0737 | 120835.8426 | 123353.256 | 125367.1867 | 125367.1867 | 125367.1867 | 125367.1867 | 125367.1867 | 125367.1867 | 0.12632 | 0.067614 | 0.22715 | 0.36666 | 0.55186 | 0.78312 | 1.0546 | 1.3522 | 1.6526 | 1.924 | 2.1297 | 2.2344 | 2.2126 | 2.0575 | 1.7857 | 1.4369 | 1.0633 | 0.77194 | 0.41779 | 0.33163 | 0 | 0 | 0 | 0 | 0 | 0.12632 | 0.19327 | 0.41908 | 0.78252 | 1.3278 | 2.0987 | 3.1322 | 4.4501 | 6.0499 | 7.8971 | 9.9213 | 12.0188 | 14.0648 | 15.9316 | 17.5121 | 18.7476 | 19.6242 | 20.2172 | 20.4715 | 20.6439 | 20.5186 | 20.3966 | 20.2774 | 20.1607 | 20.0463 | 629.3533 | 338.6498 | 1145.6187 | 1863.5059 | 2828.5417 | 4051.0761 | 5510.576 | 7143.6968 | 8835.5217 | 10419.179 | 11689.6417 | 12435.5779 | 12487.4948 | 11771.5698 | 10349.8427 | 8424.9728 | 6297.2549 | 4613.7689 | 2517.4134 | 2013.9307 | 0 | 0 | 0 | 0 | 0 | 629.3533 | 968.0032 | 2113.6219 | 3977.1278 | 6805.6695 | 10856.7456 | 16367.3216 | 23511.0184 | 32346.5402 | 42765.7192 | 54455.3609 | 66890.9388 | 79378.4336 | 91150.0034 | 101499.846 | 109924.8188 | 116222.0737 | 120835.8426 | 123353.256 | 125367.1867 | 125367.1867 | 125367.1867 | 125367.1867 | 125367.1867 | 125367.1867 | 25.9432 | 26.0227 | 26.1017 | 26.18 | 26.2573 | 26.3336 | 26.4085 | 26.4818 | 26.5534 | 26.623 | 26.6904 | 26.7552 | 26.8175 | 26.8768 | 26.9332 | 26.9863 | 27.0362 | 27.0824 | 27.1251 | 27.1641 | 27.1998 | 27.2324 | 27.2622 | 27.2894 | 27.3142 | 147.5394 | 147.9916 | 148.4408 | 148.886 | 149.3259 | 149.7594 | 150.1854 | 150.6027 | 151.0099 | 151.4055 | 151.7885 | 152.1574 | 152.5113 | 152.8489 | 153.1694 | 153.4718 | 153.7551 | 154.0182 | 154.261 | 154.4829 | 154.6857 | 154.871 | 155.0403 | 155.195 | 155.3362
OR_Commercial_Interruptible - Health_Existing_Space Heating_Natural Gas_Green Roof - Vegetated Rooftop_A | OR | Commercial | Interruptible - Health | Existing | Space Heating | Natural Gas | Green Roof - Vegetated Rooftop | A | OCM746 | No vegetation on roof | Green roof | 25 | 0.0067242 | 0 | 0 | 15.28 | 0 | 1.15 | 0 | 0.28365 | 0.25 | sqft roof | 0% | 0% | Discretionary | Retro1Slow_OR | 84.23% | Space Heating | 0% | 396956.7395 |  | 99412.2433 |  | 0 | Measure Cost Research v1.1 - Sep 2020.xlsx | Measure Cost Research v1.1 - Sep 2020.xlsx | Measure Cost Research v1.1 - Sep 2020.xlsx | No vegetation on roof | No vegetation on roof | No vegetation on roof | No vegetation on roof | No vegetation on roof | No vegetation on roof | No vegetation on roof | No vegetation on roof | No vegetation on roof | No vegetation on roof | No vegetation on roof | No vegetation on roof | No vegetation on roof | No vegetation on roof | No vegetation on roof | No vegetation on roof | No vegetation on roof | No vegetation on roof | No vegetation on roof | No vegetation on roof | No vegetation on roof | No vegetation on roof | No vegetation on roof | No vegetation on roof | No vegetation on roof | No vegetation on roof | No vegetation on roof | Green roof | Green roof | Green roof | Green roof | Green roof | Green roof | Green roof | Green roof | Green roof | Green roof | Green roof | Green roof | Green roof | Green roof | Green roof | Green roof | Green roof | Green roof | Green roof | Green roof | Green roof | Green roof | Green roof | Green roof | Green roof | Green roof | Green roof | 15.28 | 15.28 | 15.28 | 15.28 | 15.28 | 15.28 | 15.28 | 15.28 | 15.28 | 15.28 | 15.28 | 15.28 | 15.28 | 15.28 | 15.28 | 15.28 | 15.28 | 15.28 | 15.28 | 15.28 | 15.28 | 15.28 | 15.28 | 15.28 | 15.28 | 15.28 | 15.28 | 0 | 0 | 0.0070178 | 0.0068163 | 0.0066042 | 0.0063926 | 0.0061794 | 0.0059573 | 0.0057238 | 0.0054815 | 0.0052338 | 0.0049857 | 0.0047438 | 0.0045116 | 0.0042927 | 0.0040903 | 0.0039083 | 0.0037542 | 0.0036272 | 0.0035153 | 0.0034209 | 0.0033313 | 0.0032683 | 0.0032061 | 0.0031448 | 0.0030842 | 0.0030242 | 0 | 0 | 0 | 0 | 0 | 0 | 0 | 0 | 0 | 0 | 0 | 0 | 0 | 0 | 0 | 0 | 0 | 0 | 0 | 0 | 0 | 0 | 0 | 0 | 0 | 0 | 0 | 0 | 0 | 0 | 0 | 0 | 0 | 0 | 0 | 0 | 0 | 0 | 0 | 0 | 0 | 0 | 0 | 0 | 0 | 0 | 0 | 0 | 0 | 0 | 0 | 0 | 0 | 0 | 0 | 0 | 0 | 0 | 0 | 0 | 0 | 0 | 0 | 0 | 0 | 0 | 0 | 0 | 0 | 0 | 0 | 0 | 0 | 0 | 0 | 0 | 0 | 0 | 0 | 0 | 0 | 0 | 0 | 0 | 0 | 0 | 0 | 0 | 0 | 0 | 0 | 0 | 0 | 0 | 0 | 0 | 0 | 0 | 0 | 0 | 0 | 0 | 0 | 0 | 0 | 0 | 0 | 0 | 0 | 0 | 0 | 0 | 0 | 0 | 0 | 0 | 0 | 0 | 0 | 0 | 0 | 0 | 0 | 0 | 0 | 0 | 0 | 0 | 0 | 0 | 0 | 0 | 0 | 0 | 0 | 0 | 0 | 0 | 0 | 0 | 0 | 0 | 0 | 0 | 0 | 0 | 0 | 0 | 0 | 0 | 0 | 0 | 0 | 0 | 0 | 0 | 0 | 0 | 0 | 0 | 0 | 0 | 0 | 0 | 0 | 0 | 0 | 0 | 0 | 0 | 0 | 0 | 0 | 0 | 0 | 0 | 0 | 0 | 0 | 0 | 0 | 0 | 0 | 0 | 0 | 0 | 0 | 0 | 0 | 0 | 0 | 0 | 0 | 0 | 0 | 0 | 0 | 0 | 0 | 0 | 0 | 0 | 0 | 0 | 0 | 0 | 0 | 0 | 0 | 0 | 0 | 0 | 0 | 0 | 0 | 0 | 0 | 0 | 0 | 0 | 0 | 0 | 0 | 0 | 0 | 0 | 0 | 0 | 0 | 0 | 0 | 0 | 0 | 0 | 0 | 0 | 0 | 0 | 0 | 0 | 0 | 0 | 0 | 0 | 0 | 0 | 0 | 0 | 0 | 0 | 0 | 0 | 0 | 0 | 0 | 0 | 0 | 0 | 0 | 0 | 0 | 0 | 0 | 0 | 0 | 0 | 0 | 0 | 0 | 0 | 0 | 0 | 0 | 0 | 0 | 0 | 0 | 0 | 0 | 0 | 0 | 0 | 0 | 0 | 0 | 0 | 0 | 0 | 0 | 0 | 0 | 0 | 0 | 0 | 0 | 0 | 0 | 0 | 0 | 0 | 0 | 0 | 0 | 0 | 0 | 0 | 0 | 0 | 0 | 0 | 0 | 0 | 0 | 0 | 0 | 0 | 0 | 0 | 0 | 0 | 0 | 0 | 0 | 0 | 0 | 0 | 0 | 0 | 0 | 0 | 0 | 0 | 0 | 0 | 0 | 0 | 0 | 0 | 0 | 0 | 0 | 0 | 0 | 0 | 0 | 0 | 0 | 0 | 0 | 0 | 0 | 0 | 0 | 0 | 0 | 0 | 0 | 0 | 0 | 0 | 0 | 0 | 0 | 0 | 0 | 0 | 0 | 0 | 0 | 0 | 0 | 0 | 0 | 0 | 0 | 0 | 0 | 0 | 0 | 0 | 0 | 0 | 0 | 0 | 0 | 0 | 0 | 0 | 0 | 0 | 0 | 0 | 0 | 0 | 0 | 0 | 0 | 0 | 0 | 0 | 386962.6315 | 388148.5335 | 389326.806 | 390494.3679 | 391648.171 | 392785.1931 | 393902.4327 | 394996.9042 | 396064.8248 | 397102.6284 | 398106.9535 | 399074.6326 | 400002.6836 | 400888.3014 | 401728.8504 | 402521.8588 | 403265.0126 | 403955.1466 | 404591.8216 | 405173.8387 | 405705.7678 | 406191.8185 | 406635.8651 | 407041.4699 | 407411.9056 | 96909.3593 | 97206.3518 | 97501.4336 | 97793.8331 | 98082.7869 | 98367.5381 | 98647.3351 | 98921.4301 | 99188.8758 | 99448.7792 | 99700.2983 | 99942.6399 | 100175.0573 | 100396.8478 | 100607.3515 | 100805.9493 | 100992.0618 | 101164.8961 | 101324.3425 | 101470.1005 | 101603.3147 | 101725.0392 | 101836.2445 | 101937.8225 | 102030.5929
OR_Commercial_Interruptible - Health_Existing_Space Heating_Natural Gas_Ducting - Repair and Sealing_A | OR | Commercial | Interruptible - Health | Existing | Space Heating | Natural Gas | Ducting - Repair and Sealing | A | OCM747 | 20% Leakage | Sealed | 18 | 0.19212 | 0 | 0 | 0.65 | 0.07 | 0 | 0 | 0.19525 | 0.25 | sqft duct | 15% | 66.67% | Discretionary | Retro1Slow_OR | 84.23% | Central Systems | 0% | 45.326 |  | 143.301 |  | 0 | DCT_RPR-All-DEER-1 | DCT_RPR-Cooling-RTF-1 | Building Energy Simulation Tool | 20% Leakage | 20% Leakage | 20% Leakage | 20% Leakage | 20% Leakage | 20% Leakage | 20% Leakage | 20% Leakage | 20% Leakage | 20% Leakage | 20% Leakage | 20% Leakage | 20% Leakage | 20% Leakage | 20% Leakage | 20% Leakage | 20% Leakage | 20% Leakage | 20% Leakage | 20% Leakage | 20% Leakage | 20% Leakage | 20% Leakage | 20% Leakage | 20% Leakage | 20% Leakage | 20% Leakage | Sealed | Sealed | Sealed | Sealed | Sealed | Sealed | Sealed | Sealed | Sealed | Sealed | Sealed | Sealed | Sealed | Sealed | Sealed | Sealed | Sealed | Sealed | Sealed | Sealed | Sealed | Sealed | Sealed | Sealed | Sealed | Sealed | Sealed | 0.65 | 0.65 | 0.65 | 0.65 | 0.65 | 0.65 | 0.65 | 0.65 | 0.65 | 0.65 | 0.65 | 0.65 | 0.65 | 0.65 | 0.65 | 0.65 | 0.65 | 0.65 | 0.65 | 0.65 | 0.65 | 0.65 | 0.65 | 0.65 | 0.65 | 0.65 | 0.65 | 0 | 0 | 0.20195 | 0.19849 | 0.19488 | 0.19116 | 0.1873 | 0.18327 | 0.17904 | 0.1746 | 0.16996 | 0.16517 | 0.16027 | 0.15537 | 0.15057 | 0.14597 | 0.14168 | 0.13783 | 0.13443 | 0.1313 | 0.12847 | 0.12574 | 0.12336 | 0.12102 | 0.1187 | 0.11642 | 0.11416 | 0.16265 | 0.086021 | 0.28571 | 0.45589 | 0.678 | 0.95012 | 1.2626 | 1.5962 | 1.9218 | 2.2023 | 2.3976 | 2.4726 | 2.4062 | 2.1991 | 1.8765 | 1.486 | 1.0834 | 0.77527 | 0.31042 | 0.26957 | 0 | 0 | 0 | 0 | 0 | 0.16265 | 0.24588 | 0.52713 | 0.97297 | 1.6313 | 2.5463 | 3.7501 | 5.2534 | 7.0357 | 9.0394 | 11.1691 | 13.3001 | 15.2953 | 17.0278 | 18.403 | 19.389 | 19.9947 | 20.3045 | 20.1772 | 20.0174 | 19.6391 | 19.266 | 18.8975 | 18.5338 | 18.1735 | 805.4134 | 433.3863 | 1466.1028 | 2384.8171 | 3619.8193 | 5184.3547 | 7052.1462 | 9142.1285 | 11307.2373 | 13333.9188 | 14959.7904 | 15914.4004 | 15980.8409 | 15064.6376 | 13245.1858 | 10781.8383 | 8058.8965 | 5904.4595 | 2416.2402 | 2143.9366 | 0 | 0 | 0 | 0 | 0 | 805.4134 | 1238.7997 | 2704.9025 | 5089.7196 | 8709.5389 | 13893.8936 | 20946.0398 | 30088.1683 | 41395.4056 | 54729.3244 | 69689.1148 | 85603.5151 | 101584.356 | 116648.9936 | 129894.1794 | 140676.0177 | 148734.9142 | 154639.3737 | 157055.6139 | 159199.5505 | 159199.5505 | 159199.5505 | 159199.5505 | 159199.5505 | 159199.5505 | 0.13986 | 0.07484 | 0.25129 | 0.4053 | 0.60936 | 0.86343 | 1.1605 | 1.4843 | 1.8086 | 2.0982 | 2.3135 | 2.417 | 2.3833 | 2.2074 | 1.9089 | 1.5318 | 1.1314 | 0.82024 | 0.33272 | 0.29278 | 0 | 0 | 0 | 0 | 0 | 0.13986 | 0.21393 | 0.46362 | 0.865 | 1.4662 | 2.314 | 3.4468 | 4.8849 | 6.6211 | 8.6122 | 10.7771 | 13.0009 | 15.1499 | 17.0921 | 18.7208 | 19.9861 | 20.8807 | 21.4824 | 21.627 | 21.7406 | 21.6087 | 21.4801 | 21.3546 | 21.2318 | 21.1113 | 684.6014 | 368.3783 | 1246.1874 | 2027.0946 | 3076.8464 | 4406.7015 | 5994.3242 | 7770.8092 | 9611.1517 | 11333.831 | 12715.8218 | 13527.2403 | 13583.7147 | 12804.942 | 11258.4079 | 9164.5625 | 6850.062 | 5018.7906 | 2053.8042 | 1822.3461 | 0 | 0 | 0 | 0 | 0 | 684.6014 | 1052.9797 | 2299.1671 | 4326.2617 | 7403.1081 | 11809.8096 | 17804.1338 | 25574.943 | 35186.0947 | 46519.9257 | 59235.7475 | 72762.9878 | 86346.7026 | 99151.6446 | 110410.0525 | 119574.615 | 126424.677 | 131443.4676 | 133497.2718 | 135319.6179 | 135319.6179 | 135319.6179 | 135319.6179 | 135319.6179 | 135319.6179 | 0.13988 | 0.074855 | 0.25139 | 0.40553 | 0.6098 | 0.86417 | 1.1615 | 1.4857 | 1.8104 | 2.1004 | 2.3158 | 2.4193 | 2.3855 | 2.2092 | 1.9103 | 1.5328 | 1.132 | 0.8206 | 0.33283 | 0.29285 | 0 | 0 | 0 | 0 | 0 | 0.13988 | 0.21397 | 0.4638 | 0.8655 | 1.4672 | 2.3159 | 3.45 | 4.8897 | 6.6278 | 8.621 | 10.7879 | 13.0134 | 15.1635 | 17.1061 | 18.7346 | 19.9988 | 20.8918 | 21.4917 | 21.6341 | 21.7456 | 21.614 | 21.4859 | 21.3607 | 21.2382 | 21.118 | 684.6014 | 368.3783 | 1246.1874 | 2027.0946 | 3076.8464 | 4406.7015 | 5994.3242 | 7770.8092 | 9611.1517 | 11333.831 | 12715.8218 | 13527.2403 | 13583.7147 | 12804.942 | 11258.4079 | 9164.5625 | 6850.062 | 5018.7906 | 2053.8042 | 1822.3461 | 0 | 0 | 0 | 0 | 0 | 684.6014 | 1052.9797 | 2299.1671 | 4326.2617 | 7403.1081 | 11809.8096 | 17804.1338 | 25574.943 | 35186.0947 | 46519.9257 | 59235.7475 | 72762.9878 | 86346.7026 | 99151.6446 | 110410.0525 | 119574.615 | 126424.677 | 131443.4676 | 133497.2718 | 135319.6179 | 135319.6179 | 135319.6179 | 135319.6179 | 135319.6179 | 135319.6179 | 0.13985 | 0.074824 | 0.25119 | 0.40509 | 0.60895 | 0.86273 | 1.1593 | 1.4826 | 1.8063 | 2.0953 | 2.3099 | 2.4128 | 2.3789 | 2.2029 | 1.9048 | 1.5283 | 1.1286 | 0.81811 | 0.33181 | 0.29193 | 0 | 0 | 0 | 0 | 0 | 0.13985 | 0.21388 | 0.46344 | 0.86455 | 1.4652 | 2.3121 | 3.4434 | 4.8795 | 6.6127 | 8.6001 | 10.7603 | 12.9787 | 15.1217 | 17.0578 | 18.6804 | 19.94 | 20.8294 | 21.4265 | 21.5675 | 21.6775 | 21.546 | 21.4178 | 21.2927 | 21.1702 | 21.05 | 684.6014 | 368.3783 | 1246.1874 | 2027.0946 | 3076.8464 | 4406.7015 | 5994.3242 | 7770.8092 | 9611.1517 | 11333.831 | 12715.8218 | 13527.2403 | 13583.7147 | 12804.942 | 11258.4079 | 9164.5625 | 6850.062 | 5018.7906 | 2053.8042 | 1822.3461 | 0 | 0 | 0 | 0 | 0 | 684.6014 | 1052.9797 | 2299.1671 | 4326.2617 | 7403.1081 | 11809.8096 | 17804.1338 | 25574.943 | 35186.0947 | 46519.9257 | 59235.7475 | 72762.9878 | 86346.7026 | 99151.6446 | 110410.0525 | 119574.615 | 126424.677 | 131443.4676 | 133497.2718 | 135319.6179 | 135319.6179 | 135319.6179 | 135319.6179 | 135319.6179 | 135319.6179 | 44.1848 | 44.3202 | 44.4548 | 44.5881 | 44.7198 | 44.8496 | 44.9772 | 45.1022 | 45.2241 | 45.3426 | 45.4573 | 45.5678 | 45.6738 | 45.7749 | 45.8709 | 45.9614 | 46.0463 | 46.1251 | 46.1978 | 46.2642 | 46.325 | 46.3805 | 46.4312 | 46.4775 | 46.5198 | 139.6932 | 140.1213 | 140.5466 | 140.9681 | 141.3846 | 141.7951 | 142.1984 | 142.5935 | 142.9791 | 143.3537 | 143.7163 | 144.0656 | 144.4006 | 144.7203 | 145.0238 | 145.31 | 145.5783 | 145.8275 | 146.0573 | 146.2674 | 146.4594 | 146.6349 | 146.7952 | 146.9416 | 147.0753
OR_Commercial_Interruptible - Health_Existing_Space Heating_Natural Gas_Windows - High Efficiency Glazing_A | OR | Commercial | Interruptible - Health | Existing | Space Heating | Natural Gas | Windows - High Efficiency Glazing | A | OCM748 | Single Glaze | High Efficiency Glaze | 45 | 3.8426 | 0 | 0 | 22.04 | 1.42 | 0 | 0 | 0.28365 | 0.25 | sqft window | 47.83% | 63.78% | Discretionary | Retro1Slow_OR | 84.23% | Space Heating | 0% | 145.0008 |  | 214.305 |  | 0 | WND_HE-Heating-RTF-v2.1-1 | WND_HE-Heating-RTF-v2.1-1 | Building Energy Simulation Tool | Single Glaze | Single Glaze | Single Glaze | Single Glaze | Single Glaze | Single Glaze | Single Glaze | Single Glaze | Single Glaze | Single Glaze | Single Glaze | Single Glaze | Single Glaze | Single Glaze | Single Glaze | Single Glaze | Single Glaze | Single Glaze | Single Glaze | Single Glaze | Single Glaze | Single Glaze | Single Glaze | Single Glaze | Single Glaze | Single Glaze | Single Glaze | High Efficiency Glaze | High Efficiency Glaze | High Efficiency Glaze | High Efficiency Glaze | High Efficiency Glaze | High Efficiency Glaze | High Efficiency Glaze | High Efficiency Glaze | High Efficiency Glaze | High Efficiency Glaze | High Efficiency Glaze | High Efficiency Glaze | High Efficiency Glaze | High Efficiency Glaze | High Efficiency Glaze | High Efficiency Glaze | High Efficiency Glaze | High Efficiency Glaze | High Efficiency Glaze | High Efficiency Glaze | High Efficiency Glaze | High Efficiency Glaze | High Efficiency Glaze | High Efficiency Glaze | High Efficiency Glaze | High Efficiency Glaze | High Efficiency Glaze | 22.04 | 22.04 | 22.04 | 22.04 | 22.04 | 22.04 | 22.04 | 22.04 | 22.04 | 22.04 | 22.04 | 22.04 | 22.04 | 22.04 | 22.04 | 22.04 | 22.04 | 22.04 | 22.04 | 22.04 | 22.04 | 22.04 | 22.04 | 22.04 | 22.04 | 22.04 | 22.04 | 0 | 0 | 4.0347 | 3.9578 | 3.8771 | 3.7933 | 3.7057 | 3.6132 | 3.5154 | 3.4119 | 3.3031 | 3.1901 | 3.0748 | 2.9597 | 2.8479 | 2.7422 | 2.6448 | 2.5612 | 2.4913 | 2.4285 | 2.3742 | 2.322 | 2.2781 | 2.2348 | 2.192 | 2.1498 | 2.108 | 0.075208 | 0.039698 | 0.13155 | 0.20937 | 0.31045 | 0.43354 | 0.57376 | 0.72192 | 0.86441 | 0.98447 | 1.0646 | 1.0901 | 1.0533 | 0.95608 | 0.81075 | 0.63911 | 0.46467 | 0.33186 | 0.17702 | 0.1385 | 0 | 0 | 0 | 0 | 0 | 0.075208 | 0.11347 | 0.24271 | 0.44684 | 0.74697 | 1.1619 | 1.7042 | 2.3759 | 3.1646 | 4.0408 | 4.9593 | 5.8639 | 6.6957 | 7.4031 | 7.951 | 8.3388 | 8.576 | 8.6914 | 8.6741 | 8.6219 | 8.4589 | 8.2982 | 8.1394 | 7.9827 | 7.8275 | 18.6405 | 10.0303 | 33.9315 | 55.1943 | 83.7772 | 119.9868 | 163.215 | 211.5856 | 261.695 | 308.6005 | 346.2297 | 368.3232 | 369.8609 | 348.6563 | 306.5469 | 249.5351 | 186.5153 | 136.6529 | 74.562 | 59.6496 | 0 | 0 | 0 | 0 | 0 | 18.6405 | 28.6708 | 62.6023 | 117.7966 | 201.5738 | 321.5606 | 484.7756 | 696.3612 | 958.0562 | 1266.6567 | 1612.8864 | 1981.2097 | 2351.0706 | 2699.7269 | 3006.2738 | 3255.8089 | 3442.3242 | 3578.9771 | 3653.5392 | 3713.1888 | 3713.1888 | 3713.1888 | 3713.1888 | 3713.1888 | 3713.1888 | 0.06468 | 0.034554 | 0.1158 | 0.18636 | 0.27948 | 0.39484 | 0.52882 | 0.67364 | 0.81701 | 0.94292 | 1.0337 | 1.0735 | 1.0522 | 0.96889 | 0.83347 | 0.66622 | 0.49094 | 0.35533 | 0.19205 | 0.15227 | 0 | 0 | 0 | 0 | 0 | 0.06468 | 0.098769 | 0.21364 | 0.39773 | 0.67244 | 1.0582 | 1.5707 | 2.2171 | 2.991 | 3.8702 | 4.8155 | 5.7745 | 6.6885 | 7.5023 | 8.1737 | 8.6925 | 9.0608 | 9.3063 | 9.4105 | 9.479 | 9.4215 | 9.3654 | 9.3106 | 9.257 | 9.2045 | 15.8444 | 8.5258 | 28.8418 | 46.9151 | 71.2106 | 101.9888 | 138.7328 | 179.8478 | 222.4407 | 262.3104 | 294.2953 | 313.0748 | 314.3818 | 296.3579 | 260.5648 | 212.1048 | 158.538 | 116.155 | 63.3777 | 50.7022 | 0 | 0 | 0 | 0 | 0 | 15.8444 | 24.3702 | 53.212 | 100.1271 | 171.3377 | 273.3265 | 412.0593 | 591.9071 | 814.3478 | 1076.6582 | 1370.9535 | 1684.0282 | 1998.41 | 2294.7679 | 2555.3327 | 2767.4376 | 2925.9756 | 3042.1306 | 3105.5083 | 3156.2105 | 3156.2105 | 3156.2105 | 3156.2105 | 3156.2105 | 3156.2105 | 0.064691 | 0.034561 | 0.11584 | 0.18647 | 0.27968 | 0.39517 | 0.52932 | 0.6743 | 0.81783 | 0.94387 | 1.0348 | 1.0746 | 1.0531 | 0.96968 | 0.83408 | 0.66665 | 0.49121 | 0.35549 | 0.19211 | 0.15231 | 0 | 0 | 0 | 0 | 0 | 0.064691 | 0.098789 | 0.21372 | 0.39796 | 0.67294 | 1.0591 | 1.5722 | 2.2192 | 2.9941 | 3.8741 | 4.8203 | 5.78 | 6.6945 | 7.5085 | 8.1797 | 8.6981 | 9.0657 | 9.3103 | 9.4135 | 9.4812 | 9.4238 | 9.3679 | 9.3133 | 9.2598 | 9.2074 | 15.8444 | 8.5258 | 28.8418 | 46.9151 | 71.2106 | 101.9888 | 138.7328 | 179.8478 | 222.4407 | 262.3104 | 294.2953 | 313.0748 | 314.3818 | 296.3579 | 260.5648 | 212.1048 | 158.538 | 116.155 | 63.3777 | 50.7022 | 0 | 0 | 0 | 0 | 0 | 15.8444 | 24.3702 | 53.212 | 100.1271 | 171.3377 | 273.3265 | 412.0593 | 591.9071 | 814.3478 | 1076.6582 | 1370.9535 | 1684.0282 | 1998.41 | 2294.7679 | 2555.3327 | 2767.4376 | 2925.9756 | 3042.1306 | 3105.5083 | 3156.2105 | 3156.2105 | 3156.2105 | 3156.2105 | 3156.2105 | 3156.2105 | 0.064675 | 0.034546 | 0.11575 | 0.18626 | 0.27929 | 0.39451 | 0.52831 | 0.67289 | 0.81597 | 0.94158 | 1.0321 | 1.0717 | 1.0502 | 0.96694 | 0.83167 | 0.66469 | 0.48974 | 0.35441 | 0.19152 | 0.15183 | 0 | 0 | 0 | 0 | 0 | 0.064675 | 0.098747 | 0.21356 | 0.39752 | 0.67199 | 1.0573 | 1.5692 | 2.2146 | 2.9873 | 3.8647 | 4.808 | 5.7646 | 6.6761 | 7.4872 | 8.1561 | 8.6725 | 9.0386 | 9.282 | 9.3846 | 9.4515 | 9.3941 | 9.3382 | 9.2836 | 9.2302 | 9.1778 | 15.8444 | 8.5258 | 28.8418 | 46.9151 | 71.2106 | 101.9888 | 138.7328 | 179.8478 | 222.4407 | 262.3104 | 294.2953 | 313.0748 | 314.3818 | 296.3579 | 260.5648 | 212.1048 | 158.538 | 116.155 | 63.3777 | 50.7022 | 0 | 0 | 0 | 0 | 0 | 15.8444 | 24.3702 | 53.212 | 100.1271 | 171.3377 | 273.3265 | 412.0593 | 591.9071 | 814.3478 | 1076.6582 | 1370.9535 | 1684.0282 | 1998.41 | 2294.7679 | 2555.3327 | 2767.4376 | 2925.9756 | 3042.1306 | 3105.5083 | 3156.2105 | 3156.2105 | 3156.2105 | 3156.2105 | 3156.2105 | 3156.2105 | 141.3501 | 141.7833 | 142.2137 | 142.6402 | 143.0617 | 143.477 | 143.8851 | 144.2849 | 144.675 | 145.0541 | 145.421 | 145.7744 | 146.1134 | 146.4369 | 146.744 | 147.0336 | 147.3051 | 147.5572 | 147.7898 | 148.0024 | 148.1967 | 148.3742 | 148.5364 | 148.6846 | 148.8199 | 208.9095 | 209.5497 | 210.1859 | 210.8162 | 211.4391 | 212.0529 | 212.6561 | 213.247 | 213.8235 | 214.3838 | 214.926 | 215.4484 | 215.9494 | 216.4276 | 216.8813 | 217.3095 | 217.7107 | 218.0833 | 218.427 | 218.7412 | 219.0284 | 219.2908 | 219.5305 | 219.7495 | 219.9495
OR_Commercial_Interruptible - Health_Existing_Space Heating_Natural Gas_Windows - Secondary Glazing Systems_A | OR | Commercial | Interruptible - Health | Existing | Space Heating | Natural Gas | Windows - Secondary Glazing Systems | A | OCM749 | Windows rated to U-Factor 0.62 and SHGC 0.27. | Windows rated to U-Factor 0.4 and SHGC 0.2. | 30 | 10.3519 | 0 | 0 | 37.69 | 3.84 | 0 | 0 | 0.28365 | 0.25 | sqft window | 47.83% | 63.78% | Discretionary | Retro1Slow_OR | 84.23% | Space Heating | 0% | -6.9306 |  | 149.443 |  | 0 | RTF - ComSecondaryGlazingSystems_v1_1 | RTF - ComSecondaryGlazingSystems_v1_1 | RTF - ComSecondaryGlazingSystems_v1_1 | Windows rated to U-Factor 0.62 and SHGC 0.27. | Windows rated to U-Factor 0.62 and SHGC 0.27. | Windows rated to U-Factor 0.62 and SHGC 0.27. | Windows rated to U-Factor 0.62 and SHGC 0.27. | Windows rated to U-Factor 0.62 and SHGC 0.27. | Windows rated to U-Factor 0.62 and SHGC 0.27. | Windows rated to U-Factor 0.62 and SHGC 0.27. | Windows rated to U-Factor 0.62 and SHGC 0.27. | Windows rated to U-Factor 0.62 and SHGC 0.27. | Windows rated to U-Factor 0.62 and SHGC 0.27. | Windows rated to U-Factor 0.62 and SHGC 0.27. | Windows rated to U-Factor 0.62 and SHGC 0.27. | Windows rated to U-Factor 0.62 and SHGC 0.27. | Windows rated to U-Factor 0.62 and SHGC 0.27. | Windows rated to U-Factor 0.62 and SHGC 0.27. | Windows rated to U-Factor 0.62 and SHGC 0.27. | Windows rated to U-Factor 0.62 and SHGC 0.27. | Windows rated to U-Factor 0.62 and SHGC 0.27. | Windows rated to U-Factor 0.62 and SHGC 0.27. | Windows rated to U-Factor 0.62 and SHGC 0.27. | Windows rated to U-Factor 0.62 and SHGC 0.27. | Windows rated to U-Factor 0.62 and SHGC 0.27. | Windows rated to U-Factor 0.62 and SHGC 0.27. | Windows rated to U-Factor 0.62 and SHGC 0.27. | Windows rated to U-Factor 0.62 and SHGC 0.27. | Windows rated to U-Factor 0.62 and SHGC 0.27. | Windows rated to U-Factor 0.62 and SHGC 0.27. | Windows rated to U-Factor 0.4 and SHGC 0.2. | Windows rated to U-Factor 0.4 and SHGC 0.2. | Windows rated to U-Factor 0.4 and SHGC 0.2. | Windows rated to U-Factor 0.4 and SHGC 0.2. | Windows rated to U-Factor 0.4 and SHGC 0.2. | Windows rated to U-Factor 0.4 and SHGC 0.2. | Windows rated to U-Factor 0.4 and SHGC 0.2. | Windows rated to U-Factor 0.4 and SHGC 0.2. | Windows rated to U-Factor 0.4 and SHGC 0.2. | Windows rated to U-Factor 0.4 and SHGC 0.2. | Windows rated to U-Factor 0.4 and SHGC 0.2. | Windows rated to U-Factor 0.4 and SHGC 0.2. | Windows rated to U-Factor 0.4 and SHGC 0.2. | Windows rated to U-Factor 0.4 and SHGC 0.2. | Windows rated to U-Factor 0.4 and SHGC 0.2. | Windows rated to U-Factor 0.4 and SHGC 0.2. | Windows rated to U-Factor 0.4 and SHGC 0.2. | Windows rated to U-Factor 0.4 and SHGC 0.2. | Windows rated to U-Factor 0.4 and SHGC 0.2. | Windows rated to U-Factor 0.4 and SHGC 0.2. | Windows rated to U-Factor 0.4 and SHGC 0.2. | Windows rated to U-Factor 0.4 and SHGC 0.2. | Windows rated to U-Factor 0.4 and SHGC 0.2. | Windows rated to U-Factor 0.4 and SHGC 0.2. | Windows rated to U-Factor 0.4 and SHGC 0.2. | Windows rated to U-Factor 0.4 and SHGC 0.2. | Windows rated to U-Factor 0.4 and SHGC 0.2. | 37.69 | 37.69 | 37.69 | 37.69 | 37.69 | 37.69 | 37.69 | 37.69 | 37.69 | 37.69 | 37.69 | 37.69 | 37.69 | 37.69 | 37.69 | 37.69 | 37.69 | 37.69 | 37.69 | 37.69 | 37.69 | 37.69 | 37.69 | 37.69 | 37.69 | 37.69 | 37.69 | 0 | 0 | 10.89 | 10.7113 | 10.5322 | 10.3531 | 10.174 | 9.9951 | 9.8166 | 9.6384 | 9.4608 | 9.2839 | 9.1081 | 8.9333 | 8.7602 | 8.5888 | 8.4194 | 8.2566 | 8.1005 | 7.946 | 7.793 | 7.6416 | 7.4971 | 7.3547 | 7.214 | 7.0752 | 6.9377 | 0.203 | 0.10744 | 0.35737 | 0.57143 | 0.85235 | 1.1993 | 1.6022 | 2.0393 | 2.4758 | 2.865 | 3.1535 | 3.2904 | 3.24 | 2.9945 | 2.5809 | 2.0603 | 1.5109 | 1.0858 | 0.58106 | 0.45582 | 0 | 0 | 0 | 0 | 0 | 0.203 | 0.3071 | 0.65934 | 1.2196 | 2.0508 | 3.214 | 4.7588 | 6.7118 | 9.064 | 11.7595 | 14.6903 | 17.6988 | 20.5958 | 23.1873 | 25.3109 | 26.8818 | 27.8844 | 28.4385 | 28.4721 | 28.3745 | 27.8382 | 27.3094 | 26.787 | 26.2715 | 25.7608 | 18.6405 | 10.0303 | 33.9315 | 55.1943 | 83.7772 | 119.9868 | 163.215 | 211.5856 | 261.695 | 308.6005 | 346.2297 | 368.3232 | 369.8609 | 348.6563 | 306.5469 | 249.5351 | 186.5153 | 136.6529 | 74.562 | 59.6496 | 0 | 0 | 0 | 0 | 0 | 18.6405 | 28.6708 | 62.6023 | 117.7966 | 201.5738 | 321.5606 | 484.7756 | 696.3612 | 958.0562 | 1266.6567 | 1612.8864 | 1981.2097 | 2351.0706 | 2699.7269 | 3006.2738 | 3255.8089 | 3442.3242 | 3578.9771 | 3653.5392 | 3713.1888 | 3713.1888 | 3713.1888 | 3713.1888 | 3713.1888 | 3713.1888 | 0.17453 | 0.093452 | 0.31417 | 0.50763 | 0.76513 | 1.0879 | 1.4688 | 1.8894 | 2.3185 | 2.7122 | 3.0184 | 3.1848 | 3.172 | 2.9658 | 2.5865 | 2.0896 | 1.551 | 1.1285 | 0.61159 | 0.48599 | 0 | 0 | 0 | 0 | 0 | 0.17453 | 0.26712 | 0.57963 | 1.0834 | 1.841 | 2.9155 | 4.3624 | 6.2183 | 8.488 | 11.1325 | 14.0608 | 17.131 | 20.163 | 22.9646 | 25.3654 | 27.2636 | 28.625 | 29.5569 | 29.9678 | 30.2526 | 30.0691 | 29.8902 | 29.7156 | 29.5446 | 29.3769 | 15.8444 | 8.5258 | 28.8418 | 46.9151 | 71.2106 | 101.9888 | 138.7328 | 179.8478 | 222.4407 | 262.3104 | 294.2953 | 313.0748 | 314.3818 | 296.3579 | 260.5648 | 212.1048 | 158.538 | 116.155 | 63.3777 | 50.7022 | 0 | 0 | 0 | 0 | 0 | 15.8444 | 24.3702 | 53.212 | 100.1271 | 171.3377 | 273.3265 | 412.0593 | 591.9071 | 814.3478 | 1076.6582 | 1370.9535 | 1684.0282 | 1998.41 | 2294.7679 | 2555.3327 | 2767.4376 | 2925.9756 | 3042.1306 | 3105.5083 | 3156.2105 | 3156.2105 | 3156.2105 | 3156.2105 | 3156.2105 | 3156.2105 | 0.17456 | 0.093471 | 0.3143 | 0.50792 | 0.76569 | 1.0888 | 1.4701 | 1.8913 | 2.3209 | 2.715 | 3.0214 | 3.1878 | 3.1748 | 2.9682 | 2.5884 | 2.0909 | 1.5518 | 1.129 | 0.61179 | 0.4861 | 0 | 0 | 0 | 0 | 0 | 0.17456 | 0.26718 | 0.57986 | 1.084 | 1.8423 | 2.918 | 4.3665 | 6.2245 | 8.4966 | 11.1438 | 14.0749 | 17.1473 | 20.1811 | 22.9834 | 25.384 | 27.281 | 28.6403 | 29.5698 | 29.9777 | 30.2596 | 30.0765 | 29.8982 | 29.724 | 29.5536 | 29.3864 | 15.8444 | 8.5258 | 28.8418 | 46.9151 | 71.2106 | 101.9888 | 138.7328 | 179.8478 | 222.4407 | 262.3104 | 294.2953 | 313.0748 | 314.3818 | 296.3579 | 260.5648 | 212.1048 | 158.538 | 116.155 | 63.3777 | 50.7022 | 0 | 0 | 0 | 0 | 0 | 15.8444 | 24.3702 | 53.212 | 100.1271 | 171.3377 | 273.3265 | 412.0593 | 591.9071 | 814.3478 | 1076.6582 | 1370.9535 | 1684.0282 | 1998.41 | 2294.7679 | 2555.3327 | 2767.4376 | 2925.9756 | 3042.1306 | 3105.5083 | 3156.2105 | 3156.2105 | 3156.2105 | 3156.2105 | 3156.2105 | 3156.2105 | 0.17452 | 0.093431 | 0.31405 | 0.50736 | 0.76462 | 1.087 | 1.4673 | 1.8873 | 2.3156 | 2.7084 | 3.0136 | 3.1793 | 3.1661 | 2.9598 | 2.5809 | 2.0847 | 1.5472 | 1.1256 | 0.60991 | 0.48458 | 0 | 0 | 0 | 0 | 0 | 0.17452 | 0.26707 | 0.57942 | 1.0828 | 1.8397 | 2.9131 | 4.3582 | 6.2114 | 8.4773 | 11.1167 | 14.0389 | 17.1016 | 20.1255 | 22.9184 | 25.3107 | 27.2007 | 28.5547 | 29.48 | 29.8854 | 30.1649 | 29.9819 | 29.8035 | 29.6294 | 29.4589 | 29.2917 | 15.8444 | 8.5258 | 28.8418 | 46.9151 | 71.2106 | 101.9888 | 138.7328 | 179.8478 | 222.4407 | 262.3104 | 294.2953 | 313.0748 | 314.3818 | 296.3579 | 260.5648 | 212.1048 | 158.538 | 116.155 | 63.3777 | 50.7022 | 0 | 0 | 0 | 0 | 0 | 15.8444 | 24.3702 | 53.212 | 100.1271 | 171.3377 | 273.3265 | 412.0593 | 591.9071 | 814.3478 | 1076.6582 | 1370.9535 | 1684.0282 | 1998.41 | 2294.7679 | 2555.3327 | 2767.4376 | 2925.9756 | 3042.1306 | 3105.5083 | 3156.2105 | 3156.2105 | 3156.2105 | 3156.2105 | 3156.2105 | 3156.2105 | -6.7561 | -6.7769 | -6.7974 | -6.8178 | -6.838 | -6.8578 | -6.8773 | -6.8964 | -6.9151 | -6.9332 | -6.9507 | -6.9676 | -6.9838 | -6.9993 | -7.014 | -7.0278 | -7.0408 | -7.0528 | -7.0639 | -7.0741 | -7.0834 | -7.0919 | -7.0996 | -7.1067 | -7.1132 | 145.6805 | 146.127 | 146.5706 | 147.0101 | 147.4445 | 147.8726 | 148.2932 | 148.7052 | 149.1073 | 149.498 | 149.8761 | 150.2404 | 150.5898 | 150.9232 | 151.2396 | 151.5382 | 151.8179 | 152.0777 | 152.3174 | 152.5366 | 152.7368 | 152.9198 | 153.087 | 153.2397 | 153.3791
OR_Commercial_Interruptible - Health_Existing_Space Heating_Natural Gas_HVAC - Energy Recovery Ventilator_A | OR | Commercial | Interruptible - Health | Existing | Space Heating | Natural Gas | HVAC - Energy Recovery Ventilator | A | OCM750 | No ERV | ERV | 20 | 0.14409 | 0 | 0 | 1.09 | 0 | 0 | 0 | 0.28365 | 0.25 | sqft | 5% | 15% | Discretionary | RetroEven20_OR | 82.88% | Space Heating | 0% | 853.6737 |  | 364.447 |  | 0 | HRV-Cooling/Heating-E3T-1 | HRV-Cooling/Heating-E3T-1 | HRV-Cooling/Heating-E3T-1 | No ERV | No ERV | No ERV | No ERV | No ERV | No ERV | No ERV | No ERV | No ERV | No ERV | No ERV | No ERV | No ERV | No ERV | No ERV | No ERV | No ERV | No ERV | No ERV | No ERV | No ERV | No ERV | No ERV | No ERV | No ERV | No ERV | No ERV | ERV | ERV | ERV | ERV | ERV | ERV | ERV | ERV | ERV | ERV | ERV | ERV | ERV | ERV | ERV | ERV | ERV | ERV | ERV | ERV | ERV | ERV | ERV | ERV | ERV | ERV | ERV | 1.09 | 1.09 | 1.09 | 1.09 | 1.09 | 1.09 | 1.09 | 1.09 | 1.09 | 1.09 | 1.09 | 1.09 | 1.09 | 1.09 | 1.09 | 1.09 | 1.09 | 1.09 | 1.09 | 1.09 | 1.09 | 1.09 | 1.09 | 1.09 | 1.09 | 1.09 | 1.09 | 0 | 0 | 0.15124 | 0.14834 | 0.14523 | 0.14196 | 0.13848 | 0.13475 | 0.13074 | 0.12644 | 0.12187 | 0.11708 | 0.11219 | 0.10731 | 0.1026 | 0.0982 | 0.094212 | 0.090841 | 0.088077 | 0.085651 | 0.083627 | 0.081703 | 0.080159 | 0.078636 | 0.077131 | 0.075646 | 0.074176 | 0.47153 | 0.94928 | 0.92939 | 0.90847 | 0.88623 | 0.86237 | 0.83671 | 0.80918 | 0.77991 | 0.74928 | 0.71794 | 0.68673 | 0.6566 | 0.62844 | 0.60292 | 0.58134 | 0.56365 | 0.54813 | 0.53518 | 0.52286 | 0 | 0 | 0 | 0 | 0 | 0.47153 | 1.4118 | 2.3116 | 3.168 | 3.9767 | 4.732 | 5.4279 | 6.0585 | 6.6192 | 7.1085 | 7.5292 | 7.8886 | 8.1991 | 8.4758 | 8.7345 | 9.0033 | 9.293 | 9.5852 | 9.8939 | 10.1891 | 9.9965 | 9.8066 | 9.619 | 9.4338 | 9.2504 | 3117.7293 | 6399.5496 | 6399.5496 | 6399.5496 | 6399.5496 | 6399.5496 | 6399.5496 | 6399.5496 | 6399.5496 | 6399.5496 | 6399.5496 | 6399.5496 | 6399.5496 | 6399.5496 | 6399.5496 | 6399.5496 | 6399.5496 | 6399.5496 | 6399.5496 | 6399.5496 | 0 | 0 | 0 | 0 | 0 | 3117.7293 | 9517.2789 | 15916.8286 | 22316.3782 | 28715.9278 | 35115.4775 | 41515.0271 | 47914.5767 | 54314.1264 | 60713.676 | 67113.2256 | 73512.7753 | 79912.3249 | 86311.8745 | 92711.4241 | 99110.9738 | 105510.5234 | 111910.073 | 118309.6227 | 124709.1723 | 124709.1723 | 124709.1723 | 124709.1723 | 124709.1723 | 124709.1723 | 0.40554 | 0.82634 | 0.81819 | 0.80886 | 0.79822 | 0.78603 | 0.77212 | 0.75641 | 0.73894 | 0.71998 | 0.70001 | 0.67971 | 0.65988 | 0.64131 | 0.62465 | 0.61115 | 0.60088 | 0.5924 | 0.58616 | 0.58043 | 0 | 0 | 0 | 0 | 0 | 0.40554 | 1.2289 | 2.035 | 2.8206 | 3.5817 | 4.3131 | 5.0089 | 5.6633 | 6.2715 | 6.8305 | 7.3412 | 7.808 | 8.2401 | 8.6495 | 9.0495 | 9.4649 | 9.9067 | 10.3593 | 10.8364 | 11.311 | 11.2423 | 11.1754 | 11.1101 | 11.0461 | 10.9834 | 2650.0699 | 5439.6172 | 5439.6172 | 5439.6172 | 5439.6172 | 5439.6172 | 5439.6172 | 5439.6172 | 5439.6172 | 5439.6172 | 5439.6172 | 5439.6172 | 5439.6172 | 5439.6172 | 5439.6172 | 5439.6172 | 5439.6172 | 5439.6172 | 5439.6172 | 5439.6172 | 0 | 0 | 0 | 0 | 0 | 2650.0699 | 8089.6871 | 13529.3043 | 18968.9215 | 24408.5387 | 29848.1558 | 35287.773 | 40727.3902 | 46167.0074 | 51606.6246 | 57046.2418 | 62485.859 | 67925.4762 | 73365.0933 | 78804.7105 | 84244.3277 | 89683.9449 | 95123.5621 | 100563.1793 | 106002.7965 | 106002.7965 | 106002.7965 | 106002.7965 | 106002.7965 | 106002.7965 | 0.40561 | 0.82651 | 0.81852 | 0.80933 | 0.7988 | 0.78669 | 0.77284 | 0.75715 | 0.73968 | 0.72071 | 0.70071 | 0.68036 | 0.66048 | 0.64184 | 0.62511 | 0.61154 | 0.6012 | 0.59265 | 0.58635 | 0.58057 | 0 | 0 | 0 | 0 | 0 | 0.40561 | 1.2292 | 2.0358 | 2.8223 | 3.5844 | 4.3167 | 5.0135 | 5.6689 | 6.2778 | 6.8375 | 7.3485 | 7.8154 | 8.2475 | 8.6566 | 9.0561 | 9.471 | 9.912 | 10.3638 | 10.84 | 11.3136 | 11.2451 | 11.1784 | 11.1133 | 11.0495 | 10.987 | 2650.0699 | 5439.6172 | 5439.6172 | 5439.6172 | 5439.6172 | 5439.6172 | 5439.6172 | 5439.6172 | 5439.6172 | 5439.6172 | 5439.6172 | 5439.6172 | 5439.6172 | 5439.6172 | 5439.6172 | 5439.6172 | 5439.6172 | 5439.6172 | 5439.6172 | 5439.6172 | 0 | 0 | 0 | 0 | 0 | 2650.0699 | 8089.6871 | 13529.3043 | 18968.9215 | 24408.5387 | 29848.1558 | 35287.773 | 40727.3902 | 46167.0074 | 51606.6246 | 57046.2418 | 62485.859 | 67925.4762 | 73365.0933 | 78804.7105 | 84244.3277 | 89683.9449 | 95123.5621 | 100563.1793 | 106002.7965 | 106002.7965 | 106002.7965 | 106002.7965 | 106002.7965 | 106002.7965 | 0.40551 | 0.82616 | 0.81789 | 0.80844 | 0.79768 | 0.78538 | 0.77137 | 0.75556 | 0.738 | 0.71896 | 0.69892 | 0.67855 | 0.65866 | 0.64002 | 0.6233 | 0.60974 | 0.5994 | 0.59085 | 0.58455 | 0.57875 | 0 | 0 | 0 | 0 | 0 | 0.40551 | 1.2286 | 2.0342 | 2.8192 | 3.5793 | 4.3095 | 5.004 | 5.657 | 6.2635 | 6.8209 | 7.3297 | 7.7946 | 8.2248 | 8.6321 | 9.0299 | 9.4431 | 9.8824 | 10.3324 | 10.8066 | 11.2782 | 11.2097 | 11.143 | 11.0779 | 11.0141 | 10.9516 | 2650.0699 | 5439.6172 | 5439.6172 | 5439.6172 | 5439.6172 | 5439.6172 | 5439.6172 | 5439.6172 | 5439.6172 | 5439.6172 | 5439.6172 | 5439.6172 | 5439.6172 | 5439.6172 | 5439.6172 | 5439.6172 | 5439.6172 | 5439.6172 | 5439.6172 | 5439.6172 | 0 | 0 | 0 | 0 | 0 | 2650.0699 | 8089.6871 | 13529.3043 | 18968.9215 | 24408.5387 | 29848.1558 | 35287.773 | 40727.3902 | 46167.0074 | 51606.6246 | 57046.2418 | 62485.859 | 67925.4762 | 73365.0933 | 78804.7105 | 84244.3277 | 89683.9449 | 95123.5621 | 100563.1793 | 106002.7965 | 106002.7965 | 106002.7965 | 106002.7965 | 106002.7965 | 106002.7965 | 832.1809 | 834.7313 | 837.2652 | 839.7761 | 842.2574 | 844.7026 | 847.1053 | 849.459 | 851.7556 | 853.9875 | 856.1473 | 858.2284 | 860.2242 | 862.1287 | 863.9364 | 865.6418 | 867.24 | 868.7241 | 870.0933 | 871.345 | 872.4889 | 873.5342 | 874.4891 | 875.3614 | 876.1581 | 355.2714 | 356.3602 | 357.442 | 358.5139 | 359.5732 | 360.6171 | 361.6429 | 362.6477 | 363.6282 | 364.581 | 365.5031 | 366.3915 | 367.2435 | 368.0566 | 368.8283 | 369.5564 | 370.2387 | 370.8723 | 371.4568 | 371.9912 | 372.4796 | 372.9258 | 373.3335 | 373.7059 | 374.046
OR_Commercial_Interruptible - Health_Existing_Space Heating_Natural Gas_Building Shell - Air Sealing (Infiltration Control)_A | OR | Commercial | Interruptible - Health | Existing | Space Heating | Natural Gas | Building Shell - Air Sealing (Infiltration Control) | A | OCM751 | Building with air infiltration. | Air sealing to reduce air infiltration. | 10 | 23.4402 | 0 | 0 | 8 | 8.69 | 0 | 0 | 0.28365 | 0.25 | foot door | 45% | 66.67% | Discretionary | Retro1Slow_OR | 84.23% | Space Heating | 0% | -298.7241 |  | 24.8717 |  | 0 | IL TRM - CI-MSC-WTST-V01-200101 | IL TRM - CI-MSC-WTST-V01-200101 | IL TRM - CI-MSC-WTST-V01-200101 | Building with air infiltration. | Building with air infiltration. | Building with air infiltration. | Building with air infiltration. | Building with air infiltration. | Building with air infiltration. | Building with air infiltration. | Building with air infiltration. | Building with air infiltration. | Building with air infiltration. | Building with air infiltration. | Building with air infiltration. | Building with air infiltration. | Building with air infiltration. | Building with air infiltration. | Building with air infiltration. | Building with air infiltration. | Building with air infiltration. | Building with air infiltration. | Building with air infiltration. | Building with air infiltration. | Building with air infiltration. | Building with air infiltration. | Building with air infiltration. | Building with air infiltration. | Building with air infiltration. | Building with air infiltration. | Air sealing to reduce air infiltration. | Air sealing to reduce air infiltration. | Air sealing to reduce air infiltration. | Air sealing to reduce air infiltration. | Air sealing to reduce air infiltration. | Air sealing to reduce air infiltration. | Air sealing to reduce air infiltration. | Air sealing to reduce air infiltration. | Air sealing to reduce air infiltration. | Air sealing to reduce air infiltration. | Air sealing to reduce air infiltration. | Air sealing to reduce air infiltration. | Air sealing to reduce air infiltration. | Air sealing to reduce air infiltration. | Air sealing to reduce air infiltration. | Air sealing to reduce air infiltration. | Air sealing to reduce air infiltration. | Air sealing to reduce air infiltration. | Air sealing to reduce air infiltration. | Air sealing to reduce air infiltration. | Air sealing to reduce air infiltration. | Air sealing to reduce air infiltration. | Air sealing to reduce air infiltration. | Air sealing to reduce air infiltration. | Air sealing to reduce air infiltration. | Air sealing to reduce air infiltration. | Air sealing to reduce air infiltration. | 8 | 8 | 8 | 8 | 8 | 8 | 8 | 8 | 8 | 8 | 8 | 8 | 8 | 8 | 8 | 8 | 8 | 8 | 8 | 8 | 8 | 8 | 8 | 8 | 8 | 8 | 8 | 0 | 0 | 24.6812 | 24.3213 | 23.9593 | 23.5963 | 23.2326 | 22.8685 | 22.5044 | 22.1405 | 21.7771 | 21.4146 | 21.0534 | 20.6936 | 20.3354 | 19.9793 | 19.6252 | 19.2734 | 18.9242 | 18.5779 | 18.2345 | 17.8942 | 17.5561 | 17.2226 | 16.8933 | 16.5682 | 16.2462 | 0.0085814 | 0.0045502 | 0.015164 | 0.024292 | 0.036304 | 0.05118 | 0.068511 | 0.087379 | 0.1063 | 0.12326 | 0.12864 | 0.13829 | 0.12742 | 0.10936 | 0.081546 | 0.046572 | 0.0082245 | 0 | 0 | 0 | 0 | 0 | 0 | 0 | 0 | 0.0085814 | 0.013006 | 0.027977 | 0.051845 | 0.08735 | 0.13716 | 0.20349 | 0.28758 | 0.38916 | 0.50594 | 0.62605 | 0.75365 | 0.86802 | 0.96218 | 1.0267 | 1.0548 | 1.044 | 1.0248 | 1.0059 | 0.98713 | 0.96848 | 0.95009 | 0.93192 | 0.91399 | 0.89622 | 0.34769 | 0.18709 | 0.6329 | 1.0295 | 1.5626 | 2.238 | 3.0443 | 3.9466 | 4.8812 | 5.7561 | 6.1103 | 6.683 | 6.2658 | 5.4737 | 4.1552 | 2.4164 | 0.4346 | 0 | 0 | 0 | 0 | 0 | 0 | 0 | 0 | 0.34769 | 0.53478 | 1.1677 | 2.1972 | 3.7598 | 5.9978 | 9.0422 | 12.9887 | 17.8699 | 23.626 | 29.7363 | 36.4193 | 42.6852 | 48.1589 | 52.3141 | 54.7304 | 55.165 | 55.165 | 55.165 | 55.165 | 55.165 | 55.165 | 55.165 | 55.165 | 55.165 | 0.0073769 | 0.0039562 | 0.013321 | 0.021559 | 0.032548 | 0.046354 | 0.062688 | 0.080779 | 0.099299 | 0.11637 | 0.12275 | 0.1334 | 0.12427 | 0.10787 | 0.081365 | 0.047017 | 0.0084032 | 0 | 0 | 0 | 0 | 0 | 0 | 0 | 0 | 0.0073769 | 0.011309 | 0.024578 | 0.046011 | 0.078312 | 0.12423 | 0.18619 | 0.26586 | 0.36353 | 0.47763 | 0.59737 | 0.72697 | 0.8466 | 0.94907 | 1.0244 | 1.0649 | 1.0666 | 1.06 | 1.0535 | 1.0471 | 1.0408 | 1.0346 | 1.0286 | 1.0227 | 1.0169 | 0.29553 | 0.15902 | 0.53797 | 0.87507 | 1.3282 | 1.9023 | 2.5877 | 3.3546 | 4.149 | 4.8927 | 5.1937 | 5.6805 | 5.326 | 4.6527 | 3.5319 | 2.0539 | 0.36941 | 0 | 0 | 0 | 0 | 0 | 0 | 0 | 0 | 0.29553 | 0.45456 | 0.99252 | 1.8676 | 3.1958 | 5.0982 | 7.6858 | 11.0404 | 15.1894 | 20.0821 | 25.2759 | 30.9564 | 36.2824 | 40.9351 | 44.4669 | 46.5209 | 46.8903 | 46.8903 | 46.8903 | 46.8903 | 46.8903 | 46.8903 | 46.8903 | 46.8903 | 46.8903 | 0.0073782 | 0.003957 | 0.013327 | 0.021572 | 0.032572 | 0.046393 | 0.062746 | 0.080859 | 0.099399 | 0.11649 | 0.12287 | 0.13353 | 0.12439 | 0.10796 | 0.081425 | 0.047047 | 0.0084077 | 0 | 0 | 0 | 0 | 0 | 0 | 0 | 0 | 0.0073782 | 0.011311 | 0.024587 | 0.046038 | 0.07837 | 0.12433 | 0.18637 | 0.26612 | 0.3639 | 0.47812 | 0.59796 | 0.72766 | 0.84736 | 0.94985 | 1.0251 | 1.0656 | 1.0672 | 1.0605 | 1.0539 | 1.0474 | 1.0411 | 1.0349 | 1.0289 | 1.023 | 1.0172 | 0.29553 | 0.15902 | 0.53797 | 0.87507 | 1.3282 | 1.9023 | 2.5877 | 3.3546 | 4.149 | 4.8927 | 5.1937 | 5.6805 | 5.326 | 4.6527 | 3.5319 | 2.0539 | 0.36941 | 0 | 0 | 0 | 0 | 0 | 0 | 0 | 0 | 0.29553 | 0.45456 | 0.99252 | 1.8676 | 3.1958 | 5.0982 | 7.6858 | 11.0404 | 15.1894 | 20.0821 | 25.2759 | 30.9564 | 36.2824 | 40.9351 | 44.4669 | 46.5209 | 46.8903 | 46.8903 | 46.8903 | 46.8903 | 46.8903 | 46.8903 | 46.8903 | 46.8903 | 46.8903 | 0.0073764 | 0.0039554 | 0.013316 | 0.021548 | 0.032526 | 0.046316 | 0.062627 | 0.080689 | 0.099173 | 0.1162 | 0.12256 | 0.13317 | 0.12404 | 0.10765 | 0.081189 | 0.046908 | 0.0083826 | 0 | 0 | 0 | 0 | 0 | 0 | 0 | 0 | 0.0073764 | 0.011306 | 0.024568 | 0.045988 | 0.07826 | 0.12413 | 0.18601 | 0.26556 | 0.36307 | 0.47696 | 0.59643 | 0.72572 | 0.84503 | 0.94716 | 1.0222 | 1.0625 | 1.064 | 1.0573 | 1.0506 | 1.0441 | 1.0378 | 1.0316 | 1.0256 | 1.0197 | 1.0139 | 0.29553 | 0.15902 | 0.53797 | 0.87507 | 1.3282 | 1.9023 | 2.5877 | 3.3546 | 4.149 | 4.8927 | 5.1937 | 5.6805 | 5.326 | 4.6527 | 3.5319 | 2.0539 | 0.36941 | 0 | 0 | 0 | 0 | 0 | 0 | 0 | 0 | 0.29553 | 0.45456 | 0.99252 | 1.8676 | 3.1958 | 5.0982 | 7.6858 | 11.0404 | 15.1894 | 20.0821 | 25.2759 | 30.9564 | 36.2824 | 40.9351 | 44.4669 | 46.5209 | 46.8903 | 46.8903 | 46.8903 | 46.8903 | 46.8903 | 46.8903 | 46.8903 | 46.8903 | 46.8903 | -291.2032 | -292.0956 | -292.9823 | -293.8609 | -294.7292 | -295.5849 | -296.4256 | -297.2493 | -298.0529 | -298.8339 | -299.5897 | -300.3179 | -301.0163 | -301.6827 | -302.3153 | -302.9121 | -303.4713 | -303.9907 | -304.4698 | -304.9078 | -305.3081 | -305.6738 | -306.008 | -306.3132 | -306.592 | 24.2455 | 24.3198 | 24.3937 | 24.4668 | 24.5391 | 24.6104 | 24.6804 | 24.7489 | 24.8158 | 24.8809 | 24.9438 | 25.0044 | 25.0626 | 25.1181 | 25.1707 | 25.2204 | 25.267 | 25.3102 | 25.3501 | 25.3866 | 25.4199 | 25.4504 | 25.4782 | 25.5036 | 25.5268
OR_Commercial_Interruptible - Health_Existing_Space Heating_Natural Gas_Ventilation - Demand Controlled_A | OR | Commercial | Interruptible - Health | Existing | Space Heating | Natural Gas | Ventilation - Demand Controlled | A | OCM752 | No occupancy based outdoor air controls. | Outdoor air controlled based on occupancy to meet ASHRAE 62.1 | 10 | 0.035459 | 0 | 0 | 0.25 | 0.01 | 0 | 0 | 0.28365 | 0.25 | sqft | 55% | 75% | Discretionary | Retro5Med_OR | 81.34% | Central Systems | 0% | 846.5239 |  | 513.7965 |  | 0 | IL TRM - CI-HVC-DCV-V05-190101 | VENT_DCV-Heating-7PLN-v5-8 | IL TRM - CI-HVC-DCV-V05-190101 | No occupancy based outdoor air controls. | No occupancy based outdoor air controls. | No occupancy based outdoor air controls. | No occupancy based outdoor air controls. | No occupancy based outdoor air controls. | No occupancy based outdoor air controls. | No occupancy based outdoor air controls. | No occupancy based outdoor air controls. | No occupancy based outdoor air controls. | No occupancy based outdoor air controls. | No occupancy based outdoor air controls. | No occupancy based outdoor air controls. | No occupancy based outdoor air controls. | No occupancy based outdoor air controls. | No occupancy based outdoor air controls. | No occupancy based outdoor air controls. | No occupancy based outdoor air controls. | No occupancy based outdoor air controls. | No occupancy based outdoor air controls. | No occupancy based outdoor air controls. | No occupancy based outdoor air controls. | No occupancy based outdoor air controls. | No occupancy based outdoor air controls. | No occupancy based outdoor air controls. | No occupancy based outdoor air controls. | No occupancy based outdoor air controls. | No occupancy based outdoor air controls. | Outdoor air controlled based on occupancy to meet ASHRAE 62.1 | Outdoor air controlled based on occupancy to meet ASHRAE 62.1 | Outdoor air controlled based on occupancy to meet ASHRAE 62.1 | Outdoor air controlled based on occupancy to meet ASHRAE 62.1 | Outdoor air controlled based on occupancy to meet ASHRAE 62.1 | Outdoor air controlled based on occupancy to meet ASHRAE 62.1 | Outdoor air controlled based on occupancy to meet ASHRAE 62.1 | Outdoor air controlled based on occupancy to meet ASHRAE 62.1 | Outdoor air controlled based on occupancy to meet ASHRAE 62.1 | Outdoor air controlled based on occupancy to meet ASHRAE 62.1 | Outdoor air controlled based on occupancy to meet ASHRAE 62.1 | Outdoor air controlled based on occupancy to meet ASHRAE 62.1 | Outdoor air controlled based on occupancy to meet ASHRAE 62.1 | Outdoor air controlled based on occupancy to meet ASHRAE 62.1 | Outdoor air controlled based on occupancy to meet ASHRAE 62.1 | Outdoor air controlled based on occupancy to meet ASHRAE 62.1 | Outdoor air controlled based on occupancy to meet ASHRAE 62.1 | Outdoor air controlled based on occupancy to meet ASHRAE 62.1 | Outdoor air controlled based on occupancy to meet ASHRAE 62.1 | Outdoor air controlled based on occupancy to meet ASHRAE 62.1 | Outdoor air controlled based on occupancy to meet ASHRAE 62.1 | Outdoor air controlled based on occupancy to meet ASHRAE 62.1 | Outdoor air controlled based on occupancy to meet ASHRAE 62.1 | Outdoor air controlled based on occupancy to meet ASHRAE 62.1 | Outdoor air controlled based on occupancy to meet ASHRAE 62.1 | Outdoor air controlled based on occupancy to meet ASHRAE 62.1 | Outdoor air controlled based on occupancy to meet ASHRAE 62.1 | 0.25 | 0.25 | 0.25 | 0.25 | 0.25 | 0.25 | 0.25 | 0.25 | 0.25 | 0.25 | 0.25 | 0.25 | 0.25 | 0.25 | 0.25 | 0.25 | 0.25 | 0.25 | 0.25 | 0.25 | 0.25 | 0.25 | 0.25 | 0.25 | 0.25 | 0.25 | 0.25 | 0 | 0 | 0.037178 | 0.036381 | 0.035538 | 0.03466 | 0.033734 | 0.032752 | 0.031705 | 0.030592 | 0.029418 | 0.028198 | 0.026957 | 0.025735 | 0.024567 | 0.023476 | 0.022488 | 0.021649 | 0.020957 | 0.020347 | 0.019835 | 0.019348 | 0.018982 | 0.018622 | 0.018265 | 0.017914 | 0.017565 | 0.39874 | 0.47909 | 0.57268 | 0.64836 | 0.71979 | 0.817 | 0.86762 | 0.85522 | 0.77501 | 0.63856 | 0.18329 | 0 | 0 | 0 | 0 | 0 | 0 | 0 | 0 | 0 | 0 | 0 | 0 | 0 | 0 | 0.39874 | 0.86928 | 1.4218 | 2.035 | 2.7005 | 3.4388 | 4.1965 | 4.9044 | 5.4912 | 5.9021 | 5.8256 | 5.5615 | 5.3092 | 5.0734 | 4.8597 | 4.6785 | 4.5289 | 4.3972 | 4.2866 | 4.1813 | 4.1022 | 4.0243 | 3.9473 | 3.8713 | 3.796 | 10724.9888 | 13168.5758 | 16114.4831 | 18706.3758 | 21336.9905 | 24945.5067 | 27365.6082 | 27955.9018 | 26345.0824 | 22645.8299 | 6799.3104 | 0 | 0 | 0 | 0 | 0 | 0 | 0 | 0 | 0 | 0 | 0 | 0 | 0 | 0 | 10724.9888 | 23893.5646 | 40008.0478 | 58714.4236 | 80051.4141 | 104996.9208 | 132362.529 | 160318.4308 | 186663.5132 | 209309.343 | 216108.6535 | 216108.6535 | 216108.6535 | 216108.6535 | 216108.6535 | 216108.6535 | 216108.6535 | 216108.6535 | 216108.6535 | 216108.6535 | 216108.6535 | 216108.6535 | 216108.6535 | 216108.6535 | 216108.6535 | 0.34299 | 0.41725 | 0.50459 | 0.57795 | 0.6493 | 0.74607 | 0.80242 | 0.80149 | 0.73644 | 0.61559 | 0.17935 | 0 | 0 | 0 | 0 | 0 | 0 | 0 | 0 | 0 | 0 | 0 | 0 | 0 | 0 | 0.34299 | 0.75708 | 1.2528 | 1.814 | 2.436 | 3.1403 | 3.8812 | 4.5963 | 5.2179 | 5.6897 | 5.7006 | 5.5262 | 5.3578 | 5.2001 | 5.0583 | 4.9423 | 4.8527 | 4.7778 | 4.7212 | 4.6688 | 4.6405 | 4.6128 | 4.5859 | 4.5595 | 4.5336 | 9116.2405 | 11193.2895 | 13697.3107 | 15900.4195 | 18136.4419 | 21203.6807 | 23260.767 | 23762.5165 | 22393.3201 | 19248.9554 | 5779.4139 | 0 | 0 | 0 | 0 | 0 | 0 | 0 | 0 | 0 | 0 | 0 | 0 | 0 | 0 | 9116.2405 | 20309.5299 | 34006.8406 | 49907.2601 | 68043.702 | 89247.3827 | 112508.1496 | 136270.6661 | 158663.9862 | 177912.9416 | 183692.3555 | 183692.3555 | 183692.3555 | 183692.3555 | 183692.3555 | 183692.3555 | 183692.3555 | 183692.3555 | 183692.3555 | 183692.3555 | 183692.3555 | 183692.3555 | 183692.3555 | 183692.3555 | 183692.3555 | 0.34305 | 0.41734 | 0.50479 | 0.57829 | 0.64978 | 0.74671 | 0.80317 | 0.80228 | 0.73718 | 0.61621 | 0.17953 | 0 | 0 | 0 | 0 | 0 | 0 | 0 | 0 | 0 | 0 | 0 | 0 | 0 | 0 | 0.34305 | 0.75723 | 1.2533 | 1.8151 | 2.4378 | 3.1429 | 3.8848 | 4.6008 | 5.2232 | 5.6955 | 5.7063 | 5.5314 | 5.3626 | 5.2044 | 5.062 | 4.9454 | 4.8553 | 4.7799 | 4.7227 | 4.6699 | 4.6416 | 4.6141 | 4.5872 | 4.5608 | 4.535 | 9116.2405 | 11193.2895 | 13697.3107 | 15900.4195 | 18136.4419 | 21203.6807 | 23260.767 | 23762.5165 | 22393.3201 | 19248.9554 | 5779.4139 | 0 | 0 | 0 | 0 | 0 | 0 | 0 | 0 | 0 | 0 | 0 | 0 | 0 | 0 | 9116.2405 | 20309.5299 | 34006.8406 | 49907.2601 | 68043.702 | 89247.3827 | 112508.1496 | 136270.6661 | 158663.9862 | 177912.9416 | 183692.3555 | 183692.3555 | 183692.3555 | 183692.3555 | 183692.3555 | 183692.3555 | 183692.3555 | 183692.3555 | 183692.3555 | 183692.3555 | 183692.3555 | 183692.3555 | 183692.3555 | 183692.3555 | 183692.3555 | 0.34297 | 0.41716 | 0.5044 | 0.57765 | 0.64887 | 0.74546 | 0.80164 | 0.8006 | 0.7355 | 0.61472 | 0.17907 | 0 | 0 | 0 | 0 | 0 | 0 | 0 | 0 | 0 | 0 | 0 | 0 | 0 | 0 | 0.34297 | 0.75691 | 1.2523 | 1.8131 | 2.4344 | 3.1377 | 3.8774 | 4.5912 | 5.2113 | 5.6817 | 5.6917 | 5.5167 | 5.3479 | 5.1897 | 5.0473 | 4.9309 | 4.8408 | 4.7654 | 4.7082 | 4.6553 | 4.627 | 4.5995 | 4.5726 | 4.5462 | 4.5204 | 9116.2405 | 11193.2895 | 13697.3107 | 15900.4195 | 18136.4419 | 21203.6807 | 23260.767 | 23762.5165 | 22393.3201 | 19248.9554 | 5779.4139 | 0 | 0 | 0 | 0 | 0 | 0 | 0 | 0 | 0 | 0 | 0 | 0 | 0 | 0 | 9116.2405 | 20309.5299 | 34006.8406 | 49907.2601 | 68043.702 | 89247.3827 | 112508.1496 | 136270.6661 | 158663.9862 | 177912.9416 | 183692.3555 | 183692.3555 | 183692.3555 | 183692.3555 | 183692.3555 | 183692.3555 | 183692.3555 | 183692.3555 | 183692.3555 | 183692.3555 | 183692.3555 | 183692.3555 | 183692.3555 | 183692.3555 | 183692.3555 | 825.2111 | 827.7401 | 830.2528 | 832.7427 | 835.2032 | 837.628 | 840.0105 | 842.3445 | 844.6219 | 846.835 | 848.9768 | 851.0404 | 853.0195 | 854.9081 | 856.7006 | 858.3917 | 859.9765 | 861.4483 | 862.806 | 864.0472 | 865.1815 | 866.218 | 867.165 | 868.03 | 868.8199 | 500.8608 | 502.3957 | 503.9208 | 505.432 | 506.9254 | 508.3971 | 509.8432 | 511.2598 | 512.6421 | 513.9854 | 515.2853 | 516.5378 | 517.739 | 518.8853 | 519.9733 | 520.9997 | 521.9616 | 522.8548 | 523.6789 | 524.4322 | 525.1207 | 525.7498 | 526.3246 | 526.8496 | 527.3291
OR_Commercial_Interruptible - Health_Existing_Space Heating_Natural Gas_HVAC - Dedicated Outdoor Air System (DOAS)_A | OR | Commercial | Interruptible - Health | Existing | Space Heating | Natural Gas | HVAC - Dedicated Outdoor Air System (DOAS) | A | OCM753 | No DOAS. | Outdoor air supplied by a DOAS. | 20 | -0.03069 | 0 | 0 | 9.88 | 0 | 0 | 0 | 0.28365 | 0.25 | sqft | 3.406% | 8.762% | Discretionary | RetroEven20_OR | 82.88% | Central Systems | 0% | 9999 |  | 9999 |  | 0 | 2021P_Com-VRF-DOAS-2021P_V2 | 2021P_Com-VRF-DOAS-2021P_V2 | 2021P_Com-VRF-DOAS-2021P_V2 | No DOAS. | No DOAS. | No DOAS. | No DOAS. | No DOAS. | No DOAS. | No DOAS. | No DOAS. | No DOAS. | No DOAS. | No DOAS. | No DOAS. | No DOAS. | No DOAS. | No DOAS. | No DOAS. | No DOAS. | No DOAS. | No DOAS. | No DOAS. | No DOAS. | No DOAS. | No DOAS. | No DOAS. | No DOAS. | No DOAS. | No DOAS. | Outdoor air supplied by a DOAS. | Outdoor air supplied by a DOAS. | Outdoor air supplied by a DOAS. | Outdoor air supplied by a DOAS. | Outdoor air supplied by a DOAS. | Outdoor air supplied by a DOAS. | Outdoor air supplied by a DOAS. | Outdoor air supplied by a DOAS. | Outdoor air supplied by a DOAS. | Outdoor air supplied by a DOAS. | Outdoor air supplied by a DOAS. | Outdoor air supplied by a DOAS. | Outdoor air supplied by a DOAS. | Outdoor air supplied by a DOAS. | Outdoor air supplied by a DOAS. | Outdoor air supplied by a DOAS. | Outdoor air supplied by a DOAS. | Outdoor air supplied by a DOAS. | Outdoor air supplied by a DOAS. | Outdoor air supplied by a DOAS. | Outdoor air supplied by a DOAS. | Outdoor air supplied by a DOAS. | Outdoor air supplied by a DOAS. | Outdoor air supplied by a DOAS. | Outdoor air supplied by a DOAS. | Outdoor air supplied by a DOAS. | Outdoor air supplied by a DOAS. | 9.88 | 9.88 | 9.88 | 9.88 | 9.88 | 9.88 | 9.88 | 9.88 | 9.88 | 9.88 | 9.88 | 9.88 | 9.88 | 9.88 | 9.88 | 9.88 | 9.88 | 9.88 | 9.88 | 9.88 | 9.88 | 9.88 | 9.88 | 9.88 | 9.88 | 9.88 | 9.88 | 0 | 0 | -0.032312 | -0.031835 | -0.031356 | -0.030876 | -0.030394 | -0.029913 | -0.029431 | -0.02895 | -0.02847 | -0.027991 | -0.027514 | -0.027039 | -0.026567 | -0.026097 | -0.02563 | -0.025166 | -0.024706 | -0.024249 | -0.023797 | -0.023349 | -0.022908 | -0.022472 | -0.022043 | -0.021619 | -0.021198 | -0.053959 | -0.10912 | -0.10748 | -0.10583 | -0.10418 | -0.10253 | -0.10088 | -0.099235 | -0.097589 | -0.095948 | -0.094313 | -0.092685 | -0.091065 | -0.089454 | -0.087854 | -0.086264 | -0.084686 | -0.083121 | -0.081571 | -0.080034 | 0 | 0 | 0 | 0 | 0 | -0.053959 | -0.16229 | -0.26733 | -0.36906 | -0.4675 | -0.56262 | -0.65445 | -0.74299 | -0.82826 | -0.91028 | -0.98908 | -1.0647 | -1.1371 | -1.2065 | -1.2727 | -1.336 | -1.3962 | -1.4536 | -1.508 | -1.5596 | -1.5302 | -1.5011 | -1.4724 | -1.4441 | -1.416 | 1669.9462 | 3427.7842 | 3427.7842 | 3427.7842 | 3427.7842 | 3427.7842 | 3427.7842 | 3427.7842 | 3427.7842 | 3427.7842 | 3427.7842 | 3427.7842 | 3427.7842 | 3427.7842 | 3427.7842 | 3427.7842 | 3427.7842 | 3427.7842 | 3427.7842 | 3427.7842 | 0 | 0 | 0 | 0 | 0 | 1669.9462 | 5097.7304 | 8525.5146 | 11953.2989 | 15381.0831 | 18808.8673 | 22236.6516 | 25664.4358 | 29092.22 | 32520.0042 | 35947.7885 | 39375.5727 | 42803.3569 | 46231.1412 | 49658.9254 | 53086.7096 | 56514.4939 | 59942.2781 | 63370.0623 | 66797.8466 | 66797.8466 | 66797.8466 | 66797.8466 | 66797.8466 | 66797.8466 | -0.046387 | -0.094883 | -0.094429 | -0.093934 | -0.093416 | -0.092878 | -0.092325 | -0.091759 | -0.091183 | -0.090602 | -0.090017 | -0.089431 | -0.088847 | -0.088267 | -0.087692 | -0.087124 | -0.086564 | -0.086013 | -0.085474 | -0.084944 | 0 | 0 | 0 | 0 | 0 | -0.046387 | -0.14111 | -0.23486 | -0.32757 | -0.41918 | -0.50964 | -0.59893 | -0.68701 | -0.77389 | -0.85956 | -0.94402 | -1.0273 | -1.1095 | -1.1905 | -1.2704 | -1.3493 | -1.4272 | -1.5041 | -1.5802 | -1.6553 | -1.6453 | -1.6355 | -1.6259 | -1.6166 | -1.6074 | 1419.4542 | 2913.6166 | 2913.6166 | 2913.6166 | 2913.6166 | 2913.6166 | 2913.6166 | 2913.6166 | 2913.6166 | 2913.6166 | 2913.6166 | 2913.6166 | 2913.6166 | 2913.6166 | 2913.6166 | 2913.6166 | 2913.6166 | 2913.6166 | 2913.6166 | 2913.6166 | 0 | 0 | 0 | 0 | 0 | 1419.4542 | 4333.0708 | 7246.6874 | 10160.304 | 13073.9206 | 15987.5372 | 18901.1538 | 21814.7704 | 24728.387 | 27642.0036 | 30555.6202 | 33469.2368 | 36382.8534 | 39296.47 | 42210.0866 | 45123.7032 | 48037.3198 | 50950.9364 | 53864.553 | 56778.1696 | 56778.1696 | 56778.1696 | 56778.1696 | 56778.1696 | 56778.1696 | 0 | 0 | 0 | 0 | 0 | 0 | 0 | 0 | 0 | 0 | 0 | 0 | 0 | 0 | 0 | 0 | 0 | 0 | 0 | 0 | 0 | 0 | 0 | 0 | 0 | 0 | 0 | 0 | 0 | 0 | 0 | 0 | 0 | 0 | 0 | 0 | 0 | 0 | 0 | 0 | 0 | 0 | 0 | 0 | 0 | 0 | 0 | 0 | 0 | 0 | 0 | 0 | 0 | 0 | 0 | 0 | 0 | 0 | 0 | 0 | 0 | 0 | 0 | 0 | 0 | 0 | 0 | 0 | 0 | 0 | 0 | 0 | 0 | 0 | 0 | 0 | 0 | 0 | 0 | 0 | 0 | 0 | 0 | 0 | 0 | 0 | 0 | 0 | 0 | 0 | 0 | 0 | 0 | 0 | 0 | 0 | 0 | 0 | 0 | 0 | 0 | 0 | 0 | 0 | 0 | 0 | 0 | 0 | 0 | 0 | 0 | 0 | 0 | 0 | 0 | 0 | 0 | 0 | 0 | 0 | 0 | 0 | 0 | 0 | 0 | 0 | 0 | 0 | 0 | 0 | 0 | 0 | 0 | 0 | 0 | 0 | 0 | 0 | 0 | 0 | 0 | 0 | 0 | 0 | 0 | 0 | 0 | 0 | 0 | 0 | 0 | 0 | 0 | 0 | 0 | 0 | 0 | 0 | 0 | 0 | 0 | 0 | 0 | 0 | 0 | 0 | 0 | 0 | 0 | 0 | 0 | 0 | 0 | 0 | 0 | 0 | 0 | 0 | 0 | 0 | 0 | 0 | 0 | 0 | 0 | 0 | 0 | 0 | 0 | 0 | 0 | 0 | 0 | 0 | 0 | 0 | 0 | 0 | 0 | 0 | 9999 | 9999 | 9999 | 9999 | 9999 | 9999 | 9999 | 9999 | 9999 | 9999 | 9999 | 9999 | 9999 | 9999 | 9999 | 9999 | 9999 | 9999 | 9999 | 9999 | 9999 | 9999 | 9999 | 9999 | 9999 | 9999 | 9999 | 9999 | 9999 | 9999 | 9999 | 9999 | 9999 | 9999 | 9999 | 9999 | 9999 | 9999 | 9999 | 9999 | 9999 | 9999 | 9999 | 9999 | 9999 | 9999 | 9999 | 9999 | 9999 | 9999
OR_Commercial_Interruptible - Health_Existing_Space Heating_Natural Gas_Destratification Fans (HVLS)_A | OR | Commercial | Interruptible - Health | Existing | Space Heating | Natural Gas | Destratification Fans (HVLS) | A | OCM754 | No destratification fans. | High volume low speed destratification fans. | 15 | 718.9258 | 0 | 0 | 9799.26 | 0 | 0 | 0 | 0.28365 | 0.25 | Strat Fan | 15% | 20% | Discretionary | RetroEven20_OR | 82.88% | Space Heating | 0% | 1791.511 |  | 764.8249 |  | 0 | DL20_IHVLS-Ag-2021PLN-v2-8 | DL20_IHVLS-Ag-2021PLN-v2-8 | HVLS-Heating-AEG-v5.0-121 | No destratification fans. | No destratification fans. | No destratification fans. | No destratification fans. | No destratification fans. | No destratification fans. | No destratification fans. | No destratification fans. | No destratification fans. | No destratification fans. | No destratification fans. | No destratification fans. | No destratification fans. | No destratification fans. | No destratification fans. | No destratification fans. | No destratification fans. | No destratification fans. | No destratification fans. | No destratification fans. | No destratification fans. | No destratification fans. | No destratification fans. | No destratification fans. | No destratification fans. | No destratification fans. | No destratification fans. | High volume low speed destratification fans. | High volume low speed destratification fans. | High volume low speed destratification fans. | High volume low speed destratification fans. | High volume low speed destratification fans. | High volume low speed destratification fans. | High volume low speed destratification fans. | High volume low speed destratification fans. | High volume low speed destratification fans. | High volume low speed destratification fans. | High volume low speed destratification fans. | High volume low speed destratification fans. | High volume low speed destratification fans. | High volume low speed destratification fans. | High volume low speed destratification fans. | High volume low speed destratification fans. | High volume low speed destratification fans. | High volume low speed destratification fans. | High volume low speed destratification fans. | High volume low speed destratification fans. | High volume low speed destratification fans. | High volume low speed destratification fans. | High volume low speed destratification fans. | High volume low speed destratification fans. | High volume low speed destratification fans. | High volume low speed destratification fans. | High volume low speed destratification fans. | 9799.26 | 9799.26 | 9799.26 | 9799.26 | 9799.26 | 9799.26 | 9799.26 | 9799.26 | 9799.26 | 9799.26 | 9799.26 | 9799.26 | 9799.26 | 9799.26 | 9799.26 | 9799.26 | 9799.26 | 9799.26 | 9799.26 | 9799.26 | 9799.26 | 9799.26 | 9799.26 | 9799.26 | 9799.26 | 9799.26 | 9799.26 | 0 | 0 | 753.0582 | 736.0546 | 717.9441 | 698.9835 | 678.9498 | 657.5905 | 634.8619 | 610.8455 | 585.7744 | 560.0597 | 534.6007 | 509.8648 | 486.314 | 464.3925 | 444.5917 | 427.8181 | 414.0091 | 401.8723 | 391.7169 | 382.0628 | 374.839 | 367.7159 | 360.6797 | 353.7359 | 346.858 | 0.1012 | 0.20304 | 0.19804 | 0.19281 | 0.18728 | 0.18139 | 0.17512 | 0.1685 | 0.16158 | 0.15449 | 0.14747 | 0.14064 | 0.13415 | 0.1281 | 0.12264 | 0.060518 | 0 | 1.7847e-16 | 4.3489e-17 | 0 | 0 | 0 | 0 | 0 | 0 | 0.1012 | 0.30195 | 0.49256 | 0.67236 | 0.84037 | 0.99533 | 1.136 | 1.2616 | 1.3714 | 1.4657 | 1.5465 | 1.6156 | 1.6751 | 1.7277 | 1.7767 | 1.7702 | 1.713 | 1.6628 | 1.6208 | 1.5808 | 1.5509 | 1.5215 | 1.4924 | 1.4636 | 1.4352 | 0.13438 | 0.27584 | 0.27584 | 0.27584 | 0.27584 | 0.27584 | 0.27584 | 0.27584 | 0.27584 | 0.27584 | 0.27584 | 0.27584 | 0.27584 | 0.27584 | 0.27584 | 0.14146 | 0 | 4.4409e-16 | 1.1102e-16 | 0 | 0 | 0 | 0 | 0 | 0 | 0.13438 | 0.41023 | 0.68607 | 0.96191 | 1.2378 | 1.5136 | 1.7894 | 2.0653 | 2.3411 | 2.617 | 2.8928 | 3.1687 | 3.4445 | 3.7203 | 3.9962 | 4.1376 | 4.1376 | 4.1376 | 4.1376 | 4.1376 | 4.1376 | 4.1376 | 4.1376 | 4.1376 | 4.1376 | 0.087064 | 0.17689 | 0.17459 | 0.17201 | 0.16913 | 0.16589 | 0.16227 | 0.15828 | 0.15396 | 0.14939 | 0.14478 | 0.14024 | 0.13586 | 0.13179 | 0.12813 | 0.064178 | 0 | 1.7178e-16 | 4.2432e-17 | 0 | 0 | 0 | 0 | 0 | 0 | 0.087064 | 0.26306 | 0.43423 | 0.59983 | 0.75891 | 0.91025 | 1.0526 | 1.185 | 1.3067 | 1.4173 | 1.5184 | 1.6109 | 1.6966 | 1.7774 | 1.8563 | 1.8772 | 1.8427 | 1.8139 | 1.7922 | 1.7722 | 1.7614 | 1.7509 | 1.7407 | 1.7307 | 1.7208 | 0.11423 | 0.23447 | 0.23447 | 0.23447 | 0.23447 | 0.23447 | 0.23447 | 0.23447 | 0.23447 | 0.23447 | 0.23447 | 0.23447 | 0.23447 | 0.23447 | 0.23447 | 0.12024 | 0 | 3.3307e-16 | 8.3267e-17 | 0 | 0 | 0 | 0 | 0 | 0 | 0.11423 | 0.34869 | 0.58316 | 0.81763 | 1.0521 | 1.2866 | 1.521 | 1.7555 | 1.99 | 2.2244 | 2.4589 | 2.6934 | 2.9278 | 3.1623 | 3.3968 | 3.517 | 3.517 | 3.517 | 3.517 | 3.517 | 3.517 | 3.517 | 3.517 | 3.517 | 3.517 | 0 | 0 | 0 | 0 | 0 | 0 | 0 | 0 | 0 | 0 | 0 | 0 | 0 | 0 | 0 | 0 | 0 | 0 | 0 | 0 | 0 | 0 | 0 | 0 | 0 | 0 | 0 | 0 | 0 | 0 | 0 | 0 | 0 | 0 | 0 | 0 | 0 | 0 | 0 | 0 | 0 | 0 | 0 | 0 | 0 | 0 | 0 | 0 | 0 | 0 | 0 | 0 | 0 | 0 | 0 | 0 | 0 | 0 | 0 | 0 | 0 | 0 | 0 | 0 | 0 | 0 | 0 | 0 | 0 | 0 | 0 | 0 | 0 | 0 | 0 | 0 | 0 | 0 | 0 | 0 | 0 | 0 | 0 | 0 | 0 | 0 | 0 | 0 | 0 | 0 | 0 | 0 | 0 | 0 | 0 | 0 | 0 | 0 | 0 | 0 | 0.087057 | 0.17685 | 0.17452 | 0.17192 | 0.16902 | 0.16575 | 0.16211 | 0.1581 | 0.15376 | 0.14918 | 0.14456 | 0.14 | 0.13561 | 0.13152 | 0.12786 | 0.06403 | 0 | 1.7133e-16 | 4.2315e-17 | 0 | 0 | 0 | 0 | 0 | 0 | 0.087057 | 0.263 | 0.43407 | 0.59952 | 0.75841 | 0.9095 | 1.0516 | 1.1837 | 1.305 | 1.4153 | 1.516 | 1.6081 | 1.6934 | 1.7738 | 1.8523 | 1.8729 | 1.8382 | 1.8091 | 1.7873 | 1.767 | 1.7563 | 1.7459 | 1.7356 | 1.7257 | 1.7159 | 0.11423 | 0.23447 | 0.23447 | 0.23447 | 0.23447 | 0.23447 | 0.23447 | 0.23447 | 0.23447 | 0.23447 | 0.23447 | 0.23447 | 0.23447 | 0.23447 | 0.23447 | 0.12024 | 0 | 3.3307e-16 | 8.3267e-17 | 0 | 0 | 0 | 0 | 0 | 0 | 0.11423 | 0.34869 | 0.58316 | 0.81763 | 1.0521 | 1.2866 | 1.521 | 1.7555 | 1.99 | 2.2244 | 2.4589 | 2.6934 | 2.9278 | 3.1623 | 3.3968 | 3.517 | 3.517 | 3.517 | 3.517 | 3.517 | 3.517 | 3.517 | 3.517 | 3.517 | 3.517 | 1746.4065 | 1751.7586 | 1757.0763 | 1762.3456 | 1767.5529 | 1772.6844 | 1777.7266 | 1782.6661 | 1787.4857 | 1792.1695 | 1796.7021 | 1801.0693 | 1805.2577 | 1809.2546 | 1813.0481 | 1816.6271 | 1819.981 | 1823.0957 | 1825.969 | 1828.5958 | 1830.9964 | 1833.19 | 1835.194 | 1837.0246 | 1838.6964 | 745.569 | 747.8539 | 750.1241 | 752.3737 | 754.5967 | 756.7875 | 758.9401 | 761.0488 | 763.1064 | 765.106 | 767.041 | 768.9055 | 770.6936 | 772.3999 | 774.0194 | 775.5473 | 776.9792 | 778.3089 | 779.5355 | 780.6569 | 781.6818 | 782.6183 | 783.4739 | 784.2553 | 784.9691
OR_Commercial_Interruptible - Health_Existing_Space Heating_Natural Gas_Gas Boiler - Maintenance_A | OR | Commercial | Interruptible - Health | Existing | Space Heating | Natural Gas | Gas Boiler - Maintenance | A | OCM755 | Degrade performance | General cleaning and maintenance | 3 | 0.16138 | 0 | 0 | 0.95 | 0 | 0 | 0 | 0.28365 | 0.25 | kBtuh Heat | 20% | 30% | Discretionary | Retro12Med_OR | 75.44% | Boiler | 0% | 2692.6328 |  | 1149.5282 |  | 0 | GBLR_MNT-Heating-ILTRM-v4.0-43 | GBLR_MNT-Heating-ILTRM-v4.0-43 | GBLR_MNT-Heating-ILTRM-v4.0-1 | Degrade performance | Degrade performance | Degrade performance | Degrade performance | Degrade performance | Degrade performance | Degrade performance | Degrade performance | Degrade performance | Degrade performance | Degrade performance | Degrade performance | Degrade performance | Degrade performance | Degrade performance | Degrade performance | Degrade performance | Degrade performance | Degrade performance | Degrade performance | Degrade performance | Degrade performance | Degrade performance | Degrade performance | Degrade performance | Degrade performance | Degrade performance | General cleaning and maintenance | General cleaning and maintenance | General cleaning and maintenance | General cleaning and maintenance | General cleaning and maintenance | General cleaning and maintenance | General cleaning and maintenance | General cleaning and maintenance | General cleaning and maintenance | General cleaning and maintenance | General cleaning and maintenance | General cleaning and maintenance | General cleaning and maintenance | General cleaning and maintenance | General cleaning and maintenance | General cleaning and maintenance | General cleaning and maintenance | General cleaning and maintenance | General cleaning and maintenance | General cleaning and maintenance | General cleaning and maintenance | General cleaning and maintenance | General cleaning and maintenance | General cleaning and maintenance | General cleaning and maintenance | General cleaning and maintenance | General cleaning and maintenance | 0.95 | 0.95 | 0.95 | 0.95 | 0.95 | 0.95 | 0.95 | 0.95 | 0.95 | 0.95 | 0.95 | 0.95 | 0.95 | 0.95 | 0.95 | 0.95 | 0.95 | 0.95 | 0.95 | 0.95 | 0.95 | 0.95 | 0.95 | 0.95 | 0.95 | 0.95 | 0.95 | 0 | 0 | 0.16842 | 0.16359 | 0.15851 | 0.15344 | 0.14834 | 0.14303 | 0.13744 | 0.13164 | 0.12572 | 0.11978 | 0.114 | 0.10844 | 0.1032 | 0.098355 | 0.093999 | 0.090311 | 0.087274 | 0.084595 | 0.082339 | 0.080193 | 0.078688 | 0.077203 | 0.075735 | 0.074286 | 0.072849 | 0.11494 | 0.11164 | 0.10817 | 0 | 0 | 0 | 0 | 0 | 0 | 0 | 0 | 0 | 0 | 0 | 0 | 0 | 0 | 0 | 0 | 0 | 0 | 0 | 0 | 0 | 0 | 0.11494 | 0.22328 | 0.32451 | 0.31414 | 0.3037 | 0.29282 | 0.28138 | 0.26952 | 0.25738 | 0.24523 | 0.23339 | 0.22201 | 0.21128 | 0.20136 | 0.19245 | 0.1849 | 0.17868 | 0.17319 | 0.16857 | 0.16418 | 0.1611 | 0.15806 | 0.15505 | 0.15209 | 0.14914 | 682.4352 | 682.4352 | 682.4352 | 0 | 0 | 0 | 0 | 0 | 0 | 0 | 0 | 0 | 0 | 0 | 0 | 0 | 0 | 0 | 0 | 0 | 0 | 0 | 0 | 0 | 0 | 682.4352 | 1364.8703 | 2047.3055 | 2047.3055 | 2047.3055 | 2047.3055 | 2047.3055 | 2047.3055 | 2047.3055 | 2047.3055 | 2047.3055 | 2047.3055 | 2047.3055 | 2047.3055 | 2047.3055 | 2047.3055 | 2047.3055 | 2047.3055 | 2047.3055 | 2047.3055 | 2047.3055 | 2047.3055 | 2047.3055 | 2047.3055 | 2047.3055 | 0.098936 | 0.097406 | 0.095599 | 0 | 0 | 0 | 0 | 0 | 0 | 0 | 0 | 0 | 0 | 0 | 0 | 0 | 0 | 0 | 0 | 0 | 0 | 0 | 0 | 0 | 0 | 0.098936 | 0.19481 | 0.2868 | 0.2812 | 0.27539 | 0.26908 | 0.26217 | 0.25475 | 0.24694 | 0.23892 | 0.23096 | 0.22322 | 0.21586 | 0.20904 | 0.20296 | 0.19797 | 0.19411 | 0.19085 | 0.18834 | 0.18602 | 0.18491 | 0.18384 | 0.18278 | 0.18175 | 0.18074 | 580.0699 | 580.0699 | 580.0699 | 0 | 0 | 0 | 0 | 0 | 0 | 0 | 0 | 0 | 0 | 0 | 0 | 0 | 0 | 0 | 0 | 0 | 0 | 0 | 0 | 0 | 0 | 580.0699 | 1160.1398 | 1740.2097 | 1740.2097 | 1740.2097 | 1740.2097 | 1740.2097 | 1740.2097 | 1740.2097 | 1740.2097 | 1740.2097 | 1740.2097 | 1740.2097 | 1740.2097 | 1740.2097 | 1740.2097 | 1740.2097 | 1740.2097 | 1740.2097 | 1740.2097 | 1740.2097 | 1740.2097 | 1740.2097 | 1740.2097 | 1740.2097 | 0 | 0 | 0 | 0 | 0 | 0 | 0 | 0 | 0 | 0 | 0 | 0 | 0 | 0 | 0 | 0 | 0 | 0 | 0 | 0 | 0 | 0 | 0 | 0 | 0 | 0 | 0 | 0 | 0 | 0 | 0 | 0 | 0 | 0 | 0 | 0 | 0 | 0 | 0 | 0 | 0 | 0 | 0 | 0 | 0 | 0 | 0 | 0 | 0 | 0 | 0 | 0 | 0 | 0 | 0 | 0 | 0 | 0 | 0 | 0 | 0 | 0 | 0 | 0 | 0 | 0 | 0 | 0 | 0 | 0 | 0 | 0 | 0 | 0 | 0 | 0 | 0 | 0 | 0 | 0 | 0 | 0 | 0 | 0 | 0 | 0 | 0 | 0 | 0 | 0 | 0 | 0 | 0 | 0 | 0 | 0 | 0 | 0 | 0 | 0 | 0 | 0.097536 | 0.095813 | 0.094042 | 0 | 0 | 0 | 0 | 0 | 0 | 0 | 0 | 0 | 0 | 0 | 0 | 0 | 0 | 0 | 0 | 0 | 0 | 0 | 0 | 0 | 0 | 0.097536 | 0.19163 | 0.28213 | 0.27663 | 0.27068 | 0.26414 | 0.25708 | 0.24956 | 0.24177 | 0.23394 | 0.22624 | 0.21885 | 0.21194 | 0.20575 | 0.20066 | 0.19671 | 0.19338 | 0.19082 | 0.18843 | 0.18731 | 0.18622 | 0.18516 | 0.18411 | 0.18309 | 0 | 580.0699 | 580.0699 | 580.0699 | 0 | 0 | 0 | 0 | 0 | 0 | 0 | 0 | 0 | 0 | 0 | 0 | 0 | 0 | 0 | 0 | 0 | 0 | 0 | 0 | 0 | 0 | 580.0699 | 1160.1398 | 1740.2097 | 1740.2097 | 1740.2097 | 1740.2097 | 1740.2097 | 1740.2097 | 1740.2097 | 1740.2097 | 1740.2097 | 1740.2097 | 1740.2097 | 1740.2097 | 1740.2097 | 1740.2097 | 1740.2097 | 1740.2097 | 1740.2097 | 1740.2097 | 1740.2097 | 1740.2097 | 1740.2097 | 1740.2097 | 2628.3432 | 2636.3052 | 2644.1497 | 2651.8562 | 2659.405 | 2666.7778 | 2673.9574 | 2680.9276 | 2687.6732 | 2694.1799 | 2700.4341 | 2706.4234 | 2712.1359 | 2717.5605 | 2722.6869 | 2727.5054 | 2732.007 | 2736.1835 | 2740.027 | 2743.5306 | 2746.7233 | 2749.6323 | 2752.2822 | 2754.6957 | 2756.8934 | 1122.082 | 1125.4811 | 1128.83 | 1132.1201 | 1135.3428 | 1138.4903 | 1141.5554 | 1144.5311 | 1147.4109 | 1150.1887 | 1152.8588 | 1155.4157 | 1157.8544 | 1160.1703 | 1162.3588 | 1164.4159 | 1166.3377 | 1168.1207 | 1169.7616 | 1171.2573 | 1172.6204 | 1173.8623 | 1174.9935 | 1176.0239 | 1176.9621
OR_Commercial_Interruptible - Health_Existing_Space Heating_Natural Gas_Gas Furnace - Maintenance_A | OR | Commercial | Interruptible - Health | Existing | Space Heating | Natural Gas | Gas Furnace - Maintenance | A | OCM756 | Degrade performance | General cleaning and maintenance | 3 | 0.064331 | 0 | 0 | 0.95 | 0 | 0 | 0 | 0.28365 | 0.25 | kBtuh Heat | 20% | 30% | Discretionary | Retro12Med_OR | 75.44% | Furnace | 0% | 6889.2939 |  | 2941.1504 |  | 0 | IL TRM - CI-HVC-FTUN-V03-200101 | GBLR_MNT-Heating-ILTRM-v4.0-43 | IL TRM - CI-HVC-FTUN-V03-200101 | Degrade performance | Degrade performance | Degrade performance | Degrade performance | Degrade performance | Degrade performance | Degrade performance | Degrade performance | Degrade performance | Degrade performance | Degrade performance | Degrade performance | Degrade performance | Degrade performance | Degrade performance | Degrade performance | Degrade performance | Degrade performance | Degrade performance | Degrade performance | Degrade performance | Degrade performance | Degrade performance | Degrade performance | Degrade performance | Degrade performance | Degrade performance | General cleaning and maintenance | General cleaning and maintenance | General cleaning and maintenance | General cleaning and maintenance | General cleaning and maintenance | General cleaning and maintenance | General cleaning and maintenance | General cleaning and maintenance | General cleaning and maintenance | General cleaning and maintenance | General cleaning and maintenance | General cleaning and maintenance | General cleaning and maintenance | General cleaning and maintenance | General cleaning and maintenance | General cleaning and maintenance | General cleaning and maintenance | General cleaning and maintenance | General cleaning and maintenance | General cleaning and maintenance | General cleaning and maintenance | General cleaning and maintenance | General cleaning and maintenance | General cleaning and maintenance | General cleaning and maintenance | General cleaning and maintenance | General cleaning and maintenance | 0.95 | 0.95 | 0.95 | 0.95 | 0.95 | 0.95 | 0.95 | 0.95 | 0.95 | 0.95 | 0.95 | 0.95 | 0.95 | 0.95 | 0.95 | 0.95 | 0.95 | 0.95 | 0.95 | 0.95 | 0.95 | 0.95 | 0.95 | 0.95 | 0.95 | 0.95 | 0.95 | 0 | 0 | 0.067181 | 0.06522 | 0.063137 | 0.061041 | 0.058916 | 0.056693 | 0.054353 | 0.051925 | 0.049446 | 0.046968 | 0.044556 | 0.042246 | 0.040071 | 0.038063 | 0.036259 | 0.034725 | 0.033455 | 0.032335 | 0.031388 | 0.030493 | 0.02985 | 0.029222 | 0.028608 | 0.028006 | 0.027416 | 0.0081347 | 0.0078972 | 0.007645 | 0 | 0 | 0 | 0 | 0 | 0 | 0 | 0 | 0 | 0 | 0 | 0 | 0 | 0 | 0 | 0 | 0 | 0 | 0 | 0 | 0 | 0 | 0.0081347 | 0.015794 | 0.022935 | 0.022174 | 0.021402 | 0.020594 | 0.019744 | 0.018862 | 0.017962 | 0.017061 | 0.016185 | 0.015346 | 0.014556 | 0.013827 | 0.013171 | 0.012614 | 0.012153 | 0.011746 | 0.011402 | 0.011077 | 0.010843 | 0.010615 | 0.010392 | 0.010174 | 0.0099589 | 121.0857 | 121.0857 | 121.0857 | 0 | 0 | 0 | 0 | 0 | 0 | 0 | 0 | 0 | 0 | 0 | 0 | 0 | 0 | 0 | 0 | 0 | 0 | 0 | 0 | 0 | 0 | 121.0857 | 242.1715 | 363.2572 | 363.2572 | 363.2572 | 363.2572 | 363.2572 | 363.2572 | 363.2572 | 363.2572 | 363.2572 | 363.2572 | 363.2572 | 363.2572 | 363.2572 | 363.2572 | 363.2572 | 363.2572 | 363.2572 | 363.2572 | 363.2572 | 363.2572 | 363.2572 | 363.2572 | 363.2572 | 0.0070022 | 0.0068904 | 0.0067565 | 0 | 0 | 0 | 0 | 0 | 0 | 0 | 0 | 0 | 0 | 0 | 0 | 0 | 0 | 0 | 0 | 0 | 0 | 0 | 0 | 0 | 0 | 0.0070022 | 0.013781 | 0.020269 | 0.019849 | 0.019406 | 0.018924 | 0.018396 | 0.017828 | 0.017232 | 0.016622 | 0.016017 | 0.01543 | 0.014872 | 0.014354 | 0.013891 | 0.013506 | 0.013202 | 0.012943 | 0.012739 | 0.01255 | 0.012446 | 0.012346 | 0.012251 | 0.012158 | 0.012069 | 102.9229 | 102.9229 | 102.9229 | 0 | 0 | 0 | 0 | 0 | 0 | 0 | 0 | 0 | 0 | 0 | 0 | 0 | 0 | 0 | 0 | 0 | 0 | 0 | 0 | 0 | 0 | 102.9229 | 205.8457 | 308.7686 | 308.7686 | 308.7686 | 308.7686 | 308.7686 | 308.7686 | 308.7686 | 308.7686 | 308.7686 | 308.7686 | 308.7686 | 308.7686 | 308.7686 | 308.7686 | 308.7686 | 308.7686 | 308.7686 | 308.7686 | 308.7686 | 308.7686 | 308.7686 | 308.7686 | 308.7686 | 0 | 0 | 0 | 0 | 0 | 0 | 0 | 0 | 0 | 0 | 0 | 0 | 0 | 0 | 0 | 0 | 0 | 0 | 0 | 0 | 0 | 0 | 0 | 0 | 0 | 0 | 0 | 0 | 0 | 0 | 0 | 0 | 0 | 0 | 0 | 0 | 0 | 0 | 0 | 0 | 0 | 0 | 0 | 0 | 0 | 0 | 0 | 0 | 0 | 0 | 0 | 0 | 0 | 0 | 0 | 0 | 0 | 0 | 0 | 0 | 0 | 0 | 0 | 0 | 0 | 0 | 0 | 0 | 0 | 0 | 0 | 0 | 0 | 0 | 0 | 0 | 0 | 0 | 0 | 0 | 0 | 0 | 0 | 0 | 0 | 0 | 0 | 0 | 0 | 0 | 0 | 0 | 0 | 0 | 0 | 0 | 0 | 0 | 0 | 0 | 0 | 0 | 0 | 0 | 0 | 0 | 0 | 0 | 0 | 0 | 0 | 0 | 0 | 0 | 0 | 0 | 0 | 0 | 0 | 0 | 0 | 0 | 0 | 0 | 0 | 0 | 0 | 0 | 0 | 0 | 0 | 0 | 0 | 0 | 0 | 0 | 0 | 0 | 0 | 0 | 0 | 0 | 0 | 0 | 0 | 0 | 0 | 0 | 0 | 0 | 0 | 0 | 0 | 0 | 0 | 0 | 0 | 0 | 0 | 0 | 0 | 0 | 0 | 0 | 0 | 0 | 0 | 0 | 0 | 0 | 0 | 0 | 0 | 0 | 0 | 0 | 0 | 0 | 0 | 0 | 0 | 0 | 0 | 0 | 0 | 0 | 0 | 0 | 0 | 0 | 0 | 0 | 0 | 0 | 0 | 0 | 0 | 0 | 0 | 0 | 6589.2299 | 6612.7202 | 6638.4106 | 6666.2563 | 6696.1806 | 6728.0758 | 6761.8034 | 6797.1941 | 6833.8331 | 6871.3239 | 6909.2858 | 6947.3523 | 6985.1696 | 7022.3958 | 7058.7006 | 7093.765 | 7127.2816 | 7158.6746 | 7188.0982 | 7215.474 | 7240.9296 | 7264.5871 | 7286.5624 | 7306.9656 | 7325.9011 | 2813.0482 | 2823.0766 | 2834.0443 | 2845.932 | 2858.7072 | 2872.3238 | 2886.7226 | 2901.8315 | 2917.4733 | 2933.4787 | 2949.6852 | 2965.9364 | 2982.0812 | 2997.9737 | 3013.4728 | 3028.4424 | 3042.7511 | 3056.1533 | 3068.7147 | 3080.4019 | 3091.2693 | 3101.3691 | 3110.7507 | 3119.4612 | 3127.545
OR_Commercial_Interruptible - Health_Existing_Space Heating_Natural Gas_Gas Boiler - Hot Water Reset_A | OR | Commercial | Interruptible - Health | Existing | Space Heating | Natural Gas | Gas Boiler - Hot Water Reset | A | OCM757 | No control | Reset control installed | 20 | 286.9026 | 0 | 0 | 799.38 | 0 | 0 | 0 | 0.28365 | 0.25 | BoilerCtrl | 35% | 55% | Discretionary | RetroEven20_OR | 82.88% | Boiler | 0% | 314.0188 |  | 134.0597 |  | 0 | GBLR_HWRST-Heating-ILTRM-v4.0-43 | GBLR_HWRST-Heating-ILTRM-v4.0-1 | GBLR_HWRST-Heating-ILTRM-v4.0-1 | No control | No control | No control | No control | No control | No control | No control | No control | No control | No control | No control | No control | No control | No control | No control | No control | No control | No control | No control | No control | No control | No control | No control | No control | No control | No control | No control | Reset control installed | Reset control installed | Reset control installed | Reset control installed | Reset control installed | Reset control installed | Reset control installed | Reset control installed | Reset control installed | Reset control installed | Reset control installed | Reset control installed | Reset control installed | Reset control installed | Reset control installed | Reset control installed | Reset control installed | Reset control installed | Reset control installed | Reset control installed | Reset control installed | Reset control installed | Reset control installed | Reset control installed | Reset control installed | Reset control installed | Reset control installed | 799.38 | 799.38 | 799.38 | 799.38 | 799.38 | 799.38 | 799.38 | 799.38 | 799.38 | 799.38 | 799.38 | 799.38 | 799.38 | 799.38 | 799.38 | 799.38 | 799.38 | 799.38 | 799.38 | 799.38 | 799.38 | 799.38 | 799.38 | 799.38 | 799.38 | 799.38 | 799.38 | 0 | 0 | 301.9175 | 297.202 | 292.4738 | 287.7443 | 283.016 | 278.2911 | 273.5716 | 268.8598 | 264.1588 | 259.4722 | 254.8083 | 250.1674 | 245.5614 | 240.9955 | 236.4759 | 232.1316 | 227.9651 | 223.8335 | 219.7336 | 215.6662 | 211.6221 | 207.6313 | 203.6863 | 199.7906 | 195.9293 | 0.23547 | 0.47579 | 0.46822 | 0.46065 | 0.45308 | 0.44552 | 0.43796 | 0.43042 | 0.42289 | 0.41539 | 0.40792 | 0.40049 | 0.39312 | 0.38581 | 0.37858 | 0.37162 | 0.36495 | 0.35834 | 0.35177 | 0.34526 | 0 | 0 | 0 | 0 | 0 | 0.23547 | 0.70759 | 1.1646 | 1.6064 | 2.0331 | 2.4446 | 2.8411 | 3.2226 | 3.5892 | 3.9409 | 4.278 | 4.6006 | 4.909 | 5.2035 | 5.4845 | 5.7554 | 6.017 | 6.2663 | 6.5033 | 6.7282 | 6.602 | 6.4775 | 6.3544 | 6.2329 | 6.1124 | 0.77993 | 1.6009 | 1.6009 | 1.6009 | 1.6009 | 1.6009 | 1.6009 | 1.6009 | 1.6009 | 1.6009 | 1.6009 | 1.6009 | 1.6009 | 1.6009 | 1.6009 | 1.6009 | 1.6009 | 1.6009 | 1.6009 | 1.6009 | 0 | 0 | 0 | 0 | 0 | 0.77993 | 2.3808 | 3.9817 | 5.5826 | 7.1836 | 8.7845 | 10.3854 | 11.9863 | 13.5872 | 15.1881 | 16.789 | 18.3899 | 19.9908 | 21.5917 | 23.1926 | 24.7935 | 26.3944 | 27.9953 | 29.5962 | 31.1972 | 31.1972 | 31.1972 | 31.1972 | 31.1972 | 31.1972 | 0.20244 | 0.41378 | 0.4115 | 0.40905 | 0.40651 | 0.40388 | 0.40118 | 0.39843 | 0.39563 | 0.39281 | 0.38997 | 0.38713 | 0.3843 | 0.38151 | 0.37875 | 0.37622 | 0.37392 | 0.37167 | 0.36945 | 0.36728 | 0 | 0 | 0 | 0 | 0 | 0.20244 | 0.61537 | 1.0235 | 1.4264 | 1.8241 | 2.2162 | 2.6025 | 2.9831 | 3.3578 | 3.7266 | 4.0897 | 4.447 | 4.7989 | 5.1454 | 5.487 | 5.8266 | 6.1649 | 6.4994 | 6.8302 | 7.1572 | 7.1148 | 7.0735 | 7.0331 | 6.9935 | 6.9546 | 0.66294 | 1.3608 | 1.3608 | 1.3608 | 1.3608 | 1.3608 | 1.3608 | 1.3608 | 1.3608 | 1.3608 | 1.3608 | 1.3608 | 1.3608 | 1.3608 | 1.3608 | 1.3608 | 1.3608 | 1.3608 | 1.3608 | 1.3608 | 0 | 0 | 0 | 0 | 0 | 0.66294 | 2.0237 | 3.3845 | 4.7453 | 6.106 | 7.4668 | 8.8276 | 10.1883 | 11.5491 | 12.9099 | 14.2706 | 15.6314 | 16.9922 | 18.353 | 19.7137 | 21.0745 | 22.4353 | 23.796 | 25.1568 | 26.5176 | 26.5176 | 26.5176 | 26.5176 | 26.5176 | 26.5176 | 0.20248 | 0.41387 | 0.41167 | 0.40929 | 0.40681 | 0.40422 | 0.40156 | 0.39882 | 0.39603 | 0.39321 | 0.39036 | 0.3875 | 0.38465 | 0.38182 | 0.37903 | 0.37646 | 0.37412 | 0.37183 | 0.36957 | 0.36736 | 0 | 0 | 0 | 0 | 0 | 0.20248 | 0.6155 | 1.0239 | 1.4273 | 1.8254 | 2.218 | 2.605 | 2.986 | 3.3612 | 3.7304 | 4.0938 | 4.4513 | 4.8032 | 5.1497 | 5.4911 | 5.8303 | 6.1682 | 6.5023 | 6.8324 | 7.1588 | 7.1166 | 7.0754 | 7.0351 | 6.9956 | 6.9568 | 0.66294 | 1.3608 | 1.3608 | 1.3608 | 1.3608 | 1.3608 | 1.3608 | 1.3608 | 1.3608 | 1.3608 | 1.3608 | 1.3608 | 1.3608 | 1.3608 | 1.3608 | 1.3608 | 1.3608 | 1.3608 | 1.3608 | 1.3608 | 0 | 0 | 0 | 0 | 0 | 0.66294 | 2.0237 | 3.3845 | 4.7453 | 6.106 | 7.4668 | 8.8276 | 10.1883 | 11.5491 | 12.9099 | 14.2706 | 15.6314 | 16.9922 | 18.353 | 19.7137 | 21.0745 | 22.4353 | 23.796 | 25.1568 | 26.5176 | 26.5176 | 26.5176 | 26.5176 | 26.5176 | 26.5176 | 0.20243 | 0.41369 | 0.41135 | 0.40884 | 0.40624 | 0.40355 | 0.40079 | 0.39798 | 0.39513 | 0.39225 | 0.38936 | 0.38647 | 0.38359 | 0.38074 | 0.37793 | 0.37535 | 0.37301 | 0.3707 | 0.36844 | 0.36621 | 0 | 0 | 0 | 0 | 0 | 0.20243 | 0.61523 | 1.0231 | 1.4257 | 1.8229 | 2.2143 | 2.6 | 2.9798 | 3.3536 | 3.7214 | 4.0833 | 4.4394 | 4.7899 | 5.1351 | 5.4752 | 5.8131 | 6.1498 | 6.4825 | 6.8114 | 7.1364 | 7.0942 | 7.053 | 7.0127 | 6.9732 | 6.9344 | 0.66294 | 1.3608 | 1.3608 | 1.3608 | 1.3608 | 1.3608 | 1.3608 | 1.3608 | 1.3608 | 1.3608 | 1.3608 | 1.3608 | 1.3608 | 1.3608 | 1.3608 | 1.3608 | 1.3608 | 1.3608 | 1.3608 | 1.3608 | 0 | 0 | 0 | 0 | 0 | 0.66294 | 2.0237 | 3.3845 | 4.7453 | 6.106 | 7.4668 | 8.8276 | 10.1883 | 11.5491 | 12.9099 | 14.2706 | 15.6314 | 16.9922 | 18.353 | 19.7137 | 21.0745 | 22.4353 | 23.796 | 25.1568 | 26.5176 | 26.5176 | 26.5176 | 26.5176 | 26.5176 | 26.5176 | 306.5212 | 307.4497 | 308.3646 | 309.2633 | 310.1437 | 311.0035 | 311.8408 | 312.6537 | 313.4404 | 314.1992 | 314.9286 | 315.627 | 316.2932 | 316.9259 | 317.5237 | 318.0856 | 318.6106 | 319.0977 | 319.5459 | 319.9545 | 320.3269 | 320.6661 | 320.9752 | 321.2566 | 321.5129 | 130.8588 | 131.2552 | 131.6458 | 132.0295 | 132.4053 | 132.7724 | 133.1299 | 133.4769 | 133.8127 | 134.1367 | 134.4481 | 134.7463 | 135.0307 | 135.3007 | 135.556 | 135.7959 | 136.02 | 136.2279 | 136.4193 | 136.5937 | 136.7527 | 136.8975 | 137.0295 | 137.1496 | 137.259
OR_Commercial_Interruptible - Health_Existing_Space Heating_Natural Gas_Gas Boiler - Steam Trap Replacement_A | OR | Commercial | Interruptible - Health | Existing | Space Heating | Natural Gas | Gas Boiler - Steam Trap Replacement | A | OCM758 | Degrade performance | Cleaning and maintenance | 6 | 74.7764 | 0 | 0 | 89.84 | 0 | 0 | 0 | 0.28365 | 0.25 | perBLDg | 73% | 100% | Discretionary | RetroEven20_OR | 82.88% | Boiler | 0% | 302.2287 |  | 129.0263 |  | 0 | IL TRM v9, Section 4.4.16 | IL TRM v9, Section 4.4.16 | IL TRM - CI-HVC-STRE-V06-200101 | Degrade performance | Degrade performance | Degrade performance | Degrade performance | Degrade performance | Degrade performance | Degrade performance | Degrade performance | Degrade performance | Degrade performance | Degrade performance | Degrade performance | Degrade performance | Degrade performance | Degrade performance | Degrade performance | Degrade performance | Degrade performance | Degrade performance | Degrade performance | Degrade performance | Degrade performance | Degrade performance | Degrade performance | Degrade performance | Degrade performance | Degrade performance | Cleaning and maintenance | Cleaning and maintenance | Cleaning and maintenance | Cleaning and maintenance | Cleaning and maintenance | Cleaning and maintenance | Cleaning and maintenance | Cleaning and maintenance | Cleaning and maintenance | Cleaning and maintenance | Cleaning and maintenance | Cleaning and maintenance | Cleaning and maintenance | Cleaning and maintenance | Cleaning and maintenance | Cleaning and maintenance | Cleaning and maintenance | Cleaning and maintenance | Cleaning and maintenance | Cleaning and maintenance | Cleaning and maintenance | Cleaning and maintenance | Cleaning and maintenance | Cleaning and maintenance | Cleaning and maintenance | Cleaning and maintenance | Cleaning and maintenance | 89.84 | 89.84 | 89.84 | 89.84 | 89.84 | 89.84 | 89.84 | 89.84 | 89.84 | 89.84 | 89.84 | 89.84 | 89.84 | 89.84 | 89.84 | 89.84 | 89.84 | 89.84 | 89.84 | 89.84 | 89.84 | 89.84 | 89.84 | 89.84 | 89.84 | 89.84 | 89.84 | 0 | 0 | 78.635 | 77.3341 | 76.0007 | 74.6429 | 73.2535 | 71.8252 | 70.3526 | 68.8327 | 67.2676 | 65.6649 | 64.0405 | 62.4139 | 60.812 | 59.2603 | 57.7808 | 56.4172 | 55.1723 | 53.9941 | 52.8909 | 51.8142 | 50.8424 | 49.8835 | 48.9357 | 47.9996 | 47.0719 | 0.013779 | 0.027816 | 0.027336 | 0.026848 | 0.026348 | 0.025834 | 0.012977 | 3.821e-18 | 0 | 7.2903e-18 | 7.1099e-18 | 6.9293e-18 | 0 | 3.9475e-17 | 0 | 3.7581e-17 | 0 | 3.5967e-17 | 0 | 0 | 0 | 0 | 0 | 0 | 0 | 0.013779 | 0.041367 | 0.06799 | 0.093622 | 0.11823 | 0.14176 | 0.15183 | 0.14855 | 0.14517 | 0.14171 | 0.1382 | 0.13469 | 0.13124 | 0.12789 | 0.1247 | 0.12175 | 0.11907 | 0.11652 | 0.11414 | 0.11182 | 0.10972 | 0.10765 | 0.10561 | 0.10359 | 0.10159 | 0.17523 | 0.35968 | 0.35968 | 0.35968 | 0.35968 | 0.35968 | 0.18445 | 5.5511e-17 | 0 | 1.1102e-16 | 1.1102e-16 | 1.1102e-16 | 0 | 6.6613e-16 | 0 | 6.6613e-16 | 0 | 6.6613e-16 | 0 | 0 | 0 | 0 | 0 | 0 | 0 | 0.17523 | 0.53491 | 0.89459 | 1.2543 | 1.614 | 1.9736 | 2.1581 | 2.1581 | 2.1581 | 2.1581 | 2.1581 | 2.1581 | 2.1581 | 2.1581 | 2.1581 | 2.1581 | 2.1581 | 2.1581 | 2.1581 | 2.1581 | 2.1581 | 2.1581 | 2.1581 | 2.1581 | 2.1581 | 0.011847 | 0.024196 | 0.024035 | 0.023857 | 0.023664 | 0.023454 | 0.011911 | 4.1724e-18 | 0 | 8.1467e-18 | 8.0406e-18 | 7.9326e-18 | 0 | 3.8611e-17 | 0 | 3.7702e-17 | 0 | 3.7011e-17 | 0 | 0 | 0 | 0 | 0 | 0 | 0 | 0.011847 | 0.035984 | 0.05978 | 0.083195 | 0.10618 | 0.1287 | 0.13936 | 0.13788 | 0.13629 | 0.1346 | 0.13285 | 0.13107 | 0.1293 | 0.12759 | 0.12599 | 0.12459 | 0.12339 | 0.1223 | 0.12135 | 0.12045 | 0.11973 | 0.11904 | 0.11836 | 0.11769 | 0.11704 | 0.14894 | 0.30573 | 0.30573 | 0.30573 | 0.30573 | 0.30573 | 0.15678 | 5.5511e-17 | 0 | 1.1102e-16 | 1.1102e-16 | 1.1102e-16 | 0 | 5.5511e-16 | 0 | 5.5511e-16 | 0 | 5.5511e-16 | 0 | 0 | 0 | 0 | 0 | 0 | 0 | 0.14894 | 0.45467 | 0.7604 | 1.0661 | 1.3719 | 1.6776 | 1.8344 | 1.8344 | 1.8344 | 1.8344 | 1.8344 | 1.8344 | 1.8344 | 1.8344 | 1.8344 | 1.8344 | 1.8344 | 1.8344 | 1.8344 | 1.8344 | 1.8344 | 1.8344 | 1.8344 | 1.8344 | 1.8344 | 0.011849 | 0.024201 | 0.024045 | 0.023871 | 0.023681 | 0.023474 | 0.011922 | 4.1765e-18 | 0 | 8.155e-18 | 8.0487e-18 | 7.9402e-18 | 0 | 3.8643e-17 | 0 | 3.7726e-17 | 0 | 3.7027e-17 | 0 | 0 | 0 | 0 | 0 | 0 | 0 | 0.011849 | 0.035992 | 0.059804 | 0.083243 | 0.10626 | 0.12881 | 0.13949 | 0.13801 | 0.13643 | 0.13474 | 0.13298 | 0.13119 | 0.12941 | 0.12769 | 0.12608 | 0.12467 | 0.12345 | 0.12236 | 0.12139 | 0.12047 | 0.11976 | 0.11907 | 0.11839 | 0.11773 | 0.11707 | 0.14894 | 0.30573 | 0.30573 | 0.30573 | 0.30573 | 0.30573 | 0.15678 | 5.5511e-17 | 0 | 1.1102e-16 | 1.1102e-16 | 1.1102e-16 | 0 | 5.5511e-16 | 0 | 5.5511e-16 | 0 | 5.5511e-16 | 0 | 0 | 0 | 0 | 0 | 0 | 0 | 0.14894 | 0.45467 | 0.7604 | 1.0661 | 1.3719 | 1.6776 | 1.8344 | 1.8344 | 1.8344 | 1.8344 | 1.8344 | 1.8344 | 1.8344 | 1.8344 | 1.8344 | 1.8344 | 1.8344 | 1.8344 | 1.8344 | 1.8344 | 1.8344 | 1.8344 | 1.8344 | 1.8344 | 1.8344 | 0.011847 | 0.024191 | 0.024026 | 0.023845 | 0.023648 | 0.023435 | 0.011899 | 4.1677e-18 | 0 | 8.1352e-18 | 8.0281e-18 | 7.919e-18 | 0 | 3.8533e-17 | 0 | 3.7615e-17 | 0 | 3.6915e-17 | 0 | 0 | 0 | 0 | 0 | 0 | 0 | 0.011847 | 0.035976 | 0.059758 | 0.083151 | 0.10611 | 0.12859 | 0.13922 | 0.13772 | 0.13612 | 0.13441 | 0.13264 | 0.13084 | 0.12906 | 0.12733 | 0.12572 | 0.1243 | 0.12309 | 0.12199 | 0.12102 | 0.1201 | 0.11939 | 0.11869 | 0.11801 | 0.11735 | 0.1167 | 0.14894 | 0.30573 | 0.30573 | 0.30573 | 0.30573 | 0.30573 | 0.15678 | 5.5511e-17 | 0 | 1.1102e-16 | 1.1102e-16 | 1.1102e-16 | 0 | 5.5511e-16 | 0 | 5.5511e-16 | 0 | 5.5511e-16 | 0 | 0 | 0 | 0 | 0 | 0 | 0 | 0.14894 | 0.45467 | 0.7604 | 1.0661 | 1.3719 | 1.6776 | 1.8344 | 1.8344 | 1.8344 | 1.8344 | 1.8344 | 1.8344 | 1.8344 | 1.8344 | 1.8344 | 1.8344 | 1.8344 | 1.8344 | 1.8344 | 1.8344 | 1.8344 | 1.8344 | 1.8344 | 1.8344 | 1.8344 | 295.0126 | 295.9063 | 296.7868 | 297.6518 | 298.4991 | 299.3266 | 300.1325 | 300.9149 | 301.672 | 302.4023 | 303.1043 | 303.7766 | 304.4178 | 305.0266 | 305.602 | 306.1429 | 306.6482 | 307.1169 | 307.5483 | 307.9416 | 308.3 | 308.6265 | 308.9239 | 309.1948 | 309.4415 | 125.9456 | 126.3272 | 126.7031 | 127.0723 | 127.4341 | 127.7874 | 128.1314 | 128.4654 | 128.7886 | 129.1004 | 129.4001 | 129.6871 | 129.9608 | 130.2208 | 130.4664 | 130.6973 | 130.913 | 131.1132 | 131.2973 | 131.4652 | 131.6182 | 131.7576 | 131.8846 | 132.0002 | 132.1055
OR_Commercial_Interruptible - Health_Existing_Space Heating_Natural Gas_Gas Boiler - High Turndown Burner_A | OR | Commercial | Interruptible - Health | Existing | Space Heating | Natural Gas | Gas Boiler - High Turndown Burner | A | OCM759 | No control | Turndown control installed | 15 | 0.26897 | 0 | 0 | 2.8 | 0 | 0 | 0 | 0.28365 | 0.25 | kbtuh heat | 25% | 50% | Discretionary | Retro5Med_OR | 81.34% | Boiler | 0% | 1366.476 |  | 583.3706 |  | 0 | GBLR_TRN-Heating-MNTRM-v2.1-1 | GBLR_TRN-Heating-MNTRM-v2.1-1 | GBLR_TRN-Heating-MNTRM-v2.1-1 | No control | No control | No control | No control | No control | No control | No control | No control | No control | No control | No control | No control | No control | No control | No control | No control | No control | No control | No control | No control | No control | No control | No control | No control | No control | No control | No control | Turndown control installed | Turndown control installed | Turndown control installed | Turndown control installed | Turndown control installed | Turndown control installed | Turndown control installed | Turndown control installed | Turndown control installed | Turndown control installed | Turndown control installed | Turndown control installed | Turndown control installed | Turndown control installed | Turndown control installed | Turndown control installed | Turndown control installed | Turndown control installed | Turndown control installed | Turndown control installed | Turndown control installed | Turndown control installed | Turndown control installed | Turndown control installed | Turndown control installed | Turndown control installed | Turndown control installed | 2.8 | 2.8 | 2.8 | 2.8 | 2.8 | 2.8 | 2.8 | 2.8 | 2.8 | 2.8 | 2.8 | 2.8 | 2.8 | 2.8 | 2.8 | 2.8 | 2.8 | 2.8 | 2.8 | 2.8 | 2.8 | 2.8 | 2.8 | 2.8 | 2.8 | 2.8 | 2.8 | 0 | 0 | 0.28182 | 0.27558 | 0.26895 | 0.26203 | 0.25474 | 0.24698 | 0.23873 | 0.23001 | 0.22088 | 0.21147 | 0.20212 | 0.193 | 0.18428 | 0.17614 | 0.16876 | 0.16249 | 0.15733 | 0.15278 | 0.14896 | 0.14533 | 0.1426 | 0.13991 | 0.13725 | 0.13463 | 0.13202 | 0.18903 | 0.22695 | 0.27105 | 0.30655 | 0.33993 | 0.38531 | 0.40858 | 0.40214 | 0.36392 | 0.2995 | 0.22152 | 0.14516 | 0.082944 | 0.037028 | 0 | 0 | 0 | 0 | 0 | 0 | 0 | 0 | 0 | 0 | 0 | 0.18903 | 0.41179 | 0.67294 | 0.96218 | 1.2753 | 1.6218 | 1.9762 | 2.3061 | 2.5785 | 2.7682 | 2.8673 | 2.8831 | 2.8358 | 2.7475 | 2.6324 | 2.5347 | 2.4542 | 2.3832 | 2.3236 | 2.2669 | 2.2244 | 2.1824 | 2.141 | 2.1 | 2.0594 | 670.7388 | 823.5602 | 1007.7967 | 1169.8932 | 1334.4113 | 1560.0872 | 1711.4399 | 1748.3568 | 1647.6164 | 1416.2659 | 1095.9663 | 752.1378 | 450.085 | 210.2203 | 0 | 0 | 0 | 0 | 0 | 0 | 0 | 0 | 0 | 0 | 0 | 670.7388 | 1494.299 | 2502.0957 | 3671.9889 | 5006.4002 | 6566.4875 | 8277.9274 | 10026.2842 | 11673.9006 | 13090.1665 | 14186.1328 | 14938.2706 | 15388.3556 | 15598.5758 | 15598.5758 | 15598.5758 | 15598.5758 | 15598.5758 | 15598.5758 | 15598.5758 | 15598.5758 | 15598.5758 | 15598.5758 | 15598.5758 | 15598.5758 | 0.16262 | 0.1977 | 0.2389 | 0.2734 | 0.30686 | 0.35219 | 0.37832 | 0.37742 | 0.34638 | 0.28927 | 0.21719 | 0.14452 | 0.083866 | 0.038026 | 0 | 0 | 0 | 0 | 0 | 0 | 0 | 0 | 0 | 0 | 0 | 0.16262 | 0.35872 | 0.59313 | 0.85814 | 1.1513 | 1.4824 | 1.8299 | 2.1644 | 2.4542 | 2.6736 | 2.8113 | 2.8704 | 2.8674 | 2.8216 | 2.7452 | 2.6828 | 2.6347 | 2.5945 | 2.5642 | 2.5362 | 2.5211 | 2.5065 | 2.4921 | 2.4781 | 2.4643 | 570.1279 | 700.0262 | 856.6272 | 994.4092 | 1134.2496 | 1326.0742 | 1454.7239 | 1486.1033 | 1400.474 | 1203.826 | 931.5714 | 639.3171 | 382.5722 | 178.6872 | 0 | 0 | 0 | 0 | 0 | 0 | 0 | 0 | 0 | 0 | 0 | 570.1279 | 1270.1541 | 2126.7813 | 3121.1906 | 4255.4402 | 5581.5143 | 7036.2383 | 8522.3415 | 9922.8155 | 11126.6415 | 12058.2129 | 12697.53 | 13080.1022 | 13258.7895 | 13258.7895 | 13258.7895 | 13258.7895 | 13258.7895 | 13258.7895 | 13258.7895 | 13258.7895 | 13258.7895 | 13258.7895 | 13258.7895 | 13258.7895 | 0.16265 | 0.19774 | 0.239 | 0.27356 | 0.30708 | 0.35249 | 0.37868 | 0.37779 | 0.34673 | 0.28956 | 0.2174 | 0.14466 | 0.083942 | 0.038058 | 0 | 0 | 0 | 0 | 0 | 0 | 0 | 0 | 0 | 0 | 0 | 0.16265 | 0.35879 | 0.59337 | 0.85864 | 1.1521 | 1.4837 | 1.8316 | 2.1665 | 2.4567 | 2.6763 | 2.8141 | 2.8731 | 2.87 | 2.8239 | 2.7472 | 2.6845 | 2.6361 | 2.5957 | 2.565 | 2.5367 | 2.5218 | 2.5071 | 2.4929 | 2.4788 | 2.4651 | 570.1279 | 700.0262 | 856.6272 | 994.4092 | 1134.2496 | 1326.0742 | 1454.7239 | 1486.1033 | 1400.474 | 1203.826 | 931.5714 | 639.3171 | 382.5722 | 178.6872 | 0 | 0 | 0 | 0 | 0 | 0 | 0 | 0 | 0 | 0 | 0 | 570.1279 | 1270.1541 | 2126.7813 | 3121.1906 | 4255.4402 | 5581.5143 | 7036.2383 | 8522.3415 | 9922.8155 | 11126.6415 | 12058.2129 | 12697.53 | 13080.1022 | 13258.7895 | 13258.7895 | 13258.7895 | 13258.7895 | 13258.7895 | 13258.7895 | 13258.7895 | 13258.7895 | 13258.7895 | 13258.7895 | 13258.7895 | 13258.7895 | 0.16261 | 0.19766 | 0.23881 | 0.27326 | 0.30665 | 0.3519 | 0.37796 | 0.377 | 0.34595 | 0.28886 | 0.21685 | 0.14427 | 0.08371 | 0.03795 | 0 | 0 | 0 | 0 | 0 | 0 | 0 | 0 | 0 | 0 | 0 | 0.16261 | 0.35864 | 0.59291 | 0.8577 | 1.1505 | 1.4812 | 1.8281 | 2.162 | 2.4511 | 2.6698 | 2.8069 | 2.8654 | 2.862 | 2.8159 | 2.7393 | 2.6766 | 2.6282 | 2.5878 | 2.5572 | 2.5288 | 2.5138 | 2.4992 | 2.4849 | 2.4709 | 2.4571 | 570.1279 | 700.0262 | 856.6272 | 994.4092 | 1134.2496 | 1326.0742 | 1454.7239 | 1486.1033 | 1400.474 | 1203.826 | 931.5714 | 639.3171 | 382.5722 | 178.6872 | 0 | 0 | 0 | 0 | 0 | 0 | 0 | 0 | 0 | 0 | 0 | 570.1279 | 1270.1541 | 2126.7813 | 3121.1906 | 4255.4402 | 5581.5143 | 7036.2383 | 8522.3415 | 9922.8155 | 11126.6415 | 12058.2129 | 12697.53 | 13080.1022 | 13258.7895 | 13258.7895 | 13258.7895 | 13258.7895 | 13258.7895 | 13258.7895 | 13258.7895 | 13258.7895 | 13258.7895 | 13258.7895 | 13258.7895 | 13258.7895 | 1333.8499 | 1337.8905 | 1341.8715 | 1345.7824 | 1349.6133 | 1353.355 | 1356.9985 | 1360.5358 | 1363.9591 | 1367.2611 | 1370.4351 | 1373.4746 | 1376.3736 | 1379.1265 | 1381.7281 | 1384.1734 | 1386.4579 | 1388.5774 | 1390.528 | 1392.306 | 1393.9263 | 1395.4025 | 1396.7473 | 1397.9721 | 1399.0874 | 569.442 | 571.167 | 572.8665 | 574.5362 | 576.1716 | 577.769 | 579.3245 | 580.8346 | 582.2961 | 583.7058 | 585.0608 | 586.3584 | 587.596 | 588.7713 | 589.8819 | 590.9259 | 591.9012 | 592.806 | 593.6388 | 594.3978 | 595.0895 | 595.7198 | 596.2939 | 596.8168 | 597.2929
OR_Commercial_Interruptible - Health_Existing_Space Heating_Natural Gas_Gas Boiler - Burner Control Optimization_A | OR | Commercial | Interruptible - Health | Existing | Space Heating | Natural Gas | Gas Boiler - Burner Control Optimization | A | OCM760 | Average performance | Optimized burner controls | 18 | 0.078002 | 0 | 0 | 0.94 | 0 | 0 | 0 | 0.28365 | 0.25 | kBtuh heat | 5% | 85% | Discretionary | Retro1Slow_OR | 84.23% | Boiler | 0% | 1431.1354 |  | 610.9747 |  | 0 | GBLR_O2TRM-Heating-ILTRM-v4.0-1 | GBLR_O2TRM-Heating-MEMD-2018-1 | GBLR_O2TRM-Heating-ILTRM-v4.0-1 | Average performance | Average performance | Average performance | Average performance | Average performance | Average performance | Average performance | Average performance | Average performance | Average performance | Average performance | Average performance | Average performance | Average performance | Average performance | Average performance | Average performance | Average performance | Average performance | Average performance | Average performance | Average performance | Average performance | Average performance | Average performance | Average performance | Average performance | Optimized burner controls | Optimized burner controls | Optimized burner controls | Optimized burner controls | Optimized burner controls | Optimized burner controls | Optimized burner controls | Optimized burner controls | Optimized burner controls | Optimized burner controls | Optimized burner controls | Optimized burner controls | Optimized burner controls | Optimized burner controls | Optimized burner controls | Optimized burner controls | Optimized burner controls | Optimized burner controls | Optimized burner controls | Optimized burner controls | Optimized burner controls | Optimized burner controls | Optimized burner controls | Optimized burner controls | Optimized burner controls | Optimized burner controls | Optimized burner controls | 0.94 | 0.94 | 0.94 | 0.94 | 0.94 | 0.94 | 0.94 | 0.94 | 0.94 | 0.94 | 0.94 | 0.94 | 0.94 | 0.94 | 0.94 | 0.94 | 0.94 | 0.94 | 0.94 | 0.94 | 0.94 | 0.94 | 0.94 | 0.94 | 0.94 | 0.94 | 0.94 | 0 | 0 | 0.081704 | 0.079863 | 0.077908 | 0.075864 | 0.073708 | 0.071414 | 0.068976 | 0.066402 | 0.063718 | 0.060966 | 0.058242 | 0.055595 | 0.053072 | 0.050722 | 0.048596 | 0.046792 | 0.045306 | 0.043996 | 0.042896 | 0.041849 | 0.041064 | 0.040289 | 0.039524 | 0.038767 | 0.038018 | 0.020391 | 0.010725 | 0.035394 | 0.056063 | 0.082678 | 0.11473 | 0.15073 | 0.18811 | 0.22326 | 0.2519 | 0.26999 | 0.27416 | 0.26282 | 0.23678 | 0.19945 | 0.15633 | 0.11314 | 0.080498 | 0.032118 | 0.027803 | 0 | 0 | 0 | 0 | 0 | 0.020391 | 0.030657 | 0.065301 | 0.11965 | 0.19893 | 0.30746 | 0.4477 | 0.6191 | 0.81733 | 1.0339 | 1.2577 | 1.4747 | 1.6706 | 1.8334 | 1.956 | 2.0398 | 2.0881 | 2.1083 | 2.0876 | 2.0645 | 2.0258 | 1.9876 | 1.9498 | 1.9125 | 1.8755 | 249.5772 | 134.2954 | 454.3081 | 738.9944 | 1121.6903 | 1606.5002 | 2185.2815 | 2832.914 | 3503.8264 | 4131.8437 | 4635.6601 | 4931.4696 | 4952.0578 | 4668.1496 | 4104.3476 | 3341.0186 | 2497.2479 | 1829.6424 | 748.7316 | 664.3516 | 0 | 0 | 0 | 0 | 0 | 249.5772 | 383.8726 | 838.1808 | 1577.1752 | 2698.8655 | 4305.3657 | 6490.6472 | 9323.5612 | 12827.3877 | 16959.2314 | 21594.8915 | 26526.361 | 31478.4188 | 36146.5685 | 40250.916 | 43591.9346 | 46089.1825 | 47918.825 | 48667.5566 | 49331.9082 | 49331.9082 | 49331.9082 | 49331.9082 | 49331.9082 | 49331.9082 | 0.017543 | 0.0093439 | 0.031202 | 0.050014 | 0.07466 | 0.10491 | 0.13965 | 0.17667 | 0.21267 | 0.24351 | 0.26496 | 0.27323 | 0.26602 | 0.24342 | 0.20823 | 0.16565 | 0.12159 | 0.087728 | 0.035481 | 0.031138 | 0 | 0 | 0 | 0 | 0 | 0.017543 | 0.026709 | 0.057566 | 0.10674 | 0.17964 | 0.28116 | 0.41478 | 0.58144 | 0.77857 | 0.9995 | 1.2343 | 1.4697 | 1.691 | 1.8848 | 2.042 | 2.1613 | 2.2441 | 2.2976 | 2.3062 | 2.3121 | 2.2984 | 2.2851 | 2.272 | 2.2592 | 2.2466 | 212.1406 | 114.1511 | 386.1619 | 628.1453 | 953.4368 | 1365.5252 | 1857.4892 | 2407.9769 | 2978.2525 | 3512.0671 | 3940.3111 | 4191.7491 | 4209.2491 | 3967.9272 | 3488.6954 | 2839.8658 | 2122.6607 | 1555.1961 | 636.4219 | 564.6989 | 0 | 0 | 0 | 0 | 0 | 212.1406 | 326.2917 | 712.4536 | 1340.5989 | 2294.0357 | 3659.5609 | 5517.0501 | 7925.027 | 10903.2795 | 14415.3467 | 18355.6577 | 22547.4069 | 26756.656 | 30724.5832 | 34213.2786 | 37053.1444 | 39175.8051 | 40731.0012 | 41367.4231 | 41932.122 | 41932.122 | 41932.122 | 41932.122 | 41932.122 | 41932.122 | 0.017546 | 0.0093458 | 0.031214 | 0.050043 | 0.074714 | 0.105 | 0.13978 | 0.17684 | 0.21288 | 0.24376 | 0.26523 | 0.27349 | 0.26626 | 0.24362 | 0.20838 | 0.16575 | 0.12166 | 0.087766 | 0.035492 | 0.031145 | 0 | 0 | 0 | 0 | 0 | 0.017546 | 0.026714 | 0.057589 | 0.1068 | 0.17977 | 0.2814 | 0.41516 | 0.58201 | 0.77936 | 1.0005 | 1.2355 | 1.4711 | 1.6925 | 1.8864 | 2.0435 | 2.1627 | 2.2453 | 2.2986 | 2.307 | 2.3127 | 2.299 | 2.2857 | 2.2727 | 2.2599 | 2.2473 | 212.1406 | 114.1511 | 386.1619 | 628.1453 | 953.4368 | 1365.5252 | 1857.4892 | 2407.9769 | 2978.2525 | 3512.0671 | 3940.3111 | 4191.7491 | 4209.2491 | 3967.9272 | 3488.6954 | 2839.8658 | 2122.6607 | 1555.1961 | 636.4219 | 564.6989 | 0 | 0 | 0 | 0 | 0 | 212.1406 | 326.2917 | 712.4536 | 1340.5989 | 2294.0357 | 3659.5609 | 5517.0501 | 7925.027 | 10903.2795 | 14415.3467 | 18355.6577 | 22547.4069 | 26756.656 | 30724.5832 | 34213.2786 | 37053.1444 | 39175.8051 | 40731.0012 | 41367.4231 | 41932.122 | 41932.122 | 41932.122 | 41932.122 | 41932.122 | 41932.122 | 0.017542 | 0.0093418 | 0.03119 | 0.049988 | 0.07461 | 0.10482 | 0.13951 | 0.17647 | 0.2124 | 0.24317 | 0.26455 | 0.27276 | 0.26553 | 0.24293 | 0.20778 | 0.16526 | 0.12129 | 0.087499 | 0.035383 | 0.031047 | 0 | 0 | 0 | 0 | 0 | 0.017542 | 0.026703 | 0.057545 | 0.10668 | 0.17952 | 0.28093 | 0.41437 | 0.58079 | 0.77758 | 0.99808 | 1.2324 | 1.4672 | 1.6878 | 1.8811 | 2.0376 | 2.1563 | 2.2386 | 2.2916 | 2.2999 | 2.3054 | 2.2918 | 2.2785 | 2.2654 | 2.2527 | 2.2401 | 212.1406 | 114.1511 | 386.1619 | 628.1453 | 953.4368 | 1365.5252 | 1857.4892 | 2407.9769 | 2978.2525 | 3512.0671 | 3940.3111 | 4191.7491 | 4209.2491 | 3967.9272 | 3488.6954 | 2839.8658 | 2122.6607 | 1555.1961 | 636.4219 | 564.6989 | 0 | 0 | 0 | 0 | 0 | 212.1406 | 326.2917 | 712.4536 | 1340.5989 | 2294.0357 | 3659.5609 | 5517.0501 | 7925.027 | 10903.2795 | 14415.3467 | 18355.6577 | 22547.4069 | 26756.656 | 30724.5832 | 34213.2786 | 37053.1444 | 39175.8051 | 40731.0012 | 41367.4231 | 41932.122 | 41932.122 | 41932.122 | 41932.122 | 41932.122 | 41932.122 | 1396.9655 | 1401.1972 | 1405.3666 | 1409.4626 | 1413.4748 | 1417.3935 | 1421.2094 | 1424.9141 | 1428.4994 | 1431.9577 | 1435.2818 | 1438.4651 | 1441.5013 | 1444.3845 | 1447.1091 | 1449.6702 | 1452.0628 | 1454.2826 | 1456.3254 | 1458.1876 | 1459.8845 | 1461.4307 | 1462.8391 | 1464.1218 | 1465.2899 | 596.387 | 598.1936 | 599.9736 | 601.7223 | 603.4351 | 605.1081 | 606.7372 | 608.3187 | 609.8494 | 611.3258 | 612.7449 | 614.1039 | 615.4001 | 616.631 | 617.7942 | 618.8875 | 619.909 | 620.8566 | 621.7288 | 622.5237 | 623.2482 | 623.9083 | 624.5095 | 625.0572 | 625.5558
OR_Commercial_Interruptible - Health_Existing_Space Heating_Natural Gas_Gas Boiler - Stack Economizer_A | OR | Commercial | Interruptible - Health | Existing | Space Heating | Natural Gas | Gas Boiler - Stack Economizer | A | OCM761 | None | Economizer installed | 15 | 0.25821 | 0 | 0 | 10.35 | 0 | 0 | 0 | 0.28365 | 0.25 | kBtuh Heat | 15% | 55% | Discretionary | Retro5Med_OR | 81.34% | Boiler | 0% | 5261.5427 |  | 2246.2372 |  | 0 | IL TRM - CI-HVC-BECO-V01-150601 | IL TRM - CI-HVC-BECO-V01-150601 | IL TRM - CI-HVC-BECO-V01-150601 | None | None | None | None | None | None | None | None | None | None | None | None | None | None | None | None | None | None | None | None | None | None | None | None | None | None | None | Economizer installed | Economizer installed | Economizer installed | Economizer installed | Economizer installed | Economizer installed | Economizer installed | Economizer installed | Economizer installed | Economizer installed | Economizer installed | Economizer installed | Economizer installed | Economizer installed | Economizer installed | Economizer installed | Economizer installed | Economizer installed | Economizer installed | Economizer installed | Economizer installed | Economizer installed | Economizer installed | Economizer installed | Economizer installed | Economizer installed | Economizer installed | 10.35 | 10.35 | 10.35 | 10.35 | 10.35 | 10.35 | 10.35 | 10.35 | 10.35 | 10.35 | 10.35 | 10.35 | 10.35 | 10.35 | 10.35 | 10.35 | 10.35 | 10.35 | 10.35 | 10.35 | 10.35 | 10.35 | 10.35 | 10.35 | 10.35 | 10.35 | 10.35 | 0 | 0 | 0.26994 | 0.26304 | 0.25572 | 0.24808 | 0.24007 | 0.23172 | 0.22294 | 0.2138 | 0.20441 | 0.19495 | 0.18567 | 0.17672 | 0.16823 | 0.16036 | 0.15325 | 0.14724 | 0.14229 | 0.13792 | 0.13424 | 0.13075 | 0.12829 | 0.12587 | 0.12348 | 0.12112 | 0.11877 | 0.2897 | 0.34661 | 0.41234 | 0.46437 | 0.51256 | 0.57842 | 0.61048 | 0.59807 | 0.53886 | 0.44176 | 0.32559 | 0.21266 | 0.12115 | 0.053936 | 0 | 0 | 0 | 0 | 0 | 0 | 0 | 0 | 0 | 0 | 0 | 0.2897 | 0.6289 | 1.0237 | 1.4575 | 1.923 | 2.4346 | 2.9528 | 3.4297 | 3.818 | 4.0831 | 4.2144 | 4.2237 | 4.142 | 4.0021 | 3.8249 | 3.6748 | 3.5512 | 3.4422 | 3.3504 | 3.2631 | 3.2019 | 3.1415 | 3.0817 | 3.0228 | 2.9643 | 1073.182 | 1317.6964 | 1612.4747 | 1871.8291 | 2135.0581 | 2496.1396 | 2738.3039 | 2797.3708 | 2636.1863 | 2266.0254 | 1753.5461 | 1203.4204 | 720.1359 | 336.3524 | 0 | 0 | 0 | 0 | 0 | 0 | 0 | 0 | 0 | 0 | 0 | 1073.182 | 2390.8784 | 4003.3531 | 5875.1822 | 8010.2403 | 10506.3799 | 13244.6838 | 16042.0547 | 18678.241 | 20944.2664 | 22697.8125 | 23901.233 | 24621.3689 | 24957.7213 | 24957.7213 | 24957.7213 | 24957.7213 | 24957.7213 | 24957.7213 | 24957.7213 | 24957.7213 | 24957.7213 | 24957.7213 | 24957.7213 | 24957.7213 | 0.2493 | 0.30219 | 0.36397 | 0.41503 | 0.46398 | 0.53052 | 0.56763 | 0.56403 | 0.51573 | 0.42928 | 0.32135 | 0.21324 | 0.12343 | 0.055835 | 0 | 0 | 0 | 0 | 0 | 0 | 0 | 0 | 0 | 0 | 0 | 0.2493 | 0.54831 | 0.90363 | 1.3027 | 1.7408 | 2.233 | 2.7455 | 3.2346 | 3.6541 | 3.9678 | 4.1595 | 4.2351 | 4.22 | 4.143 | 4.0224 | 3.9236 | 3.847 | 3.7824 | 3.7328 | 3.6867 | 3.6648 | 3.6435 | 3.6226 | 3.6022 | 3.5821 | 912.2047 | 1120.0419 | 1370.6035 | 1591.0547 | 1814.7994 | 2121.7186 | 2327.5583 | 2377.7652 | 2240.7584 | 1926.1216 | 1490.5142 | 1022.9073 | 612.1156 | 285.8996 | 0 | 0 | 0 | 0 | 0 | 0 | 0 | 0 | 0 | 0 | 0 | 912.2047 | 2032.2466 | 3402.8501 | 4993.9049 | 6808.7043 | 8930.4229 | 11257.9812 | 13635.7465 | 15876.5048 | 17802.6264 | 19293.1407 | 20316.048 | 20928.1636 | 21214.0631 | 21214.0631 | 21214.0631 | 21214.0631 | 21214.0631 | 21214.0631 | 21214.0631 | 21214.0631 | 21214.0631 | 21214.0631 | 21214.0631 | 21214.0631 | 0 | 0 | 0 | 0 | 0 | 0 | 0 | 0 | 0 | 0 | 0 | 0 | 0 | 0 | 0 | 0 | 0 | 0 | 0 | 0 | 0 | 0 | 0 | 0 | 0 | 0 | 0 | 0 | 0 | 0 | 0 | 0 | 0 | 0 | 0 | 0 | 0 | 0 | 0 | 0 | 0 | 0 | 0 | 0 | 0 | 0 | 0 | 0 | 0 | 0 | 0 | 0 | 0 | 0 | 0 | 0 | 0 | 0 | 0 | 0 | 0 | 0 | 0 | 0 | 0 | 0 | 0 | 0 | 0 | 0 | 0 | 0 | 0 | 0 | 0 | 0 | 0 | 0 | 0 | 0 | 0 | 0 | 0 | 0 | 0 | 0 | 0 | 0 | 0 | 0 | 0 | 0 | 0 | 0 | 0 | 0 | 0 | 0 | 0 | 0 | 0 | 0 | 0 | 0 | 0 | 0 | 0 | 0 | 0 | 0 | 0 | 0 | 0 | 0 | 0 | 0 | 0 | 0 | 0 | 0 | 0 | 0 | 0 | 0 | 0 | 0 | 0 | 0 | 0 | 0 | 0 | 0 | 0 | 0 | 0 | 0 | 0 | 0 | 0 | 0 | 0 | 0 | 0 | 0 | 0 | 0 | 0 | 0 | 0 | 0 | 0 | 0 | 0 | 0 | 0 | 0 | 0 | 0 | 0 | 0 | 0 | 0 | 0 | 0 | 0 | 0 | 0 | 0 | 0 | 0 | 0 | 0 | 0 | 0 | 0 | 0 | 0 | 0 | 0 | 0 | 0 | 0 | 0 | 0 | 0 | 0 | 0 | 0 | 0 | 0 | 0 | 0 | 0 | 0 | 0 | 0 | 0 | 0 | 0 | 0 | 5135.9176 | 5151.4756 | 5166.8043 | 5181.8631 | 5196.6139 | 5211.0207 | 5225.0501 | 5238.6702 | 5251.8514 | 5264.5657 | 5276.7869 | 5288.4902 | 5299.6527 | 5310.2527 | 5320.2699 | 5329.6855 | 5338.482 | 5346.643 | 5354.1535 | 5360.9995 | 5367.2384 | 5372.9227 | 5378.1008 | 5382.8167 | 5387.1112 | 2192.6058 | 2199.2478 | 2205.7919 | 2212.2207 | 2218.518 | 2224.6686 | 2230.6579 | 2236.4726 | 2242.0998 | 2247.5278 | 2252.7452 | 2257.7415 | 2262.507 | 2267.0323 | 2271.3088 | 2275.3285 | 2279.0838 | 2282.5679 | 2285.7742 | 2288.6969 | 2291.3604 | 2293.7871 | 2295.9977 | 2298.011 | 2299.8444
OR_Commercial_Interruptible - Health_Existing_Space Heating_Natural Gas_Gas Boiler - Thermostatic Radiator Valves_A | OR | Commercial | Interruptible - Health | Existing | Space Heating | Natural Gas | Gas Boiler - Thermostatic Radiator Valves | A | OCM762 | TBD | TBD | 15 | 15.75 | 0 | 0 | 61.19 | 0 | 0 | 0 | 0.28365 | 0.25 | radiator | 25% | 50% | Discretionary | RetroEven20_OR | 82.88% | Boiler | 0% | 509.9759 |  | 217.7169 |  | 0 | IL TRM - 5.3.19 - RS-HVC-TRVS-V01-210101 | AEG Cost Characterization, 2021 | IL TRM - 5.3.19 - RS-HVC-TRVS-V01-210101 | TBD | TBD | TBD | TBD | TBD | TBD | TBD | TBD | TBD | TBD | TBD | TBD | TBD | TBD | TBD | TBD | TBD | TBD | TBD | TBD | TBD | TBD | TBD | TBD | TBD | TBD | TBD | TBD | TBD | TBD | TBD | TBD | TBD | TBD | TBD | TBD | TBD | TBD | TBD | TBD | TBD | TBD | TBD | TBD | TBD | TBD | TBD | TBD | TBD | TBD | TBD | TBD | TBD | TBD | 61.19 | 61.19 | 61.19 | 61.19 | 61.19 | 61.19 | 61.19 | 61.19 | 61.19 | 61.19 | 61.19 | 61.19 | 61.19 | 61.19 | 61.19 | 61.19 | 61.19 | 61.19 | 61.19 | 61.19 | 61.19 | 61.19 | 61.19 | 61.19 | 61.19 | 61.19 | 61.19 | 0 | 0 | 16.5509 | 16.2654 | 15.9634 | 15.6482 | 15.316 | 14.9629 | 14.5865 | 14.1855 | 13.7609 | 13.317 | 12.862 | 12.4061 | 11.9619 | 11.5416 | 11.1547 | 10.8147 | 10.5217 | 10.2582 | 10.0306 | 9.8116 | 9.6276 | 9.446 | 9.2665 | 9.0893 | 8.9136 | 0.55112 | 1.1117 | 1.0911 | 1.0695 | 1.0468 | 1.0227 | 0.99697 | 0.96956 | 0.94054 | 0.9102 | 0.8791 | 0.84794 | 0.81758 | 0.78885 | 0.76241 | 0.37906 | 0 | 1.312e-15 | 0 | 0 | 0 | 0 | 0 | 0 | 0 | 0.55112 | 1.6533 | 2.7137 | 3.7297 | 4.6973 | 5.6117 | 6.4675 | 7.2593 | 7.9825 | 8.6353 | 9.2193 | 9.7404 | 10.2093 | 10.6394 | 11.0452 | 11.0875 | 10.7872 | 10.517 | 10.2837 | 10.0592 | 9.8705 | 9.6844 | 9.5003 | 9.3186 | 9.1385 | 33.2982 | 68.3488 | 68.3488 | 68.3488 | 68.3488 | 68.3488 | 68.3488 | 68.3488 | 68.3488 | 68.3488 | 68.3488 | 68.3488 | 68.3488 | 68.3488 | 68.3488 | 35.0507 | 0 | 1.279e-13 | 0 | 0 | 0 | 0 | 0 | 0 | 0 | 33.2982 | 101.647 | 169.9959 | 238.3447 | 306.6935 | 375.0424 | 443.3912 | 511.7401 | 580.0889 | 648.4378 | 716.7866 | 785.1355 | 853.4843 | 921.8332 | 990.182 | 1025.2327 | 1025.2327 | 1025.2327 | 1025.2327 | 1025.2327 | 1025.2327 | 1025.2327 | 1025.2327 | 1025.2327 | 1025.2327 | 0.4739 | 0.96728 | 0.95973 | 0.95108 | 0.94124 | 0.93001 | 0.91726 | 0.90288 | 0.8869 | 0.86952 | 0.85116 | 0.83238 | 0.8139 | 0.79645 | 0.78063 | 0.3935 | 0 | 1.3715e-15 | 0 | 0 | 0 | 0 | 0 | 0 | 0 | 0.4739 | 1.4385 | 2.387 | 3.3166 | 4.2235 | 5.1032 | 5.9504 | 6.76 | 7.5272 | 8.2493 | 8.9262 | 9.5617 | 10.1634 | 10.7419 | 11.3092 | 11.5099 | 11.3498 | 11.2143 | 11.1103 | 11.0133 | 10.9481 | 10.8845 | 10.8223 | 10.7613 | 10.7014 | 28.3034 | 58.0965 | 58.0965 | 58.0965 | 58.0965 | 58.0965 | 58.0965 | 58.0965 | 58.0965 | 58.0965 | 58.0965 | 58.0965 | 58.0965 | 58.0965 | 58.0965 | 29.7931 | 0 | 1.0658e-13 | 0 | 0 | 0 | 0 | 0 | 0 | 0 | 28.3034 | 86.4 | 144.4965 | 202.593 | 260.6895 | 318.786 | 376.8826 | 434.9791 | 493.0756 | 551.1721 | 609.2686 | 667.3652 | 725.4617 | 783.5582 | 841.6547 | 871.4478 | 871.4478 | 871.4478 | 871.4478 | 871.4478 | 871.4478 | 871.4478 | 871.4478 | 871.4478 | 871.4478 | 0.47398 | 0.96747 | 0.96012 | 0.95164 | 0.94193 | 0.9308 | 0.91811 | 0.90377 | 0.88779 | 0.8704 | 0.85201 | 0.83317 | 0.81463 | 0.7971 | 0.78121 | 0.39375 | 0 | 1.3721e-15 | 0 | 0 | 0 | 0 | 0 | 0 | 0 | 0.47398 | 1.4388 | 2.388 | 3.3185 | 4.2266 | 5.1075 | 5.956 | 6.7667 | 7.5349 | 8.2577 | 8.9351 | 9.5708 | 10.1725 | 10.7507 | 11.3175 | 11.5173 | 11.3559 | 11.2191 | 11.114 | 11.0158 | 10.9508 | 10.8874 | 10.8253 | 10.7646 | 10.7049 | 28.3034 | 58.0965 | 58.0965 | 58.0965 | 58.0965 | 58.0965 | 58.0965 | 58.0965 | 58.0965 | 58.0965 | 58.0965 | 58.0965 | 58.0965 | 58.0965 | 58.0965 | 29.7931 | 0 | 1.0658e-13 | 0 | 0 | 0 | 0 | 0 | 0 | 0 | 28.3034 | 86.4 | 144.4965 | 202.593 | 260.6895 | 318.786 | 376.8826 | 434.9791 | 493.0756 | 551.1721 | 609.2686 | 667.3652 | 725.4617 | 783.5582 | 841.6547 | 871.4478 | 871.4478 | 871.4478 | 871.4478 | 871.4478 | 871.4478 | 871.4478 | 871.4478 | 871.4478 | 871.4478 | 0.47387 | 0.96706 | 0.95938 | 0.95059 | 0.94061 | 0.92925 | 0.91637 | 0.90187 | 0.88577 | 0.86829 | 0.84983 | 0.83095 | 0.81239 | 0.79485 | 0.77895 | 0.39259 | 0 | 1.368e-15 | 0 | 0 | 0 | 0 | 0 | 0 | 0 | 0.47387 | 1.4382 | 2.3861 | 3.3149 | 4.2207 | 5.099 | 5.9446 | 6.7525 | 7.5177 | 8.2376 | 8.9123 | 9.5453 | 10.1444 | 10.7203 | 11.2848 | 11.4834 | 11.322 | 11.1851 | 11.0798 | 10.9813 | 10.9163 | 10.8529 | 10.7909 | 10.7301 | 10.6704 | 28.3034 | 58.0965 | 58.0965 | 58.0965 | 58.0965 | 58.0965 | 58.0965 | 58.0965 | 58.0965 | 58.0965 | 58.0965 | 58.0965 | 58.0965 | 58.0965 | 58.0965 | 29.7931 | 0 | 1.0658e-13 | 0 | 0 | 0 | 0 | 0 | 0 | 0 | 28.3034 | 86.4 | 144.4965 | 202.593 | 260.6895 | 318.786 | 376.8826 | 434.9791 | 493.0756 | 551.1721 | 609.2686 | 667.3652 | 725.4617 | 783.5582 | 841.6547 | 871.4478 | 871.4478 | 871.4478 | 871.4478 | 871.4478 | 871.4478 | 871.4478 | 871.4478 | 871.4478 | 871.4478 | 497.7997 | 499.3076 | 500.7934 | 502.253 | 503.6827 | 505.0791 | 506.4389 | 507.759 | 509.0366 | 510.2689 | 511.4535 | 512.5878 | 513.6697 | 514.6971 | 515.6681 | 516.5807 | 517.4333 | 518.2243 | 518.9522 | 519.6158 | 520.2205 | 520.7714 | 521.2733 | 521.7304 | 522.1467 | 212.5187 | 213.1625 | 213.7967 | 214.4199 | 215.0302 | 215.6264 | 216.2069 | 216.7705 | 217.3159 | 217.842 | 218.3477 | 218.832 | 219.2939 | 219.7325 | 220.147 | 220.5366 | 220.9006 | 221.2383 | 221.5491 | 221.8323 | 222.0905 | 222.3257 | 222.54 | 222.7351 | 222.9128
OR_Commercial_Interruptible - Health_Existing_Space Heating_Natural Gas_HVAC - Shut Off Damper_A | OR | Commercial | Interruptible - Health | Existing | Space Heating | Natural Gas | HVAC - Shut Off Damper | A | OCM763 | No damper | Damper installed | 15 | 32.6128 | 0 | 0 | 1657.67 | 0 | 111.68 | 0 | 0.28365 | 0.25 | BoilerCtrl | 0% | 75% | Discretionary | Retro5Med_OR | 81.34% | Central Systems | 0% | 9979.0251 |  | 2852.0856 |  | 0 | HVAC_DMPROFF-Heating-ILTRM-v4.0-1 | HVAC_DMPROFF-Heating-ILTRM-v4.0-1 | HVAC_DMPROFF-Heating-ILTRM-v4.0-1 | No damper | No damper | No damper | No damper | No damper | No damper | No damper | No damper | No damper | No damper | No damper | No damper | No damper | No damper | No damper | No damper | No damper | No damper | No damper | No damper | No damper | No damper | No damper | No damper | No damper | No damper | No damper | Damper installed | Damper installed | Damper installed | Damper installed | Damper installed | Damper installed | Damper installed | Damper installed | Damper installed | Damper installed | Damper installed | Damper installed | Damper installed | Damper installed | Damper installed | Damper installed | Damper installed | Damper installed | Damper installed | Damper installed | Damper installed | Damper installed | Damper installed | Damper installed | Damper installed | Damper installed | Damper installed | 1657.67 | 1657.67 | 1657.67 | 1657.67 | 1657.67 | 1657.67 | 1657.67 | 1657.67 | 1657.67 | 1657.67 | 1657.67 | 1657.67 | 1657.67 | 1657.67 | 1657.67 | 1657.67 | 1657.67 | 1657.67 | 1657.67 | 1657.67 | 1657.67 | 1657.67 | 1657.67 | 1657.67 | 1657.67 | 1657.67 | 1657.67 | 0 | 0 | 34.107 | 33.2468 | 32.335 | 31.3848 | 30.3869 | 29.349 | 28.2556 | 27.1149 | 25.94 | 24.7519 | 23.5815 | 22.4474 | 21.3694 | 20.3669 | 19.461 | 18.6937 | 18.0614 | 17.5038 | 17.0341 | 16.5876 | 16.2739 | 15.9646 | 15.659 | 15.3575 | 15.0588 | 0.20202 | 0.24179 | 0.28777 | 0.32424 | 0.35807 | 0.40433 | 0.42704 | 0.41863 | 0.37742 | 0.30956 | 0.22823 | 0.14909 | 0.084935 | 0.037809 | 0 | 0 | 0 | 0 | 0 | 0 | 0 | 0 | 0 | 0 | 0 | 0.20202 | 0.43872 | 0.71445 | 1.0177 | 1.3434 | 1.7019 | 2.0655 | 2.4007 | 2.6741 | 2.8612 | 2.9542 | 2.9612 | 2.9039 | 2.8055 | 2.6807 | 2.575 | 2.4879 | 2.4111 | 2.3464 | 2.2849 | 2.2417 | 2.1991 | 2.157 | 2.1154 | 2.0743 | 5.9231 | 7.2726 | 8.8996 | 10.331 | 11.7838 | 13.7767 | 15.1133 | 15.4393 | 14.5497 | 12.5067 | 9.6782 | 6.6419 | 3.9746 | 1.8564 | 0 | 0 | 0 | 0 | 0 | 0 | 0 | 0 | 0 | 0 | 0 | 5.9231 | 13.1958 | 22.0954 | 32.4264 | 44.2102 | 57.9869 | 73.1002 | 88.5395 | 103.0892 | 115.5958 | 125.274 | 131.916 | 135.8905 | 137.7469 | 137.7469 | 137.7469 | 137.7469 | 137.7469 | 137.7469 | 137.7469 | 137.7469 | 137.7469 | 137.7469 | 137.7469 | 137.7469 | 0.17384 | 0.21079 | 0.25396 | 0.28971 | 0.32402 | 0.37068 | 0.39682 | 0.39452 | 0.36092 | 0.30053 | 0.22502 | 0.14933 | 0.086437 | 0.039096 | 0 | 0 | 0 | 0 | 0 | 0 | 0 | 0 | 0 | 0 | 0 | 0.17384 | 0.38246 | 0.63052 | 0.90931 | 1.2157 | 1.5602 | 1.9194 | 2.2625 | 2.5572 | 2.7777 | 2.9127 | 2.9659 | 2.9553 | 2.901 | 2.8159 | 2.7462 | 2.6921 | 2.6464 | 2.6112 | 2.5785 | 2.5629 | 2.5476 | 2.5327 | 2.5181 | 2.5038 | 5.0347 | 6.1817 | 7.5647 | 8.7814 | 10.0163 | 11.7102 | 12.8463 | 13.1234 | 12.3672 | 10.6307 | 8.2265 | 5.6456 | 3.3784 | 1.5779 | 0 | 0 | 0 | 0 | 0 | 0 | 0 | 0 | 0 | 0 | 0 | 5.0347 | 11.2164 | 18.7811 | 27.5624 | 37.5787 | 49.2889 | 62.1352 | 75.2586 | 87.6258 | 98.2565 | 106.4829 | 112.1286 | 115.507 | 117.0849 | 117.0849 | 117.0849 | 117.0849 | 117.0849 | 117.0849 | 117.0849 | 117.0849 | 117.0849 | 117.0849 | 117.0849 | 117.0849 | 0 | 0 | 0 | 0 | 0 | 0 | 0 | 0 | 0 | 0 | 0 | 0 | 0 | 0 | 0 | 0 | 0 | 0 | 0 | 0 | 0 | 0 | 0 | 0 | 0 | 0 | 0 | 0 | 0 | 0 | 0 | 0 | 0 | 0 | 0 | 0 | 0 | 0 | 0 | 0 | 0 | 0 | 0 | 0 | 0 | 0 | 0 | 0 | 0 | 0 | 0 | 0 | 0 | 0 | 0 | 0 | 0 | 0 | 0 | 0 | 0 | 0 | 0 | 0 | 0 | 0 | 0 | 0 | 0 | 0 | 0 | 0 | 0 | 0 | 0 | 0 | 0 | 0 | 0 | 0 | 0 | 0 | 0 | 0 | 0 | 0 | 0 | 0 | 0 | 0 | 0 | 0 | 0 | 0 | 0 | 0 | 0 | 0 | 0 | 0 | 0 | 0 | 0 | 0 | 0 | 0 | 0 | 0 | 0 | 0 | 0 | 0 | 0 | 0 | 0 | 0 | 0 | 0 | 0 | 0 | 0 | 0 | 0 | 0 | 0 | 0 | 0 | 0 | 0 | 0 | 0 | 0 | 0 | 0 | 0 | 0 | 0 | 0 | 0 | 0 | 0 | 0 | 0 | 0 | 0 | 0 | 0 | 0 | 0 | 0 | 0 | 0 | 0 | 0 | 0 | 0 | 0 | 0 | 0 | 0 | 0 | 0 | 0 | 0 | 0 | 0 | 0 | 0 | 0 | 0 | 0 | 0 | 0 | 0 | 0 | 0 | 0 | 0 | 0 | 0 | 0 | 0 | 0 | 0 | 0 | 0 | 0 | 0 | 0 | 0 | 0 | 0 | 0 | 0 | 0 | 0 | 0 | 0 | 0 | 0 | 9727.785 | 9757.5972 | 9787.2175 | 9816.5687 | 9845.5739 | 9874.1573 | 9902.2434 | 9929.7571 | 9956.6034 | 9982.6926 | 10007.9401 | 10032.2664 | 10055.5965 | 10077.8599 | 10098.9903 | 10118.9256 | 10137.6076 | 10154.9568 | 10170.9621 | 10185.5933 | 10198.9654 | 10211.1841 | 10222.3469 | 10232.5433 | 10241.8557 | 2780.2791 | 2788.7997 | 2797.2654 | 2805.6542 | 2813.9442 | 2822.1135 | 2830.1408 | 2838.0044 | 2845.6773 | 2853.1338 | 2860.3497 | 2867.3024 | 2873.9703 | 2880.3334 | 2886.3726 | 2892.0703 | 2897.4098 | 2902.3683 | 2906.9427 | 2911.1244 | 2914.9463 | 2918.4385 | 2921.6289 | 2924.5431 | 2927.2047
OR_Commercial_Interruptible - Health_Existing_Space Heating_Natural Gas_Gas Furnace - Tube Inserts_A | OR | Commercial | Interruptible - Health | Existing | Space Heating | Natural Gas | Gas Furnace - Tube Inserts | A | OCM764 | None | Tube inserts installed | 5 | 0 | 0 | 0 | 1 | 0 | 0 | 0 | 0.28365 | 0.25 | sqft | 73% | 100% | Discretionary | Retro1Slow_OR | 84.23% | Furnace | 0% | 0 |  | 0 |  | 0 | n/a | n/a | n/a | None | None | None | None | None | None | None | None | None | None | None | None | None | None | None | None | None | None | None | None | None | None | None | None | None | None | None | Tube inserts installed | Tube inserts installed | Tube inserts installed | Tube inserts installed | Tube inserts installed | Tube inserts installed | Tube inserts installed | Tube inserts installed | Tube inserts installed | Tube inserts installed | Tube inserts installed | Tube inserts installed | Tube inserts installed | Tube inserts installed | Tube inserts installed | Tube inserts installed | Tube inserts installed | Tube inserts installed | Tube inserts installed | Tube inserts installed | Tube inserts installed | Tube inserts installed | Tube inserts installed | Tube inserts installed | Tube inserts installed | Tube inserts installed | Tube inserts installed | 1 | 1 | 1 | 1 | 1 | 1 | 1 | 1 | 1 | 1 | 1 | 1 | 1 | 1 | 1 | 1 | 1 | 1 | 1 | 1 | 1 | 1 | 1 | 1 | 1 | 1 | 1 | 0 | 0 | 0 | 0 | 0 | 0 | 0 | 0 | 0 | 0 | 0 | 0 | 0 | 0 | 0 | 0 | 0 | 0 | 0 | 0 | 0 | 0 | 0 | 0 | 0 | 0 | 0 | 0 | 0 | 0 | 0 | 0 | 0 | 0 | 0 | 0 | 0 | 0 | 0 | 0 | 0 | 0 | 0 | 0 | 0 | 0 | 0 | 0 | 0 | 0 | 0 | 0 | 0 | 0 | 0 | 0 | 0 | 0 | 0 | 0 | 0 | 0 | 0 | 0 | 0 | 0 | 0 | 0 | 0 | 0 | 0 | 0 | 0 | 0 | 0 | 0 | 0 | 253.7044 | 136.5162 | 461.8208 | 751.2149 | 1140.2393 | 1379.3619 | 2084.9024 | 2417.94 | 2810.553 | 3059.9311 | 3079.2519 | 2791.6007 | 2154.1872 | 1183.5772 | 0 | 0 | 0 | 0 | 0 | 0 | 0 | 0 | 0 | 0 | 0 | 253.7044 | 390.2206 | 852.0414 | 1603.2563 | 2743.4956 | 4122.8575 | 6207.7599 | 8625.6999 | 11436.2529 | 14496.184 | 17575.4359 | 20367.0367 | 22521.2239 | 23704.8011 | 23704.8011 | 23704.8011 | 23704.8011 | 23704.8011 | 23704.8011 | 23704.8011 | 23704.8011 | 23704.8011 | 23704.8011 | 23704.8011 | 23704.8011 | 0 | 0 | 0 | 0 | 0 | 0 | 0 | 0 | 0 | 0 | 0 | 0 | 0 | 0 | 0 | 0 | 0 | 0 | 0 | 0 | 0 | 0 | 0 | 0 | 0 | 0 | 0 | 0 | 0 | 0 | 0 | 0 | 0 | 0 | 0 | 0 | 0 | 0 | 0 | 0 | 0 | 0 | 0 | 0 | 0 | 0 | 0 | 0 | 0 | 0 | 215.6487 | 116.0388 | 392.5477 | 638.5327 | 969.2034 | 1172.4576 | 1772.167 | 2055.249 | 2388.97 | 2600.9415 | 2617.3642 | 2372.8606 | 1831.0591 | 1006.0406 | 0 | 0 | 0 | 0 | 0 | 0 | 0 | 0 | 0 | 0 | 0 | 215.6487 | 331.6875 | 724.2352 | 1362.7679 | 2331.9713 | 3504.4289 | 5276.5959 | 7331.8449 | 9720.8149 | 12321.7564 | 14939.1206 | 17311.9812 | 19143.0403 | 20149.0809 | 20149.0809 | 20149.0809 | 20149.0809 | 20149.0809 | 20149.0809 | 20149.0809 | 20149.0809 | 20149.0809 | 20149.0809 | 20149.0809 | 20149.0809 | 0 | 0 | 0 | 0 | 0 | 0 | 0 | 0 | 0 | 0 | 0 | 0 | 0 | 0 | 0 | 0 | 0 | 0 | 0 | 0 | 0 | 0 | 0 | 0 | 0 | 0 | 0 | 0 | 0 | 0 | 0 | 0 | 0 | 0 | 0 | 0 | 0 | 0 | 0 | 0 | 0 | 0 | 0 | 0 | 0 | 0 | 0 | 0 | 0 | 0 | 0 | 0 | 0 | 0 | 0 | 0 | 0 | 0 | 0 | 0 | 0 | 0 | 0 | 0 | 0 | 0 | 0 | 0 | 0 | 0 | 0 | 0 | 0 | 0 | 0 | 0 | 0 | 0 | 0 | 0 | 0 | 0 | 0 | 0 | 0 | 0 | 0 | 0 | 0 | 0 | 0 | 0 | 0 | 0 | 0 | 0 | 0 | 0 | 0 | 0 | 0 | 0 | 0 | 0 | 0 | 0 | 0 | 0 | 0 | 0 | 0 | 0 | 0 | 0 | 0 | 0 | 0 | 0 | 0 | 0 | 0 | 0 | 0 | 0 | 0 | 0 | 0 | 0 | 0 | 0 | 0 | 0 | 0 | 0 | 0 | 0 | 0 | 0 | 0 | 0 | 0 | 0 | 0 | 0 | 0 | 0 | 0 | 0 | 0 | 0 | 0 | 0 | 0 | 0 | 0 | 0 | 0 | 0 | 0 | 0 | 0 | 0 | 0 | 0 | 0 | 0 | 0 | 0 | 0 | 0 | 0 | 0 | 0 | 0 | 0 | 0 | 0 | 0 | 0 | 0 | 0 | 0 | 0 | 0 | 0 | 0 | 0 | 0 | 0 | 0 | 0 | 0 | 0 | 0 | 0 | 0 | 0 | 0 | 0 | 0 | 0 | 0 | 0 | 0 | 0 | 0 | 0 | 0 | 0 | 0 | 0 | 0 | 0 | 0 | 0 | 0 | 0 | 0 | 0 | 0 | 0 | 0 | 0 | 0 | 0 | 0 | 0 | 0 | 0 | 0 | 0 | 0 | 0 | 0 | 0 | 0 | 0 | 0 | 0 | 0 | 0 | 0 | 0 | 0 | 0 | 0 | 0 | 0 | 0 | 0
OR_Commercial_Interruptible - Health_Existing_Space Heating_Natural Gas_Gas Boiler - Insulate Steam Lines/Condensate Tank_A | OR | Commercial | Interruptible - Health | Existing | Space Heating | Natural Gas | Gas Boiler - Insulate Steam Lines/Condensate Tank | A | OCM765 | No insulation | Lines and condenstate tank insulated | 15 | 5.99 | 0 | 0 | 13.96 | 0 | 0 | 0 | 0.28365 | 0.25 | boiler pipe | 30% | 40% | Discretionary | RetroEven20_OR | 82.88% | Boiler | 0% | 305.9203 |  | 130.6023 |  | 0 | GBLR_PINS-Heating-ILTRM-v4.0-1 | GBLR_PINS_STM-Heating-PGE-R7-1 | GBLR_PINS_STM-Heating-PGE-R7-1 | No insulation | No insulation | No insulation | No insulation | No insulation | No insulation | No insulation | No insulation | No insulation | No insulation | No insulation | No insulation | No insulation | No insulation | No insulation | No insulation | No insulation | No insulation | No insulation | No insulation | No insulation | No insulation | No insulation | No insulation | No insulation | No insulation | No insulation | Lines and condenstate tank insulated | Lines and condenstate tank insulated | Lines and condenstate tank insulated | Lines and condenstate tank insulated | Lines and condenstate tank insulated | Lines and condenstate tank insulated | Lines and condenstate tank insulated | Lines and condenstate tank insulated | Lines and condenstate tank insulated | Lines and condenstate tank insulated | Lines and condenstate tank insulated | Lines and condenstate tank insulated | Lines and condenstate tank insulated | Lines and condenstate tank insulated | Lines and condenstate tank insulated | Lines and condenstate tank insulated | Lines and condenstate tank insulated | Lines and condenstate tank insulated | Lines and condenstate tank insulated | Lines and condenstate tank insulated | Lines and condenstate tank insulated | Lines and condenstate tank insulated | Lines and condenstate tank insulated | Lines and condenstate tank insulated | Lines and condenstate tank insulated | Lines and condenstate tank insulated | Lines and condenstate tank insulated | 13.96 | 13.96 | 13.96 | 13.96 | 13.96 | 13.96 | 13.96 | 13.96 | 13.96 | 13.96 | 13.96 | 13.96 | 13.96 | 13.96 | 13.96 | 13.96 | 13.96 | 13.96 | 13.96 | 13.96 | 13.96 | 13.96 | 13.96 | 13.96 | 13.96 | 13.96 | 13.96 | 0 | 0 | 6.3068 | 6.215 | 6.1227 | 6.0302 | 5.9375 | 5.8447 | 5.7519 | 5.6589 | 5.566 | 5.4733 | 5.3807 | 5.2885 | 5.1968 | 5.1058 | 5.0156 | 4.9262 | 4.8378 | 4.7501 | 4.6631 | 4.5768 | 4.491 | 4.4063 | 4.3226 | 4.24 | 4.158 | 0.33071 | 0.66893 | 0.659 | 0.64905 | 0.63907 | 0.62908 | 0.61909 | 0.60909 | 0.59909 | 0.5891 | 0.57914 | 0.56922 | 0.55935 | 0.54955 | 0.53984 | 0.27191 | 0 | 9.4505e-16 | 0 | 0 | 0 | 0 | 0 | 0 | 0 | 0.33071 | 0.99483 | 1.6391 | 2.2633 | 2.8676 | 3.4519 | 4.0161 | 4.5603 | 5.0846 | 5.5889 | 6.0736 | 6.5387 | 6.9847 | 7.4119 | 7.8207 | 7.9533 | 7.8106 | 7.669 | 7.5286 | 7.3892 | 7.2507 | 7.114 | 6.9788 | 6.8454 | 6.7131 | 52.4364 | 107.6325 | 107.6325 | 107.6325 | 107.6325 | 107.6325 | 107.6325 | 107.6325 | 107.6325 | 107.6325 | 107.6325 | 107.6325 | 107.6325 | 107.6325 | 107.6325 | 55.1962 | 0 | 1.9895e-13 | 0 | 0 | 0 | 0 | 0 | 0 | 0 | 52.4364 | 160.0689 | 267.7014 | 375.3339 | 482.9665 | 590.599 | 698.2315 | 805.8641 | 913.4966 | 1021.1291 | 1128.7616 | 1236.3942 | 1344.0267 | 1451.6592 | 1559.2918 | 1614.4879 | 1614.4879 | 1614.4879 | 1614.4879 | 1614.4879 | 1614.4879 | 1614.4879 | 1614.4879 | 1614.4879 | 1614.4879 | 0.28429 | 0.58161 | 0.57894 | 0.57602 | 0.57296 | 0.56978 | 0.5665 | 0.56313 | 0.5597 | 0.55621 | 0.55271 | 0.54919 | 0.54568 | 0.54222 | 0.5388 | 0.27459 | 0 | 9.8601e-16 | 0 | 0 | 0 | 0 | 0 | 0 | 0 | 0.28429 | 0.86496 | 1.4399 | 2.0087 | 2.571 | 3.1265 | 3.675 | 4.2162 | 4.7502 | 5.2769 | 5.7963 | 6.3086 | 6.8141 | 7.313 | 7.8058 | 8.0319 | 7.9829 | 7.9348 | 7.8875 | 7.841 | 7.7947 | 7.7494 | 7.7051 | 7.6618 | 7.6192 | 44.5709 | 91.4876 | 91.4876 | 91.4876 | 91.4876 | 91.4876 | 91.4876 | 91.4876 | 91.4876 | 91.4876 | 91.4876 | 91.4876 | 91.4876 | 91.4876 | 91.4876 | 46.9167 | 0 | 1.7053e-13 | 0 | 0 | 0 | 0 | 0 | 0 | 0 | 44.5709 | 136.0586 | 227.5462 | 319.0339 | 410.5215 | 502.0092 | 593.4968 | 684.9845 | 776.4721 | 867.9598 | 959.4474 | 1050.935 | 1142.4227 | 1233.9103 | 1325.398 | 1372.3147 | 1372.3147 | 1372.3147 | 1372.3147 | 1372.3147 | 1372.3147 | 1372.3147 | 1372.3147 | 1372.3147 | 1372.3147 | 0.28434 | 0.58173 | 0.57917 | 0.57636 | 0.57338 | 0.57026 | 0.56702 | 0.56368 | 0.56026 | 0.55678 | 0.55326 | 0.54971 | 0.54617 | 0.54266 | 0.5392 | 0.27477 | 0 | 9.8644e-16 | 0 | 0 | 0 | 0 | 0 | 0 | 0 | 0.28434 | 0.86514 | 1.4405 | 2.0099 | 2.5729 | 3.1291 | 3.6784 | 4.2204 | 4.755 | 5.2823 | 5.8021 | 6.3146 | 6.8202 | 7.319 | 7.8115 | 8.037 | 7.9872 | 7.9382 | 7.8901 | 7.8428 | 7.7966 | 7.7515 | 7.7073 | 7.6641 | 7.6216 | 44.5709 | 91.4876 | 91.4876 | 91.4876 | 91.4876 | 91.4876 | 91.4876 | 91.4876 | 91.4876 | 91.4876 | 91.4876 | 91.4876 | 91.4876 | 91.4876 | 91.4876 | 46.9167 | 0 | 1.7053e-13 | 0 | 0 | 0 | 0 | 0 | 0 | 0 | 44.5709 | 136.0586 | 227.5462 | 319.0339 | 410.5215 | 502.0092 | 593.4968 | 684.9845 | 776.4721 | 867.9598 | 959.4474 | 1050.935 | 1142.4227 | 1233.9103 | 1325.398 | 1372.3147 | 1372.3147 | 1372.3147 | 1372.3147 | 1372.3147 | 1372.3147 | 1372.3147 | 1372.3147 | 1372.3147 | 1372.3147 | 0.28427 | 0.58149 | 0.57872 | 0.57572 | 0.57258 | 0.56931 | 0.56595 | 0.5625 | 0.55899 | 0.55543 | 0.55184 | 0.54825 | 0.54467 | 0.54113 | 0.53764 | 0.27396 | 0 | 9.8345e-16 | 0 | 0 | 0 | 0 | 0 | 0 | 0 | 0.28427 | 0.86477 | 1.4394 | 2.0076 | 2.5693 | 3.1239 | 3.6714 | 4.2115 | 4.7442 | 5.2694 | 5.7873 | 6.2978 | 6.8014 | 7.2983 | 7.7889 | 8.0134 | 7.9633 | 7.9141 | 7.8658 | 7.8183 | 7.772 | 7.7269 | 7.6828 | 7.6395 | 7.5971 | 44.5709 | 91.4876 | 91.4876 | 91.4876 | 91.4876 | 91.4876 | 91.4876 | 91.4876 | 91.4876 | 91.4876 | 91.4876 | 91.4876 | 91.4876 | 91.4876 | 91.4876 | 46.9167 | 0 | 1.7053e-13 | 0 | 0 | 0 | 0 | 0 | 0 | 0 | 44.5709 | 136.0586 | 227.5462 | 319.0339 | 410.5215 | 502.0092 | 593.4968 | 684.9845 | 776.4721 | 867.9598 | 959.4474 | 1050.935 | 1142.4227 | 1233.9103 | 1325.398 | 1372.3147 | 1372.3147 | 1372.3147 | 1372.3147 | 1372.3147 | 1372.3147 | 1372.3147 | 1372.3147 | 1372.3147 | 1372.3147 | 298.6162 | 299.5207 | 300.412 | 301.2876 | 302.1452 | 302.9829 | 303.7986 | 304.5905 | 305.3569 | 306.0961 | 306.8067 | 307.4872 | 308.1362 | 308.7525 | 309.3349 | 309.8824 | 310.3938 | 310.8683 | 311.305 | 311.703 | 312.0658 | 312.3963 | 312.6973 | 312.9715 | 313.2212 | 127.484 | 127.8702 | 128.2507 | 128.6245 | 128.9906 | 129.3483 | 129.6965 | 130.0346 | 130.3618 | 130.6774 | 130.9807 | 131.2712 | 131.5483 | 131.8114 | 132.06 | 132.2938 | 132.5121 | 132.7147 | 132.9011 | 133.071 | 133.2259 | 133.367 | 133.4955 | 133.6126 | 133.7192
OR_Commercial_Interruptible - Health_Existing_Space Heating_Natural Gas_Gas Boiler - Insulate Hot Water Lines_A | OR | Commercial | Interruptible - Health | Existing | Space Heating | Natural Gas | Gas Boiler - Insulate Hot Water Lines | A | OCM766 | No insulation | Insulated water lines | 11 | 4.01 | 0 | 0 | 26.08 | 0 | 0 | 0 | 0.28365 | 0.25 | boiler pipe | 30% | 40% | Discretionary | RetroEven20_OR | 82.88% | Boiler | 0% | 1038.1754 |  | 443.2138 |  | 0 | GBLR_PINS_HW-Heating-PGE-R7-1 | GBLR_PINS_HW-Heating-PGE-R7-1 | GBLR_PINS_HW-Heating-PGE-R7-1 | No insulation | No insulation | No insulation | No insulation | No insulation | No insulation | No insulation | No insulation | No insulation | No insulation | No insulation | No insulation | No insulation | No insulation | No insulation | No insulation | No insulation | No insulation | No insulation | No insulation | No insulation | No insulation | No insulation | No insulation | No insulation | No insulation | No insulation | Insulated water lines | Insulated water lines | Insulated water lines | Insulated water lines | Insulated water lines | Insulated water lines | Insulated water lines | Insulated water lines | Insulated water lines | Insulated water lines | Insulated water lines | Insulated water lines | Insulated water lines | Insulated water lines | Insulated water lines | Insulated water lines | Insulated water lines | Insulated water lines | Insulated water lines | Insulated water lines | Insulated water lines | Insulated water lines | Insulated water lines | Insulated water lines | Insulated water lines | Insulated water lines | Insulated water lines | 26.08 | 26.08 | 26.08 | 26.08 | 26.08 | 26.08 | 26.08 | 26.08 | 26.08 | 26.08 | 26.08 | 26.08 | 26.08 | 26.08 | 26.08 | 26.08 | 26.08 | 26.08 | 26.08 | 26.08 | 26.08 | 26.08 | 26.08 | 26.08 | 26.08 | 26.08 | 26.08 | 0 | 0 | 4.2058 | 4.1187 | 4.0264 | 3.93 | 3.8283 | 3.7199 | 3.6042 | 3.4808 | 3.3503 | 3.2143 | 3.0757 | 2.938 | 2.8053 | 2.6813 | 2.5689 | 2.4736 | 2.395 | 2.3258 | 2.2677 | 2.2123 | 2.1708 | 2.1299 | 2.0894 | 2.0494 | 2.0098 | 0.22053 | 0.44331 | 0.43337 | 0.423 | 0.41205 | 0.40039 | 0.38793 | 0.37464 | 0.3606 | 0.34596 | 0.33105 | 0.16217 | 0 | 5.3346e-16 | 7.3014e-17 | 5.6244e-16 | 0 | 5.2883e-16 | 0 | 0 | 0 | 0 | 0 | 0 | 0 | 0.22053 | 0.65928 | 1.0779 | 1.4751 | 1.8489 | 2.197 | 2.5166 | 2.805 | 3.0605 | 3.2822 | 3.4717 | 3.4785 | 3.3214 | 3.1746 | 3.0415 | 2.9287 | 2.8356 | 2.7537 | 2.6848 | 2.6193 | 2.5702 | 2.5217 | 2.4738 | 2.4264 | 2.3795 | 52.4364 | 107.6325 | 107.6325 | 107.6325 | 107.6325 | 107.6325 | 107.6325 | 107.6325 | 107.6325 | 107.6325 | 107.6325 | 55.1962 | 0 | 1.9895e-13 | 2.8422e-14 | 2.2737e-13 | 0 | 2.2737e-13 | 0 | 0 | 0 | 0 | 0 | 0 | 0 | 52.4364 | 160.0689 | 267.7014 | 375.3339 | 482.9665 | 590.599 | 698.2315 | 805.8641 | 913.4966 | 1021.1291 | 1128.7616 | 1183.9578 | 1183.9578 | 1183.9578 | 1183.9578 | 1183.9578 | 1183.9578 | 1183.9578 | 1183.9578 | 1183.9578 | 1183.9578 | 1183.9578 | 1183.9578 | 1183.9578 | 1183.9578 | 0.18969 | 0.38603 | 0.38174 | 0.37692 | 0.37152 | 0.36541 | 0.35852 | 0.35082 | 0.34233 | 0.33317 | 0.32357 | 0.16094 | 0 | 5.5071e-16 | 4.465e-17 | 6.1089e-16 | 0 | 5.9079e-16 | 0 | 0 | 0 | 0 | 0 | 0 | 0 | 0.18969 | 0.57409 | 0.94946 | 1.3144 | 1.6671 | 2.0051 | 2.3258 | 2.6267 | 2.9054 | 3.1609 | 3.3934 | 3.4522 | 3.3478 | 3.2499 | 3.162 | 3.0901 | 3.0347 | 2.9884 | 2.9535 | 2.9212 | 2.9039 | 2.887 | 2.8705 | 2.8543 | 2.8384 | 44.5709 | 91.4876 | 91.4876 | 91.4876 | 91.4876 | 91.4876 | 91.4876 | 91.4876 | 91.4876 | 91.4876 | 91.4876 | 46.9167 | 0 | 1.7053e-13 | 1.4211e-14 | 1.9895e-13 | 0 | 1.9895e-13 | 0 | 0 | 0 | 0 | 0 | 0 | 0 | 44.5709 | 136.0586 | 227.5462 | 319.0339 | 410.5215 | 502.0092 | 593.4968 | 684.9845 | 776.4721 | 867.9598 | 959.4474 | 1006.3641 | 1006.3641 | 1006.3641 | 1006.3641 | 1006.3641 | 1006.3641 | 1006.3641 | 1006.3641 | 1006.3641 | 1006.3641 | 1006.3641 | 1006.3641 | 1006.3641 | 1006.3641 | 0.18972 | 0.3861 | 0.38189 | 0.37714 | 0.37179 | 0.36572 | 0.35886 | 0.35117 | 0.34268 | 0.33351 | 0.3239 | 0.1611 | 0 | 5.5116e-16 | 4.4683e-17 | 6.1128e-16 | 0 | 5.9105e-16 | 0 | 0 | 0 | 0 | 0 | 0 | 0 | 0.18972 | 0.57421 | 0.94984 | 1.3152 | 1.6683 | 2.0068 | 2.328 | 2.6293 | 2.9084 | 3.1641 | 3.3967 | 3.4555 | 3.3508 | 3.2526 | 3.1643 | 3.0921 | 3.0363 | 2.9897 | 2.9545 | 2.9219 | 2.9046 | 2.8878 | 2.8713 | 2.8552 | 2.8393 | 44.5709 | 91.4876 | 91.4876 | 91.4876 | 91.4876 | 91.4876 | 91.4876 | 91.4876 | 91.4876 | 91.4876 | 91.4876 | 46.9167 | 0 | 1.7053e-13 | 1.4211e-14 | 1.9895e-13 | 0 | 1.9895e-13 | 0 | 0 | 0 | 0 | 0 | 0 | 0 | 44.5709 | 136.0586 | 227.5462 | 319.0339 | 410.5215 | 502.0092 | 593.4968 | 684.9845 | 776.4721 | 867.9598 | 959.4474 | 1006.3641 | 1006.3641 | 1006.3641 | 1006.3641 | 1006.3641 | 1006.3641 | 1006.3641 | 1006.3641 | 1006.3641 | 1006.3641 | 1006.3641 | 1006.3641 | 1006.3641 | 1006.3641 | 0.18968 | 0.38594 | 0.3816 | 0.37673 | 0.37127 | 0.36511 | 0.35818 | 0.35043 | 0.3419 | 0.3327 | 0.32307 | 0.16067 | 0 | 5.496e-16 | 4.4554e-17 | 6.0948e-16 | 0 | 5.8925e-16 | 0 | 0 | 0 | 0 | 0 | 0 | 0 | 0.18968 | 0.57396 | 0.9491 | 1.3137 | 1.6659 | 2.0034 | 2.3236 | 2.6237 | 2.9018 | 3.1564 | 3.3881 | 3.4463 | 3.3416 | 3.2434 | 3.1551 | 3.083 | 3.0272 | 2.9806 | 2.9454 | 2.9127 | 2.8955 | 2.8786 | 2.8622 | 2.846 | 2.8302 | 44.5709 | 91.4876 | 91.4876 | 91.4876 | 91.4876 | 91.4876 | 91.4876 | 91.4876 | 91.4876 | 91.4876 | 91.4876 | 46.9167 | 0 | 1.7053e-13 | 1.4211e-14 | 1.9895e-13 | 0 | 1.9895e-13 | 0 | 0 | 0 | 0 | 0 | 0 | 0 | 44.5709 | 136.0586 | 227.5462 | 319.0339 | 410.5215 | 502.0092 | 593.4968 | 684.9845 | 776.4721 | 867.9598 | 959.4474 | 1006.3641 | 1006.3641 | 1006.3641 | 1006.3641 | 1006.3641 | 1006.3641 | 1006.3641 | 1006.3641 | 1006.3641 | 1006.3641 | 1006.3641 | 1006.3641 | 1006.3641 | 1006.3641 | 1013.3879 | 1016.4577 | 1019.4822 | 1022.4535 | 1025.3641 | 1028.2067 | 1030.9749 | 1033.6624 | 1036.2632 | 1038.7719 | 1041.1833 | 1043.4926 | 1045.6951 | 1047.7866 | 1049.7631 | 1051.621 | 1053.3566 | 1054.9669 | 1056.4488 | 1057.7996 | 1059.0307 | 1060.1523 | 1061.174 | 1062.1045 | 1062.9518 | 432.6316 | 433.9421 | 435.2334 | 436.5019 | 437.7444 | 438.958 | 440.1398 | 441.2871 | 442.3974 | 443.4684 | 444.4979 | 445.4838 | 446.424 | 447.3169 | 448.1608 | 448.9539 | 449.6949 | 450.3823 | 451.015 | 451.5917 | 452.1172 | 452.596 | 453.0322 | 453.4295 | 453.7912
OR_Commercial_Interruptible - Health_Existing_Space Heating_Natural Gas_Condensing RTU_A | OR | Commercial | Interruptible - Health | Existing | Space Heating | Natural Gas | Condensing RTU | A | OCM767 | TBD | TBD | 5 | 0.025011 | 0 | 0 | 4.99 | 0 | 0 | 0 | 0.28365 | 0.25 | sqft cond | 5% | 15% | Discretionary | RetroEven20_OR | 82.88% | Furnace | 0% | 59529.3369 |  | 25414.0313 |  | 0 | NEEA Condensing Rooftop Unit Field Study - October 28, 2019 | NEEA Condensing Rooftop Unit Field Study - October 28, 2019 | NEEA Condensing Rooftop Unit Field Study - October 28, 2019 | TBD | TBD | TBD | TBD | TBD | TBD | TBD | TBD | TBD | TBD | TBD | TBD | TBD | TBD | TBD | TBD | TBD | TBD | TBD | TBD | TBD | TBD | TBD | TBD | TBD | TBD | TBD | TBD | TBD | TBD | TBD | TBD | TBD | TBD | TBD | TBD | TBD | TBD | TBD | TBD | TBD | TBD | TBD | TBD | TBD | TBD | TBD | TBD | TBD | TBD | TBD | TBD | TBD | TBD | 4.99 | 4.99 | 4.99 | 4.99 | 4.99 | 4.99 | 4.99 | 4.99 | 4.99 | 4.99 | 4.99 | 4.99 | 4.99 | 4.99 | 4.99 | 4.99 | 4.99 | 4.99 | 4.99 | 4.99 | 4.99 | 4.99 | 4.99 | 4.99 | 4.99 | 4.99 | 4.99 | 0 | 0 | 0.026152 | 0.025455 | 0.024707 | 0.023919 | 0.023087 | 0.022216 | 0.0213 | 0.020348 | 0.019376 | 0.018405 | 0.01746 | 0.016555 | 0.015703 | 0.014916 | 0.014209 | 0.013608 | 0.01311 | 0.012671 | 0.0123 | 0.011949 | 0.011697 | 0.011451 | 0.011211 | 0.010975 | 0.010743 | 0.012287 | 0.024548 | 0.023826 | 0.023067 | 0.022265 | 0.010987 | 0 | 0 | 2.2029e-18 | 2.0925e-18 | 0 | 0 | 0 | 2.8828e-17 | 0 | 0 | 0 | 0 | 0 | 0 | 0 | 0 | 0 | 0 | 0 | 0.012287 | 0.036507 | 0.05926 | 0.080439 | 0.099905 | 0.10712 | 0.1027 | 0.098115 | 0.093431 | 0.088749 | 0.084191 | 0.079826 | 0.075716 | 0.071923 | 0.068513 | 0.065616 | 0.063214 | 0.061099 | 0.059309 | 0.057618 | 0.056403 | 0.055217 | 0.054056 | 0.052919 | 0.051803 | 469.8229 | 964.3734 | 964.3734 | 964.3734 | 964.3734 | 494.5504 | 0 | 0 | 1.1369e-13 | 1.1369e-13 | 0 | 0 | 0 | 1.9327e-12 | 0 | 0 | 0 | 0 | 0 | 0 | 0 | 0 | 0 | 0 | 0 | 469.8229 | 1434.1963 | 2398.5696 | 3362.943 | 4327.3163 | 4821.8668 | 4821.8668 | 4821.8668 | 4821.8668 | 4821.8668 | 4821.8668 | 4821.8668 | 4821.8668 | 4821.8668 | 4821.8668 | 4821.8668 | 4821.8668 | 4821.8668 | 4821.8668 | 4821.8668 | 4821.8668 | 4821.8668 | 4821.8668 | 4821.8668 | 4821.8668 | 0.010574 | 0.021406 | 0.021037 | 0.020624 | 0.020165 | 0.010084 | 0 | 0 | 4.9668e-18 | 4.7909e-18 | 0 | 0 | 0 | 2.8961e-17 | 0 | 0 | 0 | 0 | 0 | 0 | 0 | 0 | 0 | 0 | 0 | 0.010574 | 0.031834 | 0.052322 | 0.071918 | 0.090484 | 0.098322 | 0.095577 | 0.092628 | 0.08953 | 0.08636 | 0.083218 | 0.080166 | 0.077266 | 0.074577 | 0.072169 | 0.070173 | 0.068591 | 0.067246 | 0.066186 | 0.065203 | 0.064664 | 0.064146 | 0.063647 | 0.063167 | 0.062702 | 399.3495 | 819.7174 | 819.7174 | 819.7174 | 819.7174 | 420.3679 | 0 | 0 | 2.2737e-13 | 2.2737e-13 | 0 | 0 | 0 | 1.5916e-12 | 0 | 0 | 0 | 0 | 0 | 0 | 0 | 0 | 0 | 0 | 0 | 399.3495 | 1219.0668 | 2038.7842 | 2858.5015 | 3678.2189 | 4098.5868 | 4098.5868 | 4098.5868 | 4098.5868 | 4098.5868 | 4098.5868 | 4098.5868 | 4098.5868 | 4098.5868 | 4098.5868 | 4098.5868 | 4098.5868 | 4098.5868 | 4098.5868 | 4098.5868 | 4098.5868 | 4098.5868 | 4098.5868 | 4098.5868 | 4098.5868 | 0 | 0 | 0 | 0 | 0 | 0 | 0 | 0 | 0 | 0 | 0 | 0 | 0 | 0 | 0 | 0 | 0 | 0 | 0 | 0 | 0 | 0 | 0 | 0 | 0 | 0 | 0 | 0 | 0 | 0 | 0 | 0 | 0 | 0 | 0 | 0 | 0 | 0 | 0 | 0 | 0 | 0 | 0 | 0 | 0 | 0 | 0 | 0 | 0 | 0 | 0 | 0 | 0 | 0 | 0 | 0 | 0 | 0 | 0 | 0 | 0 | 0 | 0 | 0 | 0 | 0 | 0 | 0 | 0 | 0 | 0 | 0 | 0 | 0 | 0 | 0 | 0 | 0 | 0 | 0 | 0 | 0 | 0 | 0 | 0 | 0 | 0 | 0 | 0 | 0 | 0 | 0 | 0 | 0 | 0 | 0 | 0 | 0 | 0 | 0 | 0 | 0 | 0 | 0 | 0 | 0 | 0 | 0 | 0 | 0 | 0 | 0 | 0 | 0 | 0 | 0 | 0 | 0 | 0 | 0 | 0 | 0 | 0 | 0 | 0 | 0 | 0 | 0 | 0 | 0 | 0 | 0 | 0 | 0 | 0 | 0 | 0 | 0 | 0 | 0 | 0 | 0 | 0 | 0 | 0 | 0 | 0 | 0 | 0 | 0 | 0 | 0 | 0 | 0 | 0 | 0 | 0 | 0 | 0 | 0 | 0 | 0 | 0 | 0 | 0 | 0 | 0 | 0 | 0 | 0 | 0 | 0 | 0 | 0 | 0 | 0 | 0 | 0 | 0 | 0 | 0 | 0 | 0 | 0 | 0 | 0 | 0 | 0 | 0 | 0 | 0 | 0 | 0 | 0 | 0 | 0 | 0 | 0 | 0 | 0 | 56936.5303 | 57139.5058 | 57361.493 | 57602.1033 | 57860.6744 | 58136.276 | 58427.7113 | 58733.5169 | 59050.1088 | 59374.0609 | 59702.0841 | 60031.011 | 60357.7844 | 60679.4504 | 60993.1546 | 61296.1407 | 61585.7522 | 61857.0146 | 62111.2596 | 62347.8094 | 62567.768 | 62772.1887 | 62962.0738 | 63138.375 | 63301.9931 | 24307.1205 | 24393.774 | 24488.5439 | 24591.2643 | 24701.6525 | 24819.3112 | 24943.7296 | 25074.2829 | 25209.4411 | 25347.7415 | 25487.7799 | 25628.2041 | 25767.7089 | 25905.0333 | 26038.9586 | 26168.3083 | 26291.9481 | 26407.7543 | 26516.2956 | 26617.2826 | 26711.1864 | 26798.4569 | 26879.5219 | 26954.7877 | 27024.6389
OR_Commercial_Interruptible - Health_Existing_Space Heating_Natural Gas_Hydronic Heating Radiator Replacement_A | OR | Commercial | Interruptible - Health | Existing | Space Heating | Natural Gas | Hydronic Heating Radiator Replacement | A | OCM768 | TBD | TBD | 25 | 34 | 0 | 0 | 624.75 | 0 | 0 | 0 | 0.28365 | 0.25 | radiator | 30% | 40% | Discretionary | RetroEven20_OR | 82.88% | Boiler | 0% | 1880.5268 |  | 802.8271 |  | 0 | IL TRM - 4.4.52 - CI-HVC-HHRR-V01-210101 | IL TRM - 4.4.52 - CI-HVC-HHRR-V01-210101 | IL TRM - 4.4.52 - CI-HVC-HHRR-V01-210101 | TBD | TBD | TBD | TBD | TBD | TBD | TBD | TBD | TBD | TBD | TBD | TBD | TBD | TBD | TBD | TBD | TBD | TBD | TBD | TBD | TBD | TBD | TBD | TBD | TBD | TBD | TBD | TBD | TBD | TBD | TBD | TBD | TBD | TBD | TBD | TBD | TBD | TBD | TBD | TBD | TBD | TBD | TBD | TBD | TBD | TBD | TBD | TBD | TBD | TBD | TBD | TBD | TBD | TBD | 624.75 | 624.75 | 624.75 | 624.75 | 624.75 | 624.75 | 624.75 | 624.75 | 624.75 | 624.75 | 624.75 | 624.75 | 624.75 | 624.75 | 624.75 | 624.75 | 624.75 | 624.75 | 624.75 | 624.75 | 624.75 | 624.75 | 624.75 | 624.75 | 624.75 | 624.75 | 624.75 | 0 | 0 | 35.6069 | 34.7927 | 33.9274 | 33.0232 | 32.0696 | 31.0544 | 29.9757 | 28.8371 | 27.6495 | 26.4322 | 25.2275 | 24.0574 | 22.9434 | 21.9066 | 20.97 | 20.1795 | 19.532 | 18.9628 | 18.4868 | 18.0341 | 17.6957 | 17.3619 | 17.0318 | 16.706 | 16.383 | 0.47426 | 0.95122 | 0.92756 | 0.90284 | 0.87677 | 0.84901 | 0.81952 | 0.78839 | 0.75592 | 0.72264 | 0.68971 | 0.65772 | 0.62726 | 0.59892 | 0.57331 | 0.5517 | 0.53399 | 0.51844 | 0.50542 | 0.49304 | 0 | 0 | 0 | 0 | 0 | 0.47426 | 1.4146 | 2.307 | 3.1484 | 3.9342 | 4.6587 | 5.3164 | 5.9028 | 6.4157 | 6.8559 | 7.2331 | 7.5553 | 7.8327 | 8.0777 | 8.3056 | 8.5442 | 8.8041 | 9.066 | 9.3438 | 9.608 | 9.4278 | 9.2499 | 9.0741 | 8.9004 | 8.7284 | 13.3193 | 27.3395 | 27.3395 | 27.3395 | 27.3395 | 27.3395 | 27.3395 | 27.3395 | 27.3395 | 27.3395 | 27.3395 | 27.3395 | 27.3395 | 27.3395 | 27.3395 | 27.3395 | 27.3395 | 27.3395 | 27.3395 | 27.3395 | 0 | 0 | 0 | 0 | 0 | 13.3193 | 40.6588 | 67.9983 | 95.3379 | 122.6774 | 150.017 | 177.3565 | 204.696 | 232.0356 | 259.3751 | 286.7147 | 314.0542 | 341.3937 | 368.7333 | 396.0728 | 423.4123 | 450.7519 | 478.0914 | 505.431 | 532.7705 | 532.7705 | 532.7705 | 532.7705 | 532.7705 | 532.7705 | 0.40802 | 0.82877 | 0.81781 | 0.80558 | 0.79196 | 0.77665 | 0.7596 | 0.74084 | 0.72056 | 0.69914 | 0.67751 | 0.65619 | 0.63569 | 0.61657 | 0.59943 | 0.5855 | 0.57484 | 0.56596 | 0.5593 | 0.55314 | 0 | 0 | 0 | 0 | 0 | 0.40802 | 1.2325 | 2.034 | 2.8092 | 3.5536 | 4.2616 | 4.9277 | 5.5468 | 6.1155 | 6.6329 | 7.1052 | 7.5377 | 7.938 | 8.3157 | 8.684 | 9.0677 | 9.4775 | 9.897 | 10.3398 | 10.7791 | 10.7152 | 10.6529 | 10.5919 | 10.5322 | 10.4736 | 11.3214 | 23.2386 | 23.2386 | 23.2386 | 23.2386 | 23.2386 | 23.2386 | 23.2386 | 23.2386 | 23.2386 | 23.2386 | 23.2386 | 23.2386 | 23.2386 | 23.2386 | 23.2386 | 23.2386 | 23.2386 | 23.2386 | 23.2386 | 0 | 0 | 0 | 0 | 0 | 11.3214 | 34.56 | 57.7986 | 81.0372 | 104.2758 | 127.5144 | 150.753 | 173.9916 | 197.2302 | 220.4688 | 243.7075 | 266.9461 | 290.1847 | 313.4233 | 336.6619 | 359.9005 | 383.1391 | 406.3777 | 429.6163 | 452.8549 | 452.8549 | 452.8549 | 452.8549 | 452.8549 | 452.8549 | 0 | 0 | 0 | 0 | 0 | 0 | 0 | 0 | 0 | 0 | 0 | 0 | 0 | 0 | 0 | 0 | 0 | 0 | 0 | 0 | 0 | 0 | 0 | 0 | 0 | 0 | 0 | 0 | 0 | 0 | 0 | 0 | 0 | 0 | 0 | 0 | 0 | 0 | 0 | 0 | 0 | 0 | 0 | 0 | 0 | 0 | 0 | 0 | 0 | 0 | 0 | 0 | 0 | 0 | 0 | 0 | 0 | 0 | 0 | 0 | 0 | 0 | 0 | 0 | 0 | 0 | 0 | 0 | 0 | 0 | 0 | 0 | 0 | 0 | 0 | 0 | 0 | 0 | 0 | 0 | 0 | 0 | 0 | 0 | 0 | 0 | 0 | 0 | 0 | 0 | 0 | 0 | 0 | 0 | 0 | 0 | 0 | 0 | 0 | 0 | 0.40799 | 0.82858 | 0.81751 | 0.80517 | 0.79143 | 0.77602 | 0.75887 | 0.74001 | 0.71965 | 0.69815 | 0.67645 | 0.65506 | 0.63451 | 0.61533 | 0.59814 | 0.58415 | 0.57343 | 0.56448 | 0.55776 | 0.55153 | 0 | 0 | 0 | 0 | 0 | 0.40799 | 1.2322 | 2.0333 | 2.8078 | 3.5513 | 4.2582 | 4.9229 | 5.5406 | 6.1078 | 6.6235 | 7.0941 | 7.5248 | 7.9232 | 8.299 | 8.6653 | 9.0468 | 9.4542 | 9.8712 | 10.3113 | 10.7478 | 10.6841 | 10.622 | 10.5612 | 10.5017 | 10.4432 | 11.3214 | 23.2386 | 23.2386 | 23.2386 | 23.2386 | 23.2386 | 23.2386 | 23.2386 | 23.2386 | 23.2386 | 23.2386 | 23.2386 | 23.2386 | 23.2386 | 23.2386 | 23.2386 | 23.2386 | 23.2386 | 23.2386 | 23.2386 | 0 | 0 | 0 | 0 | 0 | 11.3214 | 34.56 | 57.7986 | 81.0372 | 104.2758 | 127.5144 | 150.753 | 173.9916 | 197.2302 | 220.4688 | 243.7075 | 266.9461 | 290.1847 | 313.4233 | 336.6619 | 359.9005 | 383.1391 | 406.3777 | 429.6163 | 452.8549 | 452.8549 | 452.8549 | 452.8549 | 452.8549 | 452.8549 | 1835.6272 | 1841.1877 | 1846.6664 | 1852.0485 | 1857.3206 | 1862.4698 | 1867.484 | 1872.352 | 1877.063 | 1881.6073 | 1885.9752 | 1890.1581 | 1894.1477 | 1897.9362 | 1901.5165 | 1904.8817 | 1908.0256 | 1910.9425 | 1913.6268 | 1916.0736 | 1918.3035 | 1920.3351 | 1922.1858 | 1923.8713 | 1925.4062 | 783.6588 | 786.0327 | 788.3716 | 790.6693 | 792.92 | 795.1183 | 797.2589 | 799.3372 | 801.3484 | 803.2884 | 805.1532 | 806.9389 | 808.6421 | 810.2595 | 811.788 | 813.2246 | 814.5668 | 815.8121 | 816.9581 | 818.0026 | 818.9546 | 819.8219 | 820.612 | 821.3316 | 821.9869
OR_Commercial_Interruptible - Health_Existing_Space Heating_Natural Gas_Thermostat - Connected_A | OR | Commercial | Interruptible - Health | Existing | Space Heating | Natural Gas | Thermostat - Connected | A | OCM769 | Standard thermostat. | Thermostat connected to building management control system. | 5 | 32.0215 | 0 | 0 | 222.91 | 11.87 | 0 | 0 | 0.28365 | 0.25 | Stat Unit | 30% | 53.33% | Discretionary | Retro5Med_OR | 81.34% | Space Heating | 0% | 1682.1149 |  | 870.5238 |  | 0 | DL20_CSTAT_SMRT-Cool-RTF-v1.1-5 | IL TRM - CI-HVC-THST-V01-200101 | DL20_CSTAT_SMRT-Heat-RTF-v1.1-1 | Standard thermostat. | Standard thermostat. | Standard thermostat. | Standard thermostat. | Standard thermostat. | Standard thermostat. | Standard thermostat. | Standard thermostat. | Standard thermostat. | Standard thermostat. | Standard thermostat. | Standard thermostat. | Standard thermostat. | Standard thermostat. | Standard thermostat. | Standard thermostat. | Standard thermostat. | Standard thermostat. | Standard thermostat. | Standard thermostat. | Standard thermostat. | Standard thermostat. | Standard thermostat. | Standard thermostat. | Standard thermostat. | Standard thermostat. | Standard thermostat. | Thermostat connected to building management control system. | Thermostat connected to building management control system. | Thermostat connected to building management control system. | Thermostat connected to building management control system. | Thermostat connected to building management control system. | Thermostat connected to building management control system. | Thermostat connected to building management control system. | Thermostat connected to building management control system. | Thermostat connected to building management control system. | Thermostat connected to building management control system. | Thermostat connected to building management control system. | Thermostat connected to building management control system. | Thermostat connected to building management control system. | Thermostat connected to building management control system. | Thermostat connected to building management control system. | Thermostat connected to building management control system. | Thermostat connected to building management control system. | Thermostat connected to building management control system. | Thermostat connected to building management control system. | Thermostat connected to building management control system. | Thermostat connected to building management control system. | Thermostat connected to building management control system. | Thermostat connected to building management control system. | Thermostat connected to building management control system. | Thermostat connected to building management control system. | Thermostat connected to building management control system. | Thermostat connected to building management control system. | 222.91 | 222.91 | 222.91 | 222.91 | 222.91 | 222.91 | 222.91 | 222.91 | 222.91 | 222.91 | 222.91 | 222.91 | 222.91 | 222.91 | 222.91 | 222.91 | 222.91 | 222.91 | 222.91 | 222.91 | 222.91 | 222.91 | 222.91 | 222.91 | 222.91 | 222.91 | 222.91 | 0 | 0 | 33.511 | 32.6926 | 31.8281 | 30.929 | 29.9856 | 28.9873 | 27.9322 | 26.8245 | 25.6745 | 24.5006 | 23.3421 | 22.2195 | 21.1525 | 20.1602 | 19.2634 | 18.5039 | 17.878 | 17.3261 | 16.8612 | 16.4192 | 16.1087 | 15.8025 | 15.5 | 15.2016 | 14.906 | 0.41931 | 0.50227 | 0.59837 | 0.675 | 0.74644 | 0.48092 | 0.46265 | 0.37058 | 0.22881 | 0.037412 | 0 | 0 | 0 | 0 | 0 | 0 | 0 | 0 | 0 | 0 | 0 | 0 | 0 | 0 | 0 | 0.41931 | 0.91133 | 1.4856 | 2.1186 | 2.8005 | 3.1881 | 3.5347 | 3.7651 | 3.8325 | 3.6947 | 3.52 | 3.3507 | 3.1898 | 3.0402 | 2.9049 | 2.7904 | 2.696 | 2.6128 | 2.5427 | 2.476 | 2.4292 | 2.383 | 2.3374 | 2.2924 | 2.2478 | 12.5125 | 15.3633 | 18.8002 | 21.8241 | 24.8932 | 16.5906 | 16.5632 | 13.815 | 8.9118 | 1.527 | 0 | 0 | 0 | 0 | 0 | 0 | 0 | 0 | 0 | 0 | 0 | 0 | 0 | 0 | 0 | 12.5125 | 27.8758 | 46.6761 | 68.5002 | 93.3933 | 109.9839 | 126.5471 | 140.3621 | 149.2739 | 150.8009 | 150.8009 | 150.8009 | 150.8009 | 150.8009 | 150.8009 | 150.8009 | 150.8009 | 150.8009 | 150.8009 | 150.8009 | 150.8009 | 150.8009 | 150.8009 | 150.8009 | 150.8009 | 0.36079 | 0.43776 | 0.52788 | 0.60278 | 0.67494 | 0.4405 | 0.42948 | 0.34884 | 0.21854 | 0.036276 | 0 | 0 | 0 | 0 | 0 | 0 | 0 | 0 | 0 | 0 | 0 | 0 | 0 | 0 | 0 | 0.36079 | 0.79429 | 1.3106 | 1.892 | 2.5322 | 2.9202 | 3.2813 | 3.5443 | 3.6605 | 3.5826 | 3.4664 | 3.352 | 3.2423 | 3.1398 | 3.0478 | 2.9723 | 2.9137 | 2.8643 | 2.8262 | 2.7908 | 2.7739 | 2.7574 | 2.7412 | 2.7254 | 2.7099 | 10.6356 | 13.0588 | 15.9802 | 18.5505 | 21.1592 | 14.102 | 14.0787 | 11.7427 | 7.5751 | 1.2979 | 0 | 0 | 0 | 0 | 0 | 0 | 0 | 0 | 0 | 0 | 0 | 0 | 0 | 0 | 0 | 10.6356 | 23.6945 | 39.6746 | 58.2251 | 79.3843 | 93.4863 | 107.5651 | 119.3078 | 126.8828 | 128.1808 | 128.1808 | 128.1808 | 128.1808 | 128.1808 | 128.1808 | 128.1808 | 128.1808 | 128.1808 | 128.1808 | 128.1808 | 128.1808 | 128.1808 | 128.1808 | 128.1808 | 128.1808 | 0 | 0 | 0 | 0.60651 | 0.68032 | 0.78022 | 0.8373 | 0.83436 | 0.22177 | 0.036872 | 0 | 0 | 0 | 0 | 0 | 0 | 0 | 0 | 0 | 0 | 0 | 0 | 0 | 0 | 0 | 0 | 0 | 0 | 0.60651 | 1.2768 | 2.0326 | 2.8257 | 3.5908 | 3.7146 | 3.6414 | 3.529 | 3.418 | 3.3113 | 3.2116 | 3.1223 | 3.0493 | 2.9929 | 2.9458 | 2.9103 | 2.8775 | 2.8601 | 2.8431 | 2.8265 | 2.8103 | 2.7944 | 0 | 0 | 0 | 18.5505 | 21.1592 | 24.7376 | 27.1376 | 27.7229 | 7.5751 | 1.2979 | 0 | 0 | 0 | 0 | 0 | 0 | 0 | 0 | 0 | 0 | 0 | 0 | 0 | 0 | 0 | 0 | 0 | 0 | 18.5505 | 39.7097 | 64.4473 | 91.5849 | 119.3078 | 126.8828 | 128.1808 | 128.1808 | 128.1808 | 128.1808 | 128.1808 | 128.1808 | 128.1808 | 128.1808 | 128.1808 | 128.1808 | 128.1808 | 128.1808 | 128.1808 | 128.1808 | 128.1808 | 128.1808 | 0.36076 | 0.43767 | 0.52769 | 0.60246 | 0.67449 | 0.44014 | 0.42906 | 0.34845 | 0.21826 | 0.036225 | 0 | 0 | 0 | 0 | 0 | 0 | 0 | 0 | 0 | 0 | 0 | 0 | 0 | 0 | 0 | 0.36076 | 0.79412 | 1.3101 | 1.891 | 2.5305 | 2.9178 | 3.2781 | 3.5403 | 3.6559 | 3.5775 | 3.4609 | 3.3463 | 3.2362 | 3.1335 | 3.0412 | 2.9655 | 2.9066 | 2.8568 | 2.8184 | 2.7828 | 2.7658 | 2.7494 | 2.7333 | 2.7175 | 2.7021 | 10.6356 | 13.0588 | 15.9802 | 18.5505 | 21.1592 | 14.102 | 14.0787 | 11.7427 | 7.5751 | 1.2979 | 0 | 0 | 0 | 0 | 0 | 0 | 0 | 0 | 0 | 0 | 0 | 0 | 0 | 0 | 0 | 10.6356 | 23.6945 | 39.6746 | 58.2251 | 79.3843 | 93.4863 | 107.5651 | 119.3078 | 126.8828 | 128.1808 | 128.1808 | 128.1808 | 128.1808 | 128.1808 | 128.1808 | 128.1808 | 128.1808 | 128.1808 | 128.1808 | 128.1808 | 128.1808 | 128.1808 | 128.1808 | 128.1808 | 128.1808 | 1639.7646 | 1644.7899 | 1649.7829 | 1654.7305 | 1659.6197 | 1664.4379 | 1669.1722 | 1673.8101 | 1678.3354 | 1682.7331 | 1686.989 | 1691.0896 | 1695.0222 | 1698.775 | 1702.3369 | 1705.6973 | 1708.8464 | 1711.7709 | 1714.4688 | 1716.9351 | 1719.1892 | 1721.2488 | 1723.1305 | 1724.8493 | 1726.419 | 848.6067 | 851.2074 | 853.7914 | 856.3518 | 858.8821 | 861.3756 | 863.8257 | 866.2259 | 868.5678 | 870.8437 | 873.0462 | 875.1683 | 877.2035 | 879.1457 | 880.989 | 882.728 | 884.3578 | 885.8712 | 887.2675 | 888.5438 | 889.7103 | 890.7762 | 891.75 | 892.6395 | 893.4519
OR_Commercial_Interruptible - Health_Existing_Water Heating_Natural Gas_Water Heater - Thermostatic Shower Restriction Valve_A | OR | Commercial | Interruptible - Health | Existing | Water Heating | Natural Gas | Water Heater - Thermostatic Shower Restriction Valve | A | OCM770 | No thermostatic control on shower. | Thermostatic shower restriction valve. | 10 | 15.9413 | 0 | 0 | 24.46 | 6.84 | 0 | 0 | 0.28365 | 0.25 | showerhead | 86.67% | 86.67% | Discretionary | Retro5Med_OR | 81.34% | Water Heater | 0% | -175.7585 |  | 129.6449 |  | 0 | ThermostaticShowerRestrictionValve_v4_2 | ThermostaticShowerRestrictionValve_v4_2 | ThermostaticShowerRestrictionValve_v4_2 | No thermostatic control on shower. | No thermostatic control on shower. | No thermostatic control on shower. | No thermostatic control on shower. | No thermostatic control on shower. | No thermostatic control on shower. | No thermostatic control on shower. | No thermostatic control on shower. | No thermostatic control on shower. | No thermostatic control on shower. | No thermostatic control on shower. | No thermostatic control on shower. | No thermostatic control on shower. | No thermostatic control on shower. | No thermostatic control on shower. | No thermostatic control on shower. | No thermostatic control on shower. | No thermostatic control on shower. | No thermostatic control on shower. | No thermostatic control on shower. | No thermostatic control on shower. | No thermostatic control on shower. | No thermostatic control on shower. | No thermostatic control on shower. | No thermostatic control on shower. | No thermostatic control on shower. | No thermostatic control on shower. | Thermostatic shower restriction valve. | Thermostatic shower restriction valve. | Thermostatic shower restriction valve. | Thermostatic shower restriction valve. | Thermostatic shower restriction valve. | Thermostatic shower restriction valve. | Thermostatic shower restriction valve. | Thermostatic shower restriction valve. | Thermostatic shower restriction valve. | Thermostatic shower restriction valve. | Thermostatic shower restriction valve. | Thermostatic shower restriction valve. | Thermostatic shower restriction valve. | Thermostatic shower restriction valve. | Thermostatic shower restriction valve. | Thermostatic shower restriction valve. | Thermostatic shower restriction valve. | Thermostatic shower restriction valve. | Thermostatic shower restriction valve. | Thermostatic shower restriction valve. | Thermostatic shower restriction valve. | Thermostatic shower restriction valve. | Thermostatic shower restriction valve. | Thermostatic shower restriction valve. | Thermostatic shower restriction valve. | Thermostatic shower restriction valve. | Thermostatic shower restriction valve. | 24.46 | 24.46 | 24.46 | 24.46 | 24.46 | 24.46 | 24.46 | 24.46 | 24.46 | 24.46 | 24.46 | 24.46 | 24.46 | 24.46 | 24.46 | 24.46 | 24.46 | 24.46 | 24.46 | 24.46 | 24.46 | 24.46 | 24.46 | 24.46 | 24.46 | 24.46 | 24.46 | 0 | 0 | 15.1185 | 14.6301 | 14.1772 | 13.7466 | 13.3365 | 12.938 | 12.5657 | 12.2186 | 11.8934 | 11.5992 | 11.4739 | 11.3838 | 11.3525 | 11.2872 | 11.2367 | 11.1963 | 11.164 | 11.1364 | 11.1204 | 11.1112 | 11.1068 | 11.1033 | 11.0924 | 11.0901 | 11.0883 | 0 | 0 | 0 | 0 | 0 | 0 | 0 | 0 | 0 | 0 | 0 | 0 | 0 | 0 | 0 | 0 | 0 | 0 | 0 | 0 | 0 | 0 | 0 | 0 | 0 | 0 | 0 | 0 | 0 | 0 | 0 | 0 | 0 | 0 | 0 | 0 | 0 | 0 | 0 | 0 | 0 | 0 | 0 | 0 | 0 | 0 | 0 | 0 | 0 | 0 | 0 | 0 | 0 | 0 | 0 | 0 | 0 | 0 | 0 | 0 | 0 | 0 | 0 | 0 | 0 | 0 | 0 | 0 | 0 | 0 | 0 | 0 | 0 | 0 | 0 | 0 | 0 | 0 | 0 | 0 | 0 | 0 | 0 | 0 | 0 | 0 | 0 | 0 | 0 | 0 | 0 | 0 | 0 | 0 | 0 | 0 | 0 | 0 | 0 | 0 | 0 | 0 | 0 | 0 | 0 | 0 | 0 | 0 | 0 | 0 | 0 | 0 | 0 | 0 | 0 | 0 | 0 | 0 | 0 | 0 | 0 | 0 | 0 | 0 | 0 | 0 | 0 | 0 | 0 | 0 | 0 | 0 | 0 | 0 | 0 | 0 | 0 | 0 | 0 | 0 | 0 | 0 | 0 | 0 | 0 | 0 | 0 | 0 | 0 | 0 | 0 | 0 | 0 | 0 | 0 | 0 | 0 | 0 | 0 | 0 | 0 | 0 | 0 | 0 | 0 | 0 | 0 | 0 | 0 | 0 | 0 | 0 | 0 | 0 | 0 | 0 | 0 | 0 | 0 | 0 | 0 | 0 | 0 | 0 | 0 | 0 | 0 | 0 | 0 | 0 | 0 | 0 | 0 | 0 | 0 | 0 | 0 | 0 | 0 | 0 | 0 | 0 | 0 | 0 | 0 | 0 | 0 | 0 | 0 | 0 | 0 | 0 | 0 | 0 | 0 | 0 | 0 | 0 | 0 | 0 | 0 | 0 | 0 | 0 | 0 | 0 | 0 | 0 | 0 | 0 | 0 | 0 | 0 | 0 | 0 | 0 | 0 | 0 | 0 | 0 | 0 | 0 | 0 | 0 | 0 | 0 | 0 | 0 | 0 | 0 | 0 | 0 | 0 | 0 | 0 | 0 | 0 | 0 | 0 | 0 | 0 | 0 | 0 | 0 | 0 | 0 | 0 | 0 | 0 | 0 | 0 | 0 | 0 | 0 | 0 | 0 | 0 | 0 | 0 | 0 | 0 | 0 | 0 | 0 | 0 | 0 | 0 | 0 | 0 | 0 | 0 | 0 | 0 | 0 | 0 | 0 | 0 | 0 | 0 | 0 | 0 | 0 | 0 | 0 | 0 | 0 | 0 | 0 | 0 | 0 | 0 | 0 | 0 | 0 | 0 | 0 | 0 | 0 | 0 | 0 | 0 | 0 | 0 | 0 | 0 | 0 | 0 | 0 | 0 | 0 | 0 | 0 | 0 | 0 | 0 | 0 | 0 | 0 | 0 | 0 | 0 | 0 | 0 | 0 | 0 | 0 | 0 | 0 | 0 | 0 | 0 | 0 | 0 | 0 | 0 | 0 | 0 | 0 | 0 | 0 | 0 | 0 | 0 | 0 | 0 | 0 | 0 | 0 | 0 | 0 | 0 | 0 | 0 | 0 | 0 | 0 | 0 | 0 | 0 | 0 | 0 | 0 | 0 | 0 | 0 | 0 | 0 | 0 | 0 | 0 | 0 | 0 | 0 | 0 | 0 | 0 | 0 | 0 | 0 | 0 | -163.3381 | -165.9373 | -168.2886 | -170.3918 | -172.2457 | -173.8485 | -175.1983 | -176.2934 | -177.1793 | -177.8945 | -178.4708 | -178.9346 | -179.3073 | -179.6066 | -179.8468 | -180.0394 | -180.1938 | -180.3174 | -180.4165 | -180.4959 | -180.5594 | -180.6102 | -180.6509 | -180.6835 | -180.7096 | 120.4832 | 122.4005 | 124.1349 | 125.6863 | 127.0537 | 128.236 | 129.2317 | 130.0394 | 130.6929 | 131.2205 | 131.6456 | 131.9877 | 132.2626 | 132.4834 | 132.6606 | 132.8026 | 132.9165 | 133.0077 | 133.0808 | 133.1393 | 133.1862 | 133.2237 | 133.2537 | 133.2778 | 133.297
OR_Commercial_Interruptible - Health_Existing_Water Heating_Natural Gas_Water Heater - Pre-Rinse Spray Valve_A | OR | Commercial | Interruptible - Health | Existing | Water Heating | Natural Gas | Water Heater - Pre-Rinse Spray Valve | A | OCM771 | Standard pre-rinse spray valve. | Low flow pre-rinse spray valve. | 4 | 16.81 | 0 | 0 | 112.2 | 0 | 0 | 0 | 0.28365 | 0.25 | KitchenFaucet | 25% | 53.33% | Discretionary | Retro5Med_OR | 81.34% | Water Heater | 0% | 2745.0384 |  | 1171.901 |  | 0 | Avista TRM | Avista TRM | Avista TRM | Standard pre-rinse spray valve. | Standard pre-rinse spray valve. | Standard pre-rinse spray valve. | Standard pre-rinse spray valve. | Standard pre-rinse spray valve. | Standard pre-rinse spray valve. | Standard pre-rinse spray valve. | Standard pre-rinse spray valve. | Standard pre-rinse spray valve. | Standard pre-rinse spray valve. | Standard pre-rinse spray valve. | Standard pre-rinse spray valve. | Standard pre-rinse spray valve. | Standard pre-rinse spray valve. | Standard pre-rinse spray valve. | Standard pre-rinse spray valve. | Standard pre-rinse spray valve. | Standard pre-rinse spray valve. | Standard pre-rinse spray valve. | Standard pre-rinse spray valve. | Standard pre-rinse spray valve. | Standard pre-rinse spray valve. | Standard pre-rinse spray valve. | Standard pre-rinse spray valve. | Standard pre-rinse spray valve. | Standard pre-rinse spray valve. | Standard pre-rinse spray valve. | Low flow pre-rinse spray valve. | Low flow pre-rinse spray valve. | Low flow pre-rinse spray valve. | Low flow pre-rinse spray valve. | Low flow pre-rinse spray valve. | Low flow pre-rinse spray valve. | Low flow pre-rinse spray valve. | Low flow pre-rinse spray valve. | Low flow pre-rinse spray valve. | Low flow pre-rinse spray valve. | Low flow pre-rinse spray valve. | Low flow pre-rinse spray valve. | Low flow pre-rinse spray valve. | Low flow pre-rinse spray valve. | Low flow pre-rinse spray valve. | Low flow pre-rinse spray valve. | Low flow pre-rinse spray valve. | Low flow pre-rinse spray valve. | Low flow pre-rinse spray valve. | Low flow pre-rinse spray valve. | Low flow pre-rinse spray valve. | Low flow pre-rinse spray valve. | Low flow pre-rinse spray valve. | Low flow pre-rinse spray valve. | Low flow pre-rinse spray valve. | Low flow pre-rinse spray valve. | Low flow pre-rinse spray valve. | 112.2 | 112.2 | 112.2 | 112.2 | 112.2 | 112.2 | 112.2 | 112.2 | 112.2 | 112.2 | 112.2 | 112.2 | 112.2 | 112.2 | 112.2 | 112.2 | 112.2 | 112.2 | 112.2 | 112.2 | 112.2 | 112.2 | 112.2 | 112.2 | 112.2 | 112.2 | 112.2 | 0 | 0 | 15.9204 | 15.381 | 14.8757 | 14.3919 | 13.9278 | 13.4729 | 13.0445 | 12.6442 | 12.2696 | 11.9336 | 11.7829 | 11.6766 | 11.6378 | 11.5668 | 11.5151 | 11.4737 | 11.4406 | 11.4123 | 11.3958 | 11.3865 | 11.3819 | 11.3783 | 11.3672 | 11.3649 | 11.363 | 0.005492 | 0.0065147 | 0.0077103 | 0.0086593 | 0.0047539 | 0.0051035 | 0.0047206 | 0.0037617 | 0.0019764 | 0 | 0 | 0 | 0 | 0 | 0 | 0 | 0 | 0 | 0 | 0 | 0 | 0 | 0 | 0 | 0 | 0.005492 | 0.011821 | 0.019143 | 0.027179 | 0.031057 | 0.035146 | 0.038749 | 0.041322 | 0.042074 | 0.040922 | 0.040405 | 0.04004 | 0.039907 | 0.039664 | 0.039486 | 0.039345 | 0.039231 | 0.039134 | 0.039078 | 0.039045 | 0.03903 | 0.039017 | 0.038979 | 0.038971 | 0.038965 | 0.34496 | 0.42356 | 0.51831 | 0.60168 | 0.34133 | 0.3788 | 0.36189 | 0.29751 | 0.16108 | 0 | 0 | 0 | 0 | 0 | 0 | 0 | 0 | 0 | 0 | 0 | 0 | 0 | 0 | 0 | 0 | 0.34496 | 0.76852 | 1.2868 | 1.8885 | 2.2298 | 2.6086 | 2.9705 | 3.268 | 3.4291 | 3.4291 | 3.4291 | 3.4291 | 3.4291 | 3.4291 | 3.4291 | 3.4291 | 3.4291 | 3.4291 | 3.4291 | 3.4291 | 3.4291 | 3.4291 | 3.4291 | 3.4291 | 3.4291 | 0.0047206 | 0.005661 | 0.0067707 | 0.0076828 | 0.0042606 | 0.0046201 | 0.0043158 | 0.0034727 | 0.0018428 | 0 | 0 | 0 | 0 | 0 | 0 | 0 | 0 | 0 | 0 | 0 | 0 | 0 | 0 | 0 | 0 | 0.0047206 | 0.010271 | 0.01681 | 0.024114 | 0.027834 | 0.031817 | 0.035426 | 0.038146 | 0.03923 | 0.038534 | 0.037986 | 0.037576 | 0.037364 | 0.037149 | 0.03699 | 0.036864 | 0.036766 | 0.036686 | 0.03663 | 0.03659 | 0.036562 | 0.036541 | 0.036514 | 0.036507 | 0.036501 | 0.29322 | 0.36002 | 0.44057 | 0.51143 | 0.29013 | 0.32198 | 0.3076 | 0.25288 | 0.13692 | 0 | 0 | 0 | 0 | 0 | 0 | 0 | 0 | 0 | 0 | 0 | 0 | 0 | 0 | 0 | 0 | 0.29322 | 0.65324 | 1.0938 | 1.6052 | 1.8954 | 2.2173 | 2.5249 | 2.7778 | 2.9147 | 2.9147 | 2.9147 | 2.9147 | 2.9147 | 2.9147 | 2.9147 | 2.9147 | 2.9147 | 2.9147 | 2.9147 | 2.9147 | 2.9147 | 2.9147 | 2.9147 | 2.9147 | 2.9147 | 0 | 0 | 0 | 0 | 0 | 0 | 0 | 0 | 0 | 0 | 0 | 0 | 0 | 0 | 0 | 0 | 0 | 0 | 0 | 0 | 0 | 0 | 0 | 0 | 0 | 0 | 0 | 0 | 0 | 0 | 0 | 0 | 0 | 0 | 0 | 0 | 0 | 0 | 0 | 0 | 0 | 0 | 0 | 0 | 0 | 0 | 0 | 0 | 0 | 0 | 0 | 0 | 0 | 0 | 0 | 0 | 0 | 0 | 0 | 0 | 0 | 0 | 0 | 0 | 0 | 0 | 0 | 0 | 0 | 0 | 0 | 0 | 0 | 0 | 0 | 0 | 0 | 0 | 0 | 0 | 0 | 0 | 0 | 0 | 0 | 0 | 0 | 0 | 0 | 0 | 0 | 0 | 0 | 0 | 0 | 0 | 0 | 0 | 0 | 0 | 0.0047212 | 0.0056627 | 0.0067742 | 0.0076887 | 0.0042639 | 0.0046237 | 0.0043192 | 0.0034754 | 0.0018442 | 0 | 0 | 0 | 0 | 0 | 0 | 0 | 0 | 0 | 0 | 0 | 0 | 0 | 0 | 0 | 0 | 0.0047212 | 0.010275 | 0.016819 | 0.024133 | 0.027855 | 0.031841 | 0.035454 | 0.038176 | 0.03926 | 0.038564 | 0.038015 | 0.037605 | 0.037389 | 0.037172 | 0.037014 | 0.036888 | 0.036789 | 0.03671 | 0.036653 | 0.036613 | 0.036585 | 0.036564 | 0.036537 | 0.03653 | 0.036525 | 0.29322 | 0.36002 | 0.44057 | 0.51143 | 0.29013 | 0.32198 | 0.3076 | 0.25288 | 0.13692 | 0 | 0 | 0 | 0 | 0 | 0 | 0 | 0 | 0 | 0 | 0 | 0 | 0 | 0 | 0 | 0 | 0.29322 | 0.65324 | 1.0938 | 1.6052 | 1.8954 | 2.2173 | 2.5249 | 2.7778 | 2.9147 | 2.9147 | 2.9147 | 2.9147 | 2.9147 | 2.9147 | 2.9147 | 2.9147 | 2.9147 | 2.9147 | 2.9147 | 2.9147 | 2.9147 | 2.9147 | 2.9147 | 2.9147 | 2.9147 | 2551.0529 | 2591.6474 | 2628.3708 | 2661.2191 | 2690.1735 | 2715.2068 | 2736.2886 | 2753.3912 | 2767.228 | 2778.398 | 2787.3991 | 2794.6421 | 2800.4636 | 2805.1383 | 2808.8894 | 2811.8974 | 2814.3085 | 2816.2404 | 2817.7878 | 2819.0269 | 2820.019 | 2820.8132 | 2821.4489 | 2821.9576 | 2822.3647 | 1089.0855 | 1106.416 | 1122.0938 | 1136.1172 | 1148.4783 | 1159.1654 | 1168.1656 | 1175.467 | 1181.3741 | 1186.1428 | 1189.9855 | 1193.0776 | 1195.563 | 1197.5587 | 1199.1601 | 1200.4442 | 1201.4736 | 1202.2983 | 1202.9589 | 1203.4879 | 1203.9115 | 1204.2505 | 1204.5219 | 1204.7391 | 1204.9129
OR_Commercial_Interruptible - Health_Existing_Water Heating_Natural Gas_Water Heater - Temperature Setback_A | OR | Commercial | Interruptible - Health | Existing | Water Heating | Natural Gas | Water Heater - Temperature Setback | A | OCM772 | No water heater temperature setback. | Water heater temperature setback. | 2 | 103.9223 | 0 | 0 | 5 | 0 | 0 | 0 | 0.28365 | 0.25 | WHunits | 15% | 100% | Discretionary | Retro5Med_OR | 81.34% | Water Heater | 0% | 37.0992 |  | 15.8383 |  | 0 | IL TRM - RS-HWE-TMPS-V08-210101 | IL TRM - RS-HWE-TMPS-V08-210101 | IL TRM - RS-HWE-TMPS-V08-210101 | No water heater temperature setback. | No water heater temperature setback. | No water heater temperature setback. | No water heater temperature setback. | No water heater temperature setback. | No water heater temperature setback. | No water heater temperature setback. | No water heater temperature setback. | No water heater temperature setback. | No water heater temperature setback. | No water heater temperature setback. | No water heater temperature setback. | No water heater temperature setback. | No water heater temperature setback. | No water heater temperature setback. | No water heater temperature setback. | No water heater temperature setback. | No water heater temperature setback. | No water heater temperature setback. | No water heater temperature setback. | No water heater temperature setback. | No water heater temperature setback. | No water heater temperature setback. | No water heater temperature setback. | No water heater temperature setback. | No water heater temperature setback. | No water heater temperature setback. | Water heater temperature setback. | Water heater temperature setback. | Water heater temperature setback. | Water heater temperature setback. | Water heater temperature setback. | Water heater temperature setback. | Water heater temperature setback. | Water heater temperature setback. | Water heater temperature setback. | Water heater temperature setback. | Water heater temperature setback. | Water heater temperature setback. | Water heater temperature setback. | Water heater temperature setback. | Water heater temperature setback. | Water heater temperature setback. | Water heater temperature setback. | Water heater temperature setback. | Water heater temperature setback. | Water heater temperature setback. | Water heater temperature setback. | Water heater temperature setback. | Water heater temperature setback. | Water heater temperature setback. | Water heater temperature setback. | Water heater temperature setback. | Water heater temperature setback. | 5 | 5 | 5 | 5 | 5 | 5 | 5 | 5 | 5 | 5 | 5 | 5 | 5 | 5 | 5 | 5 | 5 | 5 | 5 | 5 | 5 | 5 | 5 | 5 | 5 | 5 | 5 | 0 | 0 | 98.6679 | 95.611 | 92.703 | 89.939 | 87.3027 | 84.7494 | 82.3106 | 80.0372 | 77.9065 | 75.9793 | 75.1591 | 74.5684 | 74.3638 | 73.9357 | 73.6051 | 73.3406 | 73.129 | 72.9481 | 72.843 | 72.7831 | 72.7542 | 72.731 | 72.6598 | 72.645 | 72.6331 | 0.59691 | 0.71021 | 0.28183 | 0.28095 | 0.25718 | 0.29826 | 0 | 0 | 0 | 0 | 0 | 0 | 0 | 0 | 0 | 0 | 0 | 0 | 0 | 0 | 0 | 0 | 0 | 0 | 0 | 0.59691 | 1.2886 | 1.5313 | 1.7665 | 1.972 | 2.2125 | 2.1489 | 2.0895 | 2.0339 | 1.9836 | 1.9622 | 1.9467 | 1.9414 | 1.9302 | 1.9216 | 1.9147 | 1.9092 | 1.9044 | 1.9017 | 1.9001 | 1.8994 | 1.8988 | 1.8969 | 1.8965 | 1.8962 | 6.0497 | 7.4281 | 3.0401 | 3.1237 | 2.9459 | 3.5193 | 0 | 0 | 0 | 0 | 0 | 0 | 0 | 0 | 0 | 0 | 0 | 0 | 0 | 0 | 0 | 0 | 0 | 0 | 0 | 6.0497 | 13.4778 | 16.5179 | 19.6416 | 22.5875 | 26.1069 | 26.1069 | 26.1069 | 26.1069 | 26.1069 | 26.1069 | 26.1069 | 26.1069 | 26.1069 | 26.1069 | 26.1069 | 26.1069 | 26.1069 | 26.1069 | 26.1069 | 26.1069 | 26.1069 | 26.1069 | 26.1069 | 26.1069 | 0.51288 | 0.61662 | 0.24718 | 0.24886 | 0.23002 | 0.26931 | 0 | 0 | 0 | 0 | 0 | 0 | 0 | 0 | 0 | 0 | 0 | 0 | 0 | 0 | 0 | 0 | 0 | 0 | 0 | 0.51288 | 1.1188 | 1.343 | 1.5648 | 1.7637 | 1.9977 | 1.9586 | 1.9221 | 1.8888 | 1.8596 | 1.836 | 1.818 | 1.8086 | 1.7988 | 1.7911 | 1.785 | 1.7802 | 1.7764 | 1.7736 | 1.7717 | 1.7703 | 1.7693 | 1.768 | 1.7677 | 1.7674 | 5.1423 | 6.3139 | 2.5841 | 2.6552 | 2.504 | 2.9914 | 0 | 0 | 0 | 0 | 0 | 0 | 0 | 0 | 0 | 0 | 0 | 0 | 0 | 0 | 0 | 0 | 0 | 0 | 0 | 5.1423 | 11.4561 | 14.0402 | 16.6954 | 19.1994 | 22.1908 | 22.1908 | 22.1908 | 22.1908 | 22.1908 | 22.1908 | 22.1908 | 22.1908 | 22.1908 | 22.1908 | 22.1908 | 22.1908 | 22.1908 | 22.1908 | 22.1908 | 22.1908 | 22.1908 | 22.1908 | 22.1908 | 22.1908 | 0.51288 | 0.61662 | 0.24718 | 0.24886 | 0.23002 | 0.26931 | 0 | 0 | 0 | 0 | 0 | 0 | 0 | 0 | 0 | 0 | 0 | 0 | 0 | 0 | 0 | 0 | 0 | 0 | 0 | 0.51288 | 1.1188 | 1.343 | 1.5648 | 1.7637 | 1.9977 | 1.9586 | 1.9221 | 1.8888 | 1.8596 | 1.836 | 1.818 | 1.8086 | 1.7988 | 1.7911 | 1.785 | 1.7802 | 1.7764 | 1.7736 | 1.7717 | 1.7703 | 1.7693 | 1.768 | 1.7677 | 1.7674 | 5.1423 | 6.3139 | 2.5841 | 2.6552 | 2.504 | 2.9914 | 0 | 0 | 0 | 0 | 0 | 0 | 0 | 0 | 0 | 0 | 0 | 0 | 0 | 0 | 0 | 0 | 0 | 0 | 0 | 5.1423 | 11.4561 | 14.0402 | 16.6954 | 19.1994 | 22.1908 | 22.1908 | 22.1908 | 22.1908 | 22.1908 | 22.1908 | 22.1908 | 22.1908 | 22.1908 | 22.1908 | 22.1908 | 22.1908 | 22.1908 | 22.1908 | 22.1908 | 22.1908 | 22.1908 | 22.1908 | 22.1908 | 22.1908 | 0.51288 | 0.61662 | 0.24718 | 0.24886 | 0.23002 | 0.26931 | 0 | 0 | 0 | 0 | 0 | 0 | 0 | 0 | 0 | 0 | 0 | 0 | 0 | 0 | 0 | 0 | 0 | 0 | 0 | 0.51288 | 1.1188 | 1.343 | 1.5648 | 1.7637 | 1.9977 | 1.9586 | 1.9221 | 1.8888 | 1.8596 | 1.836 | 1.818 | 1.8086 | 1.7988 | 1.7911 | 1.785 | 1.7802 | 1.7764 | 1.7736 | 1.7717 | 1.7703 | 1.7693 | 1.768 | 1.7677 | 1.7674 | 5.1423 | 6.3139 | 2.5841 | 2.6552 | 2.504 | 2.9914 | 0 | 0 | 0 | 0 | 0 | 0 | 0 | 0 | 0 | 0 | 0 | 0 | 0 | 0 | 0 | 0 | 0 | 0 | 0 | 5.1423 | 11.4561 | 14.0402 | 16.6954 | 19.1994 | 22.1908 | 22.1908 | 22.1908 | 22.1908 | 22.1908 | 22.1908 | 22.1908 | 22.1908 | 22.1908 | 22.1908 | 22.1908 | 22.1908 | 22.1908 | 22.1908 | 22.1908 | 22.1908 | 22.1908 | 22.1908 | 22.1908 | 22.1908 | 34.4775 | 35.0262 | 35.5225 | 35.9664 | 36.3577 | 36.6961 | 36.981 | 37.2121 | 37.3991 | 37.5501 | 37.6717 | 37.7696 | 37.8483 | 37.9115 | 37.9622 | 38.0028 | 38.0354 | 38.0615 | 38.0824 | 38.0992 | 38.1126 | 38.1233 | 38.1319 | 38.1388 | 38.1443 | 14.719 | 14.9532 | 15.1651 | 15.3546 | 15.5217 | 15.6661 | 15.7878 | 15.8865 | 15.9663 | 16.0307 | 16.0827 | 16.1245 | 16.158 | 16.185 | 16.2067 | 16.224 | 16.2379 | 16.2491 | 16.258 | 16.2652 | 16.2709 | 16.2755 | 16.2791 | 16.2821 | 16.2844
OR_Commercial_Interruptible - Health_Existing_Water Heating_Natural Gas_Water Heater - Faucet Aerators_A | OR | Commercial | Interruptible - Health | Existing | Water Heating | Natural Gas | Water Heater - Faucet Aerators | A | OCM773 | 0 | 0 | 10 | 24.4071 | 0 | 0 | 7.44 | 14.88 | 0 | 0 | 0.28365 | 0.25 | faucet | 86.67% | 86.67% | Discretionary | Retro5Med_OR | 81.34% | Water Heater | 0% | -620.634 |  | 25.7561 |  | 0 | DHW_AER-Water Heating-XCELCO-2017-18-6 | DHW_AER-Water Heating-XCELCO-2017-18-6 | DHW_AER-Water Heating-ILTRM-v5.0-24 | 0 | 0 | 0 | 0 | 0 | 0 | 0 | 0 | 0 | 0 | 0 | 0 | 0 | 0 | 0 | 0 | 0 | 0 | 0 | 0 | 0 | 0 | 0 | 0 | 0 | 0 | 0 | 0 | 0 | 0 | 0 | 0 | 0 | 0 | 0 | 0 | 0 | 0 | 0 | 0 | 0 | 0 | 0 | 0 | 0 | 0 | 0 | 0 | 0 | 0 | 0 | 0 | 0 | 0 | 7.44 | 7.44 | 7.44 | 7.44 | 7.44 | 7.44 | 7.44 | 7.44 | 7.44 | 7.44 | 7.44 | 7.44 | 7.44 | 7.44 | 7.44 | 7.44 | 7.44 | 7.44 | 7.44 | 7.44 | 7.44 | 7.44 | 7.44 | 7.44 | 7.44 | 7.44 | 7.44 | 0 | 0 | 23.173 | 22.4551 | 21.7721 | 21.123 | 20.5038 | 19.9041 | 19.3314 | 18.7974 | 18.297 | 17.8444 | 17.6518 | 17.513 | 17.465 | 17.3644 | 17.2868 | 17.2247 | 17.175 | 17.1325 | 17.1078 | 17.0938 | 17.087 | 17.0815 | 17.0648 | 17.0613 | 17.0585 | 0 | 0 | 0 | 0 | 0 | 0 | 0 | 0 | 0 | 0 | 0 | 0 | 0 | 0 | 0 | 0 | 0 | 0 | 0 | 0 | 0 | 0 | 0 | 0 | 0 | 0 | 0 | 0 | 0 | 0 | 0 | 0 | 0 | 0 | 0 | 0 | 0 | 0 | 0 | 0 | 0 | 0 | 0 | 0 | 0 | 0 | 0 | 0 | 0 | 0 | 0 | 0 | 0 | 0 | 0 | 0 | 0 | 0 | 0 | 0 | 0 | 0 | 0 | 0 | 0 | 0 | 0 | 0 | 0 | 0 | 0 | 0 | 0 | 0 | 0 | 0 | 0 | 0 | 0 | 0 | 0 | 0 | 0 | 0 | 0 | 0 | 0 | 0 | 0 | 0 | 0 | 0 | 0 | 0 | 0 | 0 | 0 | 0 | 0 | 0 | 0 | 0 | 0 | 0 | 0 | 0 | 0 | 0 | 0 | 0 | 0 | 0 | 0 | 0 | 0 | 0 | 0 | 0 | 0 | 0 | 0 | 0 | 0 | 0 | 0 | 0 | 0 | 0 | 0 | 0 | 0 | 0 | 0 | 0 | 0 | 0 | 0 | 0 | 0 | 0 | 0 | 0 | 0 | 0 | 0 | 0 | 0 | 0 | 0 | 0 | 0 | 0 | 0 | 0 | 0 | 0 | 0 | 0 | 0 | 0 | 0 | 0 | 0 | 0 | 0 | 0 | 0 | 0 | 0 | 0 | 0 | 0 | 0 | 0 | 0 | 0 | 0 | 0 | 0 | 0 | 0 | 0 | 0 | 0 | 0 | 0 | 0 | 0 | 0 | 0 | 0 | 0 | 0 | 0 | 0 | 0 | 0 | 0 | 0 | 0 | 0 | 0 | 0 | 0 | 0 | 0 | 0 | 0 | 0 | 0 | 0 | 0 | 0 | 0 | 0 | 0 | 0 | 0 | 0 | 0 | 0 | 0 | 0 | 0 | 0 | 0 | 0 | 0 | 0 | 0 | 0 | 0 | 0 | 0 | 0 | 0 | 0 | 0 | 0 | 0 | 0 | 0 | 0 | 0 | 0 | 0 | 0 | 0 | 0 | 0 | 0 | 0 | 0 | 0 | 0 | 0 | 0 | 0 | 0 | 0 | 0 | 0 | 0 | 0 | 0 | 0 | 0 | 0 | 0 | 0 | 0 | 0 | 0 | 0 | 0 | 0 | 0 | 0 | 0 | 0 | 0 | 0 | 0 | 0 | 0 | 0 | 0 | 0 | 0 | 0 | 0 | 0 | 0 | 0 | 0 | 0 | 0 | 0 | 0 | 0 | 0 | 0 | 0 | 0 | 0 | 0 | 0 | 0 | 0 | 0 | 0 | 0 | 0 | 0 | 0 | 0 | 0 | 0 | 0 | 0 | 0 | 0 | 0 | 0 | 0 | 0 | 0 | 0 | 0 | 0 | 0 | 0 | 0 | 0 | 0 | 0 | 0 | 0 | 0 | 0 | 0 | 0 | 0 | 0 | 0 | 0 | 0 | 0 | 0 | 0 | 0 | 0 | 0 | 0 | 0 | 0 | 0 | 0 | 0 | 0 | 0 | 0 | 0 | 0 | 0 | 0 | 0 | 0 | 0 | 0 | 0 | 0 | 0 | 0 | 0 | 0 | 0 | 0 | 0 | 0 | 0 | 0 | 0 | 0 | 0 | 0 | 0 | 0 | 0 | 0 | 0 | 0 | 0 | 0 | 0 | 0 | 0 | 0 | 0 | 0 | -576.7753 | -585.9534 | -594.2563 | -601.6831 | -608.2295 | -613.8893 | -618.6558 | -622.5226 | -625.651 | -628.1764 | -630.2115 | -631.8491 | -633.1653 | -634.2222 | -635.0703 | -635.7504 | -636.2955 | -636.7323 | -637.0822 | -637.3623 | -637.5866 | -637.7662 | -637.9099 | -638.0249 | -638.117 | 23.936 | 24.3169 | 24.6615 | 24.9697 | 25.2414 | 25.4762 | 25.674 | 25.8345 | 25.9643 | 26.0691 | 26.1536 | 26.2216 | 26.2762 | 26.32 | 26.3552 | 26.3835 | 26.4061 | 26.4242 | 26.4387 | 26.4504 | 26.4597 | 26.4671 | 26.4731 | 26.4779 | 26.4817
OR_Commercial_Interruptible - Health_Existing_Water Heating_Natural Gas_Water Heater - Low-Flow Showerheads_A | OR | Commercial | Interruptible - Health | Existing | Water Heating | Natural Gas | Water Heater - Low-Flow Showerheads | A | OCM774 | 0 | 0 | 10 | 52.1419 | 0 | 0 | 19.75 | 47.8 | 0 | 0 | 0.28365 | 0.25 | Showerhead | 86.67% | 86.67% | Discretionary | Retro5Med_OR | 81.34% | Water Heater | 0% | -948.7664 |  | 32.004 |  | 0 | Com-Showerheads-2021P_V2 | Com-Showerheads-2021P_V2 | Com-Showerheads-2021P_V2 | 0 | 0 | 0 | 0 | 0 | 0 | 0 | 0 | 0 | 0 | 0 | 0 | 0 | 0 | 0 | 0 | 0 | 0 | 0 | 0 | 0 | 0 | 0 | 0 | 0 | 0 | 0 | 0 | 0 | 0 | 0 | 0 | 0 | 0 | 0 | 0 | 0 | 0 | 0 | 0 | 0 | 0 | 0 | 0 | 0 | 0 | 0 | 0 | 0 | 0 | 0 | 0 | 0 | 0 | 19.75 | 19.75 | 19.75 | 19.75 | 19.75 | 19.75 | 19.75 | 19.75 | 19.75 | 19.75 | 19.75 | 19.75 | 19.75 | 19.75 | 19.75 | 19.75 | 19.75 | 19.75 | 19.75 | 19.75 | 19.75 | 19.75 | 19.75 | 19.75 | 19.75 | 19.75 | 19.75 | 0 | 0 | 49.5055 | 47.9718 | 46.5127 | 45.1259 | 43.8032 | 42.5221 | 41.2984 | 40.1578 | 39.0887 | 38.1218 | 37.7102 | 37.4139 | 37.3112 | 37.0964 | 36.9305 | 36.7978 | 36.6917 | 36.6009 | 36.5482 | 36.5181 | 36.5036 | 36.492 | 36.4562 | 36.4488 | 36.4429 | 0 | 0 | 0 | 0 | 0 | 0 | 0 | 0 | 0 | 0 | 0 | 0 | 0 | 0 | 0 | 0 | 0 | 0 | 0 | 0 | 0 | 0 | 0 | 0 | 0 | 0 | 0 | 0 | 0 | 0 | 0 | 0 | 0 | 0 | 0 | 0 | 0 | 0 | 0 | 0 | 0 | 0 | 0 | 0 | 0 | 0 | 0 | 0 | 0 | 0 | 0 | 0 | 0 | 0 | 0 | 0 | 0 | 0 | 0 | 0 | 0 | 0 | 0 | 0 | 0 | 0 | 0 | 0 | 0 | 0 | 0 | 0 | 0 | 0 | 0 | 0 | 0 | 0 | 0 | 0 | 0 | 0 | 0 | 0 | 0 | 0 | 0 | 0 | 0 | 0 | 0 | 0 | 0 | 0 | 0 | 0 | 0 | 0 | 0 | 0 | 0 | 0 | 0 | 0 | 0 | 0 | 0 | 0 | 0 | 0 | 0 | 0 | 0 | 0 | 0 | 0 | 0 | 0 | 0 | 0 | 0 | 0 | 0 | 0 | 0 | 0 | 0 | 0 | 0 | 0 | 0 | 0 | 0 | 0 | 0 | 0 | 0 | 0 | 0 | 0 | 0 | 0 | 0 | 0 | 0 | 0 | 0 | 0 | 0 | 0 | 0 | 0 | 0 | 0 | 0 | 0 | 0 | 0 | 0 | 0 | 0 | 0 | 0 | 0 | 0 | 0 | 0 | 0 | 0 | 0 | 0 | 0 | 0 | 0 | 0 | 0 | 0 | 0 | 0 | 0 | 0 | 0 | 0 | 0 | 0 | 0 | 0 | 0 | 0 | 0 | 0 | 0 | 0 | 0 | 0 | 0 | 0 | 0 | 0 | 0 | 0 | 0 | 0 | 0 | 0 | 0 | 0 | 0 | 0 | 0 | 0 | 0 | 0 | 0 | 0 | 0 | 0 | 0 | 0 | 0 | 0 | 0 | 0 | 0 | 0 | 0 | 0 | 0 | 0 | 0 | 0 | 0 | 0 | 0 | 0 | 0 | 0 | 0 | 0 | 0 | 0 | 0 | 0 | 0 | 0 | 0 | 0 | 0 | 0 | 0 | 0 | 0 | 0 | 0 | 0 | 0 | 0 | 0 | 0 | 0 | 0 | 0 | 0 | 0 | 0 | 0 | 0 | 0 | 0 | 0 | 0 | 0 | 0 | 0 | 0 | 0 | 0 | 0 | 0 | 0 | 0 | 0 | 0 | 0 | 0 | 0 | 0 | 0 | 0 | 0 | 0 | 0 | 0 | 0 | 0 | 0 | 0 | 0 | 0 | 0 | 0 | 0 | 0 | 0 | 0 | 0 | 0 | 0 | 0 | 0 | 0 | 0 | 0 | 0 | 0 | 0 | 0 | 0 | 0 | 0 | 0 | 0 | 0 | 0 | 0 | 0 | 0 | 0 | 0 | 0 | 0 | 0 | 0 | 0 | 0 | 0 | 0 | 0 | 0 | 0 | 0 | 0 | 0 | 0 | 0 | 0 | 0 | 0 | 0 | 0 | 0 | 0 | 0 | 0 | 0 | 0 | 0 | 0 | 0 | 0 | 0 | 0 | 0 | 0 | 0 | 0 | 0 | 0 | 0 | 0 | 0 | 0 | 0 | 0 | 0 | 0 | 0 | 0 | 0 | 0 | 0 | 0 | 0 | 0 | 0 | 0 | 0 | 0 | 0 | 0 | 0 | 0 | 0 | 0 | 0 | 0 | 0 | 0 | 0 | 0 | -881.7193 | -895.75 | -908.4427 | -919.796 | -929.8035 | -938.4557 | -945.7422 | -951.6534 | -956.4358 | -960.2965 | -963.4075 | -965.9109 | -967.923 | -969.5387 | -970.8352 | -971.8749 | -972.7082 | -973.3759 | -973.9108 | -974.339 | -974.6819 | -974.9564 | -975.1761 | -975.352 | -975.4927 | 29.7423 | 30.2156 | 30.6438 | 31.0267 | 31.3643 | 31.6562 | 31.902 | 32.1014 | 32.2627 | 32.3929 | 32.4979 | 32.5823 | 32.6502 | 32.7047 | 32.7484 | 32.7835 | 32.8116 | 32.8341 | 32.8522 | 32.8666 | 32.8782 | 32.8874 | 32.8948 | 32.9008 | 32.9055
OR_Commercial_Interruptible - Health_Existing_Water Heating_Natural Gas_Water Heater - Tank Blanket/Insulation_A | OR | Commercial | Interruptible - Health | Existing | Water Heating | Natural Gas | Water Heater - Tank Blanket/Insulation | A | OCM775 | 0 | 0 | 15 | 200.7769 | 0 | 0 | 1.47 | 0 | 0 | 0 | 0.28365 | 0.25 | WHUnits | 75% | 100% | Discretionary | Retro5Med_OR | 81.34% | Water Heater | 0% | 1.1157 |  | 0.47632 |  | 0 | IL TRM - 4.3.12 Tank Insulation - CI-HWE-TKIN-V01-210101 / PA TRM - 2.3.4 - State of Pennsylvania TRM, Volume 2: Residential Measures, 2021 Final Order. August 8, 2019. | IL TRM - 4.3.12 Tank Insulation - CI-HWE-TKIN-V01-210101 / PA TRM - 2.3.4 - State of Pennsylvania TRM, Volume 2: Residential Measures, 2021 Final Order. August 8, 2019. | IL TRM - 4.3.12 Tank Insulation - CI-HWE-TKIN-V01-210101 / PA TRM - 2.3.4 - State of Pennsylvania TRM, Volume 2: Residential Measures, 2021 Final Order. August 8, 2019. | 0 | 0 | 0 | 0 | 0 | 0 | 0 | 0 | 0 | 0 | 0 | 0 | 0 | 0 | 0 | 0 | 0 | 0 | 0 | 0 | 0 | 0 | 0 | 0 | 0 | 0 | 0 | 0 | 0 | 0 | 0 | 0 | 0 | 0 | 0 | 0 | 0 | 0 | 0 | 0 | 0 | 0 | 0 | 0 | 0 | 0 | 0 | 0 | 0 | 0 | 0 | 0 | 0 | 0 | 1.47 | 1.47 | 1.47 | 1.47 | 1.47 | 1.47 | 1.47 | 1.47 | 1.47 | 1.47 | 1.47 | 1.47 | 1.47 | 1.47 | 1.47 | 1.47 | 1.47 | 1.47 | 1.47 | 1.47 | 1.47 | 1.47 | 1.47 | 1.47 | 1.47 | 1.47 | 1.47 | 0 | 0 | 191.4209 | 186.4448 | 181.9176 | 177.7969 | 174.0486 | 170.6455 | 167.566 | 164.7925 | 162.1399 | 159.6089 | 159.0353 | 158.5764 | 158.2093 | 157.3299 | 156.6265 | 156.0637 | 155.6135 | 155.2285 | 155.0048 | 154.8774 | 154.8158 | 154.7665 | 154.615 | 154.5834 | 154.5582 | 0.3406 | 0.40733 | 0.48635 | 0.55179 | 0.61612 | 0.70623 | 0.76076 | 0.76431 | 0.70868 | 0.59966 | 0.46237 | 0.3164 | 0.1889 | 0.087738 | 0 | 0 | 0 | 0 | 0 | 0 | 0 | 0 | 0 | 0 | 0 | 0.3406 | 0.73908 | 1.2075 | 1.7319 | 2.3115 | 2.9726 | 3.6797 | 4.3831 | 5.0212 | 5.5425 | 5.9849 | 6.2841 | 6.4584 | 6.5103 | 6.4812 | 6.4579 | 6.4392 | 6.4233 | 6.4141 | 6.4088 | 6.4062 | 6.4042 | 6.3979 | 6.3966 | 6.3956 | 1.7793 | 2.1847 | 2.6735 | 3.1035 | 3.5399 | 4.1386 | 4.5401 | 4.638 | 4.3708 | 3.7571 | 2.9074 | 1.9953 | 1.194 | 0.55767 | 0 | 0 | 0 | 0 | 0 | 0 | 0 | 0 | 0 | 0 | 0 | 1.7793 | 3.9641 | 6.6375 | 9.741 | 13.2809 | 17.4195 | 21.9596 | 26.5976 | 30.9684 | 34.7254 | 37.6328 | 39.628 | 40.822 | 41.3797 | 41.3797 | 41.3797 | 41.3797 | 41.3797 | 41.3797 | 41.3797 | 41.3797 | 41.3797 | 41.3797 | 41.3797 | 41.3797 | 0.29247 | 0.35316 | 0.42557 | 0.48708 | 0.54842 | 0.63367 | 0.68788 | 0.69626 | 0.65064 | 0.55497 | 0.42662 | 0.29112 | 0.17338 | 0.08055 | 0 | 0 | 0 | 0 | 0 | 0 | 0 | 0 | 0 | 0 | 0 | 0.29247 | 0.64079 | 1.0566 | 1.5288 | 2.0575 | 2.6672 | 3.3272 | 3.9929 | 4.61 | 5.1295 | 5.5221 | 5.782 | 5.9277 | 5.9769 | 5.9514 | 5.9311 | 5.9153 | 5.9025 | 5.8934 | 5.887 | 5.8824 | 5.8792 | 5.8748 | 5.8736 | 5.8728 | 1.5124 | 1.857 | 2.2724 | 2.638 | 3.0089 | 3.5178 | 3.8591 | 3.9423 | 3.7152 | 3.1935 | 2.4713 | 1.696 | 1.0149 | 0.47402 | 0 | 0 | 0 | 0 | 0 | 0 | 0 | 0 | 0 | 0 | 0 | 1.5124 | 3.3694 | 5.6419 | 8.2799 | 11.2888 | 14.8066 | 18.6656 | 22.608 | 26.3231 | 29.5166 | 31.9879 | 33.6838 | 34.6987 | 35.1727 | 35.1727 | 35.1727 | 35.1727 | 35.1727 | 35.1727 | 35.1727 | 35.1727 | 35.1727 | 35.1727 | 35.1727 | 35.1727 | 0.29247 | 0.35316 | 0.42557 | 0.48708 | 0.54842 | 0.63367 | 0.68788 | 0.69626 | 0.65064 | 0.55497 | 0.42662 | 0.29112 | 0.17338 | 0.08055 | 0 | 0 | 0 | 0 | 0 | 0 | 0 | 0 | 0 | 0 | 0 | 0.29247 | 0.64079 | 1.0566 | 1.5288 | 2.0575 | 2.6672 | 3.3272 | 3.9929 | 4.61 | 5.1295 | 5.5221 | 5.782 | 5.9277 | 5.9769 | 5.9514 | 5.9311 | 5.9153 | 5.9025 | 5.8934 | 5.887 | 5.8824 | 5.8792 | 5.8748 | 5.8736 | 5.8728 | 1.5124 | 1.857 | 2.2724 | 2.638 | 3.0089 | 3.5178 | 3.8591 | 3.9423 | 3.7152 | 3.1935 | 2.4713 | 1.696 | 1.0149 | 0.47402 | 0 | 0 | 0 | 0 | 0 | 0 | 0 | 0 | 0 | 0 | 0 | 1.5124 | 3.3694 | 5.6419 | 8.2799 | 11.2888 | 14.8066 | 18.6656 | 22.608 | 26.3231 | 29.5166 | 31.9879 | 33.6838 | 34.6987 | 35.1727 | 35.1727 | 35.1727 | 35.1727 | 35.1727 | 35.1727 | 35.1727 | 35.1727 | 35.1727 | 35.1727 | 35.1727 | 35.1727 | 0.29247 | 0.35316 | 0.42557 | 0.48708 | 0.54842 | 0.63367 | 0.68788 | 0.69626 | 0.65064 | 0.55497 | 0.42662 | 0.29112 | 0.17338 | 0.08055 | 0 | 0 | 0 | 0 | 0 | 0 | 0 | 0 | 0 | 0 | 0 | 0.29247 | 0.64079 | 1.0566 | 1.5288 | 2.0575 | 2.6672 | 3.3272 | 3.9929 | 4.61 | 5.1295 | 5.5221 | 5.782 | 5.9277 | 5.9769 | 5.9514 | 5.9311 | 5.9153 | 5.9025 | 5.8934 | 5.887 | 5.8824 | 5.8792 | 5.8748 | 5.8736 | 5.8728 | 1.5124 | 1.857 | 2.2724 | 2.638 | 3.0089 | 3.5178 | 3.8591 | 3.9423 | 3.7152 | 3.1935 | 2.4713 | 1.696 | 1.0149 | 0.47402 | 0 | 0 | 0 | 0 | 0 | 0 | 0 | 0 | 0 | 0 | 0 | 1.5124 | 3.3694 | 5.6419 | 8.2799 | 11.2888 | 14.8066 | 18.6656 | 22.608 | 26.3231 | 29.5166 | 31.9879 | 33.6838 | 34.6987 | 35.1727 | 35.1727 | 35.1727 | 35.1727 | 35.1727 | 35.1727 | 35.1727 | 35.1727 | 35.1727 | 35.1727 | 35.1727 | 35.1727 | 1.0369 | 1.0534 | 1.0683 | 1.0817 | 1.0934 | 1.1036 | 1.1122 | 1.1191 | 1.1248 | 1.1293 | 1.133 | 1.1359 | 1.1383 | 1.1402 | 1.1417 | 1.1429 | 1.1439 | 1.1447 | 1.1453 | 1.1458 | 1.1462 | 1.1465 | 1.1468 | 1.147 | 1.1472 | 0.44266 | 0.44971 | 0.45608 | 0.46178 | 0.4668 | 0.47115 | 0.47481 | 0.47777 | 0.48018 | 0.48211 | 0.48368 | 0.48493 | 0.48594 | 0.48675 | 0.4874 | 0.48793 | 0.48834 | 0.48868 | 0.48895 | 0.48916 | 0.48934 | 0.48947 | 0.48958 | 0.48967 | 0.48974
OR_Commercial_Interruptible - Health_Existing_Water Heating_Natural Gas_Water Heater - Drainwater Heat Recovery_A | OR | Commercial | Interruptible - Health | Existing | Water Heating | Natural Gas | Water Heater - Drainwater Heat Recovery | A | OCM776 | 0 | 0 | 40 | 125.0629 | 0 | 0 | 948.56 | 0 | 0 | 0 | 0.28365 | 0.25 | faucet | 86.67% | 86.67% | Discretionary | Retro5Med_OR | 81.34% | Water Heater | 0% | 785.8582 |  | 335.4955 |  | 0 | DHW_DWHR-Water Heating-OPATRM-v1-1 | DHW_DWHR-Water Heating-OPATRM-v1-1 | DHW_DWHR-Water Heating-MNTRM-v1.0-7 | 0 | 0 | 0 | 0 | 0 | 0 | 0 | 0 | 0 | 0 | 0 | 0 | 0 | 0 | 0 | 0 | 0 | 0 | 0 | 0 | 0 | 0 | 0 | 0 | 0 | 0 | 0 | 0 | 0 | 0 | 0 | 0 | 0 | 0 | 0 | 0 | 0 | 0 | 0 | 0 | 0 | 0 | 0 | 0 | 0 | 0 | 0 | 0 | 0 | 0 | 0 | 0 | 0 | 0 | 948.56 | 948.56 | 948.56 | 948.56 | 948.56 | 948.56 | 948.56 | 948.56 | 948.56 | 948.56 | 948.56 | 948.56 | 948.56 | 948.56 | 948.56 | 948.56 | 948.56 | 948.56 | 948.56 | 948.56 | 948.56 | 948.56 | 948.56 | 948.56 | 948.56 | 948.56 | 948.56 | 0 | 0 | 118.6024 | 114.7648 | 111.2044 | 107.8182 | 104.5917 | 101.4562 | 98.5252 | 95.7926 | 93.232 | 90.917 | 89.9289 | 89.2175 | 88.9701 | 88.4566 | 88.061 | 87.7446 | 87.4915 | 87.2751 | 87.1493 | 87.0777 | 87.043 | 87.0153 | 86.9301 | 86.9124 | 86.8982 | 0 | 0 | 0 | 0 | 0 | 0 | 0 | 0 | 0 | 0 | 0 | 0 | 0 | 0 | 0 | 0 | 0 | 0 | 0 | 0 | 0 | 0 | 0 | 0 | 0 | 0 | 0 | 0 | 0 | 0 | 0 | 0 | 0 | 0 | 0 | 0 | 0 | 0 | 0 | 0 | 0 | 0 | 0 | 0 | 0 | 0 | 0 | 0 | 0 | 0 | 0 | 0 | 0 | 0 | 0 | 0 | 0 | 0 | 0 | 0 | 0 | 0 | 0 | 0 | 0 | 0 | 0 | 0 | 0 | 0 | 0 | 0 | 0 | 0 | 0 | 0 | 0 | 0 | 0 | 0 | 0 | 0 | 0 | 0 | 0 | 0 | 0 | 0 | 0 | 0 | 0 | 0 | 0 | 0 | 0 | 0 | 0 | 0 | 0 | 0 | 0 | 0 | 0 | 0 | 0 | 0 | 0 | 0 | 0 | 0 | 0 | 0 | 0 | 0 | 0 | 0 | 0 | 0 | 0 | 0 | 0 | 0 | 0 | 0 | 0 | 0 | 0 | 0 | 0 | 0 | 0 | 0 | 0 | 0 | 0 | 0 | 0 | 0 | 0 | 0 | 0 | 0 | 0 | 0 | 0 | 0 | 0 | 0 | 0 | 0 | 0 | 0 | 0 | 0 | 0 | 0 | 0 | 0 | 0 | 0 | 0 | 0 | 0 | 0 | 0 | 0 | 0 | 0 | 0 | 0 | 0 | 0 | 0 | 0 | 0 | 0 | 0 | 0 | 0 | 0 | 0 | 0 | 0 | 0 | 0 | 0 | 0 | 0 | 0 | 0 | 0 | 0 | 0 | 0 | 0 | 0 | 0 | 0 | 0 | 0 | 0 | 0 | 0 | 0 | 0 | 0 | 0 | 0 | 0 | 0 | 0 | 0 | 0 | 0 | 0 | 0 | 0 | 0 | 0 | 0 | 0 | 0 | 0 | 0 | 0 | 0 | 0 | 0 | 0 | 0 | 0 | 0 | 0 | 0 | 0 | 0 | 0 | 0 | 0 | 0 | 0 | 0 | 0 | 0 | 0 | 0 | 0 | 0 | 0 | 0 | 0 | 0 | 0 | 0 | 0 | 0 | 0 | 0 | 0 | 0 | 0 | 0 | 0 | 0 | 0 | 0 | 0 | 0 | 0 | 0 | 0 | 0 | 0 | 0 | 0 | 0 | 0 | 0 | 0 | 0 | 0 | 0 | 0 | 0 | 0 | 0 | 0 | 0 | 0 | 0 | 0 | 0 | 0 | 0 | 0 | 0 | 0 | 0 | 0 | 0 | 0 | 0 | 0 | 0 | 0 | 0 | 0 | 0 | 0 | 0 | 0 | 0 | 0 | 0 | 0 | 0 | 0 | 0 | 0 | 0 | 0 | 0 | 0 | 0 | 0 | 0 | 0 | 0 | 0 | 0 | 0 | 0 | 0 | 0 | 0 | 0 | 0 | 0 | 0 | 0 | 0 | 0 | 0 | 0 | 0 | 0 | 0 | 0 | 0 | 0 | 0 | 0 | 0 | 0 | 0 | 0 | 0 | 0 | 0 | 0 | 0 | 0 | 0 | 0 | 0 | 0 | 0 | 0 | 0 | 0 | 0 | 0 | 0 | 0 | 0 | 0 | 0 | 0 | 0 | 0 | 0 | 0 | 0 | 0 | 0 | 0 | 0 | 0 | 0 | 0 | 0 | 0 | 0 | 0 | 0 | 0 | 0 | 0 | 0 | 0 | 730.3234 | 741.9449 | 752.4582 | 761.8621 | 770.1513 | 777.3179 | 783.3532 | 788.2494 | 792.2107 | 795.4084 | 797.9853 | 800.0589 | 801.7255 | 803.0638 | 804.1376 | 804.9988 | 805.689 | 806.2421 | 806.6851 | 807.0398 | 807.3238 | 807.5512 | 807.7332 | 807.8788 | 807.9954 | 311.7868 | 316.7482 | 321.2365 | 325.2512 | 328.79 | 331.8495 | 334.4261 | 336.5164 | 338.2075 | 339.5727 | 340.6728 | 341.558 | 342.2695 | 342.8408 | 343.2993 | 343.6669 | 343.9616 | 344.1977 | 344.3868 | 344.5383 | 344.6595 | 344.7566 | 344.8343 | 344.8965 | 344.9462
OR_Commercial_Interruptible - Health_Existing_Water Heating_Natural Gas_Water Heater - Circulation Pump Controls_A | OR | Commercial | Interruptible - Health | Existing | Water Heating | Natural Gas | Water Heater - Circulation Pump Controls | A | OCM777 | Circulation pump with no controls. | Controlled circulation pump. | 11.5 | 6566.6101 | 0 | 0 | 913.56 | 0 | 0 | 0 | 0.28365 | 0.25 | perbldg | 15% | 40% | Discretionary | Retro5Med_OR | 81.34% | Water Heater | 0% | 25.0242 |  | 10.6832 |  | 0 | RTF - ComResCirculatorPumps_2_3 - AEG Edited | RTF - ComResCirculatorPumps_2_3 - AEG Edited | RTF - ComResCirculatorPumps_2_3 - AEG Edited | Circulation pump with no controls. | Circulation pump with no controls. | Circulation pump with no controls. | Circulation pump with no controls. | Circulation pump with no controls. | Circulation pump with no controls. | Circulation pump with no controls. | Circulation pump with no controls. | Circulation pump with no controls. | Circulation pump with no controls. | Circulation pump with no controls. | Circulation pump with no controls. | Circulation pump with no controls. | Circulation pump with no controls. | Circulation pump with no controls. | Circulation pump with no controls. | Circulation pump with no controls. | Circulation pump with no controls. | Circulation pump with no controls. | Circulation pump with no controls. | Circulation pump with no controls. | Circulation pump with no controls. | Circulation pump with no controls. | Circulation pump with no controls. | Circulation pump with no controls. | Circulation pump with no controls. | Circulation pump with no controls. | Controlled circulation pump. | Controlled circulation pump. | Controlled circulation pump. | Controlled circulation pump. | Controlled circulation pump. | Controlled circulation pump. | Controlled circulation pump. | Controlled circulation pump. | Controlled circulation pump. | Controlled circulation pump. | Controlled circulation pump. | Controlled circulation pump. | Controlled circulation pump. | Controlled circulation pump. | Controlled circulation pump. | Controlled circulation pump. | Controlled circulation pump. | Controlled circulation pump. | Controlled circulation pump. | Controlled circulation pump. | Controlled circulation pump. | Controlled circulation pump. | Controlled circulation pump. | Controlled circulation pump. | Controlled circulation pump. | Controlled circulation pump. | Controlled circulation pump. | 913.56 | 913.56 | 913.56 | 913.56 | 913.56 | 913.56 | 913.56 | 913.56 | 913.56 | 913.56 | 913.56 | 913.56 | 913.56 | 913.56 | 913.56 | 913.56 | 913.56 | 913.56 | 913.56 | 913.56 | 913.56 | 913.56 | 913.56 | 913.56 | 913.56 | 913.56 | 913.56 | 0 | 0 | 6256.6653 | 6089.298 | 5935.8032 | 5794.9521 | 5665.6427 | 5546.6811 | 5437.7654 | 5338.9034 | 5244.7531 | 5155.932 | 5132.043 | 5113.5673 | 5099.5395 | 5070.179 | 5047.5086 | 5029.3723 | 5014.8632 | 5002.4572 | 4995.2483 | 4991.1426 | 4989.1577 | 4987.5698 | 4982.6848 | 4981.6686 | 4980.8555 | 1.9044 | 2.2757 | 2.7146 | 3.0765 | 3.4308 | 3.9268 | 4.2232 | 4.2359 | 3.9214 | 3.3137 | 2.5524 | 1.7453 | 0 | 0 | 0 | 0 | 0 | 0 | 0 | 0 | 0 | 0 | 0 | 0 | 0 | 1.9044 | 4.1292 | 6.7398 | 9.6563 | 12.8717 | 16.5283 | 20.4269 | 24.2914 | 27.7844 | 30.6276 | 33.0381 | 34.6645 | 34.5694 | 34.3704 | 34.2167 | 34.0938 | 33.9954 | 33.9113 | 33.8624 | 33.8346 | 33.8211 | 33.8104 | 33.7773 | 33.7704 | 33.7649 | 0.30438 | 0.37373 | 0.45733 | 0.53089 | 0.60555 | 0.70796 | 0.77664 | 0.7934 | 0.74768 | 0.6427 | 0.49735 | 0.34132 | 0 | 0 | 0 | 0 | 0 | 0 | 0 | 0 | 0 | 0 | 0 | 0 | 0 | 0.30438 | 0.67811 | 1.1354 | 1.6663 | 2.2719 | 2.9798 | 3.7565 | 4.5499 | 5.2976 | 5.9403 | 6.4376 | 6.7789 | 6.7789 | 6.7789 | 6.7789 | 6.7789 | 6.7789 | 6.7789 | 6.7789 | 6.7789 | 6.7789 | 6.7789 | 6.7789 | 6.7789 | 6.7789 | 1.6354 | 1.9735 | 2.3762 | 2.7171 | 3.056 | 3.5267 | 3.8231 | 3.8643 | 3.6063 | 3.0725 | 2.3598 | 1.6093 | 0 | 0 | 0 | 0 | 0 | 0 | 0 | 0 | 0 | 0 | 0 | 0 | 0 | 1.6354 | 3.5808 | 5.8995 | 8.5283 | 11.4655 | 14.844 | 18.4917 | 22.1603 | 25.5516 | 28.3982 | 30.545 | 31.9631 | 31.7985 | 31.6248 | 31.4899 | 31.3828 | 31.2988 | 31.2313 | 31.1832 | 31.1492 | 31.125 | 31.1078 | 31.0845 | 31.0786 | 31.0739 | 0.25872 | 0.31767 | 0.38873 | 0.45126 | 0.51472 | 0.60177 | 0.66015 | 0.67439 | 0.63553 | 0.54629 | 0.42274 | 0.29012 | 0 | 0 | 0 | 0 | 0 | 0 | 0 | 0 | 0 | 0 | 0 | 0 | 0 | 0.25872 | 0.57639 | 0.96512 | 1.4164 | 1.9311 | 2.5329 | 3.193 | 3.8674 | 4.5029 | 5.0492 | 5.472 | 5.7621 | 5.7621 | 5.7621 | 5.7621 | 5.7621 | 5.7621 | 5.7621 | 5.7621 | 5.7621 | 5.7621 | 5.7621 | 5.7621 | 5.7621 | 5.7621 | 1.6354 | 1.9735 | 2.3762 | 2.7171 | 3.056 | 3.5267 | 3.8231 | 3.8643 | 3.6063 | 3.0725 | 2.3598 | 1.6093 | 0 | 0 | 0 | 0 | 0 | 0 | 0 | 0 | 0 | 0 | 0 | 0 | 0 | 1.6354 | 3.5808 | 5.8995 | 8.5283 | 11.4655 | 14.844 | 18.4917 | 22.1603 | 25.5516 | 28.3982 | 30.545 | 31.9631 | 31.7985 | 31.6248 | 31.4899 | 31.3828 | 31.2988 | 31.2313 | 31.1832 | 31.1492 | 31.125 | 31.1078 | 31.0845 | 31.0786 | 31.0739 | 0.25872 | 0.31767 | 0.38873 | 0.45126 | 0.51472 | 0.60177 | 0.66015 | 0.67439 | 0.63553 | 0.54629 | 0.42274 | 0.29012 | 0 | 0 | 0 | 0 | 0 | 0 | 0 | 0 | 0 | 0 | 0 | 0 | 0 | 0.25872 | 0.57639 | 0.96512 | 1.4164 | 1.9311 | 2.5329 | 3.193 | 3.8674 | 4.5029 | 5.0492 | 5.472 | 5.7621 | 5.7621 | 5.7621 | 5.7621 | 5.7621 | 5.7621 | 5.7621 | 5.7621 | 5.7621 | 5.7621 | 5.7621 | 5.7621 | 5.7621 | 5.7621 | 1.6354 | 1.9735 | 2.3762 | 2.7171 | 3.056 | 3.5267 | 3.8231 | 3.8643 | 3.6063 | 3.0725 | 2.3598 | 1.6093 | 0 | 0 | 0 | 0 | 0 | 0 | 0 | 0 | 0 | 0 | 0 | 0 | 0 | 1.6354 | 3.5808 | 5.8995 | 8.5283 | 11.4655 | 14.844 | 18.4917 | 22.1603 | 25.5516 | 28.3982 | 30.545 | 31.9631 | 31.7985 | 31.6248 | 31.4899 | 31.3828 | 31.2988 | 31.2313 | 31.1832 | 31.1492 | 31.125 | 31.1078 | 31.0845 | 31.0786 | 31.0739 | 0.25872 | 0.31767 | 0.38873 | 0.45126 | 0.51472 | 0.60177 | 0.66015 | 0.67439 | 0.63553 | 0.54629 | 0.42274 | 0.29012 | 0 | 0 | 0 | 0 | 0 | 0 | 0 | 0 | 0 | 0 | 0 | 0 | 0 | 0.25872 | 0.57639 | 0.96512 | 1.4164 | 1.9311 | 2.5329 | 3.193 | 3.8674 | 4.5029 | 5.0492 | 5.472 | 5.7621 | 5.7621 | 5.7621 | 5.7621 | 5.7621 | 5.7621 | 5.7621 | 5.7621 | 5.7621 | 5.7621 | 5.7621 | 5.7621 | 5.7621 | 5.7621 | 23.2558 | 23.6258 | 23.9606 | 24.2601 | 24.524 | 24.7522 | 24.9444 | 25.1003 | 25.2265 | 25.3283 | 25.4103 | 25.4764 | 25.5294 | 25.572 | 25.6062 | 25.6337 | 25.6556 | 25.6733 | 25.6874 | 25.6987 | 25.7077 | 25.7149 | 25.7207 | 25.7254 | 25.7291 | 9.9283 | 10.0862 | 10.2292 | 10.357 | 10.4697 | 10.5671 | 10.6492 | 10.7157 | 10.7696 | 10.8131 | 10.8481 | 10.8763 | 10.8989 | 10.9171 | 10.9317 | 10.9434 | 10.9528 | 10.9603 | 10.9663 | 10.9712 | 10.975 | 10.9781 | 10.9806 | 10.9826 | 10.9842
OR_Commercial_Interruptible - Health_Existing_Water Heating_Natural Gas_Water Heater - Pipe Insulation_A | OR | Commercial | Interruptible - Health | Existing | Water Heating | Natural Gas | Water Heater - Pipe Insulation | A | OCM778 | No insulation. | Water heater pipe insulation. | 15 | 5.02 | 0 | 0 | 19.39 | 0 | 0 | 0 | 0.28365 | 0.25 | PipeFeet | 15.8% | 100% | Discretionary | Retro5Med_OR | 81.34% | Water Heater | 0% | 588.6148 |  | 251.2891 |  | 0 | IL TRM v10 - 4.4.14 Pipe Insulation - CI-HVC-PINS-V07-220101 | IL TRM v10 - 4.4.14 Pipe Insulation - CI-HVC-PINS-V07-220101 | IL TRM v10 - 4.4.14 Pipe Insulation - CI-HVC-PINS-V07-220101 | No insulation. | No insulation. | No insulation. | No insulation. | No insulation. | No insulation. | No insulation. | No insulation. | No insulation. | No insulation. | No insulation. | No insulation. | No insulation. | No insulation. | No insulation. | No insulation. | No insulation. | No insulation. | No insulation. | No insulation. | No insulation. | No insulation. | No insulation. | No insulation. | No insulation. | No insulation. | No insulation. | Water heater pipe insulation. | Water heater pipe insulation. | Water heater pipe insulation. | Water heater pipe insulation. | Water heater pipe insulation. | Water heater pipe insulation. | Water heater pipe insulation. | Water heater pipe insulation. | Water heater pipe insulation. | Water heater pipe insulation. | Water heater pipe insulation. | Water heater pipe insulation. | Water heater pipe insulation. | Water heater pipe insulation. | Water heater pipe insulation. | Water heater pipe insulation. | Water heater pipe insulation. | Water heater pipe insulation. | Water heater pipe insulation. | Water heater pipe insulation. | Water heater pipe insulation. | Water heater pipe insulation. | Water heater pipe insulation. | Water heater pipe insulation. | Water heater pipe insulation. | Water heater pipe insulation. | Water heater pipe insulation. | 19.39 | 19.39 | 19.39 | 19.39 | 19.39 | 19.39 | 19.39 | 19.39 | 19.39 | 19.39 | 19.39 | 19.39 | 19.39 | 19.39 | 19.39 | 19.39 | 19.39 | 19.39 | 19.39 | 19.39 | 19.39 | 19.39 | 19.39 | 19.39 | 19.39 | 19.39 | 19.39 | 0 | 0 | 4.7609 | 4.6071 | 4.4645 | 4.3289 | 4.1997 | 4.0742 | 3.957 | 3.8477 | 3.7453 | 3.6526 | 3.6132 | 3.5848 | 3.575 | 3.5544 | 3.5385 | 3.5258 | 3.5156 | 3.5069 | 3.5019 | 3.499 | 3.4976 | 3.4965 | 3.493 | 3.4923 | 3.4918 | 0.024403 | 0.028995 | 0.034383 | 0.038701 | 0.042827 | 0.048574 | 0.051753 | 0.051409 | 0.047157 | 0.039533 | 0.030262 | 0.020605 | 0.012296 | 0.0057101 | 0 | 0 | 0 | 0 | 0 | 0 | 0 | 0 | 0 | 0 | 0 | 0.024403 | 0.05261 | 0.085365 | 0.12147 | 0.16068 | 0.20445 | 0.25032 | 0.29481 | 0.33412 | 0.36539 | 0.39171 | 0.40923 | 0.42041 | 0.4237 | 0.4218 | 0.42029 | 0.41907 | 0.41804 | 0.41743 | 0.41709 | 0.41692 | 0.41679 | 0.41638 | 0.4163 | 0.41623 | 5.1258 | 6.2936 | 7.7015 | 8.9403 | 10.1975 | 11.9221 | 13.0788 | 13.3609 | 12.591 | 10.823 | 8.3753 | 5.7478 | 3.4395 | 1.6065 | 0 | 0 | 0 | 0 | 0 | 0 | 0 | 0 | 0 | 0 | 0 | 5.1258 | 11.4194 | 19.1209 | 28.0612 | 38.2587 | 50.1808 | 63.2596 | 76.6205 | 89.2115 | 100.0345 | 108.4099 | 114.1577 | 117.5972 | 119.2037 | 119.2037 | 119.2037 | 119.2037 | 119.2037 | 119.2037 | 119.2037 | 119.2037 | 119.2037 | 119.2037 | 119.2037 | 119.2037 | 0.020971 | 0.025184 | 0.030171 | 0.0343 | 0.038327 | 0.04389 | 0.047204 | 0.047324 | 0.043824 | 0.037088 | 0.028337 | 0.019256 | 0.011464 | 0.005325 | 0 | 0 | 0 | 0 | 0 | 0 | 0 | 0 | 0 | 0 | 0 | 0.020971 | 0.045695 | 0.074906 | 0.10766 | 0.14379 | 0.18473 | 0.22832 | 0.27139 | 0.31051 | 0.3428 | 0.36679 | 0.38244 | 0.39194 | 0.39512 | 0.39344 | 0.3921 | 0.39105 | 0.3902 | 0.3896 | 0.38918 | 0.38888 | 0.38866 | 0.38837 | 0.3883 | 0.38824 | 4.3569 | 5.3496 | 6.5463 | 7.5992 | 8.6679 | 10.1338 | 11.1169 | 11.3567 | 10.7024 | 9.1996 | 7.119 | 4.8856 | 2.9236 | 1.3655 | 0 | 0 | 0 | 0 | 0 | 0 | 0 | 0 | 0 | 0 | 0 | 4.3569 | 9.7065 | 16.2528 | 23.852 | 32.5199 | 42.6537 | 53.7707 | 65.1274 | 75.8298 | 85.0294 | 92.1484 | 97.034 | 99.9576 | 101.3231 | 101.3231 | 101.3231 | 101.3231 | 101.3231 | 101.3231 | 101.3231 | 101.3231 | 101.3231 | 101.3231 | 101.3231 | 101.3231 | 0.020971 | 0.025184 | 0.030171 | 0.0343 | 0.038327 | 0.04389 | 0.047204 | 0.047324 | 0.043824 | 0.037088 | 0.028337 | 0.019256 | 0.011464 | 0.005325 | 0 | 0 | 0 | 0 | 0 | 0 | 0 | 0 | 0 | 0 | 0 | 0.020971 | 0.045695 | 0.074906 | 0.10766 | 0.14379 | 0.18473 | 0.22832 | 0.27139 | 0.31051 | 0.3428 | 0.36679 | 0.38244 | 0.39194 | 0.39512 | 0.39344 | 0.3921 | 0.39105 | 0.3902 | 0.3896 | 0.38918 | 0.38888 | 0.38866 | 0.38837 | 0.3883 | 0.38824 | 4.3569 | 5.3496 | 6.5463 | 7.5992 | 8.6679 | 10.1338 | 11.1169 | 11.3567 | 10.7024 | 9.1996 | 7.119 | 4.8856 | 2.9236 | 1.3655 | 0 | 0 | 0 | 0 | 0 | 0 | 0 | 0 | 0 | 0 | 0 | 4.3569 | 9.7065 | 16.2528 | 23.852 | 32.5199 | 42.6537 | 53.7707 | 65.1274 | 75.8298 | 85.0294 | 92.1484 | 97.034 | 99.9576 | 101.3231 | 101.3231 | 101.3231 | 101.3231 | 101.3231 | 101.3231 | 101.3231 | 101.3231 | 101.3231 | 101.3231 | 101.3231 | 101.3231 | 0.020971 | 0.025184 | 0.030171 | 0.0343 | 0.038327 | 0.04389 | 0.047204 | 0.047324 | 0.043824 | 0.037088 | 0.028337 | 0.019256 | 0.011464 | 0.005325 | 0 | 0 | 0 | 0 | 0 | 0 | 0 | 0 | 0 | 0 | 0 | 0.020971 | 0.045695 | 0.074906 | 0.10766 | 0.14379 | 0.18473 | 0.22832 | 0.27139 | 0.31051 | 0.3428 | 0.36679 | 0.38244 | 0.39194 | 0.39512 | 0.39344 | 0.3921 | 0.39105 | 0.3902 | 0.3896 | 0.38918 | 0.38888 | 0.38866 | 0.38837 | 0.3883 | 0.38824 | 4.3569 | 5.3496 | 6.5463 | 7.5992 | 8.6679 | 10.1338 | 11.1169 | 11.3567 | 10.7024 | 9.1996 | 7.119 | 4.8856 | 2.9236 | 1.3655 | 0 | 0 | 0 | 0 | 0 | 0 | 0 | 0 | 0 | 0 | 0 | 4.3569 | 9.7065 | 16.2528 | 23.852 | 32.5199 | 42.6537 | 53.7707 | 65.1274 | 75.8298 | 85.0294 | 92.1484 | 97.034 | 99.9576 | 101.3231 | 101.3231 | 101.3231 | 101.3231 | 101.3231 | 101.3231 | 101.3231 | 101.3231 | 101.3231 | 101.3231 | 101.3231 | 101.3231 | 547.0187 | 555.7233 | 563.5979 | 570.6415 | 576.8502 | 582.218 | 586.7385 | 590.4058 | 593.3728 | 595.768 | 597.6981 | 599.2512 | 600.4995 | 601.5019 | 602.3062 | 602.9512 | 603.4683 | 603.8825 | 604.2143 | 604.48 | 604.6927 | 604.863 | 604.9993 | 605.1084 | 605.1957 | 233.5311 | 237.2472 | 240.609 | 243.616 | 246.2666 | 248.5582 | 250.4881 | 252.0537 | 253.3204 | 254.3429 | 255.1669 | 255.83 | 256.3629 | 256.7908 | 257.1342 | 257.4096 | 257.6303 | 257.8072 | 257.9488 | 258.0622 | 258.1531 | 258.2258 | 258.284 | 258.3305 | 258.3678
OR_Commercial_Interruptible - Health_Existing_Water Heating_Natural Gas_Water Heater - Motion Control Faucet_A | OR | Commercial | Interruptible - Health | Existing | Water Heating | Natural Gas | Water Heater - Motion Control Faucet | A | OCM779 | 1.39 gpm w/o motion sensor | 0.35 gpm w/ motion sensor | 5 | 0 | 0 | 0 | 1.07 | 0 | 0 | 0 | 0.28365 | 0.25 | sqft | 30% | 75% | Discretionary | Retro5Med_OR | 81.34% | Water Heater | 0% | 0 |  | 0 |  | 0 | n/a | n/a | n/a | 1.39 gpm w/o motion sensor | 1.39 gpm w/o motion sensor | 1.39 gpm w/o motion sensor | 1.39 gpm w/o motion sensor | 1.39 gpm w/o motion sensor | 1.39 gpm w/o motion sensor | 1.39 gpm w/o motion sensor | 1.39 gpm w/o motion sensor | 1.39 gpm w/o motion sensor | 1.39 gpm w/o motion sensor | 1.39 gpm w/o motion sensor | 1.39 gpm w/o motion sensor | 1.39 gpm w/o motion sensor | 1.39 gpm w/o motion sensor | 1.39 gpm w/o motion sensor | 1.39 gpm w/o motion sensor | 1.39 gpm w/o motion sensor | 1.39 gpm w/o motion sensor | 1.39 gpm w/o motion sensor | 1.39 gpm w/o motion sensor | 1.39 gpm w/o motion sensor | 1.39 gpm w/o motion sensor | 1.39 gpm w/o motion sensor | 1.39 gpm w/o motion sensor | 1.39 gpm w/o motion sensor | 1.39 gpm w/o motion sensor | 1.39 gpm w/o motion sensor | 0.35 gpm w/ motion sensor | 0.35 gpm w/ motion sensor | 0.35 gpm w/ motion sensor | 0.35 gpm w/ motion sensor | 0.35 gpm w/ motion sensor | 0.35 gpm w/ motion sensor | 0.35 gpm w/ motion sensor | 0.35 gpm w/ motion sensor | 0.35 gpm w/ motion sensor | 0.35 gpm w/ motion sensor | 0.35 gpm w/ motion sensor | 0.35 gpm w/ motion sensor | 0.35 gpm w/ motion sensor | 0.35 gpm w/ motion sensor | 0.35 gpm w/ motion sensor | 0.35 gpm w/ motion sensor | 0.35 gpm w/ motion sensor | 0.35 gpm w/ motion sensor | 0.35 gpm w/ motion sensor | 0.35 gpm w/ motion sensor | 0.35 gpm w/ motion sensor | 0.35 gpm w/ motion sensor | 0.35 gpm w/ motion sensor | 0.35 gpm w/ motion sensor | 0.35 gpm w/ motion sensor | 0.35 gpm w/ motion sensor | 0.35 gpm w/ motion sensor | 1.07 | 1.07 | 1.07 | 1.07 | 1.07 | 1.07 | 1.07 | 1.07 | 1.07 | 1.07 | 1.07 | 1.07 | 1.07 | 1.07 | 1.07 | 1.07 | 1.07 | 1.07 | 1.07 | 1.07 | 1.07 | 1.07 | 1.07 | 1.07 | 1.07 | 1.07 | 1.07 | 0 | 0 | 0 | 0 | 0 | 0 | 0 | 0 | 0 | 0 | 0 | 0 | 0 | 0 | 0 | 0 | 0 | 0 | 0 | 0 | 0 | 0 | 0 | 0 | 0 | 0 | 0 | 0 | 0 | 0 | 0 | 0 | 0 | 0 | 0 | 0 | 0 | 0 | 0 | 0 | 0 | 0 | 0 | 0 | 0 | 0 | 0 | 0 | 0 | 0 | 0 | 0 | 0 | 0 | 0 | 0 | 0 | 0 | 0 | 0 | 0 | 0 | 0 | 0 | 0 | 0 | 0 | 0 | 0 | 0 | 0 | 0 | 0 | 0 | 0 | 0 | 0 | 22353.5634 | 27446.6108 | 33586.6196 | 38988.7733 | 44471.6332 | 29639.1215 | 29590.1719 | 24680.4828 | 15920.9781 | 2727.9491 | 0 | 0 | 0 | 0 | 0 | 0 | 0 | 0 | 0 | 0 | 0 | 0 | 0 | 0 | 0 | 22353.5634 | 49800.1742 | 83386.7938 | 122375.5672 | 166847.2004 | 196486.3219 | 226076.4938 | 250756.9766 | 266677.9547 | 269405.9038 | 269405.9038 | 269405.9038 | 269405.9038 | 269405.9038 | 269405.9038 | 269405.9038 | 269405.9038 | 269405.9038 | 269405.9038 | 269405.9038 | 269405.9038 | 269405.9038 | 269405.9038 | 269405.9038 | 269405.9038 | 0 | 0 | 0 | 0 | 0 | 0 | 0 | 0 | 0 | 0 | 0 | 0 | 0 | 0 | 0 | 0 | 0 | 0 | 0 | 0 | 0 | 0 | 0 | 0 | 0 | 0 | 0 | 0 | 0 | 0 | 0 | 0 | 0 | 0 | 0 | 0 | 0 | 0 | 0 | 0 | 0 | 0 | 0 | 0 | 0 | 0 | 0 | 0 | 0 | 0 | 19000.5289 | 23329.6192 | 28548.6267 | 33140.4573 | 37800.8883 | 25193.2533 | 25151.6461 | 20978.4104 | 13532.8314 | 2318.7567 | 0 | 0 | 0 | 0 | 0 | 0 | 0 | 0 | 0 | 0 | 0 | 0 | 0 | 0 | 0 | 19000.5289 | 42330.1481 | 70878.7748 | 104019.2321 | 141820.1203 | 167013.3736 | 192165.0197 | 213143.4301 | 226676.2615 | 228995.0182 | 228995.0182 | 228995.0182 | 228995.0182 | 228995.0182 | 228995.0182 | 228995.0182 | 228995.0182 | 228995.0182 | 228995.0182 | 228995.0182 | 228995.0182 | 228995.0182 | 228995.0182 | 228995.0182 | 228995.0182 | 0 | 0 | 0 | 0 | 0 | 0 | 0 | 0 | 0 | 0 | 0 | 0 | 0 | 0 | 0 | 0 | 0 | 0 | 0 | 0 | 0 | 0 | 0 | 0 | 0 | 0 | 0 | 0 | 0 | 0 | 0 | 0 | 0 | 0 | 0 | 0 | 0 | 0 | 0 | 0 | 0 | 0 | 0 | 0 | 0 | 0 | 0 | 0 | 0 | 0 | 0 | 0 | 0 | 0 | 0 | 0 | 0 | 0 | 0 | 0 | 0 | 0 | 0 | 0 | 0 | 0 | 0 | 0 | 0 | 0 | 0 | 0 | 0 | 0 | 0 | 0 | 0 | 0 | 0 | 0 | 0 | 0 | 0 | 0 | 0 | 0 | 0 | 0 | 0 | 0 | 0 | 0 | 0 | 0 | 0 | 0 | 0 | 0 | 0 | 0 | 0 | 0 | 0 | 0 | 0 | 0 | 0 | 0 | 0 | 0 | 0 | 0 | 0 | 0 | 0 | 0 | 0 | 0 | 0 | 0 | 0 | 0 | 0 | 0 | 0 | 0 | 0 | 0 | 0 | 0 | 0 | 0 | 0 | 0 | 0 | 0 | 0 | 0 | 0 | 0 | 0 | 0 | 0 | 0 | 0 | 0 | 0 | 0 | 0 | 0 | 0 | 0 | 0 | 0 | 0 | 0 | 0 | 0 | 0 | 0 | 0 | 0 | 0 | 0 | 0 | 0 | 0 | 0 | 0 | 0 | 0 | 0 | 0 | 0 | 0 | 0 | 0 | 0 | 0 | 0 | 0 | 0 | 0 | 0 | 0 | 0 | 0 | 0 | 0 | 0 | 0 | 0 | 0 | 0 | 0 | 0 | 0 | 0 | 0 | 0 | 0 | 0 | 0 | 0 | 0 | 0 | 0 | 0 | 0 | 0 | 0 | 0 | 0 | 0 | 0 | 0 | 0 | 0 | 0 | 0 | 0 | 0 | 0 | 0 | 0 | 0 | 0 | 0 | 0 | 0 | 0 | 0 | 0 | 0 | 0 | 0 | 0 | 0 | 0 | 0 | 0 | 0 | 0 | 0 | 0 | 0 | 0 | 0 | 0 | 0
OR_Commercial_Interruptible - Health_Existing_Water Heating_Natural Gas_Water Heater - Solar System_A | OR | Commercial | Interruptible - Health | Existing | Water Heating | Natural Gas | Water Heater - Solar System | A | OCM780 | 0 | Solar water heater with electric backup unit | 20 | 40.1544 | 0 | 0 | 278.76 | 0 | 0 | 0 | 0.28365 | 0.25 | DHW kbtuh | 1% | 40% | Discretionary | Retro5Med_OR | 81.34% | Water Heater | 0% | 908.3248 |  | 387.7785 |  | 0 | DHW_WH-Water Heating-AEO17-8 | DHW_WH-Water Heating-AEO17-8 | DHW_WH-Water Heating-DOE-PTool2014-1 | 0 | 0 | 0 | 0 | 0 | 0 | 0 | 0 | 0 | 0 | 0 | 0 | 0 | 0 | 0 | 0 | 0 | 0 | 0 | 0 | 0 | 0 | 0 | 0 | 0 | 0 | 0 | Solar water heater with electric backup unit | Solar water heater with electric backup unit | Solar water heater with electric backup unit | Solar water heater with electric backup unit | Solar water heater with electric backup unit | Solar water heater with electric backup unit | Solar water heater with electric backup unit | Solar water heater with electric backup unit | Solar water heater with electric backup unit | Solar water heater with electric backup unit | Solar water heater with electric backup unit | Solar water heater with electric backup unit | Solar water heater with electric backup unit | Solar water heater with electric backup unit | Solar water heater with electric backup unit | Solar water heater with electric backup unit | Solar water heater with electric backup unit | Solar water heater with electric backup unit | Solar water heater with electric backup unit | Solar water heater with electric backup unit | Solar water heater with electric backup unit | Solar water heater with electric backup unit | Solar water heater with electric backup unit | Solar water heater with electric backup unit | Solar water heater with electric backup unit | Solar water heater with electric backup unit | Solar water heater with electric backup unit | 278.76 | 278.76 | 278.76 | 278.76 | 278.76 | 278.76 | 278.76 | 278.76 | 278.76 | 278.76 | 278.76 | 278.76 | 278.76 | 278.76 | 278.76 | 278.76 | 278.76 | 278.76 | 278.76 | 278.76 | 278.76 | 278.76 | 278.76 | 278.76 | 278.76 | 278.76 | 278.76 | 0 | 0 | 38.0801 | 36.848 | 35.7048 | 34.6176 | 33.5817 | 32.5749 | 31.6339 | 30.7565 | 29.9344 | 29.1911 | 28.8738 | 28.6454 | 28.566 | 28.4011 | 28.2741 | 28.1725 | 28.0912 | 28.0217 | 27.9814 | 27.9584 | 27.9472 | 27.9383 | 27.911 | 27.9053 | 27.9007 | 0.48369 | 0.54681 | 0.62195 | 0.6762 | 0.72715 | 0.80552 | 0.84185 | 0.82322 | 0.80215 | 0.6945 | 0.53931 | 0.36823 | 0.21873 | 0.13207 | 0 | 0 | 0 | 0 | 0 | 0 | 0 | 0 | 0 | 0 | 0 | 0.48369 | 1.0148 | 1.6053 | 2.2326 | 2.893 | 3.6118 | 4.3493 | 5.0519 | 5.719 | 6.2715 | 6.7426 | 7.0575 | 7.2567 | 7.3469 | 7.314 | 7.2877 | 7.2667 | 7.2487 | 7.2383 | 7.2323 | 7.2295 | 7.2272 | 7.2201 | 7.2186 | 7.2174 | 12.7018 | 14.8397 | 17.4191 | 19.5334 | 21.653 | 24.7283 | 26.6124 | 26.7656 | 26.7971 | 23.7915 | 18.6783 | 12.8549 | 7.657 | 4.6501 | 0 | 0 | 0 | 0 | 0 | 0 | 0 | 0 | 0 | 0 | 0 | 12.7018 | 27.5415 | 44.9606 | 64.4941 | 86.1471 | 110.8754 | 137.4878 | 164.2535 | 191.0506 | 214.8421 | 233.5204 | 246.3753 | 254.0322 | 258.6824 | 258.6824 | 258.6824 | 258.6824 | 258.6824 | 258.6824 | 258.6824 | 258.6824 | 258.6824 | 258.6824 | 258.6824 | 258.6824 | 0.41567 | 0.47494 | 0.54576 | 0.59932 | 0.65078 | 0.72789 | 0.76792 | 0.75789 | 0.74556 | 0.65164 | 0.50508 | 0.34418 | 0.20395 | 0.12318 | 0 | 0 | 0 | 0 | 0 | 0 | 0 | 0 | 0 | 0 | 0 | 0.41567 | 0.88146 | 1.4087 | 1.9788 | 2.5891 | 3.2637 | 3.9673 | 4.651 | 5.3155 | 5.8845 | 6.3147 | 6.5965 | 6.7663 | 6.8525 | 6.8232 | 6.8 | 6.7818 | 6.7672 | 6.7568 | 6.7494 | 6.7442 | 6.7404 | 6.7354 | 6.7341 | 6.7331 | 10.7966 | 12.6137 | 14.8063 | 16.6034 | 18.4051 | 21.019 | 22.6206 | 22.7508 | 22.7776 | 20.2228 | 15.8766 | 10.9266 | 6.5084 | 3.9526 | 0 | 0 | 0 | 0 | 0 | 0 | 0 | 0 | 0 | 0 | 0 | 10.7966 | 23.4103 | 38.2165 | 54.82 | 73.225 | 94.2441 | 116.8646 | 139.6154 | 162.393 | 182.6158 | 198.4924 | 209.419 | 215.9274 | 219.88 | 219.88 | 219.88 | 219.88 | 219.88 | 219.88 | 219.88 | 219.88 | 219.88 | 219.88 | 219.88 | 219.88 | 0.41567 | 0.47494 | 0.54576 | 0.59932 | 0.65078 | 0.72789 | 0.76792 | 0.75789 | 0.74556 | 0.65164 | 0.50508 | 0.34418 | 0.20395 | 0.12318 | 0 | 0 | 0 | 0 | 0 | 0 | 0 | 0 | 0 | 0 | 0 | 0.41567 | 0.88146 | 1.4087 | 1.9788 | 2.5891 | 3.2637 | 3.9673 | 4.651 | 5.3155 | 5.8845 | 6.3147 | 6.5965 | 6.7663 | 6.8525 | 6.8232 | 6.8 | 6.7818 | 6.7672 | 6.7568 | 6.7494 | 6.7442 | 6.7404 | 6.7354 | 6.7341 | 6.7331 | 10.7966 | 12.6137 | 14.8063 | 16.6034 | 18.4051 | 21.019 | 22.6206 | 22.7508 | 22.7776 | 20.2228 | 15.8766 | 10.9266 | 6.5084 | 3.9526 | 0 | 0 | 0 | 0 | 0 | 0 | 0 | 0 | 0 | 0 | 0 | 10.7966 | 23.4103 | 38.2165 | 54.82 | 73.225 | 94.2441 | 116.8646 | 139.6154 | 162.393 | 182.6158 | 198.4924 | 209.419 | 215.9274 | 219.88 | 219.88 | 219.88 | 219.88 | 219.88 | 219.88 | 219.88 | 219.88 | 219.88 | 219.88 | 219.88 | 219.88 | 0.41567 | 0.47494 | 0.54576 | 0.59932 | 0.65078 | 0.72789 | 0.76792 | 0.75789 | 0.74556 | 0.65164 | 0.50508 | 0.34418 | 0.20395 | 0.12318 | 0 | 0 | 0 | 0 | 0 | 0 | 0 | 0 | 0 | 0 | 0 | 0.41567 | 0.88146 | 1.4087 | 1.9788 | 2.5891 | 3.2637 | 3.9673 | 4.651 | 5.3155 | 5.8845 | 6.3147 | 6.5965 | 6.7663 | 6.8525 | 6.8232 | 6.8 | 6.7818 | 6.7672 | 6.7568 | 6.7494 | 6.7442 | 6.7404 | 6.7354 | 6.7341 | 6.7331 | 10.7966 | 12.6137 | 14.8063 | 16.6034 | 18.4051 | 21.019 | 22.6206 | 22.7508 | 22.7776 | 20.2228 | 15.8766 | 10.9266 | 6.5084 | 3.9526 | 0 | 0 | 0 | 0 | 0 | 0 | 0 | 0 | 0 | 0 | 0 | 10.7966 | 23.4103 | 38.2165 | 54.82 | 73.225 | 94.2441 | 116.8646 | 139.6154 | 162.393 | 182.6158 | 198.4924 | 209.419 | 215.9274 | 219.88 | 219.88 | 219.88 | 219.88 | 219.88 | 219.88 | 219.88 | 219.88 | 219.88 | 219.88 | 219.88 | 219.88 | 844.1356 | 857.5682 | 869.7198 | 880.5892 | 890.1702 | 898.4536 | 905.4295 | 911.0887 | 915.6672 | 919.3634 | 922.3418 | 924.7385 | 926.6648 | 928.2117 | 929.4529 | 930.4482 | 931.2461 | 931.8853 | 932.3973 | 932.8074 | 933.1356 | 933.3984 | 933.6088 | 933.7771 | 933.9118 | 360.3751 | 366.1097 | 371.2974 | 375.9377 | 380.028 | 383.5643 | 386.5424 | 388.9584 | 390.9131 | 392.491 | 393.7625 | 394.7857 | 395.6081 | 396.2685 | 396.7984 | 397.2233 | 397.5639 | 397.8368 | 398.0554 | 398.2305 | 398.3706 | 398.4828 | 398.5726 | 398.6445 | 398.702
OR_Commercial_Interruptible - Health_Existing_Water Heating_Natural Gas_Commercial Laundry - Ozone Treatment_A | OR | Commercial | Interruptible - Health | Existing | Water Heating | Natural Gas | Commercial Laundry - Ozone Treatment | A | OCM781 | Standard commercial washer. | Ozone laundry treatment system. | 10 | 1833.2024 | 0 | 0 | 22444.48 | 0 | 222.08 | 0 | 0.28365 | 0.25 | perBldg | 0% | 6.667% | Discretionary | Retro5Med_OR | 81.34% | Water Heater | 0% | 2558.433 |  | 1034.4816 |  | 0 | CW_OZON-Water Heating-ILTRM-v4.0-4 | CW_OZON-Water Heating-ILTRM-v4.0-4 | CW_OZON-Water Heating-ILTRM-v4.0-4 | Standard commercial washer. | Standard commercial washer. | Standard commercial washer. | Standard commercial washer. | Standard commercial washer. | Standard commercial washer. | Standard commercial washer. | Standard commercial washer. | Standard commercial washer. | Standard commercial washer. | Standard commercial washer. | Standard commercial washer. | Standard commercial washer. | Standard commercial washer. | Standard commercial washer. | Standard commercial washer. | Standard commercial washer. | Standard commercial washer. | Standard commercial washer. | Standard commercial washer. | Standard commercial washer. | Standard commercial washer. | Standard commercial washer. | Standard commercial washer. | Standard commercial washer. | Standard commercial washer. | Standard commercial washer. | Ozone laundry treatment system. | Ozone laundry treatment system. | Ozone laundry treatment system. | Ozone laundry treatment system. | Ozone laundry treatment system. | Ozone laundry treatment system. | Ozone laundry treatment system. | Ozone laundry treatment system. | Ozone laundry treatment system. | Ozone laundry treatment system. | Ozone laundry treatment system. | Ozone laundry treatment system. | Ozone laundry treatment system. | Ozone laundry treatment system. | Ozone laundry treatment system. | Ozone laundry treatment system. | Ozone laundry treatment system. | Ozone laundry treatment system. | Ozone laundry treatment system. | Ozone laundry treatment system. | Ozone laundry treatment system. | Ozone laundry treatment system. | Ozone laundry treatment system. | Ozone laundry treatment system. | Ozone laundry treatment system. | Ozone laundry treatment system. | Ozone laundry treatment system. | 22444.48 | 22444.48 | 22444.48 | 22444.48 | 22444.48 | 22444.48 | 22444.48 | 22444.48 | 22444.48 | 22444.48 | 22444.48 | 22444.48 | 22444.48 | 22444.48 | 22444.48 | 22444.48 | 22444.48 | 22444.48 | 22444.48 | 22444.48 | 22444.48 | 22444.48 | 22444.48 | 22444.48 | 22444.48 | 22444.48 | 22444.48 | 0 | 0 | 1736.9378 | 1678.9672 | 1624.8677 | 1573.2015 | 1523.7705 | 1475.4829 | 1430.1336 | 1387.805 | 1348.1132 | 1312.3916 | 1296.3827 | 1284.9368 | 1280.6651 | 1272.8462 | 1267.1549 | 1262.6018 | 1258.9594 | 1255.8449 | 1254.0352 | 1253.0044 | 1252.5061 | 1252.1075 | 1250.8812 | 1250.626 | 1250.4219 | 0.14098 | 0.16733 | 0.19816 | 0.22272 | 0.24606 | 0.27856 | 0.29619 | 0.29362 | 0.26879 | 0.22492 | 0.066709 | 0 | 0 | 0 | 0 | 0 | 0 | 0 | 0 | 0 | 0 | 0 | 0 | 0 | 0 | 0.14098 | 0.30361 | 0.49198 | 0.69906 | 0.92315 | 1.1725 | 1.4326 | 1.6838 | 1.9045 | 2.0789 | 2.1203 | 2.1016 | 2.0946 | 2.0818 | 2.0725 | 2.065 | 2.0591 | 2.054 | 2.051 | 2.0493 | 2.0485 | 2.0479 | 2.0459 | 2.0454 | 2.0451 | 0.081168 | 0.099661 | 0.12196 | 0.14157 | 0.16148 | 0.18879 | 0.20711 | 0.21157 | 0.19938 | 0.17139 | 0.051458 | 0 | 0 | 0 | 0 | 0 | 0 | 0 | 0 | 0 | 0 | 0 | 0 | 0 | 0 | 0.081168 | 0.18083 | 0.30278 | 0.44436 | 0.60584 | 0.79463 | 1.0017 | 1.2133 | 1.4127 | 1.5841 | 1.6355 | 1.6355 | 1.6355 | 1.6355 | 1.6355 | 1.6355 | 1.6355 | 1.6355 | 1.6355 | 1.6355 | 1.6355 | 1.6355 | 1.6355 | 1.6355 | 1.6355 | 0.12117 | 0.14538 | 0.17397 | 0.19753 | 0.22042 | 0.25201 | 0.27058 | 0.2708 | 0.25034 | 0.21154 | 0.062633 | 0 | 0 | 0 | 0 | 0 | 0 | 0 | 0 | 0 | 0 | 0 | 0 | 0 | 0 | 0.12117 | 0.26378 | 0.43193 | 0.62001 | 0.82696 | 1.0607 | 1.3087 | 1.5529 | 1.7737 | 1.9552 | 1.9907 | 1.9695 | 1.9584 | 1.9471 | 1.9388 | 1.9322 | 1.9271 | 1.9229 | 1.9199 | 1.9178 | 1.9164 | 1.9153 | 1.9139 | 1.9135 | 1.9132 | 0.068992 | 0.084712 | 0.10366 | 0.12034 | 0.13726 | 0.16047 | 0.17604 | 0.17984 | 0.16947 | 0.14568 | 0.043739 | 0 | 0 | 0 | 0 | 0 | 0 | 0 | 0 | 0 | 0 | 0 | 0 | 0 | 0 | 0.068992 | 0.1537 | 0.25737 | 0.3777 | 0.51496 | 0.67543 | 0.85147 | 1.0313 | 1.2008 | 1.3465 | 1.3902 | 1.3902 | 1.3902 | 1.3902 | 1.3902 | 1.3902 | 1.3902 | 1.3902 | 1.3902 | 1.3902 | 1.3902 | 1.3902 | 1.3902 | 1.3902 | 1.3902 | 0 | 0 | 0 | 0 | 0 | 0 | 0 | 0 | 0 | 0 | 0 | 0 | 0 | 0 | 0 | 0 | 0 | 0 | 0 | 0 | 0 | 0 | 0 | 0 | 0 | 0 | 0 | 0 | 0 | 0 | 0 | 0 | 0 | 0 | 0 | 0 | 0 | 0 | 0 | 0 | 0 | 0 | 0 | 0 | 0 | 0 | 0 | 0 | 0 | 0 | 0 | 0 | 0 | 0 | 0 | 0 | 0 | 0 | 0 | 0 | 0 | 0 | 0 | 0 | 0 | 0 | 0 | 0 | 0 | 0 | 0 | 0 | 0 | 0 | 0 | 0 | 0 | 0 | 0 | 0 | 0 | 0 | 0 | 0 | 0 | 0 | 0 | 0 | 0 | 0 | 0 | 0 | 0 | 0 | 0 | 0 | 0 | 0 | 0 | 0 | 0.12117 | 0.14538 | 0.17397 | 0.19753 | 0.22042 | 0.25201 | 0.27058 | 0.2708 | 0.25034 | 0.21154 | 0.062633 | 0 | 0 | 0 | 0 | 0 | 0 | 0 | 0 | 0 | 0 | 0 | 0 | 0 | 0 | 0.12117 | 0.26378 | 0.43193 | 0.62001 | 0.82696 | 1.0607 | 1.3087 | 1.5529 | 1.7737 | 1.9552 | 1.9907 | 1.9695 | 1.9584 | 1.9471 | 1.9388 | 1.9322 | 1.9271 | 1.9229 | 1.9199 | 1.9178 | 1.9164 | 1.9153 | 1.9139 | 1.9135 | 1.9132 | 0.068992 | 0.084712 | 0.10366 | 0.12034 | 0.13726 | 0.16047 | 0.17604 | 0.17984 | 0.16947 | 0.14568 | 0.043739 | 0 | 0 | 0 | 0 | 0 | 0 | 0 | 0 | 0 | 0 | 0 | 0 | 0 | 0 | 0.068992 | 0.1537 | 0.25737 | 0.3777 | 0.51496 | 0.67543 | 0.85147 | 1.0313 | 1.2008 | 1.3465 | 1.3902 | 1.3902 | 1.3902 | 1.3902 | 1.3902 | 1.3902 | 1.3902 | 1.3902 | 1.3902 | 1.3902 | 1.3902 | 1.3902 | 1.3902 | 1.3902 | 1.3902 | 2377.6345 | 2415.4694 | 2449.6964 | 2480.3116 | 2507.2978 | 2530.6293 | 2550.2779 | 2566.2179 | 2579.1141 | 2589.5248 | 2597.914 | 2604.6646 | 2610.0904 | 2614.4474 | 2617.9434 | 2620.747 | 2622.9942 | 2624.7947 | 2626.2369 | 2627.3918 | 2628.3165 | 2629.0567 | 2629.6491 | 2630.1233 | 2630.5027 | 961.3772 | 976.6754 | 990.5148 | 1002.8938 | 1013.8055 | 1023.2394 | 1031.1841 | 1037.6293 | 1042.8438 | 1047.0533 | 1050.4454 | 1053.1749 | 1055.3688 | 1057.1305 | 1058.5441 | 1059.6777 | 1060.5864 | 1061.3144 | 1061.8975 | 1062.3645 | 1062.7384 | 1063.0377 | 1063.2772 | 1063.4689 | 1063.6224
OR_Commercial_Interruptible - Health_Existing_Water Heating_Natural Gas_Commercial Laundry - ENERGY STAR Washer_A | OR | Commercial | Interruptible - Health | Existing | Water Heating | Natural Gas | Commercial Laundry - ENERGY STAR Washer | A | OCM782 | Standard efficiency washer. | ENERGY STAR rated washer. | 7 | 35.5089 | 0 | 0 | 458.11 | 200.17 | 0 | 0 | 0.28365 | 0.25 | ClothesWashers | 0% | 6.667% | Discretionary | Retro5Med_OR | 90.92% | Water Heater | 0% | -2964.0519 |  | 1422.0934 |  | 0 | CW-Miscellaneous-RTF-v5.1-21 | CW-Miscellaneous-RTF-v5.1-21 | CW-Miscellaneous-RTF-PreQCv5.0-8 | Standard efficiency washer. | Standard efficiency washer. | Standard efficiency washer. | Standard efficiency washer. | Standard efficiency washer. | Standard efficiency washer. | Standard efficiency washer. | Standard efficiency washer. | Standard efficiency washer. | Standard efficiency washer. | Standard efficiency washer. | Standard efficiency washer. | Standard efficiency washer. | Standard efficiency washer. | Standard efficiency washer. | Standard efficiency washer. | Standard efficiency washer. | Standard efficiency washer. | Standard efficiency washer. | Standard efficiency washer. | Standard efficiency washer. | Standard efficiency washer. | Standard efficiency washer. | Standard efficiency washer. | Standard efficiency washer. | Standard efficiency washer. | Standard efficiency washer. | ENERGY STAR rated washer. | ENERGY STAR rated washer. | ENERGY STAR rated washer. | ENERGY STAR rated washer. | ENERGY STAR rated washer. | ENERGY STAR rated washer. | ENERGY STAR rated washer. | ENERGY STAR rated washer. | ENERGY STAR rated washer. | ENERGY STAR rated washer. | ENERGY STAR rated washer. | ENERGY STAR rated washer. | ENERGY STAR rated washer. | ENERGY STAR rated washer. | ENERGY STAR rated washer. | ENERGY STAR rated washer. | ENERGY STAR rated washer. | ENERGY STAR rated washer. | ENERGY STAR rated washer. | ENERGY STAR rated washer. | ENERGY STAR rated washer. | ENERGY STAR rated washer. | ENERGY STAR rated washer. | ENERGY STAR rated washer. | ENERGY STAR rated washer. | ENERGY STAR rated washer. | ENERGY STAR rated washer. | 458.11 | 458.11 | 458.11 | 458.11 | 458.11 | 458.11 | 458.11 | 458.11 | 458.11 | 458.11 | 458.11 | 458.11 | 458.11 | 458.11 | 458.11 | 458.11 | 458.11 | 458.11 | 458.11 | 458.11 | 458.11 | 458.11 | 458.11 | 458.11 | 458.11 | 458.11 | 458.11 | 0 | 0 | 33.6299 | 32.4904 | 31.4232 | 30.4013 | 29.421 | 28.4602 | 27.5553 | 26.7098 | 25.9185 | 25.2088 | 24.8904 | 24.666 | 24.584 | 24.4339 | 24.3246 | 24.2372 | 24.1673 | 24.1075 | 24.0728 | 24.053 | 24.0434 | 24.0358 | 24.0122 | 24.0074 | 24.0034 | 0.00085095 | 0.0010094 | 0.0011947 | 0.0013417 | 0.0014811 | 0.001675 | 0.0017791 | 0.0010858 | 0.00080574 | 0.00038845 | 0 | 0 | 0 | 0 | 0 | 0 | 0 | 0 | 0 | 0 | 0 | 0 | 0 | 0 | 0 | 0.00085095 | 0.0018315 | 0.0029661 | 0.0042113 | 0.0055566 | 0.0070501 | 0.008605 | 0.0094268 | 0.0099533 | 0.010069 | 0.009942 | 0.0098524 | 0.0098196 | 0.0097597 | 0.0097161 | 0.0096811 | 0.0096532 | 0.0096293 | 0.0096155 | 0.0096076 | 0.0096037 | 0.0096007 | 0.0095913 | 0.0095893 | 0.0095878 | 0.025303 | 0.031069 | 0.038019 | 0.044134 | 0.05034 | 0.058854 | 0.064564 | 0.040653 | 0.031087 | 0.015409 | 0 | 0 | 0 | 0 | 0 | 0 | 0 | 0 | 0 | 0 | 0 | 0 | 0 | 0 | 0 | 0.025303 | 0.056372 | 0.094391 | 0.13852 | 0.18887 | 0.24772 | 0.31228 | 0.35294 | 0.38402 | 0.39943 | 0.39943 | 0.39943 | 0.39943 | 0.39943 | 0.39943 | 0.39943 | 0.39943 | 0.39943 | 0.39943 | 0.39943 | 0.39943 | 0.39943 | 0.39943 | 0.39943 | 0.39943 | 0.00081748 | 0.00098033 | 0.0011725 | 0.0013305 | 0.0014835 | 0.0016947 | 0.0018179 | 0.0011203 | 0.00083965 | 0.00040882 | 0 | 0 | 0 | 0 | 0 | 0 | 0 | 0 | 0 | 0 | 0 | 0 | 0 | 0 | 0 | 0.00081748 | 0.0017788 | 0.002911 | 0.004176 | 0.0055659 | 0.0071332 | 0.0087927 | 0.0097263 | 0.010372 | 0.010597 | 0.010447 | 0.010334 | 0.010275 | 0.010216 | 0.010173 | 0.010138 | 0.010111 | 0.010089 | 0.010074 | 0.010063 | 0.010055 | 0.010049 | 0.010042 | 0.01004 | 0.010038 | 0.024038 | 0.029515 | 0.036118 | 0.041927 | 0.047823 | 0.055911 | 0.061335 | 0.03862 | 0.029533 | 0.014639 | 0 | 0 | 0 | 0 | 0 | 0 | 0 | 0 | 0 | 0 | 0 | 0 | 0 | 0 | 0 | 0.024038 | 0.053553 | 0.089671 | 0.1316 | 0.17942 | 0.23533 | 0.29667 | 0.33529 | 0.36482 | 0.37946 | 0.37946 | 0.37946 | 0.37946 | 0.37946 | 0.37946 | 0.37946 | 0.37946 | 0.37946 | 0.37946 | 0.37946 | 0.37946 | 0.37946 | 0.37946 | 0.37946 | 0.37946 | 0.00081766 | 0.00098082 | 0.0011735 | 0.0013321 | 0.001486 | 0.0016984 | 0.0018229 | 0.0011241 | 0.00084293 | 0.00041061 | 0 | 0 | 0 | 0 | 0 | 0 | 0 | 0 | 0 | 0 | 0 | 0 | 0 | 0 | 0 | 0.00081766 | 0.0017796 | 0.0029135 | 0.0041811 | 0.0055752 | 0.0071488 | 0.008817 | 0.0097589 | 0.010413 | 0.010644 | 0.010494 | 0.01038 | 0.010322 | 0.010262 | 0.010219 | 0.010184 | 0.010157 | 0.010135 | 0.010119 | 0.010108 | 0.0101 | 0.010095 | 0.010087 | 0.010085 | 0.010084 | 0.024038 | 0.029515 | 0.036118 | 0.041927 | 0.047823 | 0.055911 | 0.061335 | 0.03862 | 0.029533 | 0.014639 | 0 | 0 | 0 | 0 | 0 | 0 | 0 | 0 | 0 | 0 | 0 | 0 | 0 | 0 | 0 | 0.024038 | 0.053553 | 0.089671 | 0.1316 | 0.17942 | 0.23533 | 0.29667 | 0.33529 | 0.36482 | 0.37946 | 0.37946 | 0.37946 | 0.37946 | 0.37946 | 0.37946 | 0.37946 | 0.37946 | 0.37946 | 0.37946 | 0.37946 | 0.37946 | 0.37946 | 0.37946 | 0.37946 | 0.37946 | 0 | 0.00098064 | 0.0011731 | 0.0013315 | 0.0014847 | 0.001696 | 0.0018193 | 0.001819 | 0.0008403 | 0.00040914 | 0 | 0 | 0 | 0 | 0 | 0 | 0 | 0 | 0 | 0 | 0 | 0 | 0 | 0 | 0 | 0 | 0.00098064 | 0.0021318 | 0.0034158 | 0.0048239 | 0.0064095 | 0.0080865 | 0.0097338 | 0.01038 | 0.010605 | 0.010455 | 0.010342 | 0.010282 | 0.010223 | 0.010179 | 0.010144 | 0.010117 | 0.010095 | 0.01008 | 0.010069 | 0.010061 | 0.010056 | 0.010048 | 0.010046 | 0.010045 | 0 | 0.029515 | 0.036118 | 0.041927 | 0.047823 | 0.055911 | 0.061335 | 0.062659 | 0.029533 | 0.014639 | 0 | 0 | 0 | 0 | 0 | 0 | 0 | 0 | 0 | 0 | 0 | 0 | 0 | 0 | 0 | 0 | 0.029515 | 0.065633 | 0.10756 | 0.15538 | 0.21129 | 0.27263 | 0.33529 | 0.36482 | 0.37946 | 0.37946 | 0.37946 | 0.37946 | 0.37946 | 0.37946 | 0.37946 | 0.37946 | 0.37946 | 0.37946 | 0.37946 | 0.37946 | 0.37946 | 0.37946 | 0.37946 | 0.37946 | -2754.5892 | -2798.4226 | -2838.076 | -2873.545 | -2904.8096 | -2931.8401 | -2954.6039 | -2973.0711 | -2988.0118 | -3000.073 | -3009.7923 | -3017.6132 | -3023.8992 | -3028.9469 | -3032.9972 | -3036.2453 | -3038.8487 | -3040.9347 | -3042.6056 | -3043.9436 | -3045.0148 | -3045.8724 | -3046.5588 | -3047.1081 | -3047.5477 | 1321.5973 | 1342.6277 | 1361.6526 | 1378.67 | 1393.6701 | 1406.6388 | 1417.5604 | 1426.4206 | 1433.5889 | 1439.3756 | 1444.0387 | 1447.791 | 1450.8069 | 1453.2287 | 1455.172 | 1456.7303 | 1457.9794 | 1458.9802 | 1459.7819 | 1460.4238 | 1460.9378 | 1461.3492 | 1461.6785 | 1461.9421 | 1462.153
OR_Commercial_Interruptible - Health_Existing_Water Heating_Natural Gas_Water Heater - Efficient Dishwasher_A | OR | Commercial | Interruptible - Health | Existing | Water Heating | Natural Gas | Water Heater - Efficient Dishwasher | A | OCM783 | 0 | ENERGY STAR | 12 | 102.8166 | 0 | 0 | 2377 | 1319.92 | 0 | 0 | 0.28365 | 0.25 | perBldg | 0% | 75% | Discretionary | Retro5Med_OR | 81.34% | Water Heater | 0% | -10292.2781 |  | 1726.25 |  | 0 | Avista TRM | Avista TRM | Avista TRM | 0 | 0 | 0 | 0 | 0 | 0 | 0 | 0 | 0 | 0 | 0 | 0 | 0 | 0 | 0 | 0 | 0 | 0 | 0 | 0 | 0 | 0 | 0 | 0 | 0 | 0 | 0 | ENERGY STAR | ENERGY STAR | ENERGY STAR | ENERGY STAR | ENERGY STAR | ENERGY STAR | ENERGY STAR | ENERGY STAR | ENERGY STAR | ENERGY STAR | ENERGY STAR | ENERGY STAR | ENERGY STAR | ENERGY STAR | ENERGY STAR | ENERGY STAR | ENERGY STAR | ENERGY STAR | ENERGY STAR | ENERGY STAR | ENERGY STAR | ENERGY STAR | ENERGY STAR | ENERGY STAR | ENERGY STAR | ENERGY STAR | ENERGY STAR | 2377 | 2377 | 2377 | 2377 | 2377 | 2377 | 2377 | 2377 | 2377 | 2377 | 2377 | 2377 | 2377 | 2377 | 2377 | 2377 | 2377 | 2377 | 2377 | 2377 | 2377 | 2377 | 2377 | 2377 | 2377 | 2377 | 2377 | 0 | 0 | 97.392 | 94.1111 | 91.0427 | 88.1074 | 85.2944 | 82.5409 | 79.9502 | 77.5306 | 75.2644 | 73.2293 | 72.3239 | 71.6853 | 71.447 | 71.0108 | 70.6933 | 70.4393 | 70.2361 | 70.0623 | 69.9614 | 69.9039 | 69.8761 | 69.8538 | 69.7854 | 69.7712 | 69.7598 | 0.088932 | 0.10552 | 0.12491 | 0.14033 | 0.15495 | 0.17531 | 0.18628 | 0.18454 | 0.16882 | 0.14119 | 0.10791 | 0.073402 | 0 | 0 | 0 | 0 | 0 | 0 | 0 | 0 | 0 | 0 | 0 | 0 | 0 | 0.088932 | 0.19145 | 0.31012 | 0.44045 | 0.58134 | 0.73788 | 0.901 | 1.0583 | 1.1962 | 1.305 | 1.3968 | 1.4578 | 1.453 | 1.4441 | 1.4377 | 1.4325 | 1.4284 | 1.4248 | 1.4228 | 1.4216 | 1.4211 | 1.4206 | 1.4192 | 1.4189 | 1.4187 | 0.91314 | 1.1212 | 1.372 | 1.5927 | 1.8167 | 2.1239 | 2.3299 | 2.3802 | 2.243 | 1.9281 | 1.492 | 1.024 | 0 | 0 | 0 | 0 | 0 | 0 | 0 | 0 | 0 | 0 | 0 | 0 | 0 | 0.91314 | 2.0343 | 3.4063 | 4.999 | 6.8157 | 8.9395 | 11.2695 | 13.6497 | 15.8927 | 17.8208 | 19.3128 | 20.3368 | 20.3368 | 20.3368 | 20.3368 | 20.3368 | 20.3368 | 20.3368 | 20.3368 | 20.3368 | 20.3368 | 20.3368 | 20.3368 | 20.3368 | 20.3368 | 0.076439 | 0.091683 | 0.10968 | 0.12448 | 0.13884 | 0.15866 | 0.17025 | 0.17029 | 0.15734 | 0.13289 | 0.1014 | 0.068845 | 0 | 0 | 0 | 0 | 0 | 0 | 0 | 0 | 0 | 0 | 0 | 0 | 0 | 0.076439 | 0.16635 | 0.2723 | 0.39073 | 0.52091 | 0.66782 | 0.82348 | 0.97659 | 1.1148 | 1.2283 | 1.3125 | 1.3673 | 1.3596 | 1.3518 | 1.346 | 1.3415 | 1.3379 | 1.335 | 1.3329 | 1.3315 | 1.3304 | 1.3297 | 1.3287 | 1.3285 | 1.3283 | 0.77617 | 0.95301 | 1.1662 | 1.3538 | 1.5442 | 1.8053 | 1.9804 | 2.0232 | 1.9066 | 1.6389 | 1.2682 | 0.87036 | 0 | 0 | 0 | 0 | 0 | 0 | 0 | 0 | 0 | 0 | 0 | 0 | 0 | 0.77617 | 1.7292 | 2.8954 | 4.2492 | 5.7933 | 7.5986 | 9.5791 | 11.6022 | 13.5088 | 15.1477 | 16.4159 | 17.2863 | 17.2863 | 17.2863 | 17.2863 | 17.2863 | 17.2863 | 17.2863 | 17.2863 | 17.2863 | 17.2863 | 17.2863 | 17.2863 | 17.2863 | 17.2863 | 0.076456 | 0.091728 | 0.10977 | 0.12464 | 0.13908 | 0.15901 | 0.17072 | 0.17086 | 0.15795 | 0.13347 | 0.10185 | 0.069157 | 0 | 0 | 0 | 0 | 0 | 0 | 0 | 0 | 0 | 0 | 0 | 0 | 0 | 0.076456 | 0.16644 | 0.27253 | 0.3912 | 0.52178 | 0.66928 | 0.82576 | 0.97986 | 1.1192 | 1.2336 | 1.3184 | 1.3735 | 1.3658 | 1.3579 | 1.3521 | 1.3475 | 1.3439 | 1.341 | 1.339 | 1.3375 | 1.3365 | 1.3357 | 1.3347 | 1.3345 | 1.3343 | 0.77617 | 0.95301 | 1.1662 | 1.3538 | 1.5442 | 1.8053 | 1.9804 | 2.0232 | 1.9066 | 1.6389 | 1.2682 | 0.87036 | 0 | 0 | 0 | 0 | 0 | 0 | 0 | 0 | 0 | 0 | 0 | 0 | 0 | 0.77617 | 1.7292 | 2.8954 | 4.2492 | 5.7933 | 7.5986 | 9.5791 | 11.6022 | 13.5088 | 15.1477 | 16.4159 | 17.2863 | 17.2863 | 17.2863 | 17.2863 | 17.2863 | 17.2863 | 17.2863 | 17.2863 | 17.2863 | 17.2863 | 17.2863 | 17.2863 | 17.2863 | 17.2863 | 0 | 0 | 0 | 0 | 0.13884 | 0.15866 | 0.17025 | 0.17029 | 0.15734 | 0.13289 | 0.1014 | 0.068845 | 0.040965 | 0.019023 | 0 | 0 | 0 | 0 | 0 | 0 | 0 | 0 | 0 | 0 | 0 | 0 | 0 | 0 | 0 | 0.13884 | 0.29437 | 0.4582 | 0.61893 | 0.76415 | 0.88372 | 0.97275 | 1.0312 | 1.0664 | 1.0793 | 1.0747 | 1.071 | 1.0681 | 1.0658 | 1.0642 | 1.063 | 1.0622 | 1.0616 | 1.0608 | 1.0606 | 1.0605 | 0 | 0 | 0 | 0 | 1.5442 | 1.8053 | 1.9804 | 2.0232 | 1.9066 | 1.6389 | 1.2682 | 0.87036 | 0.52083 | 0.24326 | 0 | 0 | 0 | 0 | 0 | 0 | 0 | 0 | 0 | 0 | 0 | 0 | 0 | 0 | 0 | 1.5442 | 3.3495 | 5.3299 | 7.3531 | 9.2597 | 10.8985 | 12.1668 | 13.0371 | 13.5579 | 13.8012 | 13.8012 | 13.8012 | 13.8012 | 13.8012 | 13.8012 | 13.8012 | 13.8012 | 13.8012 | 13.8012 | 13.8012 | 13.8012 | -9564.9468 | -9717.1524 | -9854.8435 | -9978.005 | -10086.5671 | -10180.4271 | -10259.4714 | -10323.5962 | -10375.476 | -10417.3568 | -10451.1057 | -10478.2627 | -10500.0901 | -10517.6176 | -10531.6817 | -10542.9602 | -10552.0004 | -10559.2437 | -10565.0455 | -10569.6915 | -10573.4113 | -10576.389 | -10578.7724 | -10580.6799 | -10582.2064 | 1604.26 | 1629.7883 | 1652.8823 | 1673.5393 | 1691.7476 | 1707.4901 | 1720.7476 | 1731.5028 | 1740.2042 | 1747.2286 | 1752.8891 | 1757.4439 | 1761.1049 | 1764.0446 | 1766.4035 | 1768.2952 | 1769.8114 | 1771.0263 | 1771.9994 | 1772.7786 | 1773.4025 | 1773.9019 | 1774.3017 | 1774.6216 | 1774.8776
OR_Commercial_Interruptible - Health_Existing_Water Heating_Natural Gas_Commercial Laundry - Alternative Dry-Cleaning Methods_A | OR | Commercial | Interruptible - Health | Existing | Water Heating | Natural Gas | Commercial Laundry - Alternative Dry-Cleaning Methods | A | OCM784 | Standard efficiency dryer. | High efficiency alternative dry-cleaning methods. | 15 | 0 | 0 | 0 | 66246.84 | 0 | 0 | 0 | 0.28365 | 0.25 | perBldg | 0% | 6.667% | Discretionary | Retro5Med_OR | 81.34% | Water Heater | 0% | 0 |  | 0 |  | 0 | CW_ALTDRYCLN-Miscellaneous-SCE-ET05.01-6 | CW_ALTDRYCLN-Miscellaneous-SCE-ET05.01-6 | CW_ALTDRYCLN-Miscellaneous-SCE-ET05.01-6 | Standard efficiency dryer. | Standard efficiency dryer. | Standard efficiency dryer. | Standard efficiency dryer. | Standard efficiency dryer. | Standard efficiency dryer. | Standard efficiency dryer. | Standard efficiency dryer. | Standard efficiency dryer. | Standard efficiency dryer. | Standard efficiency dryer. | Standard efficiency dryer. | Standard efficiency dryer. | Standard efficiency dryer. | Standard efficiency dryer. | Standard efficiency dryer. | Standard efficiency dryer. | Standard efficiency dryer. | Standard efficiency dryer. | Standard efficiency dryer. | Standard efficiency dryer. | Standard efficiency dryer. | Standard efficiency dryer. | Standard efficiency dryer. | Standard efficiency dryer. | Standard efficiency dryer. | Standard efficiency dryer. | High efficiency alternative dry-cleaning methods. | High efficiency alternative dry-cleaning methods. | High efficiency alternative dry-cleaning methods. | High efficiency alternative dry-cleaning methods. | High efficiency alternative dry-cleaning methods. | High efficiency alternative dry-cleaning methods. | High efficiency alternative dry-cleaning methods. | High efficiency alternative dry-cleaning methods. | High efficiency alternative dry-cleaning methods. | High efficiency alternative dry-cleaning methods. | High efficiency alternative dry-cleaning methods. | High efficiency alternative dry-cleaning methods. | High efficiency alternative dry-cleaning methods. | High efficiency alternative dry-cleaning methods. | High efficiency alternative dry-cleaning methods. | High efficiency alternative dry-cleaning methods. | High efficiency alternative dry-cleaning methods. | High efficiency alternative dry-cleaning methods. | High efficiency alternative dry-cleaning methods. | High efficiency alternative dry-cleaning methods. | High efficiency alternative dry-cleaning methods. | High efficiency alternative dry-cleaning methods. | High efficiency alternative dry-cleaning methods. | High efficiency alternative dry-cleaning methods. | High efficiency alternative dry-cleaning methods. | High efficiency alternative dry-cleaning methods. | High efficiency alternative dry-cleaning methods. | 66246.84 | 66246.84 | 66246.84 | 66246.84 | 66246.84 | 66246.84 | 66246.84 | 66246.84 | 66246.84 | 66246.84 | 66246.84 | 66246.84 | 66246.84 | 66246.84 | 66246.84 | 66246.84 | 66246.84 | 66246.84 | 66246.84 | 66246.84 | 66246.84 | 66246.84 | 66246.84 | 66246.84 | 66246.84 | 66246.84 | 66246.84 | 0 | 0 | 0 | 0 | 0 | 0 | 0 | 0 | 0 | 0 | 0 | 0 | 0 | 0 | 0 | 0 | 0 | 0 | 0 | 0 | 0 | 0 | 0 | 0 | 0 | 0 | 0 | 0 | 0 | 0 | 0 | 0 | 0 | 0 | 0 | 0 | 0 | 0 | 0 | 0 | 0 | 0 | 0 | 0 | 0 | 0 | 0 | 0 | 0 | 0 | 0 | 0 | 0 | 0 | 0 | 0 | 0 | 0 | 0 | 0 | 0 | 0 | 0 | 0 | 0 | 0 | 0 | 0 | 0 | 0 | 0 | 0 | 0 | 0 | 0 | 0 | 0 | 0.081168 | 0.099661 | 0.12196 | 0.14157 | 0.16148 | 0.18879 | 0.20711 | 0.21157 | 0.19938 | 0.17139 | 0.13263 | 0.091018 | 0.054466 | 0.025439 | 0 | 0 | 0 | 0 | 0 | 0 | 0 | 0 | 0 | 0 | 0 | 0.081168 | 0.18083 | 0.30278 | 0.44436 | 0.60584 | 0.79463 | 1.0017 | 1.2133 | 1.4127 | 1.5841 | 1.7167 | 1.8077 | 1.8622 | 1.8876 | 1.8876 | 1.8876 | 1.8876 | 1.8876 | 1.8876 | 1.8876 | 1.8876 | 1.8876 | 1.8876 | 1.8876 | 1.8876 | 0 | 0 | 0 | 0 | 0 | 0 | 0 | 0 | 0 | 0 | 0 | 0 | 0 | 0 | 0 | 0 | 0 | 0 | 0 | 0 | 0 | 0 | 0 | 0 | 0 | 0 | 0 | 0 | 0 | 0 | 0 | 0 | 0 | 0 | 0 | 0 | 0 | 0 | 0 | 0 | 0 | 0 | 0 | 0 | 0 | 0 | 0 | 0 | 0 | 0 | 0.068992 | 0.084712 | 0.10366 | 0.12034 | 0.13726 | 0.16047 | 0.17604 | 0.17984 | 0.16947 | 0.14568 | 0.11273 | 0.077365 | 0.046296 | 0.021623 | 0 | 0 | 0 | 0 | 0 | 0 | 0 | 0 | 0 | 0 | 0 | 0.068992 | 0.1537 | 0.25737 | 0.3777 | 0.51496 | 0.67543 | 0.85147 | 1.0313 | 1.2008 | 1.3465 | 1.4592 | 1.5366 | 1.5829 | 1.6045 | 1.6045 | 1.6045 | 1.6045 | 1.6045 | 1.6045 | 1.6045 | 1.6045 | 1.6045 | 1.6045 | 1.6045 | 1.6045 | 0 | 0 | 0 | 0 | 0 | 0 | 0 | 0 | 0 | 0 | 0 | 0 | 0 | 0 | 0 | 0 | 0 | 0 | 0 | 0 | 0 | 0 | 0 | 0 | 0 | 0 | 0 | 0 | 0 | 0 | 0 | 0 | 0 | 0 | 0 | 0 | 0 | 0 | 0 | 0 | 0 | 0 | 0 | 0 | 0 | 0 | 0 | 0 | 0 | 0 | 0 | 0 | 0 | 0 | 0 | 0 | 0 | 0 | 0 | 0 | 0 | 0 | 0 | 0 | 0 | 0 | 0 | 0 | 0 | 0 | 0 | 0 | 0 | 0 | 0 | 0 | 0 | 0 | 0 | 0 | 0 | 0 | 0 | 0 | 0 | 0 | 0 | 0 | 0 | 0 | 0 | 0 | 0 | 0 | 0 | 0 | 0 | 0 | 0 | 0 | 0 | 0 | 0 | 0 | 0 | 0 | 0 | 0 | 0 | 0 | 0 | 0 | 0 | 0 | 0 | 0 | 0 | 0 | 0 | 0 | 0 | 0 | 0 | 0 | 0 | 0 | 0 | 0 | 0 | 0 | 0 | 0 | 0 | 0 | 0 | 0 | 0 | 0 | 0 | 0 | 0 | 0 | 0 | 0 | 0 | 0 | 0 | 0 | 0 | 0 | 0 | 0 | 0 | 0 | 0 | 0 | 0 | 0 | 0 | 0 | 0 | 0 | 0 | 0 | 0 | 0 | 0 | 0 | 0 | 0 | 0 | 0 | 0 | 0 | 0 | 0 | 0 | 0 | 0 | 0 | 0 | 0 | 0 | 0 | 0 | 0 | 0 | 0 | 0 | 0 | 0 | 0 | 0 | 0 | 0 | 0 | 0 | 0 | 0 | 0 | 0 | 0 | 0 | 0 | 0 | 0 | 0 | 0 | 0 | 0 | 0 | 0 | 0 | 0 | 0 | 0 | 0 | 0 | 0 | 0 | 0 | 0 | 0 | 0 | 0 | 0 | 0 | 0 | 0 | 0 | 0 | 0 | 0 | 0 | 0 | 0 | 0 | 0 | 0 | 0 | 0 | 0 | 0 | 0 | 0 | 0 | 0 | 0 | 0 | 0
OR_Commercial_Interruptible - Health_Existing_Space Heating_Natural Gas_Advanced Kitchen Ventilation Controls_A | OR | Commercial | Interruptible - Health | Existing | Space Heating | Natural Gas | Advanced Kitchen Ventilation Controls | A | OCM785 | No controls on exhaust hoods. | Variable exhaust hood flow based on temperature or grease sensor. | 15 | 0.038424 | 0 | 0 | 0.12 | 0.01 | 0 | 0 | 0.28365 | 0.25 | sqft | 10% | 20% | Discretionary | RetroEven20_OR | 82.88% | Space Heating | 0% | 53.4958 |  | 175.2401 |  | 0 | IL TRM - CI-FSE-VENT-V03-160601 | COOK_EXHD-Ventilation-XCELCO-2017-18-2 | COOK_EXHD-Ventilation-XCELCO-2017-18-2 | No controls on exhaust hoods. | No controls on exhaust hoods. | No controls on exhaust hoods. | No controls on exhaust hoods. | No controls on exhaust hoods. | No controls on exhaust hoods. | No controls on exhaust hoods. | No controls on exhaust hoods. | No controls on exhaust hoods. | No controls on exhaust hoods. | No controls on exhaust hoods. | No controls on exhaust hoods. | No controls on exhaust hoods. | No controls on exhaust hoods. | No controls on exhaust hoods. | No controls on exhaust hoods. | No controls on exhaust hoods. | No controls on exhaust hoods. | No controls on exhaust hoods. | No controls on exhaust hoods. | No controls on exhaust hoods. | No controls on exhaust hoods. | No controls on exhaust hoods. | No controls on exhaust hoods. | No controls on exhaust hoods. | No controls on exhaust hoods. | No controls on exhaust hoods. | Variable exhaust hood flow based on temperature or grease sensor. | Variable exhaust hood flow based on temperature or grease sensor. | Variable exhaust hood flow based on temperature or grease sensor. | Variable exhaust hood flow based on temperature or grease sensor. | Variable exhaust hood flow based on temperature or grease sensor. | Variable exhaust hood flow based on temperature or grease sensor. | Variable exhaust hood flow based on temperature or grease sensor. | Variable exhaust hood flow based on temperature or grease sensor. | Variable exhaust hood flow based on temperature or grease sensor. | Variable exhaust hood flow based on temperature or grease sensor. | Variable exhaust hood flow based on temperature or grease sensor. | Variable exhaust hood flow based on temperature or grease sensor. | Variable exhaust hood flow based on temperature or grease sensor. | Variable exhaust hood flow based on temperature or grease sensor. | Variable exhaust hood flow based on temperature or grease sensor. | Variable exhaust hood flow based on temperature or grease sensor. | Variable exhaust hood flow based on temperature or grease sensor. | Variable exhaust hood flow based on temperature or grease sensor. | Variable exhaust hood flow based on temperature or grease sensor. | Variable exhaust hood flow based on temperature or grease sensor. | Variable exhaust hood flow based on temperature or grease sensor. | Variable exhaust hood flow based on temperature or grease sensor. | Variable exhaust hood flow based on temperature or grease sensor. | Variable exhaust hood flow based on temperature or grease sensor. | Variable exhaust hood flow based on temperature or grease sensor. | Variable exhaust hood flow based on temperature or grease sensor. | Variable exhaust hood flow based on temperature or grease sensor. | 0.12 | 0.12 | 0.12 | 0.12 | 0.12 | 0.12 | 0.12 | 0.12 | 0.12 | 0.12 | 0.12 | 0.12 | 0.12 | 0.12 | 0.12 | 0.12 | 0.12 | 0.12 | 0.12 | 0.12 | 0.12 | 0.12 | 0.12 | 0.12 | 0.12 | 0.12 | 0.12 | 0 | 0 | 0.040398 | 0.039721 | 0.039016 | 0.038287 | 0.03753 | 0.036736 | 0.035903 | 0.035028 | 0.034112 | 0.033162 | 0.032193 | 0.031221 | 0.030269 | 0.029358 | 0.028505 | 0.027736 | 0.027053 | 0.026423 | 0.025854 | 0.025303 | 0.024825 | 0.024354 | 0.023888 | 0.023428 | 0.022973 | 0.12595 | 0.2542 | 0.24968 | 0.24502 | 0.24017 | 0.23509 | 0.22976 | 0.22416 | 0.2183 | 0.21222 | 0.20602 | 0.1998 | 0.19371 | 0.18787 | 0.18242 | 0.091026 | 0 | 2.8838e-16 | 2.3514e-17 | 0 | 0 | 0 | 0 | 0 | 0 | 0.12595 | 0.37804 | 0.62101 | 0.85444 | 1.0777 | 1.29 | 1.4905 | 1.6783 | 1.8527 | 2.0134 | 2.1606 | 2.2951 | 2.4188 | 2.5339 | 2.6427 | 2.6625 | 2.5969 | 2.5364 | 2.4818 | 2.429 | 2.383 | 2.3378 | 2.2931 | 2.2489 | 2.2052 | 3117.7293 | 6399.5496 | 6399.5496 | 6399.5496 | 6399.5496 | 6399.5496 | 6399.5496 | 6399.5496 | 6399.5496 | 6399.5496 | 6399.5496 | 6399.5496 | 6399.5496 | 6399.5496 | 6399.5496 | 3281.8203 | 0 | 1.0914e-11 | 9.0949e-13 | 0 | 0 | 0 | 0 | 0 | 0 | 3117.7293 | 9517.2789 | 15916.8286 | 22316.3782 | 28715.9278 | 35115.4775 | 41515.0271 | 47914.5767 | 54314.1264 | 60713.676 | 67113.2256 | 73512.7753 | 79912.3249 | 86311.8745 | 92711.4241 | 95993.2445 | 95993.2445 | 95993.2445 | 95993.2445 | 95993.2445 | 95993.2445 | 95993.2445 | 95993.2445 | 95993.2445 | 95993.2445 | 0.1083 | 0.22114 | 0.21957 | 0.21779 | 0.2158 | 0.21357 | 0.21109 | 0.20834 | 0.20533 | 0.20208 | 0.19866 | 0.19517 | 0.19172 | 0.18843 | 0.1854 | 0.093741 | 0 | 3.5862e-16 | 0 | 0 | 0 | 0 | 0 | 0 | 0 | 0.1083 | 0.32887 | 0.5461 | 0.75946 | 0.96832 | 1.1719 | 1.3694 | 1.5599 | 1.7426 | 1.9171 | 2.0834 | 2.2419 | 2.394 | 2.5413 | 2.686 | 2.7419 | 2.7095 | 2.6811 | 2.6576 | 2.6356 | 2.6196 | 2.604 | 2.5888 | 2.5739 | 2.5593 | 2650.0699 | 5439.6172 | 5439.6172 | 5439.6172 | 5439.6172 | 5439.6172 | 5439.6172 | 5439.6172 | 5439.6172 | 5439.6172 | 5439.6172 | 5439.6172 | 5439.6172 | 5439.6172 | 5439.6172 | 2789.5473 | 0 | 1.0914e-11 | 0 | 0 | 0 | 0 | 0 | 0 | 0 | 2650.0699 | 8089.6871 | 13529.3043 | 18968.9215 | 24408.5387 | 29848.1558 | 35287.773 | 40727.3902 | 46167.0074 | 51606.6246 | 57046.2418 | 62485.859 | 67925.4762 | 73365.0933 | 78804.7105 | 81594.2578 | 81594.2578 | 81594.2578 | 81594.2578 | 81594.2578 | 81594.2578 | 81594.2578 | 81594.2578 | 81594.2578 | 81594.2578 | 0.10832 | 0.22118 | 0.21965 | 0.21791 | 0.21596 | 0.21375 | 0.21129 | 0.20855 | 0.20553 | 0.20228 | 0.19886 | 0.19535 | 0.19189 | 0.18858 | 0.18554 | 0.093801 | 0 | 3.5878e-16 | 0 | 0 | 0 | 0 | 0 | 0 | 0 | 0.10832 | 0.32894 | 0.54632 | 0.7599 | 0.96903 | 1.1729 | 1.3707 | 1.5614 | 1.7444 | 1.9191 | 2.0855 | 2.2441 | 2.3961 | 2.5434 | 2.6879 | 2.7437 | 2.7109 | 2.6823 | 2.6585 | 2.6362 | 2.6203 | 2.6047 | 2.5895 | 2.5747 | 2.5601 | 2650.0699 | 5439.6172 | 5439.6172 | 5439.6172 | 5439.6172 | 5439.6172 | 5439.6172 | 5439.6172 | 5439.6172 | 5439.6172 | 5439.6172 | 5439.6172 | 5439.6172 | 5439.6172 | 5439.6172 | 2789.5473 | 0 | 1.0914e-11 | 0 | 0 | 0 | 0 | 0 | 0 | 0 | 2650.0699 | 8089.6871 | 13529.3043 | 18968.9215 | 24408.5387 | 29848.1558 | 35287.773 | 40727.3902 | 46167.0074 | 51606.6246 | 57046.2418 | 62485.859 | 67925.4762 | 73365.0933 | 78804.7105 | 81594.2578 | 81594.2578 | 81594.2578 | 81594.2578 | 81594.2578 | 81594.2578 | 81594.2578 | 81594.2578 | 81594.2578 | 81594.2578 | 0.10829 | 0.22109 | 0.21948 | 0.21767 | 0.21565 | 0.2134 | 0.21089 | 0.20811 | 0.20507 | 0.20179 | 0.19835 | 0.19483 | 0.19136 | 0.18805 | 0.185 | 0.093525 | 0 | 3.5769e-16 | 0 | 0 | 0 | 0 | 0 | 0 | 0 | 0.10829 | 0.3288 | 0.5459 | 0.75906 | 0.96767 | 1.171 | 1.3681 | 1.5582 | 1.7404 | 1.9144 | 2.0801 | 2.2381 | 2.3895 | 2.5362 | 2.6802 | 2.7356 | 2.7028 | 2.6741 | 2.6503 | 2.628 | 2.612 | 2.5965 | 2.5813 | 2.5664 | 2.5519 | 2650.0699 | 5439.6172 | 5439.6172 | 5439.6172 | 5439.6172 | 5439.6172 | 5439.6172 | 5439.6172 | 5439.6172 | 5439.6172 | 5439.6172 | 5439.6172 | 5439.6172 | 5439.6172 | 5439.6172 | 2789.5473 | 0 | 1.0914e-11 | 0 | 0 | 0 | 0 | 0 | 0 | 0 | 2650.0699 | 8089.6871 | 13529.3043 | 18968.9215 | 24408.5387 | 29848.1558 | 35287.773 | 40727.3902 | 46167.0074 | 51606.6246 | 57046.2418 | 62485.859 | 67925.4762 | 73365.0933 | 78804.7105 | 81594.2578 | 81594.2578 | 81594.2578 | 81594.2578 | 81594.2578 | 81594.2578 | 81594.2578 | 81594.2578 | 81594.2578 | 81594.2578 | 52.1489 | 52.3088 | 52.4676 | 52.6249 | 52.7804 | 52.9336 | 53.0842 | 53.2317 | 53.3756 | 53.5155 | 53.6508 | 53.7812 | 53.9063 | 54.0256 | 54.1389 | 54.2458 | 54.3459 | 54.4389 | 54.5247 | 54.6032 | 54.6749 | 54.7404 | 54.8002 | 54.8549 | 54.9048 | 170.8281 | 171.3516 | 171.8718 | 172.3872 | 172.8966 | 173.3985 | 173.8917 | 174.3749 | 174.8463 | 175.3045 | 175.7478 | 176.175 | 176.5847 | 176.9757 | 177.3468 | 177.6968 | 178.0249 | 178.3296 | 178.6106 | 178.8676 | 179.1024 | 179.317 | 179.513 | 179.6921 | 179.8556
OR_Commercial_Interruptible - Health_Existing_Space Heating_Natural Gas_Infiltration Control - Loading Dock Sealing_A | OR | Commercial | Interruptible - Health | Existing | Space Heating | Natural Gas | Infiltration Control - Loading Dock Sealing | A | OCM786 | 0 | 0 | 10 | 201 | 0 | 0 | 3106.52 | 0 | 0 | 0 | 0.28365 | 0.25 | perBldg | 0% | 0% | Discretionary | RetroEven20_OR | 82.88% | Space Heating | 0% | 2638.2288 |  | 1126.3023 |  | 0 | MEMD - Truck Loading Dock Seals - 8.10.01.FES-E10.v01 | MEMD - Truck Loading Dock Seals - 8.10.01.FES-E10.v01 | MEMD - Truck Loading Dock Seals - 8.10.01.FES-E10.v01 | 0 | 0 | 0 | 0 | 0 | 0 | 0 | 0 | 0 | 0 | 0 | 0 | 0 | 0 | 0 | 0 | 0 | 0 | 0 | 0 | 0 | 0 | 0 | 0 | 0 | 0 | 0 | 0 | 0 | 0 | 0 | 0 | 0 | 0 | 0 | 0 | 0 | 0 | 0 | 0 | 0 | 0 | 0 | 0 | 0 | 0 | 0 | 0 | 0 | 0 | 0 | 0 | 0 | 0 | 3106.52 | 3106.52 | 3106.52 | 3106.52 | 3106.52 | 3106.52 | 3106.52 | 3106.52 | 3106.52 | 3106.52 | 3106.52 | 3106.52 | 3106.52 | 3106.52 | 3106.52 | 3106.52 | 3106.52 | 3106.52 | 3106.52 | 3106.52 | 3106.52 | 3106.52 | 3106.52 | 3106.52 | 3106.52 | 3106.52 | 3106.52 | 0 | 0 | 210.3497 | 205.2129 | 199.7861 | 194.1423 | 188.2211 | 181.9543 | 175.3318 | 168.3783 | 161.1599 | 153.7911 | 146.5195 | 139.4724 | 132.7749 | 126.5462 | 120.9173 | 116.1498 | 112.221 | 108.7567 | 105.8383 | 103.0639 | 101.1147 | 99.1928 | 97.2944 | 95.4209 | 93.5653 | 0 | 0 | 0 | 0 | 0 | 0 | 0 | 0 | 0 | 0 | 0 | 0 | 0 | 0 | 0 | 0 | 0 | 0 | 0 | 0 | 0 | 0 | 0 | 0 | 0 | 0 | 0 | 0 | 0 | 0 | 0 | 0 | 0 | 0 | 0 | 0 | 0 | 0 | 0 | 0 | 0 | 0 | 0 | 0 | 0 | 0 | 0 | 0 | 0 | 0 | 0 | 0 | 0 | 0 | 0 | 0 | 0 | 0 | 0 | 0 | 0 | 0 | 0 | 0 | 0 | 0 | 0 | 0 | 0 | 0 | 0 | 0 | 0 | 0 | 0 | 0 | 0 | 0 | 0 | 0 | 0 | 0 | 0 | 0 | 0 | 0 | 0 | 0 | 0 | 0 | 0 | 0 | 0 | 0 | 0 | 0 | 0 | 0 | 0 | 0 | 0 | 0 | 0 | 0 | 0 | 0 | 0 | 0 | 0 | 0 | 0 | 0 | 0 | 0 | 0 | 0 | 0 | 0 | 0 | 0 | 0 | 0 | 0 | 0 | 0 | 0 | 0 | 0 | 0 | 0 | 0 | 0 | 0 | 0 | 0 | 0 | 0 | 0 | 0 | 0 | 0 | 0 | 0 | 0 | 0 | 0 | 0 | 0 | 0 | 0 | 0 | 0 | 0 | 0 | 0 | 0 | 0 | 0 | 0 | 0 | 0 | 0 | 0 | 0 | 0 | 0 | 0 | 0 | 0 | 0 | 0 | 0 | 0 | 0 | 0 | 0 | 0 | 0 | 0 | 0 | 0 | 0 | 0 | 0 | 0 | 0 | 0 | 0 | 0 | 0 | 0 | 0 | 0 | 0 | 0 | 0 | 0 | 0 | 0 | 0 | 0 | 0 | 0 | 0 | 0 | 0 | 0 | 0 | 0 | 0 | 0 | 0 | 0 | 0 | 0 | 0 | 0 | 0 | 0 | 0 | 0 | 0 | 0 | 0 | 0 | 0 | 0 | 0 | 0 | 0 | 0 | 0 | 0 | 0 | 0 | 0 | 0 | 0 | 0 | 0 | 0 | 0 | 0 | 0 | 0 | 0 | 0 | 0 | 0 | 0 | 0 | 0 | 0 | 0 | 0 | 0 | 0 | 0 | 0 | 0 | 0 | 0 | 0 | 0 | 0 | 0 | 0 | 0 | 0 | 0 | 0 | 0 | 0 | 0 | 0 | 0 | 0 | 0 | 0 | 0 | 0 | 0 | 0 | 0 | 0 | 0 | 0 | 0 | 0 | 0 | 0 | 0 | 0 | 0 | 0 | 0 | 0 | 0 | 0 | 0 | 0 | 0 | 0 | 0 | 0 | 0 | 0 | 0 | 0 | 0 | 0 | 0 | 0 | 0 | 0 | 0 | 0 | 0 | 0 | 0 | 0 | 0 | 0 | 0 | 0 | 0 | 0 | 0 | 0 | 0 | 0 | 0 | 0 | 0 | 0 | 0 | 0 | 0 | 0 | 0 | 0 | 0 | 0 | 0 | 0 | 0 | 0 | 0 | 0 | 0 | 0 | 0 | 0 | 0 | 0 | 0 | 0 | 0 | 0 | 0 | 0 | 0 | 0 | 0 | 0 | 0 | 0 | 0 | 0 | 0 | 0 | 0 | 0 | 0 | 0 | 0 | 0 | 0 | 0 | 0 | 0 | 0 | 0 | 0 | 0 | 0 | 0 | 0 | 0 | 0 | 0 | 0 | 0 | 0 | 0 | 0 | 0 | 0 | 0 | 0 | 2571.8066 | 2579.6883 | 2587.5192 | 2595.279 | 2602.9473 | 2610.5041 | 2617.9295 | 2625.2035 | 2632.301 | 2639.1984 | 2645.8733 | 2652.3046 | 2658.4726 | 2664.3585 | 2669.9449 | 2675.2153 | 2680.1545 | 2684.7412 | 2688.9726 | 2692.8408 | 2696.376 | 2699.6064 | 2702.5576 | 2705.2533 | 2707.7153 | 1097.9456 | 1101.3104 | 1104.6536 | 1107.9663 | 1111.2401 | 1114.4662 | 1117.6362 | 1120.7416 | 1123.7716 | 1126.7162 | 1129.5659 | 1132.3115 | 1134.9447 | 1137.4575 | 1139.8424 | 1142.0925 | 1144.201 | 1146.1592 | 1147.9657 | 1149.617 | 1151.1263 | 1152.5054 | 1153.7653 | 1154.9161 | 1155.9672
OR_Commercial_Interruptible - Health_Existing_Space Heating_Natural Gas_Greenhouse Heat Curtain_A | OR | Commercial | Interruptible - Health | Existing | Space Heating | Natural Gas | Greenhouse Heat Curtain | A | OCM787 | No heat curtain. | 0 | 5 | 175.5 | 0 | 0 | 408.76 | 0 | 0 | 0 | 0.28365 | 0.25 | perBldg | 0% | 0% | Discretionary | RetroEven20_OR | 82.88% | Space Heating | 0% | 682.2459 |  | 291.2618 |  | 0 | CA eTRM https://www.caetrm.com/measure/SWBE001/01/ | CA eTRM https://www.caetrm.com/measure/SWBE001/01/ | CA eTRM https://www.caetrm.com/measure/SWBE001/01/ | No heat curtain. | No heat curtain. | No heat curtain. | No heat curtain. | No heat curtain. | No heat curtain. | No heat curtain. | No heat curtain. | No heat curtain. | No heat curtain. | No heat curtain. | No heat curtain. | No heat curtain. | No heat curtain. | No heat curtain. | No heat curtain. | No heat curtain. | No heat curtain. | No heat curtain. | No heat curtain. | No heat curtain. | No heat curtain. | No heat curtain. | No heat curtain. | No heat curtain. | No heat curtain. | No heat curtain. | 0 | 0 | 0 | 0 | 0 | 0 | 0 | 0 | 0 | 0 | 0 | 0 | 0 | 0 | 0 | 0 | 0 | 0 | 0 | 0 | 0 | 0 | 0 | 0 | 0 | 0 | 0 | 408.76 | 408.76 | 408.76 | 408.76 | 408.76 | 408.76 | 408.76 | 408.76 | 408.76 | 408.76 | 408.76 | 408.76 | 408.76 | 408.76 | 408.76 | 408.76 | 408.76 | 408.76 | 408.76 | 408.76 | 408.76 | 408.76 | 408.76 | 408.76 | 408.76 | 408.76 | 408.76 | 0 | 0 | 184.075 | 180.2589 | 176.2091 | 171.9772 | 167.5062 | 162.7437 | 157.6559 | 152.232 | 146.4964 | 140.5235 | 134.4364 | 128.3908 | 122.5653 | 117.1237 | 112.1906 | 108.0057 | 104.5542 | 101.514 | 98.9588 | 96.5286 | 94.7038 | 92.9045 | 91.127 | 89.3728 | 87.6353 | 0 | 0 | 0 | 0 | 0 | 0 | 0 | 0 | 0 | 0 | 0 | 0 | 0 | 0 | 0 | 0 | 0 | 0 | 0 | 0 | 0 | 0 | 0 | 0 | 0 | 0 | 0 | 0 | 0 | 0 | 0 | 0 | 0 | 0 | 0 | 0 | 0 | 0 | 0 | 0 | 0 | 0 | 0 | 0 | 0 | 0 | 0 | 0 | 0 | 0 | 0 | 0 | 0 | 0 | 0 | 0 | 0 | 0 | 0 | 0 | 0 | 0 | 0 | 0 | 0 | 0 | 0 | 0 | 0 | 0 | 0 | 0 | 0 | 0 | 0 | 0 | 0 | 0 | 0 | 0 | 0 | 0 | 0 | 0 | 0 | 0 | 0 | 0 | 0 | 0 | 0 | 0 | 0 | 0 | 0 | 0 | 0 | 0 | 0 | 0 | 0 | 0 | 0 | 0 | 0 | 0 | 0 | 0 | 0 | 0 | 0 | 0 | 0 | 0 | 0 | 0 | 0 | 0 | 0 | 0 | 0 | 0 | 0 | 0 | 0 | 0 | 0 | 0 | 0 | 0 | 0 | 0 | 0 | 0 | 0 | 0 | 0 | 0 | 0 | 0 | 0 | 0 | 0 | 0 | 0 | 0 | 0 | 0 | 0 | 0 | 0 | 0 | 0 | 0 | 0 | 0 | 0 | 0 | 0 | 0 | 0 | 0 | 0 | 0 | 0 | 0 | 0 | 0 | 0 | 0 | 0 | 0 | 0 | 0 | 0 | 0 | 0 | 0 | 0 | 0 | 0 | 0 | 0 | 0 | 0 | 0 | 0 | 0 | 0 | 0 | 0 | 0 | 0 | 0 | 0 | 0 | 0 | 0 | 0 | 0 | 0 | 0 | 0 | 0 | 0 | 0 | 0 | 0 | 0 | 0 | 0 | 0 | 0 | 0 | 0 | 0 | 0 | 0 | 0 | 0 | 0 | 0 | 0 | 0 | 0 | 0 | 0 | 0 | 0 | 0 | 0 | 0 | 0 | 0 | 0 | 0 | 0 | 0 | 0 | 0 | 0 | 0 | 0 | 0 | 0 | 0 | 0 | 0 | 0 | 0 | 0 | 0 | 0 | 0 | 0 | 0 | 0 | 0 | 0 | 0 | 0 | 0 | 0 | 0 | 0 | 0 | 0 | 0 | 0 | 0 | 0 | 0 | 0 | 0 | 0 | 0 | 0 | 0 | 0 | 0 | 0 | 0 | 0 | 0 | 0 | 0 | 0 | 0 | 0 | 0 | 0 | 0 | 0 | 0 | 0 | 0 | 0 | 0 | 0 | 0 | 0 | 0 | 0 | 0 | 0 | 0 | 0 | 0 | 0 | 0 | 0 | 0 | 0 | 0 | 0 | 0 | 0 | 0 | 0 | 0 | 0 | 0 | 0 | 0 | 0 | 0 | 0 | 0 | 0 | 0 | 0 | 0 | 0 | 0 | 0 | 0 | 0 | 0 | 0 | 0 | 0 | 0 | 0 | 0 | 0 | 0 | 0 | 0 | 0 | 0 | 0 | 0 | 0 | 0 | 0 | 0 | 0 | 0 | 0 | 0 | 0 | 0 | 0 | 0 | 0 | 0 | 0 | 0 | 0 | 0 | 0 | 0 | 0 | 0 | 0 | 0 | 0 | 0 | 0 | 0 | 0 | 0 | 0 | 0 | 0 | 0 | 0 | 0 | 0 | 0 | 0 | 0 | 0 | 0 | 0 | 0 | 0 | 0 | 0 | 0 | 665.0692 | 667.1074 | 669.1325 | 671.1391 | 673.1222 | 675.0764 | 676.9965 | 678.8776 | 680.713 | 682.4967 | 684.2228 | 685.886 | 687.481 | 689.0031 | 690.4477 | 691.8107 | 693.0879 | 694.274 | 695.3683 | 696.3686 | 697.2828 | 698.1182 | 698.8814 | 699.5785 | 700.2151 | 283.9287 | 284.7989 | 285.6634 | 286.5201 | 287.3667 | 288.201 | 289.0207 | 289.8238 | 290.6073 | 291.3688 | 292.1057 | 292.8157 | 293.4967 | 294.1465 | 294.7632 | 295.3451 | 295.8904 | 296.3968 | 296.8639 | 297.291 | 297.6813 | 298.0379 | 298.3637 | 298.6613 | 298.9331
OR_Commercial_Interruptible - Health_Existing_Space Heating_Natural Gas_Ventilation - Parking Garages, Demand Controlled_A | OR | Commercial | Interruptible - Health | Existing | Space Heating | Natural Gas | Ventilation - Parking Garages, Demand Controlled | A | OCM788 | 0 | 0 | 5 | 0 | 0 | 0 | 843.06 | 0 | 0 | 0 | 0.28365 | 0.25 | garage | 0% | 0% | Discretionary | RetroEven20_OR | 82.88% | Central Systems | 0% | 0 |  | 0 |  | 0 | FOE - Parking Garage Ventilation Controls - W0047 | FOE - Parking Garage Ventilation Controls - W0047 | FOE - Parking Garage Ventilation Controls - W0047 | 0 | 0 | 0 | 0 | 0 | 0 | 0 | 0 | 0 | 0 | 0 | 0 | 0 | 0 | 0 | 0 | 0 | 0 | 0 | 0 | 0 | 0 | 0 | 0 | 0 | 0 | 0 | 0 | 0 | 0 | 0 | 0 | 0 | 0 | 0 | 0 | 0 | 0 | 0 | 0 | 0 | 0 | 0 | 0 | 0 | 0 | 0 | 0 | 0 | 0 | 0 | 0 | 0 | 0 | 843.06 | 843.06 | 843.06 | 843.06 | 843.06 | 843.06 | 843.06 | 843.06 | 843.06 | 843.06 | 843.06 | 843.06 | 843.06 | 843.06 | 843.06 | 843.06 | 843.06 | 843.06 | 843.06 | 843.06 | 843.06 | 843.06 | 843.06 | 843.06 | 843.06 | 843.06 | 843.06 | 0 | 0 | 0 | 0 | 0 | 0 | 0 | 0 | 0 | 0 | 0 | 0 | 0 | 0 | 0 | 0 | 0 | 0 | 0 | 0 | 0 | 0 | 0 | 0 | 0 | 0 | 0 | 0 | 0 | 0 | 0 | 0 | 0 | 0 | 0 | 0 | 0 | 0 | 0 | 0 | 0 | 0 | 0 | 0 | 0 | 0 | 0 | 0 | 0 | 0 | 0 | 0 | 0 | 0 | 0 | 0 | 0 | 0 | 0 | 0 | 0 | 0 | 0 | 0 | 0 | 0 | 0 | 0 | 0 | 0 | 0 | 0 | 0 | 0 | 0 | 0 | 0 | 0 | 0 | 0 | 0 | 0 | 0 | 0 | 0 | 0 | 0 | 0 | 0 | 0 | 0 | 0 | 0 | 0 | 0 | 0 | 0 | 0 | 0 | 0 | 0 | 0 | 0 | 0 | 0 | 0 | 0 | 0 | 0 | 0 | 0 | 0 | 0 | 0 | 0 | 0 | 0 | 0 | 0 | 0 | 0 | 0 | 0 | 0 | 0 | 0 | 0 | 0 | 0 | 0 | 0 | 0 | 0 | 0 | 0 | 0 | 0 | 0 | 0 | 0 | 0 | 0 | 0 | 0 | 0 | 0 | 0 | 0 | 0 | 0 | 0 | 0 | 0 | 0 | 0 | 0 | 0 | 0 | 0 | 0 | 0 | 0 | 0 | 0 | 0 | 0 | 0 | 0 | 0 | 0 | 0 | 0 | 0 | 0 | 0 | 0 | 0 | 0 | 0 | 0 | 0 | 0 | 0 | 0 | 0 | 0 | 0 | 0 | 0 | 0 | 0 | 0 | 0 | 0 | 0 | 0 | 0 | 0 | 0 | 0 | 0 | 0 | 0 | 0 | 0 | 0 | 0 | 0 | 0 | 0 | 0 | 0 | 0 | 0 | 0 | 0 | 0 | 0 | 0 | 0 | 0 | 0 | 0 | 0 | 0 | 0 | 0 | 0 | 0 | 0 | 0 | 0 | 0 | 0 | 0 | 0 | 0 | 0 | 0 | 0 | 0 | 0 | 0 | 0 | 0 | 0 | 0 | 0 | 0 | 0 | 0 | 0 | 0 | 0 | 0 | 0 | 0 | 0 | 0 | 0 | 0 | 0 | 0 | 0 | 0 | 0 | 0 | 0 | 0 | 0 | 0 | 0 | 0 | 0 | 0 | 0 | 0 | 0 | 0 | 0 | 0 | 0 | 0 | 0 | 0 | 0 | 0 | 0 | 0 | 0 | 0 | 0 | 0 | 0 | 0 | 0 | 0 | 0 | 0 | 0 | 0 | 0 | 0 | 0 | 0 | 0 | 0 | 0 | 0 | 0 | 0 | 0 | 0 | 0 | 0 | 0 | 0 | 0 | 0 | 0 | 0 | 0 | 0 | 0 | 0 | 0 | 0 | 0 | 0 | 0 | 0 | 0 | 0 | 0 | 0 | 0 | 0 | 0 | 0 | 0 | 0 | 0 | 0 | 0 | 0 | 0 | 0 | 0 | 0 | 0 | 0 | 0 | 0 | 0 | 0 | 0 | 0 | 0 | 0 | 0 | 0 | 0 | 0 | 0 | 0 | 0 | 0 | 0 | 0 | 0 | 0 | 0 | 0 | 0 | 0 | 0 | 0 | 0 | 0 | 0 | 0 | 0 | 0 | 0 | 0 | 0 | 0 | 0 | 0 | 0 | 0 | 0 | 0 | 0 | 0 | 0 | 0 | 0 | 0 | 0 | 0 | 0 | 0 | 0 | 0 | 0 | 0 | 0 | 0 | 0 | 0 | 0 | 0 | 0 | 0 | 0 | 0 | 0 | 0 | 0 | 0 | 0 | 0 | 0 | 0 | 0 | 0 | 0 | 0 | 0 | 0 | 0 | 0 | 0 | 0 | 0 | 0 | 0 | 0 | 0 | 0 | 0 | 0 | 0 | 0 | 0 | 0 | 0 | 0 | 0 | 0 | 0 | 0 | 0 | 0 | 0 | 0 | 0 | 0 | 0 | 0 | 0 | 0 | 0 | 0 | 0 | 0 | 0 | 0 | 0 | 0 | 0 | 0 | 0 | 0 | 0 | 0
OR_Commercial_Interruptible - Health_Existing_Miscellaneous_Natural Gas_Pool Heater - Night Covers_A | OR | Commercial | Interruptible - Health | Existing | Miscellaneous | Natural Gas | Pool Heater - Night Covers | A | OCM789 | Uncovered. | Night covers on pool. | 5 | 0.00010507 | 0 | 0 | 1.36 | 0 | 0 | 0 | 0.28365 | 0.25 | sqft pool | 15% | 100% | Discretionary | Retro12Med_OR | 75.44% | Pool Heater | 0% | 0 |  | 0 |  | 0 | PL_COV-Water Heating-SCG-R0-62 | PL_COV-Water Heating-SCG-R0-62 | PL_COV-Water Heating-SCG-R0-1 | Uncovered. | Uncovered. | Uncovered. | Uncovered. | Uncovered. | Uncovered. | Uncovered. | Uncovered. | Uncovered. | Uncovered. | Uncovered. | Uncovered. | Uncovered. | Uncovered. | Uncovered. | Uncovered. | Uncovered. | Uncovered. | Uncovered. | Uncovered. | Uncovered. | Uncovered. | Uncovered. | Uncovered. | Uncovered. | Uncovered. | Uncovered. | Night covers on pool. | Night covers on pool. | Night covers on pool. | Night covers on pool. | Night covers on pool. | Night covers on pool. | Night covers on pool. | Night covers on pool. | Night covers on pool. | Night covers on pool. | Night covers on pool. | Night covers on pool. | Night covers on pool. | Night covers on pool. | Night covers on pool. | Night covers on pool. | Night covers on pool. | Night covers on pool. | Night covers on pool. | Night covers on pool. | Night covers on pool. | Night covers on pool. | Night covers on pool. | Night covers on pool. | Night covers on pool. | Night covers on pool. | Night covers on pool. | 1.36 | 1.36 | 1.36 | 1.36 | 1.36 | 1.36 | 1.36 | 1.36 | 1.36 | 1.36 | 1.36 | 1.36 | 1.36 | 1.36 | 1.36 | 1.36 | 1.36 | 1.36 | 1.36 | 1.36 | 1.36 | 1.36 | 1.36 | 1.36 | 1.36 | 1.36 | 1.36 | 0 | 0 | 0 | 0 | 0 | 0 | 0 | 0 | 0 | 0 | 0 | 0 | 0 | 0 | 0 | 0 | 0 | 0 | 0 | 0 | 0 | 0 | 0 | 0 | 0 | 0 | 0 | 0 | 0 | 0 | 0 | 0 | 0 | 0 | 0 | 0 | 0 | 0 | 0 | 0 | 0 | 0 | 0 | 0 | 0 | 0 | 0 | 0 | 0 | 0 | 0 | 0 | 0 | 0 | 0 | 0 | 0 | 0 | 0 | 0 | 0 | 0 | 0 | 0 | 0 | 0 | 0 | 0 | 0 | 0 | 0 | 0 | 0 | 0 | 0 | 0 | 0 | 0 | 0 | 0 | 0 | 0 | 0 | 0 | 0 | 0 | 0 | 0 | 0 | 0 | 0 | 0 | 0 | 0 | 0 | 0 | 0 | 0 | 0 | 0 | 0 | 0 | 0 | 0 | 0 | 0 | 0 | 0 | 0 | 0 | 0 | 0 | 0 | 0 | 0 | 0 | 0 | 0 | 0 | 0 | 0 | 0 | 0 | 0 | 0 | 0 | 0 | 0 | 0 | 0 | 0 | 0 | 0 | 0 | 0 | 0 | 0 | 0 | 0 | 0 | 0 | 0 | 0 | 0 | 0 | 0 | 0 | 0 | 0 | 0 | 0 | 0 | 0 | 0 | 0 | 0 | 0 | 0 | 0 | 0 | 0 | 0 | 0 | 0 | 0 | 0 | 0 | 0 | 0 | 0 | 0 | 0 | 0 | 0 | 0 | 0 | 0 | 0 | 0 | 0 | 0 | 0 | 0 | 0 | 0 | 0 | 0 | 0 | 0 | 0 | 0 | 0 | 0 | 0 | 0 | 0 | 0 | 0 | 0 | 0 | 0 | 0 | 0 | 0 | 0 | 0 | 0 | 0 | 0 | 0 | 0 | 0 | 0 | 0 | 0 | 0 | 0 | 0 | 0 | 0 | 0 | 0 | 0 | 0 | 0 | 0 | 0 | 0 | 0 | 0 | 0 | 0 | 0 | 0 | 0 | 0 | 0 | 0 | 0 | 0 | 0 | 0 | 0 | 0 | 0 | 0 | 0 | 0 | 0 | 0 | 0 | 0 | 0 | 0 | 0 | 0 | 0 | 0 | 0 | 0 | 0 | 0 | 0 | 0 | 0 | 0 | 0 | 0 | 0 | 0 | 0 | 0 | 0 | 0 | 0 | 0 | 0 | 0 | 0 | 0 | 0 | 0 | 0 | 0 | 0 | 0 | 0 | 0 | 0 | 0 | 0 | 0 | 0 | 0 | 0 | 0 | 0 | 0 | 0 | 0 | 0 | 0 | 0 | 0 | 0 | 0 | 0 | 0 | 0 | 0 | 0 | 0 | 0 | 0 | 0 | 0 | 0 | 0 | 0 | 0 | 0 | 0 | 0 | 0 | 0 | 0 | 0 | 0 | 0 | 0 | 0 | 0 | 0 | 0 | 0 | 0 | 0 | 0 | 0 | 0 | 0 | 0 | 0 | 0 | 0 | 0 | 0 | 0 | 0 | 0 | 0 | 0 | 0 | 0 | 0 | 0 | 0 | 0 | 0 | 0 | 0 | 0 | 0 | 0 | 0 | 0 | 0 | 0 | 0 | 0 | 0 | 0 | 0 | 0 | 0 | 0 | 0 | 0 | 0 | 0 | 0 | 0 | 0 | 0 | 0 | 0 | 0 | 0 | 0 | 0 | 0 | 0 | 0 | 0 | 0 | 0 | 0 | 0 | 0 | 0 | 0 | 0 | 0 | 0 | 0 | 0 | 0 | 0 | 0 | 0 | 0 | 0 | 0 | 0 | 0 | 0 | 0 | 0 | 0 | 0 | 0 | 0 | 0 | 0 | 0 | 0 | 0 | 0 | 0 | 0 | 0 | 0 | 0 | 0 | 0 | 0 | 0 | 0 | 0 | 0 | 0 | 0 | 0 | 0 | 0 | 0 | 0 | 0 | 0 | 0 | 0 | 0 | 0 | 0 | 0 | 0 | 0 | 0 | 0 | 0 | 0 | 0 | 0 | 0 | 0 | 0 | 0 | 0 | 0 | 0 | 0 | 0 | 0 | 0 | 0 | 0 | 0
OR_Commercial_Interruptible - Health_Existing_Space Heating_Natural Gas_Advanced New Construction Designs_A | OR | Commercial | Interruptible - Health | Existing | Space Heating | Natural Gas | Advanced New Construction Designs | A | OCM790 | Standard new construction design. | New construction designs exceeding ASHRAE 90.1 requirements. | 3 | 0 | 0 | 0 | 1.4 | 0 | 0 | 0 | 0.28365 | 0.25 | sqft | 0% | 0% | Discretionary | LO1Slow_OR | 84.66% | Space Heating | 0% | 0 |  | 0 |  | 0 | COM_CX-HVAC-AEG-1 | COM_CX-All-AEG-5 | COM_CX-All-AEG-5 | Standard new construction design. | Standard new construction design. | Standard new construction design. | Standard new construction design. | Standard new construction design. | Standard new construction design. | Standard new construction design. | Standard new construction design. | Standard new construction design. | Standard new construction design. | Standard new construction design. | Standard new construction design. | Standard new construction design. | Standard new construction design. | Standard new construction design. | Standard new construction design. | Standard new construction design. | Standard new construction design. | Standard new construction design. | Standard new construction design. | Standard new construction design. | Standard new construction design. | Standard new construction design. | Standard new construction design. | Standard new construction design. | Standard new construction design. | Standard new construction design. | New construction designs exceeding ASHRAE 90.1 requirements. | New construction designs exceeding ASHRAE 90.1 requirements. | New construction designs exceeding ASHRAE 90.1 requirements. | New construction designs exceeding ASHRAE 90.1 requirements. | New construction designs exceeding ASHRAE 90.1 requirements. | New construction designs exceeding ASHRAE 90.1 requirements. | New construction designs exceeding ASHRAE 90.1 requirements. | New construction designs exceeding ASHRAE 90.1 requirements. | New construction designs exceeding ASHRAE 90.1 requirements. | New construction designs exceeding ASHRAE 90.1 requirements. | New construction designs exceeding ASHRAE 90.1 requirements. | New construction designs exceeding ASHRAE 90.1 requirements. | New construction designs exceeding ASHRAE 90.1 requirements. | New construction designs exceeding ASHRAE 90.1 requirements. | New construction designs exceeding ASHRAE 90.1 requirements. | New construction designs exceeding ASHRAE 90.1 requirements. | New construction designs exceeding ASHRAE 90.1 requirements. | New construction designs exceeding ASHRAE 90.1 requirements. | New construction designs exceeding ASHRAE 90.1 requirements. | New construction designs exceeding ASHRAE 90.1 requirements. | New construction designs exceeding ASHRAE 90.1 requirements. | New construction designs exceeding ASHRAE 90.1 requirements. | New construction designs exceeding ASHRAE 90.1 requirements. | New construction designs exceeding ASHRAE 90.1 requirements. | New construction designs exceeding ASHRAE 90.1 requirements. | New construction designs exceeding ASHRAE 90.1 requirements. | New construction designs exceeding ASHRAE 90.1 requirements. | 1.4 | 1.4 | 1.4 | 1.4 | 1.4 | 1.4 | 1.4 | 1.4 | 1.4 | 1.4 | 1.4 | 1.4 | 1.4 | 1.4 | 1.4 | 1.4 | 1.4 | 1.4 | 1.4 | 1.4 | 1.4 | 1.4 | 1.4 | 1.4 | 1.4 | 1.4 | 1.4 | 0 | 0 | 0 | 0 | 0 | 0 | 0 | 0 | 0 | 0 | 0 | 0 | 0 | 0 | 0 | 0 | 0 | 0 | 0 | 0 | 0 | 0 | 0 | 0 | 0 | 0 | 0 | 0 | 0 | 0 | 0 | 0 | 0 | 0 | 0 | 0 | 0 | 0 | 0 | 0 | 0 | 0 | 0 | 0 | 0 | 0 | 0 | 0 | 0 | 0 | 0 | 0 | 0 | 0 | 0 | 0 | 0 | 0 | 0 | 0 | 0 | 0 | 0 | 0 | 0 | 0 | 0 | 0 | 0 | 0 | 0 | 0 | 0 | 0 | 0 | 0 | 0 | 0 | 0 | 0 | 0 | 0 | 0 | 0 | 0 | 0 | 0 | 0 | 0 | 0 | 0 | 0 | 0 | 0 | 0 | 0 | 0 | 0 | 0 | 0 | 0 | 0 | 0 | 0 | 0 | 0 | 0 | 0 | 0 | 0 | 0 | 0 | 0 | 0 | 0 | 0 | 0 | 0 | 0 | 0 | 0 | 0 | 0 | 0 | 0 | 0 | 0 | 0 | 0 | 0 | 0 | 0 | 0 | 0 | 0 | 0 | 0 | 0 | 0 | 0 | 0 | 0 | 0 | 0 | 0 | 0 | 0 | 0 | 0 | 0 | 0 | 0 | 0 | 0 | 0 | 0 | 0 | 0 | 0 | 0 | 0 | 0 | 0 | 0 | 0 | 0 | 0 | 0 | 0 | 0 | 0 | 0 | 0 | 0 | 0 | 0 | 0 | 0 | 0 | 0 | 0 | 0 | 0 | 0 | 0 | 0 | 0 | 0 | 0 | 0 | 0 | 0 | 0 | 0 | 0 | 0 | 0 | 0 | 0 | 0 | 0 | 0 | 0 | 0 | 0 | 0 | 0 | 0 | 0 | 0 | 0 | 0 | 0 | 0 | 0 | 0 | 0 | 0 | 0 | 0 | 0 | 0 | 0 | 0 | 0 | 0 | 0 | 0 | 0 | 0 | 0 | 0 | 0 | 0 | 0 | 0 | 0 | 0 | 0 | 0 | 0 | 0 | 0 | 0 | 0 | 0 | 0 | 0 | 0 | 0 | 0 | 0 | 0 | 0 | 0 | 0 | 0 | 0 | 0 | 0 | 0 | 0 | 0 | 0 | 0 | 0 | 0 | 0 | 0 | 0 | 0 | 0 | 0 | 0 | 0 | 0 | 0 | 0 | 0 | 0 | 0 | 0 | 0 | 0 | 0 | 0 | 0 | 0 | 0 | 0 | 0 | 0 | 0 | 0 | 0 | 0 | 0 | 0 | 0 | 0 | 0 | 0 | 0 | 0 | 0 | 0 | 0 | 0 | 0 | 0 | 0 | 0 | 0 | 0 | 0 | 0 | 0 | 0 | 0 | 0 | 0 | 0 | 0 | 0 | 0 | 0 | 0 | 0 | 0 | 0 | 0 | 0 | 0 | 0 | 0 | 0 | 0 | 0 | 0 | 0 | 0 | 0 | 0 | 0 | 0 | 0 | 0 | 0 | 0 | 0 | 0 | 0 | 0 | 0 | 0 | 0 | 0 | 0 | 0 | 0 | 0 | 0 | 0 | 0 | 0 | 0 | 0 | 0 | 0 | 0 | 0 | 0 | 0 | 0 | 0 | 0 | 0 | 0 | 0 | 0 | 0 | 0 | 0 | 0 | 0 | 0 | 0 | 0 | 0 | 0 | 0 | 0 | 0 | 0 | 0 | 0 | 0 | 0 | 0 | 0 | 0 | 0 | 0 | 0 | 0 | 0 | 0 | 0 | 0 | 0 | 0 | 0 | 0 | 0 | 0 | 0 | 0 | 0 | 0 | 0 | 0 | 0 | 0 | 0 | 0 | 0 | 0 | 0 | 0 | 0 | 0 | 0 | 0 | 0 | 0 | 0 | 0 | 0 | 0 | 0 | 0 | 0 | 0 | 0 | 0 | 0 | 0 | 0 | 0 | 0 | 0 | 0 | 0 | 0 | 0 | 0 | 0 | 0 | 0 | 0 | 0 | 0 | 0 | 0 | 0 | 0 | 0 | 0 | 0 | 0 | 0 | 0 | 0 | 0 | 0 | 0 | 0
OR_Commercial_Interruptible - Health_Existing_Water Heating_Natural Gas_Advanced New Construction Designs_A | OR | Commercial | Interruptible - Health | Existing | Water Heating | Natural Gas | Advanced New Construction Designs | A | OCM791 | Standard new construction design. | New construction designs exceeding ASHRAE 90.1 requirements. | 3 | 0 | 0 | 0 | 1.4 | 0 | 0 | 0 | 0.28365 | 0.25 | sqft | 0% | 0% | Discretionary | LO1Slow_OR | 84.66% | Water Heating | 0% | 0 |  | 0 |  | 0 | COM_CX-HVAC-AEG-1 | COM_CX-All-AEG-5 | COM_CX-All-AEG-5 | Standard new construction design. | Standard new construction design. | Standard new construction design. | Standard new construction design. | Standard new construction design. | Standard new construction design. | Standard new construction design. | Standard new construction design. | Standard new construction design. | Standard new construction design. | Standard new construction design. | Standard new construction design. | Standard new construction design. | Standard new construction design. | Standard new construction design. | Standard new construction design. | Standard new construction design. | Standard new construction design. | Standard new construction design. | Standard new construction design. | Standard new construction design. | Standard new construction design. | Standard new construction design. | Standard new construction design. | Standard new construction design. | Standard new construction design. | Standard new construction design. | New construction designs exceeding ASHRAE 90.1 requirements. | New construction designs exceeding ASHRAE 90.1 requirements. | New construction designs exceeding ASHRAE 90.1 requirements. | New construction designs exceeding ASHRAE 90.1 requirements. | New construction designs exceeding ASHRAE 90.1 requirements. | New construction designs exceeding ASHRAE 90.1 requirements. | New construction designs exceeding ASHRAE 90.1 requirements. | New construction designs exceeding ASHRAE 90.1 requirements. | New construction designs exceeding ASHRAE 90.1 requirements. | New construction designs exceeding ASHRAE 90.1 requirements. | New construction designs exceeding ASHRAE 90.1 requirements. | New construction designs exceeding ASHRAE 90.1 requirements. | New construction designs exceeding ASHRAE 90.1 requirements. | New construction designs exceeding ASHRAE 90.1 requirements. | New construction designs exceeding ASHRAE 90.1 requirements. | New construction designs exceeding ASHRAE 90.1 requirements. | New construction designs exceeding ASHRAE 90.1 requirements. | New construction designs exceeding ASHRAE 90.1 requirements. | New construction designs exceeding ASHRAE 90.1 requirements. | New construction designs exceeding ASHRAE 90.1 requirements. | New construction designs exceeding ASHRAE 90.1 requirements. | New construction designs exceeding ASHRAE 90.1 requirements. | New construction designs exceeding ASHRAE 90.1 requirements. | New construction designs exceeding ASHRAE 90.1 requirements. | New construction designs exceeding ASHRAE 90.1 requirements. | New construction designs exceeding ASHRAE 90.1 requirements. | New construction designs exceeding ASHRAE 90.1 requirements. | 1.4 | 1.4 | 1.4 | 1.4 | 1.4 | 1.4 | 1.4 | 1.4 | 1.4 | 1.4 | 1.4 | 1.4 | 1.4 | 1.4 | 1.4 | 1.4 | 1.4 | 1.4 | 1.4 | 1.4 | 1.4 | 1.4 | 1.4 | 1.4 | 1.4 | 1.4 | 1.4 | 0 | 0 | 0 | 0 | 0 | 0 | 0 | 0 | 0 | 0 | 0 | 0 | 0 | 0 | 0 | 0 | 0 | 0 | 0 | 0 | 0 | 0 | 0 | 0 | 0 | 0 | 0 | 0 | 0 | 0 | 0 | 0 | 0 | 0 | 0 | 0 | 0 | 0 | 0 | 0 | 0 | 0 | 0 | 0 | 0 | 0 | 0 | 0 | 0 | 0 | 0 | 0 | 0 | 0 | 0 | 0 | 0 | 0 | 0 | 0 | 0 | 0 | 0 | 0 | 0 | 0 | 0 | 0 | 0 | 0 | 0 | 0 | 0 | 0 | 0 | 0 | 0 | 0 | 0 | 0 | 0 | 0 | 0 | 0 | 0 | 0 | 0 | 0 | 0 | 0 | 0 | 0 | 0 | 0 | 0 | 0 | 0 | 0 | 0 | 0 | 0 | 0 | 0 | 0 | 0 | 0 | 0 | 0 | 0 | 0 | 0 | 0 | 0 | 0 | 0 | 0 | 0 | 0 | 0 | 0 | 0 | 0 | 0 | 0 | 0 | 0 | 0 | 0 | 0 | 0 | 0 | 0 | 0 | 0 | 0 | 0 | 0 | 0 | 0 | 0 | 0 | 0 | 0 | 0 | 0 | 0 | 0 | 0 | 0 | 0 | 0 | 0 | 0 | 0 | 0 | 0 | 0 | 0 | 0 | 0 | 0 | 0 | 0 | 0 | 0 | 0 | 0 | 0 | 0 | 0 | 0 | 0 | 0 | 0 | 0 | 0 | 0 | 0 | 0 | 0 | 0 | 0 | 0 | 0 | 0 | 0 | 0 | 0 | 0 | 0 | 0 | 0 | 0 | 0 | 0 | 0 | 0 | 0 | 0 | 0 | 0 | 0 | 0 | 0 | 0 | 0 | 0 | 0 | 0 | 0 | 0 | 0 | 0 | 0 | 0 | 0 | 0 | 0 | 0 | 0 | 0 | 0 | 0 | 0 | 0 | 0 | 0 | 0 | 0 | 0 | 0 | 0 | 0 | 0 | 0 | 0 | 0 | 0 | 0 | 0 | 0 | 0 | 0 | 0 | 0 | 0 | 0 | 0 | 0 | 0 | 0 | 0 | 0 | 0 | 0 | 0 | 0 | 0 | 0 | 0 | 0 | 0 | 0 | 0 | 0 | 0 | 0 | 0 | 0 | 0 | 0 | 0 | 0 | 0 | 0 | 0 | 0 | 0 | 0 | 0 | 0 | 0 | 0 | 0 | 0 | 0 | 0 | 0 | 0 | 0 | 0 | 0 | 0 | 0 | 0 | 0 | 0 | 0 | 0 | 0 | 0 | 0 | 0 | 0 | 0 | 0 | 0 | 0 | 0 | 0 | 0 | 0 | 0 | 0 | 0 | 0 | 0 | 0 | 0 | 0 | 0 | 0 | 0 | 0 | 0 | 0 | 0 | 0 | 0 | 0 | 0 | 0 | 0 | 0 | 0 | 0 | 0 | 0 | 0 | 0 | 0 | 0 | 0 | 0 | 0 | 0 | 0 | 0 | 0 | 0 | 0 | 0 | 0 | 0 | 0 | 0 | 0 | 0 | 0 | 0 | 0 | 0 | 0 | 0 | 0 | 0 | 0 | 0 | 0 | 0 | 0 | 0 | 0 | 0 | 0 | 0 | 0 | 0 | 0 | 0 | 0 | 0 | 0 | 0 | 0 | 0 | 0 | 0 | 0 | 0 | 0 | 0 | 0 | 0 | 0 | 0 | 0 | 0 | 0 | 0 | 0 | 0 | 0 | 0 | 0 | 0 | 0 | 0 | 0 | 0 | 0 | 0 | 0 | 0 | 0 | 0 | 0 | 0 | 0 | 0 | 0 | 0 | 0 | 0 | 0 | 0 | 0 | 0 | 0 | 0 | 0 | 0 | 0 | 0 | 0 | 0 | 0 | 0 | 0 | 0 | 0 | 0 | 0 | 0 | 0 | 0 | 0 | 0 | 0 | 0 | 0 | 0 | 0 | 0 | 0 | 0 | 0 | 0 | 0 | 0 | 0 | 0 | 0 | 0 | 0 | 0 | 0 | 0 | 0 | 0 | 0 | 0 | 0 | 0 | 0 | 0 | 0
OR_Commercial_Interruptible - Health_Existing_Space Heating_Natural Gas_Strategic Energy Management_A | OR | Commercial | Interruptible - Health | Existing | Space Heating | Natural Gas | Strategic Energy Management | A | OCM792 | No strategic energy management. | Implementation of strategic energy management. | 3 | 0.023469 | 0 | 0 | 0.09 | 0.02 | 0 | 0 | 0.28365 | 0.25 | sqft | 69% | 100% | Discretionary | RetroEven20_OR | 82.88% | Space Heating | 0% | 530.2439 |  | 398.6932 |  | 0 | DL20_COM_SEM-Misc-2021PLN-V4-1 | BEHAV_SEM-All-CPUC-2018_PG-2 | DL20_COM_SEM-Misc-2021PLN-V4-15 | No strategic energy management. | No strategic energy management. | No strategic energy management. | No strategic energy management. | No strategic energy management. | No strategic energy management. | No strategic energy management. | No strategic energy management. | No strategic energy management. | No strategic energy management. | No strategic energy management. | No strategic energy management. | No strategic energy management. | No strategic energy management. | No strategic energy management. | No strategic energy management. | No strategic energy management. | No strategic energy management. | No strategic energy management. | No strategic energy management. | No strategic energy management. | No strategic energy management. | No strategic energy management. | No strategic energy management. | No strategic energy management. | No strategic energy management. | No strategic energy management. | Implementation of strategic energy management. | Implementation of strategic energy management. | Implementation of strategic energy management. | Implementation of strategic energy management. | Implementation of strategic energy management. | Implementation of strategic energy management. | Implementation of strategic energy management. | Implementation of strategic energy management. | Implementation of strategic energy management. | Implementation of strategic energy management. | Implementation of strategic energy management. | Implementation of strategic energy management. | Implementation of strategic energy management. | Implementation of strategic energy management. | Implementation of strategic energy management. | Implementation of strategic energy management. | Implementation of strategic energy management. | Implementation of strategic energy management. | Implementation of strategic energy management. | Implementation of strategic energy management. | Implementation of strategic energy management. | Implementation of strategic energy management. | Implementation of strategic energy management. | Implementation of strategic energy management. | Implementation of strategic energy management. | Implementation of strategic energy management. | Implementation of strategic energy management. | 0.09 | 0.09 | 0.09 | 0.09 | 0.09 | 0.09 | 0.09 | 0.09 | 0.09 | 0.09 | 0.09 | 0.09 | 0.09 | 0.09 | 0.09 | 0.09 | 0.09 | 0.09 | 0.09 | 0.09 | 0.09 | 0.09 | 0.09 | 0.09 | 0.09 | 0.09 | 0.09 | 0 | 0 | 0.024503 | 0.023818 | 0.023095 | 0.022364 | 0.021618 | 0.020841 | 0.020024 | 0.019176 | 0.01831 | 0.017442 | 0.016596 | 0.015784 | 0.015018 | 0.01431 | 0.013673 | 0.013134 | 0.01269 | 0.012298 | 0.011968 | 0.011654 | 0.011434 | 0.011216 | 0.011002 | 0.01079 | 0.01058 | 0.23682 | 0.47252 | 0.45817 | 0.22752 | 0 | 0 | 0 | 1.3953e-16 | 0 | 0 | 0 | 0 | 0 | 0 | 0 | 0 | 0 | 0 | 0 | 0 | 0 | 0 | 0 | 0 | 0 | 0.23682 | 0.70272 | 1.1396 | 1.331 | 1.2866 | 1.2404 | 1.1918 | 1.1413 | 1.0897 | 1.0381 | 0.98772 | 0.93937 | 0.89379 | 0.85164 | 0.81376 | 0.78168 | 0.75523 | 0.73192 | 0.71228 | 0.6936 | 0.68049 | 0.66755 | 0.65477 | 0.64217 | 0.62968 | 9664.9609 | 19838.6039 | 19838.6039 | 10173.643 | 0 | 0 | 0 | 7.276e-12 | 0 | 0 | 0 | 0 | 0 | 0 | 0 | 0 | 0 | 0 | 0 | 0 | 0 | 0 | 0 | 0 | 0 | 9664.9609 | 29503.5647 | 49342.1686 | 59515.8116 | 59515.8116 | 59515.8116 | 59515.8116 | 59515.8116 | 59515.8116 | 59515.8116 | 59515.8116 | 59515.8116 | 59515.8116 | 59515.8116 | 59515.8116 | 59515.8116 | 59515.8116 | 59515.8116 | 59515.8116 | 59515.8116 | 59515.8116 | 59515.8116 | 59515.8116 | 59515.8116 | 59515.8116 | 0.20384 | 0.41221 | 0.40481 | 0.20359 | 0 | 0 | 0 | 7.755e-17 | 0 | 0 | 0 | 0 | 0 | 0 | 0 | 0 | 0 | 0 | 0 | 0 | 0 | 0 | 0 | 0 | 0 | 0.20384 | 0.61302 | 1.0068 | 1.191 | 1.1663 | 1.1394 | 1.11 | 1.0784 | 1.0451 | 1.011 | 0.97712 | 0.94418 | 0.91285 | 0.88381 | 0.85791 | 0.83667 | 0.82016 | 0.80624 | 0.79554 | 0.78558 | 0.7808 | 0.77615 | 0.77161 | 0.76716 | 0.7628 | 8215.2167 | 16862.8133 | 16862.8133 | 8647.5966 | 0 | 0 | 0 | 3.638e-12 | 0 | 0 | 0 | 0 | 0 | 0 | 0 | 0 | 0 | 0 | 0 | 0 | 0 | 0 | 0 | 0 | 0 | 8215.2167 | 25078.03 | 41940.8433 | 50588.4398 | 50588.4398 | 50588.4398 | 50588.4398 | 50588.4398 | 50588.4398 | 50588.4398 | 50588.4398 | 50588.4398 | 50588.4398 | 50588.4398 | 50588.4398 | 50588.4398 | 50588.4398 | 50588.4398 | 50588.4398 | 50588.4398 | 50588.4398 | 50588.4398 | 50588.4398 | 50588.4398 | 50588.4398 | 0.20429 | 0.41443 | 0.4085 | 0.20607 | 0 | 0 | 0 | 7.9371e-17 | 0 | 0 | 0 | 0 | 0 | 0 | 0 | 0 | 0 | 0 | 0 | 0 | 0 | 0 | 0 | 0 | 0 | 0.20429 | 0.61634 | 1.016 | 1.2055 | 1.1841 | 1.16 | 1.1332 | 1.1037 | 1.0732 | 1.0413 | 1.0091 | 0.97741 | 0.94689 | 0.91839 | 0.89285 | 0.87197 | 0.85584 | 0.84238 | 0.83223 | 0.82285 | 0.81787 | 0.81301 | 0.80827 | 0.80363 | 0.79908 | 8215.2167 | 16862.8133 | 16862.8133 | 8647.5966 | 0 | 0 | 0 | 3.638e-12 | 0 | 0 | 0 | 0 | 0 | 0 | 0 | 0 | 0 | 0 | 0 | 0 | 0 | 0 | 0 | 0 | 0 | 8215.2167 | 25078.03 | 41940.8433 | 50588.4398 | 50588.4398 | 50588.4398 | 50588.4398 | 50588.4398 | 50588.4398 | 50588.4398 | 50588.4398 | 50588.4398 | 50588.4398 | 50588.4398 | 50588.4398 | 50588.4398 | 50588.4398 | 50588.4398 | 50588.4398 | 50588.4398 | 50588.4398 | 50588.4398 | 50588.4398 | 50588.4398 | 50588.4398 | 0.20397 | 0.41275 | 0.4057 | 0.20426 | 0 | 0 | 0 | 7.8256e-17 | 0 | 0 | 0 | 0 | 0 | 0 | 0 | 0 | 0 | 0 | 0 | 0 | 0 | 0 | 0 | 0 | 0 | 0.20397 | 0.61383 | 1.0091 | 1.1949 | 1.1715 | 1.1462 | 1.1183 | 1.0882 | 1.0562 | 1.023 | 0.98969 | 0.9569 | 0.92543 | 0.89606 | 0.86966 | 0.84801 | 0.83116 | 0.81693 | 0.80596 | 0.79575 | 0.79092 | 0.7862 | 0.7816 | 0.7771 | 0.77268 | 8215.2167 | 16862.8133 | 16862.8133 | 8647.5966 | 0 | 0 | 0 | 3.638e-12 | 0 | 0 | 0 | 0 | 0 | 0 | 0 | 0 | 0 | 0 | 0 | 0 | 0 | 0 | 0 | 0 | 0 | 8215.2167 | 25078.03 | 41940.8433 | 50588.4398 | 50588.4398 | 50588.4398 | 50588.4398 | 50588.4398 | 50588.4398 | 50588.4398 | 50588.4398 | 50588.4398 | 50588.4398 | 50588.4398 | 50588.4398 | 50588.4398 | 50588.4398 | 50588.4398 | 50588.4398 | 50588.4398 | 50588.4398 | 50588.4398 | 50588.4398 | 50588.4398 | 50588.4398 | 505.3111 | 509.9567 | 514.1976 | 518.0446 | 521.5048 | 524.5826 | 527.2804 | 529.5991 | 531.6036 | 533.3469 | 534.8721 | 536.214 | 537.4005 | 538.4541 | 539.3927 | 540.2305 | 540.979 | 541.6463 | 542.2406 | 542.7678 | 543.2368 | 543.655 | 544.0288 | 544.3636 | 544.6639 | 379.946 | 383.4391 | 386.6278 | 389.5204 | 392.1222 | 394.4364 | 396.4649 | 398.2083 | 399.7155 | 401.0263 | 402.1731 | 403.1821 | 404.0742 | 404.8664 | 405.5721 | 406.2021 | 406.7649 | 407.2667 | 407.7135 | 408.1099 | 408.4626 | 408.777 | 409.0581 | 409.3098 | 409.5356
OR_Commercial_Interruptible - Health_Existing_Water Heating_Natural Gas_Strategic Energy Management_A | OR | Commercial | Interruptible - Health | Existing | Water Heating | Natural Gas | Strategic Energy Management | A | OCM793 | No strategic energy management. | Implementation of strategic energy management. | 3 | 0.023965 | 0 | 0 | 0.09 | 0.02 | 0 | 0 | 0.28365 | 0.25 | sqft | 69% | 100% | Discretionary | RetroEven20_OR | 82.88% | Water Heating | 0% | 530.2439 |  | 398.6932 |  | 0 | DL20_COM_SEM-Misc-2021PLN-V4-1 | BEHAV_SEM-All-CPUC-2018_PG-2 | DL20_COM_SEM-Misc-2021PLN-V4-15 | No strategic energy management. | No strategic energy management. | No strategic energy management. | No strategic energy management. | No strategic energy management. | No strategic energy management. | No strategic energy management. | No strategic energy management. | No strategic energy management. | No strategic energy management. | No strategic energy management. | No strategic energy management. | No strategic energy management. | No strategic energy management. | No strategic energy management. | No strategic energy management. | No strategic energy management. | No strategic energy management. | No strategic energy management. | No strategic energy management. | No strategic energy management. | No strategic energy management. | No strategic energy management. | No strategic energy management. | No strategic energy management. | No strategic energy management. | No strategic energy management. | Implementation of strategic energy management. | Implementation of strategic energy management. | Implementation of strategic energy management. | Implementation of strategic energy management. | Implementation of strategic energy management. | Implementation of strategic energy management. | Implementation of strategic energy management. | Implementation of strategic energy management. | Implementation of strategic energy management. | Implementation of strategic energy management. | Implementation of strategic energy management. | Implementation of strategic energy management. | Implementation of strategic energy management. | Implementation of strategic energy management. | Implementation of strategic energy management. | Implementation of strategic energy management. | Implementation of strategic energy management. | Implementation of strategic energy management. | Implementation of strategic energy management. | Implementation of strategic energy management. | Implementation of strategic energy management. | Implementation of strategic energy management. | Implementation of strategic energy management. | Implementation of strategic energy management. | Implementation of strategic energy management. | Implementation of strategic energy management. | Implementation of strategic energy management. | 0.09 | 0.09 | 0.09 | 0.09 | 0.09 | 0.09 | 0.09 | 0.09 | 0.09 | 0.09 | 0.09 | 0.09 | 0.09 | 0.09 | 0.09 | 0.09 | 0.09 | 0.09 | 0.09 | 0.09 | 0.09 | 0.09 | 0.09 | 0.09 | 0.09 | 0.09 | 0.09 | 0 | 0 | 0.022677 | 0.021868 | 0.021112 | 0.020406 | 0.019748 | 0.019102 | 0.018495 | 0.017927 | 0.017396 | 0.016919 | 0.016706 | 0.016555 | 0.0165 | 0.016399 | 0.016326 | 0.016267 | 0.01622 | 0.01618 | 0.016157 | 0.016144 | 0.016137 | 0.016132 | 0.016116 | 0.016113 | 0.01611 | 0.20302 | 0.40188 | 0.38797 | 0.19231 | 0 | 0 | 0 | 0 | 0 | 0 | 0 | 0 | 0 | 0 | 0 | 0 | 0 | 0 | 0 | 0 | 0 | 0 | 0 | 0 | 0 | 0.20302 | 0.59767 | 0.96496 | 1.125 | 1.0887 | 1.0531 | 1.0196 | 0.98834 | 0.95906 | 0.9328 | 0.92101 | 0.91271 | 0.90968 | 0.90412 | 0.90008 | 0.89685 | 0.89426 | 0.89205 | 0.89076 | 0.89003 | 0.88968 | 0.88939 | 0.88852 | 0.88834 | 0.8882 | 8952.9776 | 18377.1645 | 18377.1645 | 9424.1869 | 0 | 0 | 0 | 0 | 0 | 0 | 0 | 0 | 0 | 0 | 0 | 0 | 0 | 0 | 0 | 0 | 0 | 0 | 0 | 0 | 0 | 8952.9776 | 27330.1421 | 45707.3066 | 55131.4935 | 55131.4935 | 55131.4935 | 55131.4935 | 55131.4935 | 55131.4935 | 55131.4935 | 55131.4935 | 55131.4935 | 55131.4935 | 55131.4935 | 55131.4935 | 55131.4935 | 55131.4935 | 55131.4935 | 55131.4935 | 55131.4935 | 55131.4935 | 55131.4935 | 55131.4935 | 55131.4935 | 55131.4935 | 0.17453 | 0.34935 | 0.34093 | 0.17076 | 0 | 0 | 0 | 0 | 0 | 0 | 0 | 0 | 0 | 0 | 0 | 0 | 0 | 0 | 0 | 0 | 0 | 0 | 0 | 0 | 0 | 0.17453 | 0.51955 | 0.84794 | 0.99896 | 0.97654 | 0.95417 | 0.93298 | 0.91316 | 0.89497 | 0.8791 | 0.8666 | 0.85724 | 0.8524 | 0.84749 | 0.84388 | 0.84101 | 0.83876 | 0.83695 | 0.83566 | 0.83475 | 0.8341 | 0.83364 | 0.83301 | 0.83286 | 0.83273 | 7610.0309 | 15620.5898 | 15620.5898 | 8010.5589 | 0 | 0 | 0 | 0 | 0 | 0 | 0 | 0 | 0 | 0 | 0 | 0 | 0 | 0 | 0 | 0 | 0 | 0 | 0 | 0 | 0 | 7610.0309 | 23230.6208 | 38851.2106 | 46861.7695 | 46861.7695 | 46861.7695 | 46861.7695 | 46861.7695 | 46861.7695 | 46861.7695 | 46861.7695 | 46861.7695 | 46861.7695 | 46861.7695 | 46861.7695 | 46861.7695 | 46861.7695 | 46861.7695 | 46861.7695 | 46861.7695 | 46861.7695 | 46861.7695 | 46861.7695 | 46861.7695 | 46861.7695 | 0.17457 | 0.34953 | 0.34122 | 0.17098 | 0 | 0 | 0 | 0 | 0 | 0 | 0 | 0 | 0 | 0 | 0 | 0 | 0 | 0 | 0 | 0 | 0 | 0 | 0 | 0 | 0 | 0.17457 | 0.51982 | 0.84868 | 1.0002 | 0.97822 | 0.95632 | 0.93563 | 0.91629 | 0.89854 | 0.88302 | 0.87059 | 0.86118 | 0.85632 | 0.85139 | 0.84776 | 0.84488 | 0.84262 | 0.8408 | 0.83951 | 0.83859 | 0.83794 | 0.83748 | 0.83685 | 0.83669 | 0.83656 | 7610.0309 | 15620.5898 | 15620.5898 | 8010.5589 | 0 | 0 | 0 | 0 | 0 | 0 | 0 | 0 | 0 | 0 | 0 | 0 | 0 | 0 | 0 | 0 | 0 | 0 | 0 | 0 | 0 | 7610.0309 | 23230.6208 | 38851.2106 | 46861.7695 | 46861.7695 | 46861.7695 | 46861.7695 | 46861.7695 | 46861.7695 | 46861.7695 | 46861.7695 | 46861.7695 | 46861.7695 | 46861.7695 | 46861.7695 | 46861.7695 | 46861.7695 | 46861.7695 | 46861.7695 | 46861.7695 | 46861.7695 | 46861.7695 | 46861.7695 | 46861.7695 | 46861.7695 | 0.17455 | 0.34946 | 0.34111 | 0.17089 | 0 | 0 | 0 | 0 | 0 | 0 | 0 | 0 | 0 | 0 | 0 | 0 | 0 | 0 | 0 | 0 | 0 | 0 | 0 | 0 | 0 | 0.17455 | 0.51972 | 0.84839 | 0.99973 | 0.97729 | 0.95491 | 0.9337 | 0.91386 | 0.89566 | 0.87978 | 0.86727 | 0.8579 | 0.85298 | 0.84803 | 0.84441 | 0.84154 | 0.83929 | 0.83748 | 0.83619 | 0.83528 | 0.83463 | 0.83417 | 0.83354 | 0.83338 | 0.83326 | 7610.0309 | 15620.5898 | 15620.5898 | 8010.5589 | 0 | 0 | 0 | 0 | 0 | 0 | 0 | 0 | 0 | 0 | 0 | 0 | 0 | 0 | 0 | 0 | 0 | 0 | 0 | 0 | 0 | 7610.0309 | 23230.6208 | 38851.2106 | 46861.7695 | 46861.7695 | 46861.7695 | 46861.7695 | 46861.7695 | 46861.7695 | 46861.7695 | 46861.7695 | 46861.7695 | 46861.7695 | 46861.7695 | 46861.7695 | 46861.7695 | 46861.7695 | 46861.7695 | 46861.7695 | 46861.7695 | 46861.7695 | 46861.7695 | 46861.7695 | 46861.7695 | 46861.7695 | 505.3111 | 509.9567 | 514.1976 | 518.0446 | 521.5048 | 524.5826 | 527.2804 | 529.5991 | 531.6036 | 533.3469 | 534.8721 | 536.214 | 537.4005 | 538.4541 | 539.3927 | 540.2305 | 540.979 | 541.6463 | 542.2406 | 542.7678 | 543.2368 | 543.655 | 544.0288 | 544.3636 | 544.6639 | 379.946 | 383.4391 | 386.6278 | 389.5204 | 392.1222 | 394.4364 | 396.4649 | 398.2083 | 399.7155 | 401.0263 | 402.1731 | 403.1821 | 404.0742 | 404.8664 | 405.5721 | 406.2021 | 406.7649 | 407.2667 | 407.7135 | 408.1099 | 408.4626 | 408.777 | 409.0581 | 409.3098 | 409.5356
OR_Commercial_Interruptible - Health_Existing_Space Heating_Natural Gas_Retrocommissioning_A | OR | Commercial | Interruptible - Health | Existing | Space Heating | Natural Gas | Retrocommissioning | A | OCM794 | No retro commissioning. | Periodic recommissioning of building systems. | 3 | 0.028818 | 0 | 0 | 0.15 | 0.02 | 0 | 0 | 0.28365 | 0.25 | sqft | 15% | 73.33% | Discretionary | RetroEven20_OR | 82.88% | Space Heating | 0% | 863.945 |  | 541.1555 |  | 0 | COM_RCX-HVAC-AEG-1 | COM_RCX-Heating-7PLN-v5-15 | COM_RCX-HVAC-AEG-1 | No retro commissioning. | No retro commissioning. | No retro commissioning. | No retro commissioning. | No retro commissioning. | No retro commissioning. | No retro commissioning. | No retro commissioning. | No retro commissioning. | No retro commissioning. | No retro commissioning. | No retro commissioning. | No retro commissioning. | No retro commissioning. | No retro commissioning. | No retro commissioning. | No retro commissioning. | No retro commissioning. | No retro commissioning. | No retro commissioning. | No retro commissioning. | No retro commissioning. | No retro commissioning. | No retro commissioning. | No retro commissioning. | No retro commissioning. | No retro commissioning. | Periodic recommissioning of building systems. | Periodic recommissioning of building systems. | Periodic recommissioning of building systems. | Periodic recommissioning of building systems. | Periodic recommissioning of building systems. | Periodic recommissioning of building systems. | Periodic recommissioning of building systems. | Periodic recommissioning of building systems. | Periodic recommissioning of building systems. | Periodic recommissioning of building systems. | Periodic recommissioning of building systems. | Periodic recommissioning of building systems. | Periodic recommissioning of building systems. | Periodic recommissioning of building systems. | Periodic recommissioning of building systems. | Periodic recommissioning of building systems. | Periodic recommissioning of building systems. | Periodic recommissioning of building systems. | Periodic recommissioning of building systems. | Periodic recommissioning of building systems. | Periodic recommissioning of building systems. | Periodic recommissioning of building systems. | Periodic recommissioning of building systems. | Periodic recommissioning of building systems. | Periodic recommissioning of building systems. | Periodic recommissioning of building systems. | Periodic recommissioning of building systems. | 0.15 | 0.15 | 0.15 | 0.15 | 0.15 | 0.15 | 0.15 | 0.15 | 0.15 | 0.15 | 0.15 | 0.15 | 0.15 | 0.15 | 0.15 | 0.15 | 0.15 | 0.15 | 0.15 | 0.15 | 0.15 | 0.15 | 0.15 | 0.15 | 0.15 | 0.15 | 0.15 | 0 | 0 | 0.030114 | 0.029325 | 0.028486 | 0.02761 | 0.026689 | 0.02573 | 0.024721 | 0.023674 | 0.022605 | 0.021533 | 0.020489 | 0.019486 | 0.01854 | 0.017666 | 0.01688 | 0.016215 | 0.015666 | 0.015182 | 0.014775 | 0.014388 | 0.014116 | 0.013847 | 0.013582 | 0.013321 | 0.013062 | 0.54767 | 1.0947 | 1.0634 | 0.52856 | 0 | 0 | 0 | 3.4451e-16 | 0 | 0 | 0 | 0 | 0 | 0 | 0 | 0 | 0 | 0 | 0 | 0 | 0 | 0 | 0 | 0 | 0 | 0.54767 | 1.628 | 2.6449 | 3.0921 | 2.989 | 2.8815 | 2.7686 | 2.6514 | 2.5315 | 2.4116 | 2.2946 | 2.1823 | 2.0764 | 1.9785 | 1.8904 | 1.8159 | 1.7545 | 1.7003 | 1.6547 | 1.6113 | 1.5808 | 1.5508 | 1.5211 | 1.4918 | 1.4628 | 18186.7543 | 37330.7062 | 37330.7062 | 19143.9519 | 0 | 0 | 0 | 1.4552e-11 | 0 | 0 | 0 | 0 | 0 | 0 | 0 | 0 | 0 | 0 | 0 | 0 | 0 | 0 | 0 | 0 | 0 | 18186.7543 | 55517.4605 | 92848.1667 | 111992.1185 | 111992.1185 | 111992.1185 | 111992.1185 | 111992.1185 | 111992.1185 | 111992.1185 | 111992.1185 | 111992.1185 | 111992.1185 | 111992.1185 | 111992.1185 | 111992.1185 | 111992.1185 | 111992.1185 | 111992.1185 | 111992.1185 | 111992.1185 | 111992.1185 | 111992.1185 | 111992.1185 | 111992.1185 | 0.47134 | 0.9546 | 0.9389 | 0.47258 | 0 | 0 | 0 | 1.9133e-16 | 0 | 0 | 0 | 0 | 0 | 0 | 0 | 0 | 0 | 0 | 0 | 0 | 0 | 0 | 0 | 0 | 0 | 0.47134 | 1.4197 | 2.3352 | 2.7646 | 2.7072 | 2.6448 | 2.5765 | 2.5032 | 2.4259 | 2.3467 | 2.2681 | 2.1916 | 2.1189 | 2.0515 | 1.9914 | 1.9421 | 1.9038 | 1.8715 | 1.8466 | 1.8235 | 1.8124 | 1.8016 | 1.7911 | 1.7807 | 1.7706 | 15458.7412 | 31731.1003 | 31731.1003 | 16272.3591 | 0 | 0 | 0 | 7.276e-12 | 0 | 0 | 0 | 0 | 0 | 0 | 0 | 0 | 0 | 0 | 0 | 0 | 0 | 0 | 0 | 0 | 0 | 15458.7412 | 47189.8414 | 78920.9417 | 95193.3008 | 95193.3008 | 95193.3008 | 95193.3008 | 95193.3008 | 95193.3008 | 95193.3008 | 95193.3008 | 95193.3008 | 95193.3008 | 95193.3008 | 95193.3008 | 95193.3008 | 95193.3008 | 95193.3008 | 95193.3008 | 95193.3008 | 95193.3008 | 95193.3008 | 95193.3008 | 95193.3008 | 95193.3008 | 0.47238 | 0.95976 | 0.94747 | 0.47833 | 0 | 0 | 0 | 1.9582e-16 | 0 | 0 | 0 | 0 | 0 | 0 | 0 | 0 | 0 | 0 | 0 | 0 | 0 | 0 | 0 | 0 | 0 | 0.47238 | 1.4273 | 2.3565 | 2.7982 | 2.7486 | 2.6927 | 2.6303 | 2.5619 | 2.4911 | 2.4171 | 2.3424 | 2.2688 | 2.1979 | 2.1318 | 2.0725 | 2.024 | 1.9866 | 1.9553 | 1.9318 | 1.91 | 1.8984 | 1.8872 | 1.8762 | 1.8654 | 1.8548 | 15458.7412 | 31731.1003 | 31731.1003 | 16272.3591 | 0 | 0 | 0 | 7.276e-12 | 0 | 0 | 0 | 0 | 0 | 0 | 0 | 0 | 0 | 0 | 0 | 0 | 0 | 0 | 0 | 0 | 0 | 15458.7412 | 47189.8414 | 78920.9417 | 95193.3008 | 95193.3008 | 95193.3008 | 95193.3008 | 95193.3008 | 95193.3008 | 95193.3008 | 95193.3008 | 95193.3008 | 95193.3008 | 95193.3008 | 95193.3008 | 95193.3008 | 95193.3008 | 95193.3008 | 95193.3008 | 95193.3008 | 95193.3008 | 95193.3008 | 95193.3008 | 95193.3008 | 95193.3008 | 0.47163 | 0.95586 | 0.94098 | 0.47412 | 0 | 0 | 0 | 1.9307e-16 | 0 | 0 | 0 | 0 | 0 | 0 | 0 | 0 | 0 | 0 | 0 | 0 | 0 | 0 | 0 | 0 | 0 | 0.47163 | 1.4215 | 2.3404 | 2.7736 | 2.7193 | 2.6605 | 2.5958 | 2.5259 | 2.4517 | 2.3746 | 2.2973 | 2.2212 | 2.1481 | 2.0799 | 2.0187 | 1.9684 | 1.9293 | 1.8963 | 1.8708 | 1.8471 | 1.8359 | 1.8249 | 1.8143 | 1.8038 | 1.7936 | 15458.7412 | 31731.1003 | 31731.1003 | 16272.3591 | 0 | 0 | 0 | 7.276e-12 | 0 | 0 | 0 | 0 | 0 | 0 | 0 | 0 | 0 | 0 | 0 | 0 | 0 | 0 | 0 | 0 | 0 | 15458.7412 | 47189.8414 | 78920.9417 | 95193.3008 | 95193.3008 | 95193.3008 | 95193.3008 | 95193.3008 | 95193.3008 | 95193.3008 | 95193.3008 | 95193.3008 | 95193.3008 | 95193.3008 | 95193.3008 | 95193.3008 | 95193.3008 | 95193.3008 | 95193.3008 | 95193.3008 | 95193.3008 | 95193.3008 | 95193.3008 | 95193.3008 | 95193.3008 | 823.3209 | 830.8902 | 837.8001 | 844.0681 | 849.706 | 854.7208 | 859.1164 | 862.8943 | 866.1603 | 869.0007 | 871.4858 | 873.6721 | 875.6053 | 877.322 | 878.8513 | 880.2165 | 881.436 | 882.5232 | 883.4915 | 884.3505 | 885.1147 | 885.7961 | 886.4051 | 886.9505 | 887.4399 | 515.7095 | 520.4507 | 524.779 | 528.7051 | 532.2365 | 535.3777 | 538.131 | 540.4974 | 542.5431 | 544.3223 | 545.8789 | 547.2484 | 548.4593 | 549.5346 | 550.4925 | 551.3476 | 552.1115 | 552.7925 | 553.399 | 553.9371 | 554.4157 | 554.8426 | 555.224 | 555.5657 | 555.8722
OR_Commercial_Interruptible - Health_Existing_Water Heating_Natural Gas_Retrocommissioning_A | OR | Commercial | Interruptible - Health | Existing | Water Heating | Natural Gas | Retrocommissioning | A | OCM795 | No retro commissioning. | Periodic recommissioning of building systems. | 3 | 0.029427 | 0 | 0 | 0.15 | 0.02 | 0 | 0 | 0.28365 | 0.25 | sqft | 15% | 73.33% | Discretionary | RetroEven20_OR | 82.88% | Water Heating | 0% | 863.945 |  | 541.1555 |  | 0 | COM_RCX-HVAC-AEG-1 | COM_RCX-Heating-7PLN-v5-15 | COM_RCX-HVAC-AEG-1 | No retro commissioning. | No retro commissioning. | No retro commissioning. | No retro commissioning. | No retro commissioning. | No retro commissioning. | No retro commissioning. | No retro commissioning. | No retro commissioning. | No retro commissioning. | No retro commissioning. | No retro commissioning. | No retro commissioning. | No retro commissioning. | No retro commissioning. | No retro commissioning. | No retro commissioning. | No retro commissioning. | No retro commissioning. | No retro commissioning. | No retro commissioning. | No retro commissioning. | No retro commissioning. | No retro commissioning. | No retro commissioning. | No retro commissioning. | No retro commissioning. | Periodic recommissioning of building systems. | Periodic recommissioning of building systems. | Periodic recommissioning of building systems. | Periodic recommissioning of building systems. | Periodic recommissioning of building systems. | Periodic recommissioning of building systems. | Periodic recommissioning of building systems. | Periodic recommissioning of building systems. | Periodic recommissioning of building systems. | Periodic recommissioning of building systems. | Periodic recommissioning of building systems. | Periodic recommissioning of building systems. | Periodic recommissioning of building systems. | Periodic recommissioning of building systems. | Periodic recommissioning of building systems. | Periodic recommissioning of building systems. | Periodic recommissioning of building systems. | Periodic recommissioning of building systems. | Periodic recommissioning of building systems. | Periodic recommissioning of building systems. | Periodic recommissioning of building systems. | Periodic recommissioning of building systems. | Periodic recommissioning of building systems. | Periodic recommissioning of building systems. | Periodic recommissioning of building systems. | Periodic recommissioning of building systems. | Periodic recommissioning of building systems. | 0.15 | 0.15 | 0.15 | 0.15 | 0.15 | 0.15 | 0.15 | 0.15 | 0.15 | 0.15 | 0.15 | 0.15 | 0.15 | 0.15 | 0.15 | 0.15 | 0.15 | 0.15 | 0.15 | 0.15 | 0.15 | 0.15 | 0.15 | 0.15 | 0.15 | 0.15 | 0.15 | 0 | 0 | 0.027869 | 0.026924 | 0.02604 | 0.025192 | 0.02438 | 0.023583 | 0.022833 | 0.022132 | 0.021476 | 0.020888 | 0.020624 | 0.020438 | 0.02037 | 0.020246 | 0.020156 | 0.020083 | 0.020025 | 0.019976 | 0.019947 | 0.01993 | 0.019922 | 0.019916 | 0.019897 | 0.019893 | 0.019889 | 0.46951 | 0.93106 | 0.90047 | 0.44675 | 0 | 0 | 0 | 0 | 0 | 0 | 0 | 0 | 0 | 0 | 0 | 0 | 0 | 0 | 0 | 0 | 0 | 0 | 0 | 0 | 0 | 0.46951 | 1.3847 | 2.2396 | 2.6135 | 2.5292 | 2.4466 | 2.3687 | 2.296 | 2.228 | 2.167 | 2.1396 | 2.1203 | 2.1133 | 2.1004 | 2.091 | 2.0835 | 2.0774 | 2.0723 | 2.0693 | 2.0676 | 2.0668 | 2.0661 | 2.0641 | 2.0637 | 2.0634 | 16847.0008 | 34580.6859 | 34580.6859 | 17733.6851 | 0 | 0 | 0 | 0 | 0 | 0 | 0 | 0 | 0 | 0 | 0 | 0 | 0 | 0 | 0 | 0 | 0 | 0 | 0 | 0 | 0 | 16847.0008 | 51427.6867 | 86008.3726 | 103742.0577 | 103742.0577 | 103742.0577 | 103742.0577 | 103742.0577 | 103742.0577 | 103742.0577 | 103742.0577 | 103742.0577 | 103742.0577 | 103742.0577 | 103742.0577 | 103742.0577 | 103742.0577 | 103742.0577 | 103742.0577 | 103742.0577 | 103742.0577 | 103742.0577 | 103742.0577 | 103742.0577 | 103742.0577 | 0.40356 | 0.80905 | 0.79074 | 0.39637 | 0 | 0 | 0 | 0 | 0 | 0 | 0 | 0 | 0 | 0 | 0 | 0 | 0 | 0 | 0 | 0 | 0 | 0 | 0 | 0 | 0 | 0.40356 | 1.2032 | 1.9667 | 2.3188 | 2.2667 | 2.2148 | 2.1656 | 2.1196 | 2.0774 | 2.0406 | 2.0116 | 1.9898 | 1.9786 | 1.9672 | 1.9588 | 1.9522 | 1.9469 | 1.9427 | 1.9397 | 1.9376 | 1.9361 | 1.935 | 1.9336 | 1.9332 | 1.9329 | 14319.9507 | 29393.583 | 29393.583 | 15073.6323 | 0 | 0 | 0 | 0 | 0 | 0 | 0 | 0 | 0 | 0 | 0 | 0 | 0 | 0 | 0 | 0 | 0 | 0 | 0 | 0 | 0 | 14319.9507 | 43713.5337 | 73107.1167 | 88180.749 | 88180.749 | 88180.749 | 88180.749 | 88180.749 | 88180.749 | 88180.749 | 88180.749 | 88180.749 | 88180.749 | 88180.749 | 88180.749 | 88180.749 | 88180.749 | 88180.749 | 88180.749 | 88180.749 | 88180.749 | 88180.749 | 88180.749 | 88180.749 | 88180.749 | 0.40366 | 0.80946 | 0.79142 | 0.39688 | 0 | 0 | 0 | 0 | 0 | 0 | 0 | 0 | 0 | 0 | 0 | 0 | 0 | 0 | 0 | 0 | 0 | 0 | 0 | 0 | 0 | 0.40366 | 1.2038 | 1.9684 | 2.3217 | 2.2707 | 2.2198 | 2.1718 | 2.1269 | 2.0857 | 2.0497 | 2.0208 | 1.999 | 1.9877 | 1.9763 | 1.9678 | 1.9611 | 1.9559 | 1.9517 | 1.9487 | 1.9465 | 1.945 | 1.944 | 1.9425 | 1.9421 | 1.9418 | 14319.9507 | 29393.583 | 29393.583 | 15073.6323 | 0 | 0 | 0 | 0 | 0 | 0 | 0 | 0 | 0 | 0 | 0 | 0 | 0 | 0 | 0 | 0 | 0 | 0 | 0 | 0 | 0 | 14319.9507 | 43713.5337 | 73107.1167 | 88180.749 | 88180.749 | 88180.749 | 88180.749 | 88180.749 | 88180.749 | 88180.749 | 88180.749 | 88180.749 | 88180.749 | 88180.749 | 88180.749 | 88180.749 | 88180.749 | 88180.749 | 88180.749 | 88180.749 | 88180.749 | 88180.749 | 88180.749 | 88180.749 | 88180.749 | 0.40362 | 0.8093 | 0.79115 | 0.39668 | 0 | 0 | 0 | 0 | 0 | 0 | 0 | 0 | 0 | 0 | 0 | 0 | 0 | 0 | 0 | 0 | 0 | 0 | 0 | 0 | 0 | 0.40362 | 1.2036 | 1.9677 | 2.3206 | 2.2685 | 2.2165 | 2.1673 | 2.1213 | 2.079 | 2.0422 | 2.0131 | 1.9914 | 1.9799 | 1.9685 | 1.9601 | 1.9534 | 1.9482 | 1.944 | 1.941 | 1.9388 | 1.9373 | 1.9363 | 1.9348 | 1.9345 | 1.9342 | 14319.9507 | 29393.583 | 29393.583 | 15073.6323 | 0 | 0 | 0 | 0 | 0 | 0 | 0 | 0 | 0 | 0 | 0 | 0 | 0 | 0 | 0 | 0 | 0 | 0 | 0 | 0 | 0 | 14319.9507 | 43713.5337 | 73107.1167 | 88180.749 | 88180.749 | 88180.749 | 88180.749 | 88180.749 | 88180.749 | 88180.749 | 88180.749 | 88180.749 | 88180.749 | 88180.749 | 88180.749 | 88180.749 | 88180.749 | 88180.749 | 88180.749 | 88180.749 | 88180.749 | 88180.749 | 88180.749 | 88180.749 | 88180.749 | 823.3209 | 830.8902 | 837.8001 | 844.0681 | 849.706 | 854.7208 | 859.1164 | 862.8943 | 866.1603 | 869.0007 | 871.4858 | 873.6721 | 875.6053 | 877.322 | 878.8513 | 880.2165 | 881.436 | 882.5232 | 883.4915 | 884.3505 | 885.1147 | 885.7961 | 886.4051 | 886.9505 | 887.4399 | 515.7095 | 520.4507 | 524.779 | 528.7051 | 532.2365 | 535.3777 | 538.131 | 540.4974 | 542.5431 | 544.3223 | 545.8789 | 547.2484 | 548.4593 | 549.5346 | 550.4925 | 551.3476 | 552.1115 | 552.7925 | 553.399 | 553.9371 | 554.4157 | 554.8426 | 555.224 | 555.5657 | 555.8722
OR_Commercial_Interruptible - Health_New_Space Heating_Natural Gas_Insulation - Ceiling_A | OR | Commercial | Interruptible - Health | New | Space Heating | Natural Gas | Insulation - Ceiling | A | OCM796 | R-13 | R-38 | 22 | 0 | 0 | 0 | 0.79 | 0 | 0 | 0 | 0.24319 | 0.25 | sqft roof | 0% | 0% | Discretionary | Retro1Slow_OR | 84.23% | Space Heating | 0% | 0 |  | 0 |  | 0 | Avista TRM | Avista TRM | Avista TRM | R-13 | R-13 | R-13 | R-13 | R-13 | R-13 | R-13 | R-13 | R-13 | R-13 | R-13 | R-13 | R-13 | R-13 | R-13 | R-13 | R-13 | R-13 | R-13 | R-13 | R-13 | R-13 | R-13 | R-13 | R-13 | R-13 | R-13 | R-38 | R-38 | R-38 | R-38 | R-38 | R-38 | R-38 | R-38 | R-38 | R-38 | R-38 | R-38 | R-38 | R-38 | R-38 | R-38 | R-38 | R-38 | R-38 | R-38 | R-38 | R-38 | R-38 | R-38 | R-38 | R-38 | R-38 | 0.79 | 0.79 | 0.79 | 0.79 | 0.79 | 0.79 | 0.79 | 0.79 | 0.79 | 0.79 | 0.79 | 0.79 | 0.79 | 0.79 | 0.79 | 0.79 | 0.79 | 0.79 | 0.79 | 0.79 | 0.79 | 0.79 | 0.79 | 0.79 | 0.79 | 0.79 | 0.79 | 0 | 0 | 0 | 0 | 0 | 0 | 0 | 0 | 0 | 0 | 0 | 0 | 0 | 0 | 0 | 0 | 0 | 0 | 0 | 0 | 0 | 0 | 0 | 0 | 0 | 0 | 0 | 0 | 0 | 0 | 0 | 0 | 0 | 0 | 0 | 0 | 0 | 0 | 0 | 0 | 0 | 0 | 0 | 0 | 0 | 0 | 0 | 0 | 0 | 0 | 0 | 0 | 0 | 0 | 0 | 0 | 0 | 0 | 0 | 0 | 0 | 0 | 0 | 0 | 0 | 0 | 0 | 0 | 0 | 0 | 0 | 0 | 0 | 0 | 0 | 0 | 0 | 0 | 0 | 0 | 0 | 0 | 0 | 0 | 0 | 0 | 0 | 0 | 0 | 0 | 0 | 0 | 0 | 0 | 0 | 0 | 0 | 0 | 0 | 0 | 0 | 0 | 0 | 0 | 0 | 0 | 0 | 0 | 0 | 0 | 0 | 0 | 0 | 0 | 0 | 0 | 0 | 0 | 0 | 0 | 0 | 0 | 0 | 0 | 0 | 0 | 0 | 0 | 0 | 0 | 0 | 0 | 0 | 0 | 0 | 0 | 0 | 0 | 0 | 0 | 0 | 0 | 0 | 0 | 0 | 0 | 0 | 0 | 0 | 0 | 0 | 0 | 0 | 0 | 0 | 0 | 0 | 0 | 0 | 0 | 0 | 0 | 0 | 0 | 0 | 0 | 0 | 0 | 0 | 0 | 0 | 0 | 0 | 0 | 0 | 0 | 0 | 0 | 0 | 0 | 0 | 0 | 0 | 0 | 0 | 0 | 0 | 0 | 0 | 0 | 0 | 0 | 0 | 0 | 0 | 0 | 0 | 0 | 0 | 0 | 0 | 0 | 0 | 0 | 0 | 0 | 0 | 0 | 0 | 0 | 0 | 0 | 0 | 0 | 0 | 0 | 0 | 0 | 0 | 0 | 0 | 0 | 0 | 0 | 0 | 0 | 0 | 0 | 0 | 0 | 0 | 0 | 0 | 0 | 0 | 0 | 0 | 0 | 0 | 0 | 0 | 0 | 0 | 0 | 0 | 0 | 0 | 0 | 0 | 0 | 0 | 0 | 0 | 0 | 0 | 0 | 0 | 0 | 0 | 0 | 0 | 0 | 0 | 0 | 0 | 0 | 0 | 0 | 0 | 0 | 0 | 0 | 0 | 0 | 0 | 0 | 0 | 0 | 0 | 0 | 0 | 0 | 0 | 0 | 0 | 0 | 0 | 0 | 0 | 0 | 0 | 0 | 0 | 0 | 0 | 0 | 0 | 0 | 0 | 0 | 0 | 0 | 0 | 0 | 0 | 0 | 0 | 0 | 0 | 0 | 0 | 0 | 0 | 0 | 0 | 0 | 0 | 0 | 0 | 0 | 0 | 0 | 0 | 0 | 0 | 0 | 0 | 0 | 0 | 0 | 0 | 0 | 0 | 0 | 0 | 0 | 0 | 0 | 0 | 0 | 0 | 0 | 0 | 0 | 0 | 0 | 0 | 0 | 0 | 0 | 0 | 0 | 0 | 0 | 0 | 0 | 0 | 0 | 0 | 0 | 0 | 0 | 0 | 0 | 0 | 0 | 0 | 0 | 0 | 0 | 0 | 0 | 0 | 0 | 0 | 0 | 0 | 0 | 0 | 0 | 0 | 0 | 0 | 0 | 0 | 0 | 0 | 0 | 0 | 0 | 0 | 0 | 0 | 0 | 0 | 0 | 0 | 0 | 0 | 0 | 0 | 0 | 0 | 0 | 0 | 0 | 0 | 0 | 0 | 0 | 0 | 0 | 0 | 0 | 0 | 0 | 0 | 0 | 0 | 0 | 0 | 0 | 0 | 0 | 0 | 0 | 0 | 0 | 0 | 0 | 0 | 0 | 0 | 0 | 0 | 0 | 0 | 0 | 0 | 0 | 0 | 0 | 0 | 0 | 0 | 0 | 0 | 0 | 0 | 0 | 0 | 0 | 0 | 0 | 0 | 0 | 0 | 0 | 0 | 0 | 0 | 0 | 0 | 0 | 0 | 0 | 0 | 0 | 0 | 0 | 0 | 0 | 0 | 0 | 0 | 0 | 0
OR_Commercial_Interruptible - Health_New_Space Heating_Natural Gas_Insulation - Ducting_A | OR | Commercial | Interruptible - Health | New | Space Heating | Natural Gas | Insulation - Ducting | A | OCM797 | R-4 | R-8 | 20 | 0 | 0 | 0 | 0.96 | 0 | 0 | 0 | 0.24319 | 0.25 | sqft duct | 0% | 0% | Discretionary | Retro1Slow_OR | 84.23% | Central Systems | 0% | 0 |  | 0 |  | 0 | INS_DCT-All-DEER-1 | INS_DCT-All-DEER-1 | Building Energy Simulation Tool | R-4 | R-4 | R-4 | R-4 | R-4 | R-4 | R-4 | R-4 | R-4 | R-4 | R-4 | R-4 | R-4 | R-4 | R-4 | R-4 | R-4 | R-4 | R-4 | R-4 | R-4 | R-4 | R-4 | R-4 | R-4 | R-4 | R-4 | R-8 | R-8 | R-8 | R-8 | R-8 | R-8 | R-8 | R-8 | R-8 | R-8 | R-8 | R-8 | R-8 | R-8 | R-8 | R-8 | R-8 | R-8 | R-8 | R-8 | R-8 | R-8 | R-8 | R-8 | R-8 | R-8 | R-8 | 0.96 | 0.96 | 0.96 | 0.96 | 0.96 | 0.96 | 0.96 | 0.96 | 0.96 | 0.96 | 0.96 | 0.96 | 0.96 | 0.96 | 0.96 | 0.96 | 0.96 | 0.96 | 0.96 | 0.96 | 0.96 | 0.96 | 0.96 | 0.96 | 0.96 | 0.96 | 0.96 | 0 | 0 | 0 | 0 | 0 | 0 | 0 | 0 | 0 | 0 | 0 | 0 | 0 | 0 | 0 | 0 | 0 | 0 | 0 | 0 | 0 | 0 | 0 | 0 | 0 | 0 | 0 | 0 | 0 | 0 | 0 | 0 | 0 | 0 | 0 | 0 | 0 | 0 | 0 | 0 | 0 | 0 | 0 | 0 | 0 | 0 | 0 | 0 | 0 | 0 | 0 | 0 | 0 | 0 | 0 | 0 | 0 | 0 | 0 | 0 | 0 | 0 | 0 | 0 | 0 | 0 | 0 | 0 | 0 | 0 | 0 | 0 | 0 | 0 | 0 | 0 | 0 | 0 | 0 | 0 | 0 | 0 | 0 | 0 | 0 | 0 | 0 | 0 | 0 | 0 | 0 | 0 | 0 | 0 | 0 | 0 | 0 | 0 | 0 | 0 | 0 | 0 | 0 | 0 | 0 | 0 | 0 | 0 | 0 | 0 | 0 | 0 | 0 | 0 | 0 | 0 | 0 | 0 | 0 | 0 | 0 | 0 | 0 | 0 | 0 | 0 | 0 | 0 | 0 | 0 | 0 | 0 | 0 | 0 | 0 | 0 | 0 | 0 | 0 | 0 | 0 | 0 | 0 | 0 | 0 | 0 | 0 | 0 | 0 | 0 | 0 | 0 | 0 | 0 | 0 | 0 | 0 | 0 | 0 | 0 | 0 | 0 | 0 | 0 | 0 | 0 | 0 | 0 | 0 | 0 | 0 | 0 | 0 | 0 | 0 | 0 | 0 | 0 | 0 | 0 | 0 | 0 | 0 | 0 | 0 | 0 | 0 | 0 | 0 | 0 | 0 | 0 | 0 | 0 | 0 | 0 | 0 | 0 | 0 | 0 | 0 | 0 | 0 | 0 | 0 | 0 | 0 | 0 | 0 | 0 | 0 | 0 | 0 | 0 | 0 | 0 | 0 | 0 | 0 | 0 | 0 | 0 | 0 | 0 | 0 | 0 | 0 | 0 | 0 | 0 | 0 | 0 | 0 | 0 | 0 | 0 | 0 | 0 | 0 | 0 | 0 | 0 | 0 | 0 | 0 | 0 | 0 | 0 | 0 | 0 | 0 | 0 | 0 | 0 | 0 | 0 | 0 | 0 | 0 | 0 | 0 | 0 | 0 | 0 | 0 | 0 | 0 | 0 | 0 | 0 | 0 | 0 | 0 | 0 | 0 | 0 | 0 | 0 | 0 | 0 | 0 | 0 | 0 | 0 | 0 | 0 | 0 | 0 | 0 | 0 | 0 | 0 | 0 | 0 | 0 | 0 | 0 | 0 | 0 | 0 | 0 | 0 | 0 | 0 | 0 | 0 | 0 | 0 | 0 | 0 | 0 | 0 | 0 | 0 | 0 | 0 | 0 | 0 | 0 | 0 | 0 | 0 | 0 | 0 | 0 | 0 | 0 | 0 | 0 | 0 | 0 | 0 | 0 | 0 | 0 | 0 | 0 | 0 | 0 | 0 | 0 | 0 | 0 | 0 | 0 | 0 | 0 | 0 | 0 | 0 | 0 | 0 | 0 | 0 | 0 | 0 | 0 | 0 | 0 | 0 | 0 | 0 | 0 | 0 | 0 | 0 | 0 | 0 | 0 | 0 | 0 | 0 | 0 | 0 | 0 | 0 | 0 | 0 | 0 | 0 | 0 | 0 | 0 | 0 | 0 | 0 | 0 | 0 | 0 | 0 | 0 | 0 | 0 | 0 | 0 | 0 | 0 | 0 | 0 | 0 | 0 | 0 | 0 | 0 | 0 | 0 | 0 | 0 | 0 | 0 | 0 | 0 | 0 | 0 | 0 | 0 | 0 | 0 | 0 | 0 | 0 | 0 | 0 | 0 | 0 | 0 | 0 | 0 | 0 | 0 | 0 | 0 | 0 | 0 | 0 | 0 | 0 | 0 | 0 | 0 | 0 | 0 | 0 | 0 | 0 | 0 | 0 | 0 | 0 | 0 | 0 | 0 | 0 | 0 | 0 | 0 | 0 | 0 | 0 | 0 | 0 | 0 | 0 | 0 | 0 | 0 | 0 | 0 | 0 | 0 | 0 | 0 | 0 | 0 | 0 | 0 | 0
OR_Commercial_Interruptible - Health_New_Space Heating_Natural Gas_Insulation - Wall Cavity_A | OR | Commercial | Interruptible - Health | New | Space Heating | Natural Gas | Insulation - Wall Cavity | A | OCM798 | R-9 | R-23 | 22 | 0 | 0 | 0 | 0.67 | 0 | 0 | 0 | 0.24319 | 0.25 | sqft wall | 0% | 0% | Discretionary | Retro1Slow_OR | 84.23% | Space Heating | 0% | 0 |  | 0 |  | 0 | Avista TRM | Avista TRM | Avista TRM | R-9 | R-9 | R-9 | R-9 | R-9 | R-9 | R-9 | R-9 | R-9 | R-9 | R-9 | R-9 | R-9 | R-9 | R-9 | R-9 | R-9 | R-9 | R-9 | R-9 | R-9 | R-9 | R-9 | R-9 | R-9 | R-9 | R-9 | R-23 | R-23 | R-23 | R-23 | R-23 | R-23 | R-23 | R-23 | R-23 | R-23 | R-23 | R-23 | R-23 | R-23 | R-23 | R-23 | R-23 | R-23 | R-23 | R-23 | R-23 | R-23 | R-23 | R-23 | R-23 | R-23 | R-23 | 0.67 | 0.67 | 0.67 | 0.67 | 0.67 | 0.67 | 0.67 | 0.67 | 0.67 | 0.67 | 0.67 | 0.67 | 0.67 | 0.67 | 0.67 | 0.67 | 0.67 | 0.67 | 0.67 | 0.67 | 0.67 | 0.67 | 0.67 | 0.67 | 0.67 | 0.67 | 0.67 | 0 | 0 | 0 | 0 | 0 | 0 | 0 | 0 | 0 | 0 | 0 | 0 | 0 | 0 | 0 | 0 | 0 | 0 | 0 | 0 | 0 | 0 | 0 | 0 | 0 | 0 | 0 | 0 | 0 | 0 | 0 | 0 | 0 | 0 | 0 | 0 | 0 | 0 | 0 | 0 | 0 | 0 | 0 | 0 | 0 | 0 | 0 | 0 | 0 | 0 | 0 | 0 | 0 | 0 | 0 | 0 | 0 | 0 | 0 | 0 | 0 | 0 | 0 | 0 | 0 | 0 | 0 | 0 | 0 | 0 | 0 | 0 | 0 | 0 | 0 | 0 | 0 | 0 | 0 | 0 | 0 | 0 | 0 | 0 | 0 | 0 | 0 | 0 | 0 | 0 | 0 | 0 | 0 | 0 | 0 | 0 | 0 | 0 | 0 | 0 | 0 | 0 | 0 | 0 | 0 | 0 | 0 | 0 | 0 | 0 | 0 | 0 | 0 | 0 | 0 | 0 | 0 | 0 | 0 | 0 | 0 | 0 | 0 | 0 | 0 | 0 | 0 | 0 | 0 | 0 | 0 | 0 | 0 | 0 | 0 | 0 | 0 | 0 | 0 | 0 | 0 | 0 | 0 | 0 | 0 | 0 | 0 | 0 | 0 | 0 | 0 | 0 | 0 | 0 | 0 | 0 | 0 | 0 | 0 | 0 | 0 | 0 | 0 | 0 | 0 | 0 | 0 | 0 | 0 | 0 | 0 | 0 | 0 | 0 | 0 | 0 | 0 | 0 | 0 | 0 | 0 | 0 | 0 | 0 | 0 | 0 | 0 | 0 | 0 | 0 | 0 | 0 | 0 | 0 | 0 | 0 | 0 | 0 | 0 | 0 | 0 | 0 | 0 | 0 | 0 | 0 | 0 | 0 | 0 | 0 | 0 | 0 | 0 | 0 | 0 | 0 | 0 | 0 | 0 | 0 | 0 | 0 | 0 | 0 | 0 | 0 | 0 | 0 | 0 | 0 | 0 | 0 | 0 | 0 | 0 | 0 | 0 | 0 | 0 | 0 | 0 | 0 | 0 | 0 | 0 | 0 | 0 | 0 | 0 | 0 | 0 | 0 | 0 | 0 | 0 | 0 | 0 | 0 | 0 | 0 | 0 | 0 | 0 | 0 | 0 | 0 | 0 | 0 | 0 | 0 | 0 | 0 | 0 | 0 | 0 | 0 | 0 | 0 | 0 | 0 | 0 | 0 | 0 | 0 | 0 | 0 | 0 | 0 | 0 | 0 | 0 | 0 | 0 | 0 | 0 | 0 | 0 | 0 | 0 | 0 | 0 | 0 | 0 | 0 | 0 | 0 | 0 | 0 | 0 | 0 | 0 | 0 | 0 | 0 | 0 | 0 | 0 | 0 | 0 | 0 | 0 | 0 | 0 | 0 | 0 | 0 | 0 | 0 | 0 | 0 | 0 | 0 | 0 | 0 | 0 | 0 | 0 | 0 | 0 | 0 | 0 | 0 | 0 | 0 | 0 | 0 | 0 | 0 | 0 | 0 | 0 | 0 | 0 | 0 | 0 | 0 | 0 | 0 | 0 | 0 | 0 | 0 | 0 | 0 | 0 | 0 | 0 | 0 | 0 | 0 | 0 | 0 | 0 | 0 | 0 | 0 | 0 | 0 | 0 | 0 | 0 | 0 | 0 | 0 | 0 | 0 | 0 | 0 | 0 | 0 | 0 | 0 | 0 | 0 | 0 | 0 | 0 | 0 | 0 | 0 | 0 | 0 | 0 | 0 | 0 | 0 | 0 | 0 | 0 | 0 | 0 | 0 | 0 | 0 | 0 | 0 | 0 | 0 | 0 | 0 | 0 | 0 | 0 | 0 | 0 | 0 | 0 | 0 | 0 | 0 | 0 | 0 | 0 | 0 | 0 | 0 | 0 | 0 | 0 | 0 | 0 | 0 | 0 | 0 | 0 | 0 | 0 | 0 | 0 | 0 | 0 | 0 | 0 | 0 | 0 | 0 | 0 | 0 | 0 | 0 | 0 | 0 | 0 | 0 | 0 | 0 | 0 | 0 | 0 | 0 | 0 | 0 | 0 | 0 | 0 | 0 | 0
OR_Commercial_Interruptible - Health_New_Space Heating_Natural Gas_Green Roof - Vegetated Rooftop_A | OR | Commercial | Interruptible - Health | New | Space Heating | Natural Gas | Green Roof - Vegetated Rooftop | A | OCM799 | No vegetation on roof | Green roof | 25 | 0 | 0 | 0 | 15.28 | 0 | 1.15 | 0 | 0.28365 | 0.25 | sqft roof | 15% | 46.67% | Discretionary | Retro1Slow_OR | 84.23% | Space Heating | 0% | 0 |  | 0 |  | 0 | Measure Cost Research v1.1 - Sep 2020.xlsx | Measure Cost Research v1.1 - Sep 2020.xlsx | Measure Cost Research v1.1 - Sep 2020.xlsx | No vegetation on roof | No vegetation on roof | No vegetation on roof | No vegetation on roof | No vegetation on roof | No vegetation on roof | No vegetation on roof | No vegetation on roof | No vegetation on roof | No vegetation on roof | No vegetation on roof | No vegetation on roof | No vegetation on roof | No vegetation on roof | No vegetation on roof | No vegetation on roof | No vegetation on roof | No vegetation on roof | No vegetation on roof | No vegetation on roof | No vegetation on roof | No vegetation on roof | No vegetation on roof | No vegetation on roof | No vegetation on roof | No vegetation on roof | No vegetation on roof | Green roof | Green roof | Green roof | Green roof | Green roof | Green roof | Green roof | Green roof | Green roof | Green roof | Green roof | Green roof | Green roof | Green roof | Green roof | Green roof | Green roof | Green roof | Green roof | Green roof | Green roof | Green roof | Green roof | Green roof | Green roof | Green roof | Green roof | 15.28 | 15.28 | 15.28 | 15.28 | 15.28 | 15.28 | 15.28 | 15.28 | 15.28 | 15.28 | 15.28 | 15.28 | 15.28 | 15.28 | 15.28 | 15.28 | 15.28 | 15.28 | 15.28 | 15.28 | 15.28 | 15.28 | 15.28 | 15.28 | 15.28 | 15.28 | 15.28 | 0 | 0 | 0 | 0 | 0 | 0 | 0 | 0 | 0 | 0 | 0 | 0 | 0 | 0 | 0 | 0 | 0 | 0 | 0 | 0 | 0 | 0 | 0 | 0 | 0 | 0 | 0 | 0 | 0 | 0 | 0 | 0 | 0 | 0 | 0 | 0 | 0 | 0 | 0 | 0 | 0 | 0 | 0 | 0 | 0 | 0 | 0 | 0 | 0 | 0 | 0 | 0 | 0 | 0 | 0 | 0 | 0 | 0 | 0 | 0 | 0 | 0 | 0 | 0 | 0 | 0 | 0 | 0 | 0 | 0 | 0 | 0 | 0 | 0 | 0 | 0 | 0 | 0 | 0 | 0 | 0 | 0 | 0 | 0 | 0 | 0 | 0 | 0 | 0 | 0 | 0 | 0 | 0 | 0 | 0 | 0 | 0 | 0 | 0 | 0 | 0 | 0 | 0 | 0 | 0 | 0 | 0 | 0 | 0 | 0 | 0 | 0 | 0 | 0 | 0 | 0 | 0 | 0 | 0 | 0 | 0 | 0 | 0 | 0 | 0 | 0 | 0 | 0 | 0 | 0 | 0 | 0 | 0 | 0 | 0 | 0 | 0 | 0 | 0 | 0 | 0 | 0 | 0 | 0 | 0 | 0 | 0 | 0 | 0 | 0 | 0 | 0 | 0 | 0 | 0 | 0 | 0 | 0 | 0 | 0 | 0 | 0 | 0 | 0 | 0 | 0 | 0 | 0 | 0 | 0 | 0 | 0 | 0 | 0 | 0 | 0 | 0 | 0 | 0 | 0 | 0 | 0 | 0 | 0 | 0 | 0 | 0 | 0 | 0 | 0 | 0 | 0 | 0 | 0 | 0 | 0 | 0 | 0 | 0 | 0 | 0 | 0 | 0 | 0 | 0 | 0 | 0 | 0 | 0 | 0 | 0 | 0 | 0 | 0 | 0 | 0 | 0 | 0 | 0 | 0 | 0 | 0 | 0 | 0 | 0 | 0 | 0 | 0 | 0 | 0 | 0 | 0 | 0 | 0 | 0 | 0 | 0 | 0 | 0 | 0 | 0 | 0 | 0 | 0 | 0 | 0 | 0 | 0 | 0 | 0 | 0 | 0 | 0 | 0 | 0 | 0 | 0 | 0 | 0 | 0 | 0 | 0 | 0 | 0 | 0 | 0 | 0 | 0 | 0 | 0 | 0 | 0 | 0 | 0 | 0 | 0 | 0 | 0 | 0 | 0 | 0 | 0 | 0 | 0 | 0 | 0 | 0 | 0 | 0 | 0 | 0 | 0 | 0 | 0 | 0 | 0 | 0 | 0 | 0 | 0 | 0 | 0 | 0 | 0 | 0 | 0 | 0 | 0 | 0 | 0 | 0 | 0 | 0 | 0 | 0 | 0 | 0 | 0 | 0 | 0 | 0 | 0 | 0 | 0 | 0 | 0 | 0 | 0 | 0 | 0 | 0 | 0 | 0 | 0 | 0 | 0 | 0 | 0 | 0 | 0 | 0 | 0 | 0 | 0 | 0 | 0 | 0 | 0 | 0 | 0 | 0 | 0 | 0 | 0 | 0 | 0 | 0 | 0 | 0 | 0 | 0 | 0 | 0 | 0 | 0 | 0 | 0 | 0 | 0 | 0 | 0 | 0 | 0 | 0 | 0 | 0 | 0 | 0 | 0 | 0 | 0 | 0 | 0 | 0 | 0 | 0 | 0 | 0 | 0 | 0 | 0 | 0 | 0 | 0 | 0 | 0 | 0 | 0 | 0 | 0 | 0 | 0 | 0 | 0 | 0 | 0 | 0 | 0 | 0 | 0 | 0 | 0 | 0 | 0 | 0 | 0 | 0 | 0 | 0 | 0 | 0 | 0 | 0 | 0 | 0 | 0 | 0 | 0 | 0 | 0 | 0 | 0 | 0 | 0 | 0 | 0 | 0 | 0 | 0 | 0 | 0 | 0 | 0 | 0 | 0 | 0 | 0 | 0 | 0 | 0 | 0 | 0 | 0 | 0 | 0 | 0 | 0 | 0 | 0 | 0 | 0 | 0 | 0 | 0 | 0 | 0 | 0 | 0 | 0 | 0 | 0 | 0 | 0 | 0 | 0 | 0 | 0
OR_Commercial_Interruptible - Health_New_Space Heating_Natural Gas_Ducting - Repair and Sealing_A | OR | Commercial | Interruptible - Health | New | Space Heating | Natural Gas | Ducting - Repair and Sealing | A | OCM800 | 20% Leakage | Sealed | 18 | 0 | 0 | 0 | 0.65 | 0 | 0 | 0 | 0.19525 | 0.25 | sqft duct | 15% | 46.67% | Discretionary | Retro1Slow_OR | 84.23% | Central Systems | 0% | 0 |  | 0 |  | 0 | DCT_RPR-All-DEER-1 | DCT_RPR-Cooling-RTF-1 | Building Energy Simulation Tool | 20% Leakage | 20% Leakage | 20% Leakage | 20% Leakage | 20% Leakage | 20% Leakage | 20% Leakage | 20% Leakage | 20% Leakage | 20% Leakage | 20% Leakage | 20% Leakage | 20% Leakage | 20% Leakage | 20% Leakage | 20% Leakage | 20% Leakage | 20% Leakage | 20% Leakage | 20% Leakage | 20% Leakage | 20% Leakage | 20% Leakage | 20% Leakage | 20% Leakage | 20% Leakage | 20% Leakage | Sealed | Sealed | Sealed | Sealed | Sealed | Sealed | Sealed | Sealed | Sealed | Sealed | Sealed | Sealed | Sealed | Sealed | Sealed | Sealed | Sealed | Sealed | Sealed | Sealed | Sealed | Sealed | Sealed | Sealed | Sealed | Sealed | Sealed | 0.65 | 0.65 | 0.65 | 0.65 | 0.65 | 0.65 | 0.65 | 0.65 | 0.65 | 0.65 | 0.65 | 0.65 | 0.65 | 0.65 | 0.65 | 0.65 | 0.65 | 0.65 | 0.65 | 0.65 | 0.65 | 0.65 | 0.65 | 0.65 | 0.65 | 0.65 | 0.65 | 0 | 0 | 0 | 0 | 0 | 0 | 0 | 0 | 0 | 0 | 0 | 0 | 0 | 0 | 0 | 0 | 0 | 0 | 0 | 0 | 0 | 0 | 0 | 0 | 0 | 0 | 0 | 0 | 0 | 0 | 0 | 0 | 0 | 0 | 0 | 0 | 0 | 0 | 0 | 0 | 0 | 0 | 0 | 0 | 0 | 0 | 0 | 0 | 0 | 0 | 0 | 0 | 0 | 0 | 0 | 0 | 0 | 0 | 0 | 0 | 0 | 0 | 0 | 0 | 0 | 0 | 0 | 0 | 0 | 0 | 0 | 0 | 0 | 0 | 0 | 0 | 0 | 0 | 0 | 0 | 0 | 0 | 0 | 0 | 0 | 0 | 0 | 0 | 0 | 0 | 0 | 0 | 0 | 0 | 0 | 0 | 0 | 0 | 0 | 0 | 0 | 0 | 0 | 0 | 0 | 0 | 0 | 0 | 0 | 0 | 0 | 0 | 0 | 0 | 0 | 0 | 0 | 0 | 0 | 0 | 0 | 0 | 0 | 0 | 0 | 0 | 0 | 0 | 0 | 0 | 0 | 0 | 0 | 0 | 0 | 0 | 0 | 0 | 0 | 0 | 0 | 0 | 0 | 0 | 0 | 0 | 0 | 0 | 0 | 0 | 0 | 0 | 0 | 0 | 0 | 0 | 0 | 0 | 0 | 0 | 0 | 0 | 0 | 0 | 0 | 0 | 0 | 0 | 0 | 0 | 0 | 0 | 0 | 0 | 0 | 0 | 0 | 0 | 0 | 0 | 0 | 0 | 0 | 0 | 0 | 0 | 0 | 0 | 0 | 0 | 0 | 0 | 0 | 0 | 0 | 0 | 0 | 0 | 0 | 0 | 0 | 0 | 0 | 0 | 0 | 0 | 0 | 0 | 0 | 0 | 0 | 0 | 0 | 0 | 0 | 0 | 0 | 0 | 0 | 0 | 0 | 0 | 0 | 0 | 0 | 0 | 0 | 0 | 0 | 0 | 0 | 0 | 0 | 0 | 0 | 0 | 0 | 0 | 0 | 0 | 0 | 0 | 0 | 0 | 0 | 0 | 0 | 0 | 0 | 0 | 0 | 0 | 0 | 0 | 0 | 0 | 0 | 0 | 0 | 0 | 0 | 0 | 0 | 0 | 0 | 0 | 0 | 0 | 0 | 0 | 0 | 0 | 0 | 0 | 0 | 0 | 0 | 0 | 0 | 0 | 0 | 0 | 0 | 0 | 0 | 0 | 0 | 0 | 0 | 0 | 0 | 0 | 0 | 0 | 0 | 0 | 0 | 0 | 0 | 0 | 0 | 0 | 0 | 0 | 0 | 0 | 0 | 0 | 0 | 0 | 0 | 0 | 0 | 0 | 0 | 0 | 0 | 0 | 0 | 0 | 0 | 0 | 0 | 0 | 0 | 0 | 0 | 0 | 0 | 0 | 0 | 0 | 0 | 0 | 0 | 0 | 0 | 0 | 0 | 0 | 0 | 0 | 0 | 0 | 0 | 0 | 0 | 0 | 0 | 0 | 0 | 0 | 0 | 0 | 0 | 0 | 0 | 0 | 0 | 0 | 0 | 0 | 0 | 0 | 0 | 0 | 0 | 0 | 0 | 0 | 0 | 0 | 0 | 0 | 0 | 0 | 0 | 0 | 0 | 0 | 0 | 0 | 0 | 0 | 0 | 0 | 0 | 0 | 0 | 0 | 0 | 0 | 0 | 0 | 0 | 0 | 0 | 0 | 0 | 0 | 0 | 0 | 0 | 0 | 0 | 0 | 0 | 0 | 0 | 0 | 0 | 0 | 0 | 0 | 0 | 0 | 0 | 0 | 0 | 0 | 0 | 0 | 0 | 0 | 0 | 0 | 0 | 0 | 0 | 0 | 0 | 0 | 0 | 0 | 0 | 0 | 0 | 0 | 0 | 0 | 0 | 0 | 0 | 0 | 0 | 0 | 0 | 0 | 0 | 0 | 0 | 0 | 0 | 0 | 0 | 0 | 0 | 0 | 0 | 0 | 0 | 0 | 0 | 0 | 0 | 0 | 0 | 0 | 0 | 0 | 0 | 0 | 0 | 0 | 0 | 0 | 0
OR_Commercial_Interruptible - Health_New_Space Heating_Natural Gas_Windows - High Efficiency Glazing_A | OR | Commercial | Interruptible - Health | New | Space Heating | Natural Gas | Windows - High Efficiency Glazing | A | OCM801 | Single Glaze | High Efficiency Glaze | 45 | 0 | 0 | 0 | 22.04 | 0 | 0 | 0 | 0.28365 | 0.25 | sqft window | 66.35% | 88.47% | Discretionary | Retro1Slow_OR | 84.23% | Space Heating | 0% | 0 |  | 0 |  | 0 | WND_HE-Heating-RTF-v2.1-1 | WND_HE-Heating-RTF-v2.1-1 | Building Energy Simulation Tool | Single Glaze | Single Glaze | Single Glaze | Single Glaze | Single Glaze | Single Glaze | Single Glaze | Single Glaze | Single Glaze | Single Glaze | Single Glaze | Single Glaze | Single Glaze | Single Glaze | Single Glaze | Single Glaze | Single Glaze | Single Glaze | Single Glaze | Single Glaze | Single Glaze | Single Glaze | Single Glaze | Single Glaze | Single Glaze | Single Glaze | Single Glaze | High Efficiency Glaze | High Efficiency Glaze | High Efficiency Glaze | High Efficiency Glaze | High Efficiency Glaze | High Efficiency Glaze | High Efficiency Glaze | High Efficiency Glaze | High Efficiency Glaze | High Efficiency Glaze | High Efficiency Glaze | High Efficiency Glaze | High Efficiency Glaze | High Efficiency Glaze | High Efficiency Glaze | High Efficiency Glaze | High Efficiency Glaze | High Efficiency Glaze | High Efficiency Glaze | High Efficiency Glaze | High Efficiency Glaze | High Efficiency Glaze | High Efficiency Glaze | High Efficiency Glaze | High Efficiency Glaze | High Efficiency Glaze | High Efficiency Glaze | 22.04 | 22.04 | 22.04 | 22.04 | 22.04 | 22.04 | 22.04 | 22.04 | 22.04 | 22.04 | 22.04 | 22.04 | 22.04 | 22.04 | 22.04 | 22.04 | 22.04 | 22.04 | 22.04 | 22.04 | 22.04 | 22.04 | 22.04 | 22.04 | 22.04 | 22.04 | 22.04 | 0 | 0 | 0 | 0 | 0 | 0 | 0 | 0 | 0 | 0 | 0 | 0 | 0 | 0 | 0 | 0 | 0 | 0 | 0 | 0 | 0 | 0 | 0 | 0 | 0 | 0 | 0 | 0 | 0 | 0 | 0 | 0 | 0 | 0 | 0 | 0 | 0 | 0 | 0 | 0 | 0 | 0 | 0 | 0 | 0 | 0 | 0 | 0 | 0 | 0 | 0 | 0 | 0 | 0 | 0 | 0 | 0 | 0 | 0 | 0 | 0 | 0 | 0 | 0 | 0 | 0 | 0 | 0 | 0 | 0 | 0 | 0 | 0 | 0 | 0 | 0 | 0 | 0 | 0 | 0 | 0 | 0 | 0 | 0 | 0 | 0 | 0 | 0 | 0 | 0 | 0 | 0 | 0 | 0 | 0 | 0 | 0 | 0 | 0 | 0 | 0 | 0 | 0 | 0 | 0 | 0 | 0 | 0 | 0 | 0 | 0 | 0 | 0 | 0 | 0 | 0 | 0 | 0 | 0 | 0 | 0 | 0 | 0 | 0 | 0 | 0 | 0 | 0 | 0 | 0 | 0 | 0 | 0 | 0 | 0 | 0 | 0 | 0 | 0 | 0 | 0 | 0 | 0 | 0 | 0 | 0 | 0 | 0 | 0 | 0 | 0 | 0 | 0 | 0 | 0 | 0 | 0 | 0 | 0 | 0 | 0 | 0 | 0 | 0 | 0 | 0 | 0 | 0 | 0 | 0 | 0 | 0 | 0 | 0 | 0 | 0 | 0 | 0 | 0 | 0 | 0 | 0 | 0 | 0 | 0 | 0 | 0 | 0 | 0 | 0 | 0 | 0 | 0 | 0 | 0 | 0 | 0 | 0 | 0 | 0 | 0 | 0 | 0 | 0 | 0 | 0 | 0 | 0 | 0 | 0 | 0 | 0 | 0 | 0 | 0 | 0 | 0 | 0 | 0 | 0 | 0 | 0 | 0 | 0 | 0 | 0 | 0 | 0 | 0 | 0 | 0 | 0 | 0 | 0 | 0 | 0 | 0 | 0 | 0 | 0 | 0 | 0 | 0 | 0 | 0 | 0 | 0 | 0 | 0 | 0 | 0 | 0 | 0 | 0 | 0 | 0 | 0 | 0 | 0 | 0 | 0 | 0 | 0 | 0 | 0 | 0 | 0 | 0 | 0 | 0 | 0 | 0 | 0 | 0 | 0 | 0 | 0 | 0 | 0 | 0 | 0 | 0 | 0 | 0 | 0 | 0 | 0 | 0 | 0 | 0 | 0 | 0 | 0 | 0 | 0 | 0 | 0 | 0 | 0 | 0 | 0 | 0 | 0 | 0 | 0 | 0 | 0 | 0 | 0 | 0 | 0 | 0 | 0 | 0 | 0 | 0 | 0 | 0 | 0 | 0 | 0 | 0 | 0 | 0 | 0 | 0 | 0 | 0 | 0 | 0 | 0 | 0 | 0 | 0 | 0 | 0 | 0 | 0 | 0 | 0 | 0 | 0 | 0 | 0 | 0 | 0 | 0 | 0 | 0 | 0 | 0 | 0 | 0 | 0 | 0 | 0 | 0 | 0 | 0 | 0 | 0 | 0 | 0 | 0 | 0 | 0 | 0 | 0 | 0 | 0 | 0 | 0 | 0 | 0 | 0 | 0 | 0 | 0 | 0 | 0 | 0 | 0 | 0 | 0 | 0 | 0 | 0 | 0 | 0 | 0 | 0 | 0 | 0 | 0 | 0 | 0 | 0 | 0 | 0 | 0 | 0 | 0 | 0 | 0 | 0 | 0 | 0 | 0 | 0 | 0 | 0 | 0 | 0 | 0 | 0 | 0 | 0 | 0 | 0 | 0 | 0 | 0 | 0 | 0 | 0 | 0 | 0 | 0 | 0 | 0 | 0 | 0 | 0 | 0 | 0 | 0 | 0 | 0 | 0 | 0 | 0 | 0 | 0 | 0 | 0 | 0 | 0 | 0 | 0 | 0 | 0 | 0 | 0 | 0 | 0 | 0 | 0 | 0 | 0 | 0 | 0 | 0 | 0 | 0 | 0 | 0 | 0 | 0 | 0 | 0 | 0 | 0 | 0 | 0 | 0 | 0 | 0
OR_Commercial_Interruptible - Health_New_Space Heating_Natural Gas_Windows - Secondary Glazing Systems_A | OR | Commercial | Interruptible - Health | New | Space Heating | Natural Gas | Windows - Secondary Glazing Systems | A | OCM802 | Windows rated to U-Factor 0.62 and SHGC 0.27. | Windows rated to U-Factor 0.4 and SHGC 0.2. | 30 | 0 | 0 | 0 | 37.69 | 0 | 0 | 0 | 0.28365 | 0.25 | sqft window | 66.35% | 88.47% | Discretionary | Retro1Slow_OR | 84.23% | Space Heating | 0% | 0 |  | 0 |  | 0 | RTF - ComSecondaryGlazingSystems_v1_1 | RTF - ComSecondaryGlazingSystems_v1_1 | RTF - ComSecondaryGlazingSystems_v1_1 | Windows rated to U-Factor 0.62 and SHGC 0.27. | Windows rated to U-Factor 0.62 and SHGC 0.27. | Windows rated to U-Factor 0.62 and SHGC 0.27. | Windows rated to U-Factor 0.62 and SHGC 0.27. | Windows rated to U-Factor 0.62 and SHGC 0.27. | Windows rated to U-Factor 0.62 and SHGC 0.27. | Windows rated to U-Factor 0.62 and SHGC 0.27. | Windows rated to U-Factor 0.62 and SHGC 0.27. | Windows rated to U-Factor 0.62 and SHGC 0.27. | Windows rated to U-Factor 0.62 and SHGC 0.27. | Windows rated to U-Factor 0.62 and SHGC 0.27. | Windows rated to U-Factor 0.62 and SHGC 0.27. | Windows rated to U-Factor 0.62 and SHGC 0.27. | Windows rated to U-Factor 0.62 and SHGC 0.27. | Windows rated to U-Factor 0.62 and SHGC 0.27. | Windows rated to U-Factor 0.62 and SHGC 0.27. | Windows rated to U-Factor 0.62 and SHGC 0.27. | Windows rated to U-Factor 0.62 and SHGC 0.27. | Windows rated to U-Factor 0.62 and SHGC 0.27. | Windows rated to U-Factor 0.62 and SHGC 0.27. | Windows rated to U-Factor 0.62 and SHGC 0.27. | Windows rated to U-Factor 0.62 and SHGC 0.27. | Windows rated to U-Factor 0.62 and SHGC 0.27. | Windows rated to U-Factor 0.62 and SHGC 0.27. | Windows rated to U-Factor 0.62 and SHGC 0.27. | Windows rated to U-Factor 0.62 and SHGC 0.27. | Windows rated to U-Factor 0.62 and SHGC 0.27. | Windows rated to U-Factor 0.4 and SHGC 0.2. | Windows rated to U-Factor 0.4 and SHGC 0.2. | Windows rated to U-Factor 0.4 and SHGC 0.2. | Windows rated to U-Factor 0.4 and SHGC 0.2. | Windows rated to U-Factor 0.4 and SHGC 0.2. | Windows rated to U-Factor 0.4 and SHGC 0.2. | Windows rated to U-Factor 0.4 and SHGC 0.2. | Windows rated to U-Factor 0.4 and SHGC 0.2. | Windows rated to U-Factor 0.4 and SHGC 0.2. | Windows rated to U-Factor 0.4 and SHGC 0.2. | Windows rated to U-Factor 0.4 and SHGC 0.2. | Windows rated to U-Factor 0.4 and SHGC 0.2. | Windows rated to U-Factor 0.4 and SHGC 0.2. | Windows rated to U-Factor 0.4 and SHGC 0.2. | Windows rated to U-Factor 0.4 and SHGC 0.2. | Windows rated to U-Factor 0.4 and SHGC 0.2. | Windows rated to U-Factor 0.4 and SHGC 0.2. | Windows rated to U-Factor 0.4 and SHGC 0.2. | Windows rated to U-Factor 0.4 and SHGC 0.2. | Windows rated to U-Factor 0.4 and SHGC 0.2. | Windows rated to U-Factor 0.4 and SHGC 0.2. | Windows rated to U-Factor 0.4 and SHGC 0.2. | Windows rated to U-Factor 0.4 and SHGC 0.2. | Windows rated to U-Factor 0.4 and SHGC 0.2. | Windows rated to U-Factor 0.4 and SHGC 0.2. | Windows rated to U-Factor 0.4 and SHGC 0.2. | Windows rated to U-Factor 0.4 and SHGC 0.2. | 37.69 | 37.69 | 37.69 | 37.69 | 37.69 | 37.69 | 37.69 | 37.69 | 37.69 | 37.69 | 37.69 | 37.69 | 37.69 | 37.69 | 37.69 | 37.69 | 37.69 | 37.69 | 37.69 | 37.69 | 37.69 | 37.69 | 37.69 | 37.69 | 37.69 | 37.69 | 37.69 | 0 | 0 | 0 | 0 | 0 | 0 | 0 | 0 | 0 | 0 | 0 | 0 | 0 | 0 | 0 | 0 | 0 | 0 | 0 | 0 | 0 | 0 | 0 | 0 | 0 | 0 | 0 | 0 | 0 | 0 | 0 | 0 | 0 | 0 | 0 | 0 | 0 | 0 | 0 | 0 | 0 | 0 | 0 | 0 | 0 | 0 | 0 | 0 | 0 | 0 | 0 | 0 | 0 | 0 | 0 | 0 | 0 | 0 | 0 | 0 | 0 | 0 | 0 | 0 | 0 | 0 | 0 | 0 | 0 | 0 | 0 | 0 | 0 | 0 | 0 | 0 | 0 | 0 | 0 | 0 | 0 | 0 | 0 | 0 | 0 | 0 | 0 | 0 | 0 | 0 | 0 | 0 | 0 | 0 | 0 | 0 | 0 | 0 | 0 | 0 | 0 | 0 | 0 | 0 | 0 | 0 | 0 | 0 | 0 | 0 | 0 | 0 | 0 | 0 | 0 | 0 | 0 | 0 | 0 | 0 | 0 | 0 | 0 | 0 | 0 | 0 | 0 | 0 | 0 | 0 | 0 | 0 | 0 | 0 | 0 | 0 | 0 | 0 | 0 | 0 | 0 | 0 | 0 | 0 | 0 | 0 | 0 | 0 | 0 | 0 | 0 | 0 | 0 | 0 | 0 | 0 | 0 | 0 | 0 | 0 | 0 | 0 | 0 | 0 | 0 | 0 | 0 | 0 | 0 | 0 | 0 | 0 | 0 | 0 | 0 | 0 | 0 | 0 | 0 | 0 | 0 | 0 | 0 | 0 | 0 | 0 | 0 | 0 | 0 | 0 | 0 | 0 | 0 | 0 | 0 | 0 | 0 | 0 | 0 | 0 | 0 | 0 | 0 | 0 | 0 | 0 | 0 | 0 | 0 | 0 | 0 | 0 | 0 | 0 | 0 | 0 | 0 | 0 | 0 | 0 | 0 | 0 | 0 | 0 | 0 | 0 | 0 | 0 | 0 | 0 | 0 | 0 | 0 | 0 | 0 | 0 | 0 | 0 | 0 | 0 | 0 | 0 | 0 | 0 | 0 | 0 | 0 | 0 | 0 | 0 | 0 | 0 | 0 | 0 | 0 | 0 | 0 | 0 | 0 | 0 | 0 | 0 | 0 | 0 | 0 | 0 | 0 | 0 | 0 | 0 | 0 | 0 | 0 | 0 | 0 | 0 | 0 | 0 | 0 | 0 | 0 | 0 | 0 | 0 | 0 | 0 | 0 | 0 | 0 | 0 | 0 | 0 | 0 | 0 | 0 | 0 | 0 | 0 | 0 | 0 | 0 | 0 | 0 | 0 | 0 | 0 | 0 | 0 | 0 | 0 | 0 | 0 | 0 | 0 | 0 | 0 | 0 | 0 | 0 | 0 | 0 | 0 | 0 | 0 | 0 | 0 | 0 | 0 | 0 | 0 | 0 | 0 | 0 | 0 | 0 | 0 | 0 | 0 | 0 | 0 | 0 | 0 | 0 | 0 | 0 | 0 | 0 | 0 | 0 | 0 | 0 | 0 | 0 | 0 | 0 | 0 | 0 | 0 | 0 | 0 | 0 | 0 | 0 | 0 | 0 | 0 | 0 | 0 | 0 | 0 | 0 | 0 | 0 | 0 | 0 | 0 | 0 | 0 | 0 | 0 | 0 | 0 | 0 | 0 | 0 | 0 | 0 | 0 | 0 | 0 | 0 | 0 | 0 | 0 | 0 | 0 | 0 | 0 | 0 | 0 | 0 | 0 | 0 | 0 | 0 | 0 | 0 | 0 | 0 | 0 | 0 | 0 | 0 | 0 | 0 | 0 | 0 | 0 | 0 | 0 | 0 | 0 | 0 | 0 | 0 | 0 | 0 | 0 | 0 | 0 | 0 | 0 | 0 | 0 | 0 | 0 | 0 | 0 | 0 | 0 | 0 | 0 | 0 | 0 | 0 | 0 | 0 | 0 | 0 | 0 | 0 | 0 | 0 | 0 | 0 | 0 | 0 | 0 | 0 | 0 | 0 | 0 | 0 | 0 | 0 | 0 | 0 | 0 | 0 | 0 | 0 | 0 | 0 | 0 | 0 | 0 | 0
OR_Commercial_Interruptible - Health_New_Space Heating_Natural Gas_HVAC - Energy Recovery Ventilator_A | OR | Commercial | Interruptible - Health | New | Space Heating | Natural Gas | HVAC - Energy Recovery Ventilator | A | OCM803 | No ERV | ERV | 20 | 0 | 0 | 0 | 1.09 | 0 | 0 | 0 | 0.28365 | 0.25 | sqft | 100% | 100% | Discretionary | RetroEven20_OR | 82.88% | Space Heating | 0% | 0 |  | 0 |  | 0 | HRV-Cooling/Heating-E3T-1 | HRV-Cooling/Heating-E3T-1 | HRV-Cooling/Heating-E3T-1 | No ERV | No ERV | No ERV | No ERV | No ERV | No ERV | No ERV | No ERV | No ERV | No ERV | No ERV | No ERV | No ERV | No ERV | No ERV | No ERV | No ERV | No ERV | No ERV | No ERV | No ERV | No ERV | No ERV | No ERV | No ERV | No ERV | No ERV | ERV | ERV | ERV | ERV | ERV | ERV | ERV | ERV | ERV | ERV | ERV | ERV | ERV | ERV | ERV | ERV | ERV | ERV | ERV | ERV | ERV | ERV | ERV | ERV | ERV | ERV | ERV | 1.09 | 1.09 | 1.09 | 1.09 | 1.09 | 1.09 | 1.09 | 1.09 | 1.09 | 1.09 | 1.09 | 1.09 | 1.09 | 1.09 | 1.09 | 1.09 | 1.09 | 1.09 | 1.09 | 1.09 | 1.09 | 1.09 | 1.09 | 1.09 | 1.09 | 1.09 | 1.09 | 0 | 0 | 0 | 0 | 0 | 0 | 0 | 0 | 0 | 0 | 0 | 0 | 0 | 0 | 0 | 0 | 0 | 0 | 0 | 0 | 0 | 0 | 0 | 0 | 0 | 0 | 0 | 0 | 0 | 0 | 0 | 0 | 0 | 0 | 0 | 0 | 0 | 0 | 0 | 0 | 0 | 0 | 0 | 0 | 0 | 0 | 0 | 0 | 0 | 0 | 0 | 0 | 0 | 0 | 0 | 0 | 0 | 0 | 0 | 0 | 0 | 0 | 0 | 0 | 0 | 0 | 0 | 0 | 0 | 0 | 0 | 0 | 0 | 0 | 0 | 0 | 0 | 0 | 0 | 0 | 0 | 0 | 0 | 0 | 0 | 0 | 0 | 0 | 0 | 0 | 0 | 0 | 0 | 0 | 0 | 0 | 0 | 0 | 0 | 0 | 0 | 0 | 0 | 0 | 0 | 0 | 0 | 0 | 0 | 0 | 0 | 0 | 0 | 0 | 0 | 0 | 0 | 0 | 0 | 0 | 0 | 0 | 0 | 0 | 0 | 0 | 0 | 0 | 0 | 0 | 0 | 0 | 0 | 0 | 0 | 0 | 0 | 0 | 0 | 0 | 0 | 0 | 0 | 0 | 0 | 0 | 0 | 0 | 0 | 0 | 0 | 0 | 0 | 0 | 0 | 0 | 0 | 0 | 0 | 0 | 0 | 0 | 0 | 0 | 0 | 0 | 0 | 0 | 0 | 0 | 0 | 0 | 0 | 0 | 0 | 0 | 0 | 0 | 0 | 0 | 0 | 0 | 0 | 0 | 0 | 0 | 0 | 0 | 0 | 0 | 0 | 0 | 0 | 0 | 0 | 0 | 0 | 0 | 0 | 0 | 0 | 0 | 0 | 0 | 0 | 0 | 0 | 0 | 0 | 0 | 0 | 0 | 0 | 0 | 0 | 0 | 0 | 0 | 0 | 0 | 0 | 0 | 0 | 0 | 0 | 0 | 0 | 0 | 0 | 0 | 0 | 0 | 0 | 0 | 0 | 0 | 0 | 0 | 0 | 0 | 0 | 0 | 0 | 0 | 0 | 0 | 0 | 0 | 0 | 0 | 0 | 0 | 0 | 0 | 0 | 0 | 0 | 0 | 0 | 0 | 0 | 0 | 0 | 0 | 0 | 0 | 0 | 0 | 0 | 0 | 0 | 0 | 0 | 0 | 0 | 0 | 0 | 0 | 0 | 0 | 0 | 0 | 0 | 0 | 0 | 0 | 0 | 0 | 0 | 0 | 0 | 0 | 0 | 0 | 0 | 0 | 0 | 0 | 0 | 0 | 0 | 0 | 0 | 0 | 0 | 0 | 0 | 0 | 0 | 0 | 0 | 0 | 0 | 0 | 0 | 0 | 0 | 0 | 0 | 0 | 0 | 0 | 0 | 0 | 0 | 0 | 0 | 0 | 0 | 0 | 0 | 0 | 0 | 0 | 0 | 0 | 0 | 0 | 0 | 0 | 0 | 0 | 0 | 0 | 0 | 0 | 0 | 0 | 0 | 0 | 0 | 0 | 0 | 0 | 0 | 0 | 0 | 0 | 0 | 0 | 0 | 0 | 0 | 0 | 0 | 0 | 0 | 0 | 0 | 0 | 0 | 0 | 0 | 0 | 0 | 0 | 0 | 0 | 0 | 0 | 0 | 0 | 0 | 0 | 0 | 0 | 0 | 0 | 0 | 0 | 0 | 0 | 0 | 0 | 0 | 0 | 0 | 0 | 0 | 0 | 0 | 0 | 0 | 0 | 0 | 0 | 0 | 0 | 0 | 0 | 0 | 0 | 0 | 0 | 0 | 0 | 0 | 0 | 0 | 0 | 0 | 0 | 0 | 0 | 0 | 0 | 0 | 0 | 0 | 0 | 0 | 0 | 0 | 0 | 0 | 0 | 0 | 0 | 0 | 0 | 0 | 0 | 0 | 0 | 0 | 0 | 0 | 0 | 0 | 0 | 0 | 0 | 0 | 0 | 0 | 0 | 0 | 0 | 0 | 0 | 0 | 0 | 0 | 0 | 0 | 0 | 0 | 0 | 0 | 0 | 0 | 0 | 0 | 0 | 0 | 0 | 0
OR_Commercial_Interruptible - Health_New_Space Heating_Natural Gas_Building Shell - Air Sealing (Infiltration Control)_A | OR | Commercial | Interruptible - Health | New | Space Heating | Natural Gas | Building Shell - Air Sealing (Infiltration Control) | A | OCM804 | Building with air infiltration. | Air sealing to reduce air infiltration. | 10 | 0 | 0 | 0 | 8 | 0 | 0 | 0 | 0.28365 | 0.25 | foot door | 45% | 66.67% | Discretionary | Retro1Slow_OR | 84.23% | Space Heating | 0% | 0 |  | 0 |  | 0 | IL TRM - CI-MSC-WTST-V01-200101 | IL TRM - CI-MSC-WTST-V01-200101 | IL TRM - CI-MSC-WTST-V01-200101 | Building with air infiltration. | Building with air infiltration. | Building with air infiltration. | Building with air infiltration. | Building with air infiltration. | Building with air infiltration. | Building with air infiltration. | Building with air infiltration. | Building with air infiltration. | Building with air infiltration. | Building with air infiltration. | Building with air infiltration. | Building with air infiltration. | Building with air infiltration. | Building with air infiltration. | Building with air infiltration. | Building with air infiltration. | Building with air infiltration. | Building with air infiltration. | Building with air infiltration. | Building with air infiltration. | Building with air infiltration. | Building with air infiltration. | Building with air infiltration. | Building with air infiltration. | Building with air infiltration. | Building with air infiltration. | Air sealing to reduce air infiltration. | Air sealing to reduce air infiltration. | Air sealing to reduce air infiltration. | Air sealing to reduce air infiltration. | Air sealing to reduce air infiltration. | Air sealing to reduce air infiltration. | Air sealing to reduce air infiltration. | Air sealing to reduce air infiltration. | Air sealing to reduce air infiltration. | Air sealing to reduce air infiltration. | Air sealing to reduce air infiltration. | Air sealing to reduce air infiltration. | Air sealing to reduce air infiltration. | Air sealing to reduce air infiltration. | Air sealing to reduce air infiltration. | Air sealing to reduce air infiltration. | Air sealing to reduce air infiltration. | Air sealing to reduce air infiltration. | Air sealing to reduce air infiltration. | Air sealing to reduce air infiltration. | Air sealing to reduce air infiltration. | Air sealing to reduce air infiltration. | Air sealing to reduce air infiltration. | Air sealing to reduce air infiltration. | Air sealing to reduce air infiltration. | Air sealing to reduce air infiltration. | Air sealing to reduce air infiltration. | 8 | 8 | 8 | 8 | 8 | 8 | 8 | 8 | 8 | 8 | 8 | 8 | 8 | 8 | 8 | 8 | 8 | 8 | 8 | 8 | 8 | 8 | 8 | 8 | 8 | 8 | 8 | 0 | 0 | 0 | 0 | 0 | 0 | 0 | 0 | 0 | 0 | 0 | 0 | 0 | 0 | 0 | 0 | 0 | 0 | 0 | 0 | 0 | 0 | 0 | 0 | 0 | 0 | 0 | 0 | 0 | 0 | 0 | 0 | 0 | 0 | 0 | 0 | 0 | 0 | 0 | 0 | 0 | 0 | 0 | 0 | 0 | 0 | 0 | 0 | 0 | 0 | 0 | 0 | 0 | 0 | 0 | 0 | 0 | 0 | 0 | 0 | 0 | 0 | 0 | 0 | 0 | 0 | 0 | 0 | 0 | 0 | 0 | 0 | 0 | 0 | 0 | 0 | 0 | 0 | 0 | 0 | 0 | 0 | 0 | 0 | 0 | 0 | 0 | 0 | 0 | 0 | 0 | 0 | 0 | 0 | 0 | 0 | 0 | 0 | 0 | 0 | 0 | 0 | 0 | 0 | 0 | 0 | 0 | 0 | 0 | 0 | 0 | 0 | 0 | 0 | 0 | 0 | 0 | 0 | 0 | 0 | 0 | 0 | 0 | 0 | 0 | 0 | 0 | 0 | 0 | 0 | 0 | 0 | 0 | 0 | 0 | 0 | 0 | 0 | 0 | 0 | 0 | 0 | 0 | 0 | 0 | 0 | 0 | 0 | 0 | 0 | 0 | 0 | 0 | 0 | 0 | 0 | 0 | 0 | 0 | 0 | 0 | 0 | 0 | 0 | 0 | 0 | 0 | 0 | 0 | 0 | 0 | 0 | 0 | 0 | 0 | 0 | 0 | 0 | 0 | 0 | 0 | 0 | 0 | 0 | 0 | 0 | 0 | 0 | 0 | 0 | 0 | 0 | 0 | 0 | 0 | 0 | 0 | 0 | 0 | 0 | 0 | 0 | 0 | 0 | 0 | 0 | 0 | 0 | 0 | 0 | 0 | 0 | 0 | 0 | 0 | 0 | 0 | 0 | 0 | 0 | 0 | 0 | 0 | 0 | 0 | 0 | 0 | 0 | 0 | 0 | 0 | 0 | 0 | 0 | 0 | 0 | 0 | 0 | 0 | 0 | 0 | 0 | 0 | 0 | 0 | 0 | 0 | 0 | 0 | 0 | 0 | 0 | 0 | 0 | 0 | 0 | 0 | 0 | 0 | 0 | 0 | 0 | 0 | 0 | 0 | 0 | 0 | 0 | 0 | 0 | 0 | 0 | 0 | 0 | 0 | 0 | 0 | 0 | 0 | 0 | 0 | 0 | 0 | 0 | 0 | 0 | 0 | 0 | 0 | 0 | 0 | 0 | 0 | 0 | 0 | 0 | 0 | 0 | 0 | 0 | 0 | 0 | 0 | 0 | 0 | 0 | 0 | 0 | 0 | 0 | 0 | 0 | 0 | 0 | 0 | 0 | 0 | 0 | 0 | 0 | 0 | 0 | 0 | 0 | 0 | 0 | 0 | 0 | 0 | 0 | 0 | 0 | 0 | 0 | 0 | 0 | 0 | 0 | 0 | 0 | 0 | 0 | 0 | 0 | 0 | 0 | 0 | 0 | 0 | 0 | 0 | 0 | 0 | 0 | 0 | 0 | 0 | 0 | 0 | 0 | 0 | 0 | 0 | 0 | 0 | 0 | 0 | 0 | 0 | 0 | 0 | 0 | 0 | 0 | 0 | 0 | 0 | 0 | 0 | 0 | 0 | 0 | 0 | 0 | 0 | 0 | 0 | 0 | 0 | 0 | 0 | 0 | 0 | 0 | 0 | 0 | 0 | 0 | 0 | 0 | 0 | 0 | 0 | 0 | 0 | 0 | 0 | 0 | 0 | 0 | 0 | 0 | 0 | 0 | 0 | 0 | 0 | 0 | 0 | 0 | 0 | 0 | 0 | 0 | 0 | 0 | 0 | 0 | 0 | 0 | 0 | 0 | 0 | 0 | 0 | 0 | 0 | 0 | 0 | 0 | 0 | 0 | 0 | 0 | 0 | 0 | 0 | 0 | 0 | 0 | 0 | 0 | 0 | 0 | 0 | 0 | 0 | 0 | 0 | 0 | 0 | 0 | 0 | 0 | 0 | 0 | 0 | 0 | 0 | 0 | 0 | 0 | 0 | 0 | 0 | 0 | 0
OR_Commercial_Interruptible - Health_New_Space Heating_Natural Gas_Ventilation - Demand Controlled_A | OR | Commercial | Interruptible - Health | New | Space Heating | Natural Gas | Ventilation - Demand Controlled | A | OCM805 | No occupancy based outdoor air controls. | Outdoor air controlled based on occupancy to meet ASHRAE 62.1 | 10 | 0 | 0 | 0 | 0.15 | 0 | 0 | 0 | 0.28365 | 0.25 | sqft | 100% | 100% | Discretionary | Retro5Med_OR | 81.34% | Central Systems | 0% | 0 |  | 0 |  | 0 | IL TRM - CI-HVC-DCV-V05-190101 | VENT_DCV-Heating-7PLN-v5-8 | IL TRM - CI-HVC-DCV-V05-190101 | No occupancy based outdoor air controls. | No occupancy based outdoor air controls. | No occupancy based outdoor air controls. | No occupancy based outdoor air controls. | No occupancy based outdoor air controls. | No occupancy based outdoor air controls. | No occupancy based outdoor air controls. | No occupancy based outdoor air controls. | No occupancy based outdoor air controls. | No occupancy based outdoor air controls. | No occupancy based outdoor air controls. | No occupancy based outdoor air controls. | No occupancy based outdoor air controls. | No occupancy based outdoor air controls. | No occupancy based outdoor air controls. | No occupancy based outdoor air controls. | No occupancy based outdoor air controls. | No occupancy based outdoor air controls. | No occupancy based outdoor air controls. | No occupancy based outdoor air controls. | No occupancy based outdoor air controls. | No occupancy based outdoor air controls. | No occupancy based outdoor air controls. | No occupancy based outdoor air controls. | No occupancy based outdoor air controls. | No occupancy based outdoor air controls. | No occupancy based outdoor air controls. | Outdoor air controlled based on occupancy to meet ASHRAE 62.1 | Outdoor air controlled based on occupancy to meet ASHRAE 62.1 | Outdoor air controlled based on occupancy to meet ASHRAE 62.1 | Outdoor air controlled based on occupancy to meet ASHRAE 62.1 | Outdoor air controlled based on occupancy to meet ASHRAE 62.1 | Outdoor air controlled based on occupancy to meet ASHRAE 62.1 | Outdoor air controlled based on occupancy to meet ASHRAE 62.1 | Outdoor air controlled based on occupancy to meet ASHRAE 62.1 | Outdoor air controlled based on occupancy to meet ASHRAE 62.1 | Outdoor air controlled based on occupancy to meet ASHRAE 62.1 | Outdoor air controlled based on occupancy to meet ASHRAE 62.1 | Outdoor air controlled based on occupancy to meet ASHRAE 62.1 | Outdoor air controlled based on occupancy to meet ASHRAE 62.1 | Outdoor air controlled based on occupancy to meet ASHRAE 62.1 | Outdoor air controlled based on occupancy to meet ASHRAE 62.1 | Outdoor air controlled based on occupancy to meet ASHRAE 62.1 | Outdoor air controlled based on occupancy to meet ASHRAE 62.1 | Outdoor air controlled based on occupancy to meet ASHRAE 62.1 | Outdoor air controlled based on occupancy to meet ASHRAE 62.1 | Outdoor air controlled based on occupancy to meet ASHRAE 62.1 | Outdoor air controlled based on occupancy to meet ASHRAE 62.1 | Outdoor air controlled based on occupancy to meet ASHRAE 62.1 | Outdoor air controlled based on occupancy to meet ASHRAE 62.1 | Outdoor air controlled based on occupancy to meet ASHRAE 62.1 | Outdoor air controlled based on occupancy to meet ASHRAE 62.1 | Outdoor air controlled based on occupancy to meet ASHRAE 62.1 | Outdoor air controlled based on occupancy to meet ASHRAE 62.1 | 0.15 | 0.15 | 0.15 | 0.15 | 0.15 | 0.15 | 0.15 | 0.15 | 0.15 | 0.15 | 0.15 | 0.15 | 0.15 | 0.15 | 0.15 | 0.15 | 0.15 | 0.15 | 0.15 | 0.15 | 0.15 | 0.15 | 0.15 | 0.15 | 0.15 | 0.15 | 0.15 | 0 | 0 | 0 | 0 | 0 | 0 | 0 | 0 | 0 | 0 | 0 | 0 | 0 | 0 | 0 | 0 | 0 | 0 | 0 | 0 | 0 | 0 | 0 | 0 | 0 | 0 | 0 | 0 | 0 | 0 | 0 | 0 | 0 | 0 | 0 | 0 | 0 | 0 | 0 | 0 | 0 | 0 | 0 | 0 | 0 | 0 | 0 | 0 | 0 | 0 | 0 | 0 | 0 | 0 | 0 | 0 | 0 | 0 | 0 | 0 | 0 | 0 | 0 | 0 | 0 | 0 | 0 | 0 | 0 | 0 | 0 | 0 | 0 | 0 | 0 | 0 | 0 | 0 | 0 | 0 | 0 | 0 | 0 | 0 | 0 | 0 | 0 | 0 | 0 | 0 | 0 | 0 | 0 | 0 | 0 | 0 | 0 | 0 | 0 | 0 | 0 | 0 | 0 | 0 | 0 | 0 | 0 | 0 | 0 | 0 | 0 | 0 | 0 | 0 | 0 | 0 | 0 | 0 | 0 | 0 | 0 | 0 | 0 | 0 | 0 | 0 | 0 | 0 | 0 | 0 | 0 | 0 | 0 | 0 | 0 | 0 | 0 | 0 | 0 | 0 | 0 | 0 | 0 | 0 | 0 | 0 | 0 | 0 | 0 | 0 | 0 | 0 | 0 | 0 | 0 | 0 | 0 | 0 | 0 | 0 | 0 | 0 | 0 | 0 | 0 | 0 | 0 | 0 | 0 | 0 | 0 | 0 | 0 | 0 | 0 | 0 | 0 | 0 | 0 | 0 | 0 | 0 | 0 | 0 | 0 | 0 | 0 | 0 | 0 | 0 | 0 | 0 | 0 | 0 | 0 | 0 | 0 | 0 | 0 | 0 | 0 | 0 | 0 | 0 | 0 | 0 | 0 | 0 | 0 | 0 | 0 | 0 | 0 | 0 | 0 | 0 | 0 | 0 | 0 | 0 | 0 | 0 | 0 | 0 | 0 | 0 | 0 | 0 | 0 | 0 | 0 | 0 | 0 | 0 | 0 | 0 | 0 | 0 | 0 | 0 | 0 | 0 | 0 | 0 | 0 | 0 | 0 | 0 | 0 | 0 | 0 | 0 | 0 | 0 | 0 | 0 | 0 | 0 | 0 | 0 | 0 | 0 | 0 | 0 | 0 | 0 | 0 | 0 | 0 | 0 | 0 | 0 | 0 | 0 | 0 | 0 | 0 | 0 | 0 | 0 | 0 | 0 | 0 | 0 | 0 | 0 | 0 | 0 | 0 | 0 | 0 | 0 | 0 | 0 | 0 | 0 | 0 | 0 | 0 | 0 | 0 | 0 | 0 | 0 | 0 | 0 | 0 | 0 | 0 | 0 | 0 | 0 | 0 | 0 | 0 | 0 | 0 | 0 | 0 | 0 | 0 | 0 | 0 | 0 | 0 | 0 | 0 | 0 | 0 | 0 | 0 | 0 | 0 | 0 | 0 | 0 | 0 | 0 | 0 | 0 | 0 | 0 | 0 | 0 | 0 | 0 | 0 | 0 | 0 | 0 | 0 | 0 | 0 | 0 | 0 | 0 | 0 | 0 | 0 | 0 | 0 | 0 | 0 | 0 | 0 | 0 | 0 | 0 | 0 | 0 | 0 | 0 | 0 | 0 | 0 | 0 | 0 | 0 | 0 | 0 | 0 | 0 | 0 | 0 | 0 | 0 | 0 | 0 | 0 | 0 | 0 | 0 | 0 | 0 | 0 | 0 | 0 | 0 | 0 | 0 | 0 | 0 | 0 | 0 | 0 | 0 | 0 | 0 | 0 | 0 | 0 | 0 | 0 | 0 | 0 | 0 | 0 | 0 | 0 | 0 | 0 | 0 | 0 | 0 | 0 | 0 | 0 | 0 | 0 | 0 | 0 | 0 | 0 | 0 | 0 | 0 | 0 | 0 | 0 | 0 | 0 | 0 | 0 | 0 | 0 | 0 | 0 | 0 | 0 | 0 | 0 | 0 | 0 | 0 | 0 | 0 | 0 | 0 | 0 | 0 | 0 | 0 | 0 | 0 | 0 | 0 | 0 | 0 | 0 | 0 | 0 | 0 | 0 | 0 | 0 | 0 | 0
OR_Commercial_Interruptible - Health_New_Space Heating_Natural Gas_HVAC - Dedicated Outdoor Air System (DOAS)_A | OR | Commercial | Interruptible - Health | New | Space Heating | Natural Gas | HVAC - Dedicated Outdoor Air System (DOAS) | A | OCM806 | No DOAS. | Outdoor air supplied by a DOAS. | 20 | 0 | 0 | 0 | 9.88 | 0 | 0 | 0 | 0.28365 | 0.25 | sqft | 0% | 0% | Discretionary | RetroEven20_OR | 82.88% | Central Systems | 0% | 0 |  | 0 |  | 0 | 2021P_Com-VRF-DOAS-2021P_V2 | 2021P_Com-VRF-DOAS-2021P_V2 | 2021P_Com-VRF-DOAS-2021P_V2 | No DOAS. | No DOAS. | No DOAS. | No DOAS. | No DOAS. | No DOAS. | No DOAS. | No DOAS. | No DOAS. | No DOAS. | No DOAS. | No DOAS. | No DOAS. | No DOAS. | No DOAS. | No DOAS. | No DOAS. | No DOAS. | No DOAS. | No DOAS. | No DOAS. | No DOAS. | No DOAS. | No DOAS. | No DOAS. | No DOAS. | No DOAS. | Outdoor air supplied by a DOAS. | Outdoor air supplied by a DOAS. | Outdoor air supplied by a DOAS. | Outdoor air supplied by a DOAS. | Outdoor air supplied by a DOAS. | Outdoor air supplied by a DOAS. | Outdoor air supplied by a DOAS. | Outdoor air supplied by a DOAS. | Outdoor air supplied by a DOAS. | Outdoor air supplied by a DOAS. | Outdoor air supplied by a DOAS. | Outdoor air supplied by a DOAS. | Outdoor air supplied by a DOAS. | Outdoor air supplied by a DOAS. | Outdoor air supplied by a DOAS. | Outdoor air supplied by a DOAS. | Outdoor air supplied by a DOAS. | Outdoor air supplied by a DOAS. | Outdoor air supplied by a DOAS. | Outdoor air supplied by a DOAS. | Outdoor air supplied by a DOAS. | Outdoor air supplied by a DOAS. | Outdoor air supplied by a DOAS. | Outdoor air supplied by a DOAS. | Outdoor air supplied by a DOAS. | Outdoor air supplied by a DOAS. | Outdoor air supplied by a DOAS. | 9.88 | 9.88 | 9.88 | 9.88 | 9.88 | 9.88 | 9.88 | 9.88 | 9.88 | 9.88 | 9.88 | 9.88 | 9.88 | 9.88 | 9.88 | 9.88 | 9.88 | 9.88 | 9.88 | 9.88 | 9.88 | 9.88 | 9.88 | 9.88 | 9.88 | 9.88 | 9.88 | 0 | 0 | 0 | 0 | 0 | 0 | 0 | 0 | 0 | 0 | 0 | 0 | 0 | 0 | 0 | 0 | 0 | 0 | 0 | 0 | 0 | 0 | 0 | 0 | 0 | 0 | 0 | 0 | 0 | 0 | 0 | 0 | 0 | 0 | 0 | 0 | 0 | 0 | 0 | 0 | 0 | 0 | 0 | 0 | 0 | 0 | 0 | 0 | 0 | 0 | 0 | 0 | 0 | 0 | 0 | 0 | 0 | 0 | 0 | 0 | 0 | 0 | 0 | 0 | 0 | 0 | 0 | 0 | 0 | 0 | 0 | 0 | 0 | 0 | 0 | 0 | 0 | 0 | 0 | 0 | 0 | 0 | 0 | 0 | 0 | 0 | 0 | 0 | 0 | 0 | 0 | 0 | 0 | 0 | 0 | 0 | 0 | 0 | 0 | 0 | 0 | 0 | 0 | 0 | 0 | 0 | 0 | 0 | 0 | 0 | 0 | 0 | 0 | 0 | 0 | 0 | 0 | 0 | 0 | 0 | 0 | 0 | 0 | 0 | 0 | 0 | 0 | 0 | 0 | 0 | 0 | 0 | 0 | 0 | 0 | 0 | 0 | 0 | 0 | 0 | 0 | 0 | 0 | 0 | 0 | 0 | 0 | 0 | 0 | 0 | 0 | 0 | 0 | 0 | 0 | 0 | 0 | 0 | 0 | 0 | 0 | 0 | 0 | 0 | 0 | 0 | 0 | 0 | 0 | 0 | 0 | 0 | 0 | 0 | 0 | 0 | 0 | 0 | 0 | 0 | 0 | 0 | 0 | 0 | 0 | 0 | 0 | 0 | 0 | 0 | 0 | 0 | 0 | 0 | 0 | 0 | 0 | 0 | 0 | 0 | 0 | 0 | 0 | 0 | 0 | 0 | 0 | 0 | 0 | 0 | 0 | 0 | 0 | 0 | 0 | 0 | 0 | 0 | 0 | 0 | 0 | 0 | 0 | 0 | 0 | 0 | 0 | 0 | 0 | 0 | 0 | 0 | 0 | 0 | 0 | 0 | 0 | 0 | 0 | 0 | 0 | 0 | 0 | 0 | 0 | 0 | 0 | 0 | 0 | 0 | 0 | 0 | 0 | 0 | 0 | 0 | 0 | 0 | 0 | 0 | 0 | 0 | 0 | 0 | 0 | 0 | 0 | 0 | 0 | 0 | 0 | 0 | 0 | 0 | 0 | 0 | 0 | 0 | 0 | 0 | 0 | 0 | 0 | 0 | 0 | 0 | 0 | 0 | 0 | 0 | 0 | 0 | 0 | 0 | 0 | 0 | 0 | 0 | 0 | 0 | 0 | 0 | 0 | 0 | 0 | 0 | 0 | 0 | 0 | 0 | 0 | 0 | 0 | 0 | 0 | 0 | 0 | 0 | 0 | 0 | 0 | 0 | 0 | 0 | 0 | 0 | 0 | 0 | 0 | 0 | 0 | 0 | 0 | 0 | 0 | 0 | 0 | 0 | 0 | 0 | 0 | 0 | 0 | 0 | 0 | 0 | 0 | 0 | 0 | 0 | 0 | 0 | 0 | 0 | 0 | 0 | 0 | 0 | 0 | 0 | 0 | 0 | 0 | 0 | 0 | 0 | 0 | 0 | 0 | 0 | 0 | 0 | 0 | 0 | 0 | 0 | 0 | 0 | 0 | 0 | 0 | 0 | 0 | 0 | 0 | 0 | 0 | 0 | 0 | 0 | 0 | 0 | 0 | 0 | 0 | 0 | 0 | 0 | 0 | 0 | 0 | 0 | 0 | 0 | 0 | 0 | 0 | 0 | 0 | 0 | 0 | 0 | 0 | 0 | 0 | 0 | 0 | 0 | 0 | 0 | 0 | 0 | 0 | 0 | 0 | 0 | 0 | 0 | 0 | 0 | 0 | 0 | 0 | 0 | 0 | 0 | 0 | 0 | 0 | 0 | 0 | 0 | 0 | 0 | 0 | 0 | 0 | 0 | 0 | 0 | 0 | 0 | 0 | 0 | 0 | 0 | 0 | 0 | 0 | 0 | 0 | 0 | 0 | 0 | 0 | 0 | 0 | 0 | 0 | 0 | 0 | 0 | 0 | 0 | 0 | 0 | 0
OR_Commercial_Interruptible - Health_New_Space Heating_Natural Gas_Destratification Fans (HVLS)_A | OR | Commercial | Interruptible - Health | New | Space Heating | Natural Gas | Destratification Fans (HVLS) | A | OCM807 | No destratification fans. | High volume low speed destratification fans. | 15 | 0 | 0 | 0 | 9799.26 | 0 | 0 | 0 | 0.28365 | 0.25 | Strat Fan | 15% | 20% | Discretionary | RetroEven20_OR | 82.88% | Space Heating | 0% | 0 |  | 0 |  | 0 | DL20_IHVLS-Ag-2021PLN-v2-8 | DL20_IHVLS-Ag-2021PLN-v2-8 | HVLS-Heating-AEG-v5.0-121 | No destratification fans. | No destratification fans. | No destratification fans. | No destratification fans. | No destratification fans. | No destratification fans. | No destratification fans. | No destratification fans. | No destratification fans. | No destratification fans. | No destratification fans. | No destratification fans. | No destratification fans. | No destratification fans. | No destratification fans. | No destratification fans. | No destratification fans. | No destratification fans. | No destratification fans. | No destratification fans. | No destratification fans. | No destratification fans. | No destratification fans. | No destratification fans. | No destratification fans. | No destratification fans. | No destratification fans. | High volume low speed destratification fans. | High volume low speed destratification fans. | High volume low speed destratification fans. | High volume low speed destratification fans. | High volume low speed destratification fans. | High volume low speed destratification fans. | High volume low speed destratification fans. | High volume low speed destratification fans. | High volume low speed destratification fans. | High volume low speed destratification fans. | High volume low speed destratification fans. | High volume low speed destratification fans. | High volume low speed destratification fans. | High volume low speed destratification fans. | High volume low speed destratification fans. | High volume low speed destratification fans. | High volume low speed destratification fans. | High volume low speed destratification fans. | High volume low speed destratification fans. | High volume low speed destratification fans. | High volume low speed destratification fans. | High volume low speed destratification fans. | High volume low speed destratification fans. | High volume low speed destratification fans. | High volume low speed destratification fans. | High volume low speed destratification fans. | High volume low speed destratification fans. | 9799.26 | 9799.26 | 9799.26 | 9799.26 | 9799.26 | 9799.26 | 9799.26 | 9799.26 | 9799.26 | 9799.26 | 9799.26 | 9799.26 | 9799.26 | 9799.26 | 9799.26 | 9799.26 | 9799.26 | 9799.26 | 9799.26 | 9799.26 | 9799.26 | 9799.26 | 9799.26 | 9799.26 | 9799.26 | 9799.26 | 9799.26 | 0 | 0 | 0 | 0 | 0 | 0 | 0 | 0 | 0 | 0 | 0 | 0 | 0 | 0 | 0 | 0 | 0 | 0 | 0 | 0 | 0 | 0 | 0 | 0 | 0 | 0 | 0 | 0 | 0 | 0 | 0 | 0 | 0 | 0 | 0 | 0 | 0 | 0 | 0 | 0 | 0 | 0 | 0 | 0 | 0 | 0 | 0 | 0 | 0 | 0 | 0 | 0 | 0 | 0 | 0 | 0 | 0 | 0 | 0 | 0 | 0 | 0 | 0 | 0 | 0 | 0 | 0 | 0 | 0 | 0 | 0 | 0 | 0 | 0 | 0 | 0 | 0 | 0 | 0 | 0 | 0 | 0 | 0 | 0 | 0 | 0 | 0 | 0 | 0 | 0 | 0 | 0 | 0 | 0 | 0 | 0 | 0 | 0 | 0 | 0 | 0 | 0 | 0 | 0 | 0 | 0 | 0 | 0 | 0 | 0 | 0 | 0 | 0 | 0 | 0 | 0 | 0 | 0 | 0 | 0 | 0 | 0 | 0 | 0 | 0 | 0 | 0 | 0 | 0 | 0 | 0 | 0 | 0 | 0 | 0 | 0 | 0 | 0 | 0 | 0 | 0 | 0 | 0 | 0 | 0 | 0 | 0 | 0 | 0 | 0 | 0 | 0 | 0 | 0 | 0 | 0 | 0 | 0 | 0 | 0 | 0 | 0 | 0 | 0 | 0 | 0 | 0 | 0 | 0 | 0 | 0 | 0 | 0 | 0 | 0 | 0 | 0 | 0 | 0 | 0 | 0 | 0 | 0 | 0 | 0 | 0 | 0 | 0 | 0 | 0 | 0 | 0 | 0 | 0 | 0 | 0 | 0 | 0 | 0 | 0 | 0 | 0 | 0 | 0 | 0 | 0 | 0 | 0 | 0 | 0 | 0 | 0 | 0 | 0 | 0 | 0 | 0 | 0 | 0 | 0 | 0 | 0 | 0 | 0 | 0 | 0 | 0 | 0 | 0 | 0 | 0 | 0 | 0 | 0 | 0 | 0 | 0 | 0 | 0 | 0 | 0 | 0 | 0 | 0 | 0 | 0 | 0 | 0 | 0 | 0 | 0 | 0 | 0 | 0 | 0 | 0 | 0 | 0 | 0 | 0 | 0 | 0 | 0 | 0 | 0 | 0 | 0 | 0 | 0 | 0 | 0 | 0 | 0 | 0 | 0 | 0 | 0 | 0 | 0 | 0 | 0 | 0 | 0 | 0 | 0 | 0 | 0 | 0 | 0 | 0 | 0 | 0 | 0 | 0 | 0 | 0 | 0 | 0 | 0 | 0 | 0 | 0 | 0 | 0 | 0 | 0 | 0 | 0 | 0 | 0 | 0 | 0 | 0 | 0 | 0 | 0 | 0 | 0 | 0 | 0 | 0 | 0 | 0 | 0 | 0 | 0 | 0 | 0 | 0 | 0 | 0 | 0 | 0 | 0 | 0 | 0 | 0 | 0 | 0 | 0 | 0 | 0 | 0 | 0 | 0 | 0 | 0 | 0 | 0 | 0 | 0 | 0 | 0 | 0 | 0 | 0 | 0 | 0 | 0 | 0 | 0 | 0 | 0 | 0 | 0 | 0 | 0 | 0 | 0 | 0 | 0 | 0 | 0 | 0 | 0 | 0 | 0 | 0 | 0 | 0 | 0 | 0 | 0 | 0 | 0 | 0 | 0 | 0 | 0 | 0 | 0 | 0 | 0 | 0 | 0 | 0 | 0 | 0 | 0 | 0 | 0 | 0 | 0 | 0 | 0 | 0 | 0 | 0 | 0 | 0 | 0 | 0 | 0 | 0 | 0 | 0 | 0 | 0 | 0 | 0 | 0 | 0 | 0 | 0 | 0 | 0 | 0 | 0 | 0 | 0 | 0 | 0 | 0 | 0 | 0 | 0 | 0 | 0 | 0 | 0 | 0 | 0 | 0 | 0 | 0 | 0 | 0 | 0 | 0 | 0 | 0 | 0 | 0 | 0 | 0 | 0 | 0 | 0 | 0 | 0 | 0 | 0 | 0 | 0 | 0 | 0 | 0 | 0 | 0 | 0 | 0 | 0 | 0 | 0 | 0 | 0 | 0
OR_Commercial_Interruptible - Health_New_Space Heating_Natural Gas_Gas Boiler - Maintenance_A | OR | Commercial | Interruptible - Health | New | Space Heating | Natural Gas | Gas Boiler - Maintenance | A | OCM808 | Degrade performance | General cleaning and maintenance | 3 | 0.15169 | 0 | 0 | 0.95 | 0 | 0 | 0 | 0.28365 | 0.25 | kBtuh Heat | 5% | 10% | Discretionary | Retro12Med_OR | 75.44% | Boiler | 0% | 0 |  | 0 |  | 0 | GBLR_MNT-Heating-ILTRM-v4.0-43 | GBLR_MNT-Heating-ILTRM-v4.0-43 | GBLR_MNT-Heating-ILTRM-v4.0-1 | Degrade performance | Degrade performance | Degrade performance | Degrade performance | Degrade performance | Degrade performance | Degrade performance | Degrade performance | Degrade performance | Degrade performance | Degrade performance | Degrade performance | Degrade performance | Degrade performance | Degrade performance | Degrade performance | Degrade performance | Degrade performance | Degrade performance | Degrade performance | Degrade performance | Degrade performance | Degrade performance | Degrade performance | Degrade performance | Degrade performance | Degrade performance | General cleaning and maintenance | General cleaning and maintenance | General cleaning and maintenance | General cleaning and maintenance | General cleaning and maintenance | General cleaning and maintenance | General cleaning and maintenance | General cleaning and maintenance | General cleaning and maintenance | General cleaning and maintenance | General cleaning and maintenance | General cleaning and maintenance | General cleaning and maintenance | General cleaning and maintenance | General cleaning and maintenance | General cleaning and maintenance | General cleaning and maintenance | General cleaning and maintenance | General cleaning and maintenance | General cleaning and maintenance | General cleaning and maintenance | General cleaning and maintenance | General cleaning and maintenance | General cleaning and maintenance | General cleaning and maintenance | General cleaning and maintenance | General cleaning and maintenance | 0.95 | 0.95 | 0.95 | 0.95 | 0.95 | 0.95 | 0.95 | 0.95 | 0.95 | 0.95 | 0.95 | 0.95 | 0.95 | 0.95 | 0.95 | 0.95 | 0.95 | 0.95 | 0.95 | 0.95 | 0.95 | 0.95 | 0.95 | 0.95 | 0.95 | 0.95 | 0.95 | 0 | 0 | 0 | 0 | 0 | 0 | 0 | 0 | 0 | 0 | 0 | 0 | 0 | 0 | 0 | 0 | 0 | 0 | 0 | 0 | 0 | 0 | 0 | 0 | 0 | 0 | 0 | 0 | 0 | 0 | 0 | 0 | 0 | 0 | 0 | 0 | 0 | 0 | 0 | 0 | 0 | 0 | 0 | 0 | 0 | 0 | 0 | 0 | 0 | 0 | 0 | 0 | 0 | 0 | 0 | 0 | 0 | 0 | 0 | 0 | 0 | 0 | 0 | 0 | 0 | 0 | 0 | 0 | 0 | 0 | 0 | 0 | 0 | 0 | 0 | 0 | 0 | 0 | 0 | 0 | 0 | 0 | 0 | 0 | 0 | 0 | 0 | 0 | 0 | 0 | 0 | 0 | 0 | 0 | 0 | 0 | 0 | 0 | 0 | 0 | 0 | 0 | 0 | 0 | 0 | 0 | 0 | 0 | 0 | 0 | 0 | 0 | 0 | 0 | 0 | 0 | 0 | 0 | 0 | 0 | 0 | 0 | 0 | 0 | 0 | 0 | 0 | 0 | 0 | 0 | 0 | 0 | 0 | 0 | 0 | 0 | 0 | 0 | 0 | 0 | 0 | 0 | 0 | 0 | 0 | 0 | 0 | 0 | 0 | 0 | 0 | 0 | 0 | 0 | 0 | 0 | 0 | 0 | 0 | 0 | 0 | 0 | 0 | 0 | 0 | 0 | 0 | 0 | 0 | 0 | 0 | 0 | 0 | 0 | 0 | 0 | 0 | 0 | 0 | 0 | 0 | 0 | 0 | 0 | 0 | 0 | 0 | 0 | 0 | 0 | 0 | 0 | 0 | 0 | 0 | 0 | 0 | 0 | 0 | 0 | 0 | 0 | 0 | 0 | 0 | 0 | 0 | 0 | 0 | 0 | 0 | 0 | 0 | 0 | 0 | 0 | 0 | 0 | 0 | 0 | 0 | 0 | 0 | 0 | 0 | 0 | 0 | 0 | 0 | 0 | 0 | 0 | 0 | 0 | 0 | 0 | 0 | 0 | 0 | 0 | 0 | 0 | 0 | 0 | 0 | 0 | 0 | 0 | 0 | 0 | 0 | 0 | 0 | 0 | 0 | 0 | 0 | 0 | 0 | 0 | 0 | 0 | 0 | 0 | 0 | 0 | 0 | 0 | 0 | 0 | 0 | 0 | 0 | 0 | 0 | 0 | 0 | 0 | 0 | 0 | 0 | 0 | 0 | 0 | 0 | 0 | 0 | 0 | 0 | 0 | 0 | 0 | 0 | 0 | 0 | 0 | 0 | 0 | 0 | 0 | 0 | 0 | 0 | 0 | 0 | 0 | 0 | 0 | 0 | 0 | 0 | 0 | 0 | 0 | 0 | 0 | 0 | 0 | 0 | 0 | 0 | 0 | 0 | 0 | 0 | 0 | 0 | 0 | 0 | 0 | 0 | 0 | 0 | 0 | 0 | 0 | 0 | 0 | 0 | 0 | 0 | 0 | 0 | 0 | 0 | 0 | 0 | 0 | 0 | 0 | 0 | 0 | 0 | 0 | 0 | 0 | 0 | 0 | 0 | 0 | 0 | 0 | 0 | 0 | 0 | 0 | 0 | 0 | 0 | 0 | 0 | 0 | 0 | 0 | 0 | 0 | 0 | 0 | 0 | 0 | 0 | 0 | 0 | 0 | 0 | 0 | 0 | 0 | 0 | 0 | 0 | 0 | 0 | 0 | 0 | 0 | 0 | 0 | 0 | 0 | 0 | 0 | 0 | 0 | 0 | 0 | 0 | 0 | 0 | 0 | 0 | 0 | 0 | 0 | 0 | 0 | 0 | 0 | 0 | 0 | 0 | 0 | 0 | 0 | 0 | 0 | 0 | 0 | 0 | 0 | 0 | 0 | 0 | 0 | 0 | 0 | 0 | 0 | 0 | 0 | 0 | 0 | 0 | 0 | 0 | 0 | 0 | 0 | 0 | 0 | 0 | 0 | 0 | 0 | 0 | 0 | 0 | 0 | 0 | 0 | 0 | 0 | 0 | 0 | 0 | 0 | 0 | 0 | 0 | 0 | 0 | 0 | 0 | 0 | 0 | 0 | 0
OR_Commercial_Interruptible - Health_New_Space Heating_Natural Gas_Gas Furnace - Maintenance_A | OR | Commercial | Interruptible - Health | New | Space Heating | Natural Gas | Gas Furnace - Maintenance | A | OCM809 | Degrade performance | General cleaning and maintenance | 3 | 0.05892 | 0 | 0 | 0.95 | 0 | 0 | 0 | 0.28365 | 0.25 | kBtuh Heat | 5% | 10% | Discretionary | Retro12Med_OR | 75.44% | Furnace | 0% | 0 |  | 0 |  | 0 | IL TRM - CI-HVC-FTUN-V03-200101 | GBLR_MNT-Heating-ILTRM-v4.0-43 | IL TRM - CI-HVC-FTUN-V03-200101 | Degrade performance | Degrade performance | Degrade performance | Degrade performance | Degrade performance | Degrade performance | Degrade performance | Degrade performance | Degrade performance | Degrade performance | Degrade performance | Degrade performance | Degrade performance | Degrade performance | Degrade performance | Degrade performance | Degrade performance | Degrade performance | Degrade performance | Degrade performance | Degrade performance | Degrade performance | Degrade performance | Degrade performance | Degrade performance | Degrade performance | Degrade performance | General cleaning and maintenance | General cleaning and maintenance | General cleaning and maintenance | General cleaning and maintenance | General cleaning and maintenance | General cleaning and maintenance | General cleaning and maintenance | General cleaning and maintenance | General cleaning and maintenance | General cleaning and maintenance | General cleaning and maintenance | General cleaning and maintenance | General cleaning and maintenance | General cleaning and maintenance | General cleaning and maintenance | General cleaning and maintenance | General cleaning and maintenance | General cleaning and maintenance | General cleaning and maintenance | General cleaning and maintenance | General cleaning and maintenance | General cleaning and maintenance | General cleaning and maintenance | General cleaning and maintenance | General cleaning and maintenance | General cleaning and maintenance | General cleaning and maintenance | 0.95 | 0.95 | 0.95 | 0.95 | 0.95 | 0.95 | 0.95 | 0.95 | 0.95 | 0.95 | 0.95 | 0.95 | 0.95 | 0.95 | 0.95 | 0.95 | 0.95 | 0.95 | 0.95 | 0.95 | 0.95 | 0.95 | 0.95 | 0.95 | 0.95 | 0.95 | 0.95 | 0 | 0 | 0 | 0 | 0 | 0 | 0 | 0 | 0 | 0 | 0 | 0 | 0 | 0 | 0 | 0 | 0 | 0 | 0 | 0 | 0 | 0 | 0 | 0 | 0 | 0 | 0 | 0 | 0 | 0 | 0 | 0 | 0 | 0 | 0 | 0 | 0 | 0 | 0 | 0 | 0 | 0 | 0 | 0 | 0 | 0 | 0 | 0 | 0 | 0 | 0 | 0 | 0 | 0 | 0 | 0 | 0 | 0 | 0 | 0 | 0 | 0 | 0 | 0 | 0 | 0 | 0 | 0 | 0 | 0 | 0 | 0 | 0 | 0 | 0 | 0 | 0 | 0 | 0 | 0 | 0 | 0 | 0 | 0 | 0 | 0 | 0 | 0 | 0 | 0 | 0 | 0 | 0 | 0 | 0 | 0 | 0 | 0 | 0 | 0 | 0 | 0 | 0 | 0 | 0 | 0 | 0 | 0 | 0 | 0 | 0 | 0 | 0 | 0 | 0 | 0 | 0 | 0 | 0 | 0 | 0 | 0 | 0 | 0 | 0 | 0 | 0 | 0 | 0 | 0 | 0 | 0 | 0 | 0 | 0 | 0 | 0 | 0 | 0 | 0 | 0 | 0 | 0 | 0 | 0 | 0 | 0 | 0 | 0 | 0 | 0 | 0 | 0 | 0 | 0 | 0 | 0 | 0 | 0 | 0 | 0 | 0 | 0 | 0 | 0 | 0 | 0 | 0 | 0 | 0 | 0 | 0 | 0 | 0 | 0 | 0 | 0 | 0 | 0 | 0 | 0 | 0 | 0 | 0 | 0 | 0 | 0 | 0 | 0 | 0 | 0 | 0 | 0 | 0 | 0 | 0 | 0 | 0 | 0 | 0 | 0 | 0 | 0 | 0 | 0 | 0 | 0 | 0 | 0 | 0 | 0 | 0 | 0 | 0 | 0 | 0 | 0 | 0 | 0 | 0 | 0 | 0 | 0 | 0 | 0 | 0 | 0 | 0 | 0 | 0 | 0 | 0 | 0 | 0 | 0 | 0 | 0 | 0 | 0 | 0 | 0 | 0 | 0 | 0 | 0 | 0 | 0 | 0 | 0 | 0 | 0 | 0 | 0 | 0 | 0 | 0 | 0 | 0 | 0 | 0 | 0 | 0 | 0 | 0 | 0 | 0 | 0 | 0 | 0 | 0 | 0 | 0 | 0 | 0 | 0 | 0 | 0 | 0 | 0 | 0 | 0 | 0 | 0 | 0 | 0 | 0 | 0 | 0 | 0 | 0 | 0 | 0 | 0 | 0 | 0 | 0 | 0 | 0 | 0 | 0 | 0 | 0 | 0 | 0 | 0 | 0 | 0 | 0 | 0 | 0 | 0 | 0 | 0 | 0 | 0 | 0 | 0 | 0 | 0 | 0 | 0 | 0 | 0 | 0 | 0 | 0 | 0 | 0 | 0 | 0 | 0 | 0 | 0 | 0 | 0 | 0 | 0 | 0 | 0 | 0 | 0 | 0 | 0 | 0 | 0 | 0 | 0 | 0 | 0 | 0 | 0 | 0 | 0 | 0 | 0 | 0 | 0 | 0 | 0 | 0 | 0 | 0 | 0 | 0 | 0 | 0 | 0 | 0 | 0 | 0 | 0 | 0 | 0 | 0 | 0 | 0 | 0 | 0 | 0 | 0 | 0 | 0 | 0 | 0 | 0 | 0 | 0 | 0 | 0 | 0 | 0 | 0 | 0 | 0 | 0 | 0 | 0 | 0 | 0 | 0 | 0 | 0 | 0 | 0 | 0 | 0 | 0 | 0 | 0 | 0 | 0 | 0 | 0 | 0 | 0 | 0 | 0 | 0 | 0 | 0 | 0 | 0 | 0 | 0 | 0 | 0 | 0 | 0 | 0 | 0 | 0 | 0 | 0 | 0 | 0 | 0 | 0 | 0 | 0 | 0 | 0 | 0 | 0 | 0 | 0 | 0 | 0 | 0 | 0 | 0 | 0 | 0 | 0 | 0 | 0 | 0 | 0 | 0 | 0 | 0 | 0 | 0 | 0 | 0 | 0 | 0 | 0 | 0 | 0 | 0 | 0 | 0 | 0 | 0 | 0 | 0 | 0
OR_Commercial_Interruptible - Health_New_Space Heating_Natural Gas_Gas Boiler - Hot Water Reset_A | OR | Commercial | Interruptible - Health | New | Space Heating | Natural Gas | Gas Boiler - Hot Water Reset | A | OCM810 | No control | Reset control installed | 20 | 269.6716 | 0 | 0 | 799.38 | 0 | 0 | 0 | 0.28365 | 0.25 | BoilerCtrl | 100% | 100% | Discretionary | RetroEven20_OR | 82.88% | Boiler | 0% | 0 |  | 0 |  | 0 | GBLR_HWRST-Heating-ILTRM-v4.0-43 | GBLR_HWRST-Heating-ILTRM-v4.0-1 | GBLR_HWRST-Heating-ILTRM-v4.0-1 | No control | No control | No control | No control | No control | No control | No control | No control | No control | No control | No control | No control | No control | No control | No control | No control | No control | No control | No control | No control | No control | No control | No control | No control | No control | No control | No control | Reset control installed | Reset control installed | Reset control installed | Reset control installed | Reset control installed | Reset control installed | Reset control installed | Reset control installed | Reset control installed | Reset control installed | Reset control installed | Reset control installed | Reset control installed | Reset control installed | Reset control installed | Reset control installed | Reset control installed | Reset control installed | Reset control installed | Reset control installed | Reset control installed | Reset control installed | Reset control installed | Reset control installed | Reset control installed | Reset control installed | Reset control installed | 799.38 | 799.38 | 799.38 | 799.38 | 799.38 | 799.38 | 799.38 | 799.38 | 799.38 | 799.38 | 799.38 | 799.38 | 799.38 | 799.38 | 799.38 | 799.38 | 799.38 | 799.38 | 799.38 | 799.38 | 799.38 | 799.38 | 799.38 | 799.38 | 799.38 | 799.38 | 799.38 | 0 | 0 | 0 | 0 | 0 | 0 | 0 | 0 | 0 | 0 | 0 | 0 | 0 | 0 | 0 | 0 | 0 | 0 | 0 | 0 | 0 | 0 | 0 | 0 | 0 | 0 | 0 | 0 | 0 | 0 | 0 | 0 | 0 | 0 | 0 | 0 | 0 | 0 | 0 | 0 | 0 | 0 | 0 | 0 | 0 | 0 | 0 | 0 | 0 | 0 | 0 | 0 | 0 | 0 | 0 | 0 | 0 | 0 | 0 | 0 | 0 | 0 | 0 | 0 | 0 | 0 | 0 | 0 | 0 | 0 | 0 | 0 | 0 | 0 | 0 | 0 | 0 | 0 | 0 | 0 | 0 | 0 | 0 | 0 | 0 | 0 | 0 | 0 | 0 | 0 | 0 | 0 | 0 | 0 | 0 | 0 | 0 | 0 | 0 | 0 | 0 | 0 | 0 | 0 | 0 | 0 | 0 | 0 | 0 | 0 | 0 | 0 | 0 | 0 | 0 | 0 | 0 | 0 | 0 | 0 | 0 | 0 | 0 | 0 | 0 | 0 | 0 | 0 | 0 | 0 | 0 | 0 | 0 | 0 | 0 | 0 | 0 | 0 | 0 | 0 | 0 | 0 | 0 | 0 | 0 | 0 | 0 | 0 | 0 | 0 | 0 | 0 | 0 | 0 | 0 | 0 | 0 | 0 | 0 | 0 | 0 | 0 | 0 | 0 | 0 | 0 | 0 | 0 | 0 | 0 | 0 | 0 | 0 | 0 | 0 | 0 | 0 | 0 | 0 | 0 | 0 | 0 | 0 | 0 | 0 | 0 | 0 | 0 | 0 | 0 | 0 | 0 | 0 | 0 | 0 | 0 | 0 | 0 | 0 | 0 | 0 | 0 | 0 | 0 | 0 | 0 | 0 | 0 | 0 | 0 | 0 | 0 | 0 | 0 | 0 | 0 | 0 | 0 | 0 | 0 | 0 | 0 | 0 | 0 | 0 | 0 | 0 | 0 | 0 | 0 | 0 | 0 | 0 | 0 | 0 | 0 | 0 | 0 | 0 | 0 | 0 | 0 | 0 | 0 | 0 | 0 | 0 | 0 | 0 | 0 | 0 | 0 | 0 | 0 | 0 | 0 | 0 | 0 | 0 | 0 | 0 | 0 | 0 | 0 | 0 | 0 | 0 | 0 | 0 | 0 | 0 | 0 | 0 | 0 | 0 | 0 | 0 | 0 | 0 | 0 | 0 | 0 | 0 | 0 | 0 | 0 | 0 | 0 | 0 | 0 | 0 | 0 | 0 | 0 | 0 | 0 | 0 | 0 | 0 | 0 | 0 | 0 | 0 | 0 | 0 | 0 | 0 | 0 | 0 | 0 | 0 | 0 | 0 | 0 | 0 | 0 | 0 | 0 | 0 | 0 | 0 | 0 | 0 | 0 | 0 | 0 | 0 | 0 | 0 | 0 | 0 | 0 | 0 | 0 | 0 | 0 | 0 | 0 | 0 | 0 | 0 | 0 | 0 | 0 | 0 | 0 | 0 | 0 | 0 | 0 | 0 | 0 | 0 | 0 | 0 | 0 | 0 | 0 | 0 | 0 | 0 | 0 | 0 | 0 | 0 | 0 | 0 | 0 | 0 | 0 | 0 | 0 | 0 | 0 | 0 | 0 | 0 | 0 | 0 | 0 | 0 | 0 | 0 | 0 | 0 | 0 | 0 | 0 | 0 | 0 | 0 | 0 | 0 | 0 | 0 | 0 | 0 | 0 | 0 | 0 | 0 | 0 | 0 | 0 | 0 | 0 | 0 | 0 | 0 | 0 | 0 | 0 | 0 | 0 | 0 | 0 | 0 | 0 | 0 | 0 | 0 | 0 | 0 | 0 | 0 | 0 | 0 | 0 | 0 | 0 | 0 | 0 | 0 | 0 | 0 | 0 | 0 | 0 | 0 | 0 | 0 | 0 | 0 | 0 | 0 | 0 | 0 | 0 | 0 | 0 | 0 | 0 | 0 | 0 | 0 | 0 | 0 | 0 | 0 | 0 | 0 | 0 | 0 | 0 | 0 | 0 | 0 | 0 | 0 | 0 | 0 | 0 | 0 | 0 | 0 | 0 | 0
OR_Commercial_Interruptible - Health_New_Space Heating_Natural Gas_Gas Boiler - Steam Trap Replacement_A | OR | Commercial | Interruptible - Health | New | Space Heating | Natural Gas | Gas Boiler - Steam Trap Replacement | A | OCM811 | Degrade performance | Cleaning and maintenance | 6 | 74.7764 | 0 | 0 | 89.84 | 0 | 0 | 0 | 0.28365 | 0.25 | perBLDg | 0% | 10% | Discretionary | RetroEven20_OR | 82.88% | Boiler | 0% | 0 |  | 0 |  | 0 | IL TRM v9, Section 4.4.16 | IL TRM v9, Section 4.4.16 | IL TRM - CI-HVC-STRE-V06-200101 | Degrade performance | Degrade performance | Degrade performance | Degrade performance | Degrade performance | Degrade performance | Degrade performance | Degrade performance | Degrade performance | Degrade performance | Degrade performance | Degrade performance | Degrade performance | Degrade performance | Degrade performance | Degrade performance | Degrade performance | Degrade performance | Degrade performance | Degrade performance | Degrade performance | Degrade performance | Degrade performance | Degrade performance | Degrade performance | Degrade performance | Degrade performance | Cleaning and maintenance | Cleaning and maintenance | Cleaning and maintenance | Cleaning and maintenance | Cleaning and maintenance | Cleaning and maintenance | Cleaning and maintenance | Cleaning and maintenance | Cleaning and maintenance | Cleaning and maintenance | Cleaning and maintenance | Cleaning and maintenance | Cleaning and maintenance | Cleaning and maintenance | Cleaning and maintenance | Cleaning and maintenance | Cleaning and maintenance | Cleaning and maintenance | Cleaning and maintenance | Cleaning and maintenance | Cleaning and maintenance | Cleaning and maintenance | Cleaning and maintenance | Cleaning and maintenance | Cleaning and maintenance | Cleaning and maintenance | Cleaning and maintenance | 89.84 | 89.84 | 89.84 | 89.84 | 89.84 | 89.84 | 89.84 | 89.84 | 89.84 | 89.84 | 89.84 | 89.84 | 89.84 | 89.84 | 89.84 | 89.84 | 89.84 | 89.84 | 89.84 | 89.84 | 89.84 | 89.84 | 89.84 | 89.84 | 89.84 | 89.84 | 89.84 | 0 | 0 | 0 | 0 | 0 | 0 | 0 | 0 | 0 | 0 | 0 | 0 | 0 | 0 | 0 | 0 | 0 | 0 | 0 | 0 | 0 | 0 | 0 | 0 | 0 | 0 | 0 | 0 | 0 | 0 | 0 | 0 | 0 | 0 | 0 | 0 | 0 | 0 | 0 | 0 | 0 | 0 | 0 | 0 | 0 | 0 | 0 | 0 | 0 | 0 | 0 | 0 | 0 | 0 | 0 | 0 | 0 | 0 | 0 | 0 | 0 | 0 | 0 | 0 | 0 | 0 | 0 | 0 | 0 | 0 | 0 | 0 | 0 | 0 | 0 | 0 | 0 | 0 | 0 | 0 | 0 | 0 | 0 | 0 | 0 | 0 | 0 | 0 | 0 | 0 | 0 | 0 | 0 | 0 | 0 | 0 | 0 | 0 | 0 | 0 | 0 | 0 | 0 | 0 | 0 | 0 | 0 | 0 | 0 | 0 | 0 | 0 | 0 | 0 | 0 | 0 | 0 | 0 | 0 | 0 | 0 | 0 | 0 | 0 | 0 | 0 | 0 | 0 | 0 | 0 | 0 | 0 | 0 | 0 | 0 | 0 | 0 | 0 | 0 | 0 | 0 | 0 | 0 | 0 | 0 | 0 | 0 | 0 | 0 | 0 | 0 | 0 | 0 | 0 | 0 | 0 | 0 | 0 | 0 | 0 | 0 | 0 | 0 | 0 | 0 | 0 | 0 | 0 | 0 | 0 | 0 | 0 | 0 | 0 | 0 | 0 | 0 | 0 | 0 | 0 | 0 | 0 | 0 | 0 | 0 | 0 | 0 | 0 | 0 | 0 | 0 | 0 | 0 | 0 | 0 | 0 | 0 | 0 | 0 | 0 | 0 | 0 | 0 | 0 | 0 | 0 | 0 | 0 | 0 | 0 | 0 | 0 | 0 | 0 | 0 | 0 | 0 | 0 | 0 | 0 | 0 | 0 | 0 | 0 | 0 | 0 | 0 | 0 | 0 | 0 | 0 | 0 | 0 | 0 | 0 | 0 | 0 | 0 | 0 | 0 | 0 | 0 | 0 | 0 | 0 | 0 | 0 | 0 | 0 | 0 | 0 | 0 | 0 | 0 | 0 | 0 | 0 | 0 | 0 | 0 | 0 | 0 | 0 | 0 | 0 | 0 | 0 | 0 | 0 | 0 | 0 | 0 | 0 | 0 | 0 | 0 | 0 | 0 | 0 | 0 | 0 | 0 | 0 | 0 | 0 | 0 | 0 | 0 | 0 | 0 | 0 | 0 | 0 | 0 | 0 | 0 | 0 | 0 | 0 | 0 | 0 | 0 | 0 | 0 | 0 | 0 | 0 | 0 | 0 | 0 | 0 | 0 | 0 | 0 | 0 | 0 | 0 | 0 | 0 | 0 | 0 | 0 | 0 | 0 | 0 | 0 | 0 | 0 | 0 | 0 | 0 | 0 | 0 | 0 | 0 | 0 | 0 | 0 | 0 | 0 | 0 | 0 | 0 | 0 | 0 | 0 | 0 | 0 | 0 | 0 | 0 | 0 | 0 | 0 | 0 | 0 | 0 | 0 | 0 | 0 | 0 | 0 | 0 | 0 | 0 | 0 | 0 | 0 | 0 | 0 | 0 | 0 | 0 | 0 | 0 | 0 | 0 | 0 | 0 | 0 | 0 | 0 | 0 | 0 | 0 | 0 | 0 | 0 | 0 | 0 | 0 | 0 | 0 | 0 | 0 | 0 | 0 | 0 | 0 | 0 | 0 | 0 | 0 | 0 | 0 | 0 | 0 | 0 | 0 | 0 | 0 | 0 | 0 | 0 | 0 | 0 | 0 | 0 | 0 | 0 | 0 | 0 | 0 | 0 | 0 | 0 | 0 | 0 | 0 | 0 | 0 | 0 | 0 | 0 | 0 | 0 | 0 | 0 | 0 | 0 | 0 | 0 | 0 | 0 | 0 | 0 | 0 | 0 | 0 | 0 | 0 | 0 | 0 | 0 | 0 | 0 | 0 | 0 | 0 | 0 | 0 | 0 | 0 | 0 | 0 | 0 | 0 | 0 | 0 | 0 | 0 | 0 | 0 | 0 | 0 | 0 | 0
OR_Commercial_Interruptible - Health_New_Space Heating_Natural Gas_Gas Boiler - High Turndown Burner_A | OR | Commercial | Interruptible - Health | New | Space Heating | Natural Gas | Gas Boiler - High Turndown Burner | A | OCM812 | No control | Turndown control installed | 15 | 0.25282 | 0 | 0 | 2.8 | 0 | 0 | 0 | 0.28365 | 0.25 | kbtuh heat | 100% | 100% | Discretionary | Retro5Med_OR | 81.34% | Boiler | 0% | 0 |  | 0 |  | 0 | GBLR_TRN-Heating-MNTRM-v2.1-1 | GBLR_TRN-Heating-MNTRM-v2.1-1 | GBLR_TRN-Heating-MNTRM-v2.1-1 | No control | No control | No control | No control | No control | No control | No control | No control | No control | No control | No control | No control | No control | No control | No control | No control | No control | No control | No control | No control | No control | No control | No control | No control | No control | No control | No control | Turndown control installed | Turndown control installed | Turndown control installed | Turndown control installed | Turndown control installed | Turndown control installed | Turndown control installed | Turndown control installed | Turndown control installed | Turndown control installed | Turndown control installed | Turndown control installed | Turndown control installed | Turndown control installed | Turndown control installed | Turndown control installed | Turndown control installed | Turndown control installed | Turndown control installed | Turndown control installed | Turndown control installed | Turndown control installed | Turndown control installed | Turndown control installed | Turndown control installed | Turndown control installed | Turndown control installed | 2.8 | 2.8 | 2.8 | 2.8 | 2.8 | 2.8 | 2.8 | 2.8 | 2.8 | 2.8 | 2.8 | 2.8 | 2.8 | 2.8 | 2.8 | 2.8 | 2.8 | 2.8 | 2.8 | 2.8 | 2.8 | 2.8 | 2.8 | 2.8 | 2.8 | 2.8 | 2.8 | 0 | 0 | 0 | 0 | 0 | 0 | 0 | 0 | 0 | 0 | 0 | 0 | 0 | 0 | 0 | 0 | 0 | 0 | 0 | 0 | 0 | 0 | 0 | 0 | 0 | 0 | 0 | 0 | 0 | 0 | 0 | 0 | 0 | 0 | 0 | 0 | 0 | 0 | 0 | 0 | 0 | 0 | 0 | 0 | 0 | 0 | 0 | 0 | 0 | 0 | 0 | 0 | 0 | 0 | 0 | 0 | 0 | 0 | 0 | 0 | 0 | 0 | 0 | 0 | 0 | 0 | 0 | 0 | 0 | 0 | 0 | 0 | 0 | 0 | 0 | 0 | 0 | 0 | 0 | 0 | 0 | 0 | 0 | 0 | 0 | 0 | 0 | 0 | 0 | 0 | 0 | 0 | 0 | 0 | 0 | 0 | 0 | 0 | 0 | 0 | 0 | 0 | 0 | 0 | 0 | 0 | 0 | 0 | 0 | 0 | 0 | 0 | 0 | 0 | 0 | 0 | 0 | 0 | 0 | 0 | 0 | 0 | 0 | 0 | 0 | 0 | 0 | 0 | 0 | 0 | 0 | 0 | 0 | 0 | 0 | 0 | 0 | 0 | 0 | 0 | 0 | 0 | 0 | 0 | 0 | 0 | 0 | 0 | 0 | 0 | 0 | 0 | 0 | 0 | 0 | 0 | 0 | 0 | 0 | 0 | 0 | 0 | 0 | 0 | 0 | 0 | 0 | 0 | 0 | 0 | 0 | 0 | 0 | 0 | 0 | 0 | 0 | 0 | 0 | 0 | 0 | 0 | 0 | 0 | 0 | 0 | 0 | 0 | 0 | 0 | 0 | 0 | 0 | 0 | 0 | 0 | 0 | 0 | 0 | 0 | 0 | 0 | 0 | 0 | 0 | 0 | 0 | 0 | 0 | 0 | 0 | 0 | 0 | 0 | 0 | 0 | 0 | 0 | 0 | 0 | 0 | 0 | 0 | 0 | 0 | 0 | 0 | 0 | 0 | 0 | 0 | 0 | 0 | 0 | 0 | 0 | 0 | 0 | 0 | 0 | 0 | 0 | 0 | 0 | 0 | 0 | 0 | 0 | 0 | 0 | 0 | 0 | 0 | 0 | 0 | 0 | 0 | 0 | 0 | 0 | 0 | 0 | 0 | 0 | 0 | 0 | 0 | 0 | 0 | 0 | 0 | 0 | 0 | 0 | 0 | 0 | 0 | 0 | 0 | 0 | 0 | 0 | 0 | 0 | 0 | 0 | 0 | 0 | 0 | 0 | 0 | 0 | 0 | 0 | 0 | 0 | 0 | 0 | 0 | 0 | 0 | 0 | 0 | 0 | 0 | 0 | 0 | 0 | 0 | 0 | 0 | 0 | 0 | 0 | 0 | 0 | 0 | 0 | 0 | 0 | 0 | 0 | 0 | 0 | 0 | 0 | 0 | 0 | 0 | 0 | 0 | 0 | 0 | 0 | 0 | 0 | 0 | 0 | 0 | 0 | 0 | 0 | 0 | 0 | 0 | 0 | 0 | 0 | 0 | 0 | 0 | 0 | 0 | 0 | 0 | 0 | 0 | 0 | 0 | 0 | 0 | 0 | 0 | 0 | 0 | 0 | 0 | 0 | 0 | 0 | 0 | 0 | 0 | 0 | 0 | 0 | 0 | 0 | 0 | 0 | 0 | 0 | 0 | 0 | 0 | 0 | 0 | 0 | 0 | 0 | 0 | 0 | 0 | 0 | 0 | 0 | 0 | 0 | 0 | 0 | 0 | 0 | 0 | 0 | 0 | 0 | 0 | 0 | 0 | 0 | 0 | 0 | 0 | 0 | 0 | 0 | 0 | 0 | 0 | 0 | 0 | 0 | 0 | 0 | 0 | 0 | 0 | 0 | 0 | 0 | 0 | 0 | 0 | 0 | 0 | 0 | 0 | 0 | 0 | 0 | 0 | 0 | 0 | 0 | 0 | 0 | 0 | 0 | 0 | 0 | 0 | 0 | 0 | 0 | 0 | 0 | 0 | 0 | 0 | 0 | 0 | 0 | 0 | 0 | 0 | 0 | 0 | 0 | 0 | 0 | 0 | 0 | 0 | 0 | 0 | 0 | 0
OR_Commercial_Interruptible - Health_New_Space Heating_Natural Gas_Gas Boiler - Burner Control Optimization_A | OR | Commercial | Interruptible - Health | New | Space Heating | Natural Gas | Gas Boiler - Burner Control Optimization | A | OCM813 | Average performance | Optimized burner controls | 18 | 0.073317 | 0 | 0 | 0.94 | 0 | 0 | 0 | 0.28365 | 0.25 | kBtuh heat | 5% | 85% | Discretionary | Retro1Slow_OR | 84.23% | Boiler | 0% | 0 |  | 0 |  | 0 | GBLR_O2TRM-Heating-ILTRM-v4.0-1 | GBLR_O2TRM-Heating-MEMD-2018-1 | GBLR_O2TRM-Heating-ILTRM-v4.0-1 | Average performance | Average performance | Average performance | Average performance | Average performance | Average performance | Average performance | Average performance | Average performance | Average performance | Average performance | Average performance | Average performance | Average performance | Average performance | Average performance | Average performance | Average performance | Average performance | Average performance | Average performance | Average performance | Average performance | Average performance | Average performance | Average performance | Average performance | Optimized burner controls | Optimized burner controls | Optimized burner controls | Optimized burner controls | Optimized burner controls | Optimized burner controls | Optimized burner controls | Optimized burner controls | Optimized burner controls | Optimized burner controls | Optimized burner controls | Optimized burner controls | Optimized burner controls | Optimized burner controls | Optimized burner controls | Optimized burner controls | Optimized burner controls | Optimized burner controls | Optimized burner controls | Optimized burner controls | Optimized burner controls | Optimized burner controls | Optimized burner controls | Optimized burner controls | Optimized burner controls | Optimized burner controls | Optimized burner controls | 0.94 | 0.94 | 0.94 | 0.94 | 0.94 | 0.94 | 0.94 | 0.94 | 0.94 | 0.94 | 0.94 | 0.94 | 0.94 | 0.94 | 0.94 | 0.94 | 0.94 | 0.94 | 0.94 | 0.94 | 0.94 | 0.94 | 0.94 | 0.94 | 0.94 | 0.94 | 0.94 | 0 | 0 | 0 | 0 | 0 | 0 | 0 | 0 | 0 | 0 | 0 | 0 | 0 | 0 | 0 | 0 | 0 | 0 | 0 | 0 | 0 | 0 | 0 | 0 | 0 | 0 | 0 | 0 | 0 | 0 | 0 | 0 | 0 | 0 | 0 | 0 | 0 | 0 | 0 | 0 | 0 | 0 | 0 | 0 | 0 | 0 | 0 | 0 | 0 | 0 | 0 | 0 | 0 | 0 | 0 | 0 | 0 | 0 | 0 | 0 | 0 | 0 | 0 | 0 | 0 | 0 | 0 | 0 | 0 | 0 | 0 | 0 | 0 | 0 | 0 | 0 | 0 | 0 | 0 | 0 | 0 | 0 | 0 | 0 | 0 | 0 | 0 | 0 | 0 | 0 | 0 | 0 | 0 | 0 | 0 | 0 | 0 | 0 | 0 | 0 | 0 | 0 | 0 | 0 | 0 | 0 | 0 | 0 | 0 | 0 | 0 | 0 | 0 | 0 | 0 | 0 | 0 | 0 | 0 | 0 | 0 | 0 | 0 | 0 | 0 | 0 | 0 | 0 | 0 | 0 | 0 | 0 | 0 | 0 | 0 | 0 | 0 | 0 | 0 | 0 | 0 | 0 | 0 | 0 | 0 | 0 | 0 | 0 | 0 | 0 | 0 | 0 | 0 | 0 | 0 | 0 | 0 | 0 | 0 | 0 | 0 | 0 | 0 | 0 | 0 | 0 | 0 | 0 | 0 | 0 | 0 | 0 | 0 | 0 | 0 | 0 | 0 | 0 | 0 | 0 | 0 | 0 | 0 | 0 | 0 | 0 | 0 | 0 | 0 | 0 | 0 | 0 | 0 | 0 | 0 | 0 | 0 | 0 | 0 | 0 | 0 | 0 | 0 | 0 | 0 | 0 | 0 | 0 | 0 | 0 | 0 | 0 | 0 | 0 | 0 | 0 | 0 | 0 | 0 | 0 | 0 | 0 | 0 | 0 | 0 | 0 | 0 | 0 | 0 | 0 | 0 | 0 | 0 | 0 | 0 | 0 | 0 | 0 | 0 | 0 | 0 | 0 | 0 | 0 | 0 | 0 | 0 | 0 | 0 | 0 | 0 | 0 | 0 | 0 | 0 | 0 | 0 | 0 | 0 | 0 | 0 | 0 | 0 | 0 | 0 | 0 | 0 | 0 | 0 | 0 | 0 | 0 | 0 | 0 | 0 | 0 | 0 | 0 | 0 | 0 | 0 | 0 | 0 | 0 | 0 | 0 | 0 | 0 | 0 | 0 | 0 | 0 | 0 | 0 | 0 | 0 | 0 | 0 | 0 | 0 | 0 | 0 | 0 | 0 | 0 | 0 | 0 | 0 | 0 | 0 | 0 | 0 | 0 | 0 | 0 | 0 | 0 | 0 | 0 | 0 | 0 | 0 | 0 | 0 | 0 | 0 | 0 | 0 | 0 | 0 | 0 | 0 | 0 | 0 | 0 | 0 | 0 | 0 | 0 | 0 | 0 | 0 | 0 | 0 | 0 | 0 | 0 | 0 | 0 | 0 | 0 | 0 | 0 | 0 | 0 | 0 | 0 | 0 | 0 | 0 | 0 | 0 | 0 | 0 | 0 | 0 | 0 | 0 | 0 | 0 | 0 | 0 | 0 | 0 | 0 | 0 | 0 | 0 | 0 | 0 | 0 | 0 | 0 | 0 | 0 | 0 | 0 | 0 | 0 | 0 | 0 | 0 | 0 | 0 | 0 | 0 | 0 | 0 | 0 | 0 | 0 | 0 | 0 | 0 | 0 | 0 | 0 | 0 | 0 | 0 | 0 | 0 | 0 | 0 | 0 | 0 | 0 | 0 | 0 | 0 | 0 | 0 | 0 | 0 | 0 | 0 | 0 | 0 | 0 | 0 | 0 | 0 | 0 | 0 | 0 | 0 | 0 | 0 | 0 | 0 | 0 | 0 | 0 | 0 | 0 | 0 | 0 | 0 | 0 | 0 | 0 | 0 | 0 | 0 | 0 | 0 | 0 | 0 | 0 | 0 | 0 | 0 | 0 | 0 | 0 | 0 | 0 | 0 | 0 | 0 | 0 | 0 | 0 | 0 | 0 | 0 | 0
OR_Commercial_Interruptible - Health_New_Space Heating_Natural Gas_Gas Boiler - Stack Economizer_A | OR | Commercial | Interruptible - Health | New | Space Heating | Natural Gas | Gas Boiler - Stack Economizer | A | OCM814 | None | Economizer installed | 15 | 0.2427 | 0 | 0 | 10.35 | 0 | 0 | 0 | 0.28365 | 0.25 | kBtuh Heat | 15% | 55% | Discretionary | Retro5Med_OR | 81.34% | Boiler | 0% | 0 |  | 0 |  | 0 | IL TRM - CI-HVC-BECO-V01-150601 | IL TRM - CI-HVC-BECO-V01-150601 | IL TRM - CI-HVC-BECO-V01-150601 | None | None | None | None | None | None | None | None | None | None | None | None | None | None | None | None | None | None | None | None | None | None | None | None | None | None | None | Economizer installed | Economizer installed | Economizer installed | Economizer installed | Economizer installed | Economizer installed | Economizer installed | Economizer installed | Economizer installed | Economizer installed | Economizer installed | Economizer installed | Economizer installed | Economizer installed | Economizer installed | Economizer installed | Economizer installed | Economizer installed | Economizer installed | Economizer installed | Economizer installed | Economizer installed | Economizer installed | Economizer installed | Economizer installed | Economizer installed | Economizer installed | 10.35 | 10.35 | 10.35 | 10.35 | 10.35 | 10.35 | 10.35 | 10.35 | 10.35 | 10.35 | 10.35 | 10.35 | 10.35 | 10.35 | 10.35 | 10.35 | 10.35 | 10.35 | 10.35 | 10.35 | 10.35 | 10.35 | 10.35 | 10.35 | 10.35 | 10.35 | 10.35 | 0 | 0 | 0 | 0 | 0 | 0 | 0 | 0 | 0 | 0 | 0 | 0 | 0 | 0 | 0 | 0 | 0 | 0 | 0 | 0 | 0 | 0 | 0 | 0 | 0 | 0 | 0 | 0 | 0 | 0 | 0 | 0 | 0 | 0 | 0 | 0 | 0 | 0 | 0 | 0 | 0 | 0 | 0 | 0 | 0 | 0 | 0 | 0 | 0 | 0 | 0 | 0 | 0 | 0 | 0 | 0 | 0 | 0 | 0 | 0 | 0 | 0 | 0 | 0 | 0 | 0 | 0 | 0 | 0 | 0 | 0 | 0 | 0 | 0 | 0 | 0 | 0 | 0 | 0 | 0 | 0 | 0 | 0 | 0 | 0 | 0 | 0 | 0 | 0 | 0 | 0 | 0 | 0 | 0 | 0 | 0 | 0 | 0 | 0 | 0 | 0 | 0 | 0 | 0 | 0 | 0 | 0 | 0 | 0 | 0 | 0 | 0 | 0 | 0 | 0 | 0 | 0 | 0 | 0 | 0 | 0 | 0 | 0 | 0 | 0 | 0 | 0 | 0 | 0 | 0 | 0 | 0 | 0 | 0 | 0 | 0 | 0 | 0 | 0 | 0 | 0 | 0 | 0 | 0 | 0 | 0 | 0 | 0 | 0 | 0 | 0 | 0 | 0 | 0 | 0 | 0 | 0 | 0 | 0 | 0 | 0 | 0 | 0 | 0 | 0 | 0 | 0 | 0 | 0 | 0 | 0 | 0 | 0 | 0 | 0 | 0 | 0 | 0 | 0 | 0 | 0 | 0 | 0 | 0 | 0 | 0 | 0 | 0 | 0 | 0 | 0 | 0 | 0 | 0 | 0 | 0 | 0 | 0 | 0 | 0 | 0 | 0 | 0 | 0 | 0 | 0 | 0 | 0 | 0 | 0 | 0 | 0 | 0 | 0 | 0 | 0 | 0 | 0 | 0 | 0 | 0 | 0 | 0 | 0 | 0 | 0 | 0 | 0 | 0 | 0 | 0 | 0 | 0 | 0 | 0 | 0 | 0 | 0 | 0 | 0 | 0 | 0 | 0 | 0 | 0 | 0 | 0 | 0 | 0 | 0 | 0 | 0 | 0 | 0 | 0 | 0 | 0 | 0 | 0 | 0 | 0 | 0 | 0 | 0 | 0 | 0 | 0 | 0 | 0 | 0 | 0 | 0 | 0 | 0 | 0 | 0 | 0 | 0 | 0 | 0 | 0 | 0 | 0 | 0 | 0 | 0 | 0 | 0 | 0 | 0 | 0 | 0 | 0 | 0 | 0 | 0 | 0 | 0 | 0 | 0 | 0 | 0 | 0 | 0 | 0 | 0 | 0 | 0 | 0 | 0 | 0 | 0 | 0 | 0 | 0 | 0 | 0 | 0 | 0 | 0 | 0 | 0 | 0 | 0 | 0 | 0 | 0 | 0 | 0 | 0 | 0 | 0 | 0 | 0 | 0 | 0 | 0 | 0 | 0 | 0 | 0 | 0 | 0 | 0 | 0 | 0 | 0 | 0 | 0 | 0 | 0 | 0 | 0 | 0 | 0 | 0 | 0 | 0 | 0 | 0 | 0 | 0 | 0 | 0 | 0 | 0 | 0 | 0 | 0 | 0 | 0 | 0 | 0 | 0 | 0 | 0 | 0 | 0 | 0 | 0 | 0 | 0 | 0 | 0 | 0 | 0 | 0 | 0 | 0 | 0 | 0 | 0 | 0 | 0 | 0 | 0 | 0 | 0 | 0 | 0 | 0 | 0 | 0 | 0 | 0 | 0 | 0 | 0 | 0 | 0 | 0 | 0 | 0 | 0 | 0 | 0 | 0 | 0 | 0 | 0 | 0 | 0 | 0 | 0 | 0 | 0 | 0 | 0 | 0 | 0 | 0 | 0 | 0 | 0 | 0 | 0 | 0 | 0 | 0 | 0 | 0 | 0 | 0 | 0 | 0 | 0 | 0 | 0 | 0 | 0 | 0 | 0 | 0 | 0 | 0 | 0 | 0 | 0 | 0 | 0 | 0 | 0 | 0 | 0 | 0 | 0 | 0 | 0 | 0 | 0 | 0 | 0 | 0 | 0 | 0 | 0 | 0
OR_Commercial_Interruptible - Health_New_Space Heating_Natural Gas_Gas Boiler - Thermostatic Radiator Valves_A | OR | Commercial | Interruptible - Health | New | Space Heating | Natural Gas | Gas Boiler - Thermostatic Radiator Valves | A | OCM815 | TBD | TBD | 15 | 5.25 | 0 | 0 | 61.19 | 0 | 0 | 0 | 0.28365 | 0.25 | radiator | 100% | 100% | Discretionary | RetroEven20_OR | 82.88% | Boiler | 0% | 0 |  | 0 |  | 0 | IL TRM - 5.3.19 - RS-HVC-TRVS-V01-210101 | AEG Cost Characterization, 2021 | IL TRM - 5.3.19 - RS-HVC-TRVS-V01-210101 | TBD | TBD | TBD | TBD | TBD | TBD | TBD | TBD | TBD | TBD | TBD | TBD | TBD | TBD | TBD | TBD | TBD | TBD | TBD | TBD | TBD | TBD | TBD | TBD | TBD | TBD | TBD | TBD | TBD | TBD | TBD | TBD | TBD | TBD | TBD | TBD | TBD | TBD | TBD | TBD | TBD | TBD | TBD | TBD | TBD | TBD | TBD | TBD | TBD | TBD | TBD | TBD | TBD | TBD | 61.19 | 61.19 | 61.19 | 61.19 | 61.19 | 61.19 | 61.19 | 61.19 | 61.19 | 61.19 | 61.19 | 61.19 | 61.19 | 61.19 | 61.19 | 61.19 | 61.19 | 61.19 | 61.19 | 61.19 | 61.19 | 61.19 | 61.19 | 61.19 | 61.19 | 61.19 | 61.19 | 0 | 0 | 0 | 0 | 0 | 0 | 0 | 0 | 0 | 0 | 0 | 0 | 0 | 0 | 0 | 0 | 0 | 0 | 0 | 0 | 0 | 0 | 0 | 0 | 0 | 0 | 0 | 0 | 0 | 0 | 0 | 0 | 0 | 0 | 0 | 0 | 0 | 0 | 0 | 0 | 0 | 0 | 0 | 0 | 0 | 0 | 0 | 0 | 0 | 0 | 0 | 0 | 0 | 0 | 0 | 0 | 0 | 0 | 0 | 0 | 0 | 0 | 0 | 0 | 0 | 0 | 0 | 0 | 0 | 0 | 0 | 0 | 0 | 0 | 0 | 0 | 0 | 0 | 0 | 0 | 0 | 0 | 0 | 0 | 0 | 0 | 0 | 0 | 0 | 0 | 0 | 0 | 0 | 0 | 0 | 0 | 0 | 0 | 0 | 0 | 0 | 0 | 0 | 0 | 0 | 0 | 0 | 0 | 0 | 0 | 0 | 0 | 0 | 0 | 0 | 0 | 0 | 0 | 0 | 0 | 0 | 0 | 0 | 0 | 0 | 0 | 0 | 0 | 0 | 0 | 0 | 0 | 0 | 0 | 0 | 0 | 0 | 0 | 0 | 0 | 0 | 0 | 0 | 0 | 0 | 0 | 0 | 0 | 0 | 0 | 0 | 0 | 0 | 0 | 0 | 0 | 0 | 0 | 0 | 0 | 0 | 0 | 0 | 0 | 0 | 0 | 0 | 0 | 0 | 0 | 0 | 0 | 0 | 0 | 0 | 0 | 0 | 0 | 0 | 0 | 0 | 0 | 0 | 0 | 0 | 0 | 0 | 0 | 0 | 0 | 0 | 0 | 0 | 0 | 0 | 0 | 0 | 0 | 0 | 0 | 0 | 0 | 0 | 0 | 0 | 0 | 0 | 0 | 0 | 0 | 0 | 0 | 0 | 0 | 0 | 0 | 0 | 0 | 0 | 0 | 0 | 0 | 0 | 0 | 0 | 0 | 0 | 0 | 0 | 0 | 0 | 0 | 0 | 0 | 0 | 0 | 0 | 0 | 0 | 0 | 0 | 0 | 0 | 0 | 0 | 0 | 0 | 0 | 0 | 0 | 0 | 0 | 0 | 0 | 0 | 0 | 0 | 0 | 0 | 0 | 0 | 0 | 0 | 0 | 0 | 0 | 0 | 0 | 0 | 0 | 0 | 0 | 0 | 0 | 0 | 0 | 0 | 0 | 0 | 0 | 0 | 0 | 0 | 0 | 0 | 0 | 0 | 0 | 0 | 0 | 0 | 0 | 0 | 0 | 0 | 0 | 0 | 0 | 0 | 0 | 0 | 0 | 0 | 0 | 0 | 0 | 0 | 0 | 0 | 0 | 0 | 0 | 0 | 0 | 0 | 0 | 0 | 0 | 0 | 0 | 0 | 0 | 0 | 0 | 0 | 0 | 0 | 0 | 0 | 0 | 0 | 0 | 0 | 0 | 0 | 0 | 0 | 0 | 0 | 0 | 0 | 0 | 0 | 0 | 0 | 0 | 0 | 0 | 0 | 0 | 0 | 0 | 0 | 0 | 0 | 0 | 0 | 0 | 0 | 0 | 0 | 0 | 0 | 0 | 0 | 0 | 0 | 0 | 0 | 0 | 0 | 0 | 0 | 0 | 0 | 0 | 0 | 0 | 0 | 0 | 0 | 0 | 0 | 0 | 0 | 0 | 0 | 0 | 0 | 0 | 0 | 0 | 0 | 0 | 0 | 0 | 0 | 0 | 0 | 0 | 0 | 0 | 0 | 0 | 0 | 0 | 0 | 0 | 0 | 0 | 0 | 0 | 0 | 0 | 0 | 0 | 0 | 0 | 0 | 0 | 0 | 0 | 0 | 0 | 0 | 0 | 0 | 0 | 0 | 0 | 0 | 0 | 0 | 0 | 0 | 0 | 0 | 0 | 0 | 0 | 0 | 0 | 0 | 0 | 0 | 0 | 0 | 0 | 0 | 0 | 0 | 0 | 0 | 0 | 0 | 0 | 0 | 0 | 0 | 0 | 0 | 0 | 0 | 0 | 0 | 0 | 0 | 0 | 0 | 0 | 0 | 0 | 0 | 0 | 0 | 0 | 0
OR_Commercial_Interruptible - Health_New_Space Heating_Natural Gas_HVAC - Shut Off Damper_A | OR | Commercial | Interruptible - Health | New | Space Heating | Natural Gas | HVAC - Shut Off Damper | A | OCM816 | No damper | Damper installed | 15 | 0 | 0 | 0 | 1657.67 | 0 | 123.77 | 0 | 0.28365 | 0.25 | BoilerCtrl | 0% | 75% | Discretionary | Retro5Med_OR | 81.34% | Central Systems | 0% | 0 |  | 0 |  | 0 | HVAC_DMPROFF-Heating-ILTRM-v4.0-1 | HVAC_DMPROFF-Heating-ILTRM-v4.0-1 | HVAC_DMPROFF-Heating-ILTRM-v4.0-1 | No damper | No damper | No damper | No damper | No damper | No damper | No damper | No damper | No damper | No damper | No damper | No damper | No damper | No damper | No damper | No damper | No damper | No damper | No damper | No damper | No damper | No damper | No damper | No damper | No damper | No damper | No damper | Damper installed | Damper installed | Damper installed | Damper installed | Damper installed | Damper installed | Damper installed | Damper installed | Damper installed | Damper installed | Damper installed | Damper installed | Damper installed | Damper installed | Damper installed | Damper installed | Damper installed | Damper installed | Damper installed | Damper installed | Damper installed | Damper installed | Damper installed | Damper installed | Damper installed | Damper installed | Damper installed | 1657.67 | 1657.67 | 1657.67 | 1657.67 | 1657.67 | 1657.67 | 1657.67 | 1657.67 | 1657.67 | 1657.67 | 1657.67 | 1657.67 | 1657.67 | 1657.67 | 1657.67 | 1657.67 | 1657.67 | 1657.67 | 1657.67 | 1657.67 | 1657.67 | 1657.67 | 1657.67 | 1657.67 | 1657.67 | 1657.67 | 1657.67 | 0 | 0 | 0 | 0 | 0 | 0 | 0 | 0 | 0 | 0 | 0 | 0 | 0 | 0 | 0 | 0 | 0 | 0 | 0 | 0 | 0 | 0 | 0 | 0 | 0 | 0 | 0 | 0 | 0 | 0 | 0 | 0 | 0 | 0 | 0 | 0 | 0 | 0 | 0 | 0 | 0 | 0 | 0 | 0 | 0 | 0 | 0 | 0 | 0 | 0 | 0 | 0 | 0 | 0 | 0 | 0 | 0 | 0 | 0 | 0 | 0 | 0 | 0 | 0 | 0 | 0 | 0 | 0 | 0 | 0 | 0 | 0 | 0 | 0 | 0 | 0 | 0 | 0 | 0 | 0 | 0 | 0 | 0 | 0 | 0 | 0 | 0 | 0 | 0 | 0 | 0 | 0 | 0 | 0 | 0 | 0 | 0 | 0 | 0 | 0 | 0 | 0 | 0 | 0 | 0 | 0 | 0 | 0 | 0 | 0 | 0 | 0 | 0 | 0 | 0 | 0 | 0 | 0 | 0 | 0 | 0 | 0 | 0 | 0 | 0 | 0 | 0 | 0 | 0 | 0 | 0 | 0 | 0 | 0 | 0 | 0 | 0 | 0 | 0 | 0 | 0 | 0 | 0 | 0 | 0 | 0 | 0 | 0 | 0 | 0 | 0 | 0 | 0 | 0 | 0 | 0 | 0 | 0 | 0 | 0 | 0 | 0 | 0 | 0 | 0 | 0 | 0 | 0 | 0 | 0 | 0 | 0 | 0 | 0 | 0 | 0 | 0 | 0 | 0 | 0 | 0 | 0 | 0 | 0 | 0 | 0 | 0 | 0 | 0 | 0 | 0 | 0 | 0 | 0 | 0 | 0 | 0 | 0 | 0 | 0 | 0 | 0 | 0 | 0 | 0 | 0 | 0 | 0 | 0 | 0 | 0 | 0 | 0 | 0 | 0 | 0 | 0 | 0 | 0 | 0 | 0 | 0 | 0 | 0 | 0 | 0 | 0 | 0 | 0 | 0 | 0 | 0 | 0 | 0 | 0 | 0 | 0 | 0 | 0 | 0 | 0 | 0 | 0 | 0 | 0 | 0 | 0 | 0 | 0 | 0 | 0 | 0 | 0 | 0 | 0 | 0 | 0 | 0 | 0 | 0 | 0 | 0 | 0 | 0 | 0 | 0 | 0 | 0 | 0 | 0 | 0 | 0 | 0 | 0 | 0 | 0 | 0 | 0 | 0 | 0 | 0 | 0 | 0 | 0 | 0 | 0 | 0 | 0 | 0 | 0 | 0 | 0 | 0 | 0 | 0 | 0 | 0 | 0 | 0 | 0 | 0 | 0 | 0 | 0 | 0 | 0 | 0 | 0 | 0 | 0 | 0 | 0 | 0 | 0 | 0 | 0 | 0 | 0 | 0 | 0 | 0 | 0 | 0 | 0 | 0 | 0 | 0 | 0 | 0 | 0 | 0 | 0 | 0 | 0 | 0 | 0 | 0 | 0 | 0 | 0 | 0 | 0 | 0 | 0 | 0 | 0 | 0 | 0 | 0 | 0 | 0 | 0 | 0 | 0 | 0 | 0 | 0 | 0 | 0 | 0 | 0 | 0 | 0 | 0 | 0 | 0 | 0 | 0 | 0 | 0 | 0 | 0 | 0 | 0 | 0 | 0 | 0 | 0 | 0 | 0 | 0 | 0 | 0 | 0 | 0 | 0 | 0 | 0 | 0 | 0 | 0 | 0 | 0 | 0 | 0 | 0 | 0 | 0 | 0 | 0 | 0 | 0 | 0 | 0 | 0 | 0 | 0 | 0 | 0 | 0 | 0 | 0 | 0 | 0 | 0 | 0 | 0 | 0 | 0 | 0 | 0 | 0 | 0 | 0 | 0 | 0 | 0 | 0 | 0 | 0 | 0 | 0 | 0 | 0 | 0 | 0 | 0 | 0 | 0 | 0 | 0 | 0 | 0 | 0 | 0 | 0 | 0 | 0 | 0 | 0 | 0 | 0 | 0 | 0 | 0 | 0 | 0 | 0 | 0 | 0 | 0 | 0 | 0 | 0 | 0 | 0 | 0 | 0 | 0 | 0 | 0 | 0 | 0 | 0 | 0 | 0 | 0
OR_Commercial_Interruptible - Health_New_Space Heating_Natural Gas_Gas Furnace - Tube Inserts_A | OR | Commercial | Interruptible - Health | New | Space Heating | Natural Gas | Gas Furnace - Tube Inserts | A | OCM817 | None | Tube inserts installed | 5 | 0 | 0 | 0 | 1 | 0 | 0 | 0 | 0.28365 | 0.25 | sqft | 0% | 10% | Discretionary | Retro1Slow_OR | 84.23% | Furnace | 0% | 0 |  | 0 |  | 0 | n/a | n/a | n/a | None | None | None | None | None | None | None | None | None | None | None | None | None | None | None | None | None | None | None | None | None | None | None | None | None | None | None | Tube inserts installed | Tube inserts installed | Tube inserts installed | Tube inserts installed | Tube inserts installed | Tube inserts installed | Tube inserts installed | Tube inserts installed | Tube inserts installed | Tube inserts installed | Tube inserts installed | Tube inserts installed | Tube inserts installed | Tube inserts installed | Tube inserts installed | Tube inserts installed | Tube inserts installed | Tube inserts installed | Tube inserts installed | Tube inserts installed | Tube inserts installed | Tube inserts installed | Tube inserts installed | Tube inserts installed | Tube inserts installed | Tube inserts installed | Tube inserts installed | 1 | 1 | 1 | 1 | 1 | 1 | 1 | 1 | 1 | 1 | 1 | 1 | 1 | 1 | 1 | 1 | 1 | 1 | 1 | 1 | 1 | 1 | 1 | 1 | 1 | 1 | 1 | 0 | 0 | 0 | 0 | 0 | 0 | 0 | 0 | 0 | 0 | 0 | 0 | 0 | 0 | 0 | 0 | 0 | 0 | 0 | 0 | 0 | 0 | 0 | 0 | 0 | 0 | 0 | 0 | 0 | 0 | 0 | 0 | 0 | 0 | 0 | 0 | 0 | 0 | 0 | 0 | 0 | 0 | 0 | 0 | 0 | 0 | 0 | 0 | 0 | 0 | 0 | 0 | 0 | 0 | 0 | 0 | 0 | 0 | 0 | 0 | 0 | 0 | 0 | 0 | 0 | 0 | 0 | 0 | 0 | 0 | 0 | 0 | 0 | 0 | 0 | 0 | 0 | 0 | 0 | 0 | 0 | 0 | 0 | 0 | 0 | 0 | 0 | 0 | 0 | 0 | 0 | 0 | 0 | 0 | 0 | 0 | 0 | 0 | 0 | 0 | 0 | 0 | 0 | 0 | 0 | 0 | 0 | 0 | 0 | 0 | 0 | 0 | 0 | 0 | 0 | 0 | 0 | 0 | 0 | 0 | 0 | 0 | 0 | 0 | 0 | 0 | 0 | 0 | 0 | 0 | 0 | 0 | 0 | 0 | 0 | 0 | 0 | 0 | 0 | 0 | 0 | 0 | 0 | 0 | 0 | 0 | 0 | 0 | 0 | 0 | 0 | 0 | 0 | 0 | 0 | 0 | 0 | 0 | 0 | 0 | 0 | 0 | 0 | 0 | 0 | 0 | 0 | 0 | 0 | 0 | 0 | 0 | 0 | 0 | 0 | 0 | 0 | 0 | 0 | 0 | 0 | 0 | 0 | 0 | 0 | 0 | 0 | 0 | 0 | 0 | 0 | 0 | 0 | 0 | 0 | 0 | 0 | 0 | 0 | 0 | 0 | 0 | 0 | 0 | 0 | 0 | 0 | 0 | 0 | 0 | 0 | 0 | 0 | 0 | 0 | 0 | 0 | 0 | 0 | 0 | 0 | 0 | 0 | 0 | 0 | 0 | 0 | 0 | 0 | 0 | 0 | 0 | 0 | 0 | 0 | 0 | 0 | 0 | 0 | 0 | 0 | 0 | 0 | 0 | 0 | 0 | 0 | 0 | 0 | 0 | 0 | 0 | 0 | 0 | 0 | 0 | 0 | 0 | 0 | 0 | 0 | 0 | 0 | 0 | 0 | 0 | 0 | 0 | 0 | 0 | 0 | 0 | 0 | 0 | 0 | 0 | 0 | 0 | 0 | 0 | 0 | 0 | 0 | 0 | 0 | 0 | 0 | 0 | 0 | 0 | 0 | 0 | 0 | 0 | 0 | 0 | 0 | 0 | 0 | 0 | 0 | 0 | 0 | 0 | 0 | 0 | 0 | 0 | 0 | 0 | 0 | 0 | 0 | 0 | 0 | 0 | 0 | 0 | 0 | 0 | 0 | 0 | 0 | 0 | 0 | 0 | 0 | 0 | 0 | 0 | 0 | 0 | 0 | 0 | 0 | 0 | 0 | 0 | 0 | 0 | 0 | 0 | 0 | 0 | 0 | 0 | 0 | 0 | 0 | 0 | 0 | 0 | 0 | 0 | 0 | 0 | 0 | 0 | 0 | 0 | 0 | 0 | 0 | 0 | 0 | 0 | 0 | 0 | 0 | 0 | 0 | 0 | 0 | 0 | 0 | 0 | 0 | 0 | 0 | 0 | 0 | 0 | 0 | 0 | 0 | 0 | 0 | 0 | 0 | 0 | 0 | 0 | 0 | 0 | 0 | 0 | 0 | 0 | 0 | 0 | 0 | 0 | 0 | 0 | 0 | 0 | 0 | 0 | 0 | 0 | 0 | 0 | 0 | 0 | 0 | 0 | 0 | 0 | 0 | 0 | 0 | 0 | 0 | 0 | 0 | 0 | 0 | 0 | 0 | 0 | 0 | 0 | 0 | 0 | 0 | 0 | 0 | 0 | 0 | 0 | 0 | 0 | 0 | 0 | 0 | 0 | 0 | 0 | 0 | 0 | 0 | 0 | 0 | 0 | 0 | 0 | 0 | 0 | 0 | 0 | 0 | 0 | 0 | 0 | 0 | 0 | 0 | 0 | 0 | 0 | 0 | 0 | 0 | 0 | 0 | 0 | 0
OR_Commercial_Interruptible - Health_New_Space Heating_Natural Gas_Gas Boiler - Insulate Steam Lines/Condensate Tank_A | OR | Commercial | Interruptible - Health | New | Space Heating | Natural Gas | Gas Boiler - Insulate Steam Lines/Condensate Tank | A | OCM818 | No insulation | Lines and condenstate tank insulated | 15 | 5.99 | 0 | 0 | 13.96 | 0 | 0 | 0 | 0.28365 | 0.25 | boiler pipe | 100% | 100% | Discretionary | RetroEven20_OR | 82.88% | Boiler | 0% | 0 |  | 0 |  | 0 | GBLR_PINS-Heating-ILTRM-v4.0-1 | GBLR_PINS_STM-Heating-PGE-R7-1 | GBLR_PINS_STM-Heating-PGE-R7-1 | No insulation | No insulation | No insulation | No insulation | No insulation | No insulation | No insulation | No insulation | No insulation | No insulation | No insulation | No insulation | No insulation | No insulation | No insulation | No insulation | No insulation | No insulation | No insulation | No insulation | No insulation | No insulation | No insulation | No insulation | No insulation | No insulation | No insulation | Lines and condenstate tank insulated | Lines and condenstate tank insulated | Lines and condenstate tank insulated | Lines and condenstate tank insulated | Lines and condenstate tank insulated | Lines and condenstate tank insulated | Lines and condenstate tank insulated | Lines and condenstate tank insulated | Lines and condenstate tank insulated | Lines and condenstate tank insulated | Lines and condenstate tank insulated | Lines and condenstate tank insulated | Lines and condenstate tank insulated | Lines and condenstate tank insulated | Lines and condenstate tank insulated | Lines and condenstate tank insulated | Lines and condenstate tank insulated | Lines and condenstate tank insulated | Lines and condenstate tank insulated | Lines and condenstate tank insulated | Lines and condenstate tank insulated | Lines and condenstate tank insulated | Lines and condenstate tank insulated | Lines and condenstate tank insulated | Lines and condenstate tank insulated | Lines and condenstate tank insulated | Lines and condenstate tank insulated | 13.96 | 13.96 | 13.96 | 13.96 | 13.96 | 13.96 | 13.96 | 13.96 | 13.96 | 13.96 | 13.96 | 13.96 | 13.96 | 13.96 | 13.96 | 13.96 | 13.96 | 13.96 | 13.96 | 13.96 | 13.96 | 13.96 | 13.96 | 13.96 | 13.96 | 13.96 | 13.96 | 0 | 0 | 0 | 0 | 0 | 0 | 0 | 0 | 0 | 0 | 0 | 0 | 0 | 0 | 0 | 0 | 0 | 0 | 0 | 0 | 0 | 0 | 0 | 0 | 0 | 0 | 0 | 0 | 0 | 0 | 0 | 0 | 0 | 0 | 0 | 0 | 0 | 0 | 0 | 0 | 0 | 0 | 0 | 0 | 0 | 0 | 0 | 0 | 0 | 0 | 0 | 0 | 0 | 0 | 0 | 0 | 0 | 0 | 0 | 0 | 0 | 0 | 0 | 0 | 0 | 0 | 0 | 0 | 0 | 0 | 0 | 0 | 0 | 0 | 0 | 0 | 0 | 0 | 0 | 0 | 0 | 0 | 0 | 0 | 0 | 0 | 0 | 0 | 0 | 0 | 0 | 0 | 0 | 0 | 0 | 0 | 0 | 0 | 0 | 0 | 0 | 0 | 0 | 0 | 0 | 0 | 0 | 0 | 0 | 0 | 0 | 0 | 0 | 0 | 0 | 0 | 0 | 0 | 0 | 0 | 0 | 0 | 0 | 0 | 0 | 0 | 0 | 0 | 0 | 0 | 0 | 0 | 0 | 0 | 0 | 0 | 0 | 0 | 0 | 0 | 0 | 0 | 0 | 0 | 0 | 0 | 0 | 0 | 0 | 0 | 0 | 0 | 0 | 0 | 0 | 0 | 0 | 0 | 0 | 0 | 0 | 0 | 0 | 0 | 0 | 0 | 0 | 0 | 0 | 0 | 0 | 0 | 0 | 0 | 0 | 0 | 0 | 0 | 0 | 0 | 0 | 0 | 0 | 0 | 0 | 0 | 0 | 0 | 0 | 0 | 0 | 0 | 0 | 0 | 0 | 0 | 0 | 0 | 0 | 0 | 0 | 0 | 0 | 0 | 0 | 0 | 0 | 0 | 0 | 0 | 0 | 0 | 0 | 0 | 0 | 0 | 0 | 0 | 0 | 0 | 0 | 0 | 0 | 0 | 0 | 0 | 0 | 0 | 0 | 0 | 0 | 0 | 0 | 0 | 0 | 0 | 0 | 0 | 0 | 0 | 0 | 0 | 0 | 0 | 0 | 0 | 0 | 0 | 0 | 0 | 0 | 0 | 0 | 0 | 0 | 0 | 0 | 0 | 0 | 0 | 0 | 0 | 0 | 0 | 0 | 0 | 0 | 0 | 0 | 0 | 0 | 0 | 0 | 0 | 0 | 0 | 0 | 0 | 0 | 0 | 0 | 0 | 0 | 0 | 0 | 0 | 0 | 0 | 0 | 0 | 0 | 0 | 0 | 0 | 0 | 0 | 0 | 0 | 0 | 0 | 0 | 0 | 0 | 0 | 0 | 0 | 0 | 0 | 0 | 0 | 0 | 0 | 0 | 0 | 0 | 0 | 0 | 0 | 0 | 0 | 0 | 0 | 0 | 0 | 0 | 0 | 0 | 0 | 0 | 0 | 0 | 0 | 0 | 0 | 0 | 0 | 0 | 0 | 0 | 0 | 0 | 0 | 0 | 0 | 0 | 0 | 0 | 0 | 0 | 0 | 0 | 0 | 0 | 0 | 0 | 0 | 0 | 0 | 0 | 0 | 0 | 0 | 0 | 0 | 0 | 0 | 0 | 0 | 0 | 0 | 0 | 0 | 0 | 0 | 0 | 0 | 0 | 0 | 0 | 0 | 0 | 0 | 0 | 0 | 0 | 0 | 0 | 0 | 0 | 0 | 0 | 0 | 0 | 0 | 0 | 0 | 0 | 0 | 0 | 0 | 0 | 0 | 0 | 0 | 0 | 0 | 0 | 0 | 0 | 0 | 0 | 0 | 0 | 0 | 0 | 0 | 0 | 0 | 0 | 0 | 0 | 0 | 0 | 0 | 0 | 0 | 0 | 0 | 0 | 0 | 0 | 0 | 0 | 0 | 0 | 0 | 0 | 0 | 0 | 0 | 0 | 0 | 0 | 0 | 0 | 0 | 0 | 0 | 0 | 0 | 0 | 0 | 0 | 0 | 0 | 0 | 0 | 0 | 0 | 0 | 0 | 0 | 0 | 0 | 0 | 0 | 0 | 0 | 0 | 0 | 0 | 0 | 0 | 0 | 0 | 0 | 0
OR_Commercial_Interruptible - Health_New_Space Heating_Natural Gas_Gas Boiler - Insulate Hot Water Lines_A | OR | Commercial | Interruptible - Health | New | Space Heating | Natural Gas | Gas Boiler - Insulate Hot Water Lines | A | OCM819 | No insulation | Insulated water lines | 11 | 4.01 | 0 | 0 | 26.08 | 0 | 0 | 0 | 0.28365 | 0.25 | boiler pipe | 100% | 100% | Discretionary | RetroEven20_OR | 82.88% | Boiler | 0% | 0 |  | 0 |  | 0 | GBLR_PINS_HW-Heating-PGE-R7-1 | GBLR_PINS_HW-Heating-PGE-R7-1 | GBLR_PINS_HW-Heating-PGE-R7-1 | No insulation | No insulation | No insulation | No insulation | No insulation | No insulation | No insulation | No insulation | No insulation | No insulation | No insulation | No insulation | No insulation | No insulation | No insulation | No insulation | No insulation | No insulation | No insulation | No insulation | No insulation | No insulation | No insulation | No insulation | No insulation | No insulation | No insulation | Insulated water lines | Insulated water lines | Insulated water lines | Insulated water lines | Insulated water lines | Insulated water lines | Insulated water lines | Insulated water lines | Insulated water lines | Insulated water lines | Insulated water lines | Insulated water lines | Insulated water lines | Insulated water lines | Insulated water lines | Insulated water lines | Insulated water lines | Insulated water lines | Insulated water lines | Insulated water lines | Insulated water lines | Insulated water lines | Insulated water lines | Insulated water lines | Insulated water lines | Insulated water lines | Insulated water lines | 26.08 | 26.08 | 26.08 | 26.08 | 26.08 | 26.08 | 26.08 | 26.08 | 26.08 | 26.08 | 26.08 | 26.08 | 26.08 | 26.08 | 26.08 | 26.08 | 26.08 | 26.08 | 26.08 | 26.08 | 26.08 | 26.08 | 26.08 | 26.08 | 26.08 | 26.08 | 26.08 | 0 | 0 | 0 | 0 | 0 | 0 | 0 | 0 | 0 | 0 | 0 | 0 | 0 | 0 | 0 | 0 | 0 | 0 | 0 | 0 | 0 | 0 | 0 | 0 | 0 | 0 | 0 | 0 | 0 | 0 | 0 | 0 | 0 | 0 | 0 | 0 | 0 | 0 | 0 | 0 | 0 | 0 | 0 | 0 | 0 | 0 | 0 | 0 | 0 | 0 | 0 | 0 | 0 | 0 | 0 | 0 | 0 | 0 | 0 | 0 | 0 | 0 | 0 | 0 | 0 | 0 | 0 | 0 | 0 | 0 | 0 | 0 | 0 | 0 | 0 | 0 | 0 | 0 | 0 | 0 | 0 | 0 | 0 | 0 | 0 | 0 | 0 | 0 | 0 | 0 | 0 | 0 | 0 | 0 | 0 | 0 | 0 | 0 | 0 | 0 | 0 | 0 | 0 | 0 | 0 | 0 | 0 | 0 | 0 | 0 | 0 | 0 | 0 | 0 | 0 | 0 | 0 | 0 | 0 | 0 | 0 | 0 | 0 | 0 | 0 | 0 | 0 | 0 | 0 | 0 | 0 | 0 | 0 | 0 | 0 | 0 | 0 | 0 | 0 | 0 | 0 | 0 | 0 | 0 | 0 | 0 | 0 | 0 | 0 | 0 | 0 | 0 | 0 | 0 | 0 | 0 | 0 | 0 | 0 | 0 | 0 | 0 | 0 | 0 | 0 | 0 | 0 | 0 | 0 | 0 | 0 | 0 | 0 | 0 | 0 | 0 | 0 | 0 | 0 | 0 | 0 | 0 | 0 | 0 | 0 | 0 | 0 | 0 | 0 | 0 | 0 | 0 | 0 | 0 | 0 | 0 | 0 | 0 | 0 | 0 | 0 | 0 | 0 | 0 | 0 | 0 | 0 | 0 | 0 | 0 | 0 | 0 | 0 | 0 | 0 | 0 | 0 | 0 | 0 | 0 | 0 | 0 | 0 | 0 | 0 | 0 | 0 | 0 | 0 | 0 | 0 | 0 | 0 | 0 | 0 | 0 | 0 | 0 | 0 | 0 | 0 | 0 | 0 | 0 | 0 | 0 | 0 | 0 | 0 | 0 | 0 | 0 | 0 | 0 | 0 | 0 | 0 | 0 | 0 | 0 | 0 | 0 | 0 | 0 | 0 | 0 | 0 | 0 | 0 | 0 | 0 | 0 | 0 | 0 | 0 | 0 | 0 | 0 | 0 | 0 | 0 | 0 | 0 | 0 | 0 | 0 | 0 | 0 | 0 | 0 | 0 | 0 | 0 | 0 | 0 | 0 | 0 | 0 | 0 | 0 | 0 | 0 | 0 | 0 | 0 | 0 | 0 | 0 | 0 | 0 | 0 | 0 | 0 | 0 | 0 | 0 | 0 | 0 | 0 | 0 | 0 | 0 | 0 | 0 | 0 | 0 | 0 | 0 | 0 | 0 | 0 | 0 | 0 | 0 | 0 | 0 | 0 | 0 | 0 | 0 | 0 | 0 | 0 | 0 | 0 | 0 | 0 | 0 | 0 | 0 | 0 | 0 | 0 | 0 | 0 | 0 | 0 | 0 | 0 | 0 | 0 | 0 | 0 | 0 | 0 | 0 | 0 | 0 | 0 | 0 | 0 | 0 | 0 | 0 | 0 | 0 | 0 | 0 | 0 | 0 | 0 | 0 | 0 | 0 | 0 | 0 | 0 | 0 | 0 | 0 | 0 | 0 | 0 | 0 | 0 | 0 | 0 | 0 | 0 | 0 | 0 | 0 | 0 | 0 | 0 | 0 | 0 | 0 | 0 | 0 | 0 | 0 | 0 | 0 | 0 | 0 | 0 | 0 | 0 | 0 | 0 | 0 | 0 | 0 | 0 | 0 | 0 | 0 | 0 | 0 | 0 | 0 | 0 | 0 | 0 | 0 | 0 | 0 | 0 | 0 | 0 | 0 | 0 | 0 | 0 | 0 | 0 | 0 | 0 | 0 | 0 | 0 | 0 | 0 | 0 | 0 | 0 | 0 | 0 | 0 | 0 | 0 | 0 | 0 | 0 | 0 | 0 | 0 | 0 | 0 | 0 | 0 | 0 | 0 | 0 | 0 | 0
OR_Commercial_Interruptible - Health_New_Space Heating_Natural Gas_Condensing RTU_A | OR | Commercial | Interruptible - Health | New | Space Heating | Natural Gas | Condensing RTU | A | OCM820 | TBD | TBD | 5 | 0.022907 | 0 | 0 | 0.48 | 0 | 0 | 0 | 0.28365 | 0.25 | sqft cond | 100% | 100% | Discretionary | RetroEven20_OR | 82.88% | Furnace | 0% | 0 |  | 0 |  | 0 | NEEA Condensing Rooftop Unit Field Study - October 28, 2019 | NEEA Condensing Rooftop Unit Field Study - October 28, 2019 | NEEA Condensing Rooftop Unit Field Study - October 28, 2019 | TBD | TBD | TBD | TBD | TBD | TBD | TBD | TBD | TBD | TBD | TBD | TBD | TBD | TBD | TBD | TBD | TBD | TBD | TBD | TBD | TBD | TBD | TBD | TBD | TBD | TBD | TBD | TBD | TBD | TBD | TBD | TBD | TBD | TBD | TBD | TBD | TBD | TBD | TBD | TBD | TBD | TBD | TBD | TBD | TBD | TBD | TBD | TBD | TBD | TBD | TBD | TBD | TBD | TBD | 0.48 | 0.48 | 0.48 | 0.48 | 0.48 | 0.48 | 0.48 | 0.48 | 0.48 | 0.48 | 0.48 | 0.48 | 0.48 | 0.48 | 0.48 | 0.48 | 0.48 | 0.48 | 0.48 | 0.48 | 0.48 | 0.48 | 0.48 | 0.48 | 0.48 | 0.48 | 0.48 | 0 | 0 | 0 | 0 | 0 | 0 | 0 | 0 | 0 | 0 | 0 | 0 | 0 | 0 | 0 | 0 | 0 | 0 | 0 | 0 | 0 | 0 | 0 | 0 | 0 | 0 | 0 | 0 | 0 | 0 | 0 | 0 | 0 | 0 | 0 | 0 | 0 | 0 | 0 | 0 | 0 | 0 | 0 | 0 | 0 | 0 | 0 | 0 | 0 | 0 | 0 | 0 | 0 | 0 | 0 | 0 | 0 | 0 | 0 | 0 | 0 | 0 | 0 | 0 | 0 | 0 | 0 | 0 | 0 | 0 | 0 | 0 | 0 | 0 | 0 | 0 | 0 | 0 | 0 | 0 | 0 | 0 | 0 | 0 | 0 | 0 | 0 | 0 | 0 | 0 | 0 | 0 | 0 | 0 | 0 | 0 | 0 | 0 | 0 | 0 | 0 | 0 | 0 | 0 | 0 | 0 | 0 | 0 | 0 | 0 | 0 | 0 | 0 | 0 | 0 | 0 | 0 | 0 | 0 | 0 | 0 | 0 | 0 | 0 | 0 | 0 | 0 | 0 | 0 | 0 | 0 | 0 | 0 | 0 | 0 | 0 | 0 | 0 | 0 | 0 | 0 | 0 | 0 | 0 | 0 | 0 | 0 | 0 | 0 | 0 | 0 | 0 | 0 | 0 | 0 | 0 | 0 | 0 | 0 | 0 | 0 | 0 | 0 | 0 | 0 | 0 | 0 | 0 | 0 | 0 | 0 | 0 | 0 | 0 | 0 | 0 | 0 | 0 | 0 | 0 | 0 | 0 | 0 | 0 | 0 | 0 | 0 | 0 | 0 | 0 | 0 | 0 | 0 | 0 | 0 | 0 | 0 | 0 | 0 | 0 | 0 | 0 | 0 | 0 | 0 | 0 | 0 | 0 | 0 | 0 | 0 | 0 | 0 | 0 | 0 | 0 | 0 | 0 | 0 | 0 | 0 | 0 | 0 | 0 | 0 | 0 | 0 | 0 | 0 | 0 | 0 | 0 | 0 | 0 | 0 | 0 | 0 | 0 | 0 | 0 | 0 | 0 | 0 | 0 | 0 | 0 | 0 | 0 | 0 | 0 | 0 | 0 | 0 | 0 | 0 | 0 | 0 | 0 | 0 | 0 | 0 | 0 | 0 | 0 | 0 | 0 | 0 | 0 | 0 | 0 | 0 | 0 | 0 | 0 | 0 | 0 | 0 | 0 | 0 | 0 | 0 | 0 | 0 | 0 | 0 | 0 | 0 | 0 | 0 | 0 | 0 | 0 | 0 | 0 | 0 | 0 | 0 | 0 | 0 | 0 | 0 | 0 | 0 | 0 | 0 | 0 | 0 | 0 | 0 | 0 | 0 | 0 | 0 | 0 | 0 | 0 | 0 | 0 | 0 | 0 | 0 | 0 | 0 | 0 | 0 | 0 | 0 | 0 | 0 | 0 | 0 | 0 | 0 | 0 | 0 | 0 | 0 | 0 | 0 | 0 | 0 | 0 | 0 | 0 | 0 | 0 | 0 | 0 | 0 | 0 | 0 | 0 | 0 | 0 | 0 | 0 | 0 | 0 | 0 | 0 | 0 | 0 | 0 | 0 | 0 | 0 | 0 | 0 | 0 | 0 | 0 | 0 | 0 | 0 | 0 | 0 | 0 | 0 | 0 | 0 | 0 | 0 | 0 | 0 | 0 | 0 | 0 | 0 | 0 | 0 | 0 | 0 | 0 | 0 | 0 | 0 | 0 | 0 | 0 | 0 | 0 | 0 | 0 | 0 | 0 | 0 | 0 | 0 | 0 | 0 | 0 | 0 | 0 | 0 | 0 | 0 | 0 | 0 | 0 | 0 | 0 | 0 | 0 | 0 | 0 | 0 | 0 | 0 | 0 | 0 | 0 | 0 | 0 | 0 | 0 | 0 | 0 | 0 | 0 | 0 | 0 | 0 | 0 | 0 | 0 | 0 | 0 | 0 | 0 | 0 | 0 | 0 | 0 | 0 | 0 | 0 | 0 | 0 | 0 | 0 | 0 | 0 | 0 | 0 | 0 | 0 | 0 | 0 | 0 | 0 | 0 | 0 | 0 | 0 | 0 | 0 | 0
OR_Commercial_Interruptible - Health_New_Space Heating_Natural Gas_Hydronic Heating Radiator Replacement_A | OR | Commercial | Interruptible - Health | New | Space Heating | Natural Gas | Hydronic Heating Radiator Replacement | A | OCM821 | TBD | TBD | 25 | 34 | 0 | 0 | 624.75 | 0 | 0 | 0 | 0.28365 | 0.25 | radiator | 100% | 100% | Discretionary | RetroEven20_OR | 82.88% | Boiler | 0% | 0 |  | 0 |  | 0 | IL TRM - 4.4.52 - CI-HVC-HHRR-V01-210101 | IL TRM - 4.4.52 - CI-HVC-HHRR-V01-210101 | IL TRM - 4.4.52 - CI-HVC-HHRR-V01-210101 | TBD | TBD | TBD | TBD | TBD | TBD | TBD | TBD | TBD | TBD | TBD | TBD | TBD | TBD | TBD | TBD | TBD | TBD | TBD | TBD | TBD | TBD | TBD | TBD | TBD | TBD | TBD | TBD | TBD | TBD | TBD | TBD | TBD | TBD | TBD | TBD | TBD | TBD | TBD | TBD | TBD | TBD | TBD | TBD | TBD | TBD | TBD | TBD | TBD | TBD | TBD | TBD | TBD | TBD | 624.75 | 624.75 | 624.75 | 624.75 | 624.75 | 624.75 | 624.75 | 624.75 | 624.75 | 624.75 | 624.75 | 624.75 | 624.75 | 624.75 | 624.75 | 624.75 | 624.75 | 624.75 | 624.75 | 624.75 | 624.75 | 624.75 | 624.75 | 624.75 | 624.75 | 624.75 | 624.75 | 0 | 0 | 0 | 0 | 0 | 0 | 0 | 0 | 0 | 0 | 0 | 0 | 0 | 0 | 0 | 0 | 0 | 0 | 0 | 0 | 0 | 0 | 0 | 0 | 0 | 0 | 0 | 0 | 0 | 0 | 0 | 0 | 0 | 0 | 0 | 0 | 0 | 0 | 0 | 0 | 0 | 0 | 0 | 0 | 0 | 0 | 0 | 0 | 0 | 0 | 0 | 0 | 0 | 0 | 0 | 0 | 0 | 0 | 0 | 0 | 0 | 0 | 0 | 0 | 0 | 0 | 0 | 0 | 0 | 0 | 0 | 0 | 0 | 0 | 0 | 0 | 0 | 0 | 0 | 0 | 0 | 0 | 0 | 0 | 0 | 0 | 0 | 0 | 0 | 0 | 0 | 0 | 0 | 0 | 0 | 0 | 0 | 0 | 0 | 0 | 0 | 0 | 0 | 0 | 0 | 0 | 0 | 0 | 0 | 0 | 0 | 0 | 0 | 0 | 0 | 0 | 0 | 0 | 0 | 0 | 0 | 0 | 0 | 0 | 0 | 0 | 0 | 0 | 0 | 0 | 0 | 0 | 0 | 0 | 0 | 0 | 0 | 0 | 0 | 0 | 0 | 0 | 0 | 0 | 0 | 0 | 0 | 0 | 0 | 0 | 0 | 0 | 0 | 0 | 0 | 0 | 0 | 0 | 0 | 0 | 0 | 0 | 0 | 0 | 0 | 0 | 0 | 0 | 0 | 0 | 0 | 0 | 0 | 0 | 0 | 0 | 0 | 0 | 0 | 0 | 0 | 0 | 0 | 0 | 0 | 0 | 0 | 0 | 0 | 0 | 0 | 0 | 0 | 0 | 0 | 0 | 0 | 0 | 0 | 0 | 0 | 0 | 0 | 0 | 0 | 0 | 0 | 0 | 0 | 0 | 0 | 0 | 0 | 0 | 0 | 0 | 0 | 0 | 0 | 0 | 0 | 0 | 0 | 0 | 0 | 0 | 0 | 0 | 0 | 0 | 0 | 0 | 0 | 0 | 0 | 0 | 0 | 0 | 0 | 0 | 0 | 0 | 0 | 0 | 0 | 0 | 0 | 0 | 0 | 0 | 0 | 0 | 0 | 0 | 0 | 0 | 0 | 0 | 0 | 0 | 0 | 0 | 0 | 0 | 0 | 0 | 0 | 0 | 0 | 0 | 0 | 0 | 0 | 0 | 0 | 0 | 0 | 0 | 0 | 0 | 0 | 0 | 0 | 0 | 0 | 0 | 0 | 0 | 0 | 0 | 0 | 0 | 0 | 0 | 0 | 0 | 0 | 0 | 0 | 0 | 0 | 0 | 0 | 0 | 0 | 0 | 0 | 0 | 0 | 0 | 0 | 0 | 0 | 0 | 0 | 0 | 0 | 0 | 0 | 0 | 0 | 0 | 0 | 0 | 0 | 0 | 0 | 0 | 0 | 0 | 0 | 0 | 0 | 0 | 0 | 0 | 0 | 0 | 0 | 0 | 0 | 0 | 0 | 0 | 0 | 0 | 0 | 0 | 0 | 0 | 0 | 0 | 0 | 0 | 0 | 0 | 0 | 0 | 0 | 0 | 0 | 0 | 0 | 0 | 0 | 0 | 0 | 0 | 0 | 0 | 0 | 0 | 0 | 0 | 0 | 0 | 0 | 0 | 0 | 0 | 0 | 0 | 0 | 0 | 0 | 0 | 0 | 0 | 0 | 0 | 0 | 0 | 0 | 0 | 0 | 0 | 0 | 0 | 0 | 0 | 0 | 0 | 0 | 0 | 0 | 0 | 0 | 0 | 0 | 0 | 0 | 0 | 0 | 0 | 0 | 0 | 0 | 0 | 0 | 0 | 0 | 0 | 0 | 0 | 0 | 0 | 0 | 0 | 0 | 0 | 0 | 0 | 0 | 0 | 0 | 0 | 0 | 0 | 0 | 0 | 0 | 0 | 0 | 0 | 0 | 0 | 0 | 0 | 0 | 0 | 0 | 0 | 0 | 0 | 0 | 0 | 0 | 0 | 0 | 0 | 0 | 0 | 0 | 0 | 0 | 0 | 0 | 0 | 0 | 0 | 0 | 0 | 0 | 0 | 0 | 0 | 0
OR_Commercial_Interruptible - Health_New_Space Heating_Natural Gas_Thermostat - Connected_A | OR | Commercial | Interruptible - Health | New | Space Heating | Natural Gas | Thermostat - Connected | A | OCM822 | Standard thermostat. | Thermostat connected to building management control system. | 5 | 0 | 0 | 0 | 222.91 | 0 | 0 | 0 | 0.28365 | 0.25 | Stat Unit | 30% | 53.33% | Discretionary | Retro5Med_OR | 81.34% | Space Heating | 0% | 0 |  | 0 |  | 0 | DL20_CSTAT_SMRT-Cool-RTF-v1.1-5 | IL TRM - CI-HVC-THST-V01-200101 | DL20_CSTAT_SMRT-Heat-RTF-v1.1-1 | Standard thermostat. | Standard thermostat. | Standard thermostat. | Standard thermostat. | Standard thermostat. | Standard thermostat. | Standard thermostat. | Standard thermostat. | Standard thermostat. | Standard thermostat. | Standard thermostat. | Standard thermostat. | Standard thermostat. | Standard thermostat. | Standard thermostat. | Standard thermostat. | Standard thermostat. | Standard thermostat. | Standard thermostat. | Standard thermostat. | Standard thermostat. | Standard thermostat. | Standard thermostat. | Standard thermostat. | Standard thermostat. | Standard thermostat. | Standard thermostat. | Thermostat connected to building management control system. | Thermostat connected to building management control system. | Thermostat connected to building management control system. | Thermostat connected to building management control system. | Thermostat connected to building management control system. | Thermostat connected to building management control system. | Thermostat connected to building management control system. | Thermostat connected to building management control system. | Thermostat connected to building management control system. | Thermostat connected to building management control system. | Thermostat connected to building management control system. | Thermostat connected to building management control system. | Thermostat connected to building management control system. | Thermostat connected to building management control system. | Thermostat connected to building management control system. | Thermostat connected to building management control system. | Thermostat connected to building management control system. | Thermostat connected to building management control system. | Thermostat connected to building management control system. | Thermostat connected to building management control system. | Thermostat connected to building management control system. | Thermostat connected to building management control system. | Thermostat connected to building management control system. | Thermostat connected to building management control system. | Thermostat connected to building management control system. | Thermostat connected to building management control system. | Thermostat connected to building management control system. | 222.91 | 222.91 | 222.91 | 222.91 | 222.91 | 222.91 | 222.91 | 222.91 | 222.91 | 222.91 | 222.91 | 222.91 | 222.91 | 222.91 | 222.91 | 222.91 | 222.91 | 222.91 | 222.91 | 222.91 | 222.91 | 222.91 | 222.91 | 222.91 | 222.91 | 222.91 | 222.91 | 0 | 0 | 0 | 0 | 0 | 0 | 0 | 0 | 0 | 0 | 0 | 0 | 0 | 0 | 0 | 0 | 0 | 0 | 0 | 0 | 0 | 0 | 0 | 0 | 0 | 0 | 0 | 0 | 0 | 0 | 0 | 0 | 0 | 0 | 0 | 0 | 0 | 0 | 0 | 0 | 0 | 0 | 0 | 0 | 0 | 0 | 0 | 0 | 0 | 0 | 0 | 0 | 0 | 0 | 0 | 0 | 0 | 0 | 0 | 0 | 0 | 0 | 0 | 0 | 0 | 0 | 0 | 0 | 0 | 0 | 0 | 0 | 0 | 0 | 0 | 0 | 0 | 0 | 0 | 0 | 0 | 0 | 0 | 0 | 0 | 0 | 0 | 0 | 0 | 0 | 0 | 0 | 0 | 0 | 0 | 0 | 0 | 0 | 0 | 0 | 0 | 0 | 0 | 0 | 0 | 0 | 0 | 0 | 0 | 0 | 0 | 0 | 0 | 0 | 0 | 0 | 0 | 0 | 0 | 0 | 0 | 0 | 0 | 0 | 0 | 0 | 0 | 0 | 0 | 0 | 0 | 0 | 0 | 0 | 0 | 0 | 0 | 0 | 0 | 0 | 0 | 0 | 0 | 0 | 0 | 0 | 0 | 0 | 0 | 0 | 0 | 0 | 0 | 0 | 0 | 0 | 0 | 0 | 0 | 0 | 0 | 0 | 0 | 0 | 0 | 0 | 0 | 0 | 0 | 0 | 0 | 0 | 0 | 0 | 0 | 0 | 0 | 0 | 0 | 0 | 0 | 0 | 0 | 0 | 0 | 0 | 0 | 0 | 0 | 0 | 0 | 0 | 0 | 0 | 0 | 0 | 0 | 0 | 0 | 0 | 0 | 0 | 0 | 0 | 0 | 0 | 0 | 0 | 0 | 0 | 0 | 0 | 0 | 0 | 0 | 0 | 0 | 0 | 0 | 0 | 0 | 0 | 0 | 0 | 0 | 0 | 0 | 0 | 0 | 0 | 0 | 0 | 0 | 0 | 0 | 0 | 0 | 0 | 0 | 0 | 0 | 0 | 0 | 0 | 0 | 0 | 0 | 0 | 0 | 0 | 0 | 0 | 0 | 0 | 0 | 0 | 0 | 0 | 0 | 0 | 0 | 0 | 0 | 0 | 0 | 0 | 0 | 0 | 0 | 0 | 0 | 0 | 0 | 0 | 0 | 0 | 0 | 0 | 0 | 0 | 0 | 0 | 0 | 0 | 0 | 0 | 0 | 0 | 0 | 0 | 0 | 0 | 0 | 0 | 0 | 0 | 0 | 0 | 0 | 0 | 0 | 0 | 0 | 0 | 0 | 0 | 0 | 0 | 0 | 0 | 0 | 0 | 0 | 0 | 0 | 0 | 0 | 0 | 0 | 0 | 0 | 0 | 0 | 0 | 0 | 0 | 0 | 0 | 0 | 0 | 0 | 0 | 0 | 0 | 0 | 0 | 0 | 0 | 0 | 0 | 0 | 0 | 0 | 0 | 0 | 0 | 0 | 0 | 0 | 0 | 0 | 0 | 0 | 0 | 0 | 0 | 0 | 0 | 0 | 0 | 0 | 0 | 0 | 0 | 0 | 0 | 0 | 0 | 0 | 0 | 0 | 0 | 0 | 0 | 0 | 0 | 0 | 0 | 0 | 0 | 0 | 0 | 0 | 0 | 0 | 0 | 0 | 0 | 0 | 0 | 0 | 0 | 0 | 0 | 0 | 0 | 0 | 0 | 0 | 0 | 0 | 0 | 0 | 0 | 0 | 0 | 0 | 0 | 0 | 0 | 0 | 0 | 0 | 0 | 0 | 0 | 0 | 0 | 0 | 0 | 0 | 0 | 0 | 0 | 0 | 0 | 0 | 0 | 0 | 0 | 0 | 0 | 0 | 0 | 0 | 0 | 0 | 0 | 0 | 0 | 0 | 0 | 0 | 0 | 0 | 0 | 0 | 0 | 0 | 0 | 0 | 0 | 0 | 0 | 0 | 0 | 0 | 0 | 0 | 0 | 0 | 0 | 0 | 0 | 0 | 0 | 0 | 0 | 0 | 0 | 0 | 0 | 0 | 0 | 0 | 0 | 0
OR_Commercial_Interruptible - Health_New_Water Heating_Natural Gas_Water Heater - Thermostatic Shower Restriction Valve_A | OR | Commercial | Interruptible - Health | New | Water Heating | Natural Gas | Water Heater - Thermostatic Shower Restriction Valve | A | OCM823 | No thermostatic control on shower. | Thermostatic shower restriction valve. | 10 | 13.8762 | 0 | 0 | 24.46 | 6.84 | 0 | 0 | 0.28365 | 0.25 | showerhead | 86.67% | 86.67% | Discretionary | Retro5Med_OR | 81.34% | Water Heater | 0% | 0 |  | 0 |  | 0 | ThermostaticShowerRestrictionValve_v4_2 | ThermostaticShowerRestrictionValve_v4_2 | ThermostaticShowerRestrictionValve_v4_2 | No thermostatic control on shower. | No thermostatic control on shower. | No thermostatic control on shower. | No thermostatic control on shower. | No thermostatic control on shower. | No thermostatic control on shower. | No thermostatic control on shower. | No thermostatic control on shower. | No thermostatic control on shower. | No thermostatic control on shower. | No thermostatic control on shower. | No thermostatic control on shower. | No thermostatic control on shower. | No thermostatic control on shower. | No thermostatic control on shower. | No thermostatic control on shower. | No thermostatic control on shower. | No thermostatic control on shower. | No thermostatic control on shower. | No thermostatic control on shower. | No thermostatic control on shower. | No thermostatic control on shower. | No thermostatic control on shower. | No thermostatic control on shower. | No thermostatic control on shower. | No thermostatic control on shower. | No thermostatic control on shower. | Thermostatic shower restriction valve. | Thermostatic shower restriction valve. | Thermostatic shower restriction valve. | Thermostatic shower restriction valve. | Thermostatic shower restriction valve. | Thermostatic shower restriction valve. | Thermostatic shower restriction valve. | Thermostatic shower restriction valve. | Thermostatic shower restriction valve. | Thermostatic shower restriction valve. | Thermostatic shower restriction valve. | Thermostatic shower restriction valve. | Thermostatic shower restriction valve. | Thermostatic shower restriction valve. | Thermostatic shower restriction valve. | Thermostatic shower restriction valve. | Thermostatic shower restriction valve. | Thermostatic shower restriction valve. | Thermostatic shower restriction valve. | Thermostatic shower restriction valve. | Thermostatic shower restriction valve. | Thermostatic shower restriction valve. | Thermostatic shower restriction valve. | Thermostatic shower restriction valve. | Thermostatic shower restriction valve. | Thermostatic shower restriction valve. | Thermostatic shower restriction valve. | 24.46 | 24.46 | 24.46 | 24.46 | 24.46 | 24.46 | 24.46 | 24.46 | 24.46 | 24.46 | 24.46 | 24.46 | 24.46 | 24.46 | 24.46 | 24.46 | 24.46 | 24.46 | 24.46 | 24.46 | 24.46 | 24.46 | 24.46 | 24.46 | 24.46 | 24.46 | 24.46 | 0 | 0 | 0 | 0 | 0 | 0 | 0 | 0 | 0 | 0 | 0 | 0 | 0 | 0 | 0 | 0 | 0 | 0 | 0 | 0 | 0 | 0 | 0 | 0 | 0 | 0 | 0 | 0 | 0 | 0 | 0 | 0 | 0 | 0 | 0 | 0 | 0 | 0 | 0 | 0 | 0 | 0 | 0 | 0 | 0 | 0 | 0 | 0 | 0 | 0 | 0 | 0 | 0 | 0 | 0 | 0 | 0 | 0 | 0 | 0 | 0 | 0 | 0 | 0 | 0 | 0 | 0 | 0 | 0 | 0 | 0 | 0 | 0 | 0 | 0 | 0 | 0 | 0 | 0 | 0 | 0 | 0 | 0 | 0 | 0 | 0 | 0 | 0 | 0 | 0 | 0 | 0 | 0 | 0 | 0 | 0 | 0 | 0 | 0 | 0 | 0 | 0 | 0 | 0 | 0 | 0 | 0 | 0 | 0 | 0 | 0 | 0 | 0 | 0 | 0 | 0 | 0 | 0 | 0 | 0 | 0 | 0 | 0 | 0 | 0 | 0 | 0 | 0 | 0 | 0 | 0 | 0 | 0 | 0 | 0 | 0 | 0 | 0 | 0 | 0 | 0 | 0 | 0 | 0 | 0 | 0 | 0 | 0 | 0 | 0 | 0 | 0 | 0 | 0 | 0 | 0 | 0 | 0 | 0 | 0 | 0 | 0 | 0 | 0 | 0 | 0 | 0 | 0 | 0 | 0 | 0 | 0 | 0 | 0 | 0 | 0 | 0 | 0 | 0 | 0 | 0 | 0 | 0 | 0 | 0 | 0 | 0 | 0 | 0 | 0 | 0 | 0 | 0 | 0 | 0 | 0 | 0 | 0 | 0 | 0 | 0 | 0 | 0 | 0 | 0 | 0 | 0 | 0 | 0 | 0 | 0 | 0 | 0 | 0 | 0 | 0 | 0 | 0 | 0 | 0 | 0 | 0 | 0 | 0 | 0 | 0 | 0 | 0 | 0 | 0 | 0 | 0 | 0 | 0 | 0 | 0 | 0 | 0 | 0 | 0 | 0 | 0 | 0 | 0 | 0 | 0 | 0 | 0 | 0 | 0 | 0 | 0 | 0 | 0 | 0 | 0 | 0 | 0 | 0 | 0 | 0 | 0 | 0 | 0 | 0 | 0 | 0 | 0 | 0 | 0 | 0 | 0 | 0 | 0 | 0 | 0 | 0 | 0 | 0 | 0 | 0 | 0 | 0 | 0 | 0 | 0 | 0 | 0 | 0 | 0 | 0 | 0 | 0 | 0 | 0 | 0 | 0 | 0 | 0 | 0 | 0 | 0 | 0 | 0 | 0 | 0 | 0 | 0 | 0 | 0 | 0 | 0 | 0 | 0 | 0 | 0 | 0 | 0 | 0 | 0 | 0 | 0 | 0 | 0 | 0 | 0 | 0 | 0 | 0 | 0 | 0 | 0 | 0 | 0 | 0 | 0 | 0 | 0 | 0 | 0 | 0 | 0 | 0 | 0 | 0 | 0 | 0 | 0 | 0 | 0 | 0 | 0 | 0 | 0 | 0 | 0 | 0 | 0 | 0 | 0 | 0 | 0 | 0 | 0 | 0 | 0 | 0 | 0 | 0 | 0 | 0 | 0 | 0 | 0 | 0 | 0 | 0 | 0 | 0 | 0 | 0 | 0 | 0 | 0 | 0 | 0 | 0 | 0 | 0 | 0 | 0 | 0 | 0 | 0 | 0 | 0 | 0 | 0 | 0 | 0 | 0 | 0 | 0 | 0 | 0 | 0 | 0 | 0 | 0 | 0 | 0 | 0 | 0 | 0 | 0 | 0 | 0 | 0 | 0 | 0 | 0 | 0 | 0 | 0 | 0 | 0 | 0 | 0 | 0 | 0 | 0 | 0 | 0 | 0 | 0 | 0 | 0 | 0 | 0 | 0 | 0 | 0 | 0 | 0 | 0 | 0 | 0 | 0 | 0 | 0 | 0 | 0 | 0 | 0 | 0 | 0 | 0 | 0 | 0 | 0 | 0 | 0 | 0 | 0 | 0 | 0 | 0 | 0 | 0 | 0 | 0 | 0 | 0 | 0 | 0 | 0 | 0
OR_Commercial_Interruptible - Health_New_Water Heating_Natural Gas_Water Heater - Pre-Rinse Spray Valve_A | OR | Commercial | Interruptible - Health | New | Water Heating | Natural Gas | Water Heater - Pre-Rinse Spray Valve | A | OCM824 | Standard pre-rinse spray valve. | Low flow pre-rinse spray valve. | 4 | 16.81 | 0 | 0 | 112.2 | 0 | 0 | 0 | 0.28365 | 0.25 | KitchenFaucet | 25% | 53.33% | Discretionary | Retro5Med_OR | 81.34% | Water Heater | 0% | 0 |  | 0 |  | 0 | Avista TRM | Avista TRM | Avista TRM | Standard pre-rinse spray valve. | Standard pre-rinse spray valve. | Standard pre-rinse spray valve. | Standard pre-rinse spray valve. | Standard pre-rinse spray valve. | Standard pre-rinse spray valve. | Standard pre-rinse spray valve. | Standard pre-rinse spray valve. | Standard pre-rinse spray valve. | Standard pre-rinse spray valve. | Standard pre-rinse spray valve. | Standard pre-rinse spray valve. | Standard pre-rinse spray valve. | Standard pre-rinse spray valve. | Standard pre-rinse spray valve. | Standard pre-rinse spray valve. | Standard pre-rinse spray valve. | Standard pre-rinse spray valve. | Standard pre-rinse spray valve. | Standard pre-rinse spray valve. | Standard pre-rinse spray valve. | Standard pre-rinse spray valve. | Standard pre-rinse spray valve. | Standard pre-rinse spray valve. | Standard pre-rinse spray valve. | Standard pre-rinse spray valve. | Standard pre-rinse spray valve. | Low flow pre-rinse spray valve. | Low flow pre-rinse spray valve. | Low flow pre-rinse spray valve. | Low flow pre-rinse spray valve. | Low flow pre-rinse spray valve. | Low flow pre-rinse spray valve. | Low flow pre-rinse spray valve. | Low flow pre-rinse spray valve. | Low flow pre-rinse spray valve. | Low flow pre-rinse spray valve. | Low flow pre-rinse spray valve. | Low flow pre-rinse spray valve. | Low flow pre-rinse spray valve. | Low flow pre-rinse spray valve. | Low flow pre-rinse spray valve. | Low flow pre-rinse spray valve. | Low flow pre-rinse spray valve. | Low flow pre-rinse spray valve. | Low flow pre-rinse spray valve. | Low flow pre-rinse spray valve. | Low flow pre-rinse spray valve. | Low flow pre-rinse spray valve. | Low flow pre-rinse spray valve. | Low flow pre-rinse spray valve. | Low flow pre-rinse spray valve. | Low flow pre-rinse spray valve. | Low flow pre-rinse spray valve. | 112.2 | 112.2 | 112.2 | 112.2 | 112.2 | 112.2 | 112.2 | 112.2 | 112.2 | 112.2 | 112.2 | 112.2 | 112.2 | 112.2 | 112.2 | 112.2 | 112.2 | 112.2 | 112.2 | 112.2 | 112.2 | 112.2 | 112.2 | 112.2 | 112.2 | 112.2 | 112.2 | 0 | 0 | 0 | 0 | 0 | 0 | 0 | 0 | 0 | 0 | 0 | 0 | 0 | 0 | 0 | 0 | 0 | 0 | 0 | 0 | 0 | 0 | 0 | 0 | 0 | 0 | 0 | 0 | 0 | 0 | 0 | 0 | 0 | 0 | 0 | 0 | 0 | 0 | 0 | 0 | 0 | 0 | 0 | 0 | 0 | 0 | 0 | 0 | 0 | 0 | 0 | 0 | 0 | 0 | 0 | 0 | 0 | 0 | 0 | 0 | 0 | 0 | 0 | 0 | 0 | 0 | 0 | 0 | 0 | 0 | 0 | 0 | 0 | 0 | 0 | 0 | 0 | 0 | 0 | 0 | 0 | 0 | 0 | 0 | 0 | 0 | 0 | 0 | 0 | 0 | 0 | 0 | 0 | 0 | 0 | 0 | 0 | 0 | 0 | 0 | 0 | 0 | 0 | 0 | 0 | 0 | 0 | 0 | 0 | 0 | 0 | 0 | 0 | 0 | 0 | 0 | 0 | 0 | 0 | 0 | 0 | 0 | 0 | 0 | 0 | 0 | 0 | 0 | 0 | 0 | 0 | 0 | 0 | 0 | 0 | 0 | 0 | 0 | 0 | 0 | 0 | 0 | 0 | 0 | 0 | 0 | 0 | 0 | 0 | 0 | 0 | 0 | 0 | 0 | 0 | 0 | 0 | 0 | 0 | 0 | 0 | 0 | 0 | 0 | 0 | 0 | 0 | 0 | 0 | 0 | 0 | 0 | 0 | 0 | 0 | 0 | 0 | 0 | 0 | 0 | 0 | 0 | 0 | 0 | 0 | 0 | 0 | 0 | 0 | 0 | 0 | 0 | 0 | 0 | 0 | 0 | 0 | 0 | 0 | 0 | 0 | 0 | 0 | 0 | 0 | 0 | 0 | 0 | 0 | 0 | 0 | 0 | 0 | 0 | 0 | 0 | 0 | 0 | 0 | 0 | 0 | 0 | 0 | 0 | 0 | 0 | 0 | 0 | 0 | 0 | 0 | 0 | 0 | 0 | 0 | 0 | 0 | 0 | 0 | 0 | 0 | 0 | 0 | 0 | 0 | 0 | 0 | 0 | 0 | 0 | 0 | 0 | 0 | 0 | 0 | 0 | 0 | 0 | 0 | 0 | 0 | 0 | 0 | 0 | 0 | 0 | 0 | 0 | 0 | 0 | 0 | 0 | 0 | 0 | 0 | 0 | 0 | 0 | 0 | 0 | 0 | 0 | 0 | 0 | 0 | 0 | 0 | 0 | 0 | 0 | 0 | 0 | 0 | 0 | 0 | 0 | 0 | 0 | 0 | 0 | 0 | 0 | 0 | 0 | 0 | 0 | 0 | 0 | 0 | 0 | 0 | 0 | 0 | 0 | 0 | 0 | 0 | 0 | 0 | 0 | 0 | 0 | 0 | 0 | 0 | 0 | 0 | 0 | 0 | 0 | 0 | 0 | 0 | 0 | 0 | 0 | 0 | 0 | 0 | 0 | 0 | 0 | 0 | 0 | 0 | 0 | 0 | 0 | 0 | 0 | 0 | 0 | 0 | 0 | 0 | 0 | 0 | 0 | 0 | 0 | 0 | 0 | 0 | 0 | 0 | 0 | 0 | 0 | 0 | 0 | 0 | 0 | 0 | 0 | 0 | 0 | 0 | 0 | 0 | 0 | 0 | 0 | 0 | 0 | 0 | 0 | 0 | 0 | 0 | 0 | 0 | 0 | 0 | 0 | 0 | 0 | 0 | 0 | 0 | 0 | 0 | 0 | 0 | 0 | 0 | 0 | 0 | 0 | 0 | 0 | 0 | 0 | 0 | 0 | 0 | 0 | 0 | 0 | 0 | 0 | 0 | 0 | 0 | 0 | 0 | 0 | 0 | 0 | 0 | 0 | 0 | 0 | 0 | 0 | 0 | 0 | 0 | 0 | 0 | 0 | 0 | 0 | 0 | 0 | 0 | 0 | 0 | 0 | 0 | 0 | 0 | 0 | 0 | 0 | 0 | 0 | 0 | 0 | 0 | 0 | 0 | 0 | 0 | 0 | 0 | 0 | 0 | 0 | 0 | 0 | 0 | 0 | 0 | 0 | 0 | 0 | 0
OR_Commercial_Interruptible - Health_New_Water Heating_Natural Gas_Water Heater - Temperature Setback_A | OR | Commercial | Interruptible - Health | New | Water Heating | Natural Gas | Water Heater - Temperature Setback | A | OCM825 | No water heater temperature setback. | Water heater temperature setback. | 2 | 103.9223 | 0 | 0 | 5 | 0 | 0 | 0 | 0.28365 | 0.25 | WHunits | 15% | 100% | Discretionary | Retro5Med_OR | 81.34% | Water Heater | 0% | 0 |  | 0 |  | 0 | IL TRM - RS-HWE-TMPS-V08-210101 | IL TRM - RS-HWE-TMPS-V08-210101 | IL TRM - RS-HWE-TMPS-V08-210101 | No water heater temperature setback. | No water heater temperature setback. | No water heater temperature setback. | No water heater temperature setback. | No water heater temperature setback. | No water heater temperature setback. | No water heater temperature setback. | No water heater temperature setback. | No water heater temperature setback. | No water heater temperature setback. | No water heater temperature setback. | No water heater temperature setback. | No water heater temperature setback. | No water heater temperature setback. | No water heater temperature setback. | No water heater temperature setback. | No water heater temperature setback. | No water heater temperature setback. | No water heater temperature setback. | No water heater temperature setback. | No water heater temperature setback. | No water heater temperature setback. | No water heater temperature setback. | No water heater temperature setback. | No water heater temperature setback. | No water heater temperature setback. | No water heater temperature setback. | Water heater temperature setback. | Water heater temperature setback. | Water heater temperature setback. | Water heater temperature setback. | Water heater temperature setback. | Water heater temperature setback. | Water heater temperature setback. | Water heater temperature setback. | Water heater temperature setback. | Water heater temperature setback. | Water heater temperature setback. | Water heater temperature setback. | Water heater temperature setback. | Water heater temperature setback. | Water heater temperature setback. | Water heater temperature setback. | Water heater temperature setback. | Water heater temperature setback. | Water heater temperature setback. | Water heater temperature setback. | Water heater temperature setback. | Water heater temperature setback. | Water heater temperature setback. | Water heater temperature setback. | Water heater temperature setback. | Water heater temperature setback. | Water heater temperature setback. | 5 | 5 | 5 | 5 | 5 | 5 | 5 | 5 | 5 | 5 | 5 | 5 | 5 | 5 | 5 | 5 | 5 | 5 | 5 | 5 | 5 | 5 | 5 | 5 | 5 | 5 | 5 | 0 | 0 | 0 | 0 | 0 | 0 | 0 | 0 | 0 | 0 | 0 | 0 | 0 | 0 | 0 | 0 | 0 | 0 | 0 | 0 | 0 | 0 | 0 | 0 | 0 | 0 | 0 | 0 | 0 | 0 | 0 | 0 | 0 | 0 | 0 | 0 | 0 | 0 | 0 | 0 | 0 | 0 | 0 | 0 | 0 | 0 | 0 | 0 | 0 | 0 | 0 | 0 | 0 | 0 | 0 | 0 | 0 | 0 | 0 | 0 | 0 | 0 | 0 | 0 | 0 | 0 | 0 | 0 | 0 | 0 | 0 | 0 | 0 | 0 | 0 | 0 | 0 | 0 | 0 | 0 | 0 | 0 | 0 | 0 | 0 | 0 | 0 | 0 | 0 | 0 | 0 | 0 | 0 | 0 | 0 | 0 | 0 | 0 | 0 | 0 | 0 | 0 | 0 | 0 | 0 | 0 | 0 | 0 | 0 | 0 | 0 | 0 | 0 | 0 | 0 | 0 | 0 | 0 | 0 | 0 | 0 | 0 | 0 | 0 | 0 | 0 | 0 | 0 | 0 | 0 | 0 | 0 | 0 | 0 | 0 | 0 | 0 | 0 | 0 | 0 | 0 | 0 | 0 | 0 | 0 | 0 | 0 | 0 | 0 | 0 | 0 | 0 | 0 | 0 | 0 | 0 | 0 | 0 | 0 | 0 | 0 | 0 | 0 | 0 | 0 | 0 | 0 | 0 | 0 | 0 | 0 | 0 | 0 | 0 | 0 | 0 | 0 | 0 | 0 | 0 | 0 | 0 | 0 | 0 | 0 | 0 | 0 | 0 | 0 | 0 | 0 | 0 | 0 | 0 | 0 | 0 | 0 | 0 | 0 | 0 | 0 | 0 | 0 | 0 | 0 | 0 | 0 | 0 | 0 | 0 | 0 | 0 | 0 | 0 | 0 | 0 | 0 | 0 | 0 | 0 | 0 | 0 | 0 | 0 | 0 | 0 | 0 | 0 | 0 | 0 | 0 | 0 | 0 | 0 | 0 | 0 | 0 | 0 | 0 | 0 | 0 | 0 | 0 | 0 | 0 | 0 | 0 | 0 | 0 | 0 | 0 | 0 | 0 | 0 | 0 | 0 | 0 | 0 | 0 | 0 | 0 | 0 | 0 | 0 | 0 | 0 | 0 | 0 | 0 | 0 | 0 | 0 | 0 | 0 | 0 | 0 | 0 | 0 | 0 | 0 | 0 | 0 | 0 | 0 | 0 | 0 | 0 | 0 | 0 | 0 | 0 | 0 | 0 | 0 | 0 | 0 | 0 | 0 | 0 | 0 | 0 | 0 | 0 | 0 | 0 | 0 | 0 | 0 | 0 | 0 | 0 | 0 | 0 | 0 | 0 | 0 | 0 | 0 | 0 | 0 | 0 | 0 | 0 | 0 | 0 | 0 | 0 | 0 | 0 | 0 | 0 | 0 | 0 | 0 | 0 | 0 | 0 | 0 | 0 | 0 | 0 | 0 | 0 | 0 | 0 | 0 | 0 | 0 | 0 | 0 | 0 | 0 | 0 | 0 | 0 | 0 | 0 | 0 | 0 | 0 | 0 | 0 | 0 | 0 | 0 | 0 | 0 | 0 | 0 | 0 | 0 | 0 | 0 | 0 | 0 | 0 | 0 | 0 | 0 | 0 | 0 | 0 | 0 | 0 | 0 | 0 | 0 | 0 | 0 | 0 | 0 | 0 | 0 | 0 | 0 | 0 | 0 | 0 | 0 | 0 | 0 | 0 | 0 | 0 | 0 | 0 | 0 | 0 | 0 | 0 | 0 | 0 | 0 | 0 | 0 | 0 | 0 | 0 | 0 | 0 | 0 | 0 | 0 | 0 | 0 | 0 | 0 | 0 | 0 | 0 | 0 | 0 | 0 | 0 | 0 | 0 | 0 | 0 | 0 | 0 | 0 | 0 | 0 | 0 | 0 | 0 | 0 | 0 | 0 | 0 | 0 | 0 | 0 | 0 | 0 | 0 | 0 | 0 | 0 | 0 | 0 | 0 | 0 | 0 | 0 | 0 | 0 | 0 | 0 | 0 | 0 | 0 | 0 | 0 | 0 | 0 | 0
OR_Commercial_Interruptible - Health_New_Water Heating_Natural Gas_Water Heater - Faucet Aerators_A | OR | Commercial | Interruptible - Health | New | Water Heating | Natural Gas | Water Heater - Faucet Aerators | A | OCM826 | 0 | 0 | 10 | 24.4071 | 0 | 0 | 7.44 | 14.88 | 0 | 0 | 0.28365 | 0.25 | faucet | 86.67% | 86.67% | Discretionary | Retro5Med_OR | 81.34% | Water Heater | 0% | 0 |  | 0 |  | 0 | DHW_AER-Water Heating-XCELCO-2017-18-6 | DHW_AER-Water Heating-XCELCO-2017-18-6 | DHW_AER-Water Heating-ILTRM-v5.0-24 | 0 | 0 | 0 | 0 | 0 | 0 | 0 | 0 | 0 | 0 | 0 | 0 | 0 | 0 | 0 | 0 | 0 | 0 | 0 | 0 | 0 | 0 | 0 | 0 | 0 | 0 | 0 | 0 | 0 | 0 | 0 | 0 | 0 | 0 | 0 | 0 | 0 | 0 | 0 | 0 | 0 | 0 | 0 | 0 | 0 | 0 | 0 | 0 | 0 | 0 | 0 | 0 | 0 | 0 | 7.44 | 7.44 | 7.44 | 7.44 | 7.44 | 7.44 | 7.44 | 7.44 | 7.44 | 7.44 | 7.44 | 7.44 | 7.44 | 7.44 | 7.44 | 7.44 | 7.44 | 7.44 | 7.44 | 7.44 | 7.44 | 7.44 | 7.44 | 7.44 | 7.44 | 7.44 | 7.44 | 0 | 0 | 0 | 0 | 0 | 0 | 0 | 0 | 0 | 0 | 0 | 0 | 0 | 0 | 0 | 0 | 0 | 0 | 0 | 0 | 0 | 0 | 0 | 0 | 0 | 0 | 0 | 0 | 0 | 0 | 0 | 0 | 0 | 0 | 0 | 0 | 0 | 0 | 0 | 0 | 0 | 0 | 0 | 0 | 0 | 0 | 0 | 0 | 0 | 0 | 0 | 0 | 0 | 0 | 0 | 0 | 0 | 0 | 0 | 0 | 0 | 0 | 0 | 0 | 0 | 0 | 0 | 0 | 0 | 0 | 0 | 0 | 0 | 0 | 0 | 0 | 0 | 0 | 0 | 0 | 0 | 0 | 0 | 0 | 0 | 0 | 0 | 0 | 0 | 0 | 0 | 0 | 0 | 0 | 0 | 0 | 0 | 0 | 0 | 0 | 0 | 0 | 0 | 0 | 0 | 0 | 0 | 0 | 0 | 0 | 0 | 0 | 0 | 0 | 0 | 0 | 0 | 0 | 0 | 0 | 0 | 0 | 0 | 0 | 0 | 0 | 0 | 0 | 0 | 0 | 0 | 0 | 0 | 0 | 0 | 0 | 0 | 0 | 0 | 0 | 0 | 0 | 0 | 0 | 0 | 0 | 0 | 0 | 0 | 0 | 0 | 0 | 0 | 0 | 0 | 0 | 0 | 0 | 0 | 0 | 0 | 0 | 0 | 0 | 0 | 0 | 0 | 0 | 0 | 0 | 0 | 0 | 0 | 0 | 0 | 0 | 0 | 0 | 0 | 0 | 0 | 0 | 0 | 0 | 0 | 0 | 0 | 0 | 0 | 0 | 0 | 0 | 0 | 0 | 0 | 0 | 0 | 0 | 0 | 0 | 0 | 0 | 0 | 0 | 0 | 0 | 0 | 0 | 0 | 0 | 0 | 0 | 0 | 0 | 0 | 0 | 0 | 0 | 0 | 0 | 0 | 0 | 0 | 0 | 0 | 0 | 0 | 0 | 0 | 0 | 0 | 0 | 0 | 0 | 0 | 0 | 0 | 0 | 0 | 0 | 0 | 0 | 0 | 0 | 0 | 0 | 0 | 0 | 0 | 0 | 0 | 0 | 0 | 0 | 0 | 0 | 0 | 0 | 0 | 0 | 0 | 0 | 0 | 0 | 0 | 0 | 0 | 0 | 0 | 0 | 0 | 0 | 0 | 0 | 0 | 0 | 0 | 0 | 0 | 0 | 0 | 0 | 0 | 0 | 0 | 0 | 0 | 0 | 0 | 0 | 0 | 0 | 0 | 0 | 0 | 0 | 0 | 0 | 0 | 0 | 0 | 0 | 0 | 0 | 0 | 0 | 0 | 0 | 0 | 0 | 0 | 0 | 0 | 0 | 0 | 0 | 0 | 0 | 0 | 0 | 0 | 0 | 0 | 0 | 0 | 0 | 0 | 0 | 0 | 0 | 0 | 0 | 0 | 0 | 0 | 0 | 0 | 0 | 0 | 0 | 0 | 0 | 0 | 0 | 0 | 0 | 0 | 0 | 0 | 0 | 0 | 0 | 0 | 0 | 0 | 0 | 0 | 0 | 0 | 0 | 0 | 0 | 0 | 0 | 0 | 0 | 0 | 0 | 0 | 0 | 0 | 0 | 0 | 0 | 0 | 0 | 0 | 0 | 0 | 0 | 0 | 0 | 0 | 0 | 0 | 0 | 0 | 0 | 0 | 0 | 0 | 0 | 0 | 0 | 0 | 0 | 0 | 0 | 0 | 0 | 0 | 0 | 0 | 0 | 0 | 0 | 0 | 0 | 0 | 0 | 0 | 0 | 0 | 0 | 0 | 0 | 0 | 0 | 0 | 0 | 0 | 0 | 0 | 0 | 0 | 0 | 0 | 0 | 0 | 0 | 0 | 0 | 0 | 0 | 0 | 0 | 0 | 0 | 0 | 0 | 0 | 0 | 0 | 0 | 0 | 0 | 0 | 0 | 0 | 0 | 0 | 0 | 0 | 0 | 0 | 0 | 0 | 0 | 0 | 0 | 0 | 0 | 0 | 0 | 0 | 0 | 0 | 0 | 0 | 0 | 0 | 0 | 0 | 0 | 0 | 0 | 0
OR_Commercial_Interruptible - Health_New_Water Heating_Natural Gas_Water Heater - Low-Flow Showerheads_A | OR | Commercial | Interruptible - Health | New | Water Heating | Natural Gas | Water Heater - Low-Flow Showerheads | A | OCM827 | 0 | 0 | 10 | 45.3871 | 0 | 0 | 19.75 | 47.8 | 0 | 0 | 0.28365 | 0.25 | Showerhead | 86.67% | 86.67% | Discretionary | Retro5Med_OR | 81.34% | Water Heater | 0% | 0 |  | 0 |  | 0 | Com-Showerheads-2021P_V2 | Com-Showerheads-2021P_V2 | Com-Showerheads-2021P_V2 | 0 | 0 | 0 | 0 | 0 | 0 | 0 | 0 | 0 | 0 | 0 | 0 | 0 | 0 | 0 | 0 | 0 | 0 | 0 | 0 | 0 | 0 | 0 | 0 | 0 | 0 | 0 | 0 | 0 | 0 | 0 | 0 | 0 | 0 | 0 | 0 | 0 | 0 | 0 | 0 | 0 | 0 | 0 | 0 | 0 | 0 | 0 | 0 | 0 | 0 | 0 | 0 | 0 | 0 | 19.75 | 19.75 | 19.75 | 19.75 | 19.75 | 19.75 | 19.75 | 19.75 | 19.75 | 19.75 | 19.75 | 19.75 | 19.75 | 19.75 | 19.75 | 19.75 | 19.75 | 19.75 | 19.75 | 19.75 | 19.75 | 19.75 | 19.75 | 19.75 | 19.75 | 19.75 | 19.75 | 0 | 0 | 0 | 0 | 0 | 0 | 0 | 0 | 0 | 0 | 0 | 0 | 0 | 0 | 0 | 0 | 0 | 0 | 0 | 0 | 0 | 0 | 0 | 0 | 0 | 0 | 0 | 0 | 0 | 0 | 0 | 0 | 0 | 0 | 0 | 0 | 0 | 0 | 0 | 0 | 0 | 0 | 0 | 0 | 0 | 0 | 0 | 0 | 0 | 0 | 0 | 0 | 0 | 0 | 0 | 0 | 0 | 0 | 0 | 0 | 0 | 0 | 0 | 0 | 0 | 0 | 0 | 0 | 0 | 0 | 0 | 0 | 0 | 0 | 0 | 0 | 0 | 0 | 0 | 0 | 0 | 0 | 0 | 0 | 0 | 0 | 0 | 0 | 0 | 0 | 0 | 0 | 0 | 0 | 0 | 0 | 0 | 0 | 0 | 0 | 0 | 0 | 0 | 0 | 0 | 0 | 0 | 0 | 0 | 0 | 0 | 0 | 0 | 0 | 0 | 0 | 0 | 0 | 0 | 0 | 0 | 0 | 0 | 0 | 0 | 0 | 0 | 0 | 0 | 0 | 0 | 0 | 0 | 0 | 0 | 0 | 0 | 0 | 0 | 0 | 0 | 0 | 0 | 0 | 0 | 0 | 0 | 0 | 0 | 0 | 0 | 0 | 0 | 0 | 0 | 0 | 0 | 0 | 0 | 0 | 0 | 0 | 0 | 0 | 0 | 0 | 0 | 0 | 0 | 0 | 0 | 0 | 0 | 0 | 0 | 0 | 0 | 0 | 0 | 0 | 0 | 0 | 0 | 0 | 0 | 0 | 0 | 0 | 0 | 0 | 0 | 0 | 0 | 0 | 0 | 0 | 0 | 0 | 0 | 0 | 0 | 0 | 0 | 0 | 0 | 0 | 0 | 0 | 0 | 0 | 0 | 0 | 0 | 0 | 0 | 0 | 0 | 0 | 0 | 0 | 0 | 0 | 0 | 0 | 0 | 0 | 0 | 0 | 0 | 0 | 0 | 0 | 0 | 0 | 0 | 0 | 0 | 0 | 0 | 0 | 0 | 0 | 0 | 0 | 0 | 0 | 0 | 0 | 0 | 0 | 0 | 0 | 0 | 0 | 0 | 0 | 0 | 0 | 0 | 0 | 0 | 0 | 0 | 0 | 0 | 0 | 0 | 0 | 0 | 0 | 0 | 0 | 0 | 0 | 0 | 0 | 0 | 0 | 0 | 0 | 0 | 0 | 0 | 0 | 0 | 0 | 0 | 0 | 0 | 0 | 0 | 0 | 0 | 0 | 0 | 0 | 0 | 0 | 0 | 0 | 0 | 0 | 0 | 0 | 0 | 0 | 0 | 0 | 0 | 0 | 0 | 0 | 0 | 0 | 0 | 0 | 0 | 0 | 0 | 0 | 0 | 0 | 0 | 0 | 0 | 0 | 0 | 0 | 0 | 0 | 0 | 0 | 0 | 0 | 0 | 0 | 0 | 0 | 0 | 0 | 0 | 0 | 0 | 0 | 0 | 0 | 0 | 0 | 0 | 0 | 0 | 0 | 0 | 0 | 0 | 0 | 0 | 0 | 0 | 0 | 0 | 0 | 0 | 0 | 0 | 0 | 0 | 0 | 0 | 0 | 0 | 0 | 0 | 0 | 0 | 0 | 0 | 0 | 0 | 0 | 0 | 0 | 0 | 0 | 0 | 0 | 0 | 0 | 0 | 0 | 0 | 0 | 0 | 0 | 0 | 0 | 0 | 0 | 0 | 0 | 0 | 0 | 0 | 0 | 0 | 0 | 0 | 0 | 0 | 0 | 0 | 0 | 0 | 0 | 0 | 0 | 0 | 0 | 0 | 0 | 0 | 0 | 0 | 0 | 0 | 0 | 0 | 0 | 0 | 0 | 0 | 0 | 0 | 0 | 0 | 0 | 0 | 0 | 0 | 0 | 0 | 0 | 0 | 0 | 0 | 0 | 0 | 0 | 0 | 0 | 0 | 0 | 0 | 0 | 0 | 0 | 0 | 0 | 0 | 0 | 0 | 0 | 0 | 0 | 0 | 0 | 0 | 0 | 0 | 0 | 0 | 0 | 0 | 0 | 0 | 0 | 0
OR_Commercial_Interruptible - Health_New_Water Heating_Natural Gas_Water Heater - Tank Blanket/Insulation_A | OR | Commercial | Interruptible - Health | New | Water Heating | Natural Gas | Water Heater - Tank Blanket/Insulation | A | OCM828 | 0 | 0 | 15 | 200.7769 | 0 | 0 | 1.47 | 0 | 0 | 0 | 0.28365 | 0.25 | WHUnits | 100% | 100% | Discretionary | Retro5Med_OR | 81.34% | Water Heater | 0% | 0 |  | 0 |  | 0 | IL TRM - 4.3.12 Tank Insulation - CI-HWE-TKIN-V01-210101 / PA TRM - 2.3.4 - State of Pennsylvania TRM, Volume 2: Residential Measures, 2021 Final Order. August 8, 2019. | IL TRM - 4.3.12 Tank Insulation - CI-HWE-TKIN-V01-210101 / PA TRM - 2.3.4 - State of Pennsylvania TRM, Volume 2: Residential Measures, 2021 Final Order. August 8, 2019. | IL TRM - 4.3.12 Tank Insulation - CI-HWE-TKIN-V01-210101 / PA TRM - 2.3.4 - State of Pennsylvania TRM, Volume 2: Residential Measures, 2021 Final Order. August 8, 2019. | 0 | 0 | 0 | 0 | 0 | 0 | 0 | 0 | 0 | 0 | 0 | 0 | 0 | 0 | 0 | 0 | 0 | 0 | 0 | 0 | 0 | 0 | 0 | 0 | 0 | 0 | 0 | 0 | 0 | 0 | 0 | 0 | 0 | 0 | 0 | 0 | 0 | 0 | 0 | 0 | 0 | 0 | 0 | 0 | 0 | 0 | 0 | 0 | 0 | 0 | 0 | 0 | 0 | 0 | 1.47 | 1.47 | 1.47 | 1.47 | 1.47 | 1.47 | 1.47 | 1.47 | 1.47 | 1.47 | 1.47 | 1.47 | 1.47 | 1.47 | 1.47 | 1.47 | 1.47 | 1.47 | 1.47 | 1.47 | 1.47 | 1.47 | 1.47 | 1.47 | 1.47 | 1.47 | 1.47 | 0 | 0 | 0 | 0 | 0 | 0 | 0 | 0 | 0 | 0 | 0 | 0 | 0 | 0 | 0 | 0 | 0 | 0 | 0 | 0 | 0 | 0 | 0 | 0 | 0 | 0 | 0 | 0 | 0 | 0 | 0 | 0 | 0 | 0 | 0 | 0 | 0 | 0 | 0 | 0 | 0 | 0 | 0 | 0 | 0 | 0 | 0 | 0 | 0 | 0 | 0 | 0 | 0 | 0 | 0 | 0 | 0 | 0 | 0 | 0 | 0 | 0 | 0 | 0 | 0 | 0 | 0 | 0 | 0 | 0 | 0 | 0 | 0 | 0 | 0 | 0 | 0 | 0 | 0 | 0 | 0 | 0 | 0 | 0 | 0 | 0 | 0 | 0 | 0 | 0 | 0 | 0 | 0 | 0 | 0 | 0 | 0 | 0 | 0 | 0 | 0 | 0 | 0 | 0 | 0 | 0 | 0 | 0 | 0 | 0 | 0 | 0 | 0 | 0 | 0 | 0 | 0 | 0 | 0 | 0 | 0 | 0 | 0 | 0 | 0 | 0 | 0 | 0 | 0 | 0 | 0 | 0 | 0 | 0 | 0 | 0 | 0 | 0 | 0 | 0 | 0 | 0 | 0 | 0 | 0 | 0 | 0 | 0 | 0 | 0 | 0 | 0 | 0 | 0 | 0 | 0 | 0 | 0 | 0 | 0 | 0 | 0 | 0 | 0 | 0 | 0 | 0 | 0 | 0 | 0 | 0 | 0 | 0 | 0 | 0 | 0 | 0 | 0 | 0 | 0 | 0 | 0 | 0 | 0 | 0 | 0 | 0 | 0 | 0 | 0 | 0 | 0 | 0 | 0 | 0 | 0 | 0 | 0 | 0 | 0 | 0 | 0 | 0 | 0 | 0 | 0 | 0 | 0 | 0 | 0 | 0 | 0 | 0 | 0 | 0 | 0 | 0 | 0 | 0 | 0 | 0 | 0 | 0 | 0 | 0 | 0 | 0 | 0 | 0 | 0 | 0 | 0 | 0 | 0 | 0 | 0 | 0 | 0 | 0 | 0 | 0 | 0 | 0 | 0 | 0 | 0 | 0 | 0 | 0 | 0 | 0 | 0 | 0 | 0 | 0 | 0 | 0 | 0 | 0 | 0 | 0 | 0 | 0 | 0 | 0 | 0 | 0 | 0 | 0 | 0 | 0 | 0 | 0 | 0 | 0 | 0 | 0 | 0 | 0 | 0 | 0 | 0 | 0 | 0 | 0 | 0 | 0 | 0 | 0 | 0 | 0 | 0 | 0 | 0 | 0 | 0 | 0 | 0 | 0 | 0 | 0 | 0 | 0 | 0 | 0 | 0 | 0 | 0 | 0 | 0 | 0 | 0 | 0 | 0 | 0 | 0 | 0 | 0 | 0 | 0 | 0 | 0 | 0 | 0 | 0 | 0 | 0 | 0 | 0 | 0 | 0 | 0 | 0 | 0 | 0 | 0 | 0 | 0 | 0 | 0 | 0 | 0 | 0 | 0 | 0 | 0 | 0 | 0 | 0 | 0 | 0 | 0 | 0 | 0 | 0 | 0 | 0 | 0 | 0 | 0 | 0 | 0 | 0 | 0 | 0 | 0 | 0 | 0 | 0 | 0 | 0 | 0 | 0 | 0 | 0 | 0 | 0 | 0 | 0 | 0 | 0 | 0 | 0 | 0 | 0 | 0 | 0 | 0 | 0 | 0 | 0 | 0 | 0 | 0 | 0 | 0 | 0 | 0 | 0 | 0 | 0 | 0 | 0 | 0 | 0 | 0 | 0 | 0 | 0 | 0 | 0 | 0 | 0 | 0 | 0 | 0 | 0 | 0 | 0 | 0 | 0 | 0 | 0 | 0 | 0 | 0 | 0 | 0 | 0 | 0 | 0 | 0 | 0 | 0 | 0 | 0 | 0 | 0 | 0 | 0 | 0 | 0 | 0 | 0 | 0 | 0 | 0 | 0 | 0 | 0 | 0 | 0 | 0 | 0 | 0 | 0 | 0 | 0 | 0 | 0 | 0 | 0 | 0 | 0 | 0 | 0 | 0 | 0 | 0 | 0 | 0 | 0 | 0 | 0 | 0 | 0 | 0
OR_Commercial_Interruptible - Health_New_Water Heating_Natural Gas_Water Heater - Drainwater Heat Recovery_A | OR | Commercial | Interruptible - Health | New | Water Heating | Natural Gas | Water Heater - Drainwater Heat Recovery | A | OCM829 | 0 | 0 | 40 | 54.4308 | 0 | 0 | 948.56 | 0 | 0 | 0 | 0.28365 | 0.25 | faucet | 86.67% | 86.67% | Discretionary | Retro5Med_OR | 81.34% | Water Heater | 0% | 0 |  | 0 |  | 0 | DHW_DWHR-Water Heating-OPATRM-v1-1 | DHW_DWHR-Water Heating-OPATRM-v1-1 | DHW_DWHR-Water Heating-MNTRM-v1.0-7 | 0 | 0 | 0 | 0 | 0 | 0 | 0 | 0 | 0 | 0 | 0 | 0 | 0 | 0 | 0 | 0 | 0 | 0 | 0 | 0 | 0 | 0 | 0 | 0 | 0 | 0 | 0 | 0 | 0 | 0 | 0 | 0 | 0 | 0 | 0 | 0 | 0 | 0 | 0 | 0 | 0 | 0 | 0 | 0 | 0 | 0 | 0 | 0 | 0 | 0 | 0 | 0 | 0 | 0 | 948.56 | 948.56 | 948.56 | 948.56 | 948.56 | 948.56 | 948.56 | 948.56 | 948.56 | 948.56 | 948.56 | 948.56 | 948.56 | 948.56 | 948.56 | 948.56 | 948.56 | 948.56 | 948.56 | 948.56 | 948.56 | 948.56 | 948.56 | 948.56 | 948.56 | 948.56 | 948.56 | 0 | 0 | 0 | 0 | 0 | 0 | 0 | 0 | 0 | 0 | 0 | 0 | 0 | 0 | 0 | 0 | 0 | 0 | 0 | 0 | 0 | 0 | 0 | 0 | 0 | 0 | 0 | 0 | 0 | 0 | 0 | 0 | 0 | 0 | 0 | 0 | 0 | 0 | 0 | 0 | 0 | 0 | 0 | 0 | 0 | 0 | 0 | 0 | 0 | 0 | 0 | 0 | 0 | 0 | 0 | 0 | 0 | 0 | 0 | 0 | 0 | 0 | 0 | 0 | 0 | 0 | 0 | 0 | 0 | 0 | 0 | 0 | 0 | 0 | 0 | 0 | 0 | 0 | 0 | 0 | 0 | 0 | 0 | 0 | 0 | 0 | 0 | 0 | 0 | 0 | 0 | 0 | 0 | 0 | 0 | 0 | 0 | 0 | 0 | 0 | 0 | 0 | 0 | 0 | 0 | 0 | 0 | 0 | 0 | 0 | 0 | 0 | 0 | 0 | 0 | 0 | 0 | 0 | 0 | 0 | 0 | 0 | 0 | 0 | 0 | 0 | 0 | 0 | 0 | 0 | 0 | 0 | 0 | 0 | 0 | 0 | 0 | 0 | 0 | 0 | 0 | 0 | 0 | 0 | 0 | 0 | 0 | 0 | 0 | 0 | 0 | 0 | 0 | 0 | 0 | 0 | 0 | 0 | 0 | 0 | 0 | 0 | 0 | 0 | 0 | 0 | 0 | 0 | 0 | 0 | 0 | 0 | 0 | 0 | 0 | 0 | 0 | 0 | 0 | 0 | 0 | 0 | 0 | 0 | 0 | 0 | 0 | 0 | 0 | 0 | 0 | 0 | 0 | 0 | 0 | 0 | 0 | 0 | 0 | 0 | 0 | 0 | 0 | 0 | 0 | 0 | 0 | 0 | 0 | 0 | 0 | 0 | 0 | 0 | 0 | 0 | 0 | 0 | 0 | 0 | 0 | 0 | 0 | 0 | 0 | 0 | 0 | 0 | 0 | 0 | 0 | 0 | 0 | 0 | 0 | 0 | 0 | 0 | 0 | 0 | 0 | 0 | 0 | 0 | 0 | 0 | 0 | 0 | 0 | 0 | 0 | 0 | 0 | 0 | 0 | 0 | 0 | 0 | 0 | 0 | 0 | 0 | 0 | 0 | 0 | 0 | 0 | 0 | 0 | 0 | 0 | 0 | 0 | 0 | 0 | 0 | 0 | 0 | 0 | 0 | 0 | 0 | 0 | 0 | 0 | 0 | 0 | 0 | 0 | 0 | 0 | 0 | 0 | 0 | 0 | 0 | 0 | 0 | 0 | 0 | 0 | 0 | 0 | 0 | 0 | 0 | 0 | 0 | 0 | 0 | 0 | 0 | 0 | 0 | 0 | 0 | 0 | 0 | 0 | 0 | 0 | 0 | 0 | 0 | 0 | 0 | 0 | 0 | 0 | 0 | 0 | 0 | 0 | 0 | 0 | 0 | 0 | 0 | 0 | 0 | 0 | 0 | 0 | 0 | 0 | 0 | 0 | 0 | 0 | 0 | 0 | 0 | 0 | 0 | 0 | 0 | 0 | 0 | 0 | 0 | 0 | 0 | 0 | 0 | 0 | 0 | 0 | 0 | 0 | 0 | 0 | 0 | 0 | 0 | 0 | 0 | 0 | 0 | 0 | 0 | 0 | 0 | 0 | 0 | 0 | 0 | 0 | 0 | 0 | 0 | 0 | 0 | 0 | 0 | 0 | 0 | 0 | 0 | 0 | 0 | 0 | 0 | 0 | 0 | 0 | 0 | 0 | 0 | 0 | 0 | 0 | 0 | 0 | 0 | 0 | 0 | 0 | 0 | 0 | 0 | 0 | 0 | 0 | 0 | 0 | 0 | 0 | 0 | 0 | 0 | 0 | 0 | 0 | 0 | 0 | 0 | 0 | 0 | 0 | 0 | 0 | 0 | 0 | 0 | 0 | 0 | 0 | 0 | 0 | 0 | 0 | 0 | 0 | 0 | 0 | 0 | 0 | 0 | 0 | 0 | 0 | 0 | 0 | 0 | 0 | 0 | 0 | 0 | 0 | 0 | 0 | 0 | 0 | 0 | 0 | 0 | 0
OR_Commercial_Interruptible - Health_New_Water Heating_Natural Gas_Water Heater - Circulation Pump Controls_A | OR | Commercial | Interruptible - Health | New | Water Heating | Natural Gas | Water Heater - Circulation Pump Controls | A | OCM830 | Circulation pump with no controls. | Controlled circulation pump. | 11.5 | 5715.9356 | 0 | 0 | 913.56 | 0 | 0 | 0 | 0.28365 | 0.25 | perbldg | 15% | 40% | Discretionary | Retro5Med_OR | 81.34% | Water Heater | 0% | 0 |  | 0 |  | 0 | RTF - ComResCirculatorPumps_2_3 - AEG Edited | RTF - ComResCirculatorPumps_2_3 - AEG Edited | RTF - ComResCirculatorPumps_2_3 - AEG Edited | Circulation pump with no controls. | Circulation pump with no controls. | Circulation pump with no controls. | Circulation pump with no controls. | Circulation pump with no controls. | Circulation pump with no controls. | Circulation pump with no controls. | Circulation pump with no controls. | Circulation pump with no controls. | Circulation pump with no controls. | Circulation pump with no controls. | Circulation pump with no controls. | Circulation pump with no controls. | Circulation pump with no controls. | Circulation pump with no controls. | Circulation pump with no controls. | Circulation pump with no controls. | Circulation pump with no controls. | Circulation pump with no controls. | Circulation pump with no controls. | Circulation pump with no controls. | Circulation pump with no controls. | Circulation pump with no controls. | Circulation pump with no controls. | Circulation pump with no controls. | Circulation pump with no controls. | Circulation pump with no controls. | Controlled circulation pump. | Controlled circulation pump. | Controlled circulation pump. | Controlled circulation pump. | Controlled circulation pump. | Controlled circulation pump. | Controlled circulation pump. | Controlled circulation pump. | Controlled circulation pump. | Controlled circulation pump. | Controlled circulation pump. | Controlled circulation pump. | Controlled circulation pump. | Controlled circulation pump. | Controlled circulation pump. | Controlled circulation pump. | Controlled circulation pump. | Controlled circulation pump. | Controlled circulation pump. | Controlled circulation pump. | Controlled circulation pump. | Controlled circulation pump. | Controlled circulation pump. | Controlled circulation pump. | Controlled circulation pump. | Controlled circulation pump. | Controlled circulation pump. | 913.56 | 913.56 | 913.56 | 913.56 | 913.56 | 913.56 | 913.56 | 913.56 | 913.56 | 913.56 | 913.56 | 913.56 | 913.56 | 913.56 | 913.56 | 913.56 | 913.56 | 913.56 | 913.56 | 913.56 | 913.56 | 913.56 | 913.56 | 913.56 | 913.56 | 913.56 | 913.56 | 0 | 0 | 0 | 0 | 0 | 0 | 0 | 0 | 0 | 0 | 0 | 0 | 0 | 0 | 0 | 0 | 0 | 0 | 0 | 0 | 0 | 0 | 0 | 0 | 0 | 0 | 0 | 0 | 0 | 0 | 0 | 0 | 0 | 0 | 0 | 0 | 0 | 0 | 0 | 0 | 0 | 0 | 0 | 0 | 0 | 0 | 0 | 0 | 0 | 0 | 0 | 0 | 0 | 0 | 0 | 0 | 0 | 0 | 0 | 0 | 0 | 0 | 0 | 0 | 0 | 0 | 0 | 0 | 0 | 0 | 0 | 0 | 0 | 0 | 0 | 0 | 0 | 0 | 0 | 0 | 0 | 0 | 0 | 0 | 0 | 0 | 0 | 0 | 0 | 0 | 0 | 0 | 0 | 0 | 0 | 0 | 0 | 0 | 0 | 0 | 0 | 0 | 0 | 0 | 0 | 0 | 0 | 0 | 0 | 0 | 0 | 0 | 0 | 0 | 0 | 0 | 0 | 0 | 0 | 0 | 0 | 0 | 0 | 0 | 0 | 0 | 0 | 0 | 0 | 0 | 0 | 0 | 0 | 0 | 0 | 0 | 0 | 0 | 0 | 0 | 0 | 0 | 0 | 0 | 0 | 0 | 0 | 0 | 0 | 0 | 0 | 0 | 0 | 0 | 0 | 0 | 0 | 0 | 0 | 0 | 0 | 0 | 0 | 0 | 0 | 0 | 0 | 0 | 0 | 0 | 0 | 0 | 0 | 0 | 0 | 0 | 0 | 0 | 0 | 0 | 0 | 0 | 0 | 0 | 0 | 0 | 0 | 0 | 0 | 0 | 0 | 0 | 0 | 0 | 0 | 0 | 0 | 0 | 0 | 0 | 0 | 0 | 0 | 0 | 0 | 0 | 0 | 0 | 0 | 0 | 0 | 0 | 0 | 0 | 0 | 0 | 0 | 0 | 0 | 0 | 0 | 0 | 0 | 0 | 0 | 0 | 0 | 0 | 0 | 0 | 0 | 0 | 0 | 0 | 0 | 0 | 0 | 0 | 0 | 0 | 0 | 0 | 0 | 0 | 0 | 0 | 0 | 0 | 0 | 0 | 0 | 0 | 0 | 0 | 0 | 0 | 0 | 0 | 0 | 0 | 0 | 0 | 0 | 0 | 0 | 0 | 0 | 0 | 0 | 0 | 0 | 0 | 0 | 0 | 0 | 0 | 0 | 0 | 0 | 0 | 0 | 0 | 0 | 0 | 0 | 0 | 0 | 0 | 0 | 0 | 0 | 0 | 0 | 0 | 0 | 0 | 0 | 0 | 0 | 0 | 0 | 0 | 0 | 0 | 0 | 0 | 0 | 0 | 0 | 0 | 0 | 0 | 0 | 0 | 0 | 0 | 0 | 0 | 0 | 0 | 0 | 0 | 0 | 0 | 0 | 0 | 0 | 0 | 0 | 0 | 0 | 0 | 0 | 0 | 0 | 0 | 0 | 0 | 0 | 0 | 0 | 0 | 0 | 0 | 0 | 0 | 0 | 0 | 0 | 0 | 0 | 0 | 0 | 0 | 0 | 0 | 0 | 0 | 0 | 0 | 0 | 0 | 0 | 0 | 0 | 0 | 0 | 0 | 0 | 0 | 0 | 0 | 0 | 0 | 0 | 0 | 0 | 0 | 0 | 0 | 0 | 0 | 0 | 0 | 0 | 0 | 0 | 0 | 0 | 0 | 0 | 0 | 0 | 0 | 0 | 0 | 0 | 0 | 0 | 0 | 0 | 0 | 0 | 0 | 0 | 0 | 0 | 0 | 0 | 0 | 0 | 0 | 0 | 0 | 0 | 0 | 0 | 0 | 0 | 0 | 0 | 0 | 0 | 0 | 0 | 0 | 0 | 0 | 0 | 0 | 0 | 0 | 0 | 0 | 0 | 0 | 0 | 0 | 0 | 0 | 0 | 0 | 0 | 0 | 0 | 0 | 0 | 0 | 0 | 0 | 0 | 0 | 0 | 0 | 0 | 0 | 0 | 0 | 0 | 0 | 0 | 0 | 0 | 0 | 0 | 0 | 0 | 0 | 0 | 0 | 0 | 0 | 0 | 0 | 0 | 0 | 0
OR_Commercial_Interruptible - Health_New_Water Heating_Natural Gas_Water Heater - Pipe Insulation_A | OR | Commercial | Interruptible - Health | New | Water Heating | Natural Gas | Water Heater - Pipe Insulation | A | OCM831 | No insulation. | Water heater pipe insulation. | 15 | 5.02 | 0 | 0 | 19.39 | 0 | 0 | 0 | 0.28365 | 0.25 | PipeFeet | 1.124% | 100% | Discretionary | Retro5Med_OR | 81.34% | Water Heater | 0% | 0 |  | 0 |  | 0 | IL TRM v10 - 4.4.14 Pipe Insulation - CI-HVC-PINS-V07-220101 | IL TRM v10 - 4.4.14 Pipe Insulation - CI-HVC-PINS-V07-220101 | IL TRM v10 - 4.4.14 Pipe Insulation - CI-HVC-PINS-V07-220101 | No insulation. | No insulation. | No insulation. | No insulation. | No insulation. | No insulation. | No insulation. | No insulation. | No insulation. | No insulation. | No insulation. | No insulation. | No insulation. | No insulation. | No insulation. | No insulation. | No insulation. | No insulation. | No insulation. | No insulation. | No insulation. | No insulation. | No insulation. | No insulation. | No insulation. | No insulation. | No insulation. | Water heater pipe insulation. | Water heater pipe insulation. | Water heater pipe insulation. | Water heater pipe insulation. | Water heater pipe insulation. | Water heater pipe insulation. | Water heater pipe insulation. | Water heater pipe insulation. | Water heater pipe insulation. | Water heater pipe insulation. | Water heater pipe insulation. | Water heater pipe insulation. | Water heater pipe insulation. | Water heater pipe insulation. | Water heater pipe insulation. | Water heater pipe insulation. | Water heater pipe insulation. | Water heater pipe insulation. | Water heater pipe insulation. | Water heater pipe insulation. | Water heater pipe insulation. | Water heater pipe insulation. | Water heater pipe insulation. | Water heater pipe insulation. | Water heater pipe insulation. | Water heater pipe insulation. | Water heater pipe insulation. | 19.39 | 19.39 | 19.39 | 19.39 | 19.39 | 19.39 | 19.39 | 19.39 | 19.39 | 19.39 | 19.39 | 19.39 | 19.39 | 19.39 | 19.39 | 19.39 | 19.39 | 19.39 | 19.39 | 19.39 | 19.39 | 19.39 | 19.39 | 19.39 | 19.39 | 19.39 | 19.39 | 0 | 0 | 0 | 0 | 0 | 0 | 0 | 0 | 0 | 0 | 0 | 0 | 0 | 0 | 0 | 0 | 0 | 0 | 0 | 0 | 0 | 0 | 0 | 0 | 0 | 0 | 0 | 0 | 0 | 0 | 0 | 0 | 0 | 0 | 0 | 0 | 0 | 0 | 0 | 0 | 0 | 0 | 0 | 0 | 0 | 0 | 0 | 0 | 0 | 0 | 0 | 0 | 0 | 0 | 0 | 0 | 0 | 0 | 0 | 0 | 0 | 0 | 0 | 0 | 0 | 0 | 0 | 0 | 0 | 0 | 0 | 0 | 0 | 0 | 0 | 0 | 0 | 0 | 0 | 0 | 0 | 0 | 0 | 0 | 0 | 0 | 0 | 0 | 0 | 0 | 0 | 0 | 0 | 0 | 0 | 0 | 0 | 0 | 0 | 0 | 0 | 0 | 0 | 0 | 0 | 0 | 0 | 0 | 0 | 0 | 0 | 0 | 0 | 0 | 0 | 0 | 0 | 0 | 0 | 0 | 0 | 0 | 0 | 0 | 0 | 0 | 0 | 0 | 0 | 0 | 0 | 0 | 0 | 0 | 0 | 0 | 0 | 0 | 0 | 0 | 0 | 0 | 0 | 0 | 0 | 0 | 0 | 0 | 0 | 0 | 0 | 0 | 0 | 0 | 0 | 0 | 0 | 0 | 0 | 0 | 0 | 0 | 0 | 0 | 0 | 0 | 0 | 0 | 0 | 0 | 0 | 0 | 0 | 0 | 0 | 0 | 0 | 0 | 0 | 0 | 0 | 0 | 0 | 0 | 0 | 0 | 0 | 0 | 0 | 0 | 0 | 0 | 0 | 0 | 0 | 0 | 0 | 0 | 0 | 0 | 0 | 0 | 0 | 0 | 0 | 0 | 0 | 0 | 0 | 0 | 0 | 0 | 0 | 0 | 0 | 0 | 0 | 0 | 0 | 0 | 0 | 0 | 0 | 0 | 0 | 0 | 0 | 0 | 0 | 0 | 0 | 0 | 0 | 0 | 0 | 0 | 0 | 0 | 0 | 0 | 0 | 0 | 0 | 0 | 0 | 0 | 0 | 0 | 0 | 0 | 0 | 0 | 0 | 0 | 0 | 0 | 0 | 0 | 0 | 0 | 0 | 0 | 0 | 0 | 0 | 0 | 0 | 0 | 0 | 0 | 0 | 0 | 0 | 0 | 0 | 0 | 0 | 0 | 0 | 0 | 0 | 0 | 0 | 0 | 0 | 0 | 0 | 0 | 0 | 0 | 0 | 0 | 0 | 0 | 0 | 0 | 0 | 0 | 0 | 0 | 0 | 0 | 0 | 0 | 0 | 0 | 0 | 0 | 0 | 0 | 0 | 0 | 0 | 0 | 0 | 0 | 0 | 0 | 0 | 0 | 0 | 0 | 0 | 0 | 0 | 0 | 0 | 0 | 0 | 0 | 0 | 0 | 0 | 0 | 0 | 0 | 0 | 0 | 0 | 0 | 0 | 0 | 0 | 0 | 0 | 0 | 0 | 0 | 0 | 0 | 0 | 0 | 0 | 0 | 0 | 0 | 0 | 0 | 0 | 0 | 0 | 0 | 0 | 0 | 0 | 0 | 0 | 0 | 0 | 0 | 0 | 0 | 0 | 0 | 0 | 0 | 0 | 0 | 0 | 0 | 0 | 0 | 0 | 0 | 0 | 0 | 0 | 0 | 0 | 0 | 0 | 0 | 0 | 0 | 0 | 0 | 0 | 0 | 0 | 0 | 0 | 0 | 0 | 0 | 0 | 0 | 0 | 0 | 0 | 0 | 0 | 0 | 0 | 0 | 0 | 0 | 0 | 0 | 0 | 0 | 0 | 0 | 0 | 0 | 0 | 0 | 0 | 0 | 0 | 0 | 0 | 0 | 0 | 0 | 0 | 0 | 0 | 0 | 0 | 0 | 0 | 0 | 0 | 0 | 0 | 0 | 0 | 0 | 0 | 0 | 0 | 0 | 0 | 0 | 0 | 0 | 0 | 0 | 0 | 0 | 0 | 0 | 0 | 0 | 0 | 0 | 0 | 0 | 0 | 0 | 0 | 0 | 0 | 0 | 0 | 0 | 0
OR_Commercial_Interruptible - Health_New_Water Heating_Natural Gas_Water Heater - Motion Control Faucet_A | OR | Commercial | Interruptible - Health | New | Water Heating | Natural Gas | Water Heater - Motion Control Faucet | A | OCM832 | 1.39 gpm w/o motion sensor | 0.35 gpm w/ motion sensor | 5 | 0 | 0 | 0 | 1.07 | 0 | 0 | 0 | 0.28365 | 0.25 | sqft | 30% | 75% | Discretionary | Retro5Med_OR | 81.34% | Water Heater | 0% | 0 |  | 0 |  | 0 | n/a | n/a | n/a | 1.39 gpm w/o motion sensor | 1.39 gpm w/o motion sensor | 1.39 gpm w/o motion sensor | 1.39 gpm w/o motion sensor | 1.39 gpm w/o motion sensor | 1.39 gpm w/o motion sensor | 1.39 gpm w/o motion sensor | 1.39 gpm w/o motion sensor | 1.39 gpm w/o motion sensor | 1.39 gpm w/o motion sensor | 1.39 gpm w/o motion sensor | 1.39 gpm w/o motion sensor | 1.39 gpm w/o motion sensor | 1.39 gpm w/o motion sensor | 1.39 gpm w/o motion sensor | 1.39 gpm w/o motion sensor | 1.39 gpm w/o motion sensor | 1.39 gpm w/o motion sensor | 1.39 gpm w/o motion sensor | 1.39 gpm w/o motion sensor | 1.39 gpm w/o motion sensor | 1.39 gpm w/o motion sensor | 1.39 gpm w/o motion sensor | 1.39 gpm w/o motion sensor | 1.39 gpm w/o motion sensor | 1.39 gpm w/o motion sensor | 1.39 gpm w/o motion sensor | 0.35 gpm w/ motion sensor | 0.35 gpm w/ motion sensor | 0.35 gpm w/ motion sensor | 0.35 gpm w/ motion sensor | 0.35 gpm w/ motion sensor | 0.35 gpm w/ motion sensor | 0.35 gpm w/ motion sensor | 0.35 gpm w/ motion sensor | 0.35 gpm w/ motion sensor | 0.35 gpm w/ motion sensor | 0.35 gpm w/ motion sensor | 0.35 gpm w/ motion sensor | 0.35 gpm w/ motion sensor | 0.35 gpm w/ motion sensor | 0.35 gpm w/ motion sensor | 0.35 gpm w/ motion sensor | 0.35 gpm w/ motion sensor | 0.35 gpm w/ motion sensor | 0.35 gpm w/ motion sensor | 0.35 gpm w/ motion sensor | 0.35 gpm w/ motion sensor | 0.35 gpm w/ motion sensor | 0.35 gpm w/ motion sensor | 0.35 gpm w/ motion sensor | 0.35 gpm w/ motion sensor | 0.35 gpm w/ motion sensor | 0.35 gpm w/ motion sensor | 1.07 | 1.07 | 1.07 | 1.07 | 1.07 | 1.07 | 1.07 | 1.07 | 1.07 | 1.07 | 1.07 | 1.07 | 1.07 | 1.07 | 1.07 | 1.07 | 1.07 | 1.07 | 1.07 | 1.07 | 1.07 | 1.07 | 1.07 | 1.07 | 1.07 | 1.07 | 1.07 | 0 | 0 | 0 | 0 | 0 | 0 | 0 | 0 | 0 | 0 | 0 | 0 | 0 | 0 | 0 | 0 | 0 | 0 | 0 | 0 | 0 | 0 | 0 | 0 | 0 | 0 | 0 | 0 | 0 | 0 | 0 | 0 | 0 | 0 | 0 | 0 | 0 | 0 | 0 | 0 | 0 | 0 | 0 | 0 | 0 | 0 | 0 | 0 | 0 | 0 | 0 | 0 | 0 | 0 | 0 | 0 | 0 | 0 | 0 | 0 | 0 | 0 | 0 | 0 | 0 | 0 | 0 | 0 | 0 | 0 | 0 | 0 | 0 | 0 | 0 | 0 | 0 | 0 | 0 | 0 | 0 | 0 | 0 | 0 | 0 | 0 | 0 | 0 | 0 | 0 | 0 | 0 | 0 | 0 | 0 | 0 | 0 | 0 | 0 | 0 | 0 | 0 | 0 | 0 | 0 | 0 | 0 | 0 | 0 | 0 | 0 | 0 | 0 | 0 | 0 | 0 | 0 | 0 | 0 | 0 | 0 | 0 | 0 | 0 | 0 | 0 | 0 | 0 | 0 | 0 | 0 | 0 | 0 | 0 | 0 | 0 | 0 | 0 | 0 | 0 | 0 | 0 | 0 | 0 | 0 | 0 | 0 | 0 | 0 | 0 | 0 | 0 | 0 | 0 | 0 | 0 | 0 | 0 | 0 | 0 | 0 | 0 | 0 | 0 | 0 | 0 | 0 | 0 | 0 | 0 | 0 | 0 | 0 | 0 | 0 | 0 | 0 | 0 | 0 | 0 | 0 | 0 | 0 | 0 | 0 | 0 | 0 | 0 | 0 | 0 | 0 | 0 | 0 | 0 | 0 | 0 | 0 | 0 | 0 | 0 | 0 | 0 | 0 | 0 | 0 | 0 | 0 | 0 | 0 | 0 | 0 | 0 | 0 | 0 | 0 | 0 | 0 | 0 | 0 | 0 | 0 | 0 | 0 | 0 | 0 | 0 | 0 | 0 | 0 | 0 | 0 | 0 | 0 | 0 | 0 | 0 | 0 | 0 | 0 | 0 | 0 | 0 | 0 | 0 | 0 | 0 | 0 | 0 | 0 | 0 | 0 | 0 | 0 | 0 | 0 | 0 | 0 | 0 | 0 | 0 | 0 | 0 | 0 | 0 | 0 | 0 | 0 | 0 | 0 | 0 | 0 | 0 | 0 | 0 | 0 | 0 | 0 | 0 | 0 | 0 | 0 | 0 | 0 | 0 | 0 | 0 | 0 | 0 | 0 | 0 | 0 | 0 | 0 | 0 | 0 | 0 | 0 | 0 | 0 | 0 | 0 | 0 | 0 | 0 | 0 | 0 | 0 | 0 | 0 | 0 | 0 | 0 | 0 | 0 | 0 | 0 | 0 | 0 | 0 | 0 | 0 | 0 | 0 | 0 | 0 | 0 | 0 | 0 | 0 | 0 | 0 | 0 | 0 | 0 | 0 | 0 | 0 | 0 | 0 | 0 | 0 | 0 | 0 | 0 | 0 | 0 | 0 | 0 | 0 | 0 | 0 | 0 | 0 | 0 | 0 | 0 | 0 | 0 | 0 | 0 | 0 | 0 | 0 | 0 | 0 | 0 | 0 | 0 | 0 | 0 | 0 | 0 | 0 | 0 | 0 | 0 | 0 | 0 | 0 | 0 | 0 | 0 | 0 | 0 | 0 | 0 | 0 | 0 | 0 | 0 | 0 | 0 | 0 | 0 | 0 | 0 | 0 | 0 | 0 | 0 | 0 | 0 | 0 | 0 | 0 | 0 | 0 | 0 | 0 | 0 | 0 | 0 | 0 | 0 | 0 | 0 | 0 | 0 | 0 | 0 | 0 | 0 | 0 | 0 | 0 | 0 | 0 | 0 | 0 | 0 | 0 | 0 | 0 | 0 | 0 | 0 | 0 | 0 | 0 | 0 | 0 | 0 | 0 | 0 | 0 | 0 | 0 | 0 | 0 | 0 | 0 | 0 | 0 | 0 | 0 | 0 | 0 | 0 | 0 | 0 | 0 | 0 | 0 | 0 | 0 | 0 | 0 | 0 | 0 | 0 | 0 | 0 | 0 | 0 | 0 | 0 | 0
OR_Commercial_Interruptible - Health_New_Water Heating_Natural Gas_Water Heater - Solar System_A | OR | Commercial | Interruptible - Health | New | Water Heating | Natural Gas | Water Heater - Solar System | A | OCM833 | 0 | Solar water heater with electric backup unit | 20 | 40.1544 | 0 | 0 | 278.76 | 0 | 0 | 0 | 0.28365 | 0.25 | DHW kbtuh | 1% | 40% | Discretionary | Retro5Med_OR | 81.34% | Water Heater | 0% | 0 |  | 0 |  | 0 | DHW_WH-Water Heating-AEO17-8 | DHW_WH-Water Heating-AEO17-8 | DHW_WH-Water Heating-DOE-PTool2014-1 | 0 | 0 | 0 | 0 | 0 | 0 | 0 | 0 | 0 | 0 | 0 | 0 | 0 | 0 | 0 | 0 | 0 | 0 | 0 | 0 | 0 | 0 | 0 | 0 | 0 | 0 | 0 | Solar water heater with electric backup unit | Solar water heater with electric backup unit | Solar water heater with electric backup unit | Solar water heater with electric backup unit | Solar water heater with electric backup unit | Solar water heater with electric backup unit | Solar water heater with electric backup unit | Solar water heater with electric backup unit | Solar water heater with electric backup unit | Solar water heater with electric backup unit | Solar water heater with electric backup unit | Solar water heater with electric backup unit | Solar water heater with electric backup unit | Solar water heater with electric backup unit | Solar water heater with electric backup unit | Solar water heater with electric backup unit | Solar water heater with electric backup unit | Solar water heater with electric backup unit | Solar water heater with electric backup unit | Solar water heater with electric backup unit | Solar water heater with electric backup unit | Solar water heater with electric backup unit | Solar water heater with electric backup unit | Solar water heater with electric backup unit | Solar water heater with electric backup unit | Solar water heater with electric backup unit | Solar water heater with electric backup unit | 278.76 | 278.76 | 278.76 | 278.76 | 278.76 | 278.76 | 278.76 | 278.76 | 278.76 | 278.76 | 278.76 | 278.76 | 278.76 | 278.76 | 278.76 | 278.76 | 278.76 | 278.76 | 278.76 | 278.76 | 278.76 | 278.76 | 278.76 | 278.76 | 278.76 | 278.76 | 278.76 | 0 | 0 | 0 | 0 | 0 | 0 | 0 | 0 | 0 | 0 | 0 | 0 | 0 | 0 | 0 | 0 | 0 | 0 | 0 | 0 | 0 | 0 | 0 | 0 | 0 | 0 | 0 | 0 | 0 | 0 | 0 | 0 | 0 | 0 | 0 | 0 | 0 | 0 | 0 | 0 | 0 | 0 | 0 | 0 | 0 | 0 | 0 | 0 | 0 | 0 | 0 | 0 | 0 | 0 | 0 | 0 | 0 | 0 | 0 | 0 | 0 | 0 | 0 | 0 | 0 | 0 | 0 | 0 | 0 | 0 | 0 | 0 | 0 | 0 | 0 | 0 | 0 | 0 | 0 | 0 | 0 | 0 | 0 | 0 | 0 | 0 | 0 | 0 | 0 | 0 | 0 | 0 | 0 | 0 | 0 | 0 | 0 | 0 | 0 | 0 | 0 | 0 | 0 | 0 | 0 | 0 | 0 | 0 | 0 | 0 | 0 | 0 | 0 | 0 | 0 | 0 | 0 | 0 | 0 | 0 | 0 | 0 | 0 | 0 | 0 | 0 | 0 | 0 | 0 | 0 | 0 | 0 | 0 | 0 | 0 | 0 | 0 | 0 | 0 | 0 | 0 | 0 | 0 | 0 | 0 | 0 | 0 | 0 | 0 | 0 | 0 | 0 | 0 | 0 | 0 | 0 | 0 | 0 | 0 | 0 | 0 | 0 | 0 | 0 | 0 | 0 | 0 | 0 | 0 | 0 | 0 | 0 | 0 | 0 | 0 | 0 | 0 | 0 | 0 | 0 | 0 | 0 | 0 | 0 | 0 | 0 | 0 | 0 | 0 | 0 | 0 | 0 | 0 | 0 | 0 | 0 | 0 | 0 | 0 | 0 | 0 | 0 | 0 | 0 | 0 | 0 | 0 | 0 | 0 | 0 | 0 | 0 | 0 | 0 | 0 | 0 | 0 | 0 | 0 | 0 | 0 | 0 | 0 | 0 | 0 | 0 | 0 | 0 | 0 | 0 | 0 | 0 | 0 | 0 | 0 | 0 | 0 | 0 | 0 | 0 | 0 | 0 | 0 | 0 | 0 | 0 | 0 | 0 | 0 | 0 | 0 | 0 | 0 | 0 | 0 | 0 | 0 | 0 | 0 | 0 | 0 | 0 | 0 | 0 | 0 | 0 | 0 | 0 | 0 | 0 | 0 | 0 | 0 | 0 | 0 | 0 | 0 | 0 | 0 | 0 | 0 | 0 | 0 | 0 | 0 | 0 | 0 | 0 | 0 | 0 | 0 | 0 | 0 | 0 | 0 | 0 | 0 | 0 | 0 | 0 | 0 | 0 | 0 | 0 | 0 | 0 | 0 | 0 | 0 | 0 | 0 | 0 | 0 | 0 | 0 | 0 | 0 | 0 | 0 | 0 | 0 | 0 | 0 | 0 | 0 | 0 | 0 | 0 | 0 | 0 | 0 | 0 | 0 | 0 | 0 | 0 | 0 | 0 | 0 | 0 | 0 | 0 | 0 | 0 | 0 | 0 | 0 | 0 | 0 | 0 | 0 | 0 | 0 | 0 | 0 | 0 | 0 | 0 | 0 | 0 | 0 | 0 | 0 | 0 | 0 | 0 | 0 | 0 | 0 | 0 | 0 | 0 | 0 | 0 | 0 | 0 | 0 | 0 | 0 | 0 | 0 | 0 | 0 | 0 | 0 | 0 | 0 | 0 | 0 | 0 | 0 | 0 | 0 | 0 | 0 | 0 | 0 | 0 | 0 | 0 | 0 | 0 | 0 | 0 | 0 | 0 | 0 | 0 | 0 | 0 | 0 | 0 | 0 | 0 | 0 | 0 | 0 | 0 | 0 | 0 | 0 | 0 | 0 | 0 | 0 | 0 | 0 | 0 | 0 | 0 | 0 | 0 | 0 | 0 | 0 | 0 | 0 | 0 | 0 | 0 | 0 | 0 | 0 | 0 | 0 | 0 | 0 | 0 | 0 | 0 | 0 | 0 | 0 | 0 | 0 | 0 | 0 | 0 | 0 | 0 | 0 | 0 | 0 | 0 | 0 | 0 | 0 | 0 | 0 | 0 | 0 | 0 | 0 | 0 | 0 | 0 | 0
OR_Commercial_Interruptible - Health_New_Water Heating_Natural Gas_Commercial Laundry - Ozone Treatment_A | OR | Commercial | Interruptible - Health | New | Water Heating | Natural Gas | Commercial Laundry - Ozone Treatment | A | OCM834 | Standard commercial washer. | Ozone laundry treatment system. | 10 | 1833.2024 | 0 | 0 | 22444.48 | 0 | 222.08 | 0 | 0.28365 | 0.25 | perBldg | 0% | 6.667% | Discretionary | Retro5Med_OR | 81.34% | Water Heater | 0% | 0 |  | 0 |  | 0 | CW_OZON-Water Heating-ILTRM-v4.0-4 | CW_OZON-Water Heating-ILTRM-v4.0-4 | CW_OZON-Water Heating-ILTRM-v4.0-4 | Standard commercial washer. | Standard commercial washer. | Standard commercial washer. | Standard commercial washer. | Standard commercial washer. | Standard commercial washer. | Standard commercial washer. | Standard commercial washer. | Standard commercial washer. | Standard commercial washer. | Standard commercial washer. | Standard commercial washer. | Standard commercial washer. | Standard commercial washer. | Standard commercial washer. | Standard commercial washer. | Standard commercial washer. | Standard commercial washer. | Standard commercial washer. | Standard commercial washer. | Standard commercial washer. | Standard commercial washer. | Standard commercial washer. | Standard commercial washer. | Standard commercial washer. | Standard commercial washer. | Standard commercial washer. | Ozone laundry treatment system. | Ozone laundry treatment system. | Ozone laundry treatment system. | Ozone laundry treatment system. | Ozone laundry treatment system. | Ozone laundry treatment system. | Ozone laundry treatment system. | Ozone laundry treatment system. | Ozone laundry treatment system. | Ozone laundry treatment system. | Ozone laundry treatment system. | Ozone laundry treatment system. | Ozone laundry treatment system. | Ozone laundry treatment system. | Ozone laundry treatment system. | Ozone laundry treatment system. | Ozone laundry treatment system. | Ozone laundry treatment system. | Ozone laundry treatment system. | Ozone laundry treatment system. | Ozone laundry treatment system. | Ozone laundry treatment system. | Ozone laundry treatment system. | Ozone laundry treatment system. | Ozone laundry treatment system. | Ozone laundry treatment system. | Ozone laundry treatment system. | 22444.48 | 22444.48 | 22444.48 | 22444.48 | 22444.48 | 22444.48 | 22444.48 | 22444.48 | 22444.48 | 22444.48 | 22444.48 | 22444.48 | 22444.48 | 22444.48 | 22444.48 | 22444.48 | 22444.48 | 22444.48 | 22444.48 | 22444.48 | 22444.48 | 22444.48 | 22444.48 | 22444.48 | 22444.48 | 22444.48 | 22444.48 | 0 | 0 | 0 | 0 | 0 | 0 | 0 | 0 | 0 | 0 | 0 | 0 | 0 | 0 | 0 | 0 | 0 | 0 | 0 | 0 | 0 | 0 | 0 | 0 | 0 | 0 | 0 | 0 | 0 | 0 | 0 | 0 | 0 | 0 | 0 | 0 | 0 | 0 | 0 | 0 | 0 | 0 | 0 | 0 | 0 | 0 | 0 | 0 | 0 | 0 | 0 | 0 | 0 | 0 | 0 | 0 | 0 | 0 | 0 | 0 | 0 | 0 | 0 | 0 | 0 | 0 | 0 | 0 | 0 | 0 | 0 | 0 | 0 | 0 | 0 | 0 | 0 | 0 | 0 | 0 | 0 | 0 | 0 | 0 | 0 | 0 | 0 | 0 | 0 | 0 | 0 | 0 | 0 | 0 | 0 | 0 | 0 | 0 | 0 | 0 | 0 | 0 | 0 | 0 | 0 | 0 | 0 | 0 | 0 | 0 | 0 | 0 | 0 | 0 | 0 | 0 | 0 | 0 | 0 | 0 | 0 | 0 | 0 | 0 | 0 | 0 | 0 | 0 | 0 | 0 | 0 | 0 | 0 | 0 | 0 | 0 | 0 | 0 | 0 | 0 | 0 | 0 | 0 | 0 | 0 | 0 | 0 | 0 | 0 | 0 | 0 | 0 | 0 | 0 | 0 | 0 | 0 | 0 | 0 | 0 | 0 | 0 | 0 | 0 | 0 | 0 | 0 | 0 | 0 | 0 | 0 | 0 | 0 | 0 | 0 | 0 | 0 | 0 | 0 | 0 | 0 | 0 | 0 | 0 | 0 | 0 | 0 | 0 | 0 | 0 | 0 | 0 | 0 | 0 | 0 | 0 | 0 | 0 | 0 | 0 | 0 | 0 | 0 | 0 | 0 | 0 | 0 | 0 | 0 | 0 | 0 | 0 | 0 | 0 | 0 | 0 | 0 | 0 | 0 | 0 | 0 | 0 | 0 | 0 | 0 | 0 | 0 | 0 | 0 | 0 | 0 | 0 | 0 | 0 | 0 | 0 | 0 | 0 | 0 | 0 | 0 | 0 | 0 | 0 | 0 | 0 | 0 | 0 | 0 | 0 | 0 | 0 | 0 | 0 | 0 | 0 | 0 | 0 | 0 | 0 | 0 | 0 | 0 | 0 | 0 | 0 | 0 | 0 | 0 | 0 | 0 | 0 | 0 | 0 | 0 | 0 | 0 | 0 | 0 | 0 | 0 | 0 | 0 | 0 | 0 | 0 | 0 | 0 | 0 | 0 | 0 | 0 | 0 | 0 | 0 | 0 | 0 | 0 | 0 | 0 | 0 | 0 | 0 | 0 | 0 | 0 | 0 | 0 | 0 | 0 | 0 | 0 | 0 | 0 | 0 | 0 | 0 | 0 | 0 | 0 | 0 | 0 | 0 | 0 | 0 | 0 | 0 | 0 | 0 | 0 | 0 | 0 | 0 | 0 | 0 | 0 | 0 | 0 | 0 | 0 | 0 | 0 | 0 | 0 | 0 | 0 | 0 | 0 | 0 | 0 | 0 | 0 | 0 | 0 | 0 | 0 | 0 | 0 | 0 | 0 | 0 | 0 | 0 | 0 | 0 | 0 | 0 | 0 | 0 | 0 | 0 | 0 | 0 | 0 | 0 | 0 | 0 | 0 | 0 | 0 | 0 | 0 | 0 | 0 | 0 | 0 | 0 | 0 | 0 | 0 | 0 | 0 | 0 | 0 | 0 | 0 | 0 | 0 | 0 | 0 | 0 | 0 | 0 | 0 | 0 | 0 | 0 | 0 | 0 | 0 | 0 | 0 | 0 | 0 | 0 | 0 | 0 | 0 | 0 | 0 | 0 | 0 | 0 | 0 | 0 | 0 | 0 | 0 | 0 | 0 | 0 | 0 | 0 | 0 | 0 | 0 | 0 | 0 | 0 | 0 | 0 | 0 | 0 | 0 | 0 | 0 | 0 | 0 | 0 | 0 | 0 | 0 | 0 | 0 | 0 | 0 | 0 | 0 | 0 | 0 | 0 | 0 | 0 | 0 | 0 | 0 | 0 | 0 | 0 | 0 | 0 | 0 | 0 | 0 | 0 | 0 | 0
OR_Commercial_Interruptible - Health_New_Water Heating_Natural Gas_Commercial Laundry - ENERGY STAR Washer_A | OR | Commercial | Interruptible - Health | New | Water Heating | Natural Gas | Commercial Laundry - ENERGY STAR Washer | A | OCM835 | Standard efficiency washer. | ENERGY STAR rated washer. | 7 | 35.5089 | 0 | 0 | 458.11 | 200.17 | 0 | 0 | 0.28365 | 0.25 | ClothesWashers | 0% | 6.667% | Discretionary | Retro5Med_OR | 90.92% | Water Heater | 0% | 0 |  | 0 |  | 0 | CW-Miscellaneous-RTF-v5.1-21 | CW-Miscellaneous-RTF-v5.1-21 | CW-Miscellaneous-RTF-PreQCv5.0-8 | Standard efficiency washer. | Standard efficiency washer. | Standard efficiency washer. | Standard efficiency washer. | Standard efficiency washer. | Standard efficiency washer. | Standard efficiency washer. | Standard efficiency washer. | Standard efficiency washer. | Standard efficiency washer. | Standard efficiency washer. | Standard efficiency washer. | Standard efficiency washer. | Standard efficiency washer. | Standard efficiency washer. | Standard efficiency washer. | Standard efficiency washer. | Standard efficiency washer. | Standard efficiency washer. | Standard efficiency washer. | Standard efficiency washer. | Standard efficiency washer. | Standard efficiency washer. | Standard efficiency washer. | Standard efficiency washer. | Standard efficiency washer. | Standard efficiency washer. | ENERGY STAR rated washer. | ENERGY STAR rated washer. | ENERGY STAR rated washer. | ENERGY STAR rated washer. | ENERGY STAR rated washer. | ENERGY STAR rated washer. | ENERGY STAR rated washer. | ENERGY STAR rated washer. | ENERGY STAR rated washer. | ENERGY STAR rated washer. | ENERGY STAR rated washer. | ENERGY STAR rated washer. | ENERGY STAR rated washer. | ENERGY STAR rated washer. | ENERGY STAR rated washer. | ENERGY STAR rated washer. | ENERGY STAR rated washer. | ENERGY STAR rated washer. | ENERGY STAR rated washer. | ENERGY STAR rated washer. | ENERGY STAR rated washer. | ENERGY STAR rated washer. | ENERGY STAR rated washer. | ENERGY STAR rated washer. | ENERGY STAR rated washer. | ENERGY STAR rated washer. | ENERGY STAR rated washer. | 458.11 | 458.11 | 458.11 | 458.11 | 458.11 | 458.11 | 458.11 | 458.11 | 458.11 | 458.11 | 458.11 | 458.11 | 458.11 | 458.11 | 458.11 | 458.11 | 458.11 | 458.11 | 458.11 | 458.11 | 458.11 | 458.11 | 458.11 | 458.11 | 458.11 | 458.11 | 458.11 | 0 | 0 | 0 | 0 | 0 | 0 | 0 | 0 | 0 | 0 | 0 | 0 | 0 | 0 | 0 | 0 | 0 | 0 | 0 | 0 | 0 | 0 | 0 | 0 | 0 | 0 | 0 | 0 | 0 | 0 | 0 | 0 | 0 | 0 | 0 | 0 | 0 | 0 | 0 | 0 | 0 | 0 | 0 | 0 | 0 | 0 | 0 | 0 | 0 | 0 | 0 | 0 | 0 | 0 | 0 | 0 | 0 | 0 | 0 | 0 | 0 | 0 | 0 | 0 | 0 | 0 | 0 | 0 | 0 | 0 | 0 | 0 | 0 | 0 | 0 | 0 | 0 | 0 | 0 | 0 | 0 | 0 | 0 | 0 | 0 | 0 | 0 | 0 | 0 | 0 | 0 | 0 | 0 | 0 | 0 | 0 | 0 | 0 | 0 | 0 | 0 | 0 | 0 | 0 | 0 | 0 | 0 | 0 | 0 | 0 | 0 | 0 | 0 | 0 | 0 | 0 | 0 | 0 | 0 | 0 | 0 | 0 | 0 | 0 | 0 | 0 | 0 | 0 | 0 | 0 | 0 | 0 | 0 | 0 | 0 | 0 | 0 | 0 | 0 | 0 | 0 | 0 | 0 | 0 | 0 | 0 | 0 | 0 | 0 | 0 | 0 | 0 | 0 | 0 | 0 | 0 | 0 | 0 | 0 | 0 | 0 | 0 | 0 | 0 | 0 | 0 | 0 | 0 | 0 | 0 | 0 | 0 | 0 | 0 | 0 | 0 | 0 | 0 | 0 | 0 | 0 | 0 | 0 | 0 | 0 | 0 | 0 | 0 | 0 | 0 | 0 | 0 | 0 | 0 | 0 | 0 | 0 | 0 | 0 | 0 | 0 | 0 | 0 | 0 | 0 | 0 | 0 | 0 | 0 | 0 | 0 | 0 | 0 | 0 | 0 | 0 | 0 | 0 | 0 | 0 | 0 | 0 | 0 | 0 | 0 | 0 | 0 | 0 | 0 | 0 | 0 | 0 | 0 | 0 | 0 | 0 | 0 | 0 | 0 | 0 | 0 | 0 | 0 | 0 | 0 | 0 | 0 | 0 | 0 | 0 | 0 | 0 | 0 | 0 | 0 | 0 | 0 | 0 | 0 | 0 | 0 | 0 | 0 | 0 | 0 | 0 | 0 | 0 | 0 | 0 | 0 | 0 | 0 | 0 | 0 | 0 | 0 | 0 | 0 | 0 | 0 | 0 | 0 | 0 | 0 | 0 | 0 | 0 | 0 | 0 | 0 | 0 | 0 | 0 | 0 | 0 | 0 | 0 | 0 | 0 | 0 | 0 | 0 | 0 | 0 | 0 | 0 | 0 | 0 | 0 | 0 | 0 | 0 | 0 | 0 | 0 | 0 | 0 | 0 | 0 | 0 | 0 | 0 | 0 | 0 | 0 | 0 | 0 | 0 | 0 | 0 | 0 | 0 | 0 | 0 | 0 | 0 | 0 | 0 | 0 | 0 | 0 | 0 | 0 | 0 | 0 | 0 | 0 | 0 | 0 | 0 | 0 | 0 | 0 | 0 | 0 | 0 | 0 | 0 | 0 | 0 | 0 | 0 | 0 | 0 | 0 | 0 | 0 | 0 | 0 | 0 | 0 | 0 | 0 | 0 | 0 | 0 | 0 | 0 | 0 | 0 | 0 | 0 | 0 | 0 | 0 | 0 | 0 | 0 | 0 | 0 | 0 | 0 | 0 | 0 | 0 | 0 | 0 | 0 | 0 | 0 | 0 | 0 | 0 | 0 | 0 | 0 | 0 | 0 | 0 | 0 | 0 | 0 | 0 | 0 | 0 | 0 | 0 | 0 | 0 | 0 | 0 | 0 | 0 | 0 | 0 | 0 | 0 | 0 | 0 | 0 | 0 | 0 | 0 | 0 | 0 | 0 | 0 | 0 | 0 | 0 | 0 | 0 | 0 | 0 | 0 | 0 | 0 | 0 | 0 | 0 | 0 | 0 | 0 | 0 | 0 | 0 | 0 | 0 | 0 | 0 | 0 | 0 | 0 | 0 | 0 | 0 | 0 | 0 | 0 | 0 | 0 | 0 | 0 | 0 | 0 | 0
OR_Commercial_Interruptible - Health_New_Water Heating_Natural Gas_Water Heater - Efficient Dishwasher_A | OR | Commercial | Interruptible - Health | New | Water Heating | Natural Gas | Water Heater - Efficient Dishwasher | A | OCM836 | 0 | ENERGY STAR | 12 | 102.8166 | 0 | 0 | 2377 | 1319.92 | 0 | 0 | 0.28365 | 0.25 | perBldg | 0% | 6.667% | Discretionary | Retro5Med_OR | 81.34% | Water Heater | 0% | 0 |  | 0 |  | 0 | Avista TRM | Avista TRM | Avista TRM | 0 | 0 | 0 | 0 | 0 | 0 | 0 | 0 | 0 | 0 | 0 | 0 | 0 | 0 | 0 | 0 | 0 | 0 | 0 | 0 | 0 | 0 | 0 | 0 | 0 | 0 | 0 | ENERGY STAR | ENERGY STAR | ENERGY STAR | ENERGY STAR | ENERGY STAR | ENERGY STAR | ENERGY STAR | ENERGY STAR | ENERGY STAR | ENERGY STAR | ENERGY STAR | ENERGY STAR | ENERGY STAR | ENERGY STAR | ENERGY STAR | ENERGY STAR | ENERGY STAR | ENERGY STAR | ENERGY STAR | ENERGY STAR | ENERGY STAR | ENERGY STAR | ENERGY STAR | ENERGY STAR | ENERGY STAR | ENERGY STAR | ENERGY STAR | 2377 | 2377 | 2377 | 2377 | 2377 | 2377 | 2377 | 2377 | 2377 | 2377 | 2377 | 2377 | 2377 | 2377 | 2377 | 2377 | 2377 | 2377 | 2377 | 2377 | 2377 | 2377 | 2377 | 2377 | 2377 | 2377 | 2377 | 0 | 0 | 0 | 0 | 0 | 0 | 0 | 0 | 0 | 0 | 0 | 0 | 0 | 0 | 0 | 0 | 0 | 0 | 0 | 0 | 0 | 0 | 0 | 0 | 0 | 0 | 0 | 0 | 0 | 0 | 0 | 0 | 0 | 0 | 0 | 0 | 0 | 0 | 0 | 0 | 0 | 0 | 0 | 0 | 0 | 0 | 0 | 0 | 0 | 0 | 0 | 0 | 0 | 0 | 0 | 0 | 0 | 0 | 0 | 0 | 0 | 0 | 0 | 0 | 0 | 0 | 0 | 0 | 0 | 0 | 0 | 0 | 0 | 0 | 0 | 0 | 0 | 0 | 0 | 0 | 0 | 0 | 0 | 0 | 0 | 0 | 0 | 0 | 0 | 0 | 0 | 0 | 0 | 0 | 0 | 0 | 0 | 0 | 0 | 0 | 0 | 0 | 0 | 0 | 0 | 0 | 0 | 0 | 0 | 0 | 0 | 0 | 0 | 0 | 0 | 0 | 0 | 0 | 0 | 0 | 0 | 0 | 0 | 0 | 0 | 0 | 0 | 0 | 0 | 0 | 0 | 0 | 0 | 0 | 0 | 0 | 0 | 0 | 0 | 0 | 0 | 0 | 0 | 0 | 0 | 0 | 0 | 0 | 0 | 0 | 0 | 0 | 0 | 0 | 0 | 0 | 0 | 0 | 0 | 0 | 0 | 0 | 0 | 0 | 0 | 0 | 0 | 0 | 0 | 0 | 0 | 0 | 0 | 0 | 0 | 0 | 0 | 0 | 0 | 0 | 0 | 0 | 0 | 0 | 0 | 0 | 0 | 0 | 0 | 0 | 0 | 0 | 0 | 0 | 0 | 0 | 0 | 0 | 0 | 0 | 0 | 0 | 0 | 0 | 0 | 0 | 0 | 0 | 0 | 0 | 0 | 0 | 0 | 0 | 0 | 0 | 0 | 0 | 0 | 0 | 0 | 0 | 0 | 0 | 0 | 0 | 0 | 0 | 0 | 0 | 0 | 0 | 0 | 0 | 0 | 0 | 0 | 0 | 0 | 0 | 0 | 0 | 0 | 0 | 0 | 0 | 0 | 0 | 0 | 0 | 0 | 0 | 0 | 0 | 0 | 0 | 0 | 0 | 0 | 0 | 0 | 0 | 0 | 0 | 0 | 0 | 0 | 0 | 0 | 0 | 0 | 0 | 0 | 0 | 0 | 0 | 0 | 0 | 0 | 0 | 0 | 0 | 0 | 0 | 0 | 0 | 0 | 0 | 0 | 0 | 0 | 0 | 0 | 0 | 0 | 0 | 0 | 0 | 0 | 0 | 0 | 0 | 0 | 0 | 0 | 0 | 0 | 0 | 0 | 0 | 0 | 0 | 0 | 0 | 0 | 0 | 0 | 0 | 0 | 0 | 0 | 0 | 0 | 0 | 0 | 0 | 0 | 0 | 0 | 0 | 0 | 0 | 0 | 0 | 0 | 0 | 0 | 0 | 0 | 0 | 0 | 0 | 0 | 0 | 0 | 0 | 0 | 0 | 0 | 0 | 0 | 0 | 0 | 0 | 0 | 0 | 0 | 0 | 0 | 0 | 0 | 0 | 0 | 0 | 0 | 0 | 0 | 0 | 0 | 0 | 0 | 0 | 0 | 0 | 0 | 0 | 0 | 0 | 0 | 0 | 0 | 0 | 0 | 0 | 0 | 0 | 0 | 0 | 0 | 0 | 0 | 0 | 0 | 0 | 0 | 0 | 0 | 0 | 0 | 0 | 0 | 0 | 0 | 0 | 0 | 0 | 0 | 0 | 0 | 0 | 0 | 0 | 0 | 0 | 0 | 0 | 0 | 0 | 0 | 0 | 0 | 0 | 0 | 0 | 0 | 0 | 0 | 0 | 0 | 0 | 0 | 0 | 0 | 0 | 0 | 0 | 0 | 0 | 0 | 0 | 0 | 0 | 0 | 0 | 0 | 0 | 0 | 0 | 0 | 0 | 0 | 0 | 0 | 0 | 0 | 0 | 0 | 0 | 0 | 0 | 0 | 0 | 0 | 0 | 0 | 0 | 0 | 0 | 0 | 0 | 0 | 0 | 0 | 0 | 0 | 0 | 0
OR_Commercial_Interruptible - Health_New_Water Heating_Natural Gas_Commercial Laundry - Alternative Dry-Cleaning Methods_A | OR | Commercial | Interruptible - Health | New | Water Heating | Natural Gas | Commercial Laundry - Alternative Dry-Cleaning Methods | A | OCM837 | Standard efficiency dryer. | High efficiency alternative dry-cleaning methods. | 15 | 0 | 0 | 0 | 66246.84 | 0 | 0 | 0 | 0.28365 | 0.25 | perBldg | 0% | 6.667% | Discretionary | Retro5Med_OR | 81.34% | Water Heater | 0% | 0 |  | 0 |  | 0 | CW_ALTDRYCLN-Miscellaneous-SCE-ET05.01-6 | CW_ALTDRYCLN-Miscellaneous-SCE-ET05.01-6 | CW_ALTDRYCLN-Miscellaneous-SCE-ET05.01-6 | Standard efficiency dryer. | Standard efficiency dryer. | Standard efficiency dryer. | Standard efficiency dryer. | Standard efficiency dryer. | Standard efficiency dryer. | Standard efficiency dryer. | Standard efficiency dryer. | Standard efficiency dryer. | Standard efficiency dryer. | Standard efficiency dryer. | Standard efficiency dryer. | Standard efficiency dryer. | Standard efficiency dryer. | Standard efficiency dryer. | Standard efficiency dryer. | Standard efficiency dryer. | Standard efficiency dryer. | Standard efficiency dryer. | Standard efficiency dryer. | Standard efficiency dryer. | Standard efficiency dryer. | Standard efficiency dryer. | Standard efficiency dryer. | Standard efficiency dryer. | Standard efficiency dryer. | Standard efficiency dryer. | High efficiency alternative dry-cleaning methods. | High efficiency alternative dry-cleaning methods. | High efficiency alternative dry-cleaning methods. | High efficiency alternative dry-cleaning methods. | High efficiency alternative dry-cleaning methods. | High efficiency alternative dry-cleaning methods. | High efficiency alternative dry-cleaning methods. | High efficiency alternative dry-cleaning methods. | High efficiency alternative dry-cleaning methods. | High efficiency alternative dry-cleaning methods. | High efficiency alternative dry-cleaning methods. | High efficiency alternative dry-cleaning methods. | High efficiency alternative dry-cleaning methods. | High efficiency alternative dry-cleaning methods. | High efficiency alternative dry-cleaning methods. | High efficiency alternative dry-cleaning methods. | High efficiency alternative dry-cleaning methods. | High efficiency alternative dry-cleaning methods. | High efficiency alternative dry-cleaning methods. | High efficiency alternative dry-cleaning methods. | High efficiency alternative dry-cleaning methods. | High efficiency alternative dry-cleaning methods. | High efficiency alternative dry-cleaning methods. | High efficiency alternative dry-cleaning methods. | High efficiency alternative dry-cleaning methods. | High efficiency alternative dry-cleaning methods. | High efficiency alternative dry-cleaning methods. | 66246.84 | 66246.84 | 66246.84 | 66246.84 | 66246.84 | 66246.84 | 66246.84 | 66246.84 | 66246.84 | 66246.84 | 66246.84 | 66246.84 | 66246.84 | 66246.84 | 66246.84 | 66246.84 | 66246.84 | 66246.84 | 66246.84 | 66246.84 | 66246.84 | 66246.84 | 66246.84 | 66246.84 | 66246.84 | 66246.84 | 66246.84 | 0 | 0 | 0 | 0 | 0 | 0 | 0 | 0 | 0 | 0 | 0 | 0 | 0 | 0 | 0 | 0 | 0 | 0 | 0 | 0 | 0 | 0 | 0 | 0 | 0 | 0 | 0 | 0 | 0 | 0 | 0 | 0 | 0 | 0 | 0 | 0 | 0 | 0 | 0 | 0 | 0 | 0 | 0 | 0 | 0 | 0 | 0 | 0 | 0 | 0 | 0 | 0 | 0 | 0 | 0 | 0 | 0 | 0 | 0 | 0 | 0 | 0 | 0 | 0 | 0 | 0 | 0 | 0 | 0 | 0 | 0 | 0 | 0 | 0 | 0 | 0 | 0 | 0 | 0 | 0 | 0 | 0 | 0 | 0 | 0 | 0 | 0 | 0 | 0 | 0 | 0 | 0 | 0 | 0 | 0 | 0 | 0 | 0 | 0 | 0 | 0 | 0 | 0 | 0 | 0 | 0 | 0 | 0 | 0 | 0 | 0 | 0 | 0 | 0 | 0 | 0 | 0 | 0 | 0 | 0 | 0 | 0 | 0 | 0 | 0 | 0 | 0 | 0 | 0 | 0 | 0 | 0 | 0 | 0 | 0 | 0 | 0 | 0 | 0 | 0 | 0 | 0 | 0 | 0 | 0 | 0 | 0 | 0 | 0 | 0 | 0 | 0 | 0 | 0 | 0 | 0 | 0 | 0 | 0 | 0 | 0 | 0 | 0 | 0 | 0 | 0 | 0 | 0 | 0 | 0 | 0 | 0 | 0 | 0 | 0 | 0 | 0 | 0 | 0 | 0 | 0 | 0 | 0 | 0 | 0 | 0 | 0 | 0 | 0 | 0 | 0 | 0 | 0 | 0 | 0 | 0 | 0 | 0 | 0 | 0 | 0 | 0 | 0 | 0 | 0 | 0 | 0 | 0 | 0 | 0 | 0 | 0 | 0 | 0 | 0 | 0 | 0 | 0 | 0 | 0 | 0 | 0 | 0 | 0 | 0 | 0 | 0 | 0 | 0 | 0 | 0 | 0 | 0 | 0 | 0 | 0 | 0 | 0 | 0 | 0 | 0 | 0 | 0 | 0 | 0 | 0 | 0 | 0 | 0 | 0 | 0 | 0 | 0 | 0 | 0 | 0 | 0 | 0 | 0 | 0 | 0 | 0 | 0 | 0 | 0 | 0 | 0 | 0 | 0 | 0 | 0 | 0 | 0 | 0 | 0 | 0 | 0 | 0 | 0 | 0 | 0 | 0 | 0 | 0 | 0 | 0 | 0 | 0 | 0 | 0 | 0 | 0 | 0 | 0 | 0 | 0 | 0 | 0 | 0 | 0 | 0 | 0 | 0 | 0 | 0 | 0 | 0 | 0 | 0 | 0 | 0 | 0 | 0 | 0 | 0 | 0 | 0 | 0 | 0 | 0 | 0 | 0 | 0 | 0 | 0 | 0 | 0 | 0 | 0 | 0 | 0 | 0 | 0 | 0 | 0 | 0 | 0 | 0 | 0 | 0 | 0 | 0 | 0 | 0 | 0 | 0 | 0 | 0 | 0 | 0 | 0 | 0 | 0 | 0 | 0 | 0 | 0 | 0 | 0 | 0 | 0 | 0 | 0 | 0 | 0 | 0 | 0 | 0 | 0 | 0 | 0 | 0 | 0 | 0 | 0 | 0 | 0 | 0 | 0 | 0 | 0 | 0 | 0 | 0 | 0 | 0 | 0 | 0 | 0 | 0 | 0 | 0 | 0 | 0 | 0 | 0 | 0 | 0 | 0 | 0 | 0 | 0 | 0 | 0 | 0 | 0 | 0 | 0 | 0 | 0 | 0 | 0 | 0 | 0 | 0 | 0 | 0 | 0 | 0 | 0 | 0 | 0 | 0 | 0 | 0 | 0 | 0 | 0 | 0 | 0 | 0 | 0 | 0 | 0 | 0 | 0 | 0 | 0 | 0 | 0 | 0 | 0 | 0 | 0 | 0 | 0 | 0 | 0 | 0 | 0 | 0 | 0 | 0 | 0 | 0 | 0 | 0 | 0 | 0 | 0 | 0 | 0 | 0 | 0 | 0 | 0 | 0 | 0 | 0 | 0 | 0 | 0 | 0 | 0 | 0 | 0 | 0
OR_Commercial_Interruptible - Health_New_Space Heating_Natural Gas_Advanced Kitchen Ventilation Controls_A | OR | Commercial | Interruptible - Health | New | Space Heating | Natural Gas | Advanced Kitchen Ventilation Controls | A | OCM838 | No controls on exhaust hoods. | Variable exhaust hood flow based on temperature or grease sensor. | 15 | 0 | 0 | 0 | 0.12 | 0 | 0 | 0 | 0.28365 | 0.25 | sqft | 10% | 20% | Discretionary | RetroEven20_OR | 82.88% | Space Heating | 0% | 0 |  | 0 |  | 0 | IL TRM - CI-FSE-VENT-V03-160601 | COOK_EXHD-Ventilation-XCELCO-2017-18-2 | COOK_EXHD-Ventilation-XCELCO-2017-18-2 | No controls on exhaust hoods. | No controls on exhaust hoods. | No controls on exhaust hoods. | No controls on exhaust hoods. | No controls on exhaust hoods. | No controls on exhaust hoods. | No controls on exhaust hoods. | No controls on exhaust hoods. | No controls on exhaust hoods. | No controls on exhaust hoods. | No controls on exhaust hoods. | No controls on exhaust hoods. | No controls on exhaust hoods. | No controls on exhaust hoods. | No controls on exhaust hoods. | No controls on exhaust hoods. | No controls on exhaust hoods. | No controls on exhaust hoods. | No controls on exhaust hoods. | No controls on exhaust hoods. | No controls on exhaust hoods. | No controls on exhaust hoods. | No controls on exhaust hoods. | No controls on exhaust hoods. | No controls on exhaust hoods. | No controls on exhaust hoods. | No controls on exhaust hoods. | Variable exhaust hood flow based on temperature or grease sensor. | Variable exhaust hood flow based on temperature or grease sensor. | Variable exhaust hood flow based on temperature or grease sensor. | Variable exhaust hood flow based on temperature or grease sensor. | Variable exhaust hood flow based on temperature or grease sensor. | Variable exhaust hood flow based on temperature or grease sensor. | Variable exhaust hood flow based on temperature or grease sensor. | Variable exhaust hood flow based on temperature or grease sensor. | Variable exhaust hood flow based on temperature or grease sensor. | Variable exhaust hood flow based on temperature or grease sensor. | Variable exhaust hood flow based on temperature or grease sensor. | Variable exhaust hood flow based on temperature or grease sensor. | Variable exhaust hood flow based on temperature or grease sensor. | Variable exhaust hood flow based on temperature or grease sensor. | Variable exhaust hood flow based on temperature or grease sensor. | Variable exhaust hood flow based on temperature or grease sensor. | Variable exhaust hood flow based on temperature or grease sensor. | Variable exhaust hood flow based on temperature or grease sensor. | Variable exhaust hood flow based on temperature or grease sensor. | Variable exhaust hood flow based on temperature or grease sensor. | Variable exhaust hood flow based on temperature or grease sensor. | Variable exhaust hood flow based on temperature or grease sensor. | Variable exhaust hood flow based on temperature or grease sensor. | Variable exhaust hood flow based on temperature or grease sensor. | Variable exhaust hood flow based on temperature or grease sensor. | Variable exhaust hood flow based on temperature or grease sensor. | Variable exhaust hood flow based on temperature or grease sensor. | 0.12 | 0.12 | 0.12 | 0.12 | 0.12 | 0.12 | 0.12 | 0.12 | 0.12 | 0.12 | 0.12 | 0.12 | 0.12 | 0.12 | 0.12 | 0.12 | 0.12 | 0.12 | 0.12 | 0.12 | 0.12 | 0.12 | 0.12 | 0.12 | 0.12 | 0.12 | 0.12 | 0 | 0 | 0 | 0 | 0 | 0 | 0 | 0 | 0 | 0 | 0 | 0 | 0 | 0 | 0 | 0 | 0 | 0 | 0 | 0 | 0 | 0 | 0 | 0 | 0 | 0 | 0 | 0 | 0 | 0 | 0 | 0 | 0 | 0 | 0 | 0 | 0 | 0 | 0 | 0 | 0 | 0 | 0 | 0 | 0 | 0 | 0 | 0 | 0 | 0 | 0 | 0 | 0 | 0 | 0 | 0 | 0 | 0 | 0 | 0 | 0 | 0 | 0 | 0 | 0 | 0 | 0 | 0 | 0 | 0 | 0 | 0 | 0 | 0 | 0 | 0 | 0 | 0 | 0 | 0 | 0 | 0 | 0 | 0 | 0 | 0 | 0 | 0 | 0 | 0 | 0 | 0 | 0 | 0 | 0 | 0 | 0 | 0 | 0 | 0 | 0 | 0 | 0 | 0 | 0 | 0 | 0 | 0 | 0 | 0 | 0 | 0 | 0 | 0 | 0 | 0 | 0 | 0 | 0 | 0 | 0 | 0 | 0 | 0 | 0 | 0 | 0 | 0 | 0 | 0 | 0 | 0 | 0 | 0 | 0 | 0 | 0 | 0 | 0 | 0 | 0 | 0 | 0 | 0 | 0 | 0 | 0 | 0 | 0 | 0 | 0 | 0 | 0 | 0 | 0 | 0 | 0 | 0 | 0 | 0 | 0 | 0 | 0 | 0 | 0 | 0 | 0 | 0 | 0 | 0 | 0 | 0 | 0 | 0 | 0 | 0 | 0 | 0 | 0 | 0 | 0 | 0 | 0 | 0 | 0 | 0 | 0 | 0 | 0 | 0 | 0 | 0 | 0 | 0 | 0 | 0 | 0 | 0 | 0 | 0 | 0 | 0 | 0 | 0 | 0 | 0 | 0 | 0 | 0 | 0 | 0 | 0 | 0 | 0 | 0 | 0 | 0 | 0 | 0 | 0 | 0 | 0 | 0 | 0 | 0 | 0 | 0 | 0 | 0 | 0 | 0 | 0 | 0 | 0 | 0 | 0 | 0 | 0 | 0 | 0 | 0 | 0 | 0 | 0 | 0 | 0 | 0 | 0 | 0 | 0 | 0 | 0 | 0 | 0 | 0 | 0 | 0 | 0 | 0 | 0 | 0 | 0 | 0 | 0 | 0 | 0 | 0 | 0 | 0 | 0 | 0 | 0 | 0 | 0 | 0 | 0 | 0 | 0 | 0 | 0 | 0 | 0 | 0 | 0 | 0 | 0 | 0 | 0 | 0 | 0 | 0 | 0 | 0 | 0 | 0 | 0 | 0 | 0 | 0 | 0 | 0 | 0 | 0 | 0 | 0 | 0 | 0 | 0 | 0 | 0 | 0 | 0 | 0 | 0 | 0 | 0 | 0 | 0 | 0 | 0 | 0 | 0 | 0 | 0 | 0 | 0 | 0 | 0 | 0 | 0 | 0 | 0 | 0 | 0 | 0 | 0 | 0 | 0 | 0 | 0 | 0 | 0 | 0 | 0 | 0 | 0 | 0 | 0 | 0 | 0 | 0 | 0 | 0 | 0 | 0 | 0 | 0 | 0 | 0 | 0 | 0 | 0 | 0 | 0 | 0 | 0 | 0 | 0 | 0 | 0 | 0 | 0 | 0 | 0 | 0 | 0 | 0 | 0 | 0 | 0 | 0 | 0 | 0 | 0 | 0 | 0 | 0 | 0 | 0 | 0 | 0 | 0 | 0 | 0 | 0 | 0 | 0 | 0 | 0 | 0 | 0 | 0 | 0 | 0 | 0 | 0 | 0 | 0 | 0 | 0 | 0 | 0 | 0 | 0 | 0 | 0 | 0 | 0 | 0 | 0 | 0 | 0 | 0 | 0 | 0 | 0 | 0 | 0 | 0 | 0 | 0 | 0 | 0 | 0 | 0 | 0 | 0 | 0 | 0 | 0 | 0 | 0 | 0 | 0 | 0 | 0 | 0 | 0 | 0 | 0 | 0 | 0 | 0 | 0 | 0 | 0 | 0 | 0 | 0 | 0 | 0 | 0 | 0 | 0 | 0 | 0 | 0 | 0 | 0 | 0 | 0 | 0 | 0 | 0 | 0 | 0 | 0
OR_Commercial_Interruptible - Health_New_Space Heating_Natural Gas_Infiltration Control - Loading Dock Sealing_A | OR | Commercial | Interruptible - Health | New | Space Heating | Natural Gas | Infiltration Control - Loading Dock Sealing | A | OCM839 | 0 | 0 | 10 | 0 | 0 | 0 | 3106.52 | 0 | 0 | 0 | 0.28365 | 0.25 | perBldg | 0% | 0% | Discretionary | RetroEven20_OR | 82.88% | Space Heating | 0% | 0 |  | 0 |  | 0 | MEMD - Truck Loading Dock Seals - 8.10.01.FES-E10.v01 | MEMD - Truck Loading Dock Seals - 8.10.01.FES-E10.v01 | MEMD - Truck Loading Dock Seals - 8.10.01.FES-E10.v01 | 0 | 0 | 0 | 0 | 0 | 0 | 0 | 0 | 0 | 0 | 0 | 0 | 0 | 0 | 0 | 0 | 0 | 0 | 0 | 0 | 0 | 0 | 0 | 0 | 0 | 0 | 0 | 0 | 0 | 0 | 0 | 0 | 0 | 0 | 0 | 0 | 0 | 0 | 0 | 0 | 0 | 0 | 0 | 0 | 0 | 0 | 0 | 0 | 0 | 0 | 0 | 0 | 0 | 0 | 3106.52 | 3106.52 | 3106.52 | 3106.52 | 3106.52 | 3106.52 | 3106.52 | 3106.52 | 3106.52 | 3106.52 | 3106.52 | 3106.52 | 3106.52 | 3106.52 | 3106.52 | 3106.52 | 3106.52 | 3106.52 | 3106.52 | 3106.52 | 3106.52 | 3106.52 | 3106.52 | 3106.52 | 3106.52 | 3106.52 | 3106.52 | 0 | 0 | 0 | 0 | 0 | 0 | 0 | 0 | 0 | 0 | 0 | 0 | 0 | 0 | 0 | 0 | 0 | 0 | 0 | 0 | 0 | 0 | 0 | 0 | 0 | 0 | 0 | 0 | 0 | 0 | 0 | 0 | 0 | 0 | 0 | 0 | 0 | 0 | 0 | 0 | 0 | 0 | 0 | 0 | 0 | 0 | 0 | 0 | 0 | 0 | 0 | 0 | 0 | 0 | 0 | 0 | 0 | 0 | 0 | 0 | 0 | 0 | 0 | 0 | 0 | 0 | 0 | 0 | 0 | 0 | 0 | 0 | 0 | 0 | 0 | 0 | 0 | 0 | 0 | 0 | 0 | 0 | 0 | 0 | 0 | 0 | 0 | 0 | 0 | 0 | 0 | 0 | 0 | 0 | 0 | 0 | 0 | 0 | 0 | 0 | 0 | 0 | 0 | 0 | 0 | 0 | 0 | 0 | 0 | 0 | 0 | 0 | 0 | 0 | 0 | 0 | 0 | 0 | 0 | 0 | 0 | 0 | 0 | 0 | 0 | 0 | 0 | 0 | 0 | 0 | 0 | 0 | 0 | 0 | 0 | 0 | 0 | 0 | 0 | 0 | 0 | 0 | 0 | 0 | 0 | 0 | 0 | 0 | 0 | 0 | 0 | 0 | 0 | 0 | 0 | 0 | 0 | 0 | 0 | 0 | 0 | 0 | 0 | 0 | 0 | 0 | 0 | 0 | 0 | 0 | 0 | 0 | 0 | 0 | 0 | 0 | 0 | 0 | 0 | 0 | 0 | 0 | 0 | 0 | 0 | 0 | 0 | 0 | 0 | 0 | 0 | 0 | 0 | 0 | 0 | 0 | 0 | 0 | 0 | 0 | 0 | 0 | 0 | 0 | 0 | 0 | 0 | 0 | 0 | 0 | 0 | 0 | 0 | 0 | 0 | 0 | 0 | 0 | 0 | 0 | 0 | 0 | 0 | 0 | 0 | 0 | 0 | 0 | 0 | 0 | 0 | 0 | 0 | 0 | 0 | 0 | 0 | 0 | 0 | 0 | 0 | 0 | 0 | 0 | 0 | 0 | 0 | 0 | 0 | 0 | 0 | 0 | 0 | 0 | 0 | 0 | 0 | 0 | 0 | 0 | 0 | 0 | 0 | 0 | 0 | 0 | 0 | 0 | 0 | 0 | 0 | 0 | 0 | 0 | 0 | 0 | 0 | 0 | 0 | 0 | 0 | 0 | 0 | 0 | 0 | 0 | 0 | 0 | 0 | 0 | 0 | 0 | 0 | 0 | 0 | 0 | 0 | 0 | 0 | 0 | 0 | 0 | 0 | 0 | 0 | 0 | 0 | 0 | 0 | 0 | 0 | 0 | 0 | 0 | 0 | 0 | 0 | 0 | 0 | 0 | 0 | 0 | 0 | 0 | 0 | 0 | 0 | 0 | 0 | 0 | 0 | 0 | 0 | 0 | 0 | 0 | 0 | 0 | 0 | 0 | 0 | 0 | 0 | 0 | 0 | 0 | 0 | 0 | 0 | 0 | 0 | 0 | 0 | 0 | 0 | 0 | 0 | 0 | 0 | 0 | 0 | 0 | 0 | 0 | 0 | 0 | 0 | 0 | 0 | 0 | 0 | 0 | 0 | 0 | 0 | 0 | 0 | 0 | 0 | 0 | 0 | 0 | 0 | 0 | 0 | 0 | 0 | 0 | 0 | 0 | 0 | 0 | 0 | 0 | 0 | 0 | 0 | 0 | 0 | 0 | 0 | 0 | 0 | 0 | 0 | 0 | 0 | 0 | 0 | 0 | 0 | 0 | 0 | 0 | 0 | 0 | 0 | 0 | 0 | 0 | 0 | 0 | 0 | 0 | 0 | 0 | 0 | 0 | 0 | 0 | 0 | 0 | 0 | 0 | 0 | 0 | 0 | 0 | 0 | 0 | 0 | 0 | 0 | 0 | 0 | 0 | 0 | 0 | 0 | 0 | 0 | 0 | 0 | 0 | 0 | 0 | 0 | 0 | 0 | 0 | 0 | 0 | 0 | 0 | 0 | 0 | 0 | 0 | 0 | 0 | 0 | 0 | 0 | 0 | 0 | 0 | 0
OR_Commercial_Interruptible - Health_New_Space Heating_Natural Gas_Greenhouse Heat Curtain_A | OR | Commercial | Interruptible - Health | New | Space Heating | Natural Gas | Greenhouse Heat Curtain | A | OCM840 | No heat curtain. | 0 | 5 | 0 | 0 | 0 | 408.76 | 0 | 0 | 0 | 0.28365 | 0.25 | perBldg | 0% | 0% | Discretionary | RetroEven20_OR | 82.88% | Space Heating | 0% | 0 |  | 0 |  | 0 | CA eTRM https://www.caetrm.com/measure/SWBE001/01/ | CA eTRM https://www.caetrm.com/measure/SWBE001/01/ | CA eTRM https://www.caetrm.com/measure/SWBE001/01/ | No heat curtain. | No heat curtain. | No heat curtain. | No heat curtain. | No heat curtain. | No heat curtain. | No heat curtain. | No heat curtain. | No heat curtain. | No heat curtain. | No heat curtain. | No heat curtain. | No heat curtain. | No heat curtain. | No heat curtain. | No heat curtain. | No heat curtain. | No heat curtain. | No heat curtain. | No heat curtain. | No heat curtain. | No heat curtain. | No heat curtain. | No heat curtain. | No heat curtain. | No heat curtain. | No heat curtain. | 0 | 0 | 0 | 0 | 0 | 0 | 0 | 0 | 0 | 0 | 0 | 0 | 0 | 0 | 0 | 0 | 0 | 0 | 0 | 0 | 0 | 0 | 0 | 0 | 0 | 0 | 0 | 408.76 | 408.76 | 408.76 | 408.76 | 408.76 | 408.76 | 408.76 | 408.76 | 408.76 | 408.76 | 408.76 | 408.76 | 408.76 | 408.76 | 408.76 | 408.76 | 408.76 | 408.76 | 408.76 | 408.76 | 408.76 | 408.76 | 408.76 | 408.76 | 408.76 | 408.76 | 408.76 | 0 | 0 | 0 | 0 | 0 | 0 | 0 | 0 | 0 | 0 | 0 | 0 | 0 | 0 | 0 | 0 | 0 | 0 | 0 | 0 | 0 | 0 | 0 | 0 | 0 | 0 | 0 | 0 | 0 | 0 | 0 | 0 | 0 | 0 | 0 | 0 | 0 | 0 | 0 | 0 | 0 | 0 | 0 | 0 | 0 | 0 | 0 | 0 | 0 | 0 | 0 | 0 | 0 | 0 | 0 | 0 | 0 | 0 | 0 | 0 | 0 | 0 | 0 | 0 | 0 | 0 | 0 | 0 | 0 | 0 | 0 | 0 | 0 | 0 | 0 | 0 | 0 | 0 | 0 | 0 | 0 | 0 | 0 | 0 | 0 | 0 | 0 | 0 | 0 | 0 | 0 | 0 | 0 | 0 | 0 | 0 | 0 | 0 | 0 | 0 | 0 | 0 | 0 | 0 | 0 | 0 | 0 | 0 | 0 | 0 | 0 | 0 | 0 | 0 | 0 | 0 | 0 | 0 | 0 | 0 | 0 | 0 | 0 | 0 | 0 | 0 | 0 | 0 | 0 | 0 | 0 | 0 | 0 | 0 | 0 | 0 | 0 | 0 | 0 | 0 | 0 | 0 | 0 | 0 | 0 | 0 | 0 | 0 | 0 | 0 | 0 | 0 | 0 | 0 | 0 | 0 | 0 | 0 | 0 | 0 | 0 | 0 | 0 | 0 | 0 | 0 | 0 | 0 | 0 | 0 | 0 | 0 | 0 | 0 | 0 | 0 | 0 | 0 | 0 | 0 | 0 | 0 | 0 | 0 | 0 | 0 | 0 | 0 | 0 | 0 | 0 | 0 | 0 | 0 | 0 | 0 | 0 | 0 | 0 | 0 | 0 | 0 | 0 | 0 | 0 | 0 | 0 | 0 | 0 | 0 | 0 | 0 | 0 | 0 | 0 | 0 | 0 | 0 | 0 | 0 | 0 | 0 | 0 | 0 | 0 | 0 | 0 | 0 | 0 | 0 | 0 | 0 | 0 | 0 | 0 | 0 | 0 | 0 | 0 | 0 | 0 | 0 | 0 | 0 | 0 | 0 | 0 | 0 | 0 | 0 | 0 | 0 | 0 | 0 | 0 | 0 | 0 | 0 | 0 | 0 | 0 | 0 | 0 | 0 | 0 | 0 | 0 | 0 | 0 | 0 | 0 | 0 | 0 | 0 | 0 | 0 | 0 | 0 | 0 | 0 | 0 | 0 | 0 | 0 | 0 | 0 | 0 | 0 | 0 | 0 | 0 | 0 | 0 | 0 | 0 | 0 | 0 | 0 | 0 | 0 | 0 | 0 | 0 | 0 | 0 | 0 | 0 | 0 | 0 | 0 | 0 | 0 | 0 | 0 | 0 | 0 | 0 | 0 | 0 | 0 | 0 | 0 | 0 | 0 | 0 | 0 | 0 | 0 | 0 | 0 | 0 | 0 | 0 | 0 | 0 | 0 | 0 | 0 | 0 | 0 | 0 | 0 | 0 | 0 | 0 | 0 | 0 | 0 | 0 | 0 | 0 | 0 | 0 | 0 | 0 | 0 | 0 | 0 | 0 | 0 | 0 | 0 | 0 | 0 | 0 | 0 | 0 | 0 | 0 | 0 | 0 | 0 | 0 | 0 | 0 | 0 | 0 | 0 | 0 | 0 | 0 | 0 | 0 | 0 | 0 | 0 | 0 | 0 | 0 | 0 | 0 | 0 | 0 | 0 | 0 | 0 | 0 | 0 | 0 | 0 | 0 | 0 | 0 | 0 | 0 | 0 | 0 | 0 | 0 | 0 | 0 | 0 | 0 | 0 | 0 | 0 | 0 | 0 | 0 | 0 | 0 | 0 | 0 | 0 | 0 | 0 | 0 | 0 | 0 | 0 | 0 | 0 | 0 | 0 | 0 | 0 | 0 | 0 | 0 | 0 | 0 | 0 | 0 | 0 | 0 | 0 | 0 | 0 | 0 | 0 | 0 | 0 | 0 | 0 | 0 | 0 | 0 | 0 | 0 | 0 | 0 | 0 | 0 | 0 | 0 | 0 | 0 | 0 | 0 | 0 | 0 | 0 | 0 | 0 | 0 | 0 | 0
OR_Commercial_Interruptible - Health_New_Space Heating_Natural Gas_Ventilation - Parking Garages, Demand Controlled_A | OR | Commercial | Interruptible - Health | New | Space Heating | Natural Gas | Ventilation - Parking Garages, Demand Controlled | A | OCM841 | 0 | 0 | 5 | 0 | 0 | 0 | 843.06 | 0 | 0 | 0 | 0.28365 | 0.25 | garage | 0% | 0% | Discretionary | RetroEven20_OR | 82.88% | Central Systems | 0% | 0 |  | 0 |  | 0 | FOE - Parking Garage Ventilation Controls - W0047 | FOE - Parking Garage Ventilation Controls - W0047 | FOE - Parking Garage Ventilation Controls - W0047 | 0 | 0 | 0 | 0 | 0 | 0 | 0 | 0 | 0 | 0 | 0 | 0 | 0 | 0 | 0 | 0 | 0 | 0 | 0 | 0 | 0 | 0 | 0 | 0 | 0 | 0 | 0 | 0 | 0 | 0 | 0 | 0 | 0 | 0 | 0 | 0 | 0 | 0 | 0 | 0 | 0 | 0 | 0 | 0 | 0 | 0 | 0 | 0 | 0 | 0 | 0 | 0 | 0 | 0 | 843.06 | 843.06 | 843.06 | 843.06 | 843.06 | 843.06 | 843.06 | 843.06 | 843.06 | 843.06 | 843.06 | 843.06 | 843.06 | 843.06 | 843.06 | 843.06 | 843.06 | 843.06 | 843.06 | 843.06 | 843.06 | 843.06 | 843.06 | 843.06 | 843.06 | 843.06 | 843.06 | 0 | 0 | 0 | 0 | 0 | 0 | 0 | 0 | 0 | 0 | 0 | 0 | 0 | 0 | 0 | 0 | 0 | 0 | 0 | 0 | 0 | 0 | 0 | 0 | 0 | 0 | 0 | 0 | 0 | 0 | 0 | 0 | 0 | 0 | 0 | 0 | 0 | 0 | 0 | 0 | 0 | 0 | 0 | 0 | 0 | 0 | 0 | 0 | 0 | 0 | 0 | 0 | 0 | 0 | 0 | 0 | 0 | 0 | 0 | 0 | 0 | 0 | 0 | 0 | 0 | 0 | 0 | 0 | 0 | 0 | 0 | 0 | 0 | 0 | 0 | 0 | 0 | 0 | 0 | 0 | 0 | 0 | 0 | 0 | 0 | 0 | 0 | 0 | 0 | 0 | 0 | 0 | 0 | 0 | 0 | 0 | 0 | 0 | 0 | 0 | 0 | 0 | 0 | 0 | 0 | 0 | 0 | 0 | 0 | 0 | 0 | 0 | 0 | 0 | 0 | 0 | 0 | 0 | 0 | 0 | 0 | 0 | 0 | 0 | 0 | 0 | 0 | 0 | 0 | 0 | 0 | 0 | 0 | 0 | 0 | 0 | 0 | 0 | 0 | 0 | 0 | 0 | 0 | 0 | 0 | 0 | 0 | 0 | 0 | 0 | 0 | 0 | 0 | 0 | 0 | 0 | 0 | 0 | 0 | 0 | 0 | 0 | 0 | 0 | 0 | 0 | 0 | 0 | 0 | 0 | 0 | 0 | 0 | 0 | 0 | 0 | 0 | 0 | 0 | 0 | 0 | 0 | 0 | 0 | 0 | 0 | 0 | 0 | 0 | 0 | 0 | 0 | 0 | 0 | 0 | 0 | 0 | 0 | 0 | 0 | 0 | 0 | 0 | 0 | 0 | 0 | 0 | 0 | 0 | 0 | 0 | 0 | 0 | 0 | 0 | 0 | 0 | 0 | 0 | 0 | 0 | 0 | 0 | 0 | 0 | 0 | 0 | 0 | 0 | 0 | 0 | 0 | 0 | 0 | 0 | 0 | 0 | 0 | 0 | 0 | 0 | 0 | 0 | 0 | 0 | 0 | 0 | 0 | 0 | 0 | 0 | 0 | 0 | 0 | 0 | 0 | 0 | 0 | 0 | 0 | 0 | 0 | 0 | 0 | 0 | 0 | 0 | 0 | 0 | 0 | 0 | 0 | 0 | 0 | 0 | 0 | 0 | 0 | 0 | 0 | 0 | 0 | 0 | 0 | 0 | 0 | 0 | 0 | 0 | 0 | 0 | 0 | 0 | 0 | 0 | 0 | 0 | 0 | 0 | 0 | 0 | 0 | 0 | 0 | 0 | 0 | 0 | 0 | 0 | 0 | 0 | 0 | 0 | 0 | 0 | 0 | 0 | 0 | 0 | 0 | 0 | 0 | 0 | 0 | 0 | 0 | 0 | 0 | 0 | 0 | 0 | 0 | 0 | 0 | 0 | 0 | 0 | 0 | 0 | 0 | 0 | 0 | 0 | 0 | 0 | 0 | 0 | 0 | 0 | 0 | 0 | 0 | 0 | 0 | 0 | 0 | 0 | 0 | 0 | 0 | 0 | 0 | 0 | 0 | 0 | 0 | 0 | 0 | 0 | 0 | 0 | 0 | 0 | 0 | 0 | 0 | 0 | 0 | 0 | 0 | 0 | 0 | 0 | 0 | 0 | 0 | 0 | 0 | 0 | 0 | 0 | 0 | 0 | 0 | 0 | 0 | 0 | 0 | 0 | 0 | 0 | 0 | 0 | 0 | 0 | 0 | 0 | 0 | 0 | 0 | 0 | 0 | 0 | 0 | 0 | 0 | 0 | 0 | 0 | 0 | 0 | 0 | 0 | 0 | 0 | 0 | 0 | 0 | 0 | 0 | 0 | 0 | 0 | 0 | 0 | 0 | 0 | 0 | 0 | 0 | 0 | 0 | 0 | 0 | 0 | 0 | 0 | 0 | 0 | 0 | 0 | 0 | 0 | 0 | 0 | 0 | 0 | 0 | 0 | 0 | 0 | 0 | 0 | 0 | 0 | 0 | 0 | 0 | 0 | 0 | 0 | 0 | 0 | 0 | 0 | 0 | 0
OR_Commercial_Interruptible - Health_New_Miscellaneous_Natural Gas_Pool Heater - Night Covers_A | OR | Commercial | Interruptible - Health | New | Miscellaneous | Natural Gas | Pool Heater - Night Covers | A | OCM842 | Uncovered. | Night covers on pool. | 5 | 0.00010507 | 0 | 0 | 1.36 | 0 | 0 | 0 | 0.28365 | 0.25 | sqft pool | 15% | 100% | Discretionary | Retro12Med_OR | 75.44% | Pool Heater | 0% | 0 |  | 0 |  | 0 | PL_COV-Water Heating-SCG-R0-62 | PL_COV-Water Heating-SCG-R0-62 | PL_COV-Water Heating-SCG-R0-1 | Uncovered. | Uncovered. | Uncovered. | Uncovered. | Uncovered. | Uncovered. | Uncovered. | Uncovered. | Uncovered. | Uncovered. | Uncovered. | Uncovered. | Uncovered. | Uncovered. | Uncovered. | Uncovered. | Uncovered. | Uncovered. | Uncovered. | Uncovered. | Uncovered. | Uncovered. | Uncovered. | Uncovered. | Uncovered. | Uncovered. | Uncovered. | Night covers on pool. | Night covers on pool. | Night covers on pool. | Night covers on pool. | Night covers on pool. | Night covers on pool. | Night covers on pool. | Night covers on pool. | Night covers on pool. | Night covers on pool. | Night covers on pool. | Night covers on pool. | Night covers on pool. | Night covers on pool. | Night covers on pool. | Night covers on pool. | Night covers on pool. | Night covers on pool. | Night covers on pool. | Night covers on pool. | Night covers on pool. | Night covers on pool. | Night covers on pool. | Night covers on pool. | Night covers on pool. | Night covers on pool. | Night covers on pool. | 1.36 | 1.36 | 1.36 | 1.36 | 1.36 | 1.36 | 1.36 | 1.36 | 1.36 | 1.36 | 1.36 | 1.36 | 1.36 | 1.36 | 1.36 | 1.36 | 1.36 | 1.36 | 1.36 | 1.36 | 1.36 | 1.36 | 1.36 | 1.36 | 1.36 | 1.36 | 1.36 | 0 | 0 | 0 | 0 | 0 | 0 | 0 | 0 | 0 | 0 | 0 | 0 | 0 | 0 | 0 | 0 | 0 | 0 | 0 | 0 | 0 | 0 | 0 | 0 | 0 | 0 | 0 | 0 | 0 | 0 | 0 | 0 | 0 | 0 | 0 | 0 | 0 | 0 | 0 | 0 | 0 | 0 | 0 | 0 | 0 | 0 | 0 | 0 | 0 | 0 | 0 | 0 | 0 | 0 | 0 | 0 | 0 | 0 | 0 | 0 | 0 | 0 | 0 | 0 | 0 | 0 | 0 | 0 | 0 | 0 | 0 | 0 | 0 | 0 | 0 | 0 | 0 | 0 | 0 | 0 | 0 | 0 | 0 | 0 | 0 | 0 | 0 | 0 | 0 | 0 | 0 | 0 | 0 | 0 | 0 | 0 | 0 | 0 | 0 | 0 | 0 | 0 | 0 | 0 | 0 | 0 | 0 | 0 | 0 | 0 | 0 | 0 | 0 | 0 | 0 | 0 | 0 | 0 | 0 | 0 | 0 | 0 | 0 | 0 | 0 | 0 | 0 | 0 | 0 | 0 | 0 | 0 | 0 | 0 | 0 | 0 | 0 | 0 | 0 | 0 | 0 | 0 | 0 | 0 | 0 | 0 | 0 | 0 | 0 | 0 | 0 | 0 | 0 | 0 | 0 | 0 | 0 | 0 | 0 | 0 | 0 | 0 | 0 | 0 | 0 | 0 | 0 | 0 | 0 | 0 | 0 | 0 | 0 | 0 | 0 | 0 | 0 | 0 | 0 | 0 | 0 | 0 | 0 | 0 | 0 | 0 | 0 | 0 | 0 | 0 | 0 | 0 | 0 | 0 | 0 | 0 | 0 | 0 | 0 | 0 | 0 | 0 | 0 | 0 | 0 | 0 | 0 | 0 | 0 | 0 | 0 | 0 | 0 | 0 | 0 | 0 | 0 | 0 | 0 | 0 | 0 | 0 | 0 | 0 | 0 | 0 | 0 | 0 | 0 | 0 | 0 | 0 | 0 | 0 | 0 | 0 | 0 | 0 | 0 | 0 | 0 | 0 | 0 | 0 | 0 | 0 | 0 | 0 | 0 | 0 | 0 | 0 | 0 | 0 | 0 | 0 | 0 | 0 | 0 | 0 | 0 | 0 | 0 | 0 | 0 | 0 | 0 | 0 | 0 | 0 | 0 | 0 | 0 | 0 | 0 | 0 | 0 | 0 | 0 | 0 | 0 | 0 | 0 | 0 | 0 | 0 | 0 | 0 | 0 | 0 | 0 | 0 | 0 | 0 | 0 | 0 | 0 | 0 | 0 | 0 | 0 | 0 | 0 | 0 | 0 | 0 | 0 | 0 | 0 | 0 | 0 | 0 | 0 | 0 | 0 | 0 | 0 | 0 | 0 | 0 | 0 | 0 | 0 | 0 | 0 | 0 | 0 | 0 | 0 | 0 | 0 | 0 | 0 | 0 | 0 | 0 | 0 | 0 | 0 | 0 | 0 | 0 | 0 | 0 | 0 | 0 | 0 | 0 | 0 | 0 | 0 | 0 | 0 | 0 | 0 | 0 | 0 | 0 | 0 | 0 | 0 | 0 | 0 | 0 | 0 | 0 | 0 | 0 | 0 | 0 | 0 | 0 | 0 | 0 | 0 | 0 | 0 | 0 | 0 | 0 | 0 | 0 | 0 | 0 | 0 | 0 | 0 | 0 | 0 | 0 | 0 | 0 | 0 | 0 | 0 | 0 | 0 | 0 | 0 | 0 | 0 | 0 | 0 | 0 | 0 | 0 | 0 | 0 | 0 | 0 | 0 | 0 | 0 | 0 | 0 | 0 | 0 | 0 | 0 | 0 | 0 | 0 | 0 | 0 | 0 | 0 | 0 | 0 | 0 | 0 | 0 | 0 | 0 | 0 | 0 | 0 | 0 | 0 | 0 | 0 | 0 | 0 | 0 | 0 | 0 | 0 | 0 | 0 | 0 | 0 | 0 | 0 | 0 | 0 | 0 | 0 | 0 | 0 | 0 | 0 | 0 | 0 | 0 | 0 | 0 | 0 | 0 | 0 | 0 | 0 | 0 | 0 | 0 | 0 | 0 | 0 | 0
OR_Commercial_Interruptible - Health_New_Space Heating_Natural Gas_Advanced New Construction Designs_A | OR | Commercial | Interruptible - Health | New | Space Heating | Natural Gas | Advanced New Construction Designs | A | OCM843 | Standard new construction design. | New construction designs exceeding ASHRAE 90.1 requirements. | 3 | 0 | 0 | 0 | 1.4 | 0 | 0 | 0 | 0.28365 | 0.25 | sqft | 10% | 33.33% | Discretionary | LO1Slow_OR | 84.66% | Space Heating | 0% | 0 |  | 0 |  | 0 | COM_CX-HVAC-AEG-1 | COM_CX-All-AEG-5 | COM_CX-All-AEG-5 | Standard new construction design. | Standard new construction design. | Standard new construction design. | Standard new construction design. | Standard new construction design. | Standard new construction design. | Standard new construction design. | Standard new construction design. | Standard new construction design. | Standard new construction design. | Standard new construction design. | Standard new construction design. | Standard new construction design. | Standard new construction design. | Standard new construction design. | Standard new construction design. | Standard new construction design. | Standard new construction design. | Standard new construction design. | Standard new construction design. | Standard new construction design. | Standard new construction design. | Standard new construction design. | Standard new construction design. | Standard new construction design. | Standard new construction design. | Standard new construction design. | New construction designs exceeding ASHRAE 90.1 requirements. | New construction designs exceeding ASHRAE 90.1 requirements. | New construction designs exceeding ASHRAE 90.1 requirements. | New construction designs exceeding ASHRAE 90.1 requirements. | New construction designs exceeding ASHRAE 90.1 requirements. | New construction designs exceeding ASHRAE 90.1 requirements. | New construction designs exceeding ASHRAE 90.1 requirements. | New construction designs exceeding ASHRAE 90.1 requirements. | New construction designs exceeding ASHRAE 90.1 requirements. | New construction designs exceeding ASHRAE 90.1 requirements. | New construction designs exceeding ASHRAE 90.1 requirements. | New construction designs exceeding ASHRAE 90.1 requirements. | New construction designs exceeding ASHRAE 90.1 requirements. | New construction designs exceeding ASHRAE 90.1 requirements. | New construction designs exceeding ASHRAE 90.1 requirements. | New construction designs exceeding ASHRAE 90.1 requirements. | New construction designs exceeding ASHRAE 90.1 requirements. | New construction designs exceeding ASHRAE 90.1 requirements. | New construction designs exceeding ASHRAE 90.1 requirements. | New construction designs exceeding ASHRAE 90.1 requirements. | New construction designs exceeding ASHRAE 90.1 requirements. | New construction designs exceeding ASHRAE 90.1 requirements. | New construction designs exceeding ASHRAE 90.1 requirements. | New construction designs exceeding ASHRAE 90.1 requirements. | New construction designs exceeding ASHRAE 90.1 requirements. | New construction designs exceeding ASHRAE 90.1 requirements. | New construction designs exceeding ASHRAE 90.1 requirements. | 1.4 | 1.4 | 1.4 | 1.4 | 1.4 | 1.4 | 1.4 | 1.4 | 1.4 | 1.4 | 1.4 | 1.4 | 1.4 | 1.4 | 1.4 | 1.4 | 1.4 | 1.4 | 1.4 | 1.4 | 1.4 | 1.4 | 1.4 | 1.4 | 1.4 | 1.4 | 1.4 | 0 | 0 | 0 | 0 | 0 | 0 | 0 | 0 | 0 | 0 | 0 | 0 | 0 | 0 | 0 | 0 | 0 | 0 | 0 | 0 | 0 | 0 | 0 | 0 | 0 | 0 | 0 | 0 | 0 | 0 | 0 | 0 | 0 | 0 | 0 | 0 | 0 | 0 | 0 | 0 | 0 | 0 | 0 | 0 | 0 | 0 | 0 | 0 | 0 | 0 | 0 | 0 | 0 | 0 | 0 | 0 | 0 | 0 | 0 | 0 | 0 | 0 | 0 | 0 | 0 | 0 | 0 | 0 | 0 | 0 | 0 | 0 | 0 | 0 | 0 | 0 | 0 | 0 | 0 | 0 | 0 | 0 | 0 | 0 | 0 | 0 | 0 | 0 | 0 | 0 | 0 | 0 | 0 | 0 | 0 | 0 | 0 | 0 | 0 | 0 | 0 | 0 | 0 | 0 | 0 | 0 | 0 | 0 | 0 | 0 | 0 | 0 | 0 | 0 | 0 | 0 | 0 | 0 | 0 | 0 | 0 | 0 | 0 | 0 | 0 | 0 | 0 | 0 | 0 | 0 | 0 | 0 | 0 | 0 | 0 | 0 | 0 | 0 | 0 | 0 | 0 | 0 | 0 | 0 | 0 | 0 | 0 | 0 | 0 | 0 | 0 | 0 | 0 | 0 | 0 | 0 | 0 | 0 | 0 | 0 | 0 | 0 | 0 | 0 | 0 | 0 | 0 | 0 | 0 | 0 | 0 | 0 | 0 | 0 | 0 | 0 | 0 | 0 | 0 | 0 | 0 | 0 | 0 | 0 | 0 | 0 | 0 | 0 | 0 | 0 | 0 | 0 | 0 | 0 | 0 | 0 | 0 | 0 | 0 | 0 | 0 | 0 | 0 | 0 | 0 | 0 | 0 | 0 | 0 | 0 | 0 | 0 | 0 | 0 | 0 | 0 | 0 | 0 | 0 | 0 | 0 | 0 | 0 | 0 | 0 | 0 | 0 | 0 | 0 | 0 | 0 | 0 | 0 | 0 | 0 | 0 | 0 | 0 | 0 | 0 | 0 | 0 | 0 | 0 | 0 | 0 | 0 | 0 | 0 | 0 | 0 | 0 | 0 | 0 | 0 | 0 | 0 | 0 | 0 | 0 | 0 | 0 | 0 | 0 | 0 | 0 | 0 | 0 | 0 | 0 | 0 | 0 | 0 | 0 | 0 | 0 | 0 | 0 | 0 | 0 | 0 | 0 | 0 | 0 | 0 | 0 | 0 | 0 | 0 | 0 | 0 | 0 | 0 | 0 | 0 | 0 | 0 | 0 | 0 | 0 | 0 | 0 | 0 | 0 | 0 | 0 | 0 | 0 | 0 | 0 | 0 | 0 | 0 | 0 | 0 | 0 | 0 | 0 | 0 | 0 | 0 | 0 | 0 | 0 | 0 | 0 | 0 | 0 | 0 | 0 | 0 | 0 | 0 | 0 | 0 | 0 | 0 | 0 | 0 | 0 | 0 | 0 | 0 | 0 | 0 | 0 | 0 | 0 | 0 | 0 | 0 | 0 | 0 | 0 | 0 | 0 | 0 | 0 | 0 | 0 | 0 | 0 | 0 | 0 | 0 | 0 | 0 | 0 | 0 | 0 | 0 | 0 | 0 | 0 | 0 | 0 | 0 | 0 | 0 | 0 | 0 | 0 | 0 | 0 | 0 | 0 | 0 | 0 | 0 | 0 | 0 | 0 | 0 | 0 | 0 | 0 | 0 | 0 | 0 | 0 | 0 | 0 | 0 | 0 | 0 | 0 | 0 | 0 | 0 | 0 | 0 | 0 | 0 | 0 | 0 | 0 | 0 | 0 | 0 | 0 | 0 | 0 | 0 | 0 | 0 | 0 | 0 | 0 | 0 | 0 | 0 | 0 | 0 | 0 | 0 | 0 | 0 | 0 | 0 | 0 | 0 | 0 | 0 | 0 | 0 | 0 | 0 | 0 | 0 | 0 | 0 | 0 | 0 | 0 | 0 | 0 | 0 | 0 | 0 | 0 | 0 | 0 | 0 | 0 | 0 | 0 | 0 | 0 | 0 | 0 | 0 | 0 | 0 | 0 | 0 | 0 | 0
OR_Commercial_Interruptible - Health_New_Water Heating_Natural Gas_Advanced New Construction Designs_A | OR | Commercial | Interruptible - Health | New | Water Heating | Natural Gas | Advanced New Construction Designs | A | OCM844 | Standard new construction design. | New construction designs exceeding ASHRAE 90.1 requirements. | 3 | 0 | 0 | 0 | 1.4 | 0 | 0 | 0 | 0.28365 | 0.25 | sqft | 10% | 33.33% | Discretionary | LO1Slow_OR | 84.66% | Water Heating | 0% | 0 |  | 0 |  | 0 | COM_CX-HVAC-AEG-1 | COM_CX-All-AEG-5 | COM_CX-All-AEG-5 | Standard new construction design. | Standard new construction design. | Standard new construction design. | Standard new construction design. | Standard new construction design. | Standard new construction design. | Standard new construction design. | Standard new construction design. | Standard new construction design. | Standard new construction design. | Standard new construction design. | Standard new construction design. | Standard new construction design. | Standard new construction design. | Standard new construction design. | Standard new construction design. | Standard new construction design. | Standard new construction design. | Standard new construction design. | Standard new construction design. | Standard new construction design. | Standard new construction design. | Standard new construction design. | Standard new construction design. | Standard new construction design. | Standard new construction design. | Standard new construction design. | New construction designs exceeding ASHRAE 90.1 requirements. | New construction designs exceeding ASHRAE 90.1 requirements. | New construction designs exceeding ASHRAE 90.1 requirements. | New construction designs exceeding ASHRAE 90.1 requirements. | New construction designs exceeding ASHRAE 90.1 requirements. | New construction designs exceeding ASHRAE 90.1 requirements. | New construction designs exceeding ASHRAE 90.1 requirements. | New construction designs exceeding ASHRAE 90.1 requirements. | New construction designs exceeding ASHRAE 90.1 requirements. | New construction designs exceeding ASHRAE 90.1 requirements. | New construction designs exceeding ASHRAE 90.1 requirements. | New construction designs exceeding ASHRAE 90.1 requirements. | New construction designs exceeding ASHRAE 90.1 requirements. | New construction designs exceeding ASHRAE 90.1 requirements. | New construction designs exceeding ASHRAE 90.1 requirements. | New construction designs exceeding ASHRAE 90.1 requirements. | New construction designs exceeding ASHRAE 90.1 requirements. | New construction designs exceeding ASHRAE 90.1 requirements. | New construction designs exceeding ASHRAE 90.1 requirements. | New construction designs exceeding ASHRAE 90.1 requirements. | New construction designs exceeding ASHRAE 90.1 requirements. | New construction designs exceeding ASHRAE 90.1 requirements. | New construction designs exceeding ASHRAE 90.1 requirements. | New construction designs exceeding ASHRAE 90.1 requirements. | New construction designs exceeding ASHRAE 90.1 requirements. | New construction designs exceeding ASHRAE 90.1 requirements. | New construction designs exceeding ASHRAE 90.1 requirements. | 1.4 | 1.4 | 1.4 | 1.4 | 1.4 | 1.4 | 1.4 | 1.4 | 1.4 | 1.4 | 1.4 | 1.4 | 1.4 | 1.4 | 1.4 | 1.4 | 1.4 | 1.4 | 1.4 | 1.4 | 1.4 | 1.4 | 1.4 | 1.4 | 1.4 | 1.4 | 1.4 | 0 | 0 | 0 | 0 | 0 | 0 | 0 | 0 | 0 | 0 | 0 | 0 | 0 | 0 | 0 | 0 | 0 | 0 | 0 | 0 | 0 | 0 | 0 | 0 | 0 | 0 | 0 | 0 | 0 | 0 | 0 | 0 | 0 | 0 | 0 | 0 | 0 | 0 | 0 | 0 | 0 | 0 | 0 | 0 | 0 | 0 | 0 | 0 | 0 | 0 | 0 | 0 | 0 | 0 | 0 | 0 | 0 | 0 | 0 | 0 | 0 | 0 | 0 | 0 | 0 | 0 | 0 | 0 | 0 | 0 | 0 | 0 | 0 | 0 | 0 | 0 | 0 | 0 | 0 | 0 | 0 | 0 | 0 | 0 | 0 | 0 | 0 | 0 | 0 | 0 | 0 | 0 | 0 | 0 | 0 | 0 | 0 | 0 | 0 | 0 | 0 | 0 | 0 | 0 | 0 | 0 | 0 | 0 | 0 | 0 | 0 | 0 | 0 | 0 | 0 | 0 | 0 | 0 | 0 | 0 | 0 | 0 | 0 | 0 | 0 | 0 | 0 | 0 | 0 | 0 | 0 | 0 | 0 | 0 | 0 | 0 | 0 | 0 | 0 | 0 | 0 | 0 | 0 | 0 | 0 | 0 | 0 | 0 | 0 | 0 | 0 | 0 | 0 | 0 | 0 | 0 | 0 | 0 | 0 | 0 | 0 | 0 | 0 | 0 | 0 | 0 | 0 | 0 | 0 | 0 | 0 | 0 | 0 | 0 | 0 | 0 | 0 | 0 | 0 | 0 | 0 | 0 | 0 | 0 | 0 | 0 | 0 | 0 | 0 | 0 | 0 | 0 | 0 | 0 | 0 | 0 | 0 | 0 | 0 | 0 | 0 | 0 | 0 | 0 | 0 | 0 | 0 | 0 | 0 | 0 | 0 | 0 | 0 | 0 | 0 | 0 | 0 | 0 | 0 | 0 | 0 | 0 | 0 | 0 | 0 | 0 | 0 | 0 | 0 | 0 | 0 | 0 | 0 | 0 | 0 | 0 | 0 | 0 | 0 | 0 | 0 | 0 | 0 | 0 | 0 | 0 | 0 | 0 | 0 | 0 | 0 | 0 | 0 | 0 | 0 | 0 | 0 | 0 | 0 | 0 | 0 | 0 | 0 | 0 | 0 | 0 | 0 | 0 | 0 | 0 | 0 | 0 | 0 | 0 | 0 | 0 | 0 | 0 | 0 | 0 | 0 | 0 | 0 | 0 | 0 | 0 | 0 | 0 | 0 | 0 | 0 | 0 | 0 | 0 | 0 | 0 | 0 | 0 | 0 | 0 | 0 | 0 | 0 | 0 | 0 | 0 | 0 | 0 | 0 | 0 | 0 | 0 | 0 | 0 | 0 | 0 | 0 | 0 | 0 | 0 | 0 | 0 | 0 | 0 | 0 | 0 | 0 | 0 | 0 | 0 | 0 | 0 | 0 | 0 | 0 | 0 | 0 | 0 | 0 | 0 | 0 | 0 | 0 | 0 | 0 | 0 | 0 | 0 | 0 | 0 | 0 | 0 | 0 | 0 | 0 | 0 | 0 | 0 | 0 | 0 | 0 | 0 | 0 | 0 | 0 | 0 | 0 | 0 | 0 | 0 | 0 | 0 | 0 | 0 | 0 | 0 | 0 | 0 | 0 | 0 | 0 | 0 | 0 | 0 | 0 | 0 | 0 | 0 | 0 | 0 | 0 | 0 | 0 | 0 | 0 | 0 | 0 | 0 | 0 | 0 | 0 | 0 | 0 | 0 | 0 | 0 | 0 | 0 | 0 | 0 | 0 | 0 | 0 | 0 | 0 | 0 | 0 | 0 | 0 | 0 | 0 | 0 | 0 | 0 | 0 | 0 | 0 | 0 | 0 | 0 | 0 | 0 | 0 | 0 | 0 | 0 | 0 | 0 | 0 | 0 | 0 | 0 | 0 | 0 | 0 | 0 | 0 | 0 | 0 | 0 | 0 | 0 | 0 | 0 | 0 | 0 | 0 | 0 | 0 | 0 | 0 | 0 | 0 | 0 | 0 | 0 | 0 | 0 | 0 | 0 | 0 | 0 | 0 | 0 | 0 | 0 | 0
OR_Commercial_Interruptible - Health_New_Space Heating_Natural Gas_Strategic Energy Management_A | OR | Commercial | Interruptible - Health | New | Space Heating | Natural Gas | Strategic Energy Management | A | OCM845 | No strategic energy management. | Implementation of strategic energy management. | 3 | 0 | 0 | 0 | 0.08 | 0 | 0 | 0 | 0.28365 | 0.25 | sqft | 69% | 100% | Discretionary | RetroEven20_OR | 82.88% | Space Heating | 0% | 0 |  | 0 |  | 0 | DL20_COM_SEM-Misc-2021PLN-V4-1 | BEHAV_SEM-All-CPUC-2018_PG-2 | DL20_COM_SEM-Misc-2021PLN-V4-15 | No strategic energy management. | No strategic energy management. | No strategic energy management. | No strategic energy management. | No strategic energy management. | No strategic energy management. | No strategic energy management. | No strategic energy management. | No strategic energy management. | No strategic energy management. | No strategic energy management. | No strategic energy management. | No strategic energy management. | No strategic energy management. | No strategic energy management. | No strategic energy management. | No strategic energy management. | No strategic energy management. | No strategic energy management. | No strategic energy management. | No strategic energy management. | No strategic energy management. | No strategic energy management. | No strategic energy management. | No strategic energy management. | No strategic energy management. | No strategic energy management. | Implementation of strategic energy management. | Implementation of strategic energy management. | Implementation of strategic energy management. | Implementation of strategic energy management. | Implementation of strategic energy management. | Implementation of strategic energy management. | Implementation of strategic energy management. | Implementation of strategic energy management. | Implementation of strategic energy management. | Implementation of strategic energy management. | Implementation of strategic energy management. | Implementation of strategic energy management. | Implementation of strategic energy management. | Implementation of strategic energy management. | Implementation of strategic energy management. | Implementation of strategic energy management. | Implementation of strategic energy management. | Implementation of strategic energy management. | Implementation of strategic energy management. | Implementation of strategic energy management. | Implementation of strategic energy management. | Implementation of strategic energy management. | Implementation of strategic energy management. | Implementation of strategic energy management. | Implementation of strategic energy management. | Implementation of strategic energy management. | Implementation of strategic energy management. | 0.08 | 0.08 | 0.08 | 0.08 | 0.08 | 0.08 | 0.08 | 0.08 | 0.08 | 0.08 | 0.08 | 0.08 | 0.08 | 0.08 | 0.08 | 0.08 | 0.08 | 0.08 | 0.08 | 0.08 | 0.08 | 0.08 | 0.08 | 0.08 | 0.08 | 0.08 | 0.08 | 0 | 0 | 0 | 0 | 0 | 0 | 0 | 0 | 0 | 0 | 0 | 0 | 0 | 0 | 0 | 0 | 0 | 0 | 0 | 0 | 0 | 0 | 0 | 0 | 0 | 0 | 0 | 0 | 0 | 0 | 0 | 0 | 0 | 0 | 0 | 0 | 0 | 0 | 0 | 0 | 0 | 0 | 0 | 0 | 0 | 0 | 0 | 0 | 0 | 0 | 0 | 0 | 0 | 0 | 0 | 0 | 0 | 0 | 0 | 0 | 0 | 0 | 0 | 0 | 0 | 0 | 0 | 0 | 0 | 0 | 0 | 0 | 0 | 0 | 0 | 0 | 0 | 0 | 0 | 0 | 0 | 0 | 0 | 0 | 0 | 0 | 0 | 0 | 0 | 0 | 0 | 0 | 0 | 0 | 0 | 0 | 0 | 0 | 0 | 0 | 0 | 0 | 0 | 0 | 0 | 0 | 0 | 0 | 0 | 0 | 0 | 0 | 0 | 0 | 0 | 0 | 0 | 0 | 0 | 0 | 0 | 0 | 0 | 0 | 0 | 0 | 0 | 0 | 0 | 0 | 0 | 0 | 0 | 0 | 0 | 0 | 0 | 0 | 0 | 0 | 0 | 0 | 0 | 0 | 0 | 0 | 0 | 0 | 0 | 0 | 0 | 0 | 0 | 0 | 0 | 0 | 0 | 0 | 0 | 0 | 0 | 0 | 0 | 0 | 0 | 0 | 0 | 0 | 0 | 0 | 0 | 0 | 0 | 0 | 0 | 0 | 0 | 0 | 0 | 0 | 0 | 0 | 0 | 0 | 0 | 0 | 0 | 0 | 0 | 0 | 0 | 0 | 0 | 0 | 0 | 0 | 0 | 0 | 0 | 0 | 0 | 0 | 0 | 0 | 0 | 0 | 0 | 0 | 0 | 0 | 0 | 0 | 0 | 0 | 0 | 0 | 0 | 0 | 0 | 0 | 0 | 0 | 0 | 0 | 0 | 0 | 0 | 0 | 0 | 0 | 0 | 0 | 0 | 0 | 0 | 0 | 0 | 0 | 0 | 0 | 0 | 0 | 0 | 0 | 0 | 0 | 0 | 0 | 0 | 0 | 0 | 0 | 0 | 0 | 0 | 0 | 0 | 0 | 0 | 0 | 0 | 0 | 0 | 0 | 0 | 0 | 0 | 0 | 0 | 0 | 0 | 0 | 0 | 0 | 0 | 0 | 0 | 0 | 0 | 0 | 0 | 0 | 0 | 0 | 0 | 0 | 0 | 0 | 0 | 0 | 0 | 0 | 0 | 0 | 0 | 0 | 0 | 0 | 0 | 0 | 0 | 0 | 0 | 0 | 0 | 0 | 0 | 0 | 0 | 0 | 0 | 0 | 0 | 0 | 0 | 0 | 0 | 0 | 0 | 0 | 0 | 0 | 0 | 0 | 0 | 0 | 0 | 0 | 0 | 0 | 0 | 0 | 0 | 0 | 0 | 0 | 0 | 0 | 0 | 0 | 0 | 0 | 0 | 0 | 0 | 0 | 0 | 0 | 0 | 0 | 0 | 0 | 0 | 0 | 0 | 0 | 0 | 0 | 0 | 0 | 0 | 0 | 0 | 0 | 0 | 0 | 0 | 0 | 0 | 0 | 0 | 0 | 0 | 0 | 0 | 0 | 0 | 0 | 0 | 0 | 0 | 0 | 0 | 0 | 0 | 0 | 0 | 0 | 0 | 0 | 0 | 0 | 0 | 0 | 0 | 0 | 0 | 0 | 0 | 0 | 0 | 0 | 0 | 0 | 0 | 0 | 0 | 0 | 0 | 0 | 0 | 0 | 0 | 0 | 0 | 0 | 0 | 0 | 0 | 0 | 0 | 0 | 0 | 0 | 0 | 0 | 0 | 0 | 0 | 0 | 0 | 0 | 0 | 0 | 0 | 0 | 0 | 0 | 0 | 0 | 0 | 0 | 0 | 0 | 0 | 0 | 0 | 0 | 0 | 0 | 0 | 0 | 0 | 0 | 0 | 0 | 0 | 0 | 0 | 0 | 0 | 0 | 0 | 0 | 0 | 0 | 0 | 0 | 0 | 0 | 0 | 0 | 0 | 0 | 0 | 0 | 0
OR_Commercial_Interruptible - Health_New_Water Heating_Natural Gas_Strategic Energy Management_A | OR | Commercial | Interruptible - Health | New | Water Heating | Natural Gas | Strategic Energy Management | A | OCM846 | No strategic energy management. | Implementation of strategic energy management. | 3 | 0 | 0 | 0 | 0.08 | 0 | 0 | 0 | 0.28365 | 0.25 | sqft | 69% | 100% | Discretionary | RetroEven20_OR | 82.88% | Water Heating | 0% | 0 |  | 0 |  | 0 | DL20_COM_SEM-Misc-2021PLN-V4-1 | BEHAV_SEM-All-CPUC-2018_PG-2 | DL20_COM_SEM-Misc-2021PLN-V4-15 | No strategic energy management. | No strategic energy management. | No strategic energy management. | No strategic energy management. | No strategic energy management. | No strategic energy management. | No strategic energy management. | No strategic energy management. | No strategic energy management. | No strategic energy management. | No strategic energy management. | No strategic energy management. | No strategic energy management. | No strategic energy management. | No strategic energy management. | No strategic energy management. | No strategic energy management. | No strategic energy management. | No strategic energy management. | No strategic energy management. | No strategic energy management. | No strategic energy management. | No strategic energy management. | No strategic energy management. | No strategic energy management. | No strategic energy management. | No strategic energy management. | Implementation of strategic energy management. | Implementation of strategic energy management. | Implementation of strategic energy management. | Implementation of strategic energy management. | Implementation of strategic energy management. | Implementation of strategic energy management. | Implementation of strategic energy management. | Implementation of strategic energy management. | Implementation of strategic energy management. | Implementation of strategic energy management. | Implementation of strategic energy management. | Implementation of strategic energy management. | Implementation of strategic energy management. | Implementation of strategic energy management. | Implementation of strategic energy management. | Implementation of strategic energy management. | Implementation of strategic energy management. | Implementation of strategic energy management. | Implementation of strategic energy management. | Implementation of strategic energy management. | Implementation of strategic energy management. | Implementation of strategic energy management. | Implementation of strategic energy management. | Implementation of strategic energy management. | Implementation of strategic energy management. | Implementation of strategic energy management. | Implementation of strategic energy management. | 0.08 | 0.08 | 0.08 | 0.08 | 0.08 | 0.08 | 0.08 | 0.08 | 0.08 | 0.08 | 0.08 | 0.08 | 0.08 | 0.08 | 0.08 | 0.08 | 0.08 | 0.08 | 0.08 | 0.08 | 0.08 | 0.08 | 0.08 | 0.08 | 0.08 | 0.08 | 0.08 | 0 | 0 | 0 | 0 | 0 | 0 | 0 | 0 | 0 | 0 | 0 | 0 | 0 | 0 | 0 | 0 | 0 | 0 | 0 | 0 | 0 | 0 | 0 | 0 | 0 | 0 | 0 | 0 | 0 | 0 | 0 | 0 | 0 | 0 | 0 | 0 | 0 | 0 | 0 | 0 | 0 | 0 | 0 | 0 | 0 | 0 | 0 | 0 | 0 | 0 | 0 | 0 | 0 | 0 | 0 | 0 | 0 | 0 | 0 | 0 | 0 | 0 | 0 | 0 | 0 | 0 | 0 | 0 | 0 | 0 | 0 | 0 | 0 | 0 | 0 | 0 | 0 | 0 | 0 | 0 | 0 | 0 | 0 | 0 | 0 | 0 | 0 | 0 | 0 | 0 | 0 | 0 | 0 | 0 | 0 | 0 | 0 | 0 | 0 | 0 | 0 | 0 | 0 | 0 | 0 | 0 | 0 | 0 | 0 | 0 | 0 | 0 | 0 | 0 | 0 | 0 | 0 | 0 | 0 | 0 | 0 | 0 | 0 | 0 | 0 | 0 | 0 | 0 | 0 | 0 | 0 | 0 | 0 | 0 | 0 | 0 | 0 | 0 | 0 | 0 | 0 | 0 | 0 | 0 | 0 | 0 | 0 | 0 | 0 | 0 | 0 | 0 | 0 | 0 | 0 | 0 | 0 | 0 | 0 | 0 | 0 | 0 | 0 | 0 | 0 | 0 | 0 | 0 | 0 | 0 | 0 | 0 | 0 | 0 | 0 | 0 | 0 | 0 | 0 | 0 | 0 | 0 | 0 | 0 | 0 | 0 | 0 | 0 | 0 | 0 | 0 | 0 | 0 | 0 | 0 | 0 | 0 | 0 | 0 | 0 | 0 | 0 | 0 | 0 | 0 | 0 | 0 | 0 | 0 | 0 | 0 | 0 | 0 | 0 | 0 | 0 | 0 | 0 | 0 | 0 | 0 | 0 | 0 | 0 | 0 | 0 | 0 | 0 | 0 | 0 | 0 | 0 | 0 | 0 | 0 | 0 | 0 | 0 | 0 | 0 | 0 | 0 | 0 | 0 | 0 | 0 | 0 | 0 | 0 | 0 | 0 | 0 | 0 | 0 | 0 | 0 | 0 | 0 | 0 | 0 | 0 | 0 | 0 | 0 | 0 | 0 | 0 | 0 | 0 | 0 | 0 | 0 | 0 | 0 | 0 | 0 | 0 | 0 | 0 | 0 | 0 | 0 | 0 | 0 | 0 | 0 | 0 | 0 | 0 | 0 | 0 | 0 | 0 | 0 | 0 | 0 | 0 | 0 | 0 | 0 | 0 | 0 | 0 | 0 | 0 | 0 | 0 | 0 | 0 | 0 | 0 | 0 | 0 | 0 | 0 | 0 | 0 | 0 | 0 | 0 | 0 | 0 | 0 | 0 | 0 | 0 | 0 | 0 | 0 | 0 | 0 | 0 | 0 | 0 | 0 | 0 | 0 | 0 | 0 | 0 | 0 | 0 | 0 | 0 | 0 | 0 | 0 | 0 | 0 | 0 | 0 | 0 | 0 | 0 | 0 | 0 | 0 | 0 | 0 | 0 | 0 | 0 | 0 | 0 | 0 | 0 | 0 | 0 | 0 | 0 | 0 | 0 | 0 | 0 | 0 | 0 | 0 | 0 | 0 | 0 | 0 | 0 | 0 | 0 | 0 | 0 | 0 | 0 | 0 | 0 | 0 | 0 | 0 | 0 | 0 | 0 | 0 | 0 | 0 | 0 | 0 | 0 | 0 | 0 | 0 | 0 | 0 | 0 | 0 | 0 | 0 | 0 | 0 | 0 | 0 | 0 | 0 | 0 | 0 | 0 | 0 | 0 | 0 | 0 | 0 | 0 | 0 | 0 | 0 | 0 | 0 | 0 | 0 | 0 | 0 | 0 | 0 | 0 | 0 | 0 | 0 | 0 | 0 | 0 | 0 | 0 | 0 | 0 | 0 | 0 | 0 | 0 | 0 | 0 | 0 | 0 | 0 | 0 | 0 | 0 | 0 | 0 | 0 | 0 | 0 | 0 | 0 | 0 | 0 | 0 | 0 | 0 | 0 | 0 | 0 | 0 | 0
OR_Commercial_Interruptible - Health_New_Space Heating_Natural Gas_Retrocommissioning_A | OR | Commercial | Interruptible - Health | New | Space Heating | Natural Gas | Retrocommissioning | A | OCM847 | No retro commissioning. | Periodic recommissioning of building systems. | 3 | 0 | 0 | 0 | 1.31 | 0 | 0 | 0 | 0.28365 | 0.25 | sqft | 0% | 0% | Discretionary | RetroEven20_OR | 82.88% | Space Heating | 0% | 0 |  | 0 |  | 0 | COM_RCX-HVAC-AEG-1 | N/A | COM_RCX-HVAC-AEG-1 | No retro commissioning. | No retro commissioning. | No retro commissioning. | No retro commissioning. | No retro commissioning. | No retro commissioning. | No retro commissioning. | No retro commissioning. | No retro commissioning. | No retro commissioning. | No retro commissioning. | No retro commissioning. | No retro commissioning. | No retro commissioning. | No retro commissioning. | No retro commissioning. | No retro commissioning. | No retro commissioning. | No retro commissioning. | No retro commissioning. | No retro commissioning. | No retro commissioning. | No retro commissioning. | No retro commissioning. | No retro commissioning. | No retro commissioning. | No retro commissioning. | Periodic recommissioning of building systems. | Periodic recommissioning of building systems. | Periodic recommissioning of building systems. | Periodic recommissioning of building systems. | Periodic recommissioning of building systems. | Periodic recommissioning of building systems. | Periodic recommissioning of building systems. | Periodic recommissioning of building systems. | Periodic recommissioning of building systems. | Periodic recommissioning of building systems. | Periodic recommissioning of building systems. | Periodic recommissioning of building systems. | Periodic recommissioning of building systems. | Periodic recommissioning of building systems. | Periodic recommissioning of building systems. | Periodic recommissioning of building systems. | Periodic recommissioning of building systems. | Periodic recommissioning of building systems. | Periodic recommissioning of building systems. | Periodic recommissioning of building systems. | Periodic recommissioning of building systems. | Periodic recommissioning of building systems. | Periodic recommissioning of building systems. | Periodic recommissioning of building systems. | Periodic recommissioning of building systems. | Periodic recommissioning of building systems. | Periodic recommissioning of building systems. | 1.31 | 1.31 | 1.31 | 1.31 | 1.31 | 1.31 | 1.31 | 1.31 | 1.31 | 1.31 | 1.31 | 1.31 | 1.31 | 1.31 | 1.31 | 1.31 | 1.31 | 1.31 | 1.31 | 1.31 | 1.31 | 1.31 | 1.31 | 1.31 | 1.31 | 1.31 | 1.31 | 0 | 0 | 0 | 0 | 0 | 0 | 0 | 0 | 0 | 0 | 0 | 0 | 0 | 0 | 0 | 0 | 0 | 0 | 0 | 0 | 0 | 0 | 0 | 0 | 0 | 0 | 0 | 0 | 0 | 0 | 0 | 0 | 0 | 0 | 0 | 0 | 0 | 0 | 0 | 0 | 0 | 0 | 0 | 0 | 0 | 0 | 0 | 0 | 0 | 0 | 0 | 0 | 0 | 0 | 0 | 0 | 0 | 0 | 0 | 0 | 0 | 0 | 0 | 0 | 0 | 0 | 0 | 0 | 0 | 0 | 0 | 0 | 0 | 0 | 0 | 0 | 0 | 0 | 0 | 0 | 0 | 0 | 0 | 0 | 0 | 0 | 0 | 0 | 0 | 0 | 0 | 0 | 0 | 0 | 0 | 0 | 0 | 0 | 0 | 0 | 0 | 0 | 0 | 0 | 0 | 0 | 0 | 0 | 0 | 0 | 0 | 0 | 0 | 0 | 0 | 0 | 0 | 0 | 0 | 0 | 0 | 0 | 0 | 0 | 0 | 0 | 0 | 0 | 0 | 0 | 0 | 0 | 0 | 0 | 0 | 0 | 0 | 0 | 0 | 0 | 0 | 0 | 0 | 0 | 0 | 0 | 0 | 0 | 0 | 0 | 0 | 0 | 0 | 0 | 0 | 0 | 0 | 0 | 0 | 0 | 0 | 0 | 0 | 0 | 0 | 0 | 0 | 0 | 0 | 0 | 0 | 0 | 0 | 0 | 0 | 0 | 0 | 0 | 0 | 0 | 0 | 0 | 0 | 0 | 0 | 0 | 0 | 0 | 0 | 0 | 0 | 0 | 0 | 0 | 0 | 0 | 0 | 0 | 0 | 0 | 0 | 0 | 0 | 0 | 0 | 0 | 0 | 0 | 0 | 0 | 0 | 0 | 0 | 0 | 0 | 0 | 0 | 0 | 0 | 0 | 0 | 0 | 0 | 0 | 0 | 0 | 0 | 0 | 0 | 0 | 0 | 0 | 0 | 0 | 0 | 0 | 0 | 0 | 0 | 0 | 0 | 0 | 0 | 0 | 0 | 0 | 0 | 0 | 0 | 0 | 0 | 0 | 0 | 0 | 0 | 0 | 0 | 0 | 0 | 0 | 0 | 0 | 0 | 0 | 0 | 0 | 0 | 0 | 0 | 0 | 0 | 0 | 0 | 0 | 0 | 0 | 0 | 0 | 0 | 0 | 0 | 0 | 0 | 0 | 0 | 0 | 0 | 0 | 0 | 0 | 0 | 0 | 0 | 0 | 0 | 0 | 0 | 0 | 0 | 0 | 0 | 0 | 0 | 0 | 0 | 0 | 0 | 0 | 0 | 0 | 0 | 0 | 0 | 0 | 0 | 0 | 0 | 0 | 0 | 0 | 0 | 0 | 0 | 0 | 0 | 0 | 0 | 0 | 0 | 0 | 0 | 0 | 0 | 0 | 0 | 0 | 0 | 0 | 0 | 0 | 0 | 0 | 0 | 0 | 0 | 0 | 0 | 0 | 0 | 0 | 0 | 0 | 0 | 0 | 0 | 0 | 0 | 0 | 0 | 0 | 0 | 0 | 0 | 0 | 0 | 0 | 0 | 0 | 0 | 0 | 0 | 0 | 0 | 0 | 0 | 0 | 0 | 0 | 0 | 0 | 0 | 0 | 0 | 0 | 0 | 0 | 0 | 0 | 0 | 0 | 0 | 0 | 0 | 0 | 0 | 0 | 0 | 0 | 0 | 0 | 0 | 0 | 0 | 0 | 0 | 0 | 0 | 0 | 0 | 0 | 0 | 0 | 0 | 0 | 0 | 0 | 0 | 0 | 0 | 0 | 0 | 0 | 0 | 0 | 0 | 0 | 0 | 0 | 0 | 0 | 0 | 0 | 0 | 0 | 0 | 0 | 0 | 0 | 0 | 0 | 0 | 0 | 0 | 0 | 0 | 0 | 0 | 0 | 0 | 0 | 0 | 0 | 0 | 0 | 0 | 0 | 0 | 0 | 0 | 0 | 0 | 0 | 0 | 0 | 0 | 0 | 0 | 0 | 0 | 0 | 0 | 0 | 0 | 0 | 0 | 0 | 0
OR_Commercial_Interruptible - Health_New_Water Heating_Natural Gas_Retrocommissioning_A | OR | Commercial | Interruptible - Health | New | Water Heating | Natural Gas | Retrocommissioning | A | OCM848 | No retro commissioning. | Periodic recommissioning of building systems. | 3 | 0 | 0 | 0 | 1.31 | 0 | 0 | 0 | 0.28365 | 0.25 | sqft | 0% | 0% | Discretionary | RetroEven20_OR | 82.88% | Water Heating | 0% | 0 |  | 0 |  | 0 | COM_RCX-HVAC-AEG-1 | N/A | COM_RCX-HVAC-AEG-1 | No retro commissioning. | No retro commissioning. | No retro commissioning. | No retro commissioning. | No retro commissioning. | No retro commissioning. | No retro commissioning. | No retro commissioning. | No retro commissioning. | No retro commissioning. | No retro commissioning. | No retro commissioning. | No retro commissioning. | No retro commissioning. | No retro commissioning. | No retro commissioning. | No retro commissioning. | No retro commissioning. | No retro commissioning. | No retro commissioning. | No retro commissioning. | No retro commissioning. | No retro commissioning. | No retro commissioning. | No retro commissioning. | No retro commissioning. | No retro commissioning. | Periodic recommissioning of building systems. | Periodic recommissioning of building systems. | Periodic recommissioning of building systems. | Periodic recommissioning of building systems. | Periodic recommissioning of building systems. | Periodic recommissioning of building systems. | Periodic recommissioning of building systems. | Periodic recommissioning of building systems. | Periodic recommissioning of building systems. | Periodic recommissioning of building systems. | Periodic recommissioning of building systems. | Periodic recommissioning of building systems. | Periodic recommissioning of building systems. | Periodic recommissioning of building systems. | Periodic recommissioning of building systems. | Periodic recommissioning of building systems. | Periodic recommissioning of building systems. | Periodic recommissioning of building systems. | Periodic recommissioning of building systems. | Periodic recommissioning of building systems. | Periodic recommissioning of building systems. | Periodic recommissioning of building systems. | Periodic recommissioning of building systems. | Periodic recommissioning of building systems. | Periodic recommissioning of building systems. | Periodic recommissioning of building systems. | Periodic recommissioning of building systems. | 1.31 | 1.31 | 1.31 | 1.31 | 1.31 | 1.31 | 1.31 | 1.31 | 1.31 | 1.31 | 1.31 | 1.31 | 1.31 | 1.31 | 1.31 | 1.31 | 1.31 | 1.31 | 1.31 | 1.31 | 1.31 | 1.31 | 1.31 | 1.31 | 1.31 | 1.31 | 1.31 | 0 | 0 | 0 | 0 | 0 | 0 | 0 | 0 | 0 | 0 | 0 | 0 | 0 | 0 | 0 | 0 | 0 | 0 | 0 | 0 | 0 | 0 | 0 | 0 | 0 | 0 | 0 | 0 | 0 | 0 | 0 | 0 | 0 | 0 | 0 | 0 | 0 | 0 | 0 | 0 | 0 | 0 | 0 | 0 | 0 | 0 | 0 | 0 | 0 | 0 | 0 | 0 | 0 | 0 | 0 | 0 | 0 | 0 | 0 | 0 | 0 | 0 | 0 | 0 | 0 | 0 | 0 | 0 | 0 | 0 | 0 | 0 | 0 | 0 | 0 | 0 | 0 | 0 | 0 | 0 | 0 | 0 | 0 | 0 | 0 | 0 | 0 | 0 | 0 | 0 | 0 | 0 | 0 | 0 | 0 | 0 | 0 | 0 | 0 | 0 | 0 | 0 | 0 | 0 | 0 | 0 | 0 | 0 | 0 | 0 | 0 | 0 | 0 | 0 | 0 | 0 | 0 | 0 | 0 | 0 | 0 | 0 | 0 | 0 | 0 | 0 | 0 | 0 | 0 | 0 | 0 | 0 | 0 | 0 | 0 | 0 | 0 | 0 | 0 | 0 | 0 | 0 | 0 | 0 | 0 | 0 | 0 | 0 | 0 | 0 | 0 | 0 | 0 | 0 | 0 | 0 | 0 | 0 | 0 | 0 | 0 | 0 | 0 | 0 | 0 | 0 | 0 | 0 | 0 | 0 | 0 | 0 | 0 | 0 | 0 | 0 | 0 | 0 | 0 | 0 | 0 | 0 | 0 | 0 | 0 | 0 | 0 | 0 | 0 | 0 | 0 | 0 | 0 | 0 | 0 | 0 | 0 | 0 | 0 | 0 | 0 | 0 | 0 | 0 | 0 | 0 | 0 | 0 | 0 | 0 | 0 | 0 | 0 | 0 | 0 | 0 | 0 | 0 | 0 | 0 | 0 | 0 | 0 | 0 | 0 | 0 | 0 | 0 | 0 | 0 | 0 | 0 | 0 | 0 | 0 | 0 | 0 | 0 | 0 | 0 | 0 | 0 | 0 | 0 | 0 | 0 | 0 | 0 | 0 | 0 | 0 | 0 | 0 | 0 | 0 | 0 | 0 | 0 | 0 | 0 | 0 | 0 | 0 | 0 | 0 | 0 | 0 | 0 | 0 | 0 | 0 | 0 | 0 | 0 | 0 | 0 | 0 | 0 | 0 | 0 | 0 | 0 | 0 | 0 | 0 | 0 | 0 | 0 | 0 | 0 | 0 | 0 | 0 | 0 | 0 | 0 | 0 | 0 | 0 | 0 | 0 | 0 | 0 | 0 | 0 | 0 | 0 | 0 | 0 | 0 | 0 | 0 | 0 | 0 | 0 | 0 | 0 | 0 | 0 | 0 | 0 | 0 | 0 | 0 | 0 | 0 | 0 | 0 | 0 | 0 | 0 | 0 | 0 | 0 | 0 | 0 | 0 | 0 | 0 | 0 | 0 | 0 | 0 | 0 | 0 | 0 | 0 | 0 | 0 | 0 | 0 | 0 | 0 | 0 | 0 | 0 | 0 | 0 | 0 | 0 | 0 | 0 | 0 | 0 | 0 | 0 | 0 | 0 | 0 | 0 | 0 | 0 | 0 | 0 | 0 | 0 | 0 | 0 | 0 | 0 | 0 | 0 | 0 | 0 | 0 | 0 | 0 | 0 | 0 | 0 | 0 | 0 | 0 | 0 | 0 | 0 | 0 | 0 | 0 | 0 | 0 | 0 | 0 | 0 | 0 | 0 | 0 | 0 | 0 | 0 | 0 | 0 | 0 | 0 | 0 | 0 | 0 | 0 | 0 | 0 | 0 | 0 | 0 | 0 | 0 | 0 | 0 | 0 | 0 | 0 | 0 | 0 | 0 | 0 | 0 | 0 | 0 | 0 | 0 | 0 | 0 | 0 | 0 | 0 | 0 | 0 | 0 | 0 | 0 | 0 | 0 | 0 | 0 | 0 | 0 | 0 | 0 | 0 | 0 | 0 | 0 | 0 | 0 | 0 | 0 | 0 | 0 | 0 | 0 | 0 | 0 | 0 | 0 | 0 | 0 | 0 | 0
OR_Commercial_Interruptible - Miscellaneous_Existing_Space Heating_Natural Gas_Insulation - Ceiling_A | OR | Commercial | Interruptible - Miscellaneous | Existing | Space Heating | Natural Gas | Insulation - Ceiling | A | OCM849 | R-13 | R-38 | 22 | 0.09 | 0 | 0 | 0.79 | 0.03 | 0 | 0 | 0.24319 | 0.25 | sqft roof | 15% | 46.67% | Discretionary | Retro1Slow_OR | 84.23% | Space Heating | 0% | 670.8703 |  | 375.2167 |  | 0 | Avista TRM | Avista TRM | Avista TRM | R-13 | R-13 | R-13 | R-13 | R-13 | R-13 | R-13 | R-13 | R-13 | R-13 | R-13 | R-13 | R-13 | R-13 | R-13 | R-13 | R-13 | R-13 | R-13 | R-13 | R-13 | R-13 | R-13 | R-13 | R-13 | R-13 | R-13 | R-38 | R-38 | R-38 | R-38 | R-38 | R-38 | R-38 | R-38 | R-38 | R-38 | R-38 | R-38 | R-38 | R-38 | R-38 | R-38 | R-38 | R-38 | R-38 | R-38 | R-38 | R-38 | R-38 | R-38 | R-38 | R-38 | R-38 | 0.79 | 0.79 | 0.79 | 0.79 | 0.79 | 0.79 | 0.79 | 0.79 | 0.79 | 0.79 | 0.79 | 0.79 | 0.79 | 0.79 | 0.79 | 0.79 | 0.79 | 0.79 | 0.79 | 0.79 | 0.79 | 0.79 | 0.79 | 0.79 | 0.79 | 0.79 | 0.79 | 0 | 0 | 0.095218 | 0.094074 | 0.092736 | 0.091299 | 0.089739 | 0.088031 | 0.08617 | 0.084162 | 0.08202 | 0.079779 | 0.077538 | 0.075303 | 0.07311 | 0.071023 | 0.069098 | 0.067421 | 0.066 | 0.064752 | 0.063714 | 0.062737 | 0.062024 | 0.061335 | 0.060666 | 0.060043 | 0.059439 | 0.01163 | 0.006183 | 0.020619 | 0.03302 | 0.049263 | 0.069213 | 0.092158 | 0.11669 | 0.14065 | 0.16133 | 0.17591 | 0.18174 | 0.17719 | 0.16226 | 0.1388 | 0.11024 | 0.080663 | 0.057981 | 0.031129 | 0.024522 | 0 | 0 | 0 | 0 | 0 | 0.01163 | 0.017674 | 0.038042 | 0.070472 | 0.11853 | 0.18549 | 0.27373 | 0.38403 | 0.5149 | 0.66217 | 0.81948 | 0.9776 | 1.1263 | 1.2564 | 1.3612 | 1.4384 | 1.4887 | 1.5185 | 1.5253 | 1.5265 | 1.5091 | 1.4924 | 1.4761 | 1.4609 | 1.4462 | 122.1447 | 65.7251 | 222.3413 | 361.6686 | 548.9625 | 786.2316 | 1069.4909 | 1386.4464 | 1714.7953 | 2022.151 | 2268.722 | 2413.493 | 2423.5691 | 2284.6226 | 2008.6942 | 1635.1161 | 1222.1692 | 895.4388 | 488.5788 | 390.863 | 0 | 0 | 0 | 0 | 0 | 122.1447 | 187.8698 | 410.2111 | 771.8797 | 1320.8422 | 2107.0738 | 3176.5646 | 4563.0111 | 6277.8063 | 8299.9573 | 10568.6793 | 12982.1724 | 15405.7414 | 17690.364 | 19699.0582 | 21334.1743 | 22556.3435 | 23451.7823 | 23940.3611 | 24331.2242 | 24331.2242 | 24331.2242 | 24331.2242 | 24331.2242 | 24331.2242 | 0.0099503 | 0.0053163 | 0.017834 | 0.028734 | 0.043139 | 0.061006 | 0.08179 | 0.1043 | 0.12667 | 0.14642 | 0.16092 | 0.16757 | 0.16468 | 0.15199 | 0.131 | 0.10479 | 0.077185 | 0.055832 | 0.030152 | 0.023891 | 0 | 0 | 0 | 0 | 0 | 0.0099503 | 0.015196 | 0.032903 | 0.061324 | 0.10379 | 0.16349 | 0.24293 | 0.34328 | 0.46372 | 0.60098 | 0.74962 | 0.90138 | 1.0468 | 1.1769 | 1.2847 | 1.3673 | 1.4245 | 1.4622 | 1.4775 | 1.4872 | 1.4781 | 1.4694 | 1.461 | 1.4531 | 1.4455 | 103.823 | 55.8663 | 188.9901 | 307.4183 | 466.6181 | 668.2968 | 909.0672 | 1178.4795 | 1457.576 | 1718.8283 | 1928.4137 | 2051.4691 | 2060.0337 | 1941.9292 | 1707.3901 | 1389.8487 | 1038.8439 | 761.123 | 415.292 | 332.2336 | 0 | 0 | 0 | 0 | 0 | 103.823 | 159.6893 | 348.6794 | 656.0978 | 1122.7159 | 1791.0127 | 2700.0799 | 3878.5594 | 5336.1354 | 7054.9637 | 8983.3774 | 11034.8465 | 13094.8802 | 15036.8094 | 16744.1995 | 18134.0481 | 19172.892 | 19934.015 | 20349.3069 | 20681.5405 | 20681.5405 | 20681.5405 | 20681.5405 | 20681.5405 | 20681.5405 | 0.0099484 | 0.0053133 | 0.017817 | 0.028695 | 0.043064 | 0.060877 | 0.081585 | 0.104 | 0.12625 | 0.14589 | 0.16027 | 0.16684 | 0.16389 | 0.1512 | 0.13027 | 0.10417 | 0.076697 | 0.055458 | 0.029939 | 0.023713 | 0 | 0 | 0 | 0 | 0 | 0.0099484 | 0.015188 | 0.032872 | 0.061242 | 0.10362 | 0.16315 | 0.24232 | 0.34229 | 0.46221 | 0.59879 | 0.7466 | 0.89741 | 1.0418 | 1.1708 | 1.2776 | 1.3592 | 1.4155 | 1.4524 | 1.467 | 1.4761 | 1.467 | 1.4584 | 1.4501 | 1.4423 | 1.4347 | 103.823 | 55.8663 | 188.9901 | 307.4183 | 466.6181 | 668.2968 | 909.0672 | 1178.4795 | 1457.576 | 1718.8283 | 1928.4137 | 2051.4691 | 2060.0337 | 1941.9292 | 1707.3901 | 1389.8487 | 1038.8439 | 761.123 | 415.292 | 332.2336 | 0 | 0 | 0 | 0 | 0 | 103.823 | 159.6893 | 348.6794 | 656.0978 | 1122.7159 | 1791.0127 | 2700.0799 | 3878.5594 | 5336.1354 | 7054.9637 | 8983.3774 | 11034.8465 | 13094.8802 | 15036.8094 | 16744.1995 | 18134.0481 | 19172.892 | 19934.015 | 20349.3069 | 20681.5405 | 20681.5405 | 20681.5405 | 20681.5405 | 20681.5405 | 20681.5405 | 0.0099484 | 0.0053133 | 0.017817 | 0.028695 | 0.043064 | 0.060877 | 0.081585 | 0.104 | 0.12625 | 0.14589 | 0.16027 | 0.16684 | 0.16389 | 0.1512 | 0.13027 | 0.10417 | 0.076697 | 0.055458 | 0.029939 | 0.023713 | 0 | 0 | 0 | 0 | 0 | 0.0099484 | 0.015188 | 0.032872 | 0.061242 | 0.10362 | 0.16315 | 0.24232 | 0.34229 | 0.46221 | 0.59879 | 0.7466 | 0.89741 | 1.0418 | 1.1708 | 1.2776 | 1.3592 | 1.4155 | 1.4524 | 1.467 | 1.4761 | 1.467 | 1.4584 | 1.4501 | 1.4423 | 1.4347 | 103.823 | 55.8663 | 188.9901 | 307.4183 | 466.6181 | 668.2968 | 909.0672 | 1178.4795 | 1457.576 | 1718.8283 | 1928.4137 | 2051.4691 | 2060.0337 | 1941.9292 | 1707.3901 | 1389.8487 | 1038.8439 | 761.123 | 415.292 | 332.2336 | 0 | 0 | 0 | 0 | 0 | 103.823 | 159.6893 | 348.6794 | 656.0978 | 1122.7159 | 1791.0127 | 2700.0799 | 3878.5594 | 5336.1354 | 7054.9637 | 8983.3774 | 11034.8465 | 13094.8802 | 15036.8094 | 16744.1995 | 18134.0481 | 19172.892 | 19934.015 | 20349.3069 | 20681.5405 | 20681.5405 | 20681.5405 | 20681.5405 | 20681.5405 | 20681.5405 | 650.3161 | 652.0236 | 653.8213 | 655.7115 | 657.6962 | 659.7769 | 661.9546 | 664.2302 | 666.5911 | 669.0259 | 671.5235 | 674.0738 | 676.6671 | 679.2944 | 681.9469 | 684.6166 | 687.2957 | 689.8276 | 692.2242 | 694.4453 | 696.5028 | 698.4079 | 700.1711 | 701.8025 | 703.3113 | 363.7207 | 364.6757 | 365.6812 | 366.7384 | 367.8484 | 369.0121 | 370.2302 | 371.5029 | 372.8234 | 374.1851 | 375.582 | 377.0084 | 378.4588 | 379.9283 | 381.4118 | 382.905 | 384.4034 | 385.8195 | 387.1599 | 388.4022 | 389.5529 | 390.6184 | 391.6046 | 392.517 | 393.3609
OR_Commercial_Interruptible - Miscellaneous_Existing_Space Heating_Natural Gas_Insulation - Ducting_A | OR | Commercial | Interruptible - Miscellaneous | Existing | Space Heating | Natural Gas | Insulation - Ducting | A | OCM850 | R-4 | R-8 | 20 | 0 | 0 | 0 | 0.96 | 0 | 0 | 0 | 0.24319 | 0.25 | sqft duct | 15% | 66.67% | Discretionary | Retro1Slow_OR | 84.23% | Central Systems | 0% | 0 |  | 0 |  | 0 | INS_DCT-All-DEER-1 | INS_DCT-All-DEER-1 | Building Energy Simulation Tool | R-4 | R-4 | R-4 | R-4 | R-4 | R-4 | R-4 | R-4 | R-4 | R-4 | R-4 | R-4 | R-4 | R-4 | R-4 | R-4 | R-4 | R-4 | R-4 | R-4 | R-4 | R-4 | R-4 | R-4 | R-4 | R-4 | R-4 | R-8 | R-8 | R-8 | R-8 | R-8 | R-8 | R-8 | R-8 | R-8 | R-8 | R-8 | R-8 | R-8 | R-8 | R-8 | R-8 | R-8 | R-8 | R-8 | R-8 | R-8 | R-8 | R-8 | R-8 | R-8 | R-8 | R-8 | 0.96 | 0.96 | 0.96 | 0.96 | 0.96 | 0.96 | 0.96 | 0.96 | 0.96 | 0.96 | 0.96 | 0.96 | 0.96 | 0.96 | 0.96 | 0.96 | 0.96 | 0.96 | 0.96 | 0.96 | 0.96 | 0.96 | 0.96 | 0.96 | 0.96 | 0.96 | 0.96 | 0 | 0 | 0 | 0 | 0 | 0 | 0 | 0 | 0 | 0 | 0 | 0 | 0 | 0 | 0 | 0 | 0 | 0 | 0 | 0 | 0 | 0 | 0 | 0 | 0 | 0 | 0 | 0 | 0 | 0 | 0 | 0 | 0 | 0 | 0 | 0 | 0 | 0 | 0 | 0 | 0 | 0 | 0 | 0 | 0 | 0 | 0 | 0 | 0 | 0 | 0 | 0 | 0 | 0 | 0 | 0 | 0 | 0 | 0 | 0 | 0 | 0 | 0 | 0 | 0 | 0 | 0 | 0 | 0 | 0 | 0 | 0 | 0 | 0 | 0 | 0 | 0 | 99.0483 | 53.2971 | 180.2987 | 293.2805 | 445.1589 | 637.5626 | 867.2603 | 1124.2825 | 1390.5437 | 1639.7814 | 1839.7282 | 1957.1244 | 1965.2951 | 1852.6221 | 1628.8692 | 1325.9311 | 991.0686 | 726.1198 | 396.1932 | 316.9545 | 0 | 0 | 0 | 0 | 0 | 99.0483 | 152.3454 | 332.644 | 625.9246 | 1071.0835 | 1708.6461 | 2575.9064 | 3700.1889 | 5090.7326 | 6730.514 | 8570.2422 | 10527.3665 | 12492.6617 | 14345.2837 | 15974.1529 | 17300.084 | 18291.1526 | 19017.2724 | 19413.4656 | 19730.4202 | 19730.4202 | 19730.4202 | 19730.4202 | 19730.4202 | 19730.4202 | 0 | 0 | 0 | 0 | 0 | 0 | 0 | 0 | 0 | 0 | 0 | 0 | 0 | 0 | 0 | 0 | 0 | 0 | 0 | 0 | 0 | 0 | 0 | 0 | 0 | 0 | 0 | 0 | 0 | 0 | 0 | 0 | 0 | 0 | 0 | 0 | 0 | 0 | 0 | 0 | 0 | 0 | 0 | 0 | 0 | 0 | 0 | 0 | 0 | 0 | 84.191 | 45.3025 | 153.2539 | 249.2884 | 378.385 | 541.9282 | 737.1712 | 955.6402 | 1181.9622 | 1393.8142 | 1563.7689 | 1663.5557 | 1670.5008 | 1574.7288 | 1384.5388 | 1127.0414 | 842.4083 | 617.2019 | 336.7642 | 269.4114 | 0 | 0 | 0 | 0 | 0 | 84.191 | 129.4936 | 282.7474 | 532.0359 | 910.4209 | 1452.3492 | 2189.5204 | 3145.1606 | 4327.1227 | 5720.9369 | 7284.7058 | 8948.2616 | 10618.7624 | 12193.4912 | 13578.03 | 14705.0714 | 15547.4797 | 16164.6816 | 16501.4458 | 16770.8571 | 16770.8571 | 16770.8571 | 16770.8571 | 16770.8571 | 16770.8571 | 0 | 0 | 0 | 0 | 0 | 0 | 0 | 0 | 0 | 0 | 0 | 0 | 0 | 0 | 0 | 0 | 0 | 0 | 0 | 0 | 0 | 0 | 0 | 0 | 0 | 0 | 0 | 0 | 0 | 0 | 0 | 0 | 0 | 0 | 0 | 0 | 0 | 0 | 0 | 0 | 0 | 0 | 0 | 0 | 0 | 0 | 0 | 0 | 0 | 0 | 0 | 0 | 0 | 0 | 0 | 0 | 0 | 0 | 0 | 0 | 0 | 0 | 0 | 0 | 0 | 0 | 0 | 0 | 0 | 0 | 0 | 0 | 0 | 0 | 0 | 0 | 0 | 0 | 0 | 0 | 0 | 0 | 0 | 0 | 0 | 0 | 0 | 0 | 0 | 0 | 0 | 0 | 0 | 0 | 0 | 0 | 0 | 0 | 0 | 0 | 0 | 0 | 0 | 0 | 0 | 0 | 0 | 0 | 0 | 0 | 0 | 0 | 0 | 0 | 0 | 0 | 0 | 0 | 0 | 0 | 0 | 0 | 0 | 0 | 0 | 0 | 0 | 0 | 0 | 0 | 0 | 0 | 0 | 0 | 0 | 0 | 0 | 0 | 0 | 0 | 0 | 0 | 0 | 0 | 0 | 0 | 0 | 0 | 0 | 0 | 0 | 0 | 0 | 0 | 0 | 0 | 0 | 0 | 0 | 0 | 0 | 0 | 0 | 0 | 0 | 0 | 0 | 0 | 0 | 0 | 0 | 0 | 0 | 0 | 0 | 0 | 0 | 0 | 0 | 0 | 0 | 0 | 0 | 0 | 0 | 0 | 0 | 0 | 0 | 0 | 0 | 0 | 0 | 0 | 0 | 0 | 0 | 0 | 0 | 0 | 0 | 0 | 0 | 0 | 0 | 0 | 0 | 0 | 0 | 0 | 0 | 0 | 0 | 0 | 0 | 0 | 0 | 0 | 0 | 0 | 0 | 0 | 0 | 0 | 0 | 0 | 0 | 0 | 0 | 0 | 0 | 0 | 0 | 0 | 0 | 0 | 0 | 0 | 0 | 0 | 0 | 0 | 0 | 0 | 0 | 0 | 0 | 0 | 0 | 0
OR_Commercial_Interruptible - Miscellaneous_Existing_Space Heating_Natural Gas_Insulation - Wall Cavity_A | OR | Commercial | Interruptible - Miscellaneous | Existing | Space Heating | Natural Gas | Insulation - Wall Cavity | A | OCM851 | R-9 | R-23 | 22 | 0.36 | 0 | 0 | 0.67 | 0.1 | 0 | 0 | 0.24319 | 0.25 | sqft wall | 15% | 46.67% | Discretionary | Retro1Slow_OR | 84.23% | Space Heating | 0% | -78.4831 |  | 79.5554 |  | 0 | Avista TRM | Avista TRM | Avista TRM | R-9 | R-9 | R-9 | R-9 | R-9 | R-9 | R-9 | R-9 | R-9 | R-9 | R-9 | R-9 | R-9 | R-9 | R-9 | R-9 | R-9 | R-9 | R-9 | R-9 | R-9 | R-9 | R-9 | R-9 | R-9 | R-9 | R-9 | R-23 | R-23 | R-23 | R-23 | R-23 | R-23 | R-23 | R-23 | R-23 | R-23 | R-23 | R-23 | R-23 | R-23 | R-23 | R-23 | R-23 | R-23 | R-23 | R-23 | R-23 | R-23 | R-23 | R-23 | R-23 | R-23 | R-23 | 0.67 | 0.67 | 0.67 | 0.67 | 0.67 | 0.67 | 0.67 | 0.67 | 0.67 | 0.67 | 0.67 | 0.67 | 0.67 | 0.67 | 0.67 | 0.67 | 0.67 | 0.67 | 0.67 | 0.67 | 0.67 | 0.67 | 0.67 | 0.67 | 0.67 | 0.67 | 0.67 | 0 | 0 | 0.38204 | 0.37918 | 0.37593 | 0.3726 | 0.36918 | 0.36568 | 0.3621 | 0.35844 | 0.35471 | 0.35091 | 0.34707 | 0.34319 | 0.33927 | 0.33533 | 0.33137 | 0.3274 | 0.32343 | 0.31957 | 0.31582 | 0.31219 | 0.30866 | 0.30524 | 0.30193 | 0.29884 | 0.29585 | 0.024248 | 0.01295 | 0.043432 | 0.070022 | 0.10531 | 0.1494 | 0.20123 | 0.25823 | 0.31605 | 0.36872 | 0.40915 | 0.43039 | 0.42725 | 0.39808 | 0.34587 | 0.27817 | 0.2054 | 0.14869 | 0.080178 | 0.063405 | 0 | 0 | 0 | 0 | 0 | 0.024248 | 0.037016 | 0.080131 | 0.14944 | 0.25338 | 0.40038 | 0.59768 | 0.84986 | 1.1571 | 1.5134 | 1.906 | 2.315 | 2.7159 | 3.0824 | 3.3919 | 3.6294 | 3.7908 | 3.8943 | 3.9287 | 3.947 | 3.9023 | 3.8591 | 3.8173 | 3.7782 | 3.7404 | 63.4683 | 34.1518 | 115.5321 | 187.9288 | 285.2497 | 408.5385 | 555.7246 | 720.4197 | 891.0351 | 1050.742 | 1178.8642 | 1254.0896 | 1259.3253 | 1187.1264 | 1043.7496 | 849.6325 | 635.0587 | 465.2843 | 253.8734 | 203.0987 | 0 | 0 | 0 | 0 | 0 | 63.4683 | 97.6201 | 213.1522 | 401.0811 | 686.3307 | 1094.8692 | 1650.5938 | 2371.0136 | 3262.0486 | 4312.7906 | 5491.6549 | 6745.7445 | 8005.0697 | 9192.1962 | 10235.9458 | 11085.5783 | 11720.637 | 12185.9213 | 12439.7947 | 12642.8934 | 12642.8934 | 12642.8934 | 12642.8934 | 12642.8934 | 12642.8934 | 0.020735 | 0.011122 | 0.037491 | 0.06075 | 0.091829 | 0.13094 | 0.17727 | 0.22865 | 0.28131 | 0.32988 | 0.36795 | 0.38905 | 0.38821 | 0.36357 | 0.31752 | 0.25669 | 0.19052 | 0.13864 | 0.075148 | 0.059738 | 0 | 0 | 0 | 0 | 0 | 0.020735 | 0.031791 | 0.069169 | 0.12965 | 0.22095 | 0.3509 | 0.52652 | 0.75253 | 1.0299 | 1.354 | 1.7141 | 2.0927 | 2.4677 | 2.8152 | 3.1138 | 3.3491 | 3.5162 | 3.631 | 3.6822 | 3.7187 | 3.696 | 3.6744 | 3.6537 | 3.634 | 3.6151 | 53.9481 | 29.029 | 98.2023 | 159.7395 | 242.4622 | 347.2577 | 472.3659 | 612.3568 | 757.3798 | 893.1307 | 1002.0346 | 1065.9762 | 1070.4265 | 1009.0575 | 887.1872 | 722.1876 | 539.7999 | 395.4917 | 215.7924 | 172.6339 | 0 | 0 | 0 | 0 | 0 | 53.9481 | 82.9771 | 181.1794 | 340.9189 | 583.3811 | 930.6389 | 1403.0047 | 2015.3615 | 2772.7413 | 3665.872 | 4667.9066 | 5733.8828 | 6804.3093 | 7813.3667 | 8700.5539 | 9422.7415 | 9962.5414 | 10358.0331 | 10573.8255 | 10746.4594 | 10746.4594 | 10746.4594 | 10746.4594 | 10746.4594 | 10746.4594 | 0.020731 | 0.011115 | 0.037455 | 0.060668 | 0.09167 | 0.13066 | 0.17683 | 0.22799 | 0.28039 | 0.32868 | 0.36647 | 0.38734 | 0.38635 | 0.36169 | 0.31575 | 0.25516 | 0.18932 | 0.13771 | 0.074615 | 0.059292 | 0 | 0 | 0 | 0 | 0 | 0.020731 | 0.031773 | 0.069103 | 0.12948 | 0.22056 | 0.35016 | 0.5252 | 0.75036 | 1.0265 | 1.3491 | 1.7072 | 2.0835 | 2.4559 | 2.8006 | 3.0965 | 3.3293 | 3.494 | 3.6067 | 3.6562 | 3.6909 | 3.6684 | 3.6469 | 3.6265 | 3.6069 | 3.5881 | 53.9481 | 29.029 | 98.2023 | 159.7395 | 242.4622 | 347.2577 | 472.3659 | 612.3568 | 757.3798 | 893.1307 | 1002.0346 | 1065.9762 | 1070.4265 | 1009.0575 | 887.1872 | 722.1876 | 539.7999 | 395.4917 | 215.7924 | 172.6339 | 0 | 0 | 0 | 0 | 0 | 53.9481 | 82.9771 | 181.1794 | 340.9189 | 583.3811 | 930.6389 | 1403.0047 | 2015.3615 | 2772.7413 | 3665.872 | 4667.9066 | 5733.8828 | 6804.3093 | 7813.3667 | 8700.5539 | 9422.7415 | 9962.5414 | 10358.0331 | 10573.8255 | 10746.4594 | 10746.4594 | 10746.4594 | 10746.4594 | 10746.4594 | 10746.4594 | 0.020731 | 0.011115 | 0.037455 | 0.060668 | 0.09167 | 0.13066 | 0.17683 | 0.22799 | 0.28039 | 0.32868 | 0.36647 | 0.38734 | 0.38635 | 0.36169 | 0.31575 | 0.25516 | 0.18932 | 0.13771 | 0.074615 | 0.059292 | 0 | 0 | 0 | 0 | 0 | 0.020731 | 0.031773 | 0.069103 | 0.12948 | 0.22056 | 0.35016 | 0.5252 | 0.75036 | 1.0265 | 1.3491 | 1.7072 | 2.0835 | 2.4559 | 2.8006 | 3.0965 | 3.3293 | 3.494 | 3.6067 | 3.6562 | 3.6909 | 3.6684 | 3.6469 | 3.6265 | 3.6069 | 3.5881 | 53.9481 | 29.029 | 98.2023 | 159.7395 | 242.4622 | 347.2577 | 472.3659 | 612.3568 | 757.3798 | 893.1307 | 1002.0346 | 1065.9762 | 1070.4265 | 1009.0575 | 887.1872 | 722.1876 | 539.7999 | 395.4917 | 215.7924 | 172.6339 | 0 | 0 | 0 | 0 | 0 | 53.9481 | 82.9771 | 181.1794 | 340.9189 | 583.3811 | 930.6389 | 1403.0047 | 2015.3615 | 2772.7413 | 3665.872 | 4667.9066 | 5733.8828 | 6804.3093 | 7813.3667 | 8700.5539 | 9422.7415 | 9962.5414 | 10358.0331 | 10573.8255 | 10746.4594 | 10746.4594 | 10746.4594 | 10746.4594 | 10746.4594 | 10746.4594 | -76.0786 | -76.2783 | -76.4886 | -76.7098 | -76.942 | -77.1854 | -77.4401 | -77.7063 | -77.9825 | -78.2674 | -78.5596 | -78.8579 | -79.1613 | -79.4687 | -79.779 | -80.0913 | -80.4047 | -80.7009 | -80.9813 | -81.2411 | -81.4818 | -81.7047 | -81.911 | -82.1018 | -82.2783 | 77.118 | 77.3205 | 77.5337 | 77.7578 | 77.9932 | 78.2399 | 78.4982 | 78.768 | 79.048 | 79.3367 | 79.6329 | 79.9353 | 80.2429 | 80.5544 | 80.869 | 81.1855 | 81.5032 | 81.8035 | 82.0877 | 82.3511 | 82.5951 | 82.821 | 83.0301 | 83.2235 | 83.4025
OR_Commercial_Interruptible - Miscellaneous_Existing_Space Heating_Natural Gas_Green Roof - Vegetated Rooftop_A | OR | Commercial | Interruptible - Miscellaneous | Existing | Space Heating | Natural Gas | Green Roof - Vegetated Rooftop | A | OCM852 | No vegetation on roof | Green roof | 25 | 0.0049174 | 0 | 0 | 15.28 | 0 | 1.15 | 0 | 0.28365 | 0.25 | sqft roof | 0% | 0% | Discretionary | Retro1Slow_OR | 84.23% | Space Heating | 0% | 544357.2533 |  | 136326.6329 |  | 0 | Measure Cost Research v1.1 - Sep 2020.xlsx | Measure Cost Research v1.1 - Sep 2020.xlsx | Measure Cost Research v1.1 - Sep 2020.xlsx | No vegetation on roof | No vegetation on roof | No vegetation on roof | No vegetation on roof | No vegetation on roof | No vegetation on roof | No vegetation on roof | No vegetation on roof | No vegetation on roof | No vegetation on roof | No vegetation on roof | No vegetation on roof | No vegetation on roof | No vegetation on roof | No vegetation on roof | No vegetation on roof | No vegetation on roof | No vegetation on roof | No vegetation on roof | No vegetation on roof | No vegetation on roof | No vegetation on roof | No vegetation on roof | No vegetation on roof | No vegetation on roof | No vegetation on roof | No vegetation on roof | Green roof | Green roof | Green roof | Green roof | Green roof | Green roof | Green roof | Green roof | Green roof | Green roof | Green roof | Green roof | Green roof | Green roof | Green roof | Green roof | Green roof | Green roof | Green roof | Green roof | Green roof | Green roof | Green roof | Green roof | Green roof | Green roof | Green roof | 15.28 | 15.28 | 15.28 | 15.28 | 15.28 | 15.28 | 15.28 | 15.28 | 15.28 | 15.28 | 15.28 | 15.28 | 15.28 | 15.28 | 15.28 | 15.28 | 15.28 | 15.28 | 15.28 | 15.28 | 15.28 | 15.28 | 15.28 | 15.28 | 15.28 | 15.28 | 15.28 | 0 | 0 | 0.0051771 | 0.005074 | 0.0049563 | 0.004841 | 0.0047254 | 0.0045999 | 0.0044621 | 0.0043123 | 0.0041529 | 0.0039878 | 0.0038225 | 0.0036603 | 0.0035052 | 0.0033616 | 0.0032336 | 0.0031257 | 0.0030381 | 0.0029645 | 0.0029073 | 0.0028547 | 0.0028221 | 0.0027906 | 0.0027601 | 0.0027316 | 0.0027041 | 0 | 0 | 0 | 0 | 0 | 0 | 0 | 0 | 0 | 0 | 0 | 0 | 0 | 0 | 0 | 0 | 0 | 0 | 0 | 0 | 0 | 0 | 0 | 0 | 0 | 0 | 0 | 0 | 0 | 0 | 0 | 0 | 0 | 0 | 0 | 0 | 0 | 0 | 0 | 0 | 0 | 0 | 0 | 0 | 0 | 0 | 0 | 0 | 0 | 0 | 0 | 0 | 0 | 0 | 0 | 0 | 0 | 0 | 0 | 0 | 0 | 0 | 0 | 0 | 0 | 0 | 0 | 0 | 0 | 0 | 0 | 0 | 0 | 0 | 0 | 0 | 0 | 0 | 0 | 0 | 0 | 0 | 0 | 0 | 0 | 0 | 0 | 0 | 0 | 0 | 0 | 0 | 0 | 0 | 0 | 0 | 0 | 0 | 0 | 0 | 0 | 0 | 0 | 0 | 0 | 0 | 0 | 0 | 0 | 0 | 0 | 0 | 0 | 0 | 0 | 0 | 0 | 0 | 0 | 0 | 0 | 0 | 0 | 0 | 0 | 0 | 0 | 0 | 0 | 0 | 0 | 0 | 0 | 0 | 0 | 0 | 0 | 0 | 0 | 0 | 0 | 0 | 0 | 0 | 0 | 0 | 0 | 0 | 0 | 0 | 0 | 0 | 0 | 0 | 0 | 0 | 0 | 0 | 0 | 0 | 0 | 0 | 0 | 0 | 0 | 0 | 0 | 0 | 0 | 0 | 0 | 0 | 0 | 0 | 0 | 0 | 0 | 0 | 0 | 0 | 0 | 0 | 0 | 0 | 0 | 0 | 0 | 0 | 0 | 0 | 0 | 0 | 0 | 0 | 0 | 0 | 0 | 0 | 0 | 0 | 0 | 0 | 0 | 0 | 0 | 0 | 0 | 0 | 0 | 0 | 0 | 0 | 0 | 0 | 0 | 0 | 0 | 0 | 0 | 0 | 0 | 0 | 0 | 0 | 0 | 0 | 0 | 0 | 0 | 0 | 0 | 0 | 0 | 0 | 0 | 0 | 0 | 0 | 0 | 0 | 0 | 0 | 0 | 0 | 0 | 0 | 0 | 0 | 0 | 0 | 0 | 0 | 0 | 0 | 0 | 0 | 0 | 0 | 0 | 0 | 0 | 0 | 0 | 0 | 0 | 0 | 0 | 0 | 0 | 0 | 0 | 0 | 0 | 0 | 0 | 0 | 0 | 0 | 0 | 0 | 0 | 0 | 0 | 0 | 0 | 0 | 0 | 0 | 0 | 0 | 0 | 0 | 0 | 0 | 0 | 0 | 0 | 0 | 0 | 0 | 0 | 0 | 0 | 0 | 0 | 0 | 0 | 0 | 0 | 0 | 0 | 0 | 0 | 0 | 0 | 0 | 0 | 0 | 0 | 0 | 0 | 0 | 0 | 0 | 0 | 0 | 0 | 0 | 0 | 0 | 0 | 0 | 0 | 0 | 0 | 0 | 0 | 0 | 0 | 0 | 0 | 0 | 0 | 0 | 0 | 0 | 0 | 0 | 0 | 0 | 0 | 0 | 0 | 0 | 0 | 0 | 0 | 0 | 0 | 0 | 0 | 0 | 0 | 0 | 0 | 0 | 0 | 0 | 0 | 0 | 0 | 0 | 0 | 0 | 0 | 0 | 0 | 0 | 0 | 0 | 0 | 0 | 0 | 0 | 0 | 0 | 0 | 0 | 0 | 0 | 0 | 0 | 0 | 0 | 0 | 0 | 0 | 0 | 0 | 0 | 527679.1869 | 529064.695 | 530523.3595 | 532057.1217 | 533667.5491 | 535355.8597 | 537122.943 | 538969.3785 | 540885.0974 | 542860.6837 | 544887.3078 | 546956.6692 | 549060.9458 | 551192.7496 | 553345.0881 | 555511.3302 | 557685.1763 | 559739.6058 | 561684.2668 | 563486.5234 | 565156.0083 | 566701.8243 | 568132.554 | 569456.2735 | 570680.5683 | 132149.8453 | 132496.8264 | 132862.1284 | 133246.2377 | 133649.5466 | 134072.3603 | 134514.9015 | 134977.3153 | 135457.0803 | 135951.8381 | 136459.3777 | 136977.6202 | 137504.6067 | 138038.487 | 138577.51 | 139120.0149 | 139664.4242 | 140178.9272 | 140665.9403 | 141117.2901 | 141535.3892 | 141922.5171 | 142280.8233 | 142612.3303 | 142918.9377
OR_Commercial_Interruptible - Miscellaneous_Existing_Space Heating_Natural Gas_Ducting - Repair and Sealing_A | OR | Commercial | Interruptible - Miscellaneous | Existing | Space Heating | Natural Gas | Ducting - Repair and Sealing | A | OCM853 | 20% Leakage | Sealed | 18 | 0.14099 | 0 | 0 | 0.65 | 0.04 | 0 | 0 | 0.19525 | 0.25 | sqft duct | 15% | 66.67% | Discretionary | Retro1Slow_OR | 84.23% | Central Systems | 0% | 270.2742 |  | 195.8478 |  | 0 | DCT_RPR-All-DEER-1 | DCT_RPR-Cooling-RTF-1 | Building Energy Simulation Tool | 20% Leakage | 20% Leakage | 20% Leakage | 20% Leakage | 20% Leakage | 20% Leakage | 20% Leakage | 20% Leakage | 20% Leakage | 20% Leakage | 20% Leakage | 20% Leakage | 20% Leakage | 20% Leakage | 20% Leakage | 20% Leakage | 20% Leakage | 20% Leakage | 20% Leakage | 20% Leakage | 20% Leakage | 20% Leakage | 20% Leakage | 20% Leakage | 20% Leakage | 20% Leakage | 20% Leakage | Sealed | Sealed | Sealed | Sealed | Sealed | Sealed | Sealed | Sealed | Sealed | Sealed | Sealed | Sealed | Sealed | Sealed | Sealed | Sealed | Sealed | Sealed | Sealed | Sealed | Sealed | Sealed | Sealed | Sealed | Sealed | Sealed | Sealed | 0.65 | 0.65 | 0.65 | 0.65 | 0.65 | 0.65 | 0.65 | 0.65 | 0.65 | 0.65 | 0.65 | 0.65 | 0.65 | 0.65 | 0.65 | 0.65 | 0.65 | 0.65 | 0.65 | 0.65 | 0.65 | 0.65 | 0.65 | 0.65 | 0.65 | 0.65 | 0.65 | 0 | 0 | 0.14943 | 0.14803 | 0.14639 | 0.14467 | 0.14282 | 0.14084 | 0.13871 | 0.13642 | 0.13396 | 0.13137 | 0.12867 | 0.12592 | 0.12318 | 0.12053 | 0.11803 | 0.1158 | 0.11387 | 0.11213 | 0.1106 | 0.10916 | 0.10792 | 0.10672 | 0.10556 | 0.10448 | 0.10343 | 0.014801 | 0.0078893 | 0.026395 | 0.042428 | 0.063579 | 0.089795 | 0.1203 | 0.15337 | 0.18628 | 0.21542 | 0.23671 | 0.24644 | 0.24209 | 0.2233 | 0.19226 | 0.15355 | 0.11285 | 0.081419 | 0.032865 | 0.028782 | 0 | 0 | 0 | 0 | 0 | 0.014801 | 0.022551 | 0.048697 | 0.09055 | 0.15297 | 0.24065 | 0.3573 | 0.50477 | 0.68197 | 0.88418 | 1.1027 | 1.3256 | 1.5389 | 1.7291 | 1.8854 | 2.0034 | 2.0828 | 2.1324 | 2.1362 | 2.1372 | 2.1129 | 2.0894 | 2.0667 | 2.0454 | 2.0249 | 99.0483 | 53.2971 | 180.2987 | 293.2805 | 445.1589 | 637.5626 | 867.2603 | 1124.2825 | 1390.5437 | 1639.7814 | 1839.7282 | 1957.1244 | 1965.2951 | 1852.6221 | 1628.8692 | 1325.9311 | 991.0686 | 726.1198 | 297.1449 | 263.6575 | 0 | 0 | 0 | 0 | 0 | 99.0483 | 152.3454 | 332.644 | 625.9246 | 1071.0835 | 1708.6461 | 2575.9064 | 3700.1889 | 5090.7326 | 6730.514 | 8570.2422 | 10527.3665 | 12492.6617 | 14345.2837 | 15974.1529 | 17300.084 | 18291.1526 | 19017.2724 | 19314.4173 | 19578.0748 | 19578.0748 | 19578.0748 | 19578.0748 | 19578.0748 | 19578.0748 | 0.012659 | 0.0067789 | 0.022803 | 0.036857 | 0.055542 | 0.078896 | 0.10633 | 0.13639 | 0.16671 | 0.19404 | 0.21466 | 0.22499 | 0.22253 | 0.20664 | 0.17908 | 0.14393 | 0.10641 | 0.077211 | 0.031339 | 0.027596 | 0 | 0 | 0 | 0 | 0 | 0.012659 | 0.019377 | 0.042071 | 0.078661 | 0.13364 | 0.21144 | 0.3158 | 0.44889 | 0.61032 | 0.79645 | 0.99996 | 1.2102 | 1.4145 | 1.6001 | 1.7562 | 1.8779 | 1.9639 | 2.0222 | 2.037 | 2.0491 | 2.0365 | 2.0245 | 2.0131 | 2.0021 | 1.9916 | 84.191 | 45.3025 | 153.2539 | 249.2884 | 378.385 | 541.9282 | 737.1712 | 955.6402 | 1181.9622 | 1393.8142 | 1563.7689 | 1663.5557 | 1670.5008 | 1574.7288 | 1384.5388 | 1127.0414 | 842.4083 | 617.2019 | 252.5731 | 224.1089 | 0 | 0 | 0 | 0 | 0 | 84.191 | 129.4936 | 282.7474 | 532.0359 | 910.4209 | 1452.3492 | 2189.5204 | 3145.1606 | 4327.1227 | 5720.9369 | 7284.7058 | 8948.2616 | 10618.7624 | 12193.4912 | 13578.03 | 14705.0714 | 15547.4797 | 16164.6816 | 16417.2547 | 16641.3636 | 16641.3636 | 16641.3636 | 16641.3636 | 16641.3636 | 16641.3636 | 0.012657 | 0.006775 | 0.022781 | 0.036808 | 0.055446 | 0.07873 | 0.10606 | 0.136 | 0.16617 | 0.19334 | 0.21379 | 0.224 | 0.22146 | 0.20557 | 0.17809 | 0.14307 | 0.10574 | 0.076694 | 0.031117 | 0.02739 | 0 | 0 | 0 | 0 | 0 | 0.012657 | 0.019366 | 0.042031 | 0.078556 | 0.13341 | 0.21099 | 0.31501 | 0.44759 | 0.60833 | 0.79355 | 0.99593 | 1.2049 | 1.4077 | 1.5918 | 1.7465 | 1.8667 | 1.9515 | 2.0086 | 2.0226 | 2.0338 | 2.0213 | 2.0094 | 1.998 | 1.9872 | 1.9768 | 84.191 | 45.3025 | 153.2539 | 249.2884 | 378.385 | 541.9282 | 737.1712 | 955.6402 | 1181.9622 | 1393.8142 | 1563.7689 | 1663.5557 | 1670.5008 | 1574.7288 | 1384.5388 | 1127.0414 | 842.4083 | 617.2019 | 252.5731 | 224.1089 | 0 | 0 | 0 | 0 | 0 | 84.191 | 129.4936 | 282.7474 | 532.0359 | 910.4209 | 1452.3492 | 2189.5204 | 3145.1606 | 4327.1227 | 5720.9369 | 7284.7058 | 8948.2616 | 10618.7624 | 12193.4912 | 13578.03 | 14705.0714 | 15547.4797 | 16164.6816 | 16417.2547 | 16641.3636 | 16641.3636 | 16641.3636 | 16641.3636 | 16641.3636 | 16641.3636 | 0.012657 | 0.006775 | 0.022781 | 0.036808 | 0.055446 | 0.07873 | 0.10606 | 0.136 | 0.16617 | 0.19334 | 0.21379 | 0.224 | 0.22146 | 0.20557 | 0.17809 | 0.14307 | 0.10574 | 0.076694 | 0.031117 | 0.02739 | 0 | 0 | 0 | 0 | 0 | 0.012657 | 0.019366 | 0.042031 | 0.078556 | 0.13341 | 0.21099 | 0.31501 | 0.44759 | 0.60833 | 0.79355 | 0.99593 | 1.2049 | 1.4077 | 1.5918 | 1.7465 | 1.8667 | 1.9515 | 2.0086 | 2.0226 | 2.0338 | 2.0213 | 2.0094 | 1.998 | 1.9872 | 1.9768 | 84.191 | 45.3025 | 153.2539 | 249.2884 | 378.385 | 541.9282 | 737.1712 | 955.6402 | 1181.9622 | 1393.8142 | 1563.7689 | 1663.5557 | 1670.5008 | 1574.7288 | 1384.5388 | 1127.0414 | 842.4083 | 617.2019 | 252.5731 | 224.1089 | 0 | 0 | 0 | 0 | 0 | 84.191 | 129.4936 | 282.7474 | 532.0359 | 910.4209 | 1452.3492 | 2189.5204 | 3145.1606 | 4327.1227 | 5720.9369 | 7284.7058 | 8948.2616 | 10618.7624 | 12193.4912 | 13578.03 | 14705.0714 | 15547.4797 | 16164.6816 | 16417.2547 | 16641.3636 | 16641.3636 | 16641.3636 | 16641.3636 | 16641.3636 | 16641.3636 | 261.9725 | 262.6621 | 263.3881 | 264.1515 | 264.9531 | 265.7935 | 266.6731 | 267.5922 | 268.5458 | 269.5292 | 270.538 | 271.5682 | 272.6157 | 273.677 | 274.7485 | 275.827 | 276.9092 | 277.9321 | 278.9003 | 279.7976 | 280.6288 | 281.3985 | 282.1109 | 282.77 | 283.3796 | 189.8322 | 190.3319 | 190.858 | 191.4112 | 191.992 | 192.601 | 193.2383 | 193.9043 | 194.5953 | 195.308 | 196.039 | 196.7855 | 197.5445 | 198.3136 | 199.09 | 199.8715 | 200.6557 | 201.3969 | 202.0985 | 202.7487 | 203.351 | 203.9088 | 204.425 | 204.9026 | 205.3443
OR_Commercial_Interruptible - Miscellaneous_Existing_Space Heating_Natural Gas_Windows - High Efficiency Glazing_A | OR | Commercial | Interruptible - Miscellaneous | Existing | Space Heating | Natural Gas | Windows - High Efficiency Glazing | A | OCM854 | Single Glaze | High Efficiency Glaze | 45 | 0.27353 | 0 | 0 | 22.04 | 0.08 | 0 | 0 | 0.28365 | 0.25 | sqft window | 47.83% | 63.78% | Discretionary | Retro1Slow_OR | 84.23% | Space Heating | 0% | 6792.1667 |  | 3019.2714 |  | 0 | WND_HE-Heating-RTF-v2.1-1 | WND_HE-Heating-RTF-v2.1-1 | Building Energy Simulation Tool | Single Glaze | Single Glaze | Single Glaze | Single Glaze | Single Glaze | Single Glaze | Single Glaze | Single Glaze | Single Glaze | Single Glaze | Single Glaze | Single Glaze | Single Glaze | Single Glaze | Single Glaze | Single Glaze | Single Glaze | Single Glaze | Single Glaze | Single Glaze | Single Glaze | Single Glaze | Single Glaze | Single Glaze | Single Glaze | Single Glaze | Single Glaze | High Efficiency Glaze | High Efficiency Glaze | High Efficiency Glaze | High Efficiency Glaze | High Efficiency Glaze | High Efficiency Glaze | High Efficiency Glaze | High Efficiency Glaze | High Efficiency Glaze | High Efficiency Glaze | High Efficiency Glaze | High Efficiency Glaze | High Efficiency Glaze | High Efficiency Glaze | High Efficiency Glaze | High Efficiency Glaze | High Efficiency Glaze | High Efficiency Glaze | High Efficiency Glaze | High Efficiency Glaze | High Efficiency Glaze | High Efficiency Glaze | High Efficiency Glaze | High Efficiency Glaze | High Efficiency Glaze | High Efficiency Glaze | High Efficiency Glaze | 22.04 | 22.04 | 22.04 | 22.04 | 22.04 | 22.04 | 22.04 | 22.04 | 22.04 | 22.04 | 22.04 | 22.04 | 22.04 | 22.04 | 22.04 | 22.04 | 22.04 | 22.04 | 22.04 | 22.04 | 22.04 | 22.04 | 22.04 | 22.04 | 22.04 | 22.04 | 22.04 | 0 | 0 | 0.28809 | 0.28241 | 0.27606 | 0.26996 | 0.26399 | 0.25765 | 0.25082 | 0.24352 | 0.23587 | 0.22803 | 0.22025 | 0.21264 | 0.20532 | 0.19845 | 0.19222 | 0.18686 | 0.1824 | 0.17853 | 0.17538 | 0.17245 | 0.17048 | 0.16858 | 0.16673 | 0.16501 | 0.16335 | 0.0046032 | 0.0024282 | 0.0080296 | 0.012772 | 0.018958 | 0.0265 | 0.035092 | 0.044168 | 0.052911 | 0.060321 | 0.065368 | 0.067135 | 0.065095 | 0.059311 | 0.05051 | 0.03997 | 0.029162 | 0.020913 | 0.01121 | 0.0088174 | 0 | 0 | 0 | 0 | 0 | 0.0046032 | 0.0069407 | 0.014814 | 0.027259 | 0.045615 | 0.071019 | 0.10423 | 0.14536 | 0.19371 | 0.24759 | 0.30451 | 0.36112 | 0.41379 | 0.45926 | 0.49534 | 0.52151 | 0.53821 | 0.54772 | 0.54927 | 0.54888 | 0.54262 | 0.53657 | 0.5307 | 0.52523 | 0.51993 | 15.9786 | 8.598 | 29.0861 | 47.3125 | 71.8137 | 102.8526 | 139.9077 | 181.3709 | 224.3246 | 264.532 | 296.7877 | 315.7262 | 317.0443 | 298.8677 | 262.7716 | 213.9012 | 159.8807 | 117.1387 | 63.9145 | 51.1316 | 0 | 0 | 0 | 0 | 0 | 15.9786 | 24.5766 | 53.6626 | 100.9751 | 172.7888 | 275.6413 | 415.549 | 596.92 | 821.2446 | 1085.7765 | 1382.5642 | 1698.2904 | 2015.3348 | 2314.2025 | 2576.9741 | 2790.8753 | 2950.7559 | 3067.8947 | 3131.8091 | 3182.9407 | 3182.9407 | 3182.9407 | 3182.9407 | 3182.9407 | 3182.9407 | 0.0039409 | 0.0020917 | 0.0069667 | 0.011161 | 0.016683 | 0.02349 | 0.031346 | 0.039773 | 0.048049 | 0.055256 | 0.060408 | 0.062591 | 0.061224 | 0.056266 | 0.048314 | 0.038527 | 0.028308 | 0.020437 | 0.011022 | 0.0087223 | 0 | 0 | 0 | 0 | 0 | 0.0039409 | 0.0059788 | 0.012853 | 0.023819 | 0.04014 | 0.062954 | 0.093103 | 0.1309 | 0.17591 | 0.2268 | 0.2814 | 0.33668 | 0.38918 | 0.43568 | 0.47381 | 0.50269 | 0.52246 | 0.53524 | 0.54007 | 0.54296 | 0.5396 | 0.5364 | 0.53335 | 0.53044 | 0.52764 | 13.5818 | 7.3083 | 24.7231 | 40.2156 | 61.0416 | 87.4247 | 118.9216 | 154.1653 | 190.6759 | 224.8522 | 252.2695 | 268.3673 | 269.4877 | 254.0376 | 223.3559 | 181.816 | 135.8986 | 99.5679 | 54.3273 | 43.4618 | 0 | 0 | 0 | 0 | 0 | 13.5818 | 20.8901 | 45.6132 | 85.8288 | 146.8705 | 234.2951 | 353.2167 | 507.382 | 698.0579 | 922.9101 | 1175.1796 | 1443.5469 | 1713.0345 | 1967.0721 | 2190.428 | 2372.244 | 2508.1426 | 2607.7105 | 2662.0378 | 2705.4996 | 2705.4996 | 2705.4996 | 2705.4996 | 2705.4996 | 2705.4996 | 0 | 0 | 0 | 0 | 0 | 0 | 0 | 0 | 0 | 0 | 0 | 0 | 0 | 0 | 0 | 0 | 0 | 0 | 0 | 0 | 0 | 0 | 0 | 0 | 0 | 0 | 0 | 0 | 0 | 0 | 0 | 0 | 0 | 0 | 0 | 0 | 0 | 0 | 0 | 0 | 0 | 0 | 0 | 0 | 0 | 0 | 0 | 0 | 0 | 0 | 0 | 0 | 0 | 0 | 0 | 0 | 0 | 0 | 0 | 0 | 0 | 0 | 0 | 0 | 0 | 0 | 0 | 0 | 0 | 0 | 0 | 0 | 0 | 0 | 0 | 0 | 0 | 0 | 0 | 0 | 0 | 0 | 0 | 0 | 0 | 0 | 0 | 0 | 0 | 0 | 0 | 0 | 0 | 0 | 0 | 0 | 0 | 0 | 0 | 0 | 0 | 0 | 0 | 0 | 0 | 0 | 0 | 0 | 0 | 0 | 0 | 0 | 0 | 0 | 0 | 0 | 0 | 0 | 0 | 0 | 0 | 0 | 0 | 0 | 0 | 0 | 0 | 0 | 0 | 0 | 0 | 0 | 0 | 0 | 0 | 0 | 0 | 0 | 0 | 0 | 0 | 0 | 0 | 0 | 0 | 0 | 0 | 0 | 0 | 0 | 0 | 0 | 0 | 0 | 0 | 0 | 0 | 0 | 0 | 0 | 0 | 0 | 0 | 0 | 0 | 0 | 0 | 0 | 0 | 0 | 0 | 0 | 0 | 0 | 0 | 0 | 0 | 0 | 0 | 0 | 0 | 0 | 0 | 0 | 0 | 0 | 0 | 0 | 0 | 0 | 0 | 0 | 0 | 0 | 0 | 0 | 0 | 0 | 0 | 0 | 6584.0677 | 6601.3552 | 6619.5556 | 6638.693 | 6658.7869 | 6679.8527 | 6701.9013 | 6724.94 | 6748.8432 | 6773.4934 | 6798.7804 | 6824.6007 | 6850.8566 | 6877.456 | 6904.3116 | 6931.3407 | 6958.4646 | 6984.0986 | 7008.3629 | 7030.8504 | 7051.6812 | 7070.969 | 7088.8208 | 7105.3374 | 7120.6134 | 2926.7667 | 2934.4514 | 2942.5419 | 2951.0489 | 2959.9811 | 2969.3453 | 2979.1464 | 2989.3876 | 3000.0131 | 3010.9707 | 3022.2113 | 3033.689 | 3045.3604 | 3057.1844 | 3069.1223 | 3081.1374 | 3093.1946 | 3104.5894 | 3115.3755 | 3125.3717 | 3134.6315 | 3143.2053 | 3151.1408 | 3158.4828 | 3165.2734
OR_Commercial_Interruptible - Miscellaneous_Existing_Space Heating_Natural Gas_Windows - Secondary Glazing Systems_A | OR | Commercial | Interruptible - Miscellaneous | Existing | Space Heating | Natural Gas | Windows - Secondary Glazing Systems | A | OCM855 | Windows rated to U-Factor 0.62 and SHGC 0.27. | Windows rated to U-Factor 0.4 and SHGC 0.2. | 30 | 1.0926 | 0 | 0 | 37.69 | 0.32 | 0 | 0 | 0.28365 | 0.25 | sqft window | 47.83% | 63.78% | Discretionary | Retro1Slow_OR | 84.23% | Space Heating | 0% | 3045.8793 |  | 1419.921 |  | 0 | RTF - ComSecondaryGlazingSystems_v1_1 | RTF - ComSecondaryGlazingSystems_v1_1 | RTF - ComSecondaryGlazingSystems_v1_1 | Windows rated to U-Factor 0.62 and SHGC 0.27. | Windows rated to U-Factor 0.62 and SHGC 0.27. | Windows rated to U-Factor 0.62 and SHGC 0.27. | Windows rated to U-Factor 0.62 and SHGC 0.27. | Windows rated to U-Factor 0.62 and SHGC 0.27. | Windows rated to U-Factor 0.62 and SHGC 0.27. | Windows rated to U-Factor 0.62 and SHGC 0.27. | Windows rated to U-Factor 0.62 and SHGC 0.27. | Windows rated to U-Factor 0.62 and SHGC 0.27. | Windows rated to U-Factor 0.62 and SHGC 0.27. | Windows rated to U-Factor 0.62 and SHGC 0.27. | Windows rated to U-Factor 0.62 and SHGC 0.27. | Windows rated to U-Factor 0.62 and SHGC 0.27. | Windows rated to U-Factor 0.62 and SHGC 0.27. | Windows rated to U-Factor 0.62 and SHGC 0.27. | Windows rated to U-Factor 0.62 and SHGC 0.27. | Windows rated to U-Factor 0.62 and SHGC 0.27. | Windows rated to U-Factor 0.62 and SHGC 0.27. | Windows rated to U-Factor 0.62 and SHGC 0.27. | Windows rated to U-Factor 0.62 and SHGC 0.27. | Windows rated to U-Factor 0.62 and SHGC 0.27. | Windows rated to U-Factor 0.62 and SHGC 0.27. | Windows rated to U-Factor 0.62 and SHGC 0.27. | Windows rated to U-Factor 0.62 and SHGC 0.27. | Windows rated to U-Factor 0.62 and SHGC 0.27. | Windows rated to U-Factor 0.62 and SHGC 0.27. | Windows rated to U-Factor 0.62 and SHGC 0.27. | Windows rated to U-Factor 0.4 and SHGC 0.2. | Windows rated to U-Factor 0.4 and SHGC 0.2. | Windows rated to U-Factor 0.4 and SHGC 0.2. | Windows rated to U-Factor 0.4 and SHGC 0.2. | Windows rated to U-Factor 0.4 and SHGC 0.2. | Windows rated to U-Factor 0.4 and SHGC 0.2. | Windows rated to U-Factor 0.4 and SHGC 0.2. | Windows rated to U-Factor 0.4 and SHGC 0.2. | Windows rated to U-Factor 0.4 and SHGC 0.2. | Windows rated to U-Factor 0.4 and SHGC 0.2. | Windows rated to U-Factor 0.4 and SHGC 0.2. | Windows rated to U-Factor 0.4 and SHGC 0.2. | Windows rated to U-Factor 0.4 and SHGC 0.2. | Windows rated to U-Factor 0.4 and SHGC 0.2. | Windows rated to U-Factor 0.4 and SHGC 0.2. | Windows rated to U-Factor 0.4 and SHGC 0.2. | Windows rated to U-Factor 0.4 and SHGC 0.2. | Windows rated to U-Factor 0.4 and SHGC 0.2. | Windows rated to U-Factor 0.4 and SHGC 0.2. | Windows rated to U-Factor 0.4 and SHGC 0.2. | Windows rated to U-Factor 0.4 and SHGC 0.2. | Windows rated to U-Factor 0.4 and SHGC 0.2. | Windows rated to U-Factor 0.4 and SHGC 0.2. | Windows rated to U-Factor 0.4 and SHGC 0.2. | Windows rated to U-Factor 0.4 and SHGC 0.2. | Windows rated to U-Factor 0.4 and SHGC 0.2. | Windows rated to U-Factor 0.4 and SHGC 0.2. | 37.69 | 37.69 | 37.69 | 37.69 | 37.69 | 37.69 | 37.69 | 37.69 | 37.69 | 37.69 | 37.69 | 37.69 | 37.69 | 37.69 | 37.69 | 37.69 | 37.69 | 37.69 | 37.69 | 37.69 | 37.69 | 37.69 | 37.69 | 37.69 | 37.69 | 37.69 | 37.69 | 0 | 0 | 1.1507 | 1.128 | 1.1025 | 1.0778 | 1.0536 | 1.0278 | 0.99982 | 0.96984 | 0.93829 | 0.90589 | 0.87368 | 0.84212 | 0.81182 | 0.78348 | 0.75785 | 0.73593 | 0.71775 | 0.70212 | 0.68952 | 0.67778 | 0.67005 | 0.66257 | 0.65533 | 0.64857 | 0.64203 | 0.018387 | 0.0096983 | 0.032066 | 0.050995 | 0.075664 | 0.10571 | 0.13988 | 0.1759 | 0.21048 | 0.23964 | 0.2593 | 0.26588 | 0.25738 | 0.23416 | 0.19914 | 0.15742 | 0.11475 | 0.082245 | 0.04407 | 0.034656 | 0 | 0 | 0 | 0 | 0 | 0.018387 | 0.027722 | 0.059161 | 0.10883 | 0.18205 | 0.2833 | 0.41547 | 0.57892 | 0.77057 | 0.9836 | 1.2079 | 1.4302 | 1.6361 | 1.8131 | 1.953 | 2.0539 | 2.1179 | 2.154 | 2.1594 | 2.1573 | 2.1327 | 2.1089 | 2.0859 | 2.0644 | 2.0435 | 15.9786 | 8.598 | 29.0861 | 47.3125 | 71.8137 | 102.8526 | 139.9077 | 181.3709 | 224.3246 | 264.532 | 296.7877 | 315.7262 | 317.0443 | 298.8677 | 262.7716 | 213.9012 | 159.8807 | 117.1387 | 63.9145 | 51.1316 | 0 | 0 | 0 | 0 | 0 | 15.9786 | 24.5766 | 53.6626 | 100.9751 | 172.7888 | 275.6413 | 415.549 | 596.92 | 821.2446 | 1085.7765 | 1382.5642 | 1698.2904 | 2015.3348 | 2314.2025 | 2576.9741 | 2790.8753 | 2950.7559 | 3067.8947 | 3131.8091 | 3182.9407 | 3182.9407 | 3182.9407 | 3182.9407 | 3182.9407 | 3182.9407 | 0.015741 | 0.0083544 | 0.027823 | 0.044563 | 0.066591 | 0.093724 | 0.12499 | 0.15847 | 0.19126 | 0.2197 | 0.23987 | 0.2482 | 0.24245 | 0.22253 | 0.19086 | 0.15206 | 0.11165 | 0.080562 | 0.043436 | 0.034366 | 0 | 0 | 0 | 0 | 0 | 0.015741 | 0.02388 | 0.051332 | 0.095106 | 0.16022 | 0.25118 | 0.37125 | 0.52155 | 0.7002 | 0.90174 | 1.1174 | 1.3351 | 1.5412 | 1.7231 | 1.8718 | 1.984 | 2.0606 | 2.1099 | 2.1284 | 2.1393 | 2.1261 | 2.1135 | 2.1014 | 2.09 | 2.0789 | 13.5818 | 7.3083 | 24.7231 | 40.2156 | 61.0416 | 87.4247 | 118.9216 | 154.1653 | 190.6759 | 224.8522 | 252.2695 | 268.3673 | 269.4877 | 254.0376 | 223.3559 | 181.816 | 135.8986 | 99.5679 | 54.3273 | 43.4618 | 0 | 0 | 0 | 0 | 0 | 13.5818 | 20.8901 | 45.6132 | 85.8288 | 146.8705 | 234.2951 | 353.2167 | 507.382 | 698.0579 | 922.9101 | 1175.1796 | 1443.5469 | 1713.0345 | 1967.0721 | 2190.428 | 2372.244 | 2508.1426 | 2607.7105 | 2662.0378 | 2705.4996 | 2705.4996 | 2705.4996 | 2705.4996 | 2705.4996 | 2705.4996 | 0 | 0 | 0 | 0 | 0 | 0 | 0 | 0 | 0 | 0 | 0 | 0 | 0 | 0 | 0 | 0 | 0 | 0 | 0 | 0 | 0 | 0 | 0 | 0 | 0 | 0 | 0 | 0 | 0 | 0 | 0 | 0 | 0 | 0 | 0 | 0 | 0 | 0 | 0 | 0 | 0 | 0 | 0 | 0 | 0 | 0 | 0 | 0 | 0 | 0 | 0 | 0 | 0 | 0 | 0 | 0 | 0 | 0 | 0 | 0 | 0 | 0 | 0 | 0 | 0 | 0 | 0 | 0 | 0 | 0 | 0 | 0 | 0 | 0 | 0 | 0 | 0 | 0 | 0 | 0 | 0 | 0 | 0 | 0 | 0 | 0 | 0 | 0 | 0 | 0 | 0 | 0 | 0 | 0 | 0 | 0 | 0 | 0 | 0 | 0 | 0.015747 | 0.0083601 | 0.027854 | 0.044635 | 0.06675 | 0.094027 | 0.12551 | 0.15931 | 0.19251 | 0.22142 | 0.24209 | 0.25082 | 0.24529 | 0.22536 | 0.19343 | 0.15419 | 0.11325 | 0.081727 | 0.04406 | 0.034854 | 0 | 0 | 0 | 0 | 0 | 0.015747 | 0.023897 | 0.05139 | 0.09526 | 0.16061 | 0.25199 | 0.37279 | 0.5243 | 0.70477 | 0.90884 | 1.1277 | 1.3491 | 1.5592 | 1.745 | 1.897 | 2.0118 | 2.0901 | 2.1404 | 2.1589 | 2.1697 | 2.1562 | 2.1434 | 2.1312 | 2.1196 | 2.1084 | 13.5818 | 7.3083 | 24.7231 | 40.2156 | 61.0416 | 87.4247 | 118.9216 | 154.1653 | 190.6759 | 224.8522 | 252.2695 | 268.3673 | 269.4877 | 254.0376 | 223.3559 | 181.816 | 135.8986 | 99.5679 | 54.3273 | 43.4618 | 0 | 0 | 0 | 0 | 0 | 13.5818 | 20.8901 | 45.6132 | 85.8288 | 146.8705 | 234.2951 | 353.2167 | 507.382 | 698.0579 | 922.9101 | 1175.1796 | 1443.5469 | 1713.0345 | 1967.0721 | 2190.428 | 2372.244 | 2508.1426 | 2607.7105 | 2662.0378 | 2705.4996 | 2705.4996 | 2705.4996 | 2705.4996 | 2705.4996 | 2705.4996 | 2952.5594 | 2960.3118 | 2968.4736 | 2977.0555 | 2986.0665 | 2995.5132 | 3005.4007 | 3015.7321 | 3026.4513 | 3037.5054 | 3048.8451 | 3060.424 | 3072.1982 | 3084.1264 | 3096.1695 | 3108.2905 | 3120.4539 | 3131.9492 | 3142.8303 | 3152.9146 | 3162.256 | 3170.9054 | 3178.9108 | 3186.3175 | 3193.1679 | 1376.4174 | 1380.0314 | 1383.8362 | 1387.8369 | 1392.0376 | 1396.4415 | 1401.0508 | 1405.8671 | 1410.8641 | 1416.0173 | 1421.3037 | 1426.7015 | 1432.1903 | 1437.751 | 1443.3652 | 1449.0157 | 1454.6861 | 1460.0449 | 1465.1175 | 1469.8185 | 1474.1733 | 1478.2054 | 1481.9374 | 1485.3902 | 1488.5837
OR_Commercial_Interruptible - Miscellaneous_Existing_Space Heating_Natural Gas_HVAC - Energy Recovery Ventilator_A | OR | Commercial | Interruptible - Miscellaneous | Existing | Space Heating | Natural Gas | HVAC - Energy Recovery Ventilator | A | OCM856 | No ERV | ERV | 20 | 0.21075 | 0 | 0 | 1.09 | 0 | 0 | 0 | 0.28365 | 0.25 | sqft | 5% | 15% | Discretionary | RetroEven20_OR | 82.88% | Space Heating | 0% | 585.3327 |  | 249.8879 |  | 0 | HRV-Cooling/Heating-E3T-1 | HRV-Cooling/Heating-E3T-1 | HRV-Cooling/Heating-E3T-1 | No ERV | No ERV | No ERV | No ERV | No ERV | No ERV | No ERV | No ERV | No ERV | No ERV | No ERV | No ERV | No ERV | No ERV | No ERV | No ERV | No ERV | No ERV | No ERV | No ERV | No ERV | No ERV | No ERV | No ERV | No ERV | No ERV | No ERV | ERV | ERV | ERV | ERV | ERV | ERV | ERV | ERV | ERV | ERV | ERV | ERV | ERV | ERV | ERV | ERV | ERV | ERV | ERV | ERV | ERV | ERV | ERV | ERV | ERV | ERV | ERV | 1.09 | 1.09 | 1.09 | 1.09 | 1.09 | 1.09 | 1.09 | 1.09 | 1.09 | 1.09 | 1.09 | 1.09 | 1.09 | 1.09 | 1.09 | 1.09 | 1.09 | 1.09 | 1.09 | 1.09 | 1.09 | 1.09 | 1.09 | 1.09 | 1.09 | 1.09 | 1.09 | 0 | 0 | 0.22331 | 0.22118 | 0.21863 | 0.21587 | 0.21285 | 0.20953 | 0.20585 | 0.20181 | 0.1974 | 0.19267 | 0.18772 | 0.18268 | 0.17771 | 0.17297 | 0.16859 | 0.16479 | 0.1616 | 0.15881 | 0.15652 | 0.15438 | 0.15262 | 0.15093 | 0.14929 | 0.14775 | 0.14627 | 0.043067 | 0.087557 | 0.086549 | 0.085458 | 0.084263 | 0.082945 | 0.08149 | 0.079889 | 0.078144 | 0.076273 | 0.074314 | 0.072318 | 0.07035 | 0.068472 | 0.066739 | 0.065236 | 0.063972 | 0.062869 | 0.061963 | 0.061114 | 0 | 0 | 0 | 0 | 0 | 0.043067 | 0.13021 | 0.21526 | 0.29801 | 0.3781 | 0.45513 | 0.52864 | 0.59815 | 0.66322 | 0.72361 | 0.77935 | 0.83073 | 0.87847 | 0.9235 | 0.96686 | 1.0103 | 1.0547 | 1.0994 | 1.1455 | 1.1909 | 1.1774 | 1.1643 | 1.1517 | 1.1398 | 1.1284 | 192.8601 | 395.8706 | 395.8706 | 395.8706 | 395.8706 | 395.8706 | 395.8706 | 395.8706 | 395.8706 | 395.8706 | 395.8706 | 395.8706 | 395.8706 | 395.8706 | 395.8706 | 395.8706 | 395.8706 | 395.8706 | 395.8706 | 395.8706 | 0 | 0 | 0 | 0 | 0 | 192.8601 | 588.7307 | 984.6013 | 1380.472 | 1776.3426 | 2172.2132 | 2568.0838 | 2963.9545 | 3359.8251 | 3755.6957 | 4151.5664 | 4547.437 | 4943.3076 | 5339.1783 | 5735.0489 | 6130.9195 | 6526.7902 | 6922.6608 | 7318.5314 | 7714.4021 | 7714.4021 | 7714.4021 | 7714.4021 | 7714.4021 | 7714.4021 | 0.036837 | 0.075239 | 0.074783 | 0.074257 | 0.073645 | 0.072931 | 0.072104 | 0.071157 | 0.070086 | 0.068904 | 0.067638 | 0.066325 | 0.065015 | 0.063759 | 0.0626 | 0.061611 | 0.060802 | 0.060116 | 0.059585 | 0.059097 | 0 | 0 | 0 | 0 | 0 | 0.036837 | 0.11189 | 0.186 | 0.25895 | 0.33046 | 0.40018 | 0.46775 | 0.53276 | 0.59483 | 0.6537 | 0.70933 | 0.76189 | 0.81186 | 0.85993 | 0.9069 | 0.95417 | 1.0025 | 1.0513 | 1.1016 | 1.1516 | 1.1445 | 1.1378 | 1.1314 | 1.1252 | 1.1194 | 163.931 | 336.49 | 336.49 | 336.49 | 336.49 | 336.49 | 336.49 | 336.49 | 336.49 | 336.49 | 336.49 | 336.49 | 336.49 | 336.49 | 336.49 | 336.49 | 336.49 | 336.49 | 336.49 | 336.49 | 0 | 0 | 0 | 0 | 0 | 163.931 | 500.4211 | 836.9111 | 1173.4012 | 1509.8912 | 1846.3812 | 2182.8713 | 2519.3613 | 2855.8513 | 3192.3414 | 3528.8314 | 3865.3215 | 4201.8115 | 4538.3015 | 4874.7916 | 5211.2816 | 5547.7717 | 5884.2617 | 6220.7517 | 6557.2418 | 6557.2418 | 6557.2418 | 6557.2418 | 6557.2418 | 6557.2418 | 0.03683 | 0.075195 | 0.074711 | 0.074157 | 0.073517 | 0.072777 | 0.071924 | 0.070952 | 0.069857 | 0.068653 | 0.067365 | 0.066033 | 0.064704 | 0.063429 | 0.062252 | 0.061245 | 0.060418 | 0.059713 | 0.059163 | 0.058656 | 0 | 0 | 0 | 0 | 0 | 0.03683 | 0.11183 | 0.18582 | 0.2586 | 0.32989 | 0.39934 | 0.46659 | 0.53123 | 0.59289 | 0.65132 | 0.70647 | 0.75853 | 0.80797 | 0.85548 | 0.90185 | 0.94851 | 0.99612 | 1.0442 | 1.0938 | 1.143 | 1.136 | 1.1293 | 1.1229 | 1.1168 | 1.111 | 163.931 | 336.49 | 336.49 | 336.49 | 336.49 | 336.49 | 336.49 | 336.49 | 336.49 | 336.49 | 336.49 | 336.49 | 336.49 | 336.49 | 336.49 | 336.49 | 336.49 | 336.49 | 336.49 | 336.49 | 0 | 0 | 0 | 0 | 0 | 163.931 | 500.4211 | 836.9111 | 1173.4012 | 1509.8912 | 1846.3812 | 2182.8713 | 2519.3613 | 2855.8513 | 3192.3414 | 3528.8314 | 3865.3215 | 4201.8115 | 4538.3015 | 4874.7916 | 5211.2816 | 5547.7717 | 5884.2617 | 6220.7517 | 6557.2418 | 6557.2418 | 6557.2418 | 6557.2418 | 6557.2418 | 6557.2418 | 0.03683 | 0.075195 | 0.074711 | 0.074157 | 0.073517 | 0.072777 | 0.071924 | 0.070952 | 0.069857 | 0.068653 | 0.067365 | 0.066033 | 0.064704 | 0.063429 | 0.062252 | 0.061245 | 0.060418 | 0.059713 | 0.059163 | 0.058656 | 0 | 0 | 0 | 0 | 0 | 0.03683 | 0.11183 | 0.18582 | 0.2586 | 0.32989 | 0.39934 | 0.46659 | 0.53123 | 0.59289 | 0.65132 | 0.70647 | 0.75853 | 0.80797 | 0.85548 | 0.90185 | 0.94851 | 0.99612 | 1.0442 | 1.0938 | 1.143 | 1.136 | 1.1293 | 1.1229 | 1.1168 | 1.111 | 163.931 | 336.49 | 336.49 | 336.49 | 336.49 | 336.49 | 336.49 | 336.49 | 336.49 | 336.49 | 336.49 | 336.49 | 336.49 | 336.49 | 336.49 | 336.49 | 336.49 | 336.49 | 336.49 | 336.49 | 0 | 0 | 0 | 0 | 0 | 163.931 | 500.4211 | 836.9111 | 1173.4012 | 1509.8912 | 1846.3812 | 2182.8713 | 2519.3613 | 2855.8513 | 3192.3414 | 3528.8314 | 3865.3215 | 4201.8115 | 4538.3015 | 4874.7916 | 5211.2816 | 5547.7717 | 5884.2617 | 6220.7517 | 6557.2418 | 6557.2418 | 6557.2418 | 6557.2418 | 6557.2418 | 6557.2418 | 567.3992 | 568.889 | 570.4574 | 572.1067 | 573.8383 | 575.6537 | 577.5538 | 579.5392 | 581.5991 | 583.7234 | 585.9026 | 588.1277 | 590.3904 | 592.6827 | 594.997 | 597.3263 | 599.6638 | 601.8729 | 603.9639 | 605.9019 | 607.697 | 609.3592 | 610.8976 | 612.321 | 613.6374 | 242.2318 | 242.8679 | 243.5375 | 244.2415 | 244.9808 | 245.7558 | 246.567 | 247.4146 | 248.294 | 249.2009 | 250.1312 | 251.0812 | 252.0472 | 253.0258 | 254.0138 | 255.0082 | 256.0061 | 256.9492 | 257.8419 | 258.6692 | 259.4356 | 260.1452 | 260.802 | 261.4097 | 261.9717
OR_Commercial_Interruptible - Miscellaneous_Existing_Space Heating_Natural Gas_Building Shell - Air Sealing (Infiltration Control)_A | OR | Commercial | Interruptible - Miscellaneous | Existing | Space Heating | Natural Gas | Building Shell - Air Sealing (Infiltration Control) | A | OCM857 | Building with air infiltration. | Air sealing to reduce air infiltration. | 10 | 2.4324 | 0 | 0 | 8 | 0.71 | 0 | 0 | 0.28365 | 0.25 | foot door | 45% | 66.67% | Discretionary | Retro1Slow_OR | 84.23% | Space Heating | 0% | 282.9065 |  | 240.3635 |  | 0 | IL TRM - CI-MSC-WTST-V01-200101 | IL TRM - CI-MSC-WTST-V01-200101 | IL TRM - CI-MSC-WTST-V01-200101 | Building with air infiltration. | Building with air infiltration. | Building with air infiltration. | Building with air infiltration. | Building with air infiltration. | Building with air infiltration. | Building with air infiltration. | Building with air infiltration. | Building with air infiltration. | Building with air infiltration. | Building with air infiltration. | Building with air infiltration. | Building with air infiltration. | Building with air infiltration. | Building with air infiltration. | Building with air infiltration. | Building with air infiltration. | Building with air infiltration. | Building with air infiltration. | Building with air infiltration. | Building with air infiltration. | Building with air infiltration. | Building with air infiltration. | Building with air infiltration. | Building with air infiltration. | Building with air infiltration. | Building with air infiltration. | Air sealing to reduce air infiltration. | Air sealing to reduce air infiltration. | Air sealing to reduce air infiltration. | Air sealing to reduce air infiltration. | Air sealing to reduce air infiltration. | Air sealing to reduce air infiltration. | Air sealing to reduce air infiltration. | Air sealing to reduce air infiltration. | Air sealing to reduce air infiltration. | Air sealing to reduce air infiltration. | Air sealing to reduce air infiltration. | Air sealing to reduce air infiltration. | Air sealing to reduce air infiltration. | Air sealing to reduce air infiltration. | Air sealing to reduce air infiltration. | Air sealing to reduce air infiltration. | Air sealing to reduce air infiltration. | Air sealing to reduce air infiltration. | Air sealing to reduce air infiltration. | Air sealing to reduce air infiltration. | Air sealing to reduce air infiltration. | Air sealing to reduce air infiltration. | Air sealing to reduce air infiltration. | Air sealing to reduce air infiltration. | Air sealing to reduce air infiltration. | Air sealing to reduce air infiltration. | Air sealing to reduce air infiltration. | 8 | 8 | 8 | 8 | 8 | 8 | 8 | 8 | 8 | 8 | 8 | 8 | 8 | 8 | 8 | 8 | 8 | 8 | 8 | 8 | 8 | 8 | 8 | 8 | 8 | 8 | 8 | 0 | 0 | 2.5775 | 2.5529 | 2.5236 | 2.4919 | 2.4573 | 2.4192 | 2.3772 | 2.3311 | 2.2808 | 2.227 | 2.1706 | 2.1131 | 2.0564 | 2.0022 | 1.952 | 1.9083 | 1.8714 | 1.8391 | 1.8126 | 1.7878 | 1.7675 | 1.7478 | 1.7288 | 1.7111 | 1.6939 | 0.0012063 | 0.00064289 | 0.0021499 | 0.0034532 | 0.0051687 | 0.0072878 | 0.0097414 | 0.012383 | 0.014986 | 0.017255 | 0.017853 | 0.019009 | 0.017344 | 0.014752 | 0.010918 | 0.0062069 | 0.0010948 | 0 | 0 | 0 | 0 | 0 | 0 | 0 | 0 | 0.0012063 | 0.0018377 | 0.0039664 | 0.0073699 | 0.012436 | 0.019531 | 0.028934 | 0.040755 | 0.054862 | 0.070822 | 0.086881 | 0.10359 | 0.11815 | 0.12979 | 0.13745 | 0.14059 | 0.13896 | 0.13656 | 0.1346 | 0.13275 | 0.13124 | 0.12979 | 0.12837 | 0.12705 | 0.12578 | 0.46801 | 0.25183 | 0.85192 | 1.3858 | 2.1034 | 3.0125 | 4.0978 | 5.3123 | 6.5704 | 7.748 | 8.2248 | 8.9957 | 8.4342 | 7.3679 | 5.5931 | 3.2526 | 0.585 | 0 | 0 | 0 | 0 | 0 | 0 | 0 | 0 | 0.46801 | 0.71984 | 1.5718 | 2.9575 | 5.0609 | 8.0734 | 12.1713 | 17.4835 | 24.0539 | 31.8019 | 40.0267 | 49.0224 | 57.4566 | 64.8245 | 70.4176 | 73.6702 | 74.2552 | 74.2552 | 74.2552 | 74.2552 | 74.2552 | 74.2552 | 74.2552 | 74.2552 | 74.2552 | 0.0010318 | 0.00055244 | 0.0018576 | 0.0030005 | 0.0045172 | 0.0064076 | 0.0086187 | 0.011028 | 0.013438 | 0.015584 | 0.016244 | 0.017428 | 0.016023 | 0.013731 | 0.010236 | 0.0058591 | 0.00104 | 0 | 0 | 0 | 0 | 0 | 0 | 0 | 0 | 0.0010318 | 0.0015791 | 0.0034272 | 0.0064038 | 0.010869 | 0.017172 | 0.025599 | 0.036296 | 0.049197 | 0.063966 | 0.079055 | 0.094975 | 0.10915 | 0.1208 | 0.12887 | 0.13271 | 0.13201 | 0.13052 | 0.12937 | 0.12831 | 0.12752 | 0.12677 | 0.12605 | 0.12537 | 0.12471 | 0.39781 | 0.21406 | 0.72413 | 1.1779 | 1.7879 | 2.5606 | 3.4832 | 4.5154 | 5.5848 | 6.5858 | 6.9911 | 7.6463 | 7.1691 | 6.2628 | 4.7541 | 2.7647 | 0.49725 | 0 | 0 | 0 | 0 | 0 | 0 | 0 | 0 | 0.39781 | 0.61186 | 1.336 | 2.5139 | 4.3018 | 6.8624 | 10.3456 | 14.861 | 20.4458 | 27.0317 | 34.0227 | 41.669 | 48.8381 | 55.1008 | 59.8549 | 62.6196 | 63.1169 | 63.1169 | 63.1169 | 63.1169 | 63.1169 | 63.1169 | 63.1169 | 63.1169 | 63.1169 | 0.0010316 | 0.00055212 | 0.0018558 | 0.0029965 | 0.0045094 | 0.0063941 | 0.0085972 | 0.010997 | 0.013394 | 0.015527 | 0.016179 | 0.017351 | 0.015946 | 0.013659 | 0.010179 | 0.0058243 | 0.0010334 | 0 | 0 | 0 | 0 | 0 | 0 | 0 | 0 | 0.0010316 | 0.0015782 | 0.0034239 | 0.0063952 | 0.01085 | 0.017136 | 0.025535 | 0.036191 | 0.049036 | 0.063733 | 0.078736 | 0.094556 | 0.10863 | 0.12018 | 0.12815 | 0.13192 | 0.13117 | 0.12964 | 0.12845 | 0.12735 | 0.12656 | 0.12582 | 0.12511 | 0.12443 | 0.12378 | 0.39781 | 0.21406 | 0.72413 | 1.1779 | 1.7879 | 2.5606 | 3.4832 | 4.5154 | 5.5848 | 6.5858 | 6.9911 | 7.6463 | 7.1691 | 6.2628 | 4.7541 | 2.7647 | 0.49725 | 0 | 0 | 0 | 0 | 0 | 0 | 0 | 0 | 0.39781 | 0.61186 | 1.336 | 2.5139 | 4.3018 | 6.8624 | 10.3456 | 14.861 | 20.4458 | 27.0317 | 34.0227 | 41.669 | 48.8381 | 55.1008 | 59.8549 | 62.6196 | 63.1169 | 63.1169 | 63.1169 | 63.1169 | 63.1169 | 63.1169 | 63.1169 | 63.1169 | 63.1169 | 0.0010316 | 0.00055212 | 0.0018558 | 0.0029965 | 0.0045094 | 0.0063941 | 0.0085972 | 0.010997 | 0.013394 | 0.015527 | 0.016179 | 0.017351 | 0.015946 | 0.013659 | 0.010179 | 0.0058243 | 0.0010334 | 0 | 0 | 0 | 0 | 0 | 0 | 0 | 0 | 0.0010316 | 0.0015782 | 0.0034239 | 0.0063952 | 0.01085 | 0.017136 | 0.025535 | 0.036191 | 0.049036 | 0.063733 | 0.078736 | 0.094556 | 0.10863 | 0.12018 | 0.12815 | 0.13192 | 0.13117 | 0.12964 | 0.12845 | 0.12735 | 0.12656 | 0.12582 | 0.12511 | 0.12443 | 0.12378 | 0.39781 | 0.21406 | 0.72413 | 1.1779 | 1.7879 | 2.5606 | 3.4832 | 4.5154 | 5.5848 | 6.5858 | 6.9911 | 7.6463 | 7.1691 | 6.2628 | 4.7541 | 2.7647 | 0.49725 | 0 | 0 | 0 | 0 | 0 | 0 | 0 | 0 | 0.39781 | 0.61186 | 1.336 | 2.5139 | 4.3018 | 6.8624 | 10.3456 | 14.861 | 20.4458 | 27.0317 | 34.0227 | 41.669 | 48.8381 | 55.1008 | 59.8549 | 62.6196 | 63.1169 | 63.1169 | 63.1169 | 63.1169 | 63.1169 | 63.1169 | 63.1169 | 63.1169 | 63.1169 | 274.2388 | 274.9589 | 275.717 | 276.5141 | 277.351 | 278.2284 | 279.1468 | 280.1064 | 281.102 | 282.1288 | 283.182 | 284.2575 | 285.3511 | 286.459 | 287.5776 | 288.7034 | 289.8332 | 290.9009 | 291.9115 | 292.8482 | 293.7158 | 294.5192 | 295.2627 | 295.9507 | 296.587 | 232.9993 | 233.611 | 234.2551 | 234.9324 | 235.6435 | 236.3889 | 237.1692 | 237.9845 | 238.8304 | 239.7027 | 240.5976 | 241.5113 | 242.4405 | 243.3818 | 244.3322 | 245.2887 | 246.2486 | 247.1557 | 248.0144 | 248.8102 | 249.5473 | 250.2299 | 250.8616 | 251.4461 | 251.9867
OR_Commercial_Interruptible - Miscellaneous_Existing_Space Heating_Natural Gas_Ventilation - Demand Controlled_A | OR | Commercial | Interruptible - Miscellaneous | Existing | Space Heating | Natural Gas | Ventilation - Demand Controlled | A | OCM858 | No occupancy based outdoor air controls. | Outdoor air controlled based on occupancy to meet ASHRAE 62.1 | 10 | 0.052043 | 0 | 0 | 0.25 | 0.02 | 0 | 0 | 0.28365 | 0.25 | sqft | 55% | 75% | Discretionary | Retro5Med_OR | 81.34% | Central Systems | 0% | 542.8524 |  | 351.0997 |  | 0 | IL TRM - CI-HVC-DCV-V05-190101 | VENT_DCV-Heating-7PLN-v5-8 | IL TRM - CI-HVC-DCV-V05-190101 | No occupancy based outdoor air controls. | No occupancy based outdoor air controls. | No occupancy based outdoor air controls. | No occupancy based outdoor air controls. | No occupancy based outdoor air controls. | No occupancy based outdoor air controls. | No occupancy based outdoor air controls. | No occupancy based outdoor air controls. | No occupancy based outdoor air controls. | No occupancy based outdoor air controls. | No occupancy based outdoor air controls. | No occupancy based outdoor air controls. | No occupancy based outdoor air controls. | No occupancy based outdoor air controls. | No occupancy based outdoor air controls. | No occupancy based outdoor air controls. | No occupancy based outdoor air controls. | No occupancy based outdoor air controls. | No occupancy based outdoor air controls. | No occupancy based outdoor air controls. | No occupancy based outdoor air controls. | No occupancy based outdoor air controls. | No occupancy based outdoor air controls. | No occupancy based outdoor air controls. | No occupancy based outdoor air controls. | No occupancy based outdoor air controls. | No occupancy based outdoor air controls. | Outdoor air controlled based on occupancy to meet ASHRAE 62.1 | Outdoor air controlled based on occupancy to meet ASHRAE 62.1 | Outdoor air controlled based on occupancy to meet ASHRAE 62.1 | Outdoor air controlled based on occupancy to meet ASHRAE 62.1 | Outdoor air controlled based on occupancy to meet ASHRAE 62.1 | Outdoor air controlled based on occupancy to meet ASHRAE 62.1 | Outdoor air controlled based on occupancy to meet ASHRAE 62.1 | Outdoor air controlled based on occupancy to meet ASHRAE 62.1 | Outdoor air controlled based on occupancy to meet ASHRAE 62.1 | Outdoor air controlled based on occupancy to meet ASHRAE 62.1 | Outdoor air controlled based on occupancy to meet ASHRAE 62.1 | Outdoor air controlled based on occupancy to meet ASHRAE 62.1 | Outdoor air controlled based on occupancy to meet ASHRAE 62.1 | Outdoor air controlled based on occupancy to meet ASHRAE 62.1 | Outdoor air controlled based on occupancy to meet ASHRAE 62.1 | Outdoor air controlled based on occupancy to meet ASHRAE 62.1 | Outdoor air controlled based on occupancy to meet ASHRAE 62.1 | Outdoor air controlled based on occupancy to meet ASHRAE 62.1 | Outdoor air controlled based on occupancy to meet ASHRAE 62.1 | Outdoor air controlled based on occupancy to meet ASHRAE 62.1 | Outdoor air controlled based on occupancy to meet ASHRAE 62.1 | Outdoor air controlled based on occupancy to meet ASHRAE 62.1 | Outdoor air controlled based on occupancy to meet ASHRAE 62.1 | Outdoor air controlled based on occupancy to meet ASHRAE 62.1 | Outdoor air controlled based on occupancy to meet ASHRAE 62.1 | Outdoor air controlled based on occupancy to meet ASHRAE 62.1 | Outdoor air controlled based on occupancy to meet ASHRAE 62.1 | 0.25 | 0.25 | 0.25 | 0.25 | 0.25 | 0.25 | 0.25 | 0.25 | 0.25 | 0.25 | 0.25 | 0.25 | 0.25 | 0.25 | 0.25 | 0.25 | 0.25 | 0.25 | 0.25 | 0.25 | 0.25 | 0.25 | 0.25 | 0.25 | 0.25 | 0.25 | 0.25 | 0 | 0 | 0.055096 | 0.054476 | 0.053754 | 0.052981 | 0.052145 | 0.051233 | 0.050238 | 0.049156 | 0.047991 | 0.046754 | 0.045472 | 0.044174 | 0.042899 | 0.041686 | 0.040566 | 0.03959 | 0.038761 | 0.038032 | 0.037424 | 0.036852 | 0.036433 | 0.036027 | 0.035635 | 0.035268 | 0.034914 | 0.036334 | 0.044111 | 0.053263 | 0.060941 | 0.068414 | 0.078585 | 0.084535 | 0.084499 | 0.077742 | 0.065104 | 0.019011 | 0 | 0 | 0 | 0 | 0 | 0 | 0 | 0 | 0 | 0 | 0 | 0 | 0 | 0 | 0.036334 | 0.080036 | 0.13224 | 0.19128 | 0.25667 | 0.33077 | 0.40888 | 0.48458 | 0.55082 | 0.60174 | 0.60424 | 0.58699 | 0.57006 | 0.55394 | 0.53906 | 0.52608 | 0.51507 | 0.50538 | 0.4973 | 0.4897 | 0.48413 | 0.47874 | 0.47352 | 0.46866 | 0.46395 | 659.4699 | 809.7239 | 990.8651 | 1150.2383 | 1311.9924 | 1533.8768 | 1682.6867 | 1718.9833 | 1619.9355 | 1392.4717 | 418.0835 | 0 | 0 | 0 | 0 | 0 | 0 | 0 | 0 | 0 | 0 | 0 | 0 | 0 | 0 | 659.4699 | 1469.1938 | 2460.0589 | 3610.2972 | 4922.2896 | 6456.1664 | 8138.853 | 9857.8363 | 11477.7718 | 12870.2435 | 13288.327 | 13288.327 | 13288.327 | 13288.327 | 13288.327 | 13288.327 | 13288.327 | 13288.327 | 13288.327 | 13288.327 | 13288.327 | 13288.327 | 13288.327 | 13288.327 | 13288.327 | 0.031082 | 0.037919 | 0.046052 | 0.053003 | 0.059865 | 0.0692 | 0.074931 | 0.075418 | 0.069889 | 0.058969 | 0.017353 | 0 | 0 | 0 | 0 | 0 | 0 | 0 | 0 | 0 | 0 | 0 | 0 | 0 | 0 | 0.031082 | 0.068803 | 0.11434 | 0.16636 | 0.2246 | 0.29127 | 0.36243 | 0.4325 | 0.49518 | 0.54503 | 0.55155 | 0.54005 | 0.52863 | 0.5177 | 0.5076 | 0.49891 | 0.4917 | 0.48549 | 0.48055 | 0.47596 | 0.47303 | 0.47024 | 0.46758 | 0.46504 | 0.4626 | 560.5494 | 688.2653 | 842.2353 | 977.7025 | 1115.1935 | 1303.7953 | 1430.2837 | 1461.1358 | 1376.9451 | 1183.601 | 355.371 | 0 | 0 | 0 | 0 | 0 | 0 | 0 | 0 | 0 | 0 | 0 | 0 | 0 | 0 | 560.5494 | 1248.8148 | 2091.0501 | 3068.7526 | 4183.9461 | 5487.7414 | 6918.0251 | 8379.1609 | 9756.106 | 10939.707 | 11295.078 | 11295.078 | 11295.078 | 11295.078 | 11295.078 | 11295.078 | 11295.078 | 11295.078 | 11295.078 | 11295.078 | 11295.078 | 11295.078 | 11295.078 | 11295.078 | 11295.078 | 0.031076 | 0.037898 | 0.046008 | 0.052931 | 0.059761 | 0.069053 | 0.074744 | 0.0752 | 0.069661 | 0.058754 | 0.017283 | 0 | 0 | 0 | 0 | 0 | 0 | 0 | 0 | 0 | 0 | 0 | 0 | 0 | 0 | 0.031076 | 0.068763 | 0.11423 | 0.16614 | 0.22421 | 0.29065 | 0.36152 | 0.43125 | 0.49357 | 0.54304 | 0.54933 | 0.53767 | 0.5261 | 0.51502 | 0.50478 | 0.49594 | 0.48859 | 0.48223 | 0.47714 | 0.47241 | 0.4695 | 0.46673 | 0.46409 | 0.46157 | 0.45915 | 560.5494 | 688.2653 | 842.2353 | 977.7025 | 1115.1935 | 1303.7953 | 1430.2837 | 1461.1358 | 1376.9451 | 1183.601 | 355.371 | 0 | 0 | 0 | 0 | 0 | 0 | 0 | 0 | 0 | 0 | 0 | 0 | 0 | 0 | 560.5494 | 1248.8148 | 2091.0501 | 3068.7526 | 4183.9461 | 5487.7414 | 6918.0251 | 8379.1609 | 9756.106 | 10939.707 | 11295.078 | 11295.078 | 11295.078 | 11295.078 | 11295.078 | 11295.078 | 11295.078 | 11295.078 | 11295.078 | 11295.078 | 11295.078 | 11295.078 | 11295.078 | 11295.078 | 11295.078 | 0.031076 | 0.037898 | 0.046008 | 0.052931 | 0.059761 | 0.069053 | 0.074744 | 0.0752 | 0.069661 | 0.058754 | 0.017283 | 0 | 0 | 0 | 0 | 0 | 0 | 0 | 0 | 0 | 0 | 0 | 0 | 0 | 0 | 0.031076 | 0.068763 | 0.11423 | 0.16614 | 0.22421 | 0.29065 | 0.36152 | 0.43125 | 0.49357 | 0.54304 | 0.54933 | 0.53767 | 0.5261 | 0.51502 | 0.50478 | 0.49594 | 0.48859 | 0.48223 | 0.47714 | 0.47241 | 0.4695 | 0.46673 | 0.46409 | 0.46157 | 0.45915 | 560.5494 | 688.2653 | 842.2353 | 977.7025 | 1115.1935 | 1303.7953 | 1430.2837 | 1461.1358 | 1376.9451 | 1183.601 | 355.371 | 0 | 0 | 0 | 0 | 0 | 0 | 0 | 0 | 0 | 0 | 0 | 0 | 0 | 0 | 560.5494 | 1248.8148 | 2091.0501 | 3068.7526 | 4183.9461 | 5487.7414 | 6918.0251 | 8379.1609 | 9756.106 | 10939.707 | 11295.078 | 11295.078 | 11295.078 | 11295.078 | 11295.078 | 11295.078 | 11295.078 | 11295.078 | 11295.078 | 11295.078 | 11295.078 | 11295.078 | 11295.078 | 11295.078 | 11295.078 | 526.1783 | 527.5634 | 529.0216 | 530.555 | 532.165 | 533.8529 | 535.6195 | 537.4656 | 539.3809 | 541.3561 | 543.3824 | 545.4515 | 547.5555 | 549.6871 | 551.8393 | 554.0054 | 556.1791 | 558.2335 | 560.1782 | 561.9805 | 563.65 | 565.1959 | 566.6267 | 567.9506 | 569.175 | 340.3154 | 341.2113 | 342.1544 | 343.1461 | 344.1874 | 345.2791 | 346.4217 | 347.6157 | 348.8544 | 350.132 | 351.4425 | 352.7807 | 354.1415 | 355.5202 | 356.9121 | 358.3131 | 359.719 | 361.0477 | 362.3055 | 363.4711 | 364.5509 | 365.5508 | 366.4762 | 367.3324 | 368.1243
OR_Commercial_Interruptible - Miscellaneous_Existing_Space Heating_Natural Gas_HVAC - Dedicated Outdoor Air System (DOAS)_A | OR | Commercial | Interruptible - Miscellaneous | Existing | Space Heating | Natural Gas | HVAC - Dedicated Outdoor Air System (DOAS) | A | OCM859 | No DOAS. | Outdoor air supplied by a DOAS. | 20 | -0.045044 | 0 | 0 | 9.88 | 0 | 0 | 0 | 0.28365 | 0.25 | sqft | 6.967% | 20.85% | Discretionary | RetroEven20_OR | 82.88% | Central Systems | 0% | 9999 |  | 9999 |  | 0 | 2021P_Com-VRF-DOAS-2021P_V2 | 2021P_Com-VRF-DOAS-2021P_V2 | 2021P_Com-VRF-DOAS-2021P_V2 | No DOAS. | No DOAS. | No DOAS. | No DOAS. | No DOAS. | No DOAS. | No DOAS. | No DOAS. | No DOAS. | No DOAS. | No DOAS. | No DOAS. | No DOAS. | No DOAS. | No DOAS. | No DOAS. | No DOAS. | No DOAS. | No DOAS. | No DOAS. | No DOAS. | No DOAS. | No DOAS. | No DOAS. | No DOAS. | No DOAS. | No DOAS. | Outdoor air supplied by a DOAS. | Outdoor air supplied by a DOAS. | Outdoor air supplied by a DOAS. | Outdoor air supplied by a DOAS. | Outdoor air supplied by a DOAS. | Outdoor air supplied by a DOAS. | Outdoor air supplied by a DOAS. | Outdoor air supplied by a DOAS. | Outdoor air supplied by a DOAS. | Outdoor air supplied by a DOAS. | Outdoor air supplied by a DOAS. | Outdoor air supplied by a DOAS. | Outdoor air supplied by a DOAS. | Outdoor air supplied by a DOAS. | Outdoor air supplied by a DOAS. | Outdoor air supplied by a DOAS. | Outdoor air supplied by a DOAS. | Outdoor air supplied by a DOAS. | Outdoor air supplied by a DOAS. | Outdoor air supplied by a DOAS. | Outdoor air supplied by a DOAS. | Outdoor air supplied by a DOAS. | Outdoor air supplied by a DOAS. | Outdoor air supplied by a DOAS. | Outdoor air supplied by a DOAS. | Outdoor air supplied by a DOAS. | Outdoor air supplied by a DOAS. | 9.88 | 9.88 | 9.88 | 9.88 | 9.88 | 9.88 | 9.88 | 9.88 | 9.88 | 9.88 | 9.88 | 9.88 | 9.88 | 9.88 | 9.88 | 9.88 | 9.88 | 9.88 | 9.88 | 9.88 | 9.88 | 9.88 | 9.88 | 9.88 | 9.88 | 9.88 | 9.88 | 0 | 0 | -0.048108 | -0.047981 | -0.047849 | -0.047711 | -0.047566 | -0.047416 | -0.04726 | -0.047097 | -0.04693 | -0.046759 | -0.046585 | -0.046408 | -0.046229 | -0.04605 | -0.045871 | -0.045691 | -0.045513 | -0.045345 | -0.045188 | -0.045043 | -0.044909 | -0.044787 | -0.044673 | -0.044569 | -0.044473 | -0.012801 | -0.026206 | -0.026134 | -0.026058 | -0.025979 | -0.025897 | -0.025812 | -0.025723 | -0.025632 | -0.025538 | -0.025443 | -0.025346 | -0.025249 | -0.025151 | -0.025053 | -0.024955 | -0.024858 | -0.024766 | -0.02468 | -0.024601 | 0 | 0 | 0 | 0 | 0 | -0.012801 | -0.038973 | -0.064999 | -0.090869 | -0.11657 | -0.1421 | -0.16745 | -0.19259 | -0.21754 | -0.24229 | -0.26682 | -0.29116 | -0.31529 | -0.33922 | -0.36295 | -0.38648 | -0.40983 | -0.43309 | -0.45627 | -0.4794 | -0.47798 | -0.47668 | -0.47547 | -0.47436 | -0.47334 | 266.0816 | 546.1674 | 546.1674 | 546.1674 | 546.1674 | 546.1674 | 546.1674 | 546.1674 | 546.1674 | 546.1674 | 546.1674 | 546.1674 | 546.1674 | 546.1674 | 546.1674 | 546.1674 | 546.1674 | 546.1674 | 546.1674 | 546.1674 | 0 | 0 | 0 | 0 | 0 | 266.0816 | 812.249 | 1358.4165 | 1904.5839 | 2450.7514 | 2996.9188 | 3543.0863 | 4089.2537 | 4635.4212 | 5181.5886 | 5727.756 | 6273.9235 | 6820.0909 | 7366.2584 | 7912.4258 | 8458.5933 | 9004.7607 | 9550.9282 | 10097.0956 | 10643.2631 | 10643.2631 | 10643.2631 | 10643.2631 | 10643.2631 | 10643.2631 | -0.01088 | -0.022275 | -0.022214 | -0.022149 | -0.022082 | -0.022013 | -0.02194 | -0.021865 | -0.021787 | -0.021707 | -0.021626 | -0.021544 | -0.021462 | -0.021378 | -0.021295 | -0.021212 | -0.021129 | -0.021051 | -0.020978 | -0.020911 | 0 | 0 | 0 | 0 | 0 | -0.01088 | -0.033127 | -0.055249 | -0.077239 | -0.099088 | -0.12079 | -0.14233 | -0.1637 | -0.18491 | -0.20594 | -0.2268 | -0.24749 | -0.268 | -0.28834 | -0.30851 | -0.32851 | -0.34836 | -0.36813 | -0.38783 | -0.40749 | -0.40629 | -0.40517 | -0.40415 | -0.40321 | -0.40234 | 226.1693 | 464.2423 | 464.2423 | 464.2423 | 464.2423 | 464.2423 | 464.2423 | 464.2423 | 464.2423 | 464.2423 | 464.2423 | 464.2423 | 464.2423 | 464.2423 | 464.2423 | 464.2423 | 464.2423 | 464.2423 | 464.2423 | 464.2423 | 0 | 0 | 0 | 0 | 0 | 226.1693 | 690.4117 | 1154.654 | 1618.8963 | 2083.1387 | 2547.381 | 3011.6233 | 3475.8657 | 3940.108 | 4404.3503 | 4868.5926 | 5332.835 | 5797.0773 | 6261.3196 | 6725.562 | 7189.8043 | 7654.0466 | 8118.289 | 8582.5313 | 9046.7736 | 9046.7736 | 9046.7736 | 9046.7736 | 9046.7736 | 9046.7736 | 0 | 0 | 0 | 0 | 0 | 0 | 0 | 0 | 0 | 0 | 0 | 0 | 0 | 0 | 0 | 0 | 0 | 0 | 0 | 0 | 0 | 0 | 0 | 0 | 0 | 0 | 0 | 0 | 0 | 0 | 0 | 0 | 0 | 0 | 0 | 0 | 0 | 0 | 0 | 0 | 0 | 0 | 0 | 0 | 0 | 0 | 0 | 0 | 0 | 0 | 0 | 0 | 0 | 0 | 0 | 0 | 0 | 0 | 0 | 0 | 0 | 0 | 0 | 0 | 0 | 0 | 0 | 0 | 0 | 0 | 0 | 0 | 0 | 0 | 0 | 0 | 0 | 0 | 0 | 0 | 0 | 0 | 0 | 0 | 0 | 0 | 0 | 0 | 0 | 0 | 0 | 0 | 0 | 0 | 0 | 0 | 0 | 0 | 0 | 0 | 0 | 0 | 0 | 0 | 0 | 0 | 0 | 0 | 0 | 0 | 0 | 0 | 0 | 0 | 0 | 0 | 0 | 0 | 0 | 0 | 0 | 0 | 0 | 0 | 0 | 0 | 0 | 0 | 0 | 0 | 0 | 0 | 0 | 0 | 0 | 0 | 0 | 0 | 0 | 0 | 0 | 0 | 0 | 0 | 0 | 0 | 0 | 0 | 0 | 0 | 0 | 0 | 0 | 0 | 0 | 0 | 0 | 0 | 0 | 0 | 0 | 0 | 0 | 0 | 0 | 0 | 0 | 0 | 0 | 0 | 0 | 0 | 0 | 0 | 0 | 0 | 0 | 0 | 0 | 0 | 0 | 0 | 0 | 0 | 0 | 0 | 0 | 0 | 0 | 0 | 0 | 0 | 0 | 0 | 0 | 0 | 0 | 0 | 0 | 0 | 9999 | 9999 | 9999 | 9999 | 9999 | 9999 | 9999 | 9999 | 9999 | 9999 | 9999 | 9999 | 9999 | 9999 | 9999 | 9999 | 9999 | 9999 | 9999 | 9999 | 9999 | 9999 | 9999 | 9999 | 9999 | 9999 | 9999 | 9999 | 9999 | 9999 | 9999 | 9999 | 9999 | 9999 | 9999 | 9999 | 9999 | 9999 | 9999 | 9999 | 9999 | 9999 | 9999 | 9999 | 9999 | 9999 | 9999 | 9999 | 9999 | 9999
OR_Commercial_Interruptible - Miscellaneous_Existing_Space Heating_Natural Gas_Destratification Fans (HVLS)_A | OR | Commercial | Interruptible - Miscellaneous | Existing | Space Heating | Natural Gas | Destratification Fans (HVLS) | A | OCM860 | No destratification fans. | High volume low speed destratification fans. | 15 | 718.9258 | 0 | 0 | 9799.26 | 0 | 0 | 0 | 0.28365 | 0.25 | Strat Fan | 15% | 20% | Discretionary | RetroEven20_OR | 82.88% | Space Heating | 0% | 1796.6331 |  | 767.0116 |  | 0 | DL20_IHVLS-Ag-2021PLN-v2-8 | DL20_IHVLS-Ag-2021PLN-v2-8 | HVLS-Heating-AEG-v5.0-121 | No destratification fans. | No destratification fans. | No destratification fans. | No destratification fans. | No destratification fans. | No destratification fans. | No destratification fans. | No destratification fans. | No destratification fans. | No destratification fans. | No destratification fans. | No destratification fans. | No destratification fans. | No destratification fans. | No destratification fans. | No destratification fans. | No destratification fans. | No destratification fans. | No destratification fans. | No destratification fans. | No destratification fans. | No destratification fans. | No destratification fans. | No destratification fans. | No destratification fans. | No destratification fans. | No destratification fans. | High volume low speed destratification fans. | High volume low speed destratification fans. | High volume low speed destratification fans. | High volume low speed destratification fans. | High volume low speed destratification fans. | High volume low speed destratification fans. | High volume low speed destratification fans. | High volume low speed destratification fans. | High volume low speed destratification fans. | High volume low speed destratification fans. | High volume low speed destratification fans. | High volume low speed destratification fans. | High volume low speed destratification fans. | High volume low speed destratification fans. | High volume low speed destratification fans. | High volume low speed destratification fans. | High volume low speed destratification fans. | High volume low speed destratification fans. | High volume low speed destratification fans. | High volume low speed destratification fans. | High volume low speed destratification fans. | High volume low speed destratification fans. | High volume low speed destratification fans. | High volume low speed destratification fans. | High volume low speed destratification fans. | High volume low speed destratification fans. | High volume low speed destratification fans. | 9799.26 | 9799.26 | 9799.26 | 9799.26 | 9799.26 | 9799.26 | 9799.26 | 9799.26 | 9799.26 | 9799.26 | 9799.26 | 9799.26 | 9799.26 | 9799.26 | 9799.26 | 9799.26 | 9799.26 | 9799.26 | 9799.26 | 9799.26 | 9799.26 | 9799.26 | 9799.26 | 9799.26 | 9799.26 | 9799.26 | 9799.26 | 0 | 0 | 760.257 | 750.6442 | 739.3112 | 727.0272 | 713.577 | 698.7095 | 682.3627 | 664.5579 | 645.4432 | 625.3469 | 605.1325 | 585.1266 | 565.7393 | 547.4441 | 530.7708 | 516.4309 | 504.4749 | 494.1604 | 485.8248 | 478.0494 | 472.6109 | 467.3518 | 462.253 | 457.4994 | 452.8968 | 0.00632 | 0.012809 | 0.012615 | 0.012406 | 0.012176 | 0.011922 | 0.011643 | 0.01134 | 0.011013 | 0.010671 | 0.010326 | 0.0099842 | 0.0096534 | 0.0093413 | 0.0090567 | 0.004519 | 1.7502e-18 | 1.3716e-17 | 0 | 0 | 0 | 0 | 0 | 0 | 0 | 0.00632 | 0.019049 | 0.031376 | 0.04326 | 0.054636 | 0.06542 | 0.075533 | 0.084902 | 0.093473 | 0.10123 | 0.10829 | 0.11469 | 0.12054 | 0.12599 | 0.13121 | 0.13218 | 0.12912 | 0.12648 | 0.12435 | 0.12236 | 0.12097 | 0.11962 | 0.11831 | 0.1171 | 0.11592 | 0.0083129 | 0.017063 | 0.017063 | 0.017063 | 0.017063 | 0.017063 | 0.017063 | 0.017063 | 0.017063 | 0.017063 | 0.017063 | 0.017063 | 0.017063 | 0.017063 | 0.017063 | 0.0087505 | 3.4694e-18 | 2.7756e-17 | 0 | 0 | 0 | 0 | 0 | 0 | 0 | 0.0083129 | 0.025376 | 0.04244 | 0.059503 | 0.076566 | 0.09363 | 0.11069 | 0.12776 | 0.14482 | 0.16188 | 0.17895 | 0.19601 | 0.21307 | 0.23014 | 0.2472 | 0.25595 | 0.25595 | 0.25595 | 0.25595 | 0.25595 | 0.25595 | 0.25595 | 0.25595 | 0.25595 | 0.25595 | 0.0054074 | 0.011015 | 0.010915 | 0.0108 | 0.01067 | 0.010519 | 0.010347 | 0.010154 | 0.009941 | 0.0097123 | 0.0094786 | 0.0092444 | 0.0090151 | 0.0087974 | 0.0085989 | 0.0043231 | 1.9836e-18 | 1.5646e-17 | 0 | 0 | 0 | 0 | 0 | 0 | 0 | 0.0054074 | 0.016381 | 0.027146 | 0.037663 | 0.047876 | 0.057719 | 0.067122 | 0.076024 | 0.084371 | 0.092142 | 0.099404 | 0.10619 | 0.11257 | 0.11865 | 0.12457 | 0.12645 | 0.12438 | 0.12264 | 0.1213 | 0.12007 | 0.11933 | 0.11863 | 0.11795 | 0.11731 | 0.1167 | 0.007066 | 0.014504 | 0.014504 | 0.014504 | 0.014504 | 0.014504 | 0.014504 | 0.014504 | 0.014504 | 0.014504 | 0.014504 | 0.014504 | 0.014504 | 0.014504 | 0.014504 | 0.0074379 | 3.4694e-18 | 2.7756e-17 | 0 | 0 | 0 | 0 | 0 | 0 | 0 | 0.007066 | 0.02157 | 0.036074 | 0.050578 | 0.065082 | 0.079585 | 0.094089 | 0.10859 | 0.1231 | 0.1376 | 0.1521 | 0.16661 | 0.18111 | 0.19562 | 0.21012 | 0.21756 | 0.21756 | 0.21756 | 0.21756 | 0.21756 | 0.21756 | 0.21756 | 0.21756 | 0.21756 | 0.21756 | 0 | 0 | 0 | 0 | 0 | 0 | 0 | 0 | 0 | 0 | 0 | 0 | 0 | 0 | 0 | 0 | 0 | 0 | 0 | 0 | 0 | 0 | 0 | 0 | 0 | 0 | 0 | 0 | 0 | 0 | 0 | 0 | 0 | 0 | 0 | 0 | 0 | 0 | 0 | 0 | 0 | 0 | 0 | 0 | 0 | 0 | 0 | 0 | 0 | 0 | 0 | 0 | 0 | 0 | 0 | 0 | 0 | 0 | 0 | 0 | 0 | 0 | 0 | 0 | 0 | 0 | 0 | 0 | 0 | 0 | 0 | 0 | 0 | 0 | 0 | 0 | 0 | 0 | 0 | 0 | 0 | 0 | 0 | 0 | 0 | 0 | 0 | 0 | 0 | 0 | 0 | 0 | 0 | 0 | 0 | 0 | 0 | 0 | 0 | 0 | 0.0054064 | 0.011009 | 0.010904 | 0.010786 | 0.010651 | 0.010497 | 0.010321 | 0.010125 | 0.0099086 | 0.0096768 | 0.0094404 | 0.0092036 | 0.0089719 | 0.0087519 | 0.0085511 | 0.0042974 | 1.971e-18 | 1.5541e-17 | 0 | 0 | 0 | 0 | 0 | 0 | 0 | 0.0054064 | 0.016372 | 0.02712 | 0.037612 | 0.047794 | 0.057597 | 0.066955 | 0.075805 | 0.084096 | 0.091806 | 0.099003 | 0.10572 | 0.11203 | 0.11804 | 0.12388 | 0.1257 | 0.1236 | 0.12182 | 0.12044 | 0.11917 | 0.11844 | 0.11774 | 0.11707 | 0.11644 | 0.11583 | 0.007066 | 0.014504 | 0.014504 | 0.014504 | 0.014504 | 0.014504 | 0.014504 | 0.014504 | 0.014504 | 0.014504 | 0.014504 | 0.014504 | 0.014504 | 0.014504 | 0.014504 | 0.0074379 | 3.4694e-18 | 2.7756e-17 | 0 | 0 | 0 | 0 | 0 | 0 | 0 | 0.007066 | 0.02157 | 0.036074 | 0.050578 | 0.065082 | 0.079585 | 0.094089 | 0.10859 | 0.1231 | 0.1376 | 0.1521 | 0.16661 | 0.18111 | 0.19562 | 0.21012 | 0.21756 | 0.21756 | 0.21756 | 0.21756 | 0.21756 | 0.21756 | 0.21756 | 0.21756 | 0.21756 | 0.21756 | 1741.5877 | 1746.1605 | 1750.9748 | 1756.0369 | 1761.3521 | 1766.9243 | 1772.7565 | 1778.8506 | 1785.1733 | 1791.6937 | 1798.3825 | 1805.2124 | 1812.1575 | 1819.1934 | 1826.2971 | 1833.4467 | 1840.6214 | 1847.402 | 1853.8203 | 1859.7686 | 1865.2787 | 1870.3806 | 1875.1027 | 1879.4716 | 1883.5123 | 743.5118 | 745.464 | 747.5193 | 749.6804 | 751.9495 | 754.3284 | 756.8182 | 759.4199 | 762.1192 | 764.9029 | 767.7584 | 770.6742 | 773.6392 | 776.6429 | 779.6756 | 782.7279 | 785.7909 | 788.6856 | 791.4257 | 793.9651 | 796.3175 | 798.4956 | 800.5115 | 802.3766 | 804.1017
OR_Commercial_Interruptible - Miscellaneous_Existing_Space Heating_Natural Gas_Gas Boiler - Maintenance_A | OR | Commercial | Interruptible - Miscellaneous | Existing | Space Heating | Natural Gas | Gas Boiler - Maintenance | A | OCM861 | Degrade performance | General cleaning and maintenance | 3 | 0.26236 | 0 | 0 | 0.95 | 0 | 0 | 0 | 0.28365 | 0.25 | kBtuh Heat | 20% | 30% | Discretionary | Retro12Med_OR | 75.44% | Boiler | 0% | 1656.2962 |  | 707.0995 |  | 0 | GBLR_MNT-Heating-ILTRM-v4.0-43 | GBLR_MNT-Heating-ILTRM-v4.0-43 | GBLR_MNT-Heating-ILTRM-v4.0-1 | Degrade performance | Degrade performance | Degrade performance | Degrade performance | Degrade performance | Degrade performance | Degrade performance | Degrade performance | Degrade performance | Degrade performance | Degrade performance | Degrade performance | Degrade performance | Degrade performance | Degrade performance | Degrade performance | Degrade performance | Degrade performance | Degrade performance | Degrade performance | Degrade performance | Degrade performance | Degrade performance | Degrade performance | Degrade performance | Degrade performance | Degrade performance | General cleaning and maintenance | General cleaning and maintenance | General cleaning and maintenance | General cleaning and maintenance | General cleaning and maintenance | General cleaning and maintenance | General cleaning and maintenance | General cleaning and maintenance | General cleaning and maintenance | General cleaning and maintenance | General cleaning and maintenance | General cleaning and maintenance | General cleaning and maintenance | General cleaning and maintenance | General cleaning and maintenance | General cleaning and maintenance | General cleaning and maintenance | General cleaning and maintenance | General cleaning and maintenance | General cleaning and maintenance | General cleaning and maintenance | General cleaning and maintenance | General cleaning and maintenance | General cleaning and maintenance | General cleaning and maintenance | General cleaning and maintenance | General cleaning and maintenance | 0.95 | 0.95 | 0.95 | 0.95 | 0.95 | 0.95 | 0.95 | 0.95 | 0.95 | 0.95 | 0.95 | 0.95 | 0.95 | 0.95 | 0.95 | 0.95 | 0.95 | 0.95 | 0.95 | 0.95 | 0.95 | 0.95 | 0.95 | 0.95 | 0.95 | 0.95 | 0.95 | 0 | 0 | 0.27544 | 0.26985 | 0.26353 | 0.25739 | 0.25129 | 0.24471 | 0.23752 | 0.22974 | 0.22148 | 0.21293 | 0.20439 | 0.19603 | 0.18805 | 0.18068 | 0.17415 | 0.16871 | 0.16435 | 0.16071 | 0.15793 | 0.15537 | 0.15388 | 0.15242 | 0.15098 | 0.14964 | 0.14834 | 0.0048011 | 0.0047036 | 0.0045935 | 3.6578e-18 | 1.7855e-18 | 0 | 0 | 0 | 0 | 0 | 0 | 0 | 0 | 0 | 0 | 0 | 0 | 0 | 0 | 0 | 0 | 0 | 0 | 0 | 0 | 0.0048011 | 0.0094072 | 0.013781 | 0.013459 | 0.01314 | 0.012796 | 0.012421 | 0.012014 | 0.011582 | 0.011135 | 0.010688 | 0.010251 | 0.0098335 | 0.0094483 | 0.0091068 | 0.0088219 | 0.008594 | 0.0084038 | 0.0082587 | 0.0081248 | 0.0080465 | 0.0079701 | 0.0078952 | 0.0078252 | 0.0077567 | 17.4306 | 17.4306 | 17.4306 | 1.4211e-14 | 7.1054e-15 | 0 | 0 | 0 | 0 | 0 | 0 | 0 | 0 | 0 | 0 | 0 | 0 | 0 | 0 | 0 | 0 | 0 | 0 | 0 | 0 | 17.4306 | 34.8612 | 52.2918 | 52.2918 | 52.2918 | 52.2918 | 52.2918 | 52.2918 | 52.2918 | 52.2918 | 52.2918 | 52.2918 | 52.2918 | 52.2918 | 52.2918 | 52.2918 | 52.2918 | 52.2918 | 52.2918 | 52.2918 | 52.2918 | 52.2918 | 52.2918 | 52.2918 | 52.2918 | 0.0041106 | 0.0040521 | 0.0039863 | 3.2914e-18 | 1.3873e-18 | 0 | 0 | 0 | 0 | 0 | 0 | 0 | 0 | 0 | 0 | 0 | 0 | 0 | 0 | 0 | 0 | 0 | 0 | 0 | 0 | 0.0041106 | 0.0081043 | 0.011959 | 0.011765 | 0.011571 | 0.011355 | 0.011112 | 0.010843 | 0.010551 | 0.010242 | 0.0099299 | 0.0096201 | 0.0093218 | 0.009045 | 0.0087998 | 0.0085979 | 0.0084408 | 0.0083131 | 0.0082221 | 0.0081397 | 0.0081039 | 0.0080693 | 0.0080359 | 0.0080036 | 0.0079722 | 14.816 | 14.816 | 14.816 | 1.2434e-14 | 5.3291e-15 | 0 | 0 | 0 | 0 | 0 | 0 | 0 | 0 | 0 | 0 | 0 | 0 | 0 | 0 | 0 | 0 | 0 | 0 | 0 | 0 | 14.816 | 29.632 | 44.448 | 44.448 | 44.448 | 44.448 | 44.448 | 44.448 | 44.448 | 44.448 | 44.448 | 44.448 | 44.448 | 44.448 | 44.448 | 44.448 | 44.448 | 44.448 | 44.448 | 44.448 | 44.448 | 44.448 | 44.448 | 44.448 | 44.448 | 0 | 0 | 0 | 0.0039509 | 0.0038978 | 0.0034559 | 0 | 0 | 0 | 0 | 0 | 0 | 0 | 0 | 0 | 0 | 0 | 0 | 0 | 0 | 0 | 0 | 0 | 0 | 0 | 0 | 0 | 0 | 0.0039509 | 0.0077957 | 0.011136 | 0.010948 | 0.010741 | 0.010519 | 0.010285 | 0.010048 | 0.009811 | 0.0095806 | 0.0093632 | 0.0091669 | 0.0090026 | 0.0088721 | 0.0087633 | 0.0086821 | 0.0086073 | 0.0085696 | 0.0085333 | 0.0084982 | 0.0084642 | 0.0084311 | 0 | 0 | 0 | 14.816 | 14.816 | 13.3344 | 0 | 0 | 0 | 0 | 0 | 0 | 0 | 0 | 0 | 0 | 0 | 0 | 0 | 0 | 0 | 0 | 0 | 0 | 0 | 0 | 0 | 0 | 14.816 | 29.632 | 42.9664 | 42.9664 | 42.9664 | 42.9664 | 42.9664 | 42.9664 | 42.9664 | 42.9664 | 42.9664 | 42.9664 | 42.9664 | 42.9664 | 42.9664 | 42.9664 | 42.9664 | 42.9664 | 42.9664 | 42.9664 | 42.9664 | 42.9664 | 0.0041122 | 0.0040549 | 0.0039908 | 3.2967e-18 | 1.3906e-18 | 0 | 0 | 0 | 0 | 0 | 0 | 0 | 0 | 0 | 0 | 0 | 0 | 0 | 0 | 0 | 0 | 0 | 0 | 0 | 0 | 0.0041122 | 0.0081097 | 0.011972 | 0.011784 | 0.011598 | 0.011392 | 0.011159 | 0.0109 | 0.010619 | 0.010323 | 0.010022 | 0.0097214 | 0.009431 | 0.00916 | 0.0089184 | 0.0087185 | 0.0085618 | 0.0084334 | 0.0083401 | 0.0082552 | 0.0082188 | 0.0081838 | 0.0081499 | 0.0081171 | 0.0080853 | 14.816 | 14.816 | 14.816 | 1.2434e-14 | 5.3291e-15 | 0 | 0 | 0 | 0 | 0 | 0 | 0 | 0 | 0 | 0 | 0 | 0 | 0 | 0 | 0 | 0 | 0 | 0 | 0 | 0 | 14.816 | 29.632 | 44.448 | 44.448 | 44.448 | 44.448 | 44.448 | 44.448 | 44.448 | 44.448 | 44.448 | 44.448 | 44.448 | 44.448 | 44.448 | 44.448 | 44.448 | 44.448 | 44.448 | 44.448 | 44.448 | 44.448 | 44.448 | 44.448 | 44.448 | 1616.7503 | 1621.6478 | 1626.4732 | 1631.2136 | 1635.857 | 1640.3922 | 1644.8085 | 1649.0961 | 1653.2454 | 1657.2478 | 1661.0949 | 1664.7791 | 1668.2929 | 1671.6297 | 1674.7831 | 1677.747 | 1680.5161 | 1683.0851 | 1685.4494 | 1687.6045 | 1689.5684 | 1691.3578 | 1692.9878 | 1694.4724 | 1695.8242 | 690.2167 | 692.3075 | 694.3676 | 696.3913 | 698.3737 | 700.3098 | 702.1952 | 704.0256 | 705.7971 | 707.5057 | 709.1481 | 710.721 | 712.2211 | 713.6456 | 714.9918 | 716.2572 | 717.4394 | 718.5361 | 719.5454 | 720.4655 | 721.3039 | 722.0678 | 722.7637 | 723.3975 | 723.9746
OR_Commercial_Interruptible - Miscellaneous_Existing_Space Heating_Natural Gas_Gas Furnace - Maintenance_A | OR | Commercial | Interruptible - Miscellaneous | Existing | Space Heating | Natural Gas | Gas Furnace - Maintenance | A | OCM862 | Degrade performance | General cleaning and maintenance | 3 | 0.1644 | 0 | 0 | 0.95 | 0 | 0 | 0 | 0.28365 | 0.25 | kBtuh Heat | 20% | 30% | Discretionary | Retro12Med_OR | 75.44% | Furnace | 0% | 2662.9857 |  | 1136.8714 |  | 0 | IL TRM - CI-HVC-FTUN-V03-200101 | GBLR_MNT-Heating-ILTRM-v4.0-43 | IL TRM - CI-HVC-FTUN-V03-200101 | Degrade performance | Degrade performance | Degrade performance | Degrade performance | Degrade performance | Degrade performance | Degrade performance | Degrade performance | Degrade performance | Degrade performance | Degrade performance | Degrade performance | Degrade performance | Degrade performance | Degrade performance | Degrade performance | Degrade performance | Degrade performance | Degrade performance | Degrade performance | Degrade performance | Degrade performance | Degrade performance | Degrade performance | Degrade performance | Degrade performance | Degrade performance | General cleaning and maintenance | General cleaning and maintenance | General cleaning and maintenance | General cleaning and maintenance | General cleaning and maintenance | General cleaning and maintenance | General cleaning and maintenance | General cleaning and maintenance | General cleaning and maintenance | General cleaning and maintenance | General cleaning and maintenance | General cleaning and maintenance | General cleaning and maintenance | General cleaning and maintenance | General cleaning and maintenance | General cleaning and maintenance | General cleaning and maintenance | General cleaning and maintenance | General cleaning and maintenance | General cleaning and maintenance | General cleaning and maintenance | General cleaning and maintenance | General cleaning and maintenance | General cleaning and maintenance | General cleaning and maintenance | General cleaning and maintenance | General cleaning and maintenance | 0.95 | 0.95 | 0.95 | 0.95 | 0.95 | 0.95 | 0.95 | 0.95 | 0.95 | 0.95 | 0.95 | 0.95 | 0.95 | 0.95 | 0.95 | 0.95 | 0.95 | 0.95 | 0.95 | 0.95 | 0.95 | 0.95 | 0.95 | 0.95 | 0.95 | 0.95 | 0.95 | 0 | 0 | 0.17398 | 0.17148 | 0.16854 | 0.16533 | 0.16181 | 0.15802 | 0.15389 | 0.14944 | 0.14474 | 0.13989 | 0.13505 | 0.13027 | 0.12564 | 0.12128 | 0.11729 | 0.11383 | 0.11091 | 0.10838 | 0.1063 | 0.10436 | 0.10302 | 0.10173 | 0.1005 | 0.099346 | 0.098238 | 0.006423 | 0.0063308 | 0.0062221 | 1.1747e-18 | 0 | 0 | 0 | 0 | 0 | 0 | 0 | 0 | 0 | 0 | 0 | 0 | 0 | 0 | 0 | 0 | 0 | 0 | 0 | 0 | 0 | 0.006423 | 0.012662 | 0.018666 | 0.018311 | 0.017921 | 0.017501 | 0.017043 | 0.016551 | 0.016031 | 0.015494 | 0.014957 | 0.014428 | 0.013916 | 0.013432 | 0.01299 | 0.012607 | 0.012284 | 0.012003 | 0.011773 | 0.011558 | 0.01141 | 0.011267 | 0.01113 | 0.011003 | 0.01088 | 36.918 | 36.918 | 36.918 | 7.1054e-15 | 0 | 0 | 0 | 0 | 0 | 0 | 0 | 0 | 0 | 0 | 0 | 0 | 0 | 0 | 0 | 0 | 0 | 0 | 0 | 0 | 0 | 36.918 | 73.8359 | 110.7539 | 110.7539 | 110.7539 | 110.7539 | 110.7539 | 110.7539 | 110.7539 | 110.7539 | 110.7539 | 110.7539 | 110.7539 | 110.7539 | 110.7539 | 110.7539 | 110.7539 | 110.7539 | 110.7539 | 110.7539 | 110.7539 | 110.7539 | 110.7539 | 110.7539 | 110.7539 | 0.0054966 | 0.0054471 | 0.0053879 | 1.2047e-18 | 1.1872e-18 | 0 | 0 | 0 | 0 | 0 | 0 | 0 | 0 | 0 | 0 | 0 | 0 | 0 | 0 | 0 | 0 | 0 | 0 | 0 | 0 | 0.0054966 | 0.010894 | 0.016164 | 0.015961 | 0.015729 | 0.015472 | 0.015181 | 0.01486 | 0.014513 | 0.014147 | 0.013777 | 0.013406 | 0.013044 | 0.012699 | 0.012383 | 0.012111 | 0.011884 | 0.01169 | 0.011536 | 0.011395 | 0.011308 | 0.011226 | 0.011148 | 0.011075 | 0.011004 | 31.3803 | 31.3803 | 31.3803 | 7.1054e-15 | 7.1054e-15 | 0 | 0 | 0 | 0 | 0 | 0 | 0 | 0 | 0 | 0 | 0 | 0 | 0 | 0 | 0 | 0 | 0 | 0 | 0 | 0 | 31.3803 | 62.7605 | 94.1408 | 94.1408 | 94.1408 | 94.1408 | 94.1408 | 94.1408 | 94.1408 | 94.1408 | 94.1408 | 94.1408 | 94.1408 | 94.1408 | 94.1408 | 94.1408 | 94.1408 | 94.1408 | 94.1408 | 94.1408 | 94.1408 | 94.1408 | 94.1408 | 94.1408 | 94.1408 | 0 | 0 | 0 | 0 | 0 | 0 | 0 | 0 | 0 | 0 | 0 | 0 | 0 | 0 | 0 | 0 | 0 | 0 | 0 | 0 | 0 | 0 | 0 | 0 | 0 | 0 | 0 | 0 | 0 | 0 | 0 | 0 | 0 | 0 | 0 | 0 | 0 | 0 | 0 | 0 | 0 | 0 | 0 | 0 | 0 | 0 | 0 | 0 | 0 | 0 | 0 | 0 | 0 | 0 | 0 | 0 | 0 | 0 | 0 | 0 | 0 | 0 | 0 | 0 | 0 | 0 | 0 | 0 | 0 | 0 | 0 | 0 | 0 | 0 | 0 | 0 | 0 | 0 | 0 | 0 | 0 | 0 | 0 | 0 | 0 | 0 | 0 | 0 | 0 | 0 | 0 | 0 | 0 | 0 | 0 | 0 | 0 | 0 | 0 | 0 | 0 | 0.0054439 | 0.0053827 | 0.0053132 | 1.1851e-18 | 0 | 0 | 0 | 0 | 0 | 0 | 0 | 0 | 0 | 0 | 0 | 0 | 0 | 0 | 0 | 0 | 0 | 0 | 0 | 0 | 0 | 0.0054439 | 0.010765 | 0.015939 | 0.015702 | 0.015439 | 0.015143 | 0.014817 | 0.014465 | 0.014096 | 0.013721 | 0.013347 | 0.012982 | 0.012634 | 0.012314 | 0.012039 | 0.011809 | 0.011612 | 0.011455 | 0.01131 | 0.011224 | 0.011142 | 0.011065 | 0.010992 | 0.010922 | 0 | 31.3803 | 31.3803 | 31.3803 | 7.1054e-15 | 0 | 0 | 0 | 0 | 0 | 0 | 0 | 0 | 0 | 0 | 0 | 0 | 0 | 0 | 0 | 0 | 0 | 0 | 0 | 0 | 0 | 31.3803 | 62.7605 | 94.1408 | 94.1408 | 94.1408 | 94.1408 | 94.1408 | 94.1408 | 94.1408 | 94.1408 | 94.1408 | 94.1408 | 94.1408 | 94.1408 | 94.1408 | 94.1408 | 94.1408 | 94.1408 | 94.1408 | 94.1408 | 94.1408 | 94.1408 | 94.1408 | 94.1408 | 2567.5332 | 2573.5283 | 2580.234 | 2587.6815 | 2595.8983 | 2604.9091 | 2614.7359 | 2625.3983 | 2636.8253 | 2648.9512 | 2661.7152 | 2675.0609 | 2688.9354 | 2703.2893 | 2718.076 | 2733.2516 | 2748.7745 | 2763.5415 | 2777.6388 | 2790.78 | 2803.0211 | 2814.4164 | 2825.0176 | 2834.8745 | 2844.0344 | 1096.1212 | 1098.6806 | 1101.5434 | 1104.7229 | 1108.2308 | 1112.0776 | 1116.2728 | 1120.8248 | 1125.7031 | 1130.8799 | 1136.329 | 1142.0265 | 1147.9498 | 1154.0777 | 1160.3904 | 1166.8691 | 1173.4961 | 1179.8003 | 1185.8187 | 1191.4288 | 1196.6548 | 1201.5196 | 1206.0454 | 1210.2535 | 1214.164
OR_Commercial_Interruptible - Miscellaneous_Existing_Space Heating_Natural Gas_Gas Boiler - Hot Water Reset_A | OR | Commercial | Interruptible - Miscellaneous | Existing | Space Heating | Natural Gas | Gas Boiler - Hot Water Reset | A | OCM863 | No control | Reset control installed | 20 | 466.4162 | 0 | 0 | 799.38 | 0 | 0 | 0 | 0.28365 | 0.25 | BoilerCtrl | 35% | 55% | Discretionary | RetroEven20_OR | 82.88% | Boiler | 0% | 193.1597 |  | 82.463 |  | 0 | GBLR_HWRST-Heating-ILTRM-v4.0-43 | GBLR_HWRST-Heating-ILTRM-v4.0-1 | GBLR_HWRST-Heating-ILTRM-v4.0-1 | No control | No control | No control | No control | No control | No control | No control | No control | No control | No control | No control | No control | No control | No control | No control | No control | No control | No control | No control | No control | No control | No control | No control | No control | No control | No control | No control | Reset control installed | Reset control installed | Reset control installed | Reset control installed | Reset control installed | Reset control installed | Reset control installed | Reset control installed | Reset control installed | Reset control installed | Reset control installed | Reset control installed | Reset control installed | Reset control installed | Reset control installed | Reset control installed | Reset control installed | Reset control installed | Reset control installed | Reset control installed | Reset control installed | Reset control installed | Reset control installed | Reset control installed | Reset control installed | Reset control installed | Reset control installed | 799.38 | 799.38 | 799.38 | 799.38 | 799.38 | 799.38 | 799.38 | 799.38 | 799.38 | 799.38 | 799.38 | 799.38 | 799.38 | 799.38 | 799.38 | 799.38 | 799.38 | 799.38 | 799.38 | 799.38 | 799.38 | 799.38 | 799.38 | 799.38 | 799.38 | 799.38 | 799.38 | 0 | 0 | 493.6705 | 489.9511 | 485.8178 | 481.6687 | 477.5057 | 473.3303 | 469.1437 | 464.9466 | 460.7438 | 456.5397 | 452.3385 | 448.1437 | 443.9587 | 439.7866 | 435.6303 | 431.4936 | 427.3789 | 423.3486 | 419.3991 | 415.5313 | 411.5752 | 407.7072 | 403.9162 | 400.3689 | 396.9007 | 0.0098343 | 0.020034 | 0.019865 | 0.019695 | 0.019525 | 0.019354 | 0.019183 | 0.019012 | 0.01884 | 0.018668 | 0.018496 | 0.018325 | 0.018153 | 0.017983 | 0.017813 | 0.017644 | 0.017476 | 0.017311 | 0.017149 | 0.016991 | 0 | 0 | 0 | 0 | 0 | 0.0098343 | 0.029794 | 0.049408 | 0.068681 | 0.087613 | 0.1062 | 0.12445 | 0.14234 | 0.1599 | 0.17711 | 0.19397 | 0.2105 | 0.22669 | 0.24254 | 0.25806 | 0.27325 | 0.28812 | 0.30272 | 0.31704 | 0.33111 | 0.32796 | 0.32487 | 0.32185 | 0.31903 | 0.31626 | 0.019921 | 0.04089 | 0.04089 | 0.04089 | 0.04089 | 0.04089 | 0.04089 | 0.04089 | 0.04089 | 0.04089 | 0.04089 | 0.04089 | 0.04089 | 0.04089 | 0.04089 | 0.04089 | 0.04089 | 0.04089 | 0.04089 | 0.04089 | 0 | 0 | 0 | 0 | 0 | 0.019921 | 0.060811 | 0.1017 | 0.14259 | 0.18348 | 0.22437 | 0.26526 | 0.30615 | 0.34704 | 0.38793 | 0.42882 | 0.46971 | 0.5106 | 0.55149 | 0.59238 | 0.63327 | 0.67416 | 0.71505 | 0.75594 | 0.79683 | 0.79683 | 0.79683 | 0.79683 | 0.79683 | 0.79683 | 0.0084096 | 0.017205 | 0.017145 | 0.017084 | 0.017022 | 0.016958 | 0.016893 | 0.016828 | 0.016761 | 0.016693 | 0.016624 | 0.016555 | 0.016484 | 0.016412 | 0.01634 | 0.016268 | 0.016195 | 0.016125 | 0.016057 | 0.015992 | 0 | 0 | 0 | 0 | 0 | 0.0084096 | 0.025587 | 0.042644 | 0.059576 | 0.076379 | 0.093052 | 0.10959 | 0.12599 | 0.14225 | 0.15837 | 0.17434 | 0.19017 | 0.20584 | 0.22135 | 0.23672 | 0.25194 | 0.26702 | 0.28198 | 0.29685 | 0.31163 | 0.31029 | 0.30899 | 0.30774 | 0.30652 | 0.30534 | 0.016933 | 0.034756 | 0.034756 | 0.034756 | 0.034756 | 0.034756 | 0.034756 | 0.034756 | 0.034756 | 0.034756 | 0.034756 | 0.034756 | 0.034756 | 0.034756 | 0.034756 | 0.034756 | 0.034756 | 0.034756 | 0.034756 | 0.034756 | 0 | 0 | 0 | 0 | 0 | 0.016933 | 0.051689 | 0.086446 | 0.1212 | 0.15596 | 0.19071 | 0.22547 | 0.26023 | 0.29498 | 0.32974 | 0.3645 | 0.39925 | 0.43401 | 0.46877 | 0.50352 | 0.53828 | 0.57304 | 0.60779 | 0.64255 | 0.67731 | 0.67731 | 0.67731 | 0.67731 | 0.67731 | 0.67731 | 0.008408 | 0.017195 | 0.017129 | 0.017061 | 0.016992 | 0.016922 | 0.016851 | 0.016779 | 0.016706 | 0.016632 | 0.016557 | 0.016482 | 0.016405 | 0.016327 | 0.016249 | 0.016171 | 0.016093 | 0.016017 | 0.015943 | 0.015872 | 0 | 0 | 0 | 0 | 0 | 0.008408 | 0.025572 | 0.042603 | 0.059496 | 0.076247 | 0.092855 | 0.10932 | 0.12563 | 0.14179 | 0.15779 | 0.17364 | 0.18933 | 0.20485 | 0.22021 | 0.23541 | 0.25044 | 0.26533 | 0.28009 | 0.29475 | 0.3093 | 0.30797 | 0.30668 | 0.30544 | 0.30424 | 0.30306 | 0.016933 | 0.034756 | 0.034756 | 0.034756 | 0.034756 | 0.034756 | 0.034756 | 0.034756 | 0.034756 | 0.034756 | 0.034756 | 0.034756 | 0.034756 | 0.034756 | 0.034756 | 0.034756 | 0.034756 | 0.034756 | 0.034756 | 0.034756 | 0 | 0 | 0 | 0 | 0 | 0.016933 | 0.051689 | 0.086446 | 0.1212 | 0.15596 | 0.19071 | 0.22547 | 0.26023 | 0.29498 | 0.32974 | 0.3645 | 0.39925 | 0.43401 | 0.46877 | 0.50352 | 0.53828 | 0.57304 | 0.60779 | 0.64255 | 0.67731 | 0.67731 | 0.67731 | 0.67731 | 0.67731 | 0.67731 | 0.008408 | 0.017195 | 0.017129 | 0.017061 | 0.016992 | 0.016922 | 0.016851 | 0.016779 | 0.016706 | 0.016632 | 0.016557 | 0.016482 | 0.016405 | 0.016327 | 0.016249 | 0.016171 | 0.016093 | 0.016017 | 0.015943 | 0.015872 | 0 | 0 | 0 | 0 | 0 | 0.008408 | 0.025572 | 0.042603 | 0.059496 | 0.076247 | 0.092855 | 0.10932 | 0.12563 | 0.14179 | 0.15779 | 0.17364 | 0.18933 | 0.20485 | 0.22021 | 0.23541 | 0.25044 | 0.26533 | 0.28009 | 0.29475 | 0.3093 | 0.30797 | 0.30668 | 0.30544 | 0.30424 | 0.30306 | 0.016933 | 0.034756 | 0.034756 | 0.034756 | 0.034756 | 0.034756 | 0.034756 | 0.034756 | 0.034756 | 0.034756 | 0.034756 | 0.034756 | 0.034756 | 0.034756 | 0.034756 | 0.034756 | 0.034756 | 0.034756 | 0.034756 | 0.034756 | 0 | 0 | 0 | 0 | 0 | 0.016933 | 0.051689 | 0.086446 | 0.1212 | 0.15596 | 0.19071 | 0.22547 | 0.26023 | 0.29498 | 0.32974 | 0.3645 | 0.39925 | 0.43401 | 0.46877 | 0.50352 | 0.53828 | 0.57304 | 0.60779 | 0.64255 | 0.67731 | 0.67731 | 0.67731 | 0.67731 | 0.67731 | 0.67731 | 188.5478 | 189.1189 | 189.6817 | 190.2345 | 190.776 | 191.3049 | 191.82 | 192.32 | 192.8039 | 193.2706 | 193.7193 | 194.149 | 194.5587 | 194.9479 | 195.3156 | 195.6613 | 195.9842 | 196.2838 | 196.5596 | 196.8109 | 197.0399 | 197.2486 | 197.4387 | 197.6118 | 197.7695 | 80.4941 | 80.7379 | 80.9782 | 81.2142 | 81.4454 | 81.6711 | 81.891 | 82.1045 | 82.3111 | 82.5103 | 82.7019 | 82.8853 | 83.0603 | 83.2264 | 83.3834 | 83.531 | 83.6688 | 83.7967 | 83.9144 | 84.0217 | 84.1195 | 84.2086 | 84.2898 | 84.3637 | 84.431
OR_Commercial_Interruptible - Miscellaneous_Existing_Space Heating_Natural Gas_Gas Boiler - Steam Trap Replacement_A | OR | Commercial | Interruptible - Miscellaneous | Existing | Space Heating | Natural Gas | Gas Boiler - Steam Trap Replacement | A | OCM864 | Degrade performance | Cleaning and maintenance | 6 | 74.7764 | 0 | 0 | 89.84 | 0 | 0 | 0 | 0.28365 | 0.25 | perBLDg | 73% | 100% | Discretionary | RetroEven20_OR | 82.88% | Boiler | 0% | 302.2287 |  | 129.0263 |  | 0 | IL TRM v9, Section 4.4.16 | IL TRM v9, Section 4.4.16 | IL TRM - CI-HVC-STRE-V06-200101 | Degrade performance | Degrade performance | Degrade performance | Degrade performance | Degrade performance | Degrade performance | Degrade performance | Degrade performance | Degrade performance | Degrade performance | Degrade performance | Degrade performance | Degrade performance | Degrade performance | Degrade performance | Degrade performance | Degrade performance | Degrade performance | Degrade performance | Degrade performance | Degrade performance | Degrade performance | Degrade performance | Degrade performance | Degrade performance | Degrade performance | Degrade performance | Cleaning and maintenance | Cleaning and maintenance | Cleaning and maintenance | Cleaning and maintenance | Cleaning and maintenance | Cleaning and maintenance | Cleaning and maintenance | Cleaning and maintenance | Cleaning and maintenance | Cleaning and maintenance | Cleaning and maintenance | Cleaning and maintenance | Cleaning and maintenance | Cleaning and maintenance | Cleaning and maintenance | Cleaning and maintenance | Cleaning and maintenance | Cleaning and maintenance | Cleaning and maintenance | Cleaning and maintenance | Cleaning and maintenance | Cleaning and maintenance | Cleaning and maintenance | Cleaning and maintenance | Cleaning and maintenance | Cleaning and maintenance | Cleaning and maintenance | 89.84 | 89.84 | 89.84 | 89.84 | 89.84 | 89.84 | 89.84 | 89.84 | 89.84 | 89.84 | 89.84 | 89.84 | 89.84 | 89.84 | 89.84 | 89.84 | 89.84 | 89.84 | 89.84 | 89.84 | 89.84 | 89.84 | 89.84 | 89.84 | 89.84 | 89.84 | 89.84 | 0 | 0 | 79.0686 | 78.3659 | 77.5567 | 76.7108 | 75.8168 | 74.8633 | 73.8404 | 72.742 | 71.5682 | 70.3276 | 69.038 | 67.7269 | 66.4285 | 65.1787 | 64.0095 | 62.9668 | 62.0576 | 61.2419 | 60.5351 | 59.8648 | 59.2928 | 58.7337 | 58.1858 | 57.6732 | 57.1721 | 0.0026252 | 0.0053406 | 0.0052855 | 0.0052278 | 0.0051669 | 0.0051019 | 0.0025806 | 2.019e-18 | 0 | 0 | 9.581e-19 | 0 | 0 | 9.0454e-18 | 0 | 7.8646e-18 | 0 | 7.6491e-18 | 0 | 0 | 0 | 0 | 0 | 0 | 0 | 0.0026252 | 0.0079425 | 0.013146 | 0.01823 | 0.023185 | 0.027995 | 0.030193 | 0.029744 | 0.029264 | 0.028757 | 0.02823 | 0.027694 | 0.027163 | 0.026652 | 0.026173 | 0.025747 | 0.025375 | 0.025042 | 0.024753 | 0.024479 | 0.024245 | 0.024016 | 0.023792 | 0.023583 | 0.023378 | 0.033201 | 0.06815 | 0.06815 | 0.06815 | 0.06815 | 0.06815 | 0.034949 | 2.7756e-17 | 0 | 0 | 1.3878e-17 | 0 | 0 | 1.3878e-16 | 0 | 1.249e-16 | 0 | 1.249e-16 | 0 | 0 | 0 | 0 | 0 | 0 | 0 | 0.033201 | 0.10135 | 0.1695 | 0.23765 | 0.3058 | 0.37395 | 0.4089 | 0.4089 | 0.4089 | 0.4089 | 0.4089 | 0.4089 | 0.4089 | 0.4089 | 0.4089 | 0.4089 | 0.4089 | 0.4089 | 0.4089 | 0.4089 | 0.4089 | 0.4089 | 0.4089 | 0.4089 | 0.4089 | 0.0022452 | 0.004588 | 0.0045648 | 0.0045393 | 0.004511 | 0.0044793 | 0.0022789 | 1.0551e-18 | 0 | 0 | 0 | 0 | 0 | 8.8469e-18 | 0 | 7.6937e-18 | 0 | 7.5706e-18 | 0 | 0 | 0 | 0 | 0 | 0 | 0 | 0.0022452 | 0.0068232 | 0.011353 | 0.015829 | 0.020242 | 0.024579 | 0.026663 | 0.026424 | 0.02616 | 0.025871 | 0.025563 | 0.025245 | 0.024926 | 0.024619 | 0.024333 | 0.024086 | 0.023879 | 0.0237 | 0.023556 | 0.023423 | 0.023321 | 0.023223 | 0.023129 | 0.023037 | 0.022948 | 0.028221 | 0.057927 | 0.057927 | 0.057927 | 0.057927 | 0.057927 | 0.029706 | 1.3878e-17 | 0 | 0 | 0 | 0 | 0 | 1.249e-16 | 0 | 1.1102e-16 | 0 | 1.1102e-16 | 0 | 0 | 0 | 0 | 0 | 0 | 0 | 0.028221 | 0.086149 | 0.14408 | 0.202 | 0.25993 | 0.31786 | 0.34756 | 0.34756 | 0.34756 | 0.34756 | 0.34756 | 0.34756 | 0.34756 | 0.34756 | 0.34756 | 0.34756 | 0.34756 | 0.34756 | 0.34756 | 0.34756 | 0.34756 | 0.34756 | 0.34756 | 0.34756 | 0.34756 | 0.0022448 | 0.0045854 | 0.0045604 | 0.0045332 | 0.0045032 | 0.0044699 | 0.0022732 | 1.052e-18 | 0 | 0 | 0 | 0 | 0 | 8.8011e-18 | 0 | 7.648e-18 | 0 | 7.5199e-18 | 0 | 0 | 0 | 0 | 0 | 0 | 0 | 0.0022448 | 0.0068193 | 0.011342 | 0.015808 | 0.020207 | 0.024527 | 0.026596 | 0.026348 | 0.026074 | 0.025777 | 0.02546 | 0.025133 | 0.024807 | 0.024491 | 0.024198 | 0.023943 | 0.023728 | 0.023542 | 0.023389 | 0.023248 | 0.023147 | 0.02305 | 0.022956 | 0.022865 | 0.022776 | 0.028221 | 0.057927 | 0.057927 | 0.057927 | 0.057927 | 0.057927 | 0.029706 | 1.3878e-17 | 0 | 0 | 0 | 0 | 0 | 1.249e-16 | 0 | 1.1102e-16 | 0 | 1.1102e-16 | 0 | 0 | 0 | 0 | 0 | 0 | 0 | 0.028221 | 0.086149 | 0.14408 | 0.202 | 0.25993 | 0.31786 | 0.34756 | 0.34756 | 0.34756 | 0.34756 | 0.34756 | 0.34756 | 0.34756 | 0.34756 | 0.34756 | 0.34756 | 0.34756 | 0.34756 | 0.34756 | 0.34756 | 0.34756 | 0.34756 | 0.34756 | 0.34756 | 0.34756 | 0.0022448 | 0.0045854 | 0.0045604 | 0.0045332 | 0.0045032 | 0.0044699 | 0.0022732 | 1.052e-18 | 0 | 0 | 0 | 0 | 0 | 8.8011e-18 | 0 | 7.648e-18 | 0 | 7.5199e-18 | 0 | 0 | 0 | 0 | 0 | 0 | 0 | 0.0022448 | 0.0068193 | 0.011342 | 0.015808 | 0.020207 | 0.024527 | 0.026596 | 0.026348 | 0.026074 | 0.025777 | 0.02546 | 0.025133 | 0.024807 | 0.024491 | 0.024198 | 0.023943 | 0.023728 | 0.023542 | 0.023389 | 0.023248 | 0.023147 | 0.02305 | 0.022956 | 0.022865 | 0.022776 | 0.028221 | 0.057927 | 0.057927 | 0.057927 | 0.057927 | 0.057927 | 0.029706 | 1.3878e-17 | 0 | 0 | 0 | 0 | 0 | 1.249e-16 | 0 | 1.1102e-16 | 0 | 1.1102e-16 | 0 | 0 | 0 | 0 | 0 | 0 | 0 | 0.028221 | 0.086149 | 0.14408 | 0.202 | 0.25993 | 0.31786 | 0.34756 | 0.34756 | 0.34756 | 0.34756 | 0.34756 | 0.34756 | 0.34756 | 0.34756 | 0.34756 | 0.34756 | 0.34756 | 0.34756 | 0.34756 | 0.34756 | 0.34756 | 0.34756 | 0.34756 | 0.34756 | 0.34756 | 295.0126 | 295.9063 | 296.7868 | 297.6518 | 298.4991 | 299.3266 | 300.1325 | 300.9149 | 301.672 | 302.4023 | 303.1043 | 303.7766 | 304.4178 | 305.0266 | 305.602 | 306.1429 | 306.6482 | 307.1169 | 307.5483 | 307.9416 | 308.3 | 308.6265 | 308.9239 | 309.1948 | 309.4415 | 125.9456 | 126.3272 | 126.7031 | 127.0723 | 127.4341 | 127.7874 | 128.1314 | 128.4654 | 128.7886 | 129.1004 | 129.4001 | 129.6871 | 129.9608 | 130.2208 | 130.4664 | 130.6973 | 130.913 | 131.1132 | 131.2973 | 131.4652 | 131.6182 | 131.7576 | 131.8846 | 132.0002 | 132.1055
OR_Commercial_Interruptible - Miscellaneous_Existing_Space Heating_Natural Gas_Gas Boiler - High Turndown Burner_A | OR | Commercial | Interruptible - Miscellaneous | Existing | Space Heating | Natural Gas | Gas Boiler - High Turndown Burner | A | OCM865 | No control | Turndown control installed | 15 | 0.43727 | 0 | 0 | 2.8 | 0 | 0 | 0 | 0.28365 | 0.25 | kbtuh heat | 25% | 50% | Discretionary | Retro5Med_OR | 81.34% | Boiler | 0% | 840.5487 |  | 358.8438 |  | 0 | GBLR_TRN-Heating-MNTRM-v2.1-1 | GBLR_TRN-Heating-MNTRM-v2.1-1 | GBLR_TRN-Heating-MNTRM-v2.1-1 | No control | No control | No control | No control | No control | No control | No control | No control | No control | No control | No control | No control | No control | No control | No control | No control | No control | No control | No control | No control | No control | No control | No control | No control | No control | No control | No control | Turndown control installed | Turndown control installed | Turndown control installed | Turndown control installed | Turndown control installed | Turndown control installed | Turndown control installed | Turndown control installed | Turndown control installed | Turndown control installed | Turndown control installed | Turndown control installed | Turndown control installed | Turndown control installed | Turndown control installed | Turndown control installed | Turndown control installed | Turndown control installed | Turndown control installed | Turndown control installed | Turndown control installed | Turndown control installed | Turndown control installed | Turndown control installed | Turndown control installed | Turndown control installed | Turndown control installed | 2.8 | 2.8 | 2.8 | 2.8 | 2.8 | 2.8 | 2.8 | 2.8 | 2.8 | 2.8 | 2.8 | 2.8 | 2.8 | 2.8 | 2.8 | 2.8 | 2.8 | 2.8 | 2.8 | 2.8 | 2.8 | 2.8 | 2.8 | 2.8 | 2.8 | 2.8 | 2.8 | 0 | 0 | 0.46168 | 0.45639 | 0.45034 | 0.44396 | 0.43716 | 0.42982 | 0.42188 | 0.41329 | 0.40405 | 0.39424 | 0.38406 | 0.37375 | 0.36364 | 0.35404 | 0.34523 | 0.33764 | 0.33133 | 0.3258 | 0.32126 | 0.31696 | 0.31393 | 0.31096 | 0.30805 | 0.30533 | 0.30267 | 0.0079095 | 0.0096002 | 0.011592 | 0.013266 | 0.0149 | 0.017127 | 0.018442 | 0.018456 | 0.017004 | 0.014261 | 0.010751 | 0.0071801 | 0.0041804 | 0.001901 | 0 | 0 | 0 | 0 | 0 | 0 | 0 | 0 | 0 | 0 | 0 | 0.0079095 | 0.017419 | 0.02878 | 0.041639 | 0.0559 | 0.072089 | 0.089199 | 0.10584 | 0.12048 | 0.13181 | 0.13916 | 0.1426 | 0.14293 | 0.14105 | 0.13754 | 0.13452 | 0.13201 | 0.1298 | 0.12799 | 0.12628 | 0.12507 | 0.12389 | 0.12273 | 0.12165 | 0.12059 | 17.1318 | 21.0352 | 25.7409 | 29.8811 | 34.0832 | 39.8474 | 43.7132 | 44.6561 | 42.083 | 36.1739 | 27.9929 | 19.2109 | 11.496 | 5.3694 | 0 | 0 | 0 | 0 | 0 | 0 | 0 | 0 | 0 | 0 | 0 | 17.1318 | 38.167 | 63.9079 | 93.7891 | 127.8723 | 167.7196 | 211.4328 | 256.0889 | 298.1719 | 334.3459 | 362.3388 | 381.5497 | 393.0457 | 398.4151 | 398.4151 | 398.4151 | 398.4151 | 398.4151 | 398.4151 | 398.4151 | 398.4151 | 398.4151 | 398.4151 | 398.4151 | 398.4151 | 0.0067661 | 0.0082524 | 0.010022 | 0.011537 | 0.013036 | 0.015079 | 0.016342 | 0.016467 | 0.015281 | 0.012912 | 0.0098092 | 0.0066028 | 0.0038747 | 0.0017757 | 0 | 0 | 0 | 0 | 0 | 0 | 0 | 0 | 0 | 0 | 0 | 0.0067661 | 0.014973 | 0.024882 | 0.036211 | 0.048907 | 0.063467 | 0.079045 | 0.094435 | 0.10827 | 0.11934 | 0.12697 | 0.13114 | 0.13248 | 0.13176 | 0.12946 | 0.12751 | 0.12595 | 0.12463 | 0.12362 | 0.12268 | 0.12215 | 0.12163 | 0.12113 | 0.12065 | 0.12018 | 14.5621 | 17.8799 | 21.8798 | 25.399 | 28.9707 | 33.8703 | 37.1562 | 37.9577 | 35.7706 | 30.7478 | 23.794 | 16.3293 | 9.7716 | 4.564 | 0 | 0 | 0 | 0 | 0 | 0 | 0 | 0 | 0 | 0 | 0 | 14.5621 | 32.442 | 54.3217 | 79.7207 | 108.6914 | 142.5617 | 179.7179 | 217.6756 | 253.4462 | 284.194 | 307.988 | 324.3172 | 334.0888 | 338.6528 | 338.6528 | 338.6528 | 338.6528 | 338.6528 | 338.6528 | 338.6528 | 338.6528 | 338.6528 | 338.6528 | 338.6528 | 338.6528 | 0.0067648 | 0.0082476 | 0.010012 | 0.011521 | 0.013013 | 0.015047 | 0.016302 | 0.01642 | 0.015231 | 0.012865 | 0.0097697 | 0.0065737 | 0.0038561 | 0.0017666 | 0 | 0 | 0 | 0 | 0 | 0 | 0 | 0 | 0 | 0 | 0 | 0.0067648 | 0.014965 | 0.024858 | 0.036162 | 0.048822 | 0.063332 | 0.078848 | 0.094163 | 0.10791 | 0.11891 | 0.12646 | 0.13056 | 0.13184 | 0.13108 | 0.12874 | 0.12675 | 0.12516 | 0.1238 | 0.12275 | 0.12177 | 0.12123 | 0.12072 | 0.12023 | 0.11975 | 0.11928 | 14.5621 | 17.8799 | 21.8798 | 25.399 | 28.9707 | 33.8703 | 37.1562 | 37.9577 | 35.7706 | 30.7478 | 23.794 | 16.3293 | 9.7716 | 4.564 | 0 | 0 | 0 | 0 | 0 | 0 | 0 | 0 | 0 | 0 | 0 | 14.5621 | 32.442 | 54.3217 | 79.7207 | 108.6914 | 142.5617 | 179.7179 | 217.6756 | 253.4462 | 284.194 | 307.988 | 324.3172 | 334.0888 | 338.6528 | 338.6528 | 338.6528 | 338.6528 | 338.6528 | 338.6528 | 338.6528 | 338.6528 | 338.6528 | 338.6528 | 338.6528 | 338.6528 | 0.0067648 | 0.0082476 | 0.010012 | 0.011521 | 0.013013 | 0.015047 | 0.016302 | 0.01642 | 0.015231 | 0.012865 | 0.0097697 | 0.0065737 | 0.0038561 | 0.0017666 | 0 | 0 | 0 | 0 | 0 | 0 | 0 | 0 | 0 | 0 | 0 | 0.0067648 | 0.014965 | 0.024858 | 0.036162 | 0.048822 | 0.063332 | 0.078848 | 0.094163 | 0.10791 | 0.11891 | 0.12646 | 0.13056 | 0.13184 | 0.13108 | 0.12874 | 0.12675 | 0.12516 | 0.1238 | 0.12275 | 0.12177 | 0.12123 | 0.12072 | 0.12023 | 0.11975 | 0.11928 | 14.5621 | 17.8799 | 21.8798 | 25.399 | 28.9707 | 33.8703 | 37.1562 | 37.9577 | 35.7706 | 30.7478 | 23.794 | 16.3293 | 9.7716 | 4.564 | 0 | 0 | 0 | 0 | 0 | 0 | 0 | 0 | 0 | 0 | 0 | 14.5621 | 32.442 | 54.3217 | 79.7207 | 108.6914 | 142.5617 | 179.7179 | 217.6756 | 253.4462 | 284.194 | 307.988 | 324.3172 | 334.0888 | 338.6528 | 338.6528 | 338.6528 | 338.6528 | 338.6528 | 338.6528 | 338.6528 | 338.6528 | 338.6528 | 338.6528 | 338.6528 | 338.6528 | 820.4797 | 822.9651 | 825.4139 | 827.8196 | 830.1761 | 832.4776 | 834.7189 | 836.8947 | 839.0005 | 841.0316 | 842.984 | 844.8537 | 846.6369 | 848.3303 | 849.9306 | 851.4347 | 852.84 | 854.1437 | 855.3436 | 856.4372 | 857.4339 | 858.342 | 859.1692 | 859.9226 | 860.6087 | 350.276 | 351.337 | 352.3825 | 353.4095 | 354.4155 | 355.3981 | 356.3549 | 357.2838 | 358.1828 | 359.0499 | 359.8834 | 360.6816 | 361.4429 | 362.1658 | 362.849 | 363.4912 | 364.0911 | 364.6477 | 365.1599 | 365.6268 | 366.0523 | 366.44 | 366.7932 | 367.1148 | 367.4077
OR_Commercial_Interruptible - Miscellaneous_Existing_Space Heating_Natural Gas_Gas Boiler - Burner Control Optimization_A | OR | Commercial | Interruptible - Miscellaneous | Existing | Space Heating | Natural Gas | Gas Boiler - Burner Control Optimization | A | OCM866 | Average performance | Optimized burner controls | 18 | 0.12681 | 0 | 0 | 0.94 | 0 | 0 | 0 | 0.28365 | 0.25 | kBtuh heat | 5% | 85% | Discretionary | Retro1Slow_OR | 84.23% | Boiler | 0% | 880.3221 |  | 375.8236 |  | 0 | GBLR_O2TRM-Heating-ILTRM-v4.0-1 | GBLR_O2TRM-Heating-MEMD-2018-1 | GBLR_O2TRM-Heating-ILTRM-v4.0-1 | Average performance | Average performance | Average performance | Average performance | Average performance | Average performance | Average performance | Average performance | Average performance | Average performance | Average performance | Average performance | Average performance | Average performance | Average performance | Average performance | Average performance | Average performance | Average performance | Average performance | Average performance | Average performance | Average performance | Average performance | Average performance | Average performance | Average performance | Optimized burner controls | Optimized burner controls | Optimized burner controls | Optimized burner controls | Optimized burner controls | Optimized burner controls | Optimized burner controls | Optimized burner controls | Optimized burner controls | Optimized burner controls | Optimized burner controls | Optimized burner controls | Optimized burner controls | Optimized burner controls | Optimized burner controls | Optimized burner controls | Optimized burner controls | Optimized burner controls | Optimized burner controls | Optimized burner controls | Optimized burner controls | Optimized burner controls | Optimized burner controls | Optimized burner controls | Optimized burner controls | Optimized burner controls | Optimized burner controls | 0.94 | 0.94 | 0.94 | 0.94 | 0.94 | 0.94 | 0.94 | 0.94 | 0.94 | 0.94 | 0.94 | 0.94 | 0.94 | 0.94 | 0.94 | 0.94 | 0.94 | 0.94 | 0.94 | 0.94 | 0.94 | 0.94 | 0.94 | 0.94 | 0.94 | 0.94 | 0.94 | 0 | 0 | 0.13378 | 0.13213 | 0.13022 | 0.12821 | 0.12605 | 0.12371 | 0.12118 | 0.11848 | 0.1156 | 0.11261 | 0.10963 | 0.10667 | 0.10378 | 0.10103 | 0.098518 | 0.096353 | 0.09455 | 0.092972 | 0.091676 | 0.090449 | 0.089582 | 0.088735 | 0.087905 | 0.087128 | 0.086369 | 0.00085283 | 0.00045321 | 0.0015111 | 0.0024199 | 0.0036112 | 0.0050761 | 0.0067639 | 0.0085726 | 0.010346 | 0.011885 | 0.012981 | 0.013436 | 0.013126 | 0.012046 | 0.010328 | 0.0082223 | 0.0060308 | 0.0043448 | 0.0017532 | 0.0015348 | 0 | 0 | 0 | 0 | 0 | 0.00085283 | 0.0012955 | 0.0027879 | 0.0051646 | 0.0086889 | 0.013604 | 0.02009 | 0.028214 | 0.037876 | 0.04878 | 0.060471 | 0.072275 | 0.083438 | 0.093278 | 0.10128 | 0.10728 | 0.1113 | 0.11379 | 0.11396 | 0.11397 | 0.11288 | 0.11181 | 0.11076 | 0.10978 | 0.10883 | 6.3746 | 3.4301 | 11.6038 | 18.8752 | 28.6499 | 41.0328 | 55.8159 | 72.3576 | 89.4939 | 105.5346 | 118.4029 | 125.9584 | 126.4843 | 119.2327 | 104.8323 | 85.3355 | 63.7841 | 46.7323 | 19.1239 | 16.9687 | 0 | 0 | 0 | 0 | 0 | 6.3746 | 9.8048 | 21.4086 | 40.2838 | 68.9338 | 109.9666 | 165.7825 | 238.1401 | 327.634 | 433.1686 | 551.5715 | 677.5299 | 804.0142 | 923.2469 | 1028.0792 | 1113.4147 | 1177.1988 | 1223.931 | 1243.055 | 1260.0237 | 1260.0237 | 1260.0237 | 1260.0237 | 1260.0237 | 1260.0237 | 0.00072963 | 0.00038968 | 0.001307 | 0.0021058 | 0.0031622 | 0.004474 | 0.0060025 | 0.0076622 | 0.0093164 | 0.010785 | 0.011872 | 0.012386 | 0.012196 | 0.01128 | 0.0097441 | 0.0078128 | 0.0057683 | 0.0041819 | 0.0016974 | 0.0014947 | 0 | 0 | 0 | 0 | 0 | 0.00072963 | 0.0011139 | 0.0024113 | 0.0044942 | 0.0076084 | 0.01199 | 0.017829 | 0.025218 | 0.034107 | 0.044266 | 0.055305 | 0.066624 | 0.077525 | 0.087345 | 0.095559 | 0.10194 | 0.10646 | 0.10952 | 0.11033 | 0.11099 | 0.1105 | 0.11004 | 0.10958 | 0.10915 | 0.10872 | 5.4184 | 2.9156 | 9.8633 | 16.0439 | 24.3525 | 34.8779 | 47.4435 | 61.504 | 76.0698 | 89.7044 | 100.6425 | 107.0646 | 107.5116 | 101.3478 | 89.1074 | 72.5352 | 54.2165 | 39.7224 | 16.2553 | 14.4234 | 0 | 0 | 0 | 0 | 0 | 5.4184 | 8.3341 | 18.1973 | 34.2413 | 58.5937 | 93.4716 | 140.9152 | 202.4191 | 278.4889 | 368.1933 | 468.8358 | 575.9004 | 683.412 | 784.7599 | 873.8673 | 946.4025 | 1000.6189 | 1040.3414 | 1056.5967 | 1071.0201 | 1071.0201 | 1071.0201 | 1071.0201 | 1071.0201 | 1071.0201 | 0.00072949 | 0.00038946 | 0.0013057 | 0.0021029 | 0.0031567 | 0.0044646 | 0.0059876 | 0.0076401 | 0.009286 | 0.010745 | 0.011824 | 0.012331 | 0.012137 | 0.011222 | 0.0096899 | 0.0077664 | 0.0057318 | 0.0041539 | 0.0016854 | 0.0014835 | 0 | 0 | 0 | 0 | 0 | 0.00072949 | 0.0011132 | 0.002409 | 0.0044881 | 0.0075953 | 0.011965 | 0.017784 | 0.025145 | 0.033996 | 0.044105 | 0.055083 | 0.06633 | 0.077153 | 0.086893 | 0.095028 | 0.10133 | 0.10579 | 0.10879 | 0.10955 | 0.11016 | 0.10968 | 0.10921 | 0.10877 | 0.10833 | 0.10791 | 5.4184 | 2.9156 | 9.8633 | 16.0439 | 24.3525 | 34.8779 | 47.4435 | 61.504 | 76.0698 | 89.7044 | 100.6425 | 107.0646 | 107.5116 | 101.3478 | 89.1074 | 72.5352 | 54.2165 | 39.7224 | 16.2553 | 14.4234 | 0 | 0 | 0 | 0 | 0 | 5.4184 | 8.3341 | 18.1973 | 34.2413 | 58.5937 | 93.4716 | 140.9152 | 202.4191 | 278.4889 | 368.1933 | 468.8358 | 575.9004 | 683.412 | 784.7599 | 873.8673 | 946.4025 | 1000.6189 | 1040.3414 | 1056.5967 | 1071.0201 | 1071.0201 | 1071.0201 | 1071.0201 | 1071.0201 | 1071.0201 | 0.00072949 | 0.00038946 | 0.0013057 | 0.0021029 | 0.0031567 | 0.0044646 | 0.0059876 | 0.0076401 | 0.009286 | 0.010745 | 0.011824 | 0.012331 | 0.012137 | 0.011222 | 0.0096899 | 0.0077664 | 0.0057318 | 0.0041539 | 0.0016854 | 0.0014835 | 0 | 0 | 0 | 0 | 0 | 0.00072949 | 0.0011132 | 0.002409 | 0.0044881 | 0.0075953 | 0.011965 | 0.017784 | 0.025145 | 0.033996 | 0.044105 | 0.055083 | 0.06633 | 0.077153 | 0.086893 | 0.095028 | 0.10133 | 0.10579 | 0.10879 | 0.10955 | 0.11016 | 0.10968 | 0.10921 | 0.10877 | 0.10833 | 0.10791 | 5.4184 | 2.9156 | 9.8633 | 16.0439 | 24.3525 | 34.8779 | 47.4435 | 61.504 | 76.0698 | 89.7044 | 100.6425 | 107.0646 | 107.5116 | 101.3478 | 89.1074 | 72.5352 | 54.2165 | 39.7224 | 16.2553 | 14.4234 | 0 | 0 | 0 | 0 | 0 | 5.4184 | 8.3341 | 18.1973 | 34.2413 | 58.5937 | 93.4716 | 140.9152 | 202.4191 | 278.4889 | 368.1933 | 468.8358 | 575.9004 | 683.412 | 784.7599 | 873.8673 | 946.4025 | 1000.6189 | 1040.3414 | 1056.5967 | 1071.0201 | 1071.0201 | 1071.0201 | 1071.0201 | 1071.0201 | 1071.0201 | 859.3034 | 861.9065 | 864.4711 | 866.9907 | 869.4586 | 871.8691 | 874.2164 | 876.4952 | 878.7006 | 880.8279 | 882.8726 | 884.8307 | 886.6983 | 888.4718 | 890.1479 | 891.7232 | 893.195 | 894.5604 | 895.817 | 896.9624 | 898.0063 | 898.9573 | 899.8237 | 900.6127 | 901.3312 | 366.8504 | 367.9617 | 369.0566 | 370.1323 | 371.1859 | 372.2149 | 373.217 | 374.1899 | 375.1314 | 376.0396 | 376.9125 | 377.7485 | 378.5458 | 379.3029 | 380.0184 | 380.691 | 381.3193 | 381.9022 | 382.4387 | 382.9277 | 383.3733 | 383.7793 | 384.1492 | 384.4861 | 384.7928
OR_Commercial_Interruptible - Miscellaneous_Existing_Space Heating_Natural Gas_Gas Boiler - Stack Economizer_A | OR | Commercial | Interruptible - Miscellaneous | Existing | Space Heating | Natural Gas | Gas Boiler - Stack Economizer | A | OCM867 | None | Economizer installed | 15 | 0.41977 | 0 | 0 | 10.35 | 0 | 0 | 0 | 0.28365 | 0.25 | kBtuh Heat | 15% | 55% | Discretionary | Retro5Med_OR | 81.34% | Boiler | 0% | 3236.4877 |  | 1381.7087 |  | 0 | IL TRM - CI-HVC-BECO-V01-150601 | IL TRM - CI-HVC-BECO-V01-150601 | IL TRM - CI-HVC-BECO-V01-150601 | None | None | None | None | None | None | None | None | None | None | None | None | None | None | None | None | None | None | None | None | None | None | None | None | None | None | None | Economizer installed | Economizer installed | Economizer installed | Economizer installed | Economizer installed | Economizer installed | Economizer installed | Economizer installed | Economizer installed | Economizer installed | Economizer installed | Economizer installed | Economizer installed | Economizer installed | Economizer installed | Economizer installed | Economizer installed | Economizer installed | Economizer installed | Economizer installed | Economizer installed | Economizer installed | Economizer installed | Economizer installed | Economizer installed | Economizer installed | Economizer installed | 10.35 | 10.35 | 10.35 | 10.35 | 10.35 | 10.35 | 10.35 | 10.35 | 10.35 | 10.35 | 10.35 | 10.35 | 10.35 | 10.35 | 10.35 | 10.35 | 10.35 | 10.35 | 10.35 | 10.35 | 10.35 | 10.35 | 10.35 | 10.35 | 10.35 | 10.35 | 10.35 | 0 | 0 | 0.44217 | 0.43563 | 0.42813 | 0.42012 | 0.41148 | 0.40233 | 0.39243 | 0.38187 | 0.37074 | 0.35926 | 0.34781 | 0.33652 | 0.32562 | 0.31537 | 0.30608 | 0.29819 | 0.29173 | 0.28616 | 0.2817 | 0.27751 | 0.27484 | 0.27223 | 0.26968 | 0.26729 | 0.26495 | 0.01212 | 0.014662 | 0.017633 | 0.020086 | 0.022439 | 0.025651 | 0.027447 | 0.027284 | 0.024963 | 0.020794 | 0.015578 | 0.010344 | 0.0059892 | 0.0027094 | 0 | 0 | 0 | 0 | 0 | 0 | 0 | 0 | 0 | 0 | 0 | 0.01212 | 0.026603 | 0.043777 | 0.063044 | 0.084188 | 0.10797 | 0.13276 | 0.15647 | 0.17687 | 0.19219 | 0.20164 | 0.20544 | 0.20477 | 0.20104 | 0.19512 | 0.19009 | 0.18597 | 0.18242 | 0.17957 | 0.17691 | 0.1752 | 0.17354 | 0.17191 | 0.17039 | 0.1689 | 27.411 | 33.6563 | 41.1854 | 47.8098 | 54.5331 | 63.7558 | 69.9411 | 71.4498 | 67.3328 | 57.8783 | 44.7887 | 30.7375 | 18.3935 | 8.591 | 0 | 0 | 0 | 0 | 0 | 0 | 0 | 0 | 0 | 0 | 0 | 27.411 | 61.0672 | 102.2527 | 150.0625 | 204.5956 | 268.3514 | 338.2925 | 409.7423 | 477.0751 | 534.9534 | 579.742 | 610.4795 | 628.8731 | 637.4641 | 637.4641 | 637.4641 | 637.4641 | 637.4641 | 637.4641 | 637.4641 | 637.4641 | 637.4641 | 637.4641 | 637.4641 | 637.4641 | 0.010372 | 0.012614 | 0.015267 | 0.017505 | 0.01969 | 0.022669 | 0.024438 | 0.024485 | 0.022586 | 0.018975 | 0.014339 | 0.0096045 | 0.00561 | 0.0025597 | 0 | 0 | 0 | 0 | 0 | 0 | 0 | 0 | 0 | 0 | 0 | 0.010372 | 0.022888 | 0.037903 | 0.054944 | 0.073874 | 0.095414 | 0.1182 | 0.14041 | 0.16003 | 0.17538 | 0.1856 | 0.19076 | 0.1918 | 0.18993 | 0.18587 | 0.18247 | 0.17978 | 0.17753 | 0.17584 | 0.17428 | 0.17351 | 0.17277 | 0.17206 | 0.17136 | 0.17069 | 23.2993 | 28.6078 | 35.0076 | 40.6383 | 46.3532 | 54.1924 | 59.4499 | 60.7323 | 57.2329 | 49.1965 | 38.0704 | 26.1269 | 15.6345 | 7.3024 | 0 | 0 | 0 | 0 | 0 | 0 | 0 | 0 | 0 | 0 | 0 | 23.2993 | 51.9072 | 86.9148 | 127.5531 | 173.9063 | 228.0987 | 287.5486 | 348.2809 | 405.5138 | 454.7104 | 492.7807 | 518.9076 | 534.5421 | 541.8445 | 541.8445 | 541.8445 | 541.8445 | 541.8445 | 541.8445 | 541.8445 | 541.8445 | 541.8445 | 541.8445 | 541.8445 | 541.8445 | 0 | 0 | 0 | 0 | 0 | 0 | 0 | 0 | 0 | 0 | 0 | 0 | 0 | 0 | 0 | 0 | 0 | 0 | 0 | 0 | 0 | 0 | 0 | 0 | 0 | 0 | 0 | 0 | 0 | 0 | 0 | 0 | 0 | 0 | 0 | 0 | 0 | 0 | 0 | 0 | 0 | 0 | 0 | 0 | 0 | 0 | 0 | 0 | 0 | 0 | 0 | 0 | 0 | 0 | 0 | 0 | 0 | 0 | 0 | 0 | 0 | 0 | 0 | 0 | 0 | 0 | 0 | 0 | 0 | 0 | 0 | 0 | 0 | 0 | 0 | 0 | 0 | 0 | 0 | 0 | 0 | 0 | 0 | 0 | 0 | 0 | 0 | 0 | 0 | 0 | 0 | 0 | 0 | 0 | 0 | 0 | 0 | 0 | 0 | 0 | 0.01037 | 0.012607 | 0.015252 | 0.017482 | 0.019656 | 0.022621 | 0.024377 | 0.024414 | 0.022513 | 0.018905 | 0.014281 | 0.0095621 | 0.0055831 | 0.0025464 | 0 | 0 | 0 | 0 | 0 | 0 | 0 | 0 | 0 | 0 | 0 | 0.01037 | 0.022874 | 0.037867 | 0.05487 | 0.073746 | 0.095212 | 0.11791 | 0.14001 | 0.15951 | 0.17474 | 0.18485 | 0.18991 | 0.19089 | 0.18895 | 0.18483 | 0.18139 | 0.17864 | 0.17634 | 0.17459 | 0.17298 | 0.17221 | 0.17148 | 0.17077 | 0.17009 | 0.16942 | 23.2993 | 28.6078 | 35.0076 | 40.6383 | 46.3532 | 54.1924 | 59.4499 | 60.7323 | 57.2329 | 49.1965 | 38.0704 | 26.1269 | 15.6345 | 7.3024 | 0 | 0 | 0 | 0 | 0 | 0 | 0 | 0 | 0 | 0 | 0 | 23.2993 | 51.9072 | 86.9148 | 127.5531 | 173.9063 | 228.0987 | 287.5486 | 348.2809 | 405.5138 | 454.7104 | 492.7807 | 518.9076 | 534.5421 | 541.8445 | 541.8445 | 541.8445 | 541.8445 | 541.8445 | 541.8445 | 541.8445 | 541.8445 | 541.8445 | 541.8445 | 541.8445 | 541.8445 | 3159.213 | 3168.7831 | 3178.2121 | 3187.4751 | 3196.5486 | 3205.4106 | 3214.0403 | 3222.4184 | 3230.5264 | 3238.3473 | 3245.8647 | 3253.0637 | 3259.93 | 3266.4503 | 3272.6121 | 3278.4038 | 3283.8147 | 3288.8347 | 3293.4546 | 3297.6657 | 3301.5034 | 3305 | 3308.1851 | 3311.086 | 3313.7276 | 1348.7189 | 1352.8045 | 1356.8299 | 1360.7844 | 1364.658 | 1368.4413 | 1372.1255 | 1375.7022 | 1379.1637 | 1382.5025 | 1385.7119 | 1388.7852 | 1391.7166 | 1394.5002 | 1397.1307 | 1399.6033 | 1401.9133 | 1404.0564 | 1406.0287 | 1407.8265 | 1409.4649 | 1410.9576 | 1412.3174 | 1413.5559 | 1414.6836
OR_Commercial_Interruptible - Miscellaneous_Existing_Space Heating_Natural Gas_Gas Boiler - Thermostatic Radiator Valves_A | OR | Commercial | Interruptible - Miscellaneous | Existing | Space Heating | Natural Gas | Gas Boiler - Thermostatic Radiator Valves | A | OCM868 | TBD | TBD | 15 | 15.75 | 0 | 0 | 61.19 | 0 | 0 | 0 | 0.28365 | 0.25 | radiator | 25% | 50% | Discretionary | RetroEven20_OR | 82.88% | Boiler | 0% | 509.9759 |  | 217.7169 |  | 0 | IL TRM - 5.3.19 - RS-HVC-TRVS-V01-210101 | AEG Cost Characterization, 2021 | IL TRM - 5.3.19 - RS-HVC-TRVS-V01-210101 | TBD | TBD | TBD | TBD | TBD | TBD | TBD | TBD | TBD | TBD | TBD | TBD | TBD | TBD | TBD | TBD | TBD | TBD | TBD | TBD | TBD | TBD | TBD | TBD | TBD | TBD | TBD | TBD | TBD | TBD | TBD | TBD | TBD | TBD | TBD | TBD | TBD | TBD | TBD | TBD | TBD | TBD | TBD | TBD | TBD | TBD | TBD | TBD | TBD | TBD | TBD | TBD | TBD | TBD | 61.19 | 61.19 | 61.19 | 61.19 | 61.19 | 61.19 | 61.19 | 61.19 | 61.19 | 61.19 | 61.19 | 61.19 | 61.19 | 61.19 | 61.19 | 61.19 | 61.19 | 61.19 | 61.19 | 61.19 | 61.19 | 61.19 | 61.19 | 61.19 | 61.19 | 61.19 | 61.19 | 0 | 0 | 16.6533 | 16.5037 | 16.3318 | 16.1522 | 15.9624 | 15.7602 | 15.5441 | 15.3129 | 15.0658 | 14.8046 | 14.5331 | 14.2571 | 13.9838 | 13.7207 | 13.4745 | 13.255 | 13.0636 | 12.8919 | 12.7431 | 12.6019 | 12.4815 | 12.3638 | 12.2485 | 12.1405 | 12.0351 | 0.023026 | 0.046839 | 0.046351 | 0.045841 | 0.045302 | 0.044728 | 0.044115 | 0.043459 | 0.042758 | 0.042016 | 0.041246 | 0.040462 | 0.039687 | 0.03894 | 0.038241 | 0.019292 | 5.8014e-18 | 5.7251e-17 | 0 | 0 | 0 | 0 | 0 | 0 | 0 | 0.023026 | 0.069657 | 0.11528 | 0.15985 | 0.20328 | 0.24543 | 0.28618 | 0.32538 | 0.36289 | 0.39862 | 0.43255 | 0.4648 | 0.49557 | 0.52519 | 0.55401 | 0.56428 | 0.55613 | 0.54882 | 0.54248 | 0.53648 | 0.53135 | 0.52634 | 0.52143 | 0.51683 | 0.51234 | 1.3826 | 2.8381 | 2.8381 | 2.8381 | 2.8381 | 2.8381 | 2.8381 | 2.8381 | 2.8381 | 2.8381 | 2.8381 | 2.8381 | 2.8381 | 2.8381 | 2.8381 | 1.4554 | 4.4409e-16 | 4.4409e-15 | 0 | 0 | 0 | 0 | 0 | 0 | 0 | 1.3826 | 4.2207 | 7.0588 | 9.8968 | 12.7349 | 15.5729 | 18.411 | 21.249 | 24.0871 | 26.9252 | 29.7632 | 32.6013 | 35.4393 | 38.2774 | 41.1154 | 42.5709 | 42.5709 | 42.5709 | 42.5709 | 42.5709 | 42.5709 | 42.5709 | 42.5709 | 42.5709 | 42.5709 | 0.019693 | 0.040239 | 0.040032 | 0.039805 | 0.039554 | 0.039273 | 0.03896 | 0.038611 | 0.038225 | 0.037803 | 0.037353 | 0.036888 | 0.036422 | 0.035973 | 0.035556 | 0.018048 | 6.4232e-18 | 5.7377e-17 | 0 | 0 | 0 | 0 | 0 | 0 | 0 | 0.019693 | 0.059842 | 0.099566 | 0.13881 | 0.17748 | 0.2155 | 0.25274 | 0.28909 | 0.32442 | 0.35864 | 0.39173 | 0.42374 | 0.45481 | 0.48517 | 0.51511 | 0.52791 | 0.52338 | 0.51946 | 0.5163 | 0.51338 | 0.51115 | 0.50901 | 0.50693 | 0.50492 | 0.50296 | 1.1752 | 2.4123 | 2.4123 | 2.4123 | 2.4123 | 2.4123 | 2.4123 | 2.4123 | 2.4123 | 2.4123 | 2.4123 | 2.4123 | 2.4123 | 2.4123 | 2.4123 | 1.2371 | 4.4409e-16 | 3.9968e-15 | 0 | 0 | 0 | 0 | 0 | 0 | 0 | 1.1752 | 3.5876 | 5.9999 | 8.4123 | 10.8246 | 13.237 | 15.6493 | 18.0617 | 20.474 | 22.8864 | 25.2987 | 27.7111 | 30.1234 | 32.5358 | 34.9481 | 36.1852 | 36.1852 | 36.1852 | 36.1852 | 36.1852 | 36.1852 | 36.1852 | 36.1852 | 36.1852 | 36.1852 | 0.019689 | 0.040216 | 0.039993 | 0.039751 | 0.039485 | 0.03919 | 0.038863 | 0.0385 | 0.0381 | 0.037665 | 0.037203 | 0.036725 | 0.036247 | 0.035787 | 0.035358 | 0.017941 | 6.3826e-18 | 5.6992e-17 | 0 | 0 | 0 | 0 | 0 | 0 | 0 | 0.019689 | 0.059808 | 0.09947 | 0.13862 | 0.17718 | 0.21504 | 0.25211 | 0.28826 | 0.32336 | 0.35734 | 0.39015 | 0.42187 | 0.45263 | 0.48266 | 0.51224 | 0.52478 | 0.52007 | 0.51598 | 0.51265 | 0.50955 | 0.50734 | 0.50521 | 0.50315 | 0.50115 | 0.49921 | 1.1752 | 2.4123 | 2.4123 | 2.4123 | 2.4123 | 2.4123 | 2.4123 | 2.4123 | 2.4123 | 2.4123 | 2.4123 | 2.4123 | 2.4123 | 2.4123 | 2.4123 | 1.2371 | 4.4409e-16 | 3.9968e-15 | 0 | 0 | 0 | 0 | 0 | 0 | 0 | 1.1752 | 3.5876 | 5.9999 | 8.4123 | 10.8246 | 13.237 | 15.6493 | 18.0617 | 20.474 | 22.8864 | 25.2987 | 27.7111 | 30.1234 | 32.5358 | 34.9481 | 36.1852 | 36.1852 | 36.1852 | 36.1852 | 36.1852 | 36.1852 | 36.1852 | 36.1852 | 36.1852 | 36.1852 | 0.019689 | 0.040216 | 0.039993 | 0.039751 | 0.039485 | 0.03919 | 0.038863 | 0.0385 | 0.0381 | 0.037665 | 0.037203 | 0.036725 | 0.036247 | 0.035787 | 0.035358 | 0.017941 | 6.3826e-18 | 5.6992e-17 | 0 | 0 | 0 | 0 | 0 | 0 | 0 | 0.019689 | 0.059808 | 0.09947 | 0.13862 | 0.17718 | 0.21504 | 0.25211 | 0.28826 | 0.32336 | 0.35734 | 0.39015 | 0.42187 | 0.45263 | 0.48266 | 0.51224 | 0.52478 | 0.52007 | 0.51598 | 0.51265 | 0.50955 | 0.50734 | 0.50521 | 0.50315 | 0.50115 | 0.49921 | 1.1752 | 2.4123 | 2.4123 | 2.4123 | 2.4123 | 2.4123 | 2.4123 | 2.4123 | 2.4123 | 2.4123 | 2.4123 | 2.4123 | 2.4123 | 2.4123 | 2.4123 | 1.2371 | 4.4409e-16 | 3.9968e-15 | 0 | 0 | 0 | 0 | 0 | 0 | 0 | 1.1752 | 3.5876 | 5.9999 | 8.4123 | 10.8246 | 13.237 | 15.6493 | 18.0617 | 20.474 | 22.8864 | 25.2987 | 27.7111 | 30.1234 | 32.5358 | 34.9481 | 36.1852 | 36.1852 | 36.1852 | 36.1852 | 36.1852 | 36.1852 | 36.1852 | 36.1852 | 36.1852 | 36.1852 | 497.7997 | 499.3076 | 500.7934 | 502.253 | 503.6827 | 505.0791 | 506.4389 | 507.759 | 509.0366 | 510.2689 | 511.4535 | 512.5878 | 513.6697 | 514.6971 | 515.6681 | 516.5807 | 517.4333 | 518.2243 | 518.9522 | 519.6158 | 520.2205 | 520.7714 | 521.2733 | 521.7304 | 522.1467 | 212.5187 | 213.1625 | 213.7967 | 214.4199 | 215.0302 | 215.6264 | 216.2069 | 216.7705 | 217.3159 | 217.842 | 218.3477 | 218.832 | 219.2939 | 219.7325 | 220.147 | 220.5366 | 220.9006 | 221.2383 | 221.5491 | 221.8323 | 222.0905 | 222.3257 | 222.54 | 222.7351 | 222.9128
OR_Commercial_Interruptible - Miscellaneous_Existing_Space Heating_Natural Gas_HVAC - Shut Off Damper_A | OR | Commercial | Interruptible - Miscellaneous | Existing | Space Heating | Natural Gas | HVAC - Shut Off Damper | A | OCM869 | No damper | Damper installed | 15 | 43.5146 | 0 | 0 | 1657.67 | 0 | 111.18 | 0 | 0.28365 | 0.25 | BoilerCtrl | 0% | 75% | Discretionary | Retro5Med_OR | 81.34% | Central Systems | 0% | 7489.7965 |  | 2143.8509 |  | 0 | HVAC_DMPROFF-Heating-ILTRM-v4.0-1 | HVAC_DMPROFF-Heating-ILTRM-v4.0-1 | HVAC_DMPROFF-Heating-ILTRM-v4.0-1 | No damper | No damper | No damper | No damper | No damper | No damper | No damper | No damper | No damper | No damper | No damper | No damper | No damper | No damper | No damper | No damper | No damper | No damper | No damper | No damper | No damper | No damper | No damper | No damper | No damper | No damper | No damper | Damper installed | Damper installed | Damper installed | Damper installed | Damper installed | Damper installed | Damper installed | Damper installed | Damper installed | Damper installed | Damper installed | Damper installed | Damper installed | Damper installed | Damper installed | Damper installed | Damper installed | Damper installed | Damper installed | Damper installed | Damper installed | Damper installed | Damper installed | Damper installed | Damper installed | Damper installed | Damper installed | 1657.67 | 1657.67 | 1657.67 | 1657.67 | 1657.67 | 1657.67 | 1657.67 | 1657.67 | 1657.67 | 1657.67 | 1657.67 | 1657.67 | 1657.67 | 1657.67 | 1657.67 | 1657.67 | 1657.67 | 1657.67 | 1657.67 | 1657.67 | 1657.67 | 1657.67 | 1657.67 | 1657.67 | 1657.67 | 1657.67 | 1657.67 | 0 | 0 | 45.9492 | 45.2713 | 44.4818 | 43.6341 | 42.7112 | 41.7238 | 40.6505 | 39.5007 | 38.2893 | 37.0416 | 35.7969 | 34.5714 | 33.3883 | 32.2745 | 31.2605 | 30.389 | 29.6623 | 29.0333 | 28.5212 | 28.0429 | 27.7227 | 27.4131 | 27.113 | 26.8333 | 26.5625 | 0.018409 | 0.022269 | 0.026776 | 0.03049 | 0.034042 | 0.038879 | 0.041554 | 0.04125 | 0.037681 | 0.031334 | 0.023433 | 0.015531 | 0.0089759 | 0.0040525 | 0 | 0 | 0 | 0 | 0 | 0 | 0 | 0 | 0 | 0 | 0 | 0.018409 | 0.040406 | 0.066477 | 0.095701 | 0.12772 | 0.16365 | 0.20099 | 0.23656 | 0.26698 | 0.28962 | 0.30332 | 0.30846 | 0.30688 | 0.3007 | 0.29125 | 0.28313 | 0.27636 | 0.2705 | 0.26573 | 0.26127 | 0.25829 | 0.25541 | 0.25261 | 0.25 | 0.24748 | 0.40063 | 0.49191 | 0.60195 | 0.69877 | 0.79704 | 0.93183 | 1.0222 | 1.0443 | 0.98411 | 0.84593 | 0.65461 | 0.44925 | 0.26883 | 0.12556 | 0 | 0 | 0 | 0 | 0 | 0 | 0 | 0 | 0 | 0 | 0 | 0.40063 | 0.89254 | 1.4945 | 2.1933 | 2.9903 | 3.9221 | 4.9444 | 5.9886 | 6.9727 | 7.8187 | 8.4733 | 8.9225 | 9.1914 | 9.3169 | 9.3169 | 9.3169 | 9.3169 | 9.3169 | 9.3169 | 9.3169 | 9.3169 | 9.3169 | 9.3169 | 9.3169 | 9.3169 | 0.015754 | 0.019161 | 0.023187 | 0.026579 | 0.02988 | 0.034372 | 0.037015 | 0.037037 | 0.034114 | 0.028613 | 0.021585 | 0.014432 | 0.0084142 | 0.0038316 | 0 | 0 | 0 | 0 | 0 | 0 | 0 | 0 | 0 | 0 | 0 | 0.015754 | 0.034767 | 0.057567 | 0.083423 | 0.1121 | 0.14467 | 0.17904 | 0.2124 | 0.24171 | 0.26446 | 0.2794 | 0.28664 | 0.28768 | 0.28431 | 0.27766 | 0.272 | 0.26738 | 0.26346 | 0.26041 | 0.2576 | 0.256 | 0.25448 | 0.25303 | 0.25164 | 0.25032 | 0.34053 | 0.41812 | 0.51166 | 0.59395 | 0.67748 | 0.79206 | 0.8689 | 0.88764 | 0.83649 | 0.71904 | 0.55642 | 0.38186 | 0.22851 | 0.10673 | 0 | 0 | 0 | 0 | 0 | 0 | 0 | 0 | 0 | 0 | 0 | 0.34053 | 0.75865 | 1.2703 | 1.8643 | 2.5417 | 3.3338 | 4.2027 | 5.0903 | 5.9268 | 6.6459 | 7.2023 | 7.5842 | 7.8127 | 7.9194 | 7.9194 | 7.9194 | 7.9194 | 7.9194 | 7.9194 | 7.9194 | 7.9194 | 7.9194 | 7.9194 | 7.9194 | 7.9194 | 0 | 0 | 0 | 0 | 0 | 0 | 0 | 0 | 0 | 0 | 0 | 0 | 0 | 0 | 0 | 0 | 0 | 0 | 0 | 0 | 0 | 0 | 0 | 0 | 0 | 0 | 0 | 0 | 0 | 0 | 0 | 0 | 0 | 0 | 0 | 0 | 0 | 0 | 0 | 0 | 0 | 0 | 0 | 0 | 0 | 0 | 0 | 0 | 0 | 0 | 0 | 0 | 0 | 0 | 0 | 0 | 0 | 0 | 0 | 0 | 0 | 0 | 0 | 0 | 0 | 0 | 0 | 0 | 0 | 0 | 0 | 0 | 0 | 0 | 0 | 0 | 0 | 0 | 0 | 0 | 0 | 0 | 0 | 0 | 0 | 0 | 0 | 0 | 0 | 0 | 0 | 0 | 0 | 0 | 0 | 0 | 0 | 0 | 0 | 0 | 0 | 0 | 0 | 0 | 0 | 0 | 0 | 0 | 0 | 0 | 0 | 0 | 0 | 0 | 0 | 0 | 0 | 0 | 0 | 0 | 0 | 0 | 0 | 0 | 0 | 0 | 0 | 0 | 0 | 0 | 0 | 0 | 0 | 0 | 0 | 0 | 0 | 0 | 0 | 0 | 0 | 0 | 0 | 0 | 0 | 0 | 0 | 0 | 0 | 0 | 0 | 0 | 0 | 0 | 0 | 0 | 0 | 0 | 0 | 0 | 0 | 0 | 0 | 0 | 0 | 0 | 0 | 0 | 0 | 0 | 0 | 0 | 0 | 0 | 0 | 0 | 0 | 0 | 0 | 0 | 0 | 0 | 0 | 0 | 0 | 0 | 0 | 0 | 0 | 0 | 0 | 0 | 0 | 0 | 0 | 0 | 0 | 0 | 0 | 0 | 7259.7418 | 7278.8519 | 7298.9713 | 7320.1268 | 7342.3401 | 7365.6281 | 7390.003 | 7415.473 | 7441.8991 | 7469.1516 | 7497.1086 | 7525.6558 | 7554.6852 | 7584.095 | 7613.7886 | 7643.6747 | 7673.6664 | 7702.011 | 7728.8418 | 7753.7082 | 7776.743 | 7798.0719 | 7817.8131 | 7836.0781 | 7852.9713 | 2078.0009 | 2083.4709 | 2089.2298 | 2095.2853 | 2101.6435 | 2108.3094 | 2115.2864 | 2122.5768 | 2130.1409 | 2137.9416 | 2145.9439 | 2154.1151 | 2162.4244 | 2170.8425 | 2179.3419 | 2187.8964 | 2196.4811 | 2204.5944 | 2212.2743 | 2219.392 | 2225.9854 | 2232.0905 | 2237.7411 | 2242.9692 | 2247.8047
OR_Commercial_Interruptible - Miscellaneous_Existing_Space Heating_Natural Gas_Gas Furnace - Tube Inserts_A | OR | Commercial | Interruptible - Miscellaneous | Existing | Space Heating | Natural Gas | Gas Furnace - Tube Inserts | A | OCM870 | None | Tube inserts installed | 5 | 0 | 0 | 0 | 1 | 0 | 0 | 0 | 0.28365 | 0.25 | sqft | 73% | 100% | Discretionary | Retro1Slow_OR | 84.23% | Furnace | 0% | 0 |  | 0 |  | 0 | n/a | n/a | n/a | None | None | None | None | None | None | None | None | None | None | None | None | None | None | None | None | None | None | None | None | None | None | None | None | None | None | None | Tube inserts installed | Tube inserts installed | Tube inserts installed | Tube inserts installed | Tube inserts installed | Tube inserts installed | Tube inserts installed | Tube inserts installed | Tube inserts installed | Tube inserts installed | Tube inserts installed | Tube inserts installed | Tube inserts installed | Tube inserts installed | Tube inserts installed | Tube inserts installed | Tube inserts installed | Tube inserts installed | Tube inserts installed | Tube inserts installed | Tube inserts installed | Tube inserts installed | Tube inserts installed | Tube inserts installed | Tube inserts installed | Tube inserts installed | Tube inserts installed | 1 | 1 | 1 | 1 | 1 | 1 | 1 | 1 | 1 | 1 | 1 | 1 | 1 | 1 | 1 | 1 | 1 | 1 | 1 | 1 | 1 | 1 | 1 | 1 | 1 | 1 | 1 | 0 | 0 | 0 | 0 | 0 | 0 | 0 | 0 | 0 | 0 | 0 | 0 | 0 | 0 | 0 | 0 | 0 | 0 | 0 | 0 | 0 | 0 | 0 | 0 | 0 | 0 | 0 | 0 | 0 | 0 | 0 | 0 | 0 | 0 | 0 | 0 | 0 | 0 | 0 | 0 | 0 | 0 | 0 | 0 | 0 | 0 | 0 | 0 | 0 | 0 | 0 | 0 | 0 | 0 | 0 | 0 | 0 | 0 | 0 | 0 | 0 | 0 | 0 | 0 | 0 | 0 | 0 | 0 | 0 | 0 | 0 | 0 | 0 | 0 | 0 | 0 | 0 | 70.3202 | 37.8387 | 128.0046 | 208.217 | 316.0444 | 382.3229 | 577.8802 | 670.1895 | 779.0115 | 848.1325 | 853.4878 | 773.7584 | 597.0841 | 328.0565 | 0 | 0 | 0 | 0 | 0 | 0 | 0 | 0 | 0 | 0 | 0 | 70.3202 | 108.1589 | 236.1635 | 444.3805 | 760.4249 | 1142.7478 | 1720.628 | 2390.8174 | 3169.8289 | 4017.9614 | 4871.4492 | 5645.2076 | 6242.2917 | 6570.3482 | 6570.3482 | 6570.3482 | 6570.3482 | 6570.3482 | 6570.3482 | 6570.3482 | 6570.3482 | 6570.3482 | 6570.3482 | 6570.3482 | 6570.3482 | 0 | 0 | 0 | 0 | 0 | 0 | 0 | 0 | 0 | 0 | 0 | 0 | 0 | 0 | 0 | 0 | 0 | 0 | 0 | 0 | 0 | 0 | 0 | 0 | 0 | 0 | 0 | 0 | 0 | 0 | 0 | 0 | 0 | 0 | 0 | 0 | 0 | 0 | 0 | 0 | 0 | 0 | 0 | 0 | 0 | 0 | 0 | 0 | 0 | 0 | 59.7722 | 32.1629 | 108.8039 | 176.9845 | 268.6377 | 324.9745 | 491.1982 | 569.661 | 662.1597 | 720.9127 | 725.4646 | 657.6946 | 507.5215 | 278.848 | 0 | 0 | 0 | 0 | 0 | 0 | 0 | 0 | 0 | 0 | 0 | 59.7722 | 91.9351 | 200.739 | 377.7235 | 646.3612 | 971.3356 | 1462.5338 | 2032.1948 | 2694.3546 | 3415.2672 | 4140.7318 | 4798.4264 | 5305.9479 | 5584.796 | 5584.796 | 5584.796 | 5584.796 | 5584.796 | 5584.796 | 5584.796 | 5584.796 | 5584.796 | 5584.796 | 5584.796 | 5584.796 | 0 | 0 | 0 | 0 | 0 | 0 | 0 | 0 | 0 | 0 | 0 | 0 | 0 | 0 | 0 | 0 | 0 | 0 | 0 | 0 | 0 | 0 | 0 | 0 | 0 | 0 | 0 | 0 | 0 | 0 | 0 | 0 | 0 | 0 | 0 | 0 | 0 | 0 | 0 | 0 | 0 | 0 | 0 | 0 | 0 | 0 | 0 | 0 | 0 | 0 | 0 | 0 | 0 | 0 | 0 | 0 | 0 | 0 | 0 | 0 | 0 | 0 | 0 | 0 | 0 | 0 | 0 | 0 | 0 | 0 | 0 | 0 | 0 | 0 | 0 | 0 | 0 | 0 | 0 | 0 | 0 | 0 | 0 | 0 | 0 | 0 | 0 | 0 | 0 | 0 | 0 | 0 | 0 | 0 | 0 | 0 | 0 | 0 | 0 | 0 | 0 | 0 | 0 | 0 | 0 | 0 | 0 | 0 | 0 | 0 | 0 | 0 | 0 | 0 | 0 | 0 | 0 | 0 | 0 | 0 | 0 | 0 | 0 | 0 | 0 | 0 | 0 | 0 | 0 | 0 | 0 | 0 | 0 | 0 | 0 | 0 | 0 | 0 | 0 | 0 | 0 | 0 | 0 | 0 | 0 | 0 | 0 | 0 | 0 | 0 | 0 | 0 | 0 | 0 | 0 | 0 | 0 | 0 | 0 | 0 | 0 | 0 | 0 | 0 | 0 | 0 | 0 | 0 | 0 | 0 | 0 | 0 | 0 | 0 | 0 | 0 | 0 | 0 | 0 | 0 | 0 | 0 | 0 | 0 | 0 | 0 | 0 | 0 | 0 | 0 | 0 | 0 | 0 | 0 | 0 | 0 | 0 | 0 | 0 | 0 | 0 | 0 | 0 | 0 | 0 | 0 | 0 | 0 | 0 | 0 | 0 | 0 | 0 | 0 | 0 | 0 | 0 | 0 | 0 | 0 | 0 | 0 | 0 | 0 | 0 | 0 | 0 | 0 | 0 | 0 | 0 | 0 | 0 | 0 | 0 | 0 | 0 | 0 | 0 | 0 | 0 | 0 | 0 | 0 | 0 | 0 | 0 | 0 | 0 | 0
OR_Commercial_Interruptible - Miscellaneous_Existing_Space Heating_Natural Gas_Gas Boiler - Insulate Steam Lines/Condensate Tank_A | OR | Commercial | Interruptible - Miscellaneous | Existing | Space Heating | Natural Gas | Gas Boiler - Insulate Steam Lines/Condensate Tank | A | OCM871 | No insulation | Lines and condenstate tank insulated | 15 | 5.99 | 0 | 0 | 13.96 | 0 | 0 | 0 | 0.28365 | 0.25 | boiler pipe | 30% | 40% | Discretionary | RetroEven20_OR | 82.88% | Boiler | 0% | 305.9203 |  | 130.6023 |  | 0 | GBLR_PINS-Heating-ILTRM-v4.0-1 | GBLR_PINS_STM-Heating-PGE-R7-1 | GBLR_PINS_STM-Heating-PGE-R7-1 | No insulation | No insulation | No insulation | No insulation | No insulation | No insulation | No insulation | No insulation | No insulation | No insulation | No insulation | No insulation | No insulation | No insulation | No insulation | No insulation | No insulation | No insulation | No insulation | No insulation | No insulation | No insulation | No insulation | No insulation | No insulation | No insulation | No insulation | Lines and condenstate tank insulated | Lines and condenstate tank insulated | Lines and condenstate tank insulated | Lines and condenstate tank insulated | Lines and condenstate tank insulated | Lines and condenstate tank insulated | Lines and condenstate tank insulated | Lines and condenstate tank insulated | Lines and condenstate tank insulated | Lines and condenstate tank insulated | Lines and condenstate tank insulated | Lines and condenstate tank insulated | Lines and condenstate tank insulated | Lines and condenstate tank insulated | Lines and condenstate tank insulated | Lines and condenstate tank insulated | Lines and condenstate tank insulated | Lines and condenstate tank insulated | Lines and condenstate tank insulated | Lines and condenstate tank insulated | Lines and condenstate tank insulated | Lines and condenstate tank insulated | Lines and condenstate tank insulated | Lines and condenstate tank insulated | Lines and condenstate tank insulated | Lines and condenstate tank insulated | Lines and condenstate tank insulated | 13.96 | 13.96 | 13.96 | 13.96 | 13.96 | 13.96 | 13.96 | 13.96 | 13.96 | 13.96 | 13.96 | 13.96 | 13.96 | 13.96 | 13.96 | 13.96 | 13.96 | 13.96 | 13.96 | 13.96 | 13.96 | 13.96 | 13.96 | 13.96 | 13.96 | 13.96 | 13.96 | 0 | 0 | 6.3363 | 6.2849 | 6.2249 | 6.1619 | 6.0949 | 6.023 | 5.9454 | 5.8616 | 5.7716 | 5.6762 | 5.5766 | 5.4751 | 5.3745 | 5.2778 | 5.1874 | 5.1051 | 5.0315 | 4.9655 | 4.9083 | 4.8541 | 4.8078 | 4.7626 | 4.7183 | 4.6768 | 4.6362 | 0.022038 | 0.044869 | 0.04444 | 0.04399 | 0.043512 | 0.042999 | 0.042445 | 0.041847 | 0.041205 | 0.040523 | 0.039812 | 0.039088 | 0.03837 | 0.037679 | 0.037033 | 0.01869 | 0 | 5.2923e-17 | 0 | 0 | 0 | 0 | 0 | 0 | 0 | 0.022038 | 0.066728 | 0.11053 | 0.1534 | 0.19525 | 0.23594 | 0.27535 | 0.31332 | 0.34971 | 0.38445 | 0.41752 | 0.44901 | 0.47913 | 0.50818 | 0.53651 | 0.54669 | 0.53881 | 0.53175 | 0.52562 | 0.51981 | 0.51486 | 0.51001 | 0.50527 | 0.50082 | 0.49648 | 3.478 | 7.1392 | 7.1392 | 7.1392 | 7.1392 | 7.1392 | 7.1392 | 7.1392 | 7.1392 | 7.1392 | 7.1392 | 7.1392 | 7.1392 | 7.1392 | 7.1392 | 3.6611 | 0 | 1.0658e-14 | 0 | 0 | 0 | 0 | 0 | 0 | 0 | 3.478 | 10.6172 | 17.7564 | 24.8955 | 32.0347 | 39.1738 | 46.313 | 53.4521 | 60.5913 | 67.7304 | 74.8696 | 82.0087 | 89.1479 | 96.287 | 103.4262 | 107.0873 | 107.0873 | 107.0873 | 107.0873 | 107.0873 | 107.0873 | 107.0873 | 107.0873 | 107.0873 | 107.0873 | 0.018847 | 0.038539 | 0.038369 | 0.038181 | 0.037968 | 0.037727 | 0.037453 | 0.037143 | 0.036796 | 0.036415 | 0.036007 | 0.035583 | 0.035158 | 0.034748 | 0.03437 | 0.017453 | 0 | 4.4115e-17 | 0 | 0 | 0 | 0 | 0 | 0 | 0 | 0.018847 | 0.057314 | 0.095431 | 0.13314 | 0.17037 | 0.20702 | 0.24297 | 0.2781 | 0.3123 | 0.34548 | 0.37761 | 0.40874 | 0.43902 | 0.46866 | 0.49792 | 0.51049 | 0.50612 | 0.50234 | 0.4993 | 0.49649 | 0.49434 | 0.49227 | 0.49027 | 0.48833 | 0.48645 | 2.9563 | 6.0683 | 6.0683 | 6.0683 | 6.0683 | 6.0683 | 6.0683 | 6.0683 | 6.0683 | 6.0683 | 6.0683 | 6.0683 | 6.0683 | 6.0683 | 6.0683 | 3.1119 | 0 | 7.9936e-15 | 0 | 0 | 0 | 0 | 0 | 0 | 0 | 2.9563 | 9.0246 | 15.0929 | 21.1612 | 27.2295 | 33.2977 | 39.366 | 45.4343 | 51.5026 | 57.5709 | 63.6391 | 69.7074 | 75.7757 | 81.844 | 87.9123 | 91.0242 | 91.0242 | 91.0242 | 91.0242 | 91.0242 | 91.0242 | 91.0242 | 91.0242 | 91.0242 | 91.0242 | 0.018843 | 0.038517 | 0.038333 | 0.038129 | 0.037902 | 0.037647 | 0.03736 | 0.037036 | 0.036676 | 0.036282 | 0.035862 | 0.035426 | 0.034989 | 0.034568 | 0.034179 | 0.017349 | 0 | 4.382e-17 | 0 | 0 | 0 | 0 | 0 | 0 | 0 | 0.018843 | 0.057282 | 0.09534 | 0.13296 | 0.17007 | 0.20658 | 0.24236 | 0.2773 | 0.31128 | 0.34422 | 0.37609 | 0.40694 | 0.43691 | 0.46623 | 0.49515 | 0.50746 | 0.50292 | 0.49898 | 0.49576 | 0.49278 | 0.49065 | 0.4886 | 0.48661 | 0.48469 | 0.48282 | 2.9563 | 6.0683 | 6.0683 | 6.0683 | 6.0683 | 6.0683 | 6.0683 | 6.0683 | 6.0683 | 6.0683 | 6.0683 | 6.0683 | 6.0683 | 6.0683 | 6.0683 | 3.1119 | 0 | 7.9936e-15 | 0 | 0 | 0 | 0 | 0 | 0 | 0 | 2.9563 | 9.0246 | 15.0929 | 21.1612 | 27.2295 | 33.2977 | 39.366 | 45.4343 | 51.5026 | 57.5709 | 63.6391 | 69.7074 | 75.7757 | 81.844 | 87.9123 | 91.0242 | 91.0242 | 91.0242 | 91.0242 | 91.0242 | 91.0242 | 91.0242 | 91.0242 | 91.0242 | 91.0242 | 0.018843 | 0.038517 | 0.038333 | 0.038129 | 0.037902 | 0.037647 | 0.03736 | 0.037036 | 0.036676 | 0.036282 | 0.035862 | 0.035426 | 0.034989 | 0.034568 | 0.034179 | 0.017349 | 0 | 4.382e-17 | 0 | 0 | 0 | 0 | 0 | 0 | 0 | 0.018843 | 0.057282 | 0.09534 | 0.13296 | 0.17007 | 0.20658 | 0.24236 | 0.2773 | 0.31128 | 0.34422 | 0.37609 | 0.40694 | 0.43691 | 0.46623 | 0.49515 | 0.50746 | 0.50292 | 0.49898 | 0.49576 | 0.49278 | 0.49065 | 0.4886 | 0.48661 | 0.48469 | 0.48282 | 2.9563 | 6.0683 | 6.0683 | 6.0683 | 6.0683 | 6.0683 | 6.0683 | 6.0683 | 6.0683 | 6.0683 | 6.0683 | 6.0683 | 6.0683 | 6.0683 | 6.0683 | 3.1119 | 0 | 7.9936e-15 | 0 | 0 | 0 | 0 | 0 | 0 | 0 | 2.9563 | 9.0246 | 15.0929 | 21.1612 | 27.2295 | 33.2977 | 39.366 | 45.4343 | 51.5026 | 57.5709 | 63.6391 | 69.7074 | 75.7757 | 81.844 | 87.9123 | 91.0242 | 91.0242 | 91.0242 | 91.0242 | 91.0242 | 91.0242 | 91.0242 | 91.0242 | 91.0242 | 91.0242 | 298.6162 | 299.5207 | 300.412 | 301.2876 | 302.1452 | 302.9829 | 303.7986 | 304.5905 | 305.3569 | 306.0961 | 306.8067 | 307.4872 | 308.1362 | 308.7525 | 309.3349 | 309.8824 | 310.3938 | 310.8683 | 311.305 | 311.703 | 312.0658 | 312.3963 | 312.6973 | 312.9715 | 313.2212 | 127.484 | 127.8702 | 128.2507 | 128.6245 | 128.9906 | 129.3483 | 129.6965 | 130.0346 | 130.3618 | 130.6774 | 130.9807 | 131.2712 | 131.5483 | 131.8114 | 132.06 | 132.2938 | 132.5121 | 132.7147 | 132.9011 | 133.071 | 133.2259 | 133.367 | 133.4955 | 133.6126 | 133.7192
OR_Commercial_Interruptible - Miscellaneous_Existing_Space Heating_Natural Gas_Gas Boiler - Insulate Hot Water Lines_A | OR | Commercial | Interruptible - Miscellaneous | Existing | Space Heating | Natural Gas | Gas Boiler - Insulate Hot Water Lines | A | OCM872 | No insulation | Insulated water lines | 11 | 4.01 | 0 | 0 | 26.08 | 0 | 0 | 0 | 0.28365 | 0.25 | boiler pipe | 30% | 40% | Discretionary | RetroEven20_OR | 82.88% | Boiler | 0% | 1038.1754 |  | 443.2138 |  | 0 | GBLR_PINS_HW-Heating-PGE-R7-1 | GBLR_PINS_HW-Heating-PGE-R7-1 | GBLR_PINS_HW-Heating-PGE-R7-1 | No insulation | No insulation | No insulation | No insulation | No insulation | No insulation | No insulation | No insulation | No insulation | No insulation | No insulation | No insulation | No insulation | No insulation | No insulation | No insulation | No insulation | No insulation | No insulation | No insulation | No insulation | No insulation | No insulation | No insulation | No insulation | No insulation | No insulation | Insulated water lines | Insulated water lines | Insulated water lines | Insulated water lines | Insulated water lines | Insulated water lines | Insulated water lines | Insulated water lines | Insulated water lines | Insulated water lines | Insulated water lines | Insulated water lines | Insulated water lines | Insulated water lines | Insulated water lines | Insulated water lines | Insulated water lines | Insulated water lines | Insulated water lines | Insulated water lines | Insulated water lines | Insulated water lines | Insulated water lines | Insulated water lines | Insulated water lines | Insulated water lines | Insulated water lines | 26.08 | 26.08 | 26.08 | 26.08 | 26.08 | 26.08 | 26.08 | 26.08 | 26.08 | 26.08 | 26.08 | 26.08 | 26.08 | 26.08 | 26.08 | 26.08 | 26.08 | 26.08 | 26.08 | 26.08 | 26.08 | 26.08 | 26.08 | 26.08 | 26.08 | 26.08 | 26.08 | 0 | 0 | 4.2297 | 4.1768 | 4.115 | 4.0487 | 3.9766 | 3.8973 | 3.8104 | 3.7161 | 3.6149 | 3.5085 | 3.4017 | 3.2953 | 3.1917 | 3.0943 | 3.0062 | 2.9313 | 2.8699 | 2.8173 | 2.7755 | 2.7364 | 2.7102 | 2.6845 | 2.6594 | 2.6359 | 2.6129 | 0.014711 | 0.029819 | 0.029378 | 0.028904 | 0.028389 | 0.027823 | 0.027203 | 0.02653 | 0.025807 | 0.025048 | 0.024285 | 0.012065 | 2.8348e-18 | 3.298e-17 | 0 | 4.1656e-17 | 0 | 3.5032e-17 | 0 | 0 | 0 | 0 | 0 | 0 | 0 | 0.014711 | 0.044346 | 0.073067 | 0.10079 | 0.12739 | 0.15267 | 0.17647 | 0.19863 | 0.21903 | 0.23763 | 0.25468 | 0.25879 | 0.25065 | 0.243 | 0.23608 | 0.23019 | 0.22538 | 0.22125 | 0.21797 | 0.21489 | 0.21283 | 0.21082 | 0.20885 | 0.207 | 0.2052 | 3.478 | 7.1392 | 7.1392 | 7.1392 | 7.1392 | 7.1392 | 7.1392 | 7.1392 | 7.1392 | 7.1392 | 7.1392 | 3.6611 | 8.8818e-16 | 1.0658e-14 | 0 | 1.4211e-14 | 0 | 1.2434e-14 | 0 | 0 | 0 | 0 | 0 | 0 | 0 | 3.478 | 10.6172 | 17.7564 | 24.8955 | 32.0347 | 39.1738 | 46.313 | 53.4521 | 60.5913 | 67.7304 | 74.8696 | 78.5307 | 78.5307 | 78.5307 | 78.5307 | 78.5307 | 78.5307 | 78.5307 | 78.5307 | 78.5307 | 78.5307 | 78.5307 | 78.5307 | 78.5307 | 78.5307 | 0.012586 | 0.02564 | 0.025412 | 0.025157 | 0.024868 | 0.024537 | 0.024162 | 0.023741 | 0.023278 | 0.022781 | 0.022275 | 0.011161 | 3.1118e-18 | 2.7382e-17 | 0 | 3.8058e-17 | 0 | 3.1371e-17 | 0 | 0 | 0 | 0 | 0 | 0 | 0 | 0.012586 | 0.038131 | 0.063205 | 0.087727 | 0.11159 | 0.13464 | 0.15674 | 0.17776 | 0.19757 | 0.21613 | 0.2336 | 0.2394 | 0.23387 | 0.22865 | 0.22395 | 0.22002 | 0.21692 | 0.21434 | 0.21244 | 0.21069 | 0.20977 | 0.20888 | 0.20802 | 0.20719 | 0.20639 | 2.9563 | 6.0683 | 6.0683 | 6.0683 | 6.0683 | 6.0683 | 6.0683 | 6.0683 | 6.0683 | 6.0683 | 6.0683 | 3.1119 | 8.8818e-16 | 7.9936e-15 | 0 | 1.1546e-14 | 0 | 9.77e-15 | 0 | 0 | 0 | 0 | 0 | 0 | 0 | 2.9563 | 9.0246 | 15.0929 | 21.1612 | 27.2295 | 33.2977 | 39.366 | 45.4343 | 51.5026 | 57.5709 | 63.6391 | 66.7511 | 66.7511 | 66.7511 | 66.7511 | 66.7511 | 66.7511 | 66.7511 | 66.7511 | 66.7511 | 66.7511 | 66.7511 | 66.7511 | 66.7511 | 66.7511 | 0.012584 | 0.025625 | 0.025388 | 0.025123 | 0.024825 | 0.024485 | 0.024102 | 0.023673 | 0.023202 | 0.022698 | 0.022185 | 0.011112 | 3.0969e-18 | 2.724e-17 | 0 | 3.7832e-17 | 0 | 3.1161e-17 | 0 | 0 | 0 | 0 | 0 | 0 | 0 | 0.012584 | 0.03811 | 0.063144 | 0.087609 | 0.11139 | 0.13436 | 0.15635 | 0.17724 | 0.19692 | 0.21534 | 0.23266 | 0.23834 | 0.23275 | 0.22747 | 0.2227 | 0.21871 | 0.21554 | 0.2129 | 0.21093 | 0.20912 | 0.2082 | 0.20732 | 0.20647 | 0.20565 | 0.20485 | 2.9563 | 6.0683 | 6.0683 | 6.0683 | 6.0683 | 6.0683 | 6.0683 | 6.0683 | 6.0683 | 6.0683 | 6.0683 | 3.1119 | 8.8818e-16 | 7.9936e-15 | 0 | 1.1546e-14 | 0 | 9.77e-15 | 0 | 0 | 0 | 0 | 0 | 0 | 0 | 2.9563 | 9.0246 | 15.0929 | 21.1612 | 27.2295 | 33.2977 | 39.366 | 45.4343 | 51.5026 | 57.5709 | 63.6391 | 66.7511 | 66.7511 | 66.7511 | 66.7511 | 66.7511 | 66.7511 | 66.7511 | 66.7511 | 66.7511 | 66.7511 | 66.7511 | 66.7511 | 66.7511 | 66.7511 | 0.012584 | 0.025625 | 0.025388 | 0.025123 | 0.024825 | 0.024485 | 0.024102 | 0.023673 | 0.023202 | 0.022698 | 0.022185 | 0.011112 | 3.0969e-18 | 2.724e-17 | 0 | 3.7832e-17 | 0 | 3.1161e-17 | 0 | 0 | 0 | 0 | 0 | 0 | 0 | 0.012584 | 0.03811 | 0.063144 | 0.087609 | 0.11139 | 0.13436 | 0.15635 | 0.17724 | 0.19692 | 0.21534 | 0.23266 | 0.23834 | 0.23275 | 0.22747 | 0.2227 | 0.21871 | 0.21554 | 0.2129 | 0.21093 | 0.20912 | 0.2082 | 0.20732 | 0.20647 | 0.20565 | 0.20485 | 2.9563 | 6.0683 | 6.0683 | 6.0683 | 6.0683 | 6.0683 | 6.0683 | 6.0683 | 6.0683 | 6.0683 | 6.0683 | 3.1119 | 8.8818e-16 | 7.9936e-15 | 0 | 1.1546e-14 | 0 | 9.77e-15 | 0 | 0 | 0 | 0 | 0 | 0 | 0 | 2.9563 | 9.0246 | 15.0929 | 21.1612 | 27.2295 | 33.2977 | 39.366 | 45.4343 | 51.5026 | 57.5709 | 63.6391 | 66.7511 | 66.7511 | 66.7511 | 66.7511 | 66.7511 | 66.7511 | 66.7511 | 66.7511 | 66.7511 | 66.7511 | 66.7511 | 66.7511 | 66.7511 | 66.7511 | 1013.3879 | 1016.4577 | 1019.4822 | 1022.4535 | 1025.3641 | 1028.2067 | 1030.9749 | 1033.6624 | 1036.2632 | 1038.7719 | 1041.1833 | 1043.4926 | 1045.6951 | 1047.7866 | 1049.7631 | 1051.621 | 1053.3566 | 1054.9669 | 1056.4488 | 1057.7996 | 1059.0307 | 1060.1523 | 1061.174 | 1062.1045 | 1062.9518 | 432.6316 | 433.9421 | 435.2334 | 436.5019 | 437.7444 | 438.958 | 440.1398 | 441.2871 | 442.3974 | 443.4684 | 444.4979 | 445.4838 | 446.424 | 447.3169 | 448.1608 | 448.9539 | 449.6949 | 450.3823 | 451.015 | 451.5917 | 452.1172 | 452.596 | 453.0322 | 453.4295 | 453.7912
OR_Commercial_Interruptible - Miscellaneous_Existing_Space Heating_Natural Gas_Condensing RTU_A | OR | Commercial | Interruptible - Miscellaneous | Existing | Space Heating | Natural Gas | Condensing RTU | A | OCM873 | TBD | TBD | 5 | 0.070328 | 0 | 0 | 2.65 | 0 | 0 | 0 | 0.28365 | 0.25 | sqft cond | 5% | 15% | Discretionary | RetroEven20_OR | 82.88% | Furnace | 0% | 11105.4059 |  | 4741.0764 |  | 0 | NEEA Condensing Rooftop Unit Field Study - October 28, 2019 | NEEA Condensing Rooftop Unit Field Study - October 28, 2019 | NEEA Condensing Rooftop Unit Field Study - October 28, 2019 | TBD | TBD | TBD | TBD | TBD | TBD | TBD | TBD | TBD | TBD | TBD | TBD | TBD | TBD | TBD | TBD | TBD | TBD | TBD | TBD | TBD | TBD | TBD | TBD | TBD | TBD | TBD | TBD | TBD | TBD | TBD | TBD | TBD | TBD | TBD | TBD | TBD | TBD | TBD | TBD | TBD | TBD | TBD | TBD | TBD | TBD | TBD | TBD | TBD | TBD | TBD | TBD | TBD | TBD | 2.65 | 2.65 | 2.65 | 2.65 | 2.65 | 2.65 | 2.65 | 2.65 | 2.65 | 2.65 | 2.65 | 2.65 | 2.65 | 2.65 | 2.65 | 2.65 | 2.65 | 2.65 | 2.65 | 2.65 | 2.65 | 2.65 | 2.65 | 2.65 | 2.65 | 2.65 | 2.65 | 0 | 0 | 0.074396 | 0.073291 | 0.071989 | 0.070578 | 0.069032 | 0.067365 | 0.065548 | 0.0636 | 0.061552 | 0.059451 | 0.057361 | 0.055311 | 0.053336 | 0.051477 | 0.049783 | 0.048315 | 0.047077 | 0.046002 | 0.045118 | 0.044294 | 0.043727 | 0.043182 | 0.042656 | 0.042168 | 0.041698 | 0.009688 | 0.019591 | 0.019243 | 0.018866 | 0.018452 | 0.0092342 | 7.4519e-18 | 0 | 0 | 3.3794e-18 | 0 | 0 | 0 | 2.9261e-17 | 0 | 0 | 0 | 0 | 0 | 0 | 0 | 0 | 0 | 0 | 0 | 0.009688 | 0.029135 | 0.04786 | 0.065788 | 0.082798 | 0.090033 | 0.087605 | 0.085001 | 0.082264 | 0.079455 | 0.076663 | 0.073922 | 0.071283 | 0.068799 | 0.066534 | 0.064573 | 0.062919 | 0.061481 | 0.0603 | 0.059199 | 0.058441 | 0.057712 | 0.05701 | 0.056357 | 0.055729 | 130.2226 | 267.299 | 267.299 | 267.299 | 267.299 | 137.0764 | 1.1369e-13 | 0 | 0 | 5.6843e-14 | 0 | 0 | 0 | 5.6843e-13 | 0 | 0 | 0 | 0 | 0 | 0 | 0 | 0 | 0 | 0 | 0 | 130.2226 | 397.5215 | 664.8205 | 932.1195 | 1199.4184 | 1336.4948 | 1336.4948 | 1336.4948 | 1336.4948 | 1336.4948 | 1336.4948 | 1336.4948 | 1336.4948 | 1336.4948 | 1336.4948 | 1336.4948 | 1336.4948 | 1336.4948 | 1336.4948 | 1336.4948 | 1336.4948 | 1336.4948 | 1336.4948 | 1336.4948 | 1336.4948 | 0.0082913 | 0.016858 | 0.016666 | 0.01645 | 0.016202 | 0.0081674 | 7.814e-18 | 0 | 0 | 3.6339e-18 | 0 | 0 | 0 | 2.7698e-17 | 0 | 0 | 0 | 0 | 0 | 0 | 0 | 0 | 0 | 0 | 0 | 0.0082913 | 0.025071 | 0.041453 | 0.057363 | 0.072701 | 0.079633 | 0.078082 | 0.076376 | 0.074541 | 0.072623 | 0.070689 | 0.068767 | 0.066896 | 0.065123 | 0.063502 | 0.062105 | 0.060943 | 0.059949 | 0.059159 | 0.058432 | 0.057988 | 0.057568 | 0.057169 | 0.056791 | 0.056431 | 110.6892 | 227.2041 | 227.2041 | 227.2041 | 227.2041 | 116.5149 | 1.1369e-13 | 0 | 0 | 5.6843e-14 | 0 | 0 | 0 | 4.8317e-13 | 0 | 0 | 0 | 0 | 0 | 0 | 0 | 0 | 0 | 0 | 0 | 110.6892 | 337.8933 | 565.0974 | 792.3015 | 1019.5057 | 1136.0206 | 1136.0206 | 1136.0206 | 1136.0206 | 1136.0206 | 1136.0206 | 1136.0206 | 1136.0206 | 1136.0206 | 1136.0206 | 1136.0206 | 1136.0206 | 1136.0206 | 1136.0206 | 1136.0206 | 1136.0206 | 1136.0206 | 1136.0206 | 1136.0206 | 1136.0206 | 0 | 0 | 0 | 0 | 0 | 0 | 0 | 0 | 0 | 0 | 0 | 0 | 0 | 0 | 0 | 0 | 0 | 0 | 0 | 0 | 0 | 0 | 0 | 0 | 0 | 0 | 0 | 0 | 0 | 0 | 0 | 0 | 0 | 0 | 0 | 0 | 0 | 0 | 0 | 0 | 0 | 0 | 0 | 0 | 0 | 0 | 0 | 0 | 0 | 0 | 0 | 0 | 0 | 0 | 0 | 0 | 0 | 0 | 0 | 0 | 0 | 0 | 0 | 0 | 0 | 0 | 0 | 0 | 0 | 0 | 0 | 0 | 0 | 0 | 0 | 0 | 0 | 0 | 0 | 0 | 0 | 0 | 0 | 0 | 0 | 0 | 0 | 0 | 0 | 0 | 0 | 0 | 0 | 0 | 0 | 0 | 0 | 0 | 0 | 0 | 0 | 0 | 0 | 0 | 0 | 0 | 0 | 0 | 0 | 0 | 0 | 0 | 0 | 0 | 0 | 0 | 0 | 0 | 0 | 0 | 0 | 0 | 0 | 0 | 0 | 0 | 0 | 0 | 0 | 0 | 0 | 0 | 0 | 0 | 0 | 0 | 0 | 0 | 0 | 0 | 0 | 0 | 0 | 0 | 0 | 0 | 0 | 0 | 0 | 0 | 0 | 0 | 0 | 0 | 0 | 0 | 0 | 0 | 0 | 0 | 0 | 0 | 0 | 0 | 0 | 0 | 0 | 0 | 0 | 0 | 0 | 0 | 0 | 0 | 0 | 0 | 0 | 0 | 0 | 0 | 0 | 0 | 0 | 0 | 0 | 0 | 0 | 0 | 0 | 0 | 0 | 0 | 0 | 0 | 0 | 0 | 0 | 0 | 0 | 0 | 10707.3421 | 10732.3431 | 10760.308 | 10791.3662 | 10825.6327 | 10863.2103 | 10904.1907 | 10948.656 | 10996.3097 | 11046.8781 | 11100.1078 | 11155.763 | 11213.6236 | 11273.4834 | 11335.1481 | 11398.4348 | 11463.1698 | 11524.752 | 11583.5419 | 11638.3443 | 11689.3934 | 11736.9148 | 11781.1249 | 11822.2309 | 11860.4303 | 4571.1366 | 4581.8099 | 4593.7485 | 4607.0078 | 4621.6367 | 4637.6792 | 4655.1744 | 4674.1573 | 4694.5014 | 4716.0899 | 4738.8145 | 4762.5746 | 4787.2763 | 4812.8313 | 4839.157 | 4866.1751 | 4893.8115 | 4920.102 | 4945.2003 | 4968.5964 | 4990.39 | 5010.6777 | 5029.5517 | 5047.1005 | 5063.4084
OR_Commercial_Interruptible - Miscellaneous_Existing_Space Heating_Natural Gas_Hydronic Heating Radiator Replacement_A | OR | Commercial | Interruptible - Miscellaneous | Existing | Space Heating | Natural Gas | Hydronic Heating Radiator Replacement | A | OCM874 | TBD | TBD | 25 | 34 | 0 | 0 | 624.75 | 0 | 0 | 0 | 0.28365 | 0.25 | radiator | 30% | 40% | Discretionary | RetroEven20_OR | 82.88% | Boiler | 0% | 1880.5268 |  | 802.8271 |  | 0 | IL TRM - 4.4.52 - CI-HVC-HHRR-V01-210101 | IL TRM - 4.4.52 - CI-HVC-HHRR-V01-210101 | IL TRM - 4.4.52 - CI-HVC-HHRR-V01-210101 | TBD | TBD | TBD | TBD | TBD | TBD | TBD | TBD | TBD | TBD | TBD | TBD | TBD | TBD | TBD | TBD | TBD | TBD | TBD | TBD | TBD | TBD | TBD | TBD | TBD | TBD | TBD | TBD | TBD | TBD | TBD | TBD | TBD | TBD | TBD | TBD | TBD | TBD | TBD | TBD | TBD | TBD | TBD | TBD | TBD | TBD | TBD | TBD | TBD | TBD | TBD | TBD | TBD | TBD | 624.75 | 624.75 | 624.75 | 624.75 | 624.75 | 624.75 | 624.75 | 624.75 | 624.75 | 624.75 | 624.75 | 624.75 | 624.75 | 624.75 | 624.75 | 624.75 | 624.75 | 624.75 | 624.75 | 624.75 | 624.75 | 624.75 | 624.75 | 624.75 | 624.75 | 624.75 | 624.75 | 0 | 0 | 35.826 | 35.3217 | 34.738 | 34.1123 | 33.4349 | 32.7145 | 31.9328 | 31.0951 | 30.2107 | 29.2969 | 28.3834 | 27.4821 | 26.6115 | 25.7934 | 25.0525 | 24.425 | 23.9135 | 23.4749 | 23.1267 | 22.8004 | 22.5815 | 22.3676 | 22.1581 | 21.9621 | 21.7705 | 0.019814 | 0.040098 | 0.039435 | 0.038725 | 0.037956 | 0.037138 | 0.036251 | 0.0353 | 0.034296 | 0.033259 | 0.032221 | 0.031198 | 0.03021 | 0.029281 | 0.02844 | 0.027728 | 0.027147 | 0.026649 | 0.026254 | 0.025884 | 0 | 0 | 0 | 0 | 0 | 0.019814 | 0.059633 | 0.098083 | 0.13504 | 0.17032 | 0.20378 | 0.23517 | 0.2643 | 0.29107 | 0.31553 | 0.33791 | 0.35838 | 0.37724 | 0.39492 | 0.41202 | 0.42943 | 0.44758 | 0.46602 | 0.48536 | 0.5044 | 0.49955 | 0.49482 | 0.49019 | 0.48585 | 0.48161 | 0.55306 | 1.1352 | 1.1352 | 1.1352 | 1.1352 | 1.1352 | 1.1352 | 1.1352 | 1.1352 | 1.1352 | 1.1352 | 1.1352 | 1.1352 | 1.1352 | 1.1352 | 1.1352 | 1.1352 | 1.1352 | 1.1352 | 1.1352 | 0 | 0 | 0 | 0 | 0 | 0.55306 | 1.6883 | 2.8235 | 3.9587 | 5.0939 | 6.2292 | 7.3644 | 8.4996 | 9.6348 | 10.7701 | 11.9053 | 13.0405 | 14.1757 | 15.311 | 16.4462 | 17.5814 | 18.7166 | 19.8518 | 20.9871 | 22.1223 | 22.1223 | 22.1223 | 22.1223 | 22.1223 | 22.1223 | 0.016955 | 0.034493 | 0.034135 | 0.033737 | 0.03329 | 0.032801 | 0.032254 | 0.031653 | 0.031003 | 0.030318 | 0.029625 | 0.028933 | 0.028259 | 0.027623 | 0.027049 | 0.026572 | 0.026197 | 0.025885 | 0.025655 | 0.025444 | 0 | 0 | 0 | 0 | 0 | 0.016955 | 0.051297 | 0.0849 | 0.11765 | 0.14938 | 0.17999 | 0.20924 | 0.23699 | 0.26312 | 0.28764 | 0.31068 | 0.33236 | 0.35287 | 0.37256 | 0.39186 | 0.41152 | 0.43191 | 0.45266 | 0.47429 | 0.49583 | 0.49366 | 0.49157 | 0.48954 | 0.48759 | 0.48568 | 0.4701 | 0.96494 | 0.96494 | 0.96494 | 0.96494 | 0.96494 | 0.96494 | 0.96494 | 0.96494 | 0.96494 | 0.96494 | 0.96494 | 0.96494 | 0.96494 | 0.96494 | 0.96494 | 0.96494 | 0.96494 | 0.96494 | 0.96494 | 0 | 0 | 0 | 0 | 0 | 0.4701 | 1.435 | 2.4 | 3.3649 | 4.3299 | 5.2948 | 6.2597 | 7.2247 | 8.1896 | 9.1546 | 10.1195 | 11.0844 | 12.0494 | 13.0143 | 13.9793 | 14.9442 | 15.9091 | 16.8741 | 17.839 | 18.8039 | 18.8039 | 18.8039 | 18.8039 | 18.8039 | 18.8039 | 0 | 0 | 0 | 0 | 0 | 0 | 0 | 0 | 0 | 0 | 0 | 0 | 0 | 0 | 0 | 0 | 0 | 0 | 0 | 0 | 0 | 0 | 0 | 0 | 0 | 0 | 0 | 0 | 0 | 0 | 0 | 0 | 0 | 0 | 0 | 0 | 0 | 0 | 0 | 0 | 0 | 0 | 0 | 0 | 0 | 0 | 0 | 0 | 0 | 0 | 0 | 0 | 0 | 0 | 0 | 0 | 0 | 0 | 0 | 0 | 0 | 0 | 0 | 0 | 0 | 0 | 0 | 0 | 0 | 0 | 0 | 0 | 0 | 0 | 0 | 0 | 0 | 0 | 0 | 0 | 0 | 0 | 0 | 0 | 0 | 0 | 0 | 0 | 0 | 0 | 0 | 0 | 0 | 0 | 0 | 0 | 0 | 0 | 0 | 0 | 0.016952 | 0.034473 | 0.034102 | 0.033692 | 0.033233 | 0.032732 | 0.032174 | 0.031561 | 0.030901 | 0.030208 | 0.029506 | 0.028805 | 0.028123 | 0.02748 | 0.026899 | 0.026414 | 0.026031 | 0.025712 | 0.025473 | 0.025254 | 0 | 0 | 0 | 0 | 0 | 0.016952 | 0.051267 | 0.084818 | 0.11749 | 0.14912 | 0.17961 | 0.20872 | 0.23631 | 0.26227 | 0.28659 | 0.30943 | 0.33089 | 0.35118 | 0.37063 | 0.38968 | 0.40908 | 0.42918 | 0.44962 | 0.47093 | 0.49213 | 0.48997 | 0.4879 | 0.48589 | 0.48395 | 0.48206 | 0.4701 | 0.96494 | 0.96494 | 0.96494 | 0.96494 | 0.96494 | 0.96494 | 0.96494 | 0.96494 | 0.96494 | 0.96494 | 0.96494 | 0.96494 | 0.96494 | 0.96494 | 0.96494 | 0.96494 | 0.96494 | 0.96494 | 0.96494 | 0 | 0 | 0 | 0 | 0 | 0.4701 | 1.435 | 2.4 | 3.3649 | 4.3299 | 5.2948 | 6.2597 | 7.2247 | 8.1896 | 9.1546 | 10.1195 | 11.0844 | 12.0494 | 13.0143 | 13.9793 | 14.9442 | 15.9091 | 16.8741 | 17.839 | 18.8039 | 18.8039 | 18.8039 | 18.8039 | 18.8039 | 18.8039 | 1835.6272 | 1841.1877 | 1846.6664 | 1852.0485 | 1857.3206 | 1862.4698 | 1867.484 | 1872.352 | 1877.063 | 1881.6073 | 1885.9752 | 1890.1581 | 1894.1477 | 1897.9362 | 1901.5165 | 1904.8817 | 1908.0256 | 1910.9425 | 1913.6268 | 1916.0736 | 1918.3035 | 1920.3351 | 1922.1858 | 1923.8713 | 1925.4062 | 783.6588 | 786.0327 | 788.3716 | 790.6693 | 792.92 | 795.1183 | 797.2589 | 799.3372 | 801.3484 | 803.2884 | 805.1532 | 806.9389 | 808.6421 | 810.2595 | 811.788 | 813.2246 | 814.5668 | 815.8121 | 816.9581 | 818.0026 | 818.9546 | 819.8219 | 820.612 | 821.3316 | 821.9869
OR_Commercial_Interruptible - Miscellaneous_Existing_Space Heating_Natural Gas_Thermostat - Connected_A | OR | Commercial | Interruptible - Miscellaneous | Existing | Space Heating | Natural Gas | Thermostat - Connected | A | OCM875 | Standard thermostat. | Thermostat connected to building management control system. | 5 | 46.835 | 0 | 0 | 222.91 | 13.58 | 0 | 0 | 0.28365 | 0.25 | Stat Unit | 30% | 53.33% | Discretionary | Retro5Med_OR | 81.34% | Space Heating | 0% | 1118.0181 |  | 596.8861 |  | 0 | DL20_CSTAT_SMRT-Cool-RTF-v1.1-5 | IL TRM - CI-HVC-THST-V01-200101 | DL20_CSTAT_SMRT-Heat-RTF-v1.1-1 | Standard thermostat. | Standard thermostat. | Standard thermostat. | Standard thermostat. | Standard thermostat. | Standard thermostat. | Standard thermostat. | Standard thermostat. | Standard thermostat. | Standard thermostat. | Standard thermostat. | Standard thermostat. | Standard thermostat. | Standard thermostat. | Standard thermostat. | Standard thermostat. | Standard thermostat. | Standard thermostat. | Standard thermostat. | Standard thermostat. | Standard thermostat. | Standard thermostat. | Standard thermostat. | Standard thermostat. | Standard thermostat. | Standard thermostat. | Standard thermostat. | Thermostat connected to building management control system. | Thermostat connected to building management control system. | Thermostat connected to building management control system. | Thermostat connected to building management control system. | Thermostat connected to building management control system. | Thermostat connected to building management control system. | Thermostat connected to building management control system. | Thermostat connected to building management control system. | Thermostat connected to building management control system. | Thermostat connected to building management control system. | Thermostat connected to building management control system. | Thermostat connected to building management control system. | Thermostat connected to building management control system. | Thermostat connected to building management control system. | Thermostat connected to building management control system. | Thermostat connected to building management control system. | Thermostat connected to building management control system. | Thermostat connected to building management control system. | Thermostat connected to building management control system. | Thermostat connected to building management control system. | Thermostat connected to building management control system. | Thermostat connected to building management control system. | Thermostat connected to building management control system. | Thermostat connected to building management control system. | Thermostat connected to building management control system. | Thermostat connected to building management control system. | Thermostat connected to building management control system. | 222.91 | 222.91 | 222.91 | 222.91 | 222.91 | 222.91 | 222.91 | 222.91 | 222.91 | 222.91 | 222.91 | 222.91 | 222.91 | 222.91 | 222.91 | 222.91 | 222.91 | 222.91 | 222.91 | 222.91 | 222.91 | 222.91 | 222.91 | 222.91 | 222.91 | 222.91 | 222.91 | 0 | 0 | 49.5221 | 48.8848 | 48.1359 | 47.3253 | 46.4393 | 45.4614 | 44.3878 | 43.2198 | 41.9671 | 40.6512 | 39.3282 | 38.0194 | 36.7513 | 35.5548 | 34.4641 | 33.529 | 32.7528 | 32.0831 | 31.542 | 31.0371 | 30.6841 | 30.3426 | 30.0116 | 29.7029 | 29.4041 | 0.038331 | 0.046458 | 0.05598 | 0.06389 | 0.07151 | 0.046656 | 0.045479 | 0.036935 | 0.023136 | 0.0038398 | 0 | 0 | 0 | 0 | 0 | 0 | 0 | 0 | 0 | 0 | 0 | 0 | 0 | 0 | 0 | 0.038331 | 0.084296 | 0.13898 | 0.20053 | 0.26829 | 0.3093 | 0.34747 | 0.37526 | 0.38752 | 0.37921 | 0.36687 | 0.35466 | 0.34283 | 0.33167 | 0.3215 | 0.31277 | 0.30553 | 0.29928 | 0.29424 | 0.28953 | 0.28623 | 0.28305 | 0.27996 | 0.27708 | 0.27429 | 0.77401 | 0.95036 | 1.163 | 1.35 | 1.5399 | 1.0263 | 1.0246 | 0.85458 | 0.55128 | 0.094458 | 0 | 0 | 0 | 0 | 0 | 0 | 0 | 0 | 0 | 0 | 0 | 0 | 0 | 0 | 0 | 0.77401 | 1.7244 | 2.8873 | 4.2374 | 5.7772 | 6.8035 | 7.8281 | 8.6827 | 9.234 | 9.3284 | 9.3284 | 9.3284 | 9.3284 | 9.3284 | 9.3284 | 9.3284 | 9.3284 | 9.3284 | 9.3284 | 9.3284 | 9.3284 | 9.3284 | 9.3284 | 9.3284 | 9.3284 | 0.032796 | 0.039955 | 0.048438 | 0.05563 | 0.062673 | 0.041171 | 0.040424 | 0.033081 | 0.020889 | 0.0034961 | 0 | 0 | 0 | 0 | 0 | 0 | 0 | 0 | 0 | 0 | 0 | 0 | 0 | 0 | 0 | 0.032796 | 0.072495 | 0.12026 | 0.17461 | 0.23513 | 0.27294 | 0.30885 | 0.33611 | 0.34989 | 0.34527 | 0.3369 | 0.32851 | 0.3203 | 0.3125 | 0.30539 | 0.29937 | 0.29448 | 0.29035 | 0.28718 | 0.28426 | 0.28251 | 0.28084 | 0.27925 | 0.27773 | 0.27627 | 0.65791 | 0.80781 | 0.98852 | 1.1475 | 1.3089 | 0.87234 | 0.8709 | 0.7264 | 0.46859 | 0.080289 | 0 | 0 | 0 | 0 | 0 | 0 | 0 | 0 | 0 | 0 | 0 | 0 | 0 | 0 | 0 | 0.65791 | 1.4657 | 2.4542 | 3.6018 | 4.9106 | 5.783 | 6.6539 | 7.3803 | 7.8489 | 7.9292 | 7.9292 | 7.9292 | 7.9292 | 7.9292 | 7.9292 | 7.9292 | 7.9292 | 7.9292 | 7.9292 | 7.9292 | 7.9292 | 7.9292 | 7.9292 | 7.9292 | 7.9292 | 0.032793 | 0.039943 | 0.048415 | 0.055592 | 0.062618 | 0.041128 | 0.040373 | 0.033033 | 0.020855 | 0.0034897 | 0 | 0 | 0 | 0 | 0 | 0 | 0 | 0 | 0 | 0 | 0 | 0 | 0 | 0 | 0 | 0.032793 | 0.072475 | 0.1202 | 0.17449 | 0.23493 | 0.27265 | 0.30846 | 0.33562 | 0.34932 | 0.34464 | 0.33622 | 0.32778 | 0.31953 | 0.3117 | 0.30455 | 0.29845 | 0.29346 | 0.28924 | 0.28597 | 0.28296 | 0.28121 | 0.27955 | 0.27797 | 0.27646 | 0.27501 | 0.65791 | 0.80781 | 0.98852 | 1.1475 | 1.3089 | 0.87234 | 0.8709 | 0.7264 | 0.46859 | 0.080289 | 0 | 0 | 0 | 0 | 0 | 0 | 0 | 0 | 0 | 0 | 0 | 0 | 0 | 0 | 0 | 0.65791 | 1.4657 | 2.4542 | 3.6018 | 4.9106 | 5.783 | 6.6539 | 7.3803 | 7.8489 | 7.9292 | 7.9292 | 7.9292 | 7.9292 | 7.9292 | 7.9292 | 7.9292 | 7.9292 | 7.9292 | 7.9292 | 7.9292 | 7.9292 | 7.9292 | 7.9292 | 7.9292 | 7.9292 | 0.03279 | 0.039932 | 0.048392 | 0.055555 | 0.062564 | 0.041084 | 0.040323 | 0.032986 | 0.020821 | 0.0034834 | 0 | 0 | 0 | 0 | 0 | 0 | 0 | 0 | 0 | 0 | 0 | 0 | 0 | 0 | 0 | 0.03279 | 0.072454 | 0.12014 | 0.17437 | 0.23473 | 0.27236 | 0.30808 | 0.33514 | 0.34875 | 0.34401 | 0.33554 | 0.32706 | 0.31876 | 0.31089 | 0.3037 | 0.29759 | 0.29261 | 0.2884 | 0.28514 | 0.28214 | 0.2804 | 0.27875 | 0.27717 | 0.27566 | 0.27421 | 0.65791 | 0.80781 | 0.98852 | 1.1475 | 1.3089 | 0.87234 | 0.8709 | 0.7264 | 0.46859 | 0.080289 | 0 | 0 | 0 | 0 | 0 | 0 | 0 | 0 | 0 | 0 | 0 | 0 | 0 | 0 | 0 | 0.65791 | 1.4657 | 2.4542 | 3.6018 | 4.9106 | 5.783 | 6.6539 | 7.3803 | 7.8489 | 7.9292 | 7.9292 | 7.9292 | 7.9292 | 7.9292 | 7.9292 | 7.9292 | 7.9292 | 7.9292 | 7.9292 | 7.9292 | 7.9292 | 7.9292 | 7.9292 | 7.9292 | 7.9292 | 1083.7642 | 1086.6098 | 1089.6056 | 1092.7557 | 1096.0633 | 1099.5308 | 1103.1601 | 1106.9523 | 1110.8869 | 1114.9444 | 1119.1068 | 1123.3569 | 1127.6787 | 1132.0571 | 1136.4776 | 1140.9267 | 1145.3914 | 1149.6109 | 1153.6049 | 1157.3064 | 1160.7353 | 1163.9101 | 1166.8486 | 1169.5673 | 1172.0818 | 578.5987 | 580.1179 | 581.7173 | 583.3991 | 585.1649 | 587.0161 | 588.9537 | 590.9783 | 593.0789 | 595.2451 | 597.4673 | 599.7364 | 602.0437 | 604.3812 | 606.7412 | 609.1165 | 611.5001 | 613.7528 | 615.8851 | 617.8613 | 619.6919 | 621.3869 | 622.9557 | 624.4071 | 625.7495
OR_Commercial_Interruptible - Miscellaneous_Existing_Water Heating_Natural Gas_Water Heater - Thermostatic Shower Restriction Valve_A | OR | Commercial | Interruptible - Miscellaneous | Existing | Water Heating | Natural Gas | Water Heater - Thermostatic Shower Restriction Valve | A | OCM876 | No thermostatic control on shower. | Thermostatic shower restriction valve. | 10 | 14.2067 | 0 | 0 | 24.46 | 6.84 | 0 | 0 | 0.28365 | 0.25 | showerhead | 86.67% | 86.67% | Discretionary | Retro5Med_OR | 81.34% | Water Heater | 0% | -197.219 |  | 145.4748 |  | 0 | ThermostaticShowerRestrictionValve_v4_2 | ThermostaticShowerRestrictionValve_v4_2 | ThermostaticShowerRestrictionValve_v4_2 | No thermostatic control on shower. | No thermostatic control on shower. | No thermostatic control on shower. | No thermostatic control on shower. | No thermostatic control on shower. | No thermostatic control on shower. | No thermostatic control on shower. | No thermostatic control on shower. | No thermostatic control on shower. | No thermostatic control on shower. | No thermostatic control on shower. | No thermostatic control on shower. | No thermostatic control on shower. | No thermostatic control on shower. | No thermostatic control on shower. | No thermostatic control on shower. | No thermostatic control on shower. | No thermostatic control on shower. | No thermostatic control on shower. | No thermostatic control on shower. | No thermostatic control on shower. | No thermostatic control on shower. | No thermostatic control on shower. | No thermostatic control on shower. | No thermostatic control on shower. | No thermostatic control on shower. | No thermostatic control on shower. | Thermostatic shower restriction valve. | Thermostatic shower restriction valve. | Thermostatic shower restriction valve. | Thermostatic shower restriction valve. | Thermostatic shower restriction valve. | Thermostatic shower restriction valve. | Thermostatic shower restriction valve. | Thermostatic shower restriction valve. | Thermostatic shower restriction valve. | Thermostatic shower restriction valve. | Thermostatic shower restriction valve. | Thermostatic shower restriction valve. | Thermostatic shower restriction valve. | Thermostatic shower restriction valve. | Thermostatic shower restriction valve. | Thermostatic shower restriction valve. | Thermostatic shower restriction valve. | Thermostatic shower restriction valve. | Thermostatic shower restriction valve. | Thermostatic shower restriction valve. | Thermostatic shower restriction valve. | Thermostatic shower restriction valve. | Thermostatic shower restriction valve. | Thermostatic shower restriction valve. | Thermostatic shower restriction valve. | Thermostatic shower restriction valve. | Thermostatic shower restriction valve. | 24.46 | 24.46 | 24.46 | 24.46 | 24.46 | 24.46 | 24.46 | 24.46 | 24.46 | 24.46 | 24.46 | 24.46 | 24.46 | 24.46 | 24.46 | 24.46 | 24.46 | 24.46 | 24.46 | 24.46 | 24.46 | 24.46 | 24.46 | 24.46 | 24.46 | 24.46 | 24.46 | 0 | 0 | 13.4988 | 13.0933 | 12.7244 | 12.3795 | 12.0567 | 11.7501 | 11.4702 | 11.2124 | 10.969 | 10.7446 | 10.6651 | 10.6064 | 10.5773 | 10.5164 | 10.4694 | 10.4318 | 10.4017 | 10.3759 | 10.361 | 10.3525 | 10.3483 | 10.345 | 10.3349 | 10.3328 | 10.3311 | 0 | 0 | 0 | 0 | 0 | 0 | 0 | 0 | 0 | 0 | 0 | 0 | 0 | 0 | 0 | 0 | 0 | 0 | 0 | 0 | 0 | 0 | 0 | 0 | 0 | 0 | 0 | 0 | 0 | 0 | 0 | 0 | 0 | 0 | 0 | 0 | 0 | 0 | 0 | 0 | 0 | 0 | 0 | 0 | 0 | 0 | 0 | 0 | 0 | 0 | 0 | 0 | 0 | 0 | 0 | 0 | 0 | 0 | 0 | 0 | 0 | 0 | 0 | 0 | 0 | 0 | 0 | 0 | 0 | 0 | 0 | 0 | 0 | 0 | 0 | 0 | 0 | 0 | 0 | 0 | 0 | 0 | 0 | 0 | 0 | 0 | 0 | 0 | 0 | 0 | 0 | 0 | 0 | 0 | 0 | 0 | 0 | 0 | 0 | 0 | 0 | 0 | 0 | 0 | 0 | 0 | 0 | 0 | 0 | 0 | 0 | 0 | 0 | 0 | 0 | 0 | 0 | 0 | 0 | 0 | 0 | 0 | 0 | 0 | 0 | 0 | 0 | 0 | 0 | 0 | 0 | 0 | 0 | 0 | 0 | 0 | 0 | 0 | 0 | 0 | 0 | 0 | 0 | 0 | 0 | 0 | 0 | 0 | 0 | 0 | 0 | 0 | 0 | 0 | 0 | 0 | 0 | 0 | 0 | 0 | 0 | 0 | 0 | 0 | 0 | 0 | 0 | 0 | 0 | 0 | 0 | 0 | 0 | 0 | 0 | 0 | 0 | 0 | 0 | 0 | 0 | 0 | 0 | 0 | 0 | 0 | 0 | 0 | 0 | 0 | 0 | 0 | 0 | 0 | 0 | 0 | 0 | 0 | 0 | 0 | 0 | 0 | 0 | 0 | 0 | 0 | 0 | 0 | 0 | 0 | 0 | 0 | 0 | 0 | 0 | 0 | 0 | 0 | 0 | 0 | 0 | 0 | 0 | 0 | 0 | 0 | 0 | 0 | 0 | 0 | 0 | 0 | 0 | 0 | 0 | 0 | 0 | 0 | 0 | 0 | 0 | 0 | 0 | 0 | 0 | 0 | 0 | 0 | 0 | 0 | 0 | 0 | 0 | 0 | 0 | 0 | 0 | 0 | 0 | 0 | 0 | 0 | 0 | 0 | 0 | 0 | 0 | 0 | 0 | 0 | 0 | 0 | 0 | 0 | 0 | 0 | 0 | 0 | 0 | 0 | 0 | 0 | 0 | 0 | 0 | 0 | 0 | 0 | 0 | 0 | 0 | 0 | 0 | 0 | 0 | 0 | 0 | 0 | 0 | 0 | 0 | 0 | 0 | 0 | 0 | 0 | 0 | 0 | 0 | 0 | 0 | 0 | 0 | 0 | 0 | 0 | 0 | 0 | 0 | 0 | 0 | 0 | 0 | 0 | 0 | 0 | 0 | 0 | 0 | 0 | 0 | 0 | 0 | 0 | 0 | 0 | 0 | 0 | 0 | 0 | 0 | 0 | 0 | 0 | 0 | 0 | 0 | 0 | 0 | 0 | 0 | 0 | 0 | 0 | 0 | 0 | 0 | 0 | 0 | 0 | 0 | 0 | 0 | 0 | 0 | 0 | 0 | 0 | 0 | 0 | 0 | 0 | 0 | 0 | 0 | 0 | 0 | 0 | 0 | 0 | 0 | 0 | 0 | 0 | 0 | 0 | 0 | 0 | 0 | 0 | 0 | 0 | 0 | 0 | 0 | 0 | 0 | 0 | 0 | 0 | -183.282 | -186.1985 | -188.8369 | -191.1969 | -193.2772 | -195.0757 | -196.5903 | -197.8191 | -198.8132 | -199.6157 | -200.2624 | -200.7828 | -201.201 | -201.5369 | -201.8064 | -202.0225 | -202.1957 | -202.3345 | -202.4457 | -202.5347 | -202.606 | -202.663 | -202.7087 | -202.7453 | -202.7745 | 135.1945 | 137.3458 | 139.292 | 141.0328 | 142.5672 | 143.8939 | 145.0111 | 145.9175 | 146.6508 | 147.2427 | 147.7197 | 148.1036 | 148.4121 | 148.6598 | 148.8586 | 149.018 | 149.1458 | 149.2482 | 149.3302 | 149.3959 | 149.4485 | 149.4905 | 149.5242 | 149.5512 | 149.5728
OR_Commercial_Interruptible - Miscellaneous_Existing_Water Heating_Natural Gas_Water Heater - Pre-Rinse Spray Valve_A | OR | Commercial | Interruptible - Miscellaneous | Existing | Water Heating | Natural Gas | Water Heater - Pre-Rinse Spray Valve | A | OCM877 | Standard pre-rinse spray valve. | Low flow pre-rinse spray valve. | 4 | 16.81 | 0 | 0 | 112.2 | 0 | 0 | 0 | 0.28365 | 0.25 | KitchenFaucet | 0% | 0% | Discretionary | Retro5Med_OR | 81.34% | Water Heater | 0% | 2745.0384 |  | 1171.901 |  | 0 | Avista TRM | Avista TRM | Avista TRM | Standard pre-rinse spray valve. | Standard pre-rinse spray valve. | Standard pre-rinse spray valve. | Standard pre-rinse spray valve. | Standard pre-rinse spray valve. | Standard pre-rinse spray valve. | Standard pre-rinse spray valve. | Standard pre-rinse spray valve. | Standard pre-rinse spray valve. | Standard pre-rinse spray valve. | Standard pre-rinse spray valve. | Standard pre-rinse spray valve. | Standard pre-rinse spray valve. | Standard pre-rinse spray valve. | Standard pre-rinse spray valve. | Standard pre-rinse spray valve. | Standard pre-rinse spray valve. | Standard pre-rinse spray valve. | Standard pre-rinse spray valve. | Standard pre-rinse spray valve. | Standard pre-rinse spray valve. | Standard pre-rinse spray valve. | Standard pre-rinse spray valve. | Standard pre-rinse spray valve. | Standard pre-rinse spray valve. | Standard pre-rinse spray valve. | Standard pre-rinse spray valve. | Low flow pre-rinse spray valve. | Low flow pre-rinse spray valve. | Low flow pre-rinse spray valve. | Low flow pre-rinse spray valve. | Low flow pre-rinse spray valve. | Low flow pre-rinse spray valve. | Low flow pre-rinse spray valve. | Low flow pre-rinse spray valve. | Low flow pre-rinse spray valve. | Low flow pre-rinse spray valve. | Low flow pre-rinse spray valve. | Low flow pre-rinse spray valve. | Low flow pre-rinse spray valve. | Low flow pre-rinse spray valve. | Low flow pre-rinse spray valve. | Low flow pre-rinse spray valve. | Low flow pre-rinse spray valve. | Low flow pre-rinse spray valve. | Low flow pre-rinse spray valve. | Low flow pre-rinse spray valve. | Low flow pre-rinse spray valve. | Low flow pre-rinse spray valve. | Low flow pre-rinse spray valve. | Low flow pre-rinse spray valve. | Low flow pre-rinse spray valve. | Low flow pre-rinse spray valve. | Low flow pre-rinse spray valve. | 112.2 | 112.2 | 112.2 | 112.2 | 112.2 | 112.2 | 112.2 | 112.2 | 112.2 | 112.2 | 112.2 | 112.2 | 112.2 | 112.2 | 112.2 | 112.2 | 112.2 | 112.2 | 112.2 | 112.2 | 112.2 | 112.2 | 112.2 | 112.2 | 112.2 | 112.2 | 112.2 | 0 | 0 | 15.9502 | 15.4452 | 14.9803 | 14.5414 | 14.1264 | 13.727 | 13.3575 | 13.0152 | 12.6926 | 12.3986 | 12.2803 | 12.1945 | 12.1502 | 12.0743 | 12.0203 | 11.9771 | 11.9426 | 11.913 | 11.8959 | 11.8861 | 11.8814 | 11.8776 | 11.8659 | 11.8635 | 11.8616 | 0 | 0 | 0 | 0 | 0 | 0 | 0 | 0 | 0 | 0 | 0 | 0 | 0 | 0 | 0 | 0 | 0 | 0 | 0 | 0 | 0 | 0 | 0 | 0 | 0 | 0 | 0 | 0 | 0 | 0 | 0 | 0 | 0 | 0 | 0 | 0 | 0 | 0 | 0 | 0 | 0 | 0 | 0 | 0 | 0 | 0 | 0 | 0 | 0 | 0 | 0 | 0 | 0 | 0 | 0 | 0 | 0 | 0 | 0 | 0 | 0 | 0 | 0 | 0 | 0 | 0 | 0 | 0 | 0 | 0 | 0 | 0 | 0 | 0 | 0 | 0 | 0 | 0 | 0 | 0 | 0 | 0 | 0 | 0 | 0 | 0 | 0 | 0 | 0 | 0 | 0 | 0 | 0 | 0 | 0 | 0 | 0 | 0 | 0 | 0 | 0 | 0 | 0 | 0 | 0 | 0 | 0 | 0 | 0 | 0 | 0 | 0 | 0 | 0 | 0 | 0 | 0 | 0 | 0 | 0 | 0 | 0 | 0 | 0 | 0 | 0 | 0 | 0 | 0 | 0 | 0 | 0 | 0 | 0 | 0 | 0 | 0 | 0 | 0 | 0 | 0 | 0 | 0 | 0 | 0 | 0 | 0 | 0 | 0 | 0 | 0 | 0 | 0 | 0 | 0 | 0 | 0 | 0 | 0 | 0 | 0 | 0 | 0 | 0 | 0 | 0 | 0 | 0 | 0 | 0 | 0 | 0 | 0 | 0 | 0 | 0 | 0 | 0 | 0 | 0 | 0 | 0 | 0 | 0 | 0 | 0 | 0 | 0 | 0 | 0 | 0 | 0 | 0 | 0 | 0 | 0 | 0 | 0 | 0 | 0 | 0 | 0 | 0 | 0 | 0 | 0 | 0 | 0 | 0 | 0 | 0 | 0 | 0 | 0 | 0 | 0 | 0 | 0 | 0 | 0 | 0 | 0 | 0 | 0 | 0 | 0 | 0 | 0 | 0 | 0 | 0 | 0 | 0 | 0 | 0 | 0 | 0 | 0 | 0 | 0 | 0 | 0 | 0 | 0 | 0 | 0 | 0 | 0 | 0 | 0 | 0 | 0 | 0 | 0 | 0 | 0 | 0 | 0 | 0 | 0 | 0 | 0 | 0 | 0 | 0 | 0 | 0 | 0 | 0 | 0 | 0 | 0 | 0 | 0 | 0 | 0 | 0 | 0 | 0 | 0 | 0 | 0 | 0 | 0 | 0 | 0 | 0 | 0 | 0 | 0 | 0 | 0 | 0 | 0 | 0 | 0 | 0 | 0 | 0 | 0 | 0 | 0 | 0 | 0 | 0 | 0 | 0 | 0 | 0 | 0 | 0 | 0 | 0 | 0 | 0 | 0 | 0 | 0 | 0 | 0 | 0 | 0 | 0 | 0 | 0 | 0 | 0 | 0 | 0 | 0 | 0 | 0 | 0 | 0 | 0 | 0 | 0 | 0 | 0 | 0 | 0 | 0 | 0 | 0 | 0 | 0 | 0 | 0 | 0 | 0 | 0 | 0 | 0 | 0 | 0 | 0 | 0 | 0 | 0 | 0 | 0 | 0 | 0 | 0 | 0 | 0 | 0 | 0 | 0 | 0 | 0 | 0 | 0 | 0 | 0 | 0 | 0 | 0 | 0 | 0 | 0 | 0 | 0 | 0 | 0 | 0 | 0 | 0 | 0 | 0 | 0 | 0 | 0 | 0 | 0 | 0 | 0 | 0 | 0 | 0 | 2551.0529 | 2591.6474 | 2628.3708 | 2661.2191 | 2690.1735 | 2715.2068 | 2736.2886 | 2753.3912 | 2767.228 | 2778.398 | 2787.3991 | 2794.6421 | 2800.4636 | 2805.1383 | 2808.8894 | 2811.8974 | 2814.3085 | 2816.2404 | 2817.7878 | 2819.0269 | 2820.019 | 2820.8132 | 2821.4489 | 2821.9576 | 2822.3647 | 1089.0855 | 1106.416 | 1122.0938 | 1136.1172 | 1148.4783 | 1159.1654 | 1168.1656 | 1175.467 | 1181.3741 | 1186.1428 | 1189.9855 | 1193.0776 | 1195.563 | 1197.5587 | 1199.1601 | 1200.4442 | 1201.4736 | 1202.2983 | 1202.9589 | 1203.4879 | 1203.9115 | 1204.2505 | 1204.5219 | 1204.7391 | 1204.9129
OR_Commercial_Interruptible - Miscellaneous_Existing_Water Heating_Natural Gas_Water Heater - Temperature Setback_A | OR | Commercial | Interruptible - Miscellaneous | Existing | Water Heating | Natural Gas | Water Heater - Temperature Setback | A | OCM878 | No water heater temperature setback. | Water heater temperature setback. | 2 | 103.9223 | 0 | 0 | 5 | 0 | 0 | 0 | 0.28365 | 0.25 | WHunits | 15% | 100% | Discretionary | Retro5Med_OR | 81.34% | Water Heater | 0% | 37.0992 |  | 15.8383 |  | 0 | IL TRM - RS-HWE-TMPS-V08-210101 | IL TRM - RS-HWE-TMPS-V08-210101 | IL TRM - RS-HWE-TMPS-V08-210101 | No water heater temperature setback. | No water heater temperature setback. | No water heater temperature setback. | No water heater temperature setback. | No water heater temperature setback. | No water heater temperature setback. | No water heater temperature setback. | No water heater temperature setback. | No water heater temperature setback. | No water heater temperature setback. | No water heater temperature setback. | No water heater temperature setback. | No water heater temperature setback. | No water heater temperature setback. | No water heater temperature setback. | No water heater temperature setback. | No water heater temperature setback. | No water heater temperature setback. | No water heater temperature setback. | No water heater temperature setback. | No water heater temperature setback. | No water heater temperature setback. | No water heater temperature setback. | No water heater temperature setback. | No water heater temperature setback. | No water heater temperature setback. | No water heater temperature setback. | Water heater temperature setback. | Water heater temperature setback. | Water heater temperature setback. | Water heater temperature setback. | Water heater temperature setback. | Water heater temperature setback. | Water heater temperature setback. | Water heater temperature setback. | Water heater temperature setback. | Water heater temperature setback. | Water heater temperature setback. | Water heater temperature setback. | Water heater temperature setback. | Water heater temperature setback. | Water heater temperature setback. | Water heater temperature setback. | Water heater temperature setback. | Water heater temperature setback. | Water heater temperature setback. | Water heater temperature setback. | Water heater temperature setback. | Water heater temperature setback. | Water heater temperature setback. | Water heater temperature setback. | Water heater temperature setback. | Water heater temperature setback. | Water heater temperature setback. | 5 | 5 | 5 | 5 | 5 | 5 | 5 | 5 | 5 | 5 | 5 | 5 | 5 | 5 | 5 | 5 | 5 | 5 | 5 | 5 | 5 | 5 | 5 | 5 | 5 | 5 | 5 | 0 | 0 | 99.0172 | 96.3684 | 93.9392 | 91.7101 | 89.6637 | 87.781 | 86.0574 | 84.4928 | 83.0028 | 81.5971 | 81.219 | 80.9266 | 80.7046 | 80.24 | 79.8812 | 79.5942 | 79.3646 | 79.1682 | 79.0541 | 78.9892 | 78.9578 | 78.9326 | 78.8553 | 78.8392 | 78.8264 | 0.022107 | 0.026418 | 0.010539 | 0.010573 | 0.0097481 | 0.011401 | 0 | 0 | 0 | 0 | 0 | 0 | 0 | 0 | 0 | 0 | 0 | 0 | 0 | 0 | 0 | 0 | 0 | 0 | 0 | 0.022107 | 0.047934 | 0.057265 | 0.066479 | 0.074743 | 0.084575 | 0.082914 | 0.081407 | 0.079971 | 0.078617 | 0.078253 | 0.077971 | 0.077757 | 0.077309 | 0.076964 | 0.076687 | 0.076466 | 0.076277 | 0.076167 | 0.076104 | 0.076074 | 0.07605 | 0.075975 | 0.07596 | 0.075947 | 0.22327 | 0.27413 | 0.11219 | 0.11528 | 0.10872 | 0.12988 | 0 | 0 | 0 | 0 | 0 | 0 | 0 | 0 | 0 | 0 | 0 | 0 | 0 | 0 | 0 | 0 | 0 | 0 | 0 | 0.22327 | 0.4974 | 0.60959 | 0.72488 | 0.8336 | 0.96348 | 0.96348 | 0.96348 | 0.96348 | 0.96348 | 0.96348 | 0.96348 | 0.96348 | 0.96348 | 0.96348 | 0.96348 | 0.96348 | 0.96348 | 0.96348 | 0.96348 | 0.96348 | 0.96348 | 0.96348 | 0.96348 | 0.96348 | 0.018985 | 0.02291 | 0.0092256 | 0.0093375 | 0.0086832 | 0.010239 | 0 | 0 | 0 | 0 | 0 | 0 | 0 | 0 | 0 | 0 | 0 | 0 | 0 | 0 | 0 | 0 | 0 | 0 | 0 | 0.018985 | 0.041568 | 0.050126 | 0.058713 | 0.066578 | 0.075957 | 0.075059 | 0.074265 | 0.073545 | 0.072894 | 0.072348 | 0.071895 | 0.071524 | 0.071134 | 0.07083 | 0.070589 | 0.070401 | 0.070249 | 0.070141 | 0.070064 | 0.07001 | 0.069971 | 0.069919 | 0.069905 | 0.069895 | 0.18978 | 0.23301 | 0.095366 | 0.09799 | 0.092411 | 0.1104 | 0 | 0 | 0 | 0 | 0 | 0 | 0 | 0 | 0 | 0 | 0 | 0 | 0 | 0 | 0 | 0 | 0 | 0 | 0 | 0.18978 | 0.42279 | 0.51816 | 0.61615 | 0.70856 | 0.81896 | 0.81896 | 0.81896 | 0.81896 | 0.81896 | 0.81896 | 0.81896 | 0.81896 | 0.81896 | 0.81896 | 0.81896 | 0.81896 | 0.81896 | 0.81896 | 0.81896 | 0.81896 | 0.81896 | 0.81896 | 0.81896 | 0.81896 | 0.018985 | 0.02291 | 0.0092256 | 0.0093375 | 0.0086832 | 0.010239 | 0 | 0 | 0 | 0 | 0 | 0 | 0 | 0 | 0 | 0 | 0 | 0 | 0 | 0 | 0 | 0 | 0 | 0 | 0 | 0.018985 | 0.041568 | 0.050126 | 0.058713 | 0.066578 | 0.075957 | 0.075059 | 0.074265 | 0.073545 | 0.072894 | 0.072348 | 0.071895 | 0.071524 | 0.071134 | 0.07083 | 0.070589 | 0.070401 | 0.070249 | 0.070141 | 0.070064 | 0.07001 | 0.069971 | 0.069919 | 0.069905 | 0.069895 | 0.18978 | 0.23301 | 0.095366 | 0.09799 | 0.092411 | 0.1104 | 0 | 0 | 0 | 0 | 0 | 0 | 0 | 0 | 0 | 0 | 0 | 0 | 0 | 0 | 0 | 0 | 0 | 0 | 0 | 0.18978 | 0.42279 | 0.51816 | 0.61615 | 0.70856 | 0.81896 | 0.81896 | 0.81896 | 0.81896 | 0.81896 | 0.81896 | 0.81896 | 0.81896 | 0.81896 | 0.81896 | 0.81896 | 0.81896 | 0.81896 | 0.81896 | 0.81896 | 0.81896 | 0.81896 | 0.81896 | 0.81896 | 0.81896 | 0.018985 | 0.02291 | 0.0092256 | 0.0093375 | 0.0086832 | 0.010239 | 0 | 0 | 0 | 0 | 0 | 0 | 0 | 0 | 0 | 0 | 0 | 0 | 0 | 0 | 0 | 0 | 0 | 0 | 0 | 0.018985 | 0.041568 | 0.050126 | 0.058713 | 0.066578 | 0.075957 | 0.075059 | 0.074265 | 0.073545 | 0.072894 | 0.072348 | 0.071895 | 0.071524 | 0.071134 | 0.07083 | 0.070589 | 0.070401 | 0.070249 | 0.070141 | 0.070064 | 0.07001 | 0.069971 | 0.069919 | 0.069905 | 0.069895 | 0.18978 | 0.23301 | 0.095366 | 0.09799 | 0.092411 | 0.1104 | 0 | 0 | 0 | 0 | 0 | 0 | 0 | 0 | 0 | 0 | 0 | 0 | 0 | 0 | 0 | 0 | 0 | 0 | 0 | 0.18978 | 0.42279 | 0.51816 | 0.61615 | 0.70856 | 0.81896 | 0.81896 | 0.81896 | 0.81896 | 0.81896 | 0.81896 | 0.81896 | 0.81896 | 0.81896 | 0.81896 | 0.81896 | 0.81896 | 0.81896 | 0.81896 | 0.81896 | 0.81896 | 0.81896 | 0.81896 | 0.81896 | 0.81896 | 34.4775 | 35.0262 | 35.5225 | 35.9664 | 36.3577 | 36.6961 | 36.981 | 37.2121 | 37.3991 | 37.5501 | 37.6717 | 37.7696 | 37.8483 | 37.9115 | 37.9622 | 38.0028 | 38.0354 | 38.0615 | 38.0824 | 38.0992 | 38.1126 | 38.1233 | 38.1319 | 38.1388 | 38.1443 | 14.719 | 14.9532 | 15.1651 | 15.3546 | 15.5217 | 15.6661 | 15.7878 | 15.8865 | 15.9663 | 16.0307 | 16.0827 | 16.1245 | 16.158 | 16.185 | 16.2067 | 16.224 | 16.2379 | 16.2491 | 16.258 | 16.2652 | 16.2709 | 16.2755 | 16.2791 | 16.2821 | 16.2844
OR_Commercial_Interruptible - Miscellaneous_Existing_Water Heating_Natural Gas_Water Heater - Faucet Aerators_A | OR | Commercial | Interruptible - Miscellaneous | Existing | Water Heating | Natural Gas | Water Heater - Faucet Aerators | A | OCM879 | 0 | 0 | 10 | 7.4299 | 0 | 0 | 7.44 | 14.88 | 0 | 0 | 0.28365 | 0.25 | faucet | 86.67% | 86.67% | Discretionary | Retro5Med_OR | 81.34% | Water Heater | 0% | -2038.7828 |  | 84.6089 |  | 0 | DHW_AER-Water Heating-XCELCO-2017-18-6 | DHW_AER-Water Heating-XCELCO-2017-18-6 | DHW_AER-Water Heating-ILTRM-v5.0-14 | 0 | 0 | 0 | 0 | 0 | 0 | 0 | 0 | 0 | 0 | 0 | 0 | 0 | 0 | 0 | 0 | 0 | 0 | 0 | 0 | 0 | 0 | 0 | 0 | 0 | 0 | 0 | 0 | 0 | 0 | 0 | 0 | 0 | 0 | 0 | 0 | 0 | 0 | 0 | 0 | 0 | 0 | 0 | 0 | 0 | 0 | 0 | 0 | 0 | 0 | 0 | 0 | 0 | 0 | 7.44 | 7.44 | 7.44 | 7.44 | 7.44 | 7.44 | 7.44 | 7.44 | 7.44 | 7.44 | 7.44 | 7.44 | 7.44 | 7.44 | 7.44 | 7.44 | 7.44 | 7.44 | 7.44 | 7.44 | 7.44 | 7.44 | 7.44 | 7.44 | 7.44 | 7.44 | 7.44 | 0 | 0 | 7.0713 | 6.8728 | 6.6958 | 6.5331 | 6.3839 | 6.2458 | 6.1232 | 6.0118 | 5.9058 | 5.8058 | 5.7789 | 5.7581 | 5.7423 | 5.7092 | 5.6837 | 5.6633 | 5.6469 | 5.633 | 5.6249 | 5.6202 | 5.618 | 5.6162 | 5.6107 | 5.6096 | 5.6087 | 0 | 0 | 0 | 0 | 0 | 0 | 0 | 0 | 0 | 0 | 0 | 0 | 0 | 0 | 0 | 0 | 0 | 0 | 0 | 0 | 0 | 0 | 0 | 0 | 0 | 0 | 0 | 0 | 0 | 0 | 0 | 0 | 0 | 0 | 0 | 0 | 0 | 0 | 0 | 0 | 0 | 0 | 0 | 0 | 0 | 0 | 0 | 0 | 0 | 0 | 0 | 0 | 0 | 0 | 0 | 0 | 0 | 0 | 0 | 0 | 0 | 0 | 0 | 0 | 0 | 0 | 0 | 0 | 0 | 0 | 0 | 0 | 0 | 0 | 0 | 0 | 0 | 0 | 0 | 0 | 0 | 0 | 0 | 0 | 0 | 0 | 0 | 0 | 0 | 0 | 0 | 0 | 0 | 0 | 0 | 0 | 0 | 0 | 0 | 0 | 0 | 0 | 0 | 0 | 0 | 0 | 0 | 0 | 0 | 0 | 0 | 0 | 0 | 0 | 0 | 0 | 0 | 0 | 0 | 0 | 0 | 0 | 0 | 0 | 0 | 0 | 0 | 0 | 0 | 0 | 0 | 0 | 0 | 0 | 0 | 0 | 0 | 0 | 0 | 0 | 0 | 0 | 0 | 0 | 0 | 0 | 0 | 0 | 0 | 0 | 0 | 0 | 0 | 0 | 0 | 0 | 0 | 0 | 0 | 0 | 0 | 0 | 0 | 0 | 0 | 0 | 0 | 0 | 0 | 0 | 0 | 0 | 0 | 0 | 0 | 0 | 0 | 0 | 0 | 0 | 0 | 0 | 0 | 0 | 0 | 0 | 0 | 0 | 0 | 0 | 0 | 0 | 0 | 0 | 0 | 0 | 0 | 0 | 0 | 0 | 0 | 0 | 0 | 0 | 0 | 0 | 0 | 0 | 0 | 0 | 0 | 0 | 0 | 0 | 0 | 0 | 0 | 0 | 0 | 0 | 0 | 0 | 0 | 0 | 0 | 0 | 0 | 0 | 0 | 0 | 0 | 0 | 0 | 0 | 0 | 0 | 0 | 0 | 0 | 0 | 0 | 0 | 0 | 0 | 0 | 0 | 0 | 0 | 0 | 0 | 0 | 0 | 0 | 0 | 0 | 0 | 0 | 0 | 0 | 0 | 0 | 0 | 0 | 0 | 0 | 0 | 0 | 0 | 0 | 0 | 0 | 0 | 0 | 0 | 0 | 0 | 0 | 0 | 0 | 0 | 0 | 0 | 0 | 0 | 0 | 0 | 0 | 0 | 0 | 0 | 0 | 0 | 0 | 0 | 0 | 0 | 0 | 0 | 0 | 0 | 0 | 0 | 0 | 0 | 0 | 0 | 0 | 0 | 0 | 0 | 0 | 0 | 0 | 0 | 0 | 0 | 0 | 0 | 0 | 0 | 0 | 0 | 0 | 0 | 0 | 0 | 0 | 0 | 0 | 0 | 0 | 0 | 0 | 0 | 0 | 0 | 0 | 0 | 0 | 0 | 0 | 0 | 0 | 0 | 0 | 0 | 0 | 0 | 0 | 0 | 0 | 0 | 0 | 0 | 0 | 0 | 0 | 0 | 0 | 0 | 0 | 0 | 0 | 0 | 0 | 0 | 0 | 0 | 0 | 0 | 0 | 0 | 0 | 0 | 0 | 0 | 0 | 0 | 0 | 0 | 0 | 0 | 0 | 0 | 0 | 0 | 0 | 0 | 0 | 0 | 0 | 0 | 0 | 0 | 0 | 0 | 0 | 0 | 0 | 0 | -1894.7068 | -1924.857 | -1952.132 | -1976.5289 | -1998.0338 | -2016.6264 | -2032.2842 | -2044.9866 | -2055.2634 | -2063.5595 | -2070.2448 | -2075.6243 | -2079.948 | -2083.42 | -2086.206 | -2088.4401 | -2090.2309 | -2091.6657 | -2092.8149 | -2093.7353 | -2094.4721 | -2095.062 | -2095.5341 | -2095.9119 | -2096.2143 | 78.6298 | 79.881 | 81.0129 | 82.0254 | 82.9178 | 83.6894 | 84.3392 | 84.8664 | 85.2929 | 85.6371 | 85.9146 | 86.1378 | 86.3173 | 86.4614 | 86.577 | 86.6697 | 86.744 | 86.8035 | 86.8512 | 86.8894 | 86.92 | 86.9445 | 86.9641 | 86.9798 | 86.9923
OR_Commercial_Interruptible - Miscellaneous_Existing_Water Heating_Natural Gas_Water Heater - Low-Flow Showerheads_A | OR | Commercial | Interruptible - Miscellaneous | Existing | Water Heating | Natural Gas | Water Heater - Low-Flow Showerheads | A | OCM880 | 0 | 0 | 10 | 42.9249 | 0 | 0 | 19.75 | 39.67 | 0 | 0 | 0.28365 | 0.25 | Showerhead | 86.67% | 86.67% | Discretionary | Retro5Med_OR | 81.34% | Water Heater | 0% | -941.0833 |  | 38.876 |  | 0 | Com-Showerheads-2021P_V2 | Com-Showerheads-2021P_V2 | Com-Showerheads-2021P_V2 | 0 | 0 | 0 | 0 | 0 | 0 | 0 | 0 | 0 | 0 | 0 | 0 | 0 | 0 | 0 | 0 | 0 | 0 | 0 | 0 | 0 | 0 | 0 | 0 | 0 | 0 | 0 | 0 | 0 | 0 | 0 | 0 | 0 | 0 | 0 | 0 | 0 | 0 | 0 | 0 | 0 | 0 | 0 | 0 | 0 | 0 | 0 | 0 | 0 | 0 | 0 | 0 | 0 | 0 | 19.75 | 19.75 | 19.75 | 19.75 | 19.75 | 19.75 | 19.75 | 19.75 | 19.75 | 19.75 | 19.75 | 19.75 | 19.75 | 19.75 | 19.75 | 19.75 | 19.75 | 19.75 | 19.75 | 19.75 | 19.75 | 19.75 | 19.75 | 19.75 | 19.75 | 19.75 | 19.75 | 0 | 0 | 40.8989 | 39.8048 | 38.8014 | 37.8807 | 37.0354 | 36.2578 | 35.5458 | 34.8996 | 34.2841 | 33.7035 | 33.5474 | 33.4266 | 33.3349 | 33.143 | 32.9948 | 32.8762 | 32.7814 | 32.7003 | 32.6532 | 32.6263 | 32.6134 | 32.603 | 32.571 | 32.5644 | 32.5591 | 0 | 0 | 0 | 0 | 0 | 0 | 0 | 0 | 0 | 0 | 0 | 0 | 0 | 0 | 0 | 0 | 0 | 0 | 0 | 0 | 0 | 0 | 0 | 0 | 0 | 0 | 0 | 0 | 0 | 0 | 0 | 0 | 0 | 0 | 0 | 0 | 0 | 0 | 0 | 0 | 0 | 0 | 0 | 0 | 0 | 0 | 0 | 0 | 0 | 0 | 0 | 0 | 0 | 0 | 0 | 0 | 0 | 0 | 0 | 0 | 0 | 0 | 0 | 0 | 0 | 0 | 0 | 0 | 0 | 0 | 0 | 0 | 0 | 0 | 0 | 0 | 0 | 0 | 0 | 0 | 0 | 0 | 0 | 0 | 0 | 0 | 0 | 0 | 0 | 0 | 0 | 0 | 0 | 0 | 0 | 0 | 0 | 0 | 0 | 0 | 0 | 0 | 0 | 0 | 0 | 0 | 0 | 0 | 0 | 0 | 0 | 0 | 0 | 0 | 0 | 0 | 0 | 0 | 0 | 0 | 0 | 0 | 0 | 0 | 0 | 0 | 0 | 0 | 0 | 0 | 0 | 0 | 0 | 0 | 0 | 0 | 0 | 0 | 0 | 0 | 0 | 0 | 0 | 0 | 0 | 0 | 0 | 0 | 0 | 0 | 0 | 0 | 0 | 0 | 0 | 0 | 0 | 0 | 0 | 0 | 0 | 0 | 0 | 0 | 0 | 0 | 0 | 0 | 0 | 0 | 0 | 0 | 0 | 0 | 0 | 0 | 0 | 0 | 0 | 0 | 0 | 0 | 0 | 0 | 0 | 0 | 0 | 0 | 0 | 0 | 0 | 0 | 0 | 0 | 0 | 0 | 0 | 0 | 0 | 0 | 0 | 0 | 0 | 0 | 0 | 0 | 0 | 0 | 0 | 0 | 0 | 0 | 0 | 0 | 0 | 0 | 0 | 0 | 0 | 0 | 0 | 0 | 0 | 0 | 0 | 0 | 0 | 0 | 0 | 0 | 0 | 0 | 0 | 0 | 0 | 0 | 0 | 0 | 0 | 0 | 0 | 0 | 0 | 0 | 0 | 0 | 0 | 0 | 0 | 0 | 0 | 0 | 0 | 0 | 0 | 0 | 0 | 0 | 0 | 0 | 0 | 0 | 0 | 0 | 0 | 0 | 0 | 0 | 0 | 0 | 0 | 0 | 0 | 0 | 0 | 0 | 0 | 0 | 0 | 0 | 0 | 0 | 0 | 0 | 0 | 0 | 0 | 0 | 0 | 0 | 0 | 0 | 0 | 0 | 0 | 0 | 0 | 0 | 0 | 0 | 0 | 0 | 0 | 0 | 0 | 0 | 0 | 0 | 0 | 0 | 0 | 0 | 0 | 0 | 0 | 0 | 0 | 0 | 0 | 0 | 0 | 0 | 0 | 0 | 0 | 0 | 0 | 0 | 0 | 0 | 0 | 0 | 0 | 0 | 0 | 0 | 0 | 0 | 0 | 0 | 0 | 0 | 0 | 0 | 0 | 0 | 0 | 0 | 0 | 0 | 0 | 0 | 0 | 0 | 0 | 0 | 0 | 0 | 0 | 0 | 0 | 0 | 0 | 0 | 0 | 0 | 0 | 0 | 0 | 0 | 0 | 0 | 0 | 0 | 0 | 0 | 0 | 0 | 0 | 0 | 0 | 0 | 0 | 0 | 0 | 0 | 0 | 0 | 0 | 0 | 0 | 0 | 0 | 0 | 0 | 0 | 0 | 0 | 0 | 0 | -874.5791 | -888.4962 | -901.0861 | -912.3475 | -922.274 | -930.8561 | -938.0836 | -943.9469 | -948.6906 | -952.52 | -955.6059 | -958.089 | -960.0848 | -961.6874 | -962.9734 | -964.0046 | -964.8312 | -965.4935 | -966.024 | -966.4489 | -966.789 | -967.0612 | -967.2792 | -967.4536 | -967.5932 | 36.1287 | 36.7036 | 37.2237 | 37.6889 | 38.099 | 38.4535 | 38.7521 | 38.9943 | 39.1902 | 39.3484 | 39.4759 | 39.5785 | 39.6609 | 39.7271 | 39.7803 | 39.8229 | 39.857 | 39.8844 | 39.9063 | 39.9238 | 39.9379 | 39.9491 | 39.9581 | 39.9653 | 39.9711
OR_Commercial_Interruptible - Miscellaneous_Existing_Water Heating_Natural Gas_Water Heater - Tank Blanket/Insulation_A | OR | Commercial | Interruptible - Miscellaneous | Existing | Water Heating | Natural Gas | Water Heater - Tank Blanket/Insulation | A | OCM881 | 0 | 0 | 15 | 200.7769 | 0 | 0 | 1.47 | 0 | 0 | 0 | 0.28365 | 0.25 | WHUnits | 75% | 100% | Discretionary | Retro5Med_OR | 81.34% | Water Heater | 0% | 1.1157 |  | 0.47632 |  | 0 | IL TRM - 4.3.12 Tank Insulation - CI-HWE-TKIN-V01-210101 / PA TRM - 2.3.4 - State of Pennsylvania TRM, Volume 2: Residential Measures, 2021 Final Order. August 8, 2019. | IL TRM - 4.3.12 Tank Insulation - CI-HWE-TKIN-V01-210101 / PA TRM - 2.3.4 - State of Pennsylvania TRM, Volume 2: Residential Measures, 2021 Final Order. August 8, 2019. | IL TRM - 4.3.12 Tank Insulation - CI-HWE-TKIN-V01-210101 / PA TRM - 2.3.4 - State of Pennsylvania TRM, Volume 2: Residential Measures, 2021 Final Order. August 8, 2019. | 0 | 0 | 0 | 0 | 0 | 0 | 0 | 0 | 0 | 0 | 0 | 0 | 0 | 0 | 0 | 0 | 0 | 0 | 0 | 0 | 0 | 0 | 0 | 0 | 0 | 0 | 0 | 0 | 0 | 0 | 0 | 0 | 0 | 0 | 0 | 0 | 0 | 0 | 0 | 0 | 0 | 0 | 0 | 0 | 0 | 0 | 0 | 0 | 0 | 0 | 0 | 0 | 0 | 0 | 1.47 | 1.47 | 1.47 | 1.47 | 1.47 | 1.47 | 1.47 | 1.47 | 1.47 | 1.47 | 1.47 | 1.47 | 1.47 | 1.47 | 1.47 | 1.47 | 1.47 | 1.47 | 1.47 | 1.47 | 1.47 | 1.47 | 1.47 | 1.47 | 1.47 | 1.47 | 1.47 | 0 | 0 | 191.4209 | 186.4448 | 181.9176 | 177.7969 | 174.0486 | 170.6455 | 167.566 | 164.7925 | 162.1399 | 159.6089 | 159.0353 | 158.5764 | 158.2093 | 157.3299 | 156.6265 | 156.0637 | 155.6135 | 155.2285 | 155.0048 | 154.8774 | 154.8158 | 154.7665 | 154.615 | 154.5834 | 154.5582 | 0.01257 | 0.015033 | 0.017949 | 0.020364 | 0.022738 | 0.026064 | 0.028076 | 0.028207 | 0.026154 | 0.022131 | 0.017064 | 0.011677 | 0.0069713 | 0.003238 | 0 | 0 | 0 | 0 | 0 | 0 | 0 | 0 | 0 | 0 | 0 | 0.01257 | 0.027276 | 0.044562 | 0.063917 | 0.085307 | 0.1097 | 0.1358 | 0.16176 | 0.18531 | 0.20455 | 0.22088 | 0.23191 | 0.23835 | 0.24026 | 0.23919 | 0.23833 | 0.23764 | 0.23705 | 0.23671 | 0.23652 | 0.23642 | 0.23635 | 0.23612 | 0.23607 | 0.23603 | 0.065666 | 0.080628 | 0.098665 | 0.11453 | 0.13064 | 0.15273 | 0.16755 | 0.17117 | 0.1613 | 0.13865 | 0.1073 | 0.073635 | 0.044064 | 0.020581 | 0 | 0 | 0 | 0 | 0 | 0 | 0 | 0 | 0 | 0 | 0 | 0.065666 | 0.14629 | 0.24496 | 0.35949 | 0.49013 | 0.64287 | 0.81042 | 0.98159 | 1.1429 | 1.2815 | 1.3888 | 1.4625 | 1.5065 | 1.5271 | 1.5271 | 1.5271 | 1.5271 | 1.5271 | 1.5271 | 1.5271 | 1.5271 | 1.5271 | 1.5271 | 1.5271 | 1.5271 | 0.010794 | 0.013034 | 0.015706 | 0.017976 | 0.02024 | 0.023386 | 0.025386 | 0.025696 | 0.024012 | 0.020481 | 0.015744 | 0.010744 | 0.0063984 | 0.0029727 | 0 | 0 | 0 | 0 | 0 | 0 | 0 | 0 | 0 | 0 | 0 | 0.010794 | 0.023649 | 0.038993 | 0.056421 | 0.075934 | 0.098432 | 0.12279 | 0.14736 | 0.17013 | 0.1893 | 0.20379 | 0.21339 | 0.21876 | 0.22058 | 0.21964 | 0.21889 | 0.2183 | 0.21783 | 0.2175 | 0.21726 | 0.21709 | 0.21697 | 0.21681 | 0.21677 | 0.21674 | 0.055816 | 0.068534 | 0.083865 | 0.097354 | 0.11104 | 0.12982 | 0.14242 | 0.14549 | 0.13711 | 0.11786 | 0.091202 | 0.06259 | 0.037454 | 0.017494 | 0 | 0 | 0 | 0 | 0 | 0 | 0 | 0 | 0 | 0 | 0 | 0.055816 | 0.12435 | 0.20822 | 0.30557 | 0.41661 | 0.54644 | 0.68886 | 0.83435 | 0.97146 | 1.0893 | 1.1805 | 1.2431 | 1.2806 | 1.2981 | 1.2981 | 1.2981 | 1.2981 | 1.2981 | 1.2981 | 1.2981 | 1.2981 | 1.2981 | 1.2981 | 1.2981 | 1.2981 | 0.010794 | 0.013034 | 0.015706 | 0.017976 | 0.02024 | 0.023386 | 0.025386 | 0.025696 | 0.024012 | 0.020481 | 0.015744 | 0.010744 | 0.0063984 | 0.0029727 | 0 | 0 | 0 | 0 | 0 | 0 | 0 | 0 | 0 | 0 | 0 | 0.010794 | 0.023649 | 0.038993 | 0.056421 | 0.075934 | 0.098432 | 0.12279 | 0.14736 | 0.17013 | 0.1893 | 0.20379 | 0.21339 | 0.21876 | 0.22058 | 0.21964 | 0.21889 | 0.2183 | 0.21783 | 0.2175 | 0.21726 | 0.21709 | 0.21697 | 0.21681 | 0.21677 | 0.21674 | 0.055816 | 0.068534 | 0.083865 | 0.097354 | 0.11104 | 0.12982 | 0.14242 | 0.14549 | 0.13711 | 0.11786 | 0.091202 | 0.06259 | 0.037454 | 0.017494 | 0 | 0 | 0 | 0 | 0 | 0 | 0 | 0 | 0 | 0 | 0 | 0.055816 | 0.12435 | 0.20822 | 0.30557 | 0.41661 | 0.54644 | 0.68886 | 0.83435 | 0.97146 | 1.0893 | 1.1805 | 1.2431 | 1.2806 | 1.2981 | 1.2981 | 1.2981 | 1.2981 | 1.2981 | 1.2981 | 1.2981 | 1.2981 | 1.2981 | 1.2981 | 1.2981 | 1.2981 | 0.010794 | 0.013034 | 0.015706 | 0.017976 | 0.02024 | 0.023386 | 0.025386 | 0.025696 | 0.024012 | 0.020481 | 0.015744 | 0.010744 | 0.0063984 | 0.0029727 | 0 | 0 | 0 | 0 | 0 | 0 | 0 | 0 | 0 | 0 | 0 | 0.010794 | 0.023649 | 0.038993 | 0.056421 | 0.075934 | 0.098432 | 0.12279 | 0.14736 | 0.17013 | 0.1893 | 0.20379 | 0.21339 | 0.21876 | 0.22058 | 0.21964 | 0.21889 | 0.2183 | 0.21783 | 0.2175 | 0.21726 | 0.21709 | 0.21697 | 0.21681 | 0.21677 | 0.21674 | 0.055816 | 0.068534 | 0.083865 | 0.097354 | 0.11104 | 0.12982 | 0.14242 | 0.14549 | 0.13711 | 0.11786 | 0.091202 | 0.06259 | 0.037454 | 0.017494 | 0 | 0 | 0 | 0 | 0 | 0 | 0 | 0 | 0 | 0 | 0 | 0.055816 | 0.12435 | 0.20822 | 0.30557 | 0.41661 | 0.54644 | 0.68886 | 0.83435 | 0.97146 | 1.0893 | 1.1805 | 1.2431 | 1.2806 | 1.2981 | 1.2981 | 1.2981 | 1.2981 | 1.2981 | 1.2981 | 1.2981 | 1.2981 | 1.2981 | 1.2981 | 1.2981 | 1.2981 | 1.0369 | 1.0534 | 1.0683 | 1.0817 | 1.0934 | 1.1036 | 1.1122 | 1.1191 | 1.1248 | 1.1293 | 1.133 | 1.1359 | 1.1383 | 1.1402 | 1.1417 | 1.1429 | 1.1439 | 1.1447 | 1.1453 | 1.1458 | 1.1462 | 1.1465 | 1.1468 | 1.147 | 1.1472 | 0.44266 | 0.44971 | 0.45608 | 0.46178 | 0.4668 | 0.47115 | 0.47481 | 0.47777 | 0.48018 | 0.48211 | 0.48368 | 0.48493 | 0.48594 | 0.48675 | 0.4874 | 0.48793 | 0.48834 | 0.48868 | 0.48895 | 0.48916 | 0.48934 | 0.48947 | 0.48958 | 0.48967 | 0.48974
OR_Commercial_Interruptible - Miscellaneous_Existing_Water Heating_Natural Gas_Water Heater - Drainwater Heat Recovery_A | OR | Commercial | Interruptible - Miscellaneous | Existing | Water Heating | Natural Gas | Water Heater - Drainwater Heat Recovery | A | OCM882 | 0 | 0 | 40 | 11.4393 | 0 | 0 | 948.56 | 0 | 0 | 0 | 0.28365 | 0.25 | faucet | 86.67% | 86.67% | Discretionary | Retro5Med_OR | 81.34% | Water Heater | 0% | 8591.5988 |  | 3667.8917 |  | 0 | DHW_DWHR-Water Heating-OPATRM-v1-1 | DHW_DWHR-Water Heating-OPATRM-v1-1 | DHW_DWHR-Water Heating-MNTRM-v1.0-7 | 0 | 0 | 0 | 0 | 0 | 0 | 0 | 0 | 0 | 0 | 0 | 0 | 0 | 0 | 0 | 0 | 0 | 0 | 0 | 0 | 0 | 0 | 0 | 0 | 0 | 0 | 0 | 0 | 0 | 0 | 0 | 0 | 0 | 0 | 0 | 0 | 0 | 0 | 0 | 0 | 0 | 0 | 0 | 0 | 0 | 0 | 0 | 0 | 0 | 0 | 0 | 0 | 0 | 0 | 948.56 | 948.56 | 948.56 | 948.56 | 948.56 | 948.56 | 948.56 | 948.56 | 948.56 | 948.56 | 948.56 | 948.56 | 948.56 | 948.56 | 948.56 | 948.56 | 948.56 | 948.56 | 948.56 | 948.56 | 948.56 | 948.56 | 948.56 | 948.56 | 948.56 | 948.56 | 948.56 | 0 | 0 | 10.8541 | 10.5105 | 10.1942 | 9.8955 | 9.6131 | 9.3413 | 9.0898 | 8.8569 | 8.6374 | 8.4373 | 8.3568 | 8.2984 | 8.2683 | 8.2166 | 8.1799 | 8.1505 | 8.127 | 8.1069 | 8.0952 | 8.0885 | 8.0853 | 8.0827 | 8.0748 | 8.0732 | 8.0719 | 0 | 0 | 0 | 0 | 0 | 0 | 0 | 0 | 0 | 0 | 0 | 0 | 0 | 0 | 0 | 0 | 0 | 0 | 0 | 0 | 0 | 0 | 0 | 0 | 0 | 0 | 0 | 0 | 0 | 0 | 0 | 0 | 0 | 0 | 0 | 0 | 0 | 0 | 0 | 0 | 0 | 0 | 0 | 0 | 0 | 0 | 0 | 0 | 0 | 0 | 0 | 0 | 0 | 0 | 0 | 0 | 0 | 0 | 0 | 0 | 0 | 0 | 0 | 0 | 0 | 0 | 0 | 0 | 0 | 0 | 0 | 0 | 0 | 0 | 0 | 0 | 0 | 0 | 0 | 0 | 0 | 0 | 0 | 0 | 0 | 0 | 0 | 0 | 0 | 0 | 0 | 0 | 0 | 0 | 0 | 0 | 0 | 0 | 0 | 0 | 0 | 0 | 0 | 0 | 0 | 0 | 0 | 0 | 0 | 0 | 0 | 0 | 0 | 0 | 0 | 0 | 0 | 0 | 0 | 0 | 0 | 0 | 0 | 0 | 0 | 0 | 0 | 0 | 0 | 0 | 0 | 0 | 0 | 0 | 0 | 0 | 0 | 0 | 0 | 0 | 0 | 0 | 0 | 0 | 0 | 0 | 0 | 0 | 0 | 0 | 0 | 0 | 0 | 0 | 0 | 0 | 0 | 0 | 0 | 0 | 0 | 0 | 0 | 0 | 0 | 0 | 0 | 0 | 0 | 0 | 0 | 0 | 0 | 0 | 0 | 0 | 0 | 0 | 0 | 0 | 0 | 0 | 0 | 0 | 0 | 0 | 0 | 0 | 0 | 0 | 0 | 0 | 0 | 0 | 0 | 0 | 0 | 0 | 0 | 0 | 0 | 0 | 0 | 0 | 0 | 0 | 0 | 0 | 0 | 0 | 0 | 0 | 0 | 0 | 0 | 0 | 0 | 0 | 0 | 0 | 0 | 0 | 0 | 0 | 0 | 0 | 0 | 0 | 0 | 0 | 0 | 0 | 0 | 0 | 0 | 0 | 0 | 0 | 0 | 0 | 0 | 0 | 0 | 0 | 0 | 0 | 0 | 0 | 0 | 0 | 0 | 0 | 0 | 0 | 0 | 0 | 0 | 0 | 0 | 0 | 0 | 0 | 0 | 0 | 0 | 0 | 0 | 0 | 0 | 0 | 0 | 0 | 0 | 0 | 0 | 0 | 0 | 0 | 0 | 0 | 0 | 0 | 0 | 0 | 0 | 0 | 0 | 0 | 0 | 0 | 0 | 0 | 0 | 0 | 0 | 0 | 0 | 0 | 0 | 0 | 0 | 0 | 0 | 0 | 0 | 0 | 0 | 0 | 0 | 0 | 0 | 0 | 0 | 0 | 0 | 0 | 0 | 0 | 0 | 0 | 0 | 0 | 0 | 0 | 0 | 0 | 0 | 0 | 0 | 0 | 0 | 0 | 0 | 0 | 0 | 0 | 0 | 0 | 0 | 0 | 0 | 0 | 0 | 0 | 0 | 0 | 0 | 0 | 0 | 0 | 0 | 0 | 0 | 0 | 0 | 0 | 0 | 0 | 0 | 0 | 0 | 0 | 0 | 0 | 0 | 0 | 0 | 0 | 0 | 0 | 0 | 0 | 0 | 0 | 0 | 0 | 0 | 0 | 0 | 0 | 0 | 0 | 0 | 0 | 0 | 0 | 0 | 0 | 0 | 0 | 0 | 0 | 0 | 0 | 0 | 0 | 0 | 0 | 0 | 0 | 7984.4506 | 8111.5059 | 8226.4452 | 8329.2557 | 8419.8792 | 8498.2299 | 8564.2131 | 8617.7419 | 8661.0492 | 8696.0097 | 8724.182 | 8746.8516 | 8765.0723 | 8779.7035 | 8791.4438 | 8800.8586 | 8808.405 | 8814.4514 | 8819.2946 | 8823.1729 | 8826.278 | 8828.7637 | 8830.7533 | 8832.3455 | 8833.6198 | 3408.6904 | 3462.9323 | 3512.0017 | 3555.8932 | 3594.5818 | 3628.031 | 3656.2003 | 3679.0526 | 3697.5412 | 3712.4664 | 3724.4936 | 3734.1716 | 3741.9503 | 3748.1966 | 3753.2087 | 3757.2281 | 3760.4498 | 3763.0311 | 3765.0987 | 3766.7544 | 3768.08 | 3769.1412 | 3769.9906 | 3770.6704 | 3771.2144
OR_Commercial_Interruptible - Miscellaneous_Existing_Water Heating_Natural Gas_Water Heater - Circulation Pump Controls_A | OR | Commercial | Interruptible - Miscellaneous | Existing | Water Heating | Natural Gas | Water Heater - Circulation Pump Controls | A | OCM883 | Circulation pump with no controls. | Controlled circulation pump. | 11.5 | 600.6361 | 0 | 0 | 913.56 | 0 | 0 | 0 | 0.28365 | 0.25 | perbldg | 15% | 26.67% | Discretionary | Retro5Med_OR | 81.34% | Water Heater | 0% | 273.5832 |  | 116.7971 |  | 0 | RTF - ComResCirculatorPumps_2_3 - AEG Edited | RTF - ComResCirculatorPumps_2_3 - AEG Edited | RTF - ComResCirculatorPumps_2_3 - AEG Edited | Circulation pump with no controls. | Circulation pump with no controls. | Circulation pump with no controls. | Circulation pump with no controls. | Circulation pump with no controls. | Circulation pump with no controls. | Circulation pump with no controls. | Circulation pump with no controls. | Circulation pump with no controls. | Circulation pump with no controls. | Circulation pump with no controls. | Circulation pump with no controls. | Circulation pump with no controls. | Circulation pump with no controls. | Circulation pump with no controls. | Circulation pump with no controls. | Circulation pump with no controls. | Circulation pump with no controls. | Circulation pump with no controls. | Circulation pump with no controls. | Circulation pump with no controls. | Circulation pump with no controls. | Circulation pump with no controls. | Circulation pump with no controls. | Circulation pump with no controls. | Circulation pump with no controls. | Circulation pump with no controls. | Controlled circulation pump. | Controlled circulation pump. | Controlled circulation pump. | Controlled circulation pump. | Controlled circulation pump. | Controlled circulation pump. | Controlled circulation pump. | Controlled circulation pump. | Controlled circulation pump. | Controlled circulation pump. | Controlled circulation pump. | Controlled circulation pump. | Controlled circulation pump. | Controlled circulation pump. | Controlled circulation pump. | Controlled circulation pump. | Controlled circulation pump. | Controlled circulation pump. | Controlled circulation pump. | Controlled circulation pump. | Controlled circulation pump. | Controlled circulation pump. | Controlled circulation pump. | Controlled circulation pump. | Controlled circulation pump. | Controlled circulation pump. | Controlled circulation pump. | 913.56 | 913.56 | 913.56 | 913.56 | 913.56 | 913.56 | 913.56 | 913.56 | 913.56 | 913.56 | 913.56 | 913.56 | 913.56 | 913.56 | 913.56 | 913.56 | 913.56 | 913.56 | 913.56 | 913.56 | 913.56 | 913.56 | 913.56 | 913.56 | 913.56 | 913.56 | 913.56 | 0 | 0 | 571.6509 | 555.6003 | 541.2923 | 528.1442 | 516.0791 | 504.9155 | 495.0009 | 486.0015 | 477.4309 | 469.3455 | 467.1709 | 465.4891 | 464.2121 | 461.5394 | 459.4757 | 457.8248 | 456.504 | 455.3747 | 454.7185 | 454.3447 | 454.164 | 454.0195 | 453.5748 | 453.4823 | 453.4083 | 0.032762 | 0.039097 | 0.046611 | 0.052794 | 0.058842 | 0.067306 | 0.072386 | 0.072603 | 0.067213 | 0.056797 | 0.043748 | 0.029915 | 0 | 0 | 0 | 0 | 0 | 0 | 0 | 0 | 0 | 0 | 0 | 0 | 0 | 0.032762 | 0.070939 | 0.11572 | 0.16571 | 0.22076 | 0.28329 | 0.35012 | 0.41635 | 0.47622 | 0.52496 | 0.56627 | 0.59415 | 0.59252 | 0.58911 | 0.58647 | 0.58436 | 0.58268 | 0.58124 | 0.5804 | 0.57992 | 0.57969 | 0.57951 | 0.57894 | 0.57882 | 0.57873 | 0.057311 | 0.070369 | 0.086111 | 0.099961 | 0.11402 | 0.1333 | 0.14623 | 0.14939 | 0.14078 | 0.12101 | 0.093644 | 0.064266 | 0 | 0 | 0 | 0 | 0 | 0 | 0 | 0 | 0 | 0 | 0 | 0 | 0 | 0.057311 | 0.12768 | 0.21379 | 0.31375 | 0.42777 | 0.56107 | 0.7073 | 0.85669 | 0.99747 | 1.1185 | 1.2121 | 1.2764 | 1.2764 | 1.2764 | 1.2764 | 1.2764 | 1.2764 | 1.2764 | 1.2764 | 1.2764 | 1.2764 | 1.2764 | 1.2764 | 1.2764 | 1.2764 | 0.028139 | 0.033917 | 0.040819 | 0.046652 | 0.052447 | 0.060491 | 0.065575 | 0.066281 | 0.061856 | 0.0527 | 0.040476 | 0.027604 | 0 | 0 | 0 | 0 | 0 | 0 | 0 | 0 | 0 | 0 | 0 | 0 | 0 | 0.028139 | 0.061541 | 0.10134 | 0.14643 | 0.19677 | 0.25461 | 0.31718 | 0.3801 | 0.43827 | 0.48709 | 0.52392 | 0.54824 | 0.54542 | 0.54244 | 0.54013 | 0.53829 | 0.53685 | 0.53569 | 0.53486 | 0.53428 | 0.53387 | 0.53357 | 0.53317 | 0.53307 | 0.53299 | 0.048714 | 0.059813 | 0.073194 | 0.084967 | 0.096915 | 0.11331 | 0.1243 | 0.12698 | 0.11966 | 0.10286 | 0.079598 | 0.054626 | 0 | 0 | 0 | 0 | 0 | 0 | 0 | 0 | 0 | 0 | 0 | 0 | 0 | 0.048714 | 0.10853 | 0.18172 | 0.26669 | 0.3636 | 0.47691 | 0.60121 | 0.72819 | 0.84785 | 0.95071 | 1.0303 | 1.0849 | 1.0849 | 1.0849 | 1.0849 | 1.0849 | 1.0849 | 1.0849 | 1.0849 | 1.0849 | 1.0849 | 1.0849 | 1.0849 | 1.0849 | 1.0849 | 0.028139 | 0.033917 | 0.040819 | 0.046652 | 0.052447 | 0.060491 | 0.065575 | 0.066281 | 0.061856 | 0.0527 | 0.040476 | 0.027604 | 0 | 0 | 0 | 0 | 0 | 0 | 0 | 0 | 0 | 0 | 0 | 0 | 0 | 0.028139 | 0.061541 | 0.10134 | 0.14643 | 0.19677 | 0.25461 | 0.31718 | 0.3801 | 0.43827 | 0.48709 | 0.52392 | 0.54824 | 0.54542 | 0.54244 | 0.54013 | 0.53829 | 0.53685 | 0.53569 | 0.53486 | 0.53428 | 0.53387 | 0.53357 | 0.53317 | 0.53307 | 0.53299 | 0.048714 | 0.059813 | 0.073194 | 0.084967 | 0.096915 | 0.11331 | 0.1243 | 0.12698 | 0.11966 | 0.10286 | 0.079598 | 0.054626 | 0 | 0 | 0 | 0 | 0 | 0 | 0 | 0 | 0 | 0 | 0 | 0 | 0 | 0.048714 | 0.10853 | 0.18172 | 0.26669 | 0.3636 | 0.47691 | 0.60121 | 0.72819 | 0.84785 | 0.95071 | 1.0303 | 1.0849 | 1.0849 | 1.0849 | 1.0849 | 1.0849 | 1.0849 | 1.0849 | 1.0849 | 1.0849 | 1.0849 | 1.0849 | 1.0849 | 1.0849 | 1.0849 | 0.028139 | 0.033917 | 0.040819 | 0.046652 | 0.052447 | 0.060491 | 0.065575 | 0.066281 | 0.061856 | 0.0527 | 0.040476 | 0.027604 | 0 | 0 | 0 | 0 | 0 | 0 | 0 | 0 | 0 | 0 | 0 | 0 | 0 | 0.028139 | 0.061541 | 0.10134 | 0.14643 | 0.19677 | 0.25461 | 0.31718 | 0.3801 | 0.43827 | 0.48709 | 0.52392 | 0.54824 | 0.54542 | 0.54244 | 0.54013 | 0.53829 | 0.53685 | 0.53569 | 0.53486 | 0.53428 | 0.53387 | 0.53357 | 0.53317 | 0.53307 | 0.53299 | 0.048714 | 0.059813 | 0.073194 | 0.084967 | 0.096915 | 0.11331 | 0.1243 | 0.12698 | 0.11966 | 0.10286 | 0.079598 | 0.054626 | 0 | 0 | 0 | 0 | 0 | 0 | 0 | 0 | 0 | 0 | 0 | 0 | 0 | 0.048714 | 0.10853 | 0.18172 | 0.26669 | 0.3636 | 0.47691 | 0.60121 | 0.72819 | 0.84785 | 0.95071 | 1.0303 | 1.0849 | 1.0849 | 1.0849 | 1.0849 | 1.0849 | 1.0849 | 1.0849 | 1.0849 | 1.0849 | 1.0849 | 1.0849 | 1.0849 | 1.0849 | 1.0849 | 254.2498 | 258.2956 | 261.9556 | 265.2294 | 268.1152 | 270.6101 | 272.7112 | 274.4157 | 275.7948 | 276.908 | 277.8051 | 278.527 | 279.1072 | 279.5731 | 279.9469 | 280.2467 | 280.487 | 280.6796 | 280.8338 | 280.9573 | 281.0562 | 281.1353 | 281.1987 | 281.2494 | 281.2899 | 108.5433 | 110.2705 | 111.8331 | 113.2307 | 114.4627 | 115.5278 | 116.4248 | 117.1525 | 117.7412 | 118.2165 | 118.5995 | 118.9076 | 119.1553 | 119.3542 | 119.5138 | 119.6418 | 119.7444 | 119.8266 | 119.8925 | 119.9452 | 119.9874 | 120.0212 | 120.0482 | 120.0699 | 120.0872
OR_Commercial_Interruptible - Miscellaneous_Existing_Water Heating_Natural Gas_Water Heater - Pipe Insulation_A | OR | Commercial | Interruptible - Miscellaneous | Existing | Water Heating | Natural Gas | Water Heater - Pipe Insulation | A | OCM884 | No insulation. | Water heater pipe insulation. | 15 | 5.02 | 0 | 0 | 19.39 | 0 | 0 | 0 | 0.28365 | 0.25 | PipeFeet | 15.8% | 100% | Discretionary | Retro5Med_OR | 81.34% | Water Heater | 0% | 588.6148 |  | 251.2891 |  | 0 | IL TRM v10 - 4.4.14 Pipe Insulation - CI-HVC-PINS-V07-220101 | IL TRM v10 - 4.4.14 Pipe Insulation - CI-HVC-PINS-V07-220101 | IL TRM v10 - 4.4.14 Pipe Insulation - CI-HVC-PINS-V07-220101 | No insulation. | No insulation. | No insulation. | No insulation. | No insulation. | No insulation. | No insulation. | No insulation. | No insulation. | No insulation. | No insulation. | No insulation. | No insulation. | No insulation. | No insulation. | No insulation. | No insulation. | No insulation. | No insulation. | No insulation. | No insulation. | No insulation. | No insulation. | No insulation. | No insulation. | No insulation. | No insulation. | Water heater pipe insulation. | Water heater pipe insulation. | Water heater pipe insulation. | Water heater pipe insulation. | Water heater pipe insulation. | Water heater pipe insulation. | Water heater pipe insulation. | Water heater pipe insulation. | Water heater pipe insulation. | Water heater pipe insulation. | Water heater pipe insulation. | Water heater pipe insulation. | Water heater pipe insulation. | Water heater pipe insulation. | Water heater pipe insulation. | Water heater pipe insulation. | Water heater pipe insulation. | Water heater pipe insulation. | Water heater pipe insulation. | Water heater pipe insulation. | Water heater pipe insulation. | Water heater pipe insulation. | Water heater pipe insulation. | Water heater pipe insulation. | Water heater pipe insulation. | Water heater pipe insulation. | Water heater pipe insulation. | 19.39 | 19.39 | 19.39 | 19.39 | 19.39 | 19.39 | 19.39 | 19.39 | 19.39 | 19.39 | 19.39 | 19.39 | 19.39 | 19.39 | 19.39 | 19.39 | 19.39 | 19.39 | 19.39 | 19.39 | 19.39 | 19.39 | 19.39 | 19.39 | 19.39 | 19.39 | 19.39 | 0 | 0 | 4.7699 | 4.6266 | 4.4962 | 4.3743 | 4.2603 | 4.152 | 4.0531 | 3.9619 | 3.8759 | 3.7967 | 3.7686 | 3.7478 | 3.7375 | 3.716 | 3.6994 | 3.6861 | 3.6755 | 3.6664 | 3.6611 | 3.6581 | 3.6566 | 3.6555 | 3.6519 | 3.6512 | 3.6506 | 0.0098647 | 0.011748 | 0.013972 | 0.015779 | 0.017529 | 0.019972 | 0.021388 | 0.021358 | 0.01969 | 0.016579 | 0.012735 | 0.0086916 | 0.0051868 | 0.0024087 | 0 | 0 | 0 | 0 | 0 | 0 | 0 | 0 | 0 | 0 | 0 | 0.0098647 | 0.021317 | 0.034688 | 0.049526 | 0.065764 | 0.084064 | 0.10345 | 0.12248 | 0.13951 | 0.15324 | 0.16484 | 0.17262 | 0.17734 | 0.17872 | 0.17793 | 0.17729 | 0.17677 | 0.17634 | 0.17608 | 0.17594 | 0.17587 | 0.17581 | 0.17564 | 0.1756 | 0.17558 | 2.0681 | 2.5393 | 3.1074 | 3.6072 | 4.1144 | 4.8103 | 5.277 | 5.3908 | 5.0802 | 4.3668 | 3.3792 | 2.3191 | 1.3878 | 0.64818 | 0 | 0 | 0 | 0 | 0 | 0 | 0 | 0 | 0 | 0 | 0 | 2.0681 | 4.6074 | 7.7148 | 11.322 | 15.4364 | 20.2467 | 25.5237 | 30.9145 | 35.9946 | 40.3615 | 43.7407 | 46.0598 | 47.4476 | 48.0957 | 48.0957 | 48.0957 | 48.0957 | 48.0957 | 48.0957 | 48.0957 | 48.0957 | 48.0957 | 48.0957 | 48.0957 | 48.0957 | 0.008475 | 0.010198 | 0.012247 | 0.013962 | 0.015653 | 0.017994 | 0.019436 | 0.019572 | 0.018201 | 0.01546 | 0.011846 | 0.0080658 | 0.0048018 | 0.0022305 | 0 | 0 | 0 | 0 | 0 | 0 | 0 | 0 | 0 | 0 | 0 | 0.008475 | 0.018503 | 0.030405 | 0.043824 | 0.058725 | 0.075738 | 0.094008 | 0.11224 | 0.12896 | 0.1429 | 0.15334 | 0.1602 | 0.16417 | 0.16551 | 0.1648 | 0.16424 | 0.1638 | 0.16345 | 0.1632 | 0.16302 | 0.16289 | 0.1628 | 0.16268 | 0.16265 | 0.16262 | 1.7579 | 2.1584 | 2.6413 | 3.0661 | 3.4973 | 4.0887 | 4.4854 | 4.5822 | 4.3181 | 3.7118 | 2.8724 | 1.9712 | 1.1796 | 0.55095 | 0 | 0 | 0 | 0 | 0 | 0 | 0 | 0 | 0 | 0 | 0 | 1.7579 | 3.9163 | 6.5576 | 9.6237 | 13.121 | 17.2097 | 21.6951 | 26.2773 | 30.5954 | 34.3072 | 37.1796 | 39.1508 | 40.3304 | 40.8814 | 40.8814 | 40.8814 | 40.8814 | 40.8814 | 40.8814 | 40.8814 | 40.8814 | 40.8814 | 40.8814 | 40.8814 | 40.8814 | 0.008475 | 0.010198 | 0.012247 | 0.013962 | 0.015653 | 0.017994 | 0.019436 | 0.019572 | 0.018201 | 0.01546 | 0.011846 | 0.0080658 | 0.0048018 | 0.0022305 | 0 | 0 | 0 | 0 | 0 | 0 | 0 | 0 | 0 | 0 | 0 | 0.008475 | 0.018503 | 0.030405 | 0.043824 | 0.058725 | 0.075738 | 0.094008 | 0.11224 | 0.12896 | 0.1429 | 0.15334 | 0.1602 | 0.16417 | 0.16551 | 0.1648 | 0.16424 | 0.1638 | 0.16345 | 0.1632 | 0.16302 | 0.16289 | 0.1628 | 0.16268 | 0.16265 | 0.16262 | 1.7579 | 2.1584 | 2.6413 | 3.0661 | 3.4973 | 4.0887 | 4.4854 | 4.5822 | 4.3181 | 3.7118 | 2.8724 | 1.9712 | 1.1796 | 0.55095 | 0 | 0 | 0 | 0 | 0 | 0 | 0 | 0 | 0 | 0 | 0 | 1.7579 | 3.9163 | 6.5576 | 9.6237 | 13.121 | 17.2097 | 21.6951 | 26.2773 | 30.5954 | 34.3072 | 37.1796 | 39.1508 | 40.3304 | 40.8814 | 40.8814 | 40.8814 | 40.8814 | 40.8814 | 40.8814 | 40.8814 | 40.8814 | 40.8814 | 40.8814 | 40.8814 | 40.8814 | 0.008475 | 0.010198 | 0.012247 | 0.013962 | 0.015653 | 0.017994 | 0.019436 | 0.019572 | 0.018201 | 0.01546 | 0.011846 | 0.0080658 | 0.0048018 | 0.0022305 | 0 | 0 | 0 | 0 | 0 | 0 | 0 | 0 | 0 | 0 | 0 | 0.008475 | 0.018503 | 0.030405 | 0.043824 | 0.058725 | 0.075738 | 0.094008 | 0.11224 | 0.12896 | 0.1429 | 0.15334 | 0.1602 | 0.16417 | 0.16551 | 0.1648 | 0.16424 | 0.1638 | 0.16345 | 0.1632 | 0.16302 | 0.16289 | 0.1628 | 0.16268 | 0.16265 | 0.16262 | 1.7579 | 2.1584 | 2.6413 | 3.0661 | 3.4973 | 4.0887 | 4.4854 | 4.5822 | 4.3181 | 3.7118 | 2.8724 | 1.9712 | 1.1796 | 0.55095 | 0 | 0 | 0 | 0 | 0 | 0 | 0 | 0 | 0 | 0 | 0 | 1.7579 | 3.9163 | 6.5576 | 9.6237 | 13.121 | 17.2097 | 21.6951 | 26.2773 | 30.5954 | 34.3072 | 37.1796 | 39.1508 | 40.3304 | 40.8814 | 40.8814 | 40.8814 | 40.8814 | 40.8814 | 40.8814 | 40.8814 | 40.8814 | 40.8814 | 40.8814 | 40.8814 | 40.8814 | 547.0187 | 555.7233 | 563.5979 | 570.6415 | 576.8502 | 582.218 | 586.7385 | 590.4058 | 593.3728 | 595.768 | 597.6981 | 599.2512 | 600.4995 | 601.5019 | 602.3062 | 602.9512 | 603.4683 | 603.8825 | 604.2143 | 604.48 | 604.6927 | 604.863 | 604.9993 | 605.1084 | 605.1957 | 233.5311 | 237.2472 | 240.609 | 243.616 | 246.2666 | 248.5582 | 250.4881 | 252.0537 | 253.3204 | 254.3429 | 255.1669 | 255.83 | 256.3629 | 256.7908 | 257.1342 | 257.4096 | 257.6303 | 257.8072 | 257.9488 | 258.0622 | 258.1531 | 258.2258 | 258.284 | 258.3305 | 258.3678
OR_Commercial_Interruptible - Miscellaneous_Existing_Water Heating_Natural Gas_Water Heater - Motion Control Faucet_A | OR | Commercial | Interruptible - Miscellaneous | Existing | Water Heating | Natural Gas | Water Heater - Motion Control Faucet | A | OCM885 | 1.39 gpm w/o motion sensor | 0.35 gpm w/ motion sensor | 5 | 0 | 0 | 0 | 1.07 | 0 | 0 | 0 | 0.28365 | 0.25 | sqft | 30% | 75% | Discretionary | Retro5Med_OR | 81.34% | Water Heater | 0% | 0 |  | 0 |  | 0 | n/a | n/a | n/a | 1.39 gpm w/o motion sensor | 1.39 gpm w/o motion sensor | 1.39 gpm w/o motion sensor | 1.39 gpm w/o motion sensor | 1.39 gpm w/o motion sensor | 1.39 gpm w/o motion sensor | 1.39 gpm w/o motion sensor | 1.39 gpm w/o motion sensor | 1.39 gpm w/o motion sensor | 1.39 gpm w/o motion sensor | 1.39 gpm w/o motion sensor | 1.39 gpm w/o motion sensor | 1.39 gpm w/o motion sensor | 1.39 gpm w/o motion sensor | 1.39 gpm w/o motion sensor | 1.39 gpm w/o motion sensor | 1.39 gpm w/o motion sensor | 1.39 gpm w/o motion sensor | 1.39 gpm w/o motion sensor | 1.39 gpm w/o motion sensor | 1.39 gpm w/o motion sensor | 1.39 gpm w/o motion sensor | 1.39 gpm w/o motion sensor | 1.39 gpm w/o motion sensor | 1.39 gpm w/o motion sensor | 1.39 gpm w/o motion sensor | 1.39 gpm w/o motion sensor | 0.35 gpm w/ motion sensor | 0.35 gpm w/ motion sensor | 0.35 gpm w/ motion sensor | 0.35 gpm w/ motion sensor | 0.35 gpm w/ motion sensor | 0.35 gpm w/ motion sensor | 0.35 gpm w/ motion sensor | 0.35 gpm w/ motion sensor | 0.35 gpm w/ motion sensor | 0.35 gpm w/ motion sensor | 0.35 gpm w/ motion sensor | 0.35 gpm w/ motion sensor | 0.35 gpm w/ motion sensor | 0.35 gpm w/ motion sensor | 0.35 gpm w/ motion sensor | 0.35 gpm w/ motion sensor | 0.35 gpm w/ motion sensor | 0.35 gpm w/ motion sensor | 0.35 gpm w/ motion sensor | 0.35 gpm w/ motion sensor | 0.35 gpm w/ motion sensor | 0.35 gpm w/ motion sensor | 0.35 gpm w/ motion sensor | 0.35 gpm w/ motion sensor | 0.35 gpm w/ motion sensor | 0.35 gpm w/ motion sensor | 0.35 gpm w/ motion sensor | 1.07 | 1.07 | 1.07 | 1.07 | 1.07 | 1.07 | 1.07 | 1.07 | 1.07 | 1.07 | 1.07 | 1.07 | 1.07 | 1.07 | 1.07 | 1.07 | 1.07 | 1.07 | 1.07 | 1.07 | 1.07 | 1.07 | 1.07 | 1.07 | 1.07 | 1.07 | 1.07 | 0 | 0 | 0 | 0 | 0 | 0 | 0 | 0 | 0 | 0 | 0 | 0 | 0 | 0 | 0 | 0 | 0 | 0 | 0 | 0 | 0 | 0 | 0 | 0 | 0 | 0 | 0 | 0 | 0 | 0 | 0 | 0 | 0 | 0 | 0 | 0 | 0 | 0 | 0 | 0 | 0 | 0 | 0 | 0 | 0 | 0 | 0 | 0 | 0 | 0 | 0 | 0 | 0 | 0 | 0 | 0 | 0 | 0 | 0 | 0 | 0 | 0 | 0 | 0 | 0 | 0 | 0 | 0 | 0 | 0 | 0 | 0 | 0 | 0 | 0 | 0 | 0 | 1105.283 | 1357.1113 | 1660.7071 | 1927.8192 | 2198.922 | 1465.5211 | 1463.1007 | 1220.3387 | 787.2207 | 134.8848 | 0 | 0 | 0 | 0 | 0 | 0 | 0 | 0 | 0 | 0 | 0 | 0 | 0 | 0 | 0 | 1105.283 | 2462.3943 | 4123.1014 | 6050.9206 | 8249.8425 | 9715.3636 | 11178.4643 | 12398.803 | 13186.0237 | 13320.9085 | 13320.9085 | 13320.9085 | 13320.9085 | 13320.9085 | 13320.9085 | 13320.9085 | 13320.9085 | 13320.9085 | 13320.9085 | 13320.9085 | 13320.9085 | 13320.9085 | 13320.9085 | 13320.9085 | 13320.9085 | 0 | 0 | 0 | 0 | 0 | 0 | 0 | 0 | 0 | 0 | 0 | 0 | 0 | 0 | 0 | 0 | 0 | 0 | 0 | 0 | 0 | 0 | 0 | 0 | 0 | 0 | 0 | 0 | 0 | 0 | 0 | 0 | 0 | 0 | 0 | 0 | 0 | 0 | 0 | 0 | 0 | 0 | 0 | 0 | 0 | 0 | 0 | 0 | 0 | 0 | 939.4906 | 1153.5446 | 1411.601 | 1638.6463 | 1869.0837 | 1245.6929 | 1243.6356 | 1037.2879 | 669.1376 | 114.6521 | 0 | 0 | 0 | 0 | 0 | 0 | 0 | 0 | 0 | 0 | 0 | 0 | 0 | 0 | 0 | 939.4906 | 2093.0352 | 3504.6362 | 5143.2825 | 7012.3662 | 8258.0591 | 9501.6947 | 10538.9826 | 11208.1201 | 11322.7722 | 11322.7722 | 11322.7722 | 11322.7722 | 11322.7722 | 11322.7722 | 11322.7722 | 11322.7722 | 11322.7722 | 11322.7722 | 11322.7722 | 11322.7722 | 11322.7722 | 11322.7722 | 11322.7722 | 11322.7722 | 0 | 0 | 0 | 0 | 0 | 0 | 0 | 0 | 0 | 0 | 0 | 0 | 0 | 0 | 0 | 0 | 0 | 0 | 0 | 0 | 0 | 0 | 0 | 0 | 0 | 0 | 0 | 0 | 0 | 0 | 0 | 0 | 0 | 0 | 0 | 0 | 0 | 0 | 0 | 0 | 0 | 0 | 0 | 0 | 0 | 0 | 0 | 0 | 0 | 0 | 0 | 0 | 0 | 0 | 0 | 0 | 0 | 0 | 0 | 0 | 0 | 0 | 0 | 0 | 0 | 0 | 0 | 0 | 0 | 0 | 0 | 0 | 0 | 0 | 0 | 0 | 0 | 0 | 0 | 0 | 0 | 0 | 0 | 0 | 0 | 0 | 0 | 0 | 0 | 0 | 0 | 0 | 0 | 0 | 0 | 0 | 0 | 0 | 0 | 0 | 0 | 0 | 0 | 0 | 0 | 0 | 0 | 0 | 0 | 0 | 0 | 0 | 0 | 0 | 0 | 0 | 0 | 0 | 0 | 0 | 0 | 0 | 0 | 0 | 0 | 0 | 0 | 0 | 0 | 0 | 0 | 0 | 0 | 0 | 0 | 0 | 0 | 0 | 0 | 0 | 0 | 0 | 0 | 0 | 0 | 0 | 0 | 0 | 0 | 0 | 0 | 0 | 0 | 0 | 0 | 0 | 0 | 0 | 0 | 0 | 0 | 0 | 0 | 0 | 0 | 0 | 0 | 0 | 0 | 0 | 0 | 0 | 0 | 0 | 0 | 0 | 0 | 0 | 0 | 0 | 0 | 0 | 0 | 0 | 0 | 0 | 0 | 0 | 0 | 0 | 0 | 0 | 0 | 0 | 0 | 0 | 0 | 0 | 0 | 0 | 0 | 0 | 0 | 0 | 0 | 0 | 0 | 0 | 0 | 0 | 0 | 0 | 0 | 0 | 0 | 0 | 0 | 0 | 0 | 0 | 0 | 0 | 0 | 0 | 0 | 0 | 0 | 0 | 0 | 0 | 0 | 0 | 0 | 0 | 0 | 0 | 0 | 0 | 0 | 0 | 0 | 0 | 0 | 0 | 0 | 0 | 0 | 0 | 0 | 0
OR_Commercial_Interruptible - Miscellaneous_Existing_Water Heating_Natural Gas_Water Heater - Solar System_A | OR | Commercial | Interruptible - Miscellaneous | Existing | Water Heating | Natural Gas | Water Heater - Solar System | A | OCM886 | 0 | Solar water heater with electric backup unit | 20 | 40.1544 | 0 | 0 | 278.76 | 0 | 0 | 0 | 0.28365 | 0.25 | DHW kbtuh | 1% | 40% | Discretionary | Retro5Med_OR | 81.34% | Water Heater | 0% | 908.3248 |  | 387.7785 |  | 0 | DHW_WH-Water Heating-AEO17-8 | DHW_WH-Water Heating-AEO17-8 | DHW_WH-Water Heating-DOE-PTool2014-1 | 0 | 0 | 0 | 0 | 0 | 0 | 0 | 0 | 0 | 0 | 0 | 0 | 0 | 0 | 0 | 0 | 0 | 0 | 0 | 0 | 0 | 0 | 0 | 0 | 0 | 0 | 0 | Solar water heater with electric backup unit | Solar water heater with electric backup unit | Solar water heater with electric backup unit | Solar water heater with electric backup unit | Solar water heater with electric backup unit | Solar water heater with electric backup unit | Solar water heater with electric backup unit | Solar water heater with electric backup unit | Solar water heater with electric backup unit | Solar water heater with electric backup unit | Solar water heater with electric backup unit | Solar water heater with electric backup unit | Solar water heater with electric backup unit | Solar water heater with electric backup unit | Solar water heater with electric backup unit | Solar water heater with electric backup unit | Solar water heater with electric backup unit | Solar water heater with electric backup unit | Solar water heater with electric backup unit | Solar water heater with electric backup unit | Solar water heater with electric backup unit | Solar water heater with electric backup unit | Solar water heater with electric backup unit | Solar water heater with electric backup unit | Solar water heater with electric backup unit | Solar water heater with electric backup unit | Solar water heater with electric backup unit | 278.76 | 278.76 | 278.76 | 278.76 | 278.76 | 278.76 | 278.76 | 278.76 | 278.76 | 278.76 | 278.76 | 278.76 | 278.76 | 278.76 | 278.76 | 278.76 | 278.76 | 278.76 | 278.76 | 278.76 | 278.76 | 278.76 | 278.76 | 278.76 | 278.76 | 278.76 | 278.76 | 0 | 0 | 38.1348 | 36.9665 | 35.8983 | 34.8948 | 33.9513 | 33.0497 | 32.2214 | 31.456 | 30.7353 | 30.0748 | 29.8278 | 29.6469 | 29.5556 | 29.3808 | 29.2495 | 29.1444 | 29.0603 | 28.9884 | 28.9466 | 28.9228 | 28.9113 | 28.9021 | 28.8738 | 28.8679 | 28.8632 | 0.017876 | 0.020245 | 0.023077 | 0.025155 | 0.027131 | 0.030161 | 0.031646 | 0.031072 | 0.030396 | 0.026407 | 0.020561 | 0.014065 | 0.0083519 | 0.0050421 | 0 | 0 | 0 | 0 | 0 | 0 | 0 | 0 | 0 | 0 | 0 | 0.017876 | 0.037574 | 0.059565 | 0.083055 | 0.10794 | 0.13524 | 0.16349 | 0.19068 | 0.21671 | 0.23846 | 0.25706 | 0.26957 | 0.27709 | 0.28049 | 0.27924 | 0.27823 | 0.27743 | 0.27674 | 0.27635 | 0.27612 | 0.27601 | 0.27592 | 0.27565 | 0.27559 | 0.27555 | 0.46876 | 0.54766 | 0.64286 | 0.72088 | 0.79911 | 0.9126 | 0.98214 | 0.98779 | 0.98895 | 0.87803 | 0.68933 | 0.47441 | 0.28258 | 0.17161 | 0 | 0 | 0 | 0 | 0 | 0 | 0 | 0 | 0 | 0 | 0 | 0.46876 | 1.0164 | 1.6593 | 2.3802 | 3.1793 | 4.0919 | 5.074 | 6.0618 | 7.0508 | 7.9288 | 8.6181 | 9.0925 | 9.3751 | 9.5467 | 9.5467 | 9.5467 | 9.5467 | 9.5467 | 9.5467 | 9.5467 | 9.5467 | 9.5467 | 9.5467 | 9.5467 | 9.5467 | 0.015359 | 0.017576 | 0.020234 | 0.022268 | 0.024241 | 0.027194 | 0.028784 | 0.028506 | 0.028134 | 0.02466 | 0.019157 | 0.013074 | 0.0077452 | 0.0046774 | 0 | 0 | 0 | 0 | 0 | 0 | 0 | 0 | 0 | 0 | 0 | 0.015359 | 0.032619 | 0.052226 | 0.073523 | 0.096442 | 0.12193 | 0.14871 | 0.17493 | 0.20058 | 0.22269 | 0.2395 | 0.25058 | 0.25696 | 0.2602 | 0.25909 | 0.25821 | 0.25752 | 0.25696 | 0.25657 | 0.25629 | 0.25609 | 0.25595 | 0.25575 | 0.25571 | 0.25567 | 0.39845 | 0.46551 | 0.54643 | 0.61275 | 0.67924 | 0.77571 | 0.83482 | 0.83962 | 0.84061 | 0.74632 | 0.58593 | 0.40325 | 0.24019 | 0.14587 | 0 | 0 | 0 | 0 | 0 | 0 | 0 | 0 | 0 | 0 | 0 | 0.39845 | 0.86396 | 1.4104 | 2.0231 | 2.7024 | 3.4781 | 4.3129 | 5.1525 | 5.9931 | 6.7395 | 7.3254 | 7.7286 | 7.9688 | 8.1147 | 8.1147 | 8.1147 | 8.1147 | 8.1147 | 8.1147 | 8.1147 | 8.1147 | 8.1147 | 8.1147 | 8.1147 | 8.1147 | 0.015359 | 0.017576 | 0.020234 | 0.022268 | 0.024241 | 0.027194 | 0.028784 | 0.028506 | 0.028134 | 0.02466 | 0.019157 | 0.013074 | 0.0077452 | 0.0046774 | 0 | 0 | 0 | 0 | 0 | 0 | 0 | 0 | 0 | 0 | 0 | 0.015359 | 0.032619 | 0.052226 | 0.073523 | 0.096442 | 0.12193 | 0.14871 | 0.17493 | 0.20058 | 0.22269 | 0.2395 | 0.25058 | 0.25696 | 0.2602 | 0.25909 | 0.25821 | 0.25752 | 0.25696 | 0.25657 | 0.25629 | 0.25609 | 0.25595 | 0.25575 | 0.25571 | 0.25567 | 0.39845 | 0.46551 | 0.54643 | 0.61275 | 0.67924 | 0.77571 | 0.83482 | 0.83962 | 0.84061 | 0.74632 | 0.58593 | 0.40325 | 0.24019 | 0.14587 | 0 | 0 | 0 | 0 | 0 | 0 | 0 | 0 | 0 | 0 | 0 | 0.39845 | 0.86396 | 1.4104 | 2.0231 | 2.7024 | 3.4781 | 4.3129 | 5.1525 | 5.9931 | 6.7395 | 7.3254 | 7.7286 | 7.9688 | 8.1147 | 8.1147 | 8.1147 | 8.1147 | 8.1147 | 8.1147 | 8.1147 | 8.1147 | 8.1147 | 8.1147 | 8.1147 | 8.1147 | 0.015359 | 0.017576 | 0.020234 | 0.022268 | 0.024241 | 0.027194 | 0.028784 | 0.028506 | 0.028134 | 0.02466 | 0.019157 | 0.013074 | 0.0077452 | 0.0046774 | 0 | 0 | 0 | 0 | 0 | 0 | 0 | 0 | 0 | 0 | 0 | 0.015359 | 0.032619 | 0.052226 | 0.073523 | 0.096442 | 0.12193 | 0.14871 | 0.17493 | 0.20058 | 0.22269 | 0.2395 | 0.25058 | 0.25696 | 0.2602 | 0.25909 | 0.25821 | 0.25752 | 0.25696 | 0.25657 | 0.25629 | 0.25609 | 0.25595 | 0.25575 | 0.25571 | 0.25567 | 0.39845 | 0.46551 | 0.54643 | 0.61275 | 0.67924 | 0.77571 | 0.83482 | 0.83962 | 0.84061 | 0.74632 | 0.58593 | 0.40325 | 0.24019 | 0.14587 | 0 | 0 | 0 | 0 | 0 | 0 | 0 | 0 | 0 | 0 | 0 | 0.39845 | 0.86396 | 1.4104 | 2.0231 | 2.7024 | 3.4781 | 4.3129 | 5.1525 | 5.9931 | 6.7395 | 7.3254 | 7.7286 | 7.9688 | 8.1147 | 8.1147 | 8.1147 | 8.1147 | 8.1147 | 8.1147 | 8.1147 | 8.1147 | 8.1147 | 8.1147 | 8.1147 | 8.1147 | 844.1356 | 857.5682 | 869.7198 | 880.5892 | 890.1702 | 898.4536 | 905.4295 | 911.0887 | 915.6672 | 919.3634 | 922.3418 | 924.7385 | 926.6648 | 928.2117 | 929.4529 | 930.4482 | 931.2461 | 931.8853 | 932.3973 | 932.8074 | 933.1356 | 933.3984 | 933.6088 | 933.7771 | 933.9118 | 360.3751 | 366.1097 | 371.2974 | 375.9377 | 380.028 | 383.5643 | 386.5424 | 388.9584 | 390.9131 | 392.491 | 393.7625 | 394.7857 | 395.6081 | 396.2685 | 396.7984 | 397.2233 | 397.5639 | 397.8368 | 398.0554 | 398.2305 | 398.3706 | 398.4828 | 398.5726 | 398.6445 | 398.702
OR_Commercial_Interruptible - Miscellaneous_Existing_Water Heating_Natural Gas_Commercial Laundry - Ozone Treatment_A | OR | Commercial | Interruptible - Miscellaneous | Existing | Water Heating | Natural Gas | Commercial Laundry - Ozone Treatment | A | OCM887 | Standard commercial washer. | Ozone laundry treatment system. | 10 | 151.1969 | 0 | 0 | 18511.52 | 0 | 222.08 | 0 | 0.28365 | 0.25 | perBldg | 0% | 6.667% | Discretionary | Retro5Med_OR | 81.34% | Water Heater | 0% | 25871.7629 |  | 10344.8196 |  | 0 | CW_OZON-Water Heating-ILTRM-v4.0-4 | CW_OZON-Water Heating-ILTRM-v4.0-4 | CW_OZON-Water Heating-ILTRM-v4.0-4 | Standard commercial washer. | Standard commercial washer. | Standard commercial washer. | Standard commercial washer. | Standard commercial washer. | Standard commercial washer. | Standard commercial washer. | Standard commercial washer. | Standard commercial washer. | Standard commercial washer. | Standard commercial washer. | Standard commercial washer. | Standard commercial washer. | Standard commercial washer. | Standard commercial washer. | Standard commercial washer. | Standard commercial washer. | Standard commercial washer. | Standard commercial washer. | Standard commercial washer. | Standard commercial washer. | Standard commercial washer. | Standard commercial washer. | Standard commercial washer. | Standard commercial washer. | Standard commercial washer. | Standard commercial washer. | Ozone laundry treatment system. | Ozone laundry treatment system. | Ozone laundry treatment system. | Ozone laundry treatment system. | Ozone laundry treatment system. | Ozone laundry treatment system. | Ozone laundry treatment system. | Ozone laundry treatment system. | Ozone laundry treatment system. | Ozone laundry treatment system. | Ozone laundry treatment system. | Ozone laundry treatment system. | Ozone laundry treatment system. | Ozone laundry treatment system. | Ozone laundry treatment system. | Ozone laundry treatment system. | Ozone laundry treatment system. | Ozone laundry treatment system. | Ozone laundry treatment system. | Ozone laundry treatment system. | Ozone laundry treatment system. | Ozone laundry treatment system. | Ozone laundry treatment system. | Ozone laundry treatment system. | Ozone laundry treatment system. | Ozone laundry treatment system. | Ozone laundry treatment system. | 18511.52 | 18511.52 | 18511.52 | 18511.52 | 18511.52 | 18511.52 | 18511.52 | 18511.52 | 18511.52 | 18511.52 | 18511.52 | 18511.52 | 18511.52 | 18511.52 | 18511.52 | 18511.52 | 18511.52 | 18511.52 | 18511.52 | 18511.52 | 18511.52 | 18511.52 | 18511.52 | 18511.52 | 18511.52 | 18511.52 | 18511.52 | 0 | 0 | 143.0684 | 137.9633 | 133.1868 | 128.7445 | 124.615 | 120.5748 | 116.777 | 113.2351 | 109.9232 | 106.953 | 105.607 | 104.6476 | 104.2678 | 103.6164 | 103.1531 | 102.7824 | 102.4859 | 102.2324 | 102.085 | 102.0011 | 101.9606 | 101.9281 | 101.8283 | 101.8075 | 101.7909 | 0.0046854 | 0.0055476 | 0.0065536 | 0.007354 | 0.0081191 | 0.0091844 | 0.0097581 | 0.0096662 | 0.0088428 | 0.0073958 | 0.0021926 | 0 | 0 | 0 | 0 | 0 | 0 | 0 | 0 | 0 | 0 | 0 | 0 | 0 | 0 | 0.0046854 | 0.010066 | 0.016271 | 0.023082 | 0.030461 | 0.038658 | 0.047198 | 0.055433 | 0.062654 | 0.068357 | 0.06969 | 0.069056 | 0.068806 | 0.068376 | 0.06807 | 0.067826 | 0.06763 | 0.067463 | 0.067365 | 0.06731 | 0.067283 | 0.067262 | 0.067196 | 0.067182 | 0.067171 | 0.032749 | 0.040211 | 0.049206 | 0.057121 | 0.065153 | 0.076172 | 0.083562 | 0.085364 | 0.080446 | 0.06915 | 0.020762 | 0 | 0 | 0 | 0 | 0 | 0 | 0 | 0 | 0 | 0 | 0 | 0 | 0 | 0 | 0.032749 | 0.07296 | 0.12217 | 0.17929 | 0.24444 | 0.32061 | 0.40417 | 0.48954 | 0.56998 | 0.63913 | 0.6599 | 0.6599 | 0.6599 | 0.6599 | 0.6599 | 0.6599 | 0.6599 | 0.6599 | 0.6599 | 0.6599 | 0.6599 | 0.6599 | 0.6599 | 0.6599 | 0.6599 | 0.0040278 | 0.0048225 | 0.0057589 | 0.0065299 | 0.0072822 | 0.0083204 | 0.0089271 | 0.0089285 | 0.0082489 | 0.0069668 | 0.002062 | 0 | 0 | 0 | 0 | 0 | 0 | 0 | 0 | 0 | 0 | 0 | 0 | 0 | 0 | 0.0040278 | 0.0087502 | 0.014298 | 0.020496 | 0.027321 | 0.035021 | 0.043179 | 0.051202 | 0.058446 | 0.064393 | 0.065539 | 0.064826 | 0.064443 | 0.064065 | 0.063791 | 0.063574 | 0.063404 | 0.063267 | 0.06317 | 0.063101 | 0.063052 | 0.063017 | 0.06297 | 0.062958 | 0.062949 | 0.027837 | 0.034179 | 0.041825 | 0.048552 | 0.05538 | 0.064746 | 0.071028 | 0.07256 | 0.068379 | 0.058777 | 0.017648 | 0 | 0 | 0 | 0 | 0 | 0 | 0 | 0 | 0 | 0 | 0 | 0 | 0 | 0 | 0.027837 | 0.062016 | 0.10384 | 0.15239 | 0.20777 | 0.27252 | 0.34355 | 0.41611 | 0.48449 | 0.54326 | 0.56091 | 0.56091 | 0.56091 | 0.56091 | 0.56091 | 0.56091 | 0.56091 | 0.56091 | 0.56091 | 0.56091 | 0.56091 | 0.56091 | 0.56091 | 0.56091 | 0.56091 | 0 | 0 | 0 | 0 | 0 | 0 | 0 | 0 | 0 | 0 | 0 | 0 | 0 | 0 | 0 | 0 | 0 | 0 | 0 | 0 | 0 | 0 | 0 | 0 | 0 | 0 | 0 | 0 | 0 | 0 | 0 | 0 | 0 | 0 | 0 | 0 | 0 | 0 | 0 | 0 | 0 | 0 | 0 | 0 | 0 | 0 | 0 | 0 | 0 | 0 | 0 | 0 | 0 | 0 | 0 | 0 | 0 | 0 | 0 | 0 | 0 | 0 | 0 | 0 | 0 | 0 | 0 | 0 | 0 | 0 | 0 | 0 | 0 | 0 | 0 | 0 | 0 | 0 | 0 | 0 | 0 | 0 | 0 | 0 | 0 | 0 | 0 | 0 | 0 | 0 | 0 | 0 | 0 | 0 | 0 | 0 | 0 | 0 | 0 | 0 | 0 | 0 | 0 | 0 | 0 | 0 | 0 | 0 | 0 | 0 | 0 | 0 | 0 | 0 | 0 | 0 | 0 | 0 | 0 | 0 | 0 | 0 | 0 | 0 | 0 | 0 | 0 | 0 | 0 | 0 | 0 | 0 | 0 | 0 | 0 | 0 | 0 | 0 | 0 | 0 | 0 | 0 | 0 | 0 | 0 | 0 | 0 | 0 | 0 | 0 | 0 | 0 | 0 | 0 | 0 | 0 | 0 | 0 | 0 | 0 | 0 | 0 | 0 | 0 | 0 | 0 | 0 | 0 | 0 | 0 | 0 | 0 | 0 | 0 | 0 | 0 | 0 | 0 | 0 | 0 | 0 | 0 | 0 | 0 | 0 | 0 | 0 | 0 | 0 | 0 | 0 | 0 | 0 | 0 | 0 | 0 | 0 | 0 | 0 | 0 | 24043.4657 | 24426.0658 | 24772.1807 | 25081.7727 | 25354.6659 | 25590.6023 | 25789.2965 | 25950.4872 | 26080.8979 | 26186.174 | 26271.0088 | 26339.2734 | 26394.141 | 26438.2 | 26473.5533 | 26501.904 | 26524.6283 | 26542.8359 | 26557.4199 | 26569.0987 | 26578.4492 | 26585.9342 | 26591.9253 | 26596.7202 | 26600.5573 | 9613.7753 | 9766.7579 | 9905.1519 | 10028.9422 | 10138.0585 | 10232.3976 | 10311.8454 | 10376.2975 | 10428.4422 | 10470.5368 | 10504.458 | 10531.7536 | 10553.6924 | 10571.3094 | 10585.4454 | 10596.7814 | 10605.8677 | 10613.148 | 10618.9795 | 10623.6492 | 10627.388 | 10630.3809 | 10632.7764 | 10634.6936 | 10636.2279
OR_Commercial_Interruptible - Miscellaneous_Existing_Water Heating_Natural Gas_Commercial Laundry - ENERGY STAR Washer_A | OR | Commercial | Interruptible - Miscellaneous | Existing | Water Heating | Natural Gas | Commercial Laundry - ENERGY STAR Washer | A | OCM888 | Standard efficiency washer. | ENERGY STAR rated washer. | 7 | 35.5089 | 0 | 0 | 458.11 | 200.17 | 0 | 0 | 0.28365 | 0.25 | ClothesWashers | 0% | 6.667% | Discretionary | Retro5Med_OR | 90.92% | Water Heater | 0% | -2964.0519 |  | 1422.0934 |  | 0 | CW-Miscellaneous-RTF-v5.1-21 | CW-Miscellaneous-RTF-v5.1-21 | CW-Miscellaneous-RTF-PreQCv5.0-8 | Standard efficiency washer. | Standard efficiency washer. | Standard efficiency washer. | Standard efficiency washer. | Standard efficiency washer. | Standard efficiency washer. | Standard efficiency washer. | Standard efficiency washer. | Standard efficiency washer. | Standard efficiency washer. | Standard efficiency washer. | Standard efficiency washer. | Standard efficiency washer. | Standard efficiency washer. | Standard efficiency washer. | Standard efficiency washer. | Standard efficiency washer. | Standard efficiency washer. | Standard efficiency washer. | Standard efficiency washer. | Standard efficiency washer. | Standard efficiency washer. | Standard efficiency washer. | Standard efficiency washer. | Standard efficiency washer. | Standard efficiency washer. | Standard efficiency washer. | ENERGY STAR rated washer. | ENERGY STAR rated washer. | ENERGY STAR rated washer. | ENERGY STAR rated washer. | ENERGY STAR rated washer. | ENERGY STAR rated washer. | ENERGY STAR rated washer. | ENERGY STAR rated washer. | ENERGY STAR rated washer. | ENERGY STAR rated washer. | ENERGY STAR rated washer. | ENERGY STAR rated washer. | ENERGY STAR rated washer. | ENERGY STAR rated washer. | ENERGY STAR rated washer. | ENERGY STAR rated washer. | ENERGY STAR rated washer. | ENERGY STAR rated washer. | ENERGY STAR rated washer. | ENERGY STAR rated washer. | ENERGY STAR rated washer. | ENERGY STAR rated washer. | ENERGY STAR rated washer. | ENERGY STAR rated washer. | ENERGY STAR rated washer. | ENERGY STAR rated washer. | ENERGY STAR rated washer. | 458.11 | 458.11 | 458.11 | 458.11 | 458.11 | 458.11 | 458.11 | 458.11 | 458.11 | 458.11 | 458.11 | 458.11 | 458.11 | 458.11 | 458.11 | 458.11 | 458.11 | 458.11 | 458.11 | 458.11 | 458.11 | 458.11 | 458.11 | 458.11 | 458.11 | 458.11 | 458.11 | 0 | 0 | 33.592 | 32.3839 | 31.2516 | 30.1967 | 29.2144 | 28.2516 | 27.3452 | 26.4994 | 25.7093 | 25.0021 | 24.6837 | 24.4594 | 24.3707 | 24.2184 | 24.1101 | 24.0235 | 23.9542 | 23.8949 | 23.8605 | 23.8409 | 23.8314 | 23.8238 | 23.8005 | 23.7956 | 23.7917 | 8.9167e-05 | 0.00010555 | 0.00012464 | 0.0001398 | 0.00015428 | 0.00017442 | 0.00018521 | 0.00011301 | 8.3842e-05 | 4.0416e-05 | 0 | 0 | 0 | 0 | 0 | 0 | 0 | 0 | 0 | 0 | 0 | 0 | 0 | 0 | 0 | 8.9167e-05 | 0.00019151 | 0.00030945 | 0.00043881 | 0.00057881 | 0.00073416 | 0.00089582 | 0.00098112 | 0.0010357 | 0.0010476 | 0.0010343 | 0.0010249 | 0.0010212 | 0.0010148 | 0.0010103 | 0.0010066 | 0.0010037 | 0.0010012 | 0.0009998 | 0.00099898 | 0.00099858 | 0.00099826 | 0.00099728 | 0.00099708 | 0.00099692 | 0.0026544 | 0.0032592 | 0.0039883 | 0.0046298 | 0.0052809 | 0.006174 | 0.006773 | 0.0042646 | 0.0032612 | 0.0016165 | 0 | 0 | 0 | 0 | 0 | 0 | 0 | 0 | 0 | 0 | 0 | 0 | 0 | 0 | 0 | 0.0026544 | 0.0059136 | 0.0099019 | 0.014532 | 0.019813 | 0.025987 | 0.03276 | 0.037024 | 0.040285 | 0.041902 | 0.041902 | 0.041902 | 0.041902 | 0.041902 | 0.041902 | 0.041902 | 0.041902 | 0.041902 | 0.041902 | 0.041902 | 0.041902 | 0.041902 | 0.041902 | 0.041902 | 0.041902 | 8.5674e-05 | 0.00010255 | 0.00012243 | 0.00013877 | 0.0001547 | 0.00017667 | 0.00018945 | 0.00011673 | 8.7466e-05 | 4.258e-05 | 0 | 0 | 0 | 0 | 0 | 0 | 0 | 0 | 0 | 0 | 0 | 0 | 0 | 0 | 0 | 8.5674e-05 | 0.00018608 | 0.00030396 | 0.00043557 | 0.00058038 | 0.0007436 | 0.00091635 | 0.0010134 | 0.0010805 | 0.0011037 | 0.0010879 | 0.0010761 | 0.0010697 | 0.0010634 | 0.0010589 | 0.0010553 | 0.0010525 | 0.0010502 | 0.0010486 | 0.0010474 | 0.0010466 | 0.001046 | 0.0010453 | 0.0010451 | 0.0010449 | 0.0025217 | 0.0030962 | 0.0037889 | 0.0043983 | 0.0050168 | 0.0058653 | 0.0064343 | 0.0040514 | 0.0030981 | 0.0015357 | 0 | 0 | 0 | 0 | 0 | 0 | 0 | 0 | 0 | 0 | 0 | 0 | 0 | 0 | 0 | 0.0025217 | 0.005618 | 0.0094069 | 0.013805 | 0.018822 | 0.024687 | 0.031122 | 0.035173 | 0.038271 | 0.039807 | 0.039807 | 0.039807 | 0.039807 | 0.039807 | 0.039807 | 0.039807 | 0.039807 | 0.039807 | 0.039807 | 0.039807 | 0.039807 | 0.039807 | 0.039807 | 0.039807 | 0.039807 | 8.5692e-05 | 0.0001026 | 0.00012252 | 0.00013892 | 0.00015493 | 0.00017702 | 0.00018992 | 0.00011708 | 8.7774e-05 | 4.2748e-05 | 0 | 0 | 0 | 0 | 0 | 0 | 0 | 0 | 0 | 0 | 0 | 0 | 0 | 0 | 0 | 8.5692e-05 | 0.00018616 | 0.00030419 | 0.00043605 | 0.00058125 | 0.00074507 | 0.00091863 | 0.0010164 | 0.0010843 | 0.0011081 | 0.0010923 | 0.0010805 | 0.0010741 | 0.0010678 | 0.0010632 | 0.0010596 | 0.0010568 | 0.0010545 | 0.0010529 | 0.0010517 | 0.0010509 | 0.0010503 | 0.0010495 | 0.0010493 | 0.0010492 | 0.0025217 | 0.0030962 | 0.0037889 | 0.0043983 | 0.0050168 | 0.0058653 | 0.0064343 | 0.0040514 | 0.0030981 | 0.0015357 | 0 | 0 | 0 | 0 | 0 | 0 | 0 | 0 | 0 | 0 | 0 | 0 | 0 | 0 | 0 | 0.0025217 | 0.005618 | 0.0094069 | 0.013805 | 0.018822 | 0.024687 | 0.031122 | 0.035173 | 0.038271 | 0.039807 | 0.039807 | 0.039807 | 0.039807 | 0.039807 | 0.039807 | 0.039807 | 0.039807 | 0.039807 | 0.039807 | 0.039807 | 0.039807 | 0.039807 | 0.039807 | 0.039807 | 0.039807 | 0 | 0.00010295 | 0.00012323 | 0.0001401 | 0.00015625 | 0.00017853 | 0.00019156 | 0.00019159 | 8.8534e-05 | 4.312e-05 | 0 | 0 | 0 | 0 | 0 | 0 | 0 | 0 | 0 | 0 | 0 | 0 | 0 | 0 | 0 | 0 | 0.00010295 | 0.00022393 | 0.00035943 | 0.00050767 | 0.00067469 | 0.00085145 | 0.0010252 | 0.0010937 | 0.0011177 | 0.0011019 | 0.0010899 | 0.0010823 | 0.0010754 | 0.0010708 | 0.0010672 | 0.0010643 | 0.001062 | 0.0010604 | 0.0010592 | 0.0010584 | 0.0010578 | 0.001057 | 0.0010568 | 0.0010567 | 0 | 0.0030962 | 0.0037889 | 0.0043983 | 0.0050168 | 0.0058653 | 0.0064343 | 0.0065731 | 0.0030981 | 0.0015357 | 0 | 0 | 0 | 0 | 0 | 0 | 0 | 0 | 0 | 0 | 0 | 0 | 0 | 0 | 0 | 0 | 0.0030962 | 0.0068851 | 0.011283 | 0.0163 | 0.022166 | 0.0286 | 0.035173 | 0.038271 | 0.039807 | 0.039807 | 0.039807 | 0.039807 | 0.039807 | 0.039807 | 0.039807 | 0.039807 | 0.039807 | 0.039807 | 0.039807 | 0.039807 | 0.039807 | 0.039807 | 0.039807 | 0.039807 | -2754.5892 | -2798.4226 | -2838.076 | -2873.545 | -2904.8096 | -2931.8401 | -2954.6039 | -2973.0711 | -2988.0118 | -3000.073 | -3009.7923 | -3017.6132 | -3023.8992 | -3028.9469 | -3032.9972 | -3036.2453 | -3038.8487 | -3040.9347 | -3042.6056 | -3043.9436 | -3045.0148 | -3045.8724 | -3046.5588 | -3047.1081 | -3047.5477 | 1321.5973 | 1342.6277 | 1361.6526 | 1378.67 | 1393.6701 | 1406.6388 | 1417.5604 | 1426.4206 | 1433.5889 | 1439.3756 | 1444.0387 | 1447.791 | 1450.8069 | 1453.2287 | 1455.172 | 1456.7303 | 1457.9794 | 1458.9802 | 1459.7819 | 1460.4238 | 1460.9378 | 1461.3492 | 1461.6785 | 1461.9421 | 1462.153
OR_Commercial_Interruptible - Miscellaneous_Existing_Water Heating_Natural Gas_Water Heater - Efficient Dishwasher_A | OR | Commercial | Interruptible - Miscellaneous | Existing | Water Heating | Natural Gas | Water Heater - Efficient Dishwasher | A | OCM889 | 0 | ENERGY STAR | 12 | 102.8166 | 0 | 0 | 2377 | 1319.92 | 0 | 0 | 0.28365 | 0.25 | perBldg | 0% | 75% | Discretionary | Retro5Med_OR | 81.34% | Water Heater | 0% | -10292.2781 |  | 1726.25 |  | 0 | Avista TRM | Avista TRM | Avista TRM | 0 | 0 | 0 | 0 | 0 | 0 | 0 | 0 | 0 | 0 | 0 | 0 | 0 | 0 | 0 | 0 | 0 | 0 | 0 | 0 | 0 | 0 | 0 | 0 | 0 | 0 | 0 | ENERGY STAR | ENERGY STAR | ENERGY STAR | ENERGY STAR | ENERGY STAR | ENERGY STAR | ENERGY STAR | ENERGY STAR | ENERGY STAR | ENERGY STAR | ENERGY STAR | ENERGY STAR | ENERGY STAR | ENERGY STAR | ENERGY STAR | ENERGY STAR | ENERGY STAR | ENERGY STAR | ENERGY STAR | ENERGY STAR | ENERGY STAR | ENERGY STAR | ENERGY STAR | ENERGY STAR | ENERGY STAR | ENERGY STAR | ENERGY STAR | 2377 | 2377 | 2377 | 2377 | 2377 | 2377 | 2377 | 2377 | 2377 | 2377 | 2377 | 2377 | 2377 | 2377 | 2377 | 2377 | 2377 | 2377 | 2377 | 2377 | 2377 | 2377 | 2377 | 2377 | 2377 | 2377 | 2377 | 0 | 0 | 97.4657 | 94.1978 | 91.1857 | 88.4256 | 85.902 | 83.4735 | 81.2266 | 79.1452 | 77.1834 | 75.3957 | 74.676 | 74.1543 | 73.8851 | 73.4235 | 73.0952 | 72.8326 | 72.6224 | 72.4428 | 72.3384 | 72.2789 | 72.2502 | 72.2272 | 72.1565 | 72.1417 | 72.13 | 0.035909 | 0.042612 | 0.050478 | 0.056823 | 0.062964 | 0.071531 | 0.076359 | 0.076007 | 0.069852 | 0.058653 | 0.044955 | 0.030636 | 0 | 0 | 0 | 0 | 0 | 0 | 0 | 0 | 0 | 0 | 0 | 0 | 0 | 0.035909 | 0.077317 | 0.12532 | 0.17835 | 0.23623 | 0.30108 | 0.36933 | 0.43588 | 0.49492 | 0.54211 | 0.58189 | 0.60846 | 0.60626 | 0.60247 | 0.59977 | 0.59762 | 0.5959 | 0.59442 | 0.59356 | 0.59308 | 0.59284 | 0.59265 | 0.59207 | 0.59195 | 0.59185 | 0.36843 | 0.45237 | 0.55357 | 0.64261 | 0.73297 | 0.85693 | 0.94007 | 0.96035 | 0.90501 | 0.77794 | 0.602 | 0.41314 | 0 | 0 | 0 | 0 | 0 | 0 | 0 | 0 | 0 | 0 | 0 | 0 | 0 | 0.36843 | 0.8208 | 1.3744 | 2.017 | 2.7499 | 3.6069 | 4.547 | 5.5073 | 6.4123 | 7.1903 | 7.7922 | 8.2054 | 8.2054 | 8.2054 | 8.2054 | 8.2054 | 8.2054 | 8.2054 | 8.2054 | 8.2054 | 8.2054 | 8.2054 | 8.2054 | 8.2054 | 8.2054 | 0.030861 | 0.03702 | 0.044311 | 0.05038 | 0.056358 | 0.064627 | 0.069617 | 0.069914 | 0.064843 | 0.054949 | 0.042027 | 0.028579 | 0 | 0 | 0 | 0 | 0 | 0 | 0 | 0 | 0 | 0 | 0 | 0 | 0 | 0.030861 | 0.067171 | 0.11001 | 0.15813 | 0.21144 | 0.27202 | 0.33673 | 0.40093 | 0.45944 | 0.50788 | 0.54399 | 0.56761 | 0.56426 | 0.56094 | 0.55855 | 0.55665 | 0.55516 | 0.55396 | 0.55311 | 0.55251 | 0.55208 | 0.55177 | 0.55136 | 0.55125 | 0.55117 | 0.31316 | 0.38451 | 0.47053 | 0.54622 | 0.62303 | 0.72839 | 0.79906 | 0.8163 | 0.76926 | 0.66125 | 0.5117 | 0.35117 | 0 | 0 | 0 | 0 | 0 | 0 | 0 | 0 | 0 | 0 | 0 | 0 | 0 | 0.31316 | 0.69768 | 1.1682 | 1.7144 | 2.3375 | 3.0658 | 3.8649 | 4.6812 | 5.4505 | 6.1117 | 6.6234 | 6.9746 | 6.9746 | 6.9746 | 6.9746 | 6.9746 | 6.9746 | 6.9746 | 6.9746 | 6.9746 | 6.9746 | 6.9746 | 6.9746 | 6.9746 | 6.9746 | 0.030861 | 0.03702 | 0.044311 | 0.05038 | 0.056358 | 0.064627 | 0.069617 | 0.069914 | 0.064843 | 0.054949 | 0.042027 | 0.028579 | 0 | 0 | 0 | 0 | 0 | 0 | 0 | 0 | 0 | 0 | 0 | 0 | 0 | 0.030861 | 0.067171 | 0.11001 | 0.15813 | 0.21144 | 0.27202 | 0.33673 | 0.40093 | 0.45944 | 0.50788 | 0.54399 | 0.56761 | 0.56426 | 0.56094 | 0.55855 | 0.55665 | 0.55516 | 0.55396 | 0.55311 | 0.55251 | 0.55208 | 0.55177 | 0.55136 | 0.55125 | 0.55117 | 0.31316 | 0.38451 | 0.47053 | 0.54622 | 0.62303 | 0.72839 | 0.79906 | 0.8163 | 0.76926 | 0.66125 | 0.5117 | 0.35117 | 0 | 0 | 0 | 0 | 0 | 0 | 0 | 0 | 0 | 0 | 0 | 0 | 0 | 0.31316 | 0.69768 | 1.1682 | 1.7144 | 2.3375 | 3.0658 | 3.8649 | 4.6812 | 5.4505 | 6.1117 | 6.6234 | 6.9746 | 6.9746 | 6.9746 | 6.9746 | 6.9746 | 6.9746 | 6.9746 | 6.9746 | 6.9746 | 6.9746 | 6.9746 | 6.9746 | 6.9746 | 6.9746 | 0 | 0 | 0 | 0 | 0.056358 | 0.064627 | 0.069617 | 0.069914 | 0.064843 | 0.054949 | 0.042027 | 0.028579 | 0.017001 | 0.0078939 | 0 | 0 | 0 | 0 | 0 | 0 | 0 | 0 | 0 | 0 | 0 | 0 | 0 | 0 | 0 | 0.056358 | 0.11991 | 0.18736 | 0.2541 | 0.31492 | 0.36541 | 0.40318 | 0.42808 | 0.44256 | 0.44785 | 0.44594 | 0.44442 | 0.44324 | 0.44228 | 0.4416 | 0.44112 | 0.44077 | 0.44053 | 0.4402 | 0.44012 | 0.44005 | 0 | 0 | 0 | 0 | 0.62303 | 0.72839 | 0.79906 | 0.8163 | 0.76926 | 0.66125 | 0.5117 | 0.35117 | 0.21014 | 0.09815 | 0 | 0 | 0 | 0 | 0 | 0 | 0 | 0 | 0 | 0 | 0 | 0 | 0 | 0 | 0 | 0.62303 | 1.3514 | 2.1505 | 2.9668 | 3.736 | 4.3973 | 4.909 | 5.2602 | 5.4703 | 5.5684 | 5.5684 | 5.5684 | 5.5684 | 5.5684 | 5.5684 | 5.5684 | 5.5684 | 5.5684 | 5.5684 | 5.5684 | 5.5684 | -9564.9468 | -9717.1524 | -9854.8435 | -9978.005 | -10086.5671 | -10180.4271 | -10259.4714 | -10323.5962 | -10375.476 | -10417.3568 | -10451.1057 | -10478.2627 | -10500.0901 | -10517.6176 | -10531.6817 | -10542.9602 | -10552.0004 | -10559.2437 | -10565.0455 | -10569.6915 | -10573.4113 | -10576.389 | -10578.7724 | -10580.6799 | -10582.2064 | 1604.26 | 1629.7883 | 1652.8823 | 1673.5393 | 1691.7476 | 1707.4901 | 1720.7476 | 1731.5028 | 1740.2042 | 1747.2286 | 1752.8891 | 1757.4439 | 1761.1049 | 1764.0446 | 1766.4035 | 1768.2952 | 1769.8114 | 1771.0263 | 1771.9994 | 1772.7786 | 1773.4025 | 1773.9019 | 1774.3017 | 1774.6216 | 1774.8776
OR_Commercial_Interruptible - Miscellaneous_Existing_Water Heating_Natural Gas_Commercial Laundry - Alternative Dry-Cleaning Methods_A | OR | Commercial | Interruptible - Miscellaneous | Existing | Water Heating | Natural Gas | Commercial Laundry - Alternative Dry-Cleaning Methods | A | OCM890 | Standard efficiency dryer. | High efficiency alternative dry-cleaning methods. | 15 | 0 | 0 | 0 | 66246.84 | 0 | 0 | 0 | 0.28365 | 0.25 | perBldg | 0% | 6.667% | Discretionary | Retro5Med_OR | 81.34% | Water Heater | 0% | 0 |  | 0 |  | 0 | CW_ALTDRYCLN-Miscellaneous-SCE-ET05.01-6 | CW_ALTDRYCLN-Miscellaneous-SCE-ET05.01-6 | CW_ALTDRYCLN-Miscellaneous-SCE-ET05.01-6 | Standard efficiency dryer. | Standard efficiency dryer. | Standard efficiency dryer. | Standard efficiency dryer. | Standard efficiency dryer. | Standard efficiency dryer. | Standard efficiency dryer. | Standard efficiency dryer. | Standard efficiency dryer. | Standard efficiency dryer. | Standard efficiency dryer. | Standard efficiency dryer. | Standard efficiency dryer. | Standard efficiency dryer. | Standard efficiency dryer. | Standard efficiency dryer. | Standard efficiency dryer. | Standard efficiency dryer. | Standard efficiency dryer. | Standard efficiency dryer. | Standard efficiency dryer. | Standard efficiency dryer. | Standard efficiency dryer. | Standard efficiency dryer. | Standard efficiency dryer. | Standard efficiency dryer. | Standard efficiency dryer. | High efficiency alternative dry-cleaning methods. | High efficiency alternative dry-cleaning methods. | High efficiency alternative dry-cleaning methods. | High efficiency alternative dry-cleaning methods. | High efficiency alternative dry-cleaning methods. | High efficiency alternative dry-cleaning methods. | High efficiency alternative dry-cleaning methods. | High efficiency alternative dry-cleaning methods. | High efficiency alternative dry-cleaning methods. | High efficiency alternative dry-cleaning methods. | High efficiency alternative dry-cleaning methods. | High efficiency alternative dry-cleaning methods. | High efficiency alternative dry-cleaning methods. | High efficiency alternative dry-cleaning methods. | High efficiency alternative dry-cleaning methods. | High efficiency alternative dry-cleaning methods. | High efficiency alternative dry-cleaning methods. | High efficiency alternative dry-cleaning methods. | High efficiency alternative dry-cleaning methods. | High efficiency alternative dry-cleaning methods. | High efficiency alternative dry-cleaning methods. | High efficiency alternative dry-cleaning methods. | High efficiency alternative dry-cleaning methods. | High efficiency alternative dry-cleaning methods. | High efficiency alternative dry-cleaning methods. | High efficiency alternative dry-cleaning methods. | High efficiency alternative dry-cleaning methods. | 66246.84 | 66246.84 | 66246.84 | 66246.84 | 66246.84 | 66246.84 | 66246.84 | 66246.84 | 66246.84 | 66246.84 | 66246.84 | 66246.84 | 66246.84 | 66246.84 | 66246.84 | 66246.84 | 66246.84 | 66246.84 | 66246.84 | 66246.84 | 66246.84 | 66246.84 | 66246.84 | 66246.84 | 66246.84 | 66246.84 | 66246.84 | 0 | 0 | 0 | 0 | 0 | 0 | 0 | 0 | 0 | 0 | 0 | 0 | 0 | 0 | 0 | 0 | 0 | 0 | 0 | 0 | 0 | 0 | 0 | 0 | 0 | 0 | 0 | 0 | 0 | 0 | 0 | 0 | 0 | 0 | 0 | 0 | 0 | 0 | 0 | 0 | 0 | 0 | 0 | 0 | 0 | 0 | 0 | 0 | 0 | 0 | 0 | 0 | 0 | 0 | 0 | 0 | 0 | 0 | 0 | 0 | 0 | 0 | 0 | 0 | 0 | 0 | 0 | 0 | 0 | 0 | 0 | 0 | 0 | 0 | 0 | 0 | 0 | 0.032749 | 0.040211 | 0.049206 | 0.057121 | 0.065153 | 0.076172 | 0.083562 | 0.085364 | 0.080446 | 0.06915 | 0.053511 | 0.036723 | 0.021976 | 0.010264 | 0 | 0 | 0 | 0 | 0 | 0 | 0 | 0 | 0 | 0 | 0 | 0.032749 | 0.07296 | 0.12217 | 0.17929 | 0.24444 | 0.32061 | 0.40417 | 0.48954 | 0.56998 | 0.63913 | 0.69264 | 0.72937 | 0.75134 | 0.76161 | 0.76161 | 0.76161 | 0.76161 | 0.76161 | 0.76161 | 0.76161 | 0.76161 | 0.76161 | 0.76161 | 0.76161 | 0.76161 | 0 | 0 | 0 | 0 | 0 | 0 | 0 | 0 | 0 | 0 | 0 | 0 | 0 | 0 | 0 | 0 | 0 | 0 | 0 | 0 | 0 | 0 | 0 | 0 | 0 | 0 | 0 | 0 | 0 | 0 | 0 | 0 | 0 | 0 | 0 | 0 | 0 | 0 | 0 | 0 | 0 | 0 | 0 | 0 | 0 | 0 | 0 | 0 | 0 | 0 | 0.027837 | 0.034179 | 0.041825 | 0.048552 | 0.05538 | 0.064746 | 0.071028 | 0.07256 | 0.068379 | 0.058777 | 0.045484 | 0.031215 | 0.018679 | 0.0087245 | 0 | 0 | 0 | 0 | 0 | 0 | 0 | 0 | 0 | 0 | 0 | 0.027837 | 0.062016 | 0.10384 | 0.15239 | 0.20777 | 0.27252 | 0.34355 | 0.41611 | 0.48449 | 0.54326 | 0.58875 | 0.61996 | 0.63864 | 0.64737 | 0.64737 | 0.64737 | 0.64737 | 0.64737 | 0.64737 | 0.64737 | 0.64737 | 0.64737 | 0.64737 | 0.64737 | 0.64737 | 0 | 0 | 0 | 0 | 0 | 0 | 0 | 0 | 0 | 0 | 0 | 0 | 0 | 0 | 0 | 0 | 0 | 0 | 0 | 0 | 0 | 0 | 0 | 0 | 0 | 0 | 0 | 0 | 0 | 0 | 0 | 0 | 0 | 0 | 0 | 0 | 0 | 0 | 0 | 0 | 0 | 0 | 0 | 0 | 0 | 0 | 0 | 0 | 0 | 0 | 0 | 0 | 0 | 0 | 0 | 0 | 0 | 0 | 0 | 0 | 0 | 0 | 0 | 0 | 0 | 0 | 0 | 0 | 0 | 0 | 0 | 0 | 0 | 0 | 0 | 0 | 0 | 0 | 0 | 0 | 0 | 0 | 0 | 0 | 0 | 0 | 0 | 0 | 0 | 0 | 0 | 0 | 0 | 0 | 0 | 0 | 0 | 0 | 0 | 0 | 0 | 0 | 0 | 0 | 0 | 0 | 0 | 0 | 0 | 0 | 0 | 0 | 0 | 0 | 0 | 0 | 0 | 0 | 0 | 0 | 0 | 0 | 0 | 0 | 0 | 0 | 0 | 0 | 0 | 0 | 0 | 0 | 0 | 0 | 0 | 0 | 0 | 0 | 0 | 0 | 0 | 0 | 0 | 0 | 0 | 0 | 0 | 0 | 0 | 0 | 0 | 0 | 0 | 0 | 0 | 0 | 0 | 0 | 0 | 0 | 0 | 0 | 0 | 0 | 0 | 0 | 0 | 0 | 0 | 0 | 0 | 0 | 0 | 0 | 0 | 0 | 0 | 0 | 0 | 0 | 0 | 0 | 0 | 0 | 0 | 0 | 0 | 0 | 0 | 0 | 0 | 0 | 0 | 0 | 0 | 0 | 0 | 0 | 0 | 0 | 0 | 0 | 0 | 0 | 0 | 0 | 0 | 0 | 0 | 0 | 0 | 0 | 0 | 0 | 0 | 0 | 0 | 0 | 0 | 0 | 0 | 0 | 0 | 0 | 0 | 0 | 0 | 0 | 0 | 0 | 0 | 0 | 0 | 0 | 0 | 0 | 0 | 0 | 0 | 0 | 0 | 0 | 0 | 0 | 0 | 0 | 0 | 0 | 0 | 0
OR_Commercial_Interruptible - Miscellaneous_Existing_Space Heating_Natural Gas_Advanced Kitchen Ventilation Controls_A | OR | Commercial | Interruptible - Miscellaneous | Existing | Space Heating | Natural Gas | Advanced Kitchen Ventilation Controls | A | OCM891 | No controls on exhaust hoods. | Variable exhaust hood flow based on temperature or grease sensor. | 15 | 0.056199 | 0 | 0 | 0.18 | 0.02 | 0 | 0 | 0.28365 | 0.25 | sqft | 10% | 10% | Discretionary | RetroEven20_OR | 82.88% | Space Heating | 0% | 142.0591 |  | 180.2335 |  | 0 | IL TRM - CI-FSE-VENT-V03-160601 | COOK_EXHD-Ventilation-XCELCO-2017-18-2 | COOK_EXHD-Ventilation-XCELCO-2017-18-2 | No controls on exhaust hoods. | No controls on exhaust hoods. | No controls on exhaust hoods. | No controls on exhaust hoods. | No controls on exhaust hoods. | No controls on exhaust hoods. | No controls on exhaust hoods. | No controls on exhaust hoods. | No controls on exhaust hoods. | No controls on exhaust hoods. | No controls on exhaust hoods. | No controls on exhaust hoods. | No controls on exhaust hoods. | No controls on exhaust hoods. | No controls on exhaust hoods. | No controls on exhaust hoods. | No controls on exhaust hoods. | No controls on exhaust hoods. | No controls on exhaust hoods. | No controls on exhaust hoods. | No controls on exhaust hoods. | No controls on exhaust hoods. | No controls on exhaust hoods. | No controls on exhaust hoods. | No controls on exhaust hoods. | No controls on exhaust hoods. | No controls on exhaust hoods. | Variable exhaust hood flow based on temperature or grease sensor. | Variable exhaust hood flow based on temperature or grease sensor. | Variable exhaust hood flow based on temperature or grease sensor. | Variable exhaust hood flow based on temperature or grease sensor. | Variable exhaust hood flow based on temperature or grease sensor. | Variable exhaust hood flow based on temperature or grease sensor. | Variable exhaust hood flow based on temperature or grease sensor. | Variable exhaust hood flow based on temperature or grease sensor. | Variable exhaust hood flow based on temperature or grease sensor. | Variable exhaust hood flow based on temperature or grease sensor. | Variable exhaust hood flow based on temperature or grease sensor. | Variable exhaust hood flow based on temperature or grease sensor. | Variable exhaust hood flow based on temperature or grease sensor. | Variable exhaust hood flow based on temperature or grease sensor. | Variable exhaust hood flow based on temperature or grease sensor. | Variable exhaust hood flow based on temperature or grease sensor. | Variable exhaust hood flow based on temperature or grease sensor. | Variable exhaust hood flow based on temperature or grease sensor. | Variable exhaust hood flow based on temperature or grease sensor. | Variable exhaust hood flow based on temperature or grease sensor. | Variable exhaust hood flow based on temperature or grease sensor. | Variable exhaust hood flow based on temperature or grease sensor. | Variable exhaust hood flow based on temperature or grease sensor. | Variable exhaust hood flow based on temperature or grease sensor. | Variable exhaust hood flow based on temperature or grease sensor. | Variable exhaust hood flow based on temperature or grease sensor. | Variable exhaust hood flow based on temperature or grease sensor. | 0.18 | 0.18 | 0.18 | 0.18 | 0.18 | 0.18 | 0.18 | 0.18 | 0.18 | 0.18 | 0.18 | 0.18 | 0.18 | 0.18 | 0.18 | 0.18 | 0.18 | 0.18 | 0.18 | 0.18 | 0.18 | 0.18 | 0.18 | 0.18 | 0.18 | 0.18 | 0.18 | 0 | 0 | 0.059589 | 0.059078 | 0.058475 | 0.057833 | 0.057144 | 0.056398 | 0.055591 | 0.054718 | 0.05378 | 0.052783 | 0.051742 | 0.050679 | 0.049622 | 0.048597 | 0.047629 | 0.046753 | 0.045974 | 0.045272 | 0.044657 | 0.044078 | 0.043578 | 0.043095 | 0.042627 | 0.04219 | 0.041767 | 0 | 0 | 0 | 0 | 0 | 0 | 0 | 0 | 0 | 0 | 0 | 0 | 0 | 0 | 0 | 0 | 0 | 0 | 0 | 0 | 0 | 0 | 0 | 0 | 0 | 0 | 0 | 0 | 0 | 0 | 0 | 0 | 0 | 0 | 0 | 0 | 0 | 0 | 0 | 0 | 0 | 0 | 0 | 0 | 0 | 0 | 0 | 0 | 0 | 0 | 0 | 0 | 0 | 0 | 0 | 0 | 0 | 0 | 0 | 0 | 0 | 0 | 0 | 0 | 0 | 0 | 0 | 0 | 0 | 0 | 0 | 0 | 0 | 0 | 0 | 0 | 0 | 0 | 0 | 0 | 0 | 0 | 0 | 0 | 0 | 0 | 0 | 0 | 0 | 0 | 0 | 0 | 0 | 0 | 0 | 0 | 0 | 0 | 0 | 0 | 0 | 0 | 0 | 0 | 0 | 0 | 0 | 0 | 0 | 0 | 0 | 0 | 0 | 0 | 0 | 0 | 0 | 0 | 0 | 0 | 0 | 0 | 0 | 0 | 0 | 0 | 0 | 0 | 0 | 0 | 0 | 0 | 0 | 0 | 0 | 0 | 0 | 0 | 0 | 0 | 0 | 0 | 0 | 0 | 0 | 0 | 0 | 0 | 0 | 0 | 0 | 0 | 0 | 0 | 0 | 0 | 0 | 0 | 0 | 0 | 0 | 0 | 0 | 0 | 0 | 0 | 0 | 0 | 0 | 0 | 0 | 0 | 0 | 0 | 0 | 0 | 0 | 0 | 0 | 0 | 0 | 0 | 0 | 0 | 0 | 0 | 0 | 0 | 0 | 0 | 0 | 0 | 0 | 0 | 0 | 0 | 0 | 0 | 0 | 0 | 0 | 0 | 0 | 0 | 0 | 0 | 0 | 0 | 0 | 0 | 0 | 0 | 0 | 0 | 0 | 0 | 0 | 0 | 0 | 0 | 0 | 0 | 0 | 0 | 0 | 0 | 0 | 0 | 0 | 0 | 0 | 0 | 0 | 0 | 0 | 0 | 0 | 0 | 0 | 0 | 0 | 0 | 0 | 0 | 0 | 0 | 0 | 0 | 0 | 0 | 0 | 0 | 0 | 0 | 0 | 0 | 0 | 0 | 0 | 0 | 0 | 0 | 0 | 0 | 0 | 0 | 0 | 0 | 0 | 0 | 0 | 0 | 0 | 0 | 0 | 0 | 0 | 0 | 0 | 0 | 0 | 0 | 0 | 0 | 0 | 0 | 0 | 0 | 0 | 0 | 0 | 0 | 0 | 0 | 0 | 0 | 0 | 0 | 0 | 0 | 0 | 0 | 0 | 0 | 0 | 0 | 0 | 0 | 0 | 0 | 0 | 0 | 0 | 0 | 0 | 0 | 0 | 0 | 0 | 0 | 0 | 0 | 0 | 0 | 0 | 0 | 0 | 0 | 0 | 0 | 0 | 0 | 0 | 0 | 0 | 0 | 0 | 0 | 0 | 0 | 0 | 0 | 0 | 0 | 0 | 0 | 0 | 0 | 0 | 0 | 0 | 0 | 0 | 0 | 0 | 0 | 0 | 0 | 0 | 0 | 0 | 0 | 0 | 0 | 0 | 0 | 0 | 0 | 0 | 0 | 0 | 0 | 0 | 0 | 0 | 0 | 0 | 0 | 0 | 0 | 0 | 0 | 0 | 0 | 0 | 0 | 0 | 0 | 0 | 0 | 0 | 0 | 0 | 0 | 0 | 0 | 0 | 0 | 0 | 0 | 137.7067 | 138.0682 | 138.4489 | 138.8491 | 139.2694 | 139.71 | 140.1712 | 140.653 | 141.153 | 141.6685 | 142.1974 | 142.7374 | 143.2866 | 143.8429 | 144.4046 | 144.9699 | 145.5372 | 146.0734 | 146.5808 | 147.0512 | 147.4869 | 147.8903 | 148.2636 | 148.6091 | 148.9286 | 174.7115 | 175.1702 | 175.6532 | 176.161 | 176.6942 | 177.2532 | 177.8383 | 178.4496 | 179.0839 | 179.738 | 180.409 | 181.0941 | 181.7909 | 182.4967 | 183.2093 | 183.9265 | 184.6463 | 185.3265 | 185.9704 | 186.5671 | 187.1198 | 187.6317 | 188.1054 | 188.5436 | 188.949
OR_Commercial_Interruptible - Miscellaneous_Existing_Space Heating_Natural Gas_Infiltration Control - Loading Dock Sealing_A | OR | Commercial | Interruptible - Miscellaneous | Existing | Space Heating | Natural Gas | Infiltration Control - Loading Dock Sealing | A | OCM892 | 0 | 0 | 10 | 201 | 0 | 0 | 3106.52 | 0 | 0 | 0 | 0.28365 | 0.25 | perBldg | 0% | 0% | Discretionary | RetroEven20_OR | 82.88% | Space Heating | 0% | 2645.7716 |  | 1129.5225 |  | 0 | MEMD - Truck Loading Dock Seals - 8.10.01.FES-E10.v01 | MEMD - Truck Loading Dock Seals - 8.10.01.FES-E10.v01 | MEMD - Truck Loading Dock Seals - 8.10.01.FES-E10.v01 | 0 | 0 | 0 | 0 | 0 | 0 | 0 | 0 | 0 | 0 | 0 | 0 | 0 | 0 | 0 | 0 | 0 | 0 | 0 | 0 | 0 | 0 | 0 | 0 | 0 | 0 | 0 | 0 | 0 | 0 | 0 | 0 | 0 | 0 | 0 | 0 | 0 | 0 | 0 | 0 | 0 | 0 | 0 | 0 | 0 | 0 | 0 | 0 | 0 | 0 | 0 | 0 | 0 | 0 | 3106.52 | 3106.52 | 3106.52 | 3106.52 | 3106.52 | 3106.52 | 3106.52 | 3106.52 | 3106.52 | 3106.52 | 3106.52 | 3106.52 | 3106.52 | 3106.52 | 3106.52 | 3106.52 | 3106.52 | 3106.52 | 3106.52 | 3106.52 | 3106.52 | 3106.52 | 3106.52 | 3106.52 | 3106.52 | 3106.52 | 3106.52 | 0 | 0 | 212.3164 | 209.2635 | 205.7038 | 201.8599 | 197.6751 | 193.2022 | 188.3364 | 183.1126 | 177.5919 | 171.8846 | 166.1696 | 160.5219 | 155.0537 | 149.8943 | 145.1877 | 141.1427 | 137.7708 | 134.8516 | 132.476 | 130.2564 | 128.7712 | 127.3352 | 125.9432 | 124.6454 | 123.389 | 0 | 0 | 0 | 0 | 0 | 0 | 0 | 0 | 0 | 0 | 0 | 0 | 0 | 0 | 0 | 0 | 0 | 0 | 0 | 0 | 0 | 0 | 0 | 0 | 0 | 0 | 0 | 0 | 0 | 0 | 0 | 0 | 0 | 0 | 0 | 0 | 0 | 0 | 0 | 0 | 0 | 0 | 0 | 0 | 0 | 0 | 0 | 0 | 0 | 0 | 0 | 0 | 0 | 0 | 0 | 0 | 0 | 0 | 0 | 0 | 0 | 0 | 0 | 0 | 0 | 0 | 0 | 0 | 0 | 0 | 0 | 0 | 0 | 0 | 0 | 0 | 0 | 0 | 0 | 0 | 0 | 0 | 0 | 0 | 0 | 0 | 0 | 0 | 0 | 0 | 0 | 0 | 0 | 0 | 0 | 0 | 0 | 0 | 0 | 0 | 0 | 0 | 0 | 0 | 0 | 0 | 0 | 0 | 0 | 0 | 0 | 0 | 0 | 0 | 0 | 0 | 0 | 0 | 0 | 0 | 0 | 0 | 0 | 0 | 0 | 0 | 0 | 0 | 0 | 0 | 0 | 0 | 0 | 0 | 0 | 0 | 0 | 0 | 0 | 0 | 0 | 0 | 0 | 0 | 0 | 0 | 0 | 0 | 0 | 0 | 0 | 0 | 0 | 0 | 0 | 0 | 0 | 0 | 0 | 0 | 0 | 0 | 0 | 0 | 0 | 0 | 0 | 0 | 0 | 0 | 0 | 0 | 0 | 0 | 0 | 0 | 0 | 0 | 0 | 0 | 0 | 0 | 0 | 0 | 0 | 0 | 0 | 0 | 0 | 0 | 0 | 0 | 0 | 0 | 0 | 0 | 0 | 0 | 0 | 0 | 0 | 0 | 0 | 0 | 0 | 0 | 0 | 0 | 0 | 0 | 0 | 0 | 0 | 0 | 0 | 0 | 0 | 0 | 0 | 0 | 0 | 0 | 0 | 0 | 0 | 0 | 0 | 0 | 0 | 0 | 0 | 0 | 0 | 0 | 0 | 0 | 0 | 0 | 0 | 0 | 0 | 0 | 0 | 0 | 0 | 0 | 0 | 0 | 0 | 0 | 0 | 0 | 0 | 0 | 0 | 0 | 0 | 0 | 0 | 0 | 0 | 0 | 0 | 0 | 0 | 0 | 0 | 0 | 0 | 0 | 0 | 0 | 0 | 0 | 0 | 0 | 0 | 0 | 0 | 0 | 0 | 0 | 0 | 0 | 0 | 0 | 0 | 0 | 0 | 0 | 0 | 0 | 0 | 0 | 0 | 0 | 0 | 0 | 0 | 0 | 0 | 0 | 0 | 0 | 0 | 0 | 0 | 0 | 0 | 0 | 0 | 0 | 0 | 0 | 0 | 0 | 0 | 0 | 0 | 0 | 0 | 0 | 0 | 0 | 0 | 0 | 0 | 0 | 0 | 0 | 0 | 0 | 0 | 0 | 0 | 0 | 0 | 0 | 0 | 0 | 0 | 0 | 0 | 0 | 0 | 0 | 0 | 0 | 0 | 0 | 0 | 0 | 0 | 0 | 0 | 0 | 0 | 0 | 0 | 0 | 0 | 0 | 0 | 0 | 0 | 0 | 0 | 0 | 0 | 0 | 0 | 0 | 0 | 0 | 0 | 0 | 0 | 0 | 0 | 0 | 0 | 0 | 0 | 0 | 0 | 0 | 0 | 0 | 0 | 0 | 0 | 0 | 0 | 0 | 0 | 0 | 0 | 0 | 0 | 0 | 2564.7103 | 2571.4443 | 2578.534 | 2585.9886 | 2593.8158 | 2602.0216 | 2610.6103 | 2619.5846 | 2628.8957 | 2638.4978 | 2648.3479 | 2658.4057 | 2668.6333 | 2678.9946 | 2689.4558 | 2699.9845 | 2710.5501 | 2720.5354 | 2729.9872 | 2738.7468 | 2746.8611 | 2754.3743 | 2761.3281 | 2767.7619 | 2773.7124 | 1094.9161 | 1097.7909 | 1100.8176 | 1104.0001 | 1107.3417 | 1110.8449 | 1114.5115 | 1118.3428 | 1122.3179 | 1126.4171 | 1130.6223 | 1134.9162 | 1139.2825 | 1143.7059 | 1148.1719 | 1152.6668 | 1157.1774 | 1161.4403 | 1165.4754 | 1169.215 | 1172.6792 | 1175.8867 | 1178.8554 | 1181.6021 | 1184.1424
OR_Commercial_Interruptible - Miscellaneous_Existing_Space Heating_Natural Gas_Greenhouse Heat Curtain_A | OR | Commercial | Interruptible - Miscellaneous | Existing | Space Heating | Natural Gas | Greenhouse Heat Curtain | A | OCM893 | No heat curtain. | 0 | 5 | 175.5 | 0 | 0 | 408.76 | 0 | 0 | 0 | 0.28365 | 0.25 | perBldg | 0% | 0% | Discretionary | RetroEven20_OR | 82.88% | Space Heating | 0% | 684.1965 |  | 292.0945 |  | 0 | CA eTRM https://www.caetrm.com/measure/SWBE001/01/ | CA eTRM https://www.caetrm.com/measure/SWBE001/01/ | CA eTRM https://www.caetrm.com/measure/SWBE001/01/ | No heat curtain. | No heat curtain. | No heat curtain. | No heat curtain. | No heat curtain. | No heat curtain. | No heat curtain. | No heat curtain. | No heat curtain. | No heat curtain. | No heat curtain. | No heat curtain. | No heat curtain. | No heat curtain. | No heat curtain. | No heat curtain. | No heat curtain. | No heat curtain. | No heat curtain. | No heat curtain. | No heat curtain. | No heat curtain. | No heat curtain. | No heat curtain. | No heat curtain. | No heat curtain. | No heat curtain. | 0 | 0 | 0 | 0 | 0 | 0 | 0 | 0 | 0 | 0 | 0 | 0 | 0 | 0 | 0 | 0 | 0 | 0 | 0 | 0 | 0 | 0 | 0 | 0 | 0 | 0 | 0 | 408.76 | 408.76 | 408.76 | 408.76 | 408.76 | 408.76 | 408.76 | 408.76 | 408.76 | 408.76 | 408.76 | 408.76 | 408.76 | 408.76 | 408.76 | 408.76 | 408.76 | 408.76 | 408.76 | 408.76 | 408.76 | 408.76 | 408.76 | 408.76 | 408.76 | 408.76 | 408.76 | 0 | 0 | 185.6748 | 183.4437 | 180.8362 | 178.0323 | 174.9907 | 171.66 | 168.0324 | 164.1149 | 159.9386 | 155.57 | 151.2 | 146.8417 | 142.5642 | 138.4947 | 134.7412 | 131.4717 | 128.7005 | 126.2658 | 124.2423 | 122.338 | 120.9475 | 119.6028 | 118.299 | 117.0835 | 115.9066 | 0 | 0 | 0 | 0 | 0 | 0 | 0 | 0 | 0 | 0 | 0 | 0 | 0 | 0 | 0 | 0 | 0 | 0 | 0 | 0 | 0 | 0 | 0 | 0 | 0 | 0 | 0 | 0 | 0 | 0 | 0 | 0 | 0 | 0 | 0 | 0 | 0 | 0 | 0 | 0 | 0 | 0 | 0 | 0 | 0 | 0 | 0 | 0 | 0 | 0 | 0 | 0 | 0 | 0 | 0 | 0 | 0 | 0 | 0 | 0 | 0 | 0 | 0 | 0 | 0 | 0 | 0 | 0 | 0 | 0 | 0 | 0 | 0 | 0 | 0 | 0 | 0 | 0 | 0 | 0 | 0 | 0 | 0 | 0 | 0 | 0 | 0 | 0 | 0 | 0 | 0 | 0 | 0 | 0 | 0 | 0 | 0 | 0 | 0 | 0 | 0 | 0 | 0 | 0 | 0 | 0 | 0 | 0 | 0 | 0 | 0 | 0 | 0 | 0 | 0 | 0 | 0 | 0 | 0 | 0 | 0 | 0 | 0 | 0 | 0 | 0 | 0 | 0 | 0 | 0 | 0 | 0 | 0 | 0 | 0 | 0 | 0 | 0 | 0 | 0 | 0 | 0 | 0 | 0 | 0 | 0 | 0 | 0 | 0 | 0 | 0 | 0 | 0 | 0 | 0 | 0 | 0 | 0 | 0 | 0 | 0 | 0 | 0 | 0 | 0 | 0 | 0 | 0 | 0 | 0 | 0 | 0 | 0 | 0 | 0 | 0 | 0 | 0 | 0 | 0 | 0 | 0 | 0 | 0 | 0 | 0 | 0 | 0 | 0 | 0 | 0 | 0 | 0 | 0 | 0 | 0 | 0 | 0 | 0 | 0 | 0 | 0 | 0 | 0 | 0 | 0 | 0 | 0 | 0 | 0 | 0 | 0 | 0 | 0 | 0 | 0 | 0 | 0 | 0 | 0 | 0 | 0 | 0 | 0 | 0 | 0 | 0 | 0 | 0 | 0 | 0 | 0 | 0 | 0 | 0 | 0 | 0 | 0 | 0 | 0 | 0 | 0 | 0 | 0 | 0 | 0 | 0 | 0 | 0 | 0 | 0 | 0 | 0 | 0 | 0 | 0 | 0 | 0 | 0 | 0 | 0 | 0 | 0 | 0 | 0 | 0 | 0 | 0 | 0 | 0 | 0 | 0 | 0 | 0 | 0 | 0 | 0 | 0 | 0 | 0 | 0 | 0 | 0 | 0 | 0 | 0 | 0 | 0 | 0 | 0 | 0 | 0 | 0 | 0 | 0 | 0 | 0 | 0 | 0 | 0 | 0 | 0 | 0 | 0 | 0 | 0 | 0 | 0 | 0 | 0 | 0 | 0 | 0 | 0 | 0 | 0 | 0 | 0 | 0 | 0 | 0 | 0 | 0 | 0 | 0 | 0 | 0 | 0 | 0 | 0 | 0 | 0 | 0 | 0 | 0 | 0 | 0 | 0 | 0 | 0 | 0 | 0 | 0 | 0 | 0 | 0 | 0 | 0 | 0 | 0 | 0 | 0 | 0 | 0 | 0 | 0 | 0 | 0 | 0 | 0 | 0 | 0 | 0 | 0 | 0 | 0 | 0 | 0 | 0 | 0 | 0 | 0 | 0 | 0 | 0 | 0 | 0 | 0 | 0 | 0 | 0 | 0 | 0 | 0 | 0 | 0 | 0 | 0 | 0 | 0 | 0 | 0 | 0 | 0 | 0 | 0 | 0 | 0 | 0 | 0 | 663.2341 | 664.9755 | 666.8089 | 668.7366 | 670.7608 | 672.8828 | 675.1038 | 677.4246 | 679.8324 | 682.3155 | 684.8627 | 687.4637 | 690.1085 | 692.788 | 695.4932 | 698.216 | 700.9482 | 703.5304 | 705.9747 | 708.2399 | 710.3383 | 712.2812 | 714.0794 | 715.7432 | 717.282 | 283.1453 | 283.8887 | 284.6714 | 285.4944 | 286.3586 | 287.2645 | 288.2127 | 289.2034 | 290.2314 | 291.2915 | 292.3789 | 293.4893 | 294.6184 | 295.7623 | 296.9172 | 298.0796 | 299.2461 | 300.3485 | 301.3919 | 302.359 | 303.2548 | 304.0843 | 304.852 | 305.5623 | 306.2192
OR_Commercial_Interruptible - Miscellaneous_Existing_Space Heating_Natural Gas_Ventilation - Parking Garages, Demand Controlled_A | OR | Commercial | Interruptible - Miscellaneous | Existing | Space Heating | Natural Gas | Ventilation - Parking Garages, Demand Controlled | A | OCM894 | 0 | 0 | 5 | 0 | 0 | 0 | 843.06 | 0 | 0 | 0 | 0.28365 | 0.25 | garage | 0% | 0% | Discretionary | RetroEven20_OR | 82.88% | Central Systems | 0% | 0 |  | 0 |  | 0 | FOE - Parking Garage Ventilation Controls - W0047 | FOE - Parking Garage Ventilation Controls - W0047 | FOE - Parking Garage Ventilation Controls - W0047 | 0 | 0 | 0 | 0 | 0 | 0 | 0 | 0 | 0 | 0 | 0 | 0 | 0 | 0 | 0 | 0 | 0 | 0 | 0 | 0 | 0 | 0 | 0 | 0 | 0 | 0 | 0 | 0 | 0 | 0 | 0 | 0 | 0 | 0 | 0 | 0 | 0 | 0 | 0 | 0 | 0 | 0 | 0 | 0 | 0 | 0 | 0 | 0 | 0 | 0 | 0 | 0 | 0 | 0 | 843.06 | 843.06 | 843.06 | 843.06 | 843.06 | 843.06 | 843.06 | 843.06 | 843.06 | 843.06 | 843.06 | 843.06 | 843.06 | 843.06 | 843.06 | 843.06 | 843.06 | 843.06 | 843.06 | 843.06 | 843.06 | 843.06 | 843.06 | 843.06 | 843.06 | 843.06 | 843.06 | 0 | 0 | 0 | 0 | 0 | 0 | 0 | 0 | 0 | 0 | 0 | 0 | 0 | 0 | 0 | 0 | 0 | 0 | 0 | 0 | 0 | 0 | 0 | 0 | 0 | 0 | 0 | 0 | 0 | 0 | 0 | 0 | 0 | 0 | 0 | 0 | 0 | 0 | 0 | 0 | 0 | 0 | 0 | 0 | 0 | 0 | 0 | 0 | 0 | 0 | 0 | 0 | 0 | 0 | 0 | 0 | 0 | 0 | 0 | 0 | 0 | 0 | 0 | 0 | 0 | 0 | 0 | 0 | 0 | 0 | 0 | 0 | 0 | 0 | 0 | 0 | 0 | 0 | 0 | 0 | 0 | 0 | 0 | 0 | 0 | 0 | 0 | 0 | 0 | 0 | 0 | 0 | 0 | 0 | 0 | 0 | 0 | 0 | 0 | 0 | 0 | 0 | 0 | 0 | 0 | 0 | 0 | 0 | 0 | 0 | 0 | 0 | 0 | 0 | 0 | 0 | 0 | 0 | 0 | 0 | 0 | 0 | 0 | 0 | 0 | 0 | 0 | 0 | 0 | 0 | 0 | 0 | 0 | 0 | 0 | 0 | 0 | 0 | 0 | 0 | 0 | 0 | 0 | 0 | 0 | 0 | 0 | 0 | 0 | 0 | 0 | 0 | 0 | 0 | 0 | 0 | 0 | 0 | 0 | 0 | 0 | 0 | 0 | 0 | 0 | 0 | 0 | 0 | 0 | 0 | 0 | 0 | 0 | 0 | 0 | 0 | 0 | 0 | 0 | 0 | 0 | 0 | 0 | 0 | 0 | 0 | 0 | 0 | 0 | 0 | 0 | 0 | 0 | 0 | 0 | 0 | 0 | 0 | 0 | 0 | 0 | 0 | 0 | 0 | 0 | 0 | 0 | 0 | 0 | 0 | 0 | 0 | 0 | 0 | 0 | 0 | 0 | 0 | 0 | 0 | 0 | 0 | 0 | 0 | 0 | 0 | 0 | 0 | 0 | 0 | 0 | 0 | 0 | 0 | 0 | 0 | 0 | 0 | 0 | 0 | 0 | 0 | 0 | 0 | 0 | 0 | 0 | 0 | 0 | 0 | 0 | 0 | 0 | 0 | 0 | 0 | 0 | 0 | 0 | 0 | 0 | 0 | 0 | 0 | 0 | 0 | 0 | 0 | 0 | 0 | 0 | 0 | 0 | 0 | 0 | 0 | 0 | 0 | 0 | 0 | 0 | 0 | 0 | 0 | 0 | 0 | 0 | 0 | 0 | 0 | 0 | 0 | 0 | 0 | 0 | 0 | 0 | 0 | 0 | 0 | 0 | 0 | 0 | 0 | 0 | 0 | 0 | 0 | 0 | 0 | 0 | 0 | 0 | 0 | 0 | 0 | 0 | 0 | 0 | 0 | 0 | 0 | 0 | 0 | 0 | 0 | 0 | 0 | 0 | 0 | 0 | 0 | 0 | 0 | 0 | 0 | 0 | 0 | 0 | 0 | 0 | 0 | 0 | 0 | 0 | 0 | 0 | 0 | 0 | 0 | 0 | 0 | 0 | 0 | 0 | 0 | 0 | 0 | 0 | 0 | 0 | 0 | 0 | 0 | 0 | 0 | 0 | 0 | 0 | 0 | 0 | 0 | 0 | 0 | 0 | 0 | 0 | 0 | 0 | 0 | 0 | 0 | 0 | 0 | 0 | 0 | 0 | 0 | 0 | 0 | 0 | 0 | 0 | 0 | 0 | 0 | 0 | 0 | 0 | 0 | 0 | 0 | 0 | 0 | 0 | 0 | 0 | 0 | 0 | 0 | 0 | 0 | 0 | 0 | 0 | 0 | 0 | 0 | 0 | 0 | 0 | 0 | 0 | 0 | 0 | 0 | 0 | 0 | 0 | 0 | 0 | 0 | 0 | 0 | 0 | 0 | 0 | 0 | 0 | 0 | 0 | 0 | 0 | 0 | 0 | 0 | 0 | 0 | 0 | 0 | 0 | 0 | 0 | 0 | 0 | 0 | 0 | 0 | 0 | 0 | 0 | 0 | 0 | 0 | 0 | 0 | 0 | 0 | 0 | 0 | 0 | 0 | 0 | 0 | 0 | 0 | 0
OR_Commercial_Interruptible - Miscellaneous_Existing_Miscellaneous_Natural Gas_Pool Heater - Night Covers_A | OR | Commercial | Interruptible - Miscellaneous | Existing | Miscellaneous | Natural Gas | Pool Heater - Night Covers | A | OCM895 | Uncovered. | Night covers on pool. | 5 | 0.024915 | 0 | 0 | 1.36 | 0 | 0 | 0 | 0.28365 | 0.25 | sqft pool | 15% | 100% | Discretionary | Retro12Med_OR | 75.44% | Pool Heater | 0% | 16600.9308 |  | 7087.2043 |  | 0 | PL_COV-Water Heating-SCG-R0-62 | PL_COV-Water Heating-SCG-R0-62 | PL_COV-Water Heating-SCG-R0-1 | Uncovered. | Uncovered. | Uncovered. | Uncovered. | Uncovered. | Uncovered. | Uncovered. | Uncovered. | Uncovered. | Uncovered. | Uncovered. | Uncovered. | Uncovered. | Uncovered. | Uncovered. | Uncovered. | Uncovered. | Uncovered. | Uncovered. | Uncovered. | Uncovered. | Uncovered. | Uncovered. | Uncovered. | Uncovered. | Uncovered. | Uncovered. | Night covers on pool. | Night covers on pool. | Night covers on pool. | Night covers on pool. | Night covers on pool. | Night covers on pool. | Night covers on pool. | Night covers on pool. | Night covers on pool. | Night covers on pool. | Night covers on pool. | Night covers on pool. | Night covers on pool. | Night covers on pool. | Night covers on pool. | Night covers on pool. | Night covers on pool. | Night covers on pool. | Night covers on pool. | Night covers on pool. | Night covers on pool. | Night covers on pool. | Night covers on pool. | Night covers on pool. | Night covers on pool. | Night covers on pool. | Night covers on pool. | 1.36 | 1.36 | 1.36 | 1.36 | 1.36 | 1.36 | 1.36 | 1.36 | 1.36 | 1.36 | 1.36 | 1.36 | 1.36 | 1.36 | 1.36 | 1.36 | 1.36 | 1.36 | 1.36 | 1.36 | 1.36 | 1.36 | 1.36 | 1.36 | 1.36 | 1.36 | 1.36 | 0 | 0 | 0.024908 | 0.024901 | 0.024894 | 0.024887 | 0.024881 | 0.024874 | 0.024874 | 0.024874 | 0.024874 | 0.024872 | 0.02487 | 0.024869 | 0.024868 | 0.024868 | 0.024867 | 0.024867 | 0.024867 | 0.024867 | 0.024867 | 0.024867 | 0.024867 | 0.024867 | 0.024867 | 0.024867 | 0.024867 | 0.0010193 | 0.001019 | 0.0010187 | 0.0010185 | 0.0010182 | 0 | 0 | 0 | 0 | 0 | 0 | 0 | 0 | 0 | 0 | 0 | 0 | 0 | 0 | 0 | 0 | 0 | 0 | 0 | 0 | 0.0010193 | 0.002038 | 0.0030562 | 0.0040738 | 0.0050909 | 0.0050895 | 0.0050895 | 0.0050895 | 0.0050895 | 0.005089 | 0.0050887 | 0.0050885 | 0.0050884 | 0.0050883 | 0.0050881 | 0.0050881 | 0.0050881 | 0.0050881 | 0.0050881 | 0.0050881 | 0.0050881 | 0.0050881 | 0.0050881 | 0.0050881 | 0.0050881 | 40.9227 | 40.9227 | 40.9227 | 40.9227 | 40.9227 | 0 | 0 | 0 | 0 | 0 | 0 | 0 | 0 | 0 | 0 | 0 | 0 | 0 | 0 | 0 | 0 | 0 | 0 | 0 | 0 | 40.9227 | 81.8454 | 122.7681 | 163.6908 | 204.6135 | 204.6135 | 204.6135 | 204.6135 | 204.6135 | 204.6135 | 204.6135 | 204.6135 | 204.6135 | 204.6135 | 204.6135 | 204.6135 | 204.6135 | 204.6135 | 204.6135 | 204.6135 | 204.6135 | 204.6135 | 204.6135 | 204.6135 | 204.6135 | 0.00086666 | 0.00086666 | 0.00086665 | 0.00086665 | 0.00086663 | 0 | 0 | 0 | 0 | 0 | 0 | 0 | 0 | 0 | 0 | 0 | 0 | 0 | 0 | 0 | 0 | 0 | 0 | 0 | 0 | 0.00086666 | 0.0017333 | 0.0026 | 0.0034666 | 0.0043332 | 0.0043331 | 0.004333 | 0.0043328 | 0.0043325 | 0.0043321 | 0.0043316 | 0.0043311 | 0.0043305 | 0.0043299 | 0.0043292 | 0.0043286 | 0.0043281 | 0.0043276 | 0.0043272 | 0.0043267 | 0.0043265 | 0.0043264 | 0.0043263 | 0.0043263 | 0.0043263 | 34.7843 | 34.7843 | 34.7843 | 34.7843 | 34.7843 | 0 | 0 | 0 | 0 | 0 | 0 | 0 | 0 | 0 | 0 | 0 | 0 | 0 | 0 | 0 | 0 | 0 | 0 | 0 | 0 | 34.7843 | 69.5686 | 104.3529 | 139.1372 | 173.9215 | 173.9215 | 173.9215 | 173.9215 | 173.9215 | 173.9215 | 173.9215 | 173.9215 | 173.9215 | 173.9215 | 173.9215 | 173.9215 | 173.9215 | 173.9215 | 173.9215 | 173.9215 | 173.9215 | 173.9215 | 173.9215 | 173.9215 | 173.9215 | 0 | 0 | 0 | 0 | 0 | 0 | 0 | 0 | 0 | 0 | 0 | 0 | 0 | 0 | 0 | 0 | 0 | 0 | 0 | 0 | 0 | 0 | 0 | 0 | 0 | 0 | 0 | 0 | 0 | 0 | 0 | 0 | 0 | 0 | 0 | 0 | 0 | 0 | 0 | 0 | 0 | 0 | 0 | 0 | 0 | 0 | 0 | 0 | 0 | 0 | 0 | 0 | 0 | 0 | 0 | 0 | 0 | 0 | 0 | 0 | 0 | 0 | 0 | 0 | 0 | 0 | 0 | 0 | 0 | 0 | 0 | 0 | 0 | 0 | 0 | 0 | 0 | 0 | 0 | 0 | 0 | 0 | 0 | 0 | 0 | 0 | 0 | 0 | 0 | 0 | 0 | 0 | 0 | 0 | 0 | 0 | 0 | 0 | 0 | 0 | 0 | 0 | 0 | 0 | 0 | 0 | 0 | 0 | 0 | 0 | 0 | 0 | 0 | 0 | 0 | 0 | 0 | 0 | 0 | 0 | 0 | 0 | 0 | 0 | 0 | 0 | 0 | 0 | 0 | 0 | 0 | 0 | 0 | 0 | 0 | 0 | 0 | 0 | 0 | 0 | 0 | 0 | 0 | 0 | 0 | 0 | 0 | 0 | 0 | 0 | 0 | 0 | 0 | 0 | 0 | 0 | 0 | 0 | 0 | 0 | 0 | 0 | 0 | 0 | 0 | 0 | 0 | 0 | 0 | 0 | 0 | 0 | 0 | 0 | 0 | 0 | 0 | 0 | 0 | 0 | 0 | 0 | 0 | 0 | 0 | 0 | 0 | 0 | 0 | 0 | 0 | 0 | 0 | 0 | 0 | 0 | 0 | 0 | 0 | 0 | 16600.9308 | 16600.9308 | 16600.9308 | 16600.9308 | 16600.9308 | 16600.9308 | 16600.9308 | 16600.9308 | 16600.9308 | 16600.9308 | 16600.9308 | 16600.9308 | 16600.9308 | 16600.9308 | 16600.9308 | 16600.9308 | 16600.9308 | 16600.9308 | 16600.9308 | 16600.9308 | 16600.9308 | 16600.9308 | 16600.9308 | 16600.9308 | 16600.9308 | 7087.2043 | 7087.2043 | 7087.2043 | 7087.2043 | 7087.2043 | 7087.2043 | 7087.2043 | 7087.2043 | 7087.2043 | 7087.2043 | 7087.2043 | 7087.2043 | 7087.2043 | 7087.2043 | 7087.2043 | 7087.2043 | 7087.2043 | 7087.2043 | 7087.2043 | 7087.2043 | 7087.2043 | 7087.2043 | 7087.2043 | 7087.2043 | 7087.2043
OR_Commercial_Interruptible - Miscellaneous_Existing_Space Heating_Natural Gas_Advanced New Construction Designs_A | OR | Commercial | Interruptible - Miscellaneous | Existing | Space Heating | Natural Gas | Advanced New Construction Designs | A | OCM896 | Standard new construction design. | New construction designs exceeding ASHRAE 90.1 requirements. | 3 | 0 | 0 | 0 | 1.4 | 0 | 0 | 0 | 0.28365 | 0.25 | sqft | 0% | 0% | Discretionary | LO1Slow_OR | 84.66% | Space Heating | 0% | 0 |  | 0 |  | 0 | COM_CX-HVAC-AEG-1 | COM_CX-All-AEG-5 | COM_CX-All-AEG-5 | Standard new construction design. | Standard new construction design. | Standard new construction design. | Standard new construction design. | Standard new construction design. | Standard new construction design. | Standard new construction design. | Standard new construction design. | Standard new construction design. | Standard new construction design. | Standard new construction design. | Standard new construction design. | Standard new construction design. | Standard new construction design. | Standard new construction design. | Standard new construction design. | Standard new construction design. | Standard new construction design. | Standard new construction design. | Standard new construction design. | Standard new construction design. | Standard new construction design. | Standard new construction design. | Standard new construction design. | Standard new construction design. | Standard new construction design. | Standard new construction design. | New construction designs exceeding ASHRAE 90.1 requirements. | New construction designs exceeding ASHRAE 90.1 requirements. | New construction designs exceeding ASHRAE 90.1 requirements. | New construction designs exceeding ASHRAE 90.1 requirements. | New construction designs exceeding ASHRAE 90.1 requirements. | New construction designs exceeding ASHRAE 90.1 requirements. | New construction designs exceeding ASHRAE 90.1 requirements. | New construction designs exceeding ASHRAE 90.1 requirements. | New construction designs exceeding ASHRAE 90.1 requirements. | New construction designs exceeding ASHRAE 90.1 requirements. | New construction designs exceeding ASHRAE 90.1 requirements. | New construction designs exceeding ASHRAE 90.1 requirements. | New construction designs exceeding ASHRAE 90.1 requirements. | New construction designs exceeding ASHRAE 90.1 requirements. | New construction designs exceeding ASHRAE 90.1 requirements. | New construction designs exceeding ASHRAE 90.1 requirements. | New construction designs exceeding ASHRAE 90.1 requirements. | New construction designs exceeding ASHRAE 90.1 requirements. | New construction designs exceeding ASHRAE 90.1 requirements. | New construction designs exceeding ASHRAE 90.1 requirements. | New construction designs exceeding ASHRAE 90.1 requirements. | New construction designs exceeding ASHRAE 90.1 requirements. | New construction designs exceeding ASHRAE 90.1 requirements. | New construction designs exceeding ASHRAE 90.1 requirements. | New construction designs exceeding ASHRAE 90.1 requirements. | New construction designs exceeding ASHRAE 90.1 requirements. | New construction designs exceeding ASHRAE 90.1 requirements. | 1.4 | 1.4 | 1.4 | 1.4 | 1.4 | 1.4 | 1.4 | 1.4 | 1.4 | 1.4 | 1.4 | 1.4 | 1.4 | 1.4 | 1.4 | 1.4 | 1.4 | 1.4 | 1.4 | 1.4 | 1.4 | 1.4 | 1.4 | 1.4 | 1.4 | 1.4 | 1.4 | 0 | 0 | 0 | 0 | 0 | 0 | 0 | 0 | 0 | 0 | 0 | 0 | 0 | 0 | 0 | 0 | 0 | 0 | 0 | 0 | 0 | 0 | 0 | 0 | 0 | 0 | 0 | 0 | 0 | 0 | 0 | 0 | 0 | 0 | 0 | 0 | 0 | 0 | 0 | 0 | 0 | 0 | 0 | 0 | 0 | 0 | 0 | 0 | 0 | 0 | 0 | 0 | 0 | 0 | 0 | 0 | 0 | 0 | 0 | 0 | 0 | 0 | 0 | 0 | 0 | 0 | 0 | 0 | 0 | 0 | 0 | 0 | 0 | 0 | 0 | 0 | 0 | 0 | 0 | 0 | 0 | 0 | 0 | 0 | 0 | 0 | 0 | 0 | 0 | 0 | 0 | 0 | 0 | 0 | 0 | 0 | 0 | 0 | 0 | 0 | 0 | 0 | 0 | 0 | 0 | 0 | 0 | 0 | 0 | 0 | 0 | 0 | 0 | 0 | 0 | 0 | 0 | 0 | 0 | 0 | 0 | 0 | 0 | 0 | 0 | 0 | 0 | 0 | 0 | 0 | 0 | 0 | 0 | 0 | 0 | 0 | 0 | 0 | 0 | 0 | 0 | 0 | 0 | 0 | 0 | 0 | 0 | 0 | 0 | 0 | 0 | 0 | 0 | 0 | 0 | 0 | 0 | 0 | 0 | 0 | 0 | 0 | 0 | 0 | 0 | 0 | 0 | 0 | 0 | 0 | 0 | 0 | 0 | 0 | 0 | 0 | 0 | 0 | 0 | 0 | 0 | 0 | 0 | 0 | 0 | 0 | 0 | 0 | 0 | 0 | 0 | 0 | 0 | 0 | 0 | 0 | 0 | 0 | 0 | 0 | 0 | 0 | 0 | 0 | 0 | 0 | 0 | 0 | 0 | 0 | 0 | 0 | 0 | 0 | 0 | 0 | 0 | 0 | 0 | 0 | 0 | 0 | 0 | 0 | 0 | 0 | 0 | 0 | 0 | 0 | 0 | 0 | 0 | 0 | 0 | 0 | 0 | 0 | 0 | 0 | 0 | 0 | 0 | 0 | 0 | 0 | 0 | 0 | 0 | 0 | 0 | 0 | 0 | 0 | 0 | 0 | 0 | 0 | 0 | 0 | 0 | 0 | 0 | 0 | 0 | 0 | 0 | 0 | 0 | 0 | 0 | 0 | 0 | 0 | 0 | 0 | 0 | 0 | 0 | 0 | 0 | 0 | 0 | 0 | 0 | 0 | 0 | 0 | 0 | 0 | 0 | 0 | 0 | 0 | 0 | 0 | 0 | 0 | 0 | 0 | 0 | 0 | 0 | 0 | 0 | 0 | 0 | 0 | 0 | 0 | 0 | 0 | 0 | 0 | 0 | 0 | 0 | 0 | 0 | 0 | 0 | 0 | 0 | 0 | 0 | 0 | 0 | 0 | 0 | 0 | 0 | 0 | 0 | 0 | 0 | 0 | 0 | 0 | 0 | 0 | 0 | 0 | 0 | 0 | 0 | 0 | 0 | 0 | 0 | 0 | 0 | 0 | 0 | 0 | 0 | 0 | 0 | 0 | 0 | 0 | 0 | 0 | 0 | 0 | 0 | 0 | 0 | 0 | 0 | 0 | 0 | 0 | 0 | 0 | 0 | 0 | 0 | 0 | 0 | 0 | 0 | 0 | 0 | 0 | 0 | 0 | 0 | 0 | 0 | 0 | 0 | 0 | 0 | 0 | 0 | 0 | 0 | 0 | 0 | 0 | 0 | 0 | 0 | 0 | 0 | 0 | 0 | 0 | 0 | 0 | 0 | 0 | 0 | 0 | 0 | 0 | 0 | 0 | 0 | 0 | 0 | 0 | 0 | 0 | 0 | 0 | 0 | 0 | 0 | 0 | 0 | 0 | 0 | 0 | 0 | 0 | 0 | 0 | 0 | 0 | 0 | 0 | 0 | 0 | 0 | 0 | 0 | 0 | 0 | 0 | 0 | 0 | 0 | 0 | 0 | 0 | 0 | 0 | 0 | 0 | 0 | 0 | 0 | 0 | 0 | 0 | 0 | 0 | 0 | 0 | 0 | 0 | 0 | 0 | 0 | 0 | 0
OR_Commercial_Interruptible - Miscellaneous_Existing_Water Heating_Natural Gas_Advanced New Construction Designs_A | OR | Commercial | Interruptible - Miscellaneous | Existing | Water Heating | Natural Gas | Advanced New Construction Designs | A | OCM897 | Standard new construction design. | New construction designs exceeding ASHRAE 90.1 requirements. | 3 | 0 | 0 | 0 | 1.4 | 0 | 0 | 0 | 0.28365 | 0.25 | sqft | 0% | 0% | Discretionary | LO1Slow_OR | 84.66% | Water Heating | 0% | 0 |  | 0 |  | 0 | COM_CX-HVAC-AEG-1 | COM_CX-All-AEG-5 | COM_CX-All-AEG-5 | Standard new construction design. | Standard new construction design. | Standard new construction design. | Standard new construction design. | Standard new construction design. | Standard new construction design. | Standard new construction design. | Standard new construction design. | Standard new construction design. | Standard new construction design. | Standard new construction design. | Standard new construction design. | Standard new construction design. | Standard new construction design. | Standard new construction design. | Standard new construction design. | Standard new construction design. | Standard new construction design. | Standard new construction design. | Standard new construction design. | Standard new construction design. | Standard new construction design. | Standard new construction design. | Standard new construction design. | Standard new construction design. | Standard new construction design. | Standard new construction design. | New construction designs exceeding ASHRAE 90.1 requirements. | New construction designs exceeding ASHRAE 90.1 requirements. | New construction designs exceeding ASHRAE 90.1 requirements. | New construction designs exceeding ASHRAE 90.1 requirements. | New construction designs exceeding ASHRAE 90.1 requirements. | New construction designs exceeding ASHRAE 90.1 requirements. | New construction designs exceeding ASHRAE 90.1 requirements. | New construction designs exceeding ASHRAE 90.1 requirements. | New construction designs exceeding ASHRAE 90.1 requirements. | New construction designs exceeding ASHRAE 90.1 requirements. | New construction designs exceeding ASHRAE 90.1 requirements. | New construction designs exceeding ASHRAE 90.1 requirements. | New construction designs exceeding ASHRAE 90.1 requirements. | New construction designs exceeding ASHRAE 90.1 requirements. | New construction designs exceeding ASHRAE 90.1 requirements. | New construction designs exceeding ASHRAE 90.1 requirements. | New construction designs exceeding ASHRAE 90.1 requirements. | New construction designs exceeding ASHRAE 90.1 requirements. | New construction designs exceeding ASHRAE 90.1 requirements. | New construction designs exceeding ASHRAE 90.1 requirements. | New construction designs exceeding ASHRAE 90.1 requirements. | New construction designs exceeding ASHRAE 90.1 requirements. | New construction designs exceeding ASHRAE 90.1 requirements. | New construction designs exceeding ASHRAE 90.1 requirements. | New construction designs exceeding ASHRAE 90.1 requirements. | New construction designs exceeding ASHRAE 90.1 requirements. | New construction designs exceeding ASHRAE 90.1 requirements. | 1.4 | 1.4 | 1.4 | 1.4 | 1.4 | 1.4 | 1.4 | 1.4 | 1.4 | 1.4 | 1.4 | 1.4 | 1.4 | 1.4 | 1.4 | 1.4 | 1.4 | 1.4 | 1.4 | 1.4 | 1.4 | 1.4 | 1.4 | 1.4 | 1.4 | 1.4 | 1.4 | 0 | 0 | 0 | 0 | 0 | 0 | 0 | 0 | 0 | 0 | 0 | 0 | 0 | 0 | 0 | 0 | 0 | 0 | 0 | 0 | 0 | 0 | 0 | 0 | 0 | 0 | 0 | 0 | 0 | 0 | 0 | 0 | 0 | 0 | 0 | 0 | 0 | 0 | 0 | 0 | 0 | 0 | 0 | 0 | 0 | 0 | 0 | 0 | 0 | 0 | 0 | 0 | 0 | 0 | 0 | 0 | 0 | 0 | 0 | 0 | 0 | 0 | 0 | 0 | 0 | 0 | 0 | 0 | 0 | 0 | 0 | 0 | 0 | 0 | 0 | 0 | 0 | 0 | 0 | 0 | 0 | 0 | 0 | 0 | 0 | 0 | 0 | 0 | 0 | 0 | 0 | 0 | 0 | 0 | 0 | 0 | 0 | 0 | 0 | 0 | 0 | 0 | 0 | 0 | 0 | 0 | 0 | 0 | 0 | 0 | 0 | 0 | 0 | 0 | 0 | 0 | 0 | 0 | 0 | 0 | 0 | 0 | 0 | 0 | 0 | 0 | 0 | 0 | 0 | 0 | 0 | 0 | 0 | 0 | 0 | 0 | 0 | 0 | 0 | 0 | 0 | 0 | 0 | 0 | 0 | 0 | 0 | 0 | 0 | 0 | 0 | 0 | 0 | 0 | 0 | 0 | 0 | 0 | 0 | 0 | 0 | 0 | 0 | 0 | 0 | 0 | 0 | 0 | 0 | 0 | 0 | 0 | 0 | 0 | 0 | 0 | 0 | 0 | 0 | 0 | 0 | 0 | 0 | 0 | 0 | 0 | 0 | 0 | 0 | 0 | 0 | 0 | 0 | 0 | 0 | 0 | 0 | 0 | 0 | 0 | 0 | 0 | 0 | 0 | 0 | 0 | 0 | 0 | 0 | 0 | 0 | 0 | 0 | 0 | 0 | 0 | 0 | 0 | 0 | 0 | 0 | 0 | 0 | 0 | 0 | 0 | 0 | 0 | 0 | 0 | 0 | 0 | 0 | 0 | 0 | 0 | 0 | 0 | 0 | 0 | 0 | 0 | 0 | 0 | 0 | 0 | 0 | 0 | 0 | 0 | 0 | 0 | 0 | 0 | 0 | 0 | 0 | 0 | 0 | 0 | 0 | 0 | 0 | 0 | 0 | 0 | 0 | 0 | 0 | 0 | 0 | 0 | 0 | 0 | 0 | 0 | 0 | 0 | 0 | 0 | 0 | 0 | 0 | 0 | 0 | 0 | 0 | 0 | 0 | 0 | 0 | 0 | 0 | 0 | 0 | 0 | 0 | 0 | 0 | 0 | 0 | 0 | 0 | 0 | 0 | 0 | 0 | 0 | 0 | 0 | 0 | 0 | 0 | 0 | 0 | 0 | 0 | 0 | 0 | 0 | 0 | 0 | 0 | 0 | 0 | 0 | 0 | 0 | 0 | 0 | 0 | 0 | 0 | 0 | 0 | 0 | 0 | 0 | 0 | 0 | 0 | 0 | 0 | 0 | 0 | 0 | 0 | 0 | 0 | 0 | 0 | 0 | 0 | 0 | 0 | 0 | 0 | 0 | 0 | 0 | 0 | 0 | 0 | 0 | 0 | 0 | 0 | 0 | 0 | 0 | 0 | 0 | 0 | 0 | 0 | 0 | 0 | 0 | 0 | 0 | 0 | 0 | 0 | 0 | 0 | 0 | 0 | 0 | 0 | 0 | 0 | 0 | 0 | 0 | 0 | 0 | 0 | 0 | 0 | 0 | 0 | 0 | 0 | 0 | 0 | 0 | 0 | 0 | 0 | 0 | 0 | 0 | 0 | 0 | 0 | 0 | 0 | 0 | 0 | 0 | 0 | 0 | 0 | 0 | 0 | 0 | 0 | 0 | 0 | 0 | 0 | 0 | 0 | 0 | 0 | 0 | 0 | 0 | 0 | 0 | 0 | 0 | 0 | 0 | 0 | 0 | 0 | 0 | 0 | 0 | 0 | 0 | 0 | 0 | 0 | 0 | 0 | 0 | 0 | 0 | 0 | 0 | 0 | 0 | 0 | 0 | 0 | 0 | 0 | 0 | 0 | 0 | 0 | 0 | 0 | 0 | 0
OR_Commercial_Interruptible - Miscellaneous_Existing_Space Heating_Natural Gas_Strategic Energy Management_A | OR | Commercial | Interruptible - Miscellaneous | Existing | Space Heating | Natural Gas | Strategic Energy Management | A | OCM898 | No strategic energy management. | Implementation of strategic energy management. | 3 | 0.034326 | 0 | 0 | 0 | 0.02 | 0 | 0 | 0.28365 | 0.25 | sqft | 0% | 77% | Discretionary | RetroEven20_OR | 82.88% | Space Heating | 0% | -383.164 |  | 0 |  | 0 | DL20_COM_SEM-Misc-2021PLN-V4-1 | BEHAV_SEM-All-CPUC-2018_PG-2 | DL20_COM_SEM-Misc-2021PLN-V4-15 | No strategic energy management. | No strategic energy management. | No strategic energy management. | No strategic energy management. | No strategic energy management. | No strategic energy management. | No strategic energy management. | No strategic energy management. | No strategic energy management. | No strategic energy management. | No strategic energy management. | No strategic energy management. | No strategic energy management. | No strategic energy management. | No strategic energy management. | No strategic energy management. | No strategic energy management. | No strategic energy management. | No strategic energy management. | No strategic energy management. | No strategic energy management. | No strategic energy management. | No strategic energy management. | No strategic energy management. | No strategic energy management. | No strategic energy management. | No strategic energy management. | Implementation of strategic energy management. | Implementation of strategic energy management. | Implementation of strategic energy management. | Implementation of strategic energy management. | Implementation of strategic energy management. | Implementation of strategic energy management. | Implementation of strategic energy management. | Implementation of strategic energy management. | Implementation of strategic energy management. | Implementation of strategic energy management. | Implementation of strategic energy management. | Implementation of strategic energy management. | Implementation of strategic energy management. | Implementation of strategic energy management. | Implementation of strategic energy management. | Implementation of strategic energy management. | Implementation of strategic energy management. | Implementation of strategic energy management. | Implementation of strategic energy management. | Implementation of strategic energy management. | Implementation of strategic energy management. | Implementation of strategic energy management. | Implementation of strategic energy management. | Implementation of strategic energy management. | Implementation of strategic energy management. | Implementation of strategic energy management. | Implementation of strategic energy management. | 0 | 0 | 0 | 0 | 0 | 0 | 0 | 0 | 0 | 0 | 0 | 0 | 0 | 0 | 0 | 0 | 0 | 0 | 0 | 0 | 0 | 0 | 0 | 0 | 0 | 0 | 0 | 0 | 0 | 0.036229 | 0.035668 | 0.035018 | 0.034319 | 0.03356 | 0.032754 | 0.031886 | 0.030958 | 0.029985 | 0.028989 | 0.028 | 0.027032 | 0.026102 | 0.025229 | 0.024436 | 0.023755 | 0.023188 | 0.022696 | 0.022296 | 0.021922 | 0.021672 | 0.021431 | 0.021196 | 0.020978 | 0.020766 | 0.053801 | 0.10872 | 0.10674 | 0.053647 | 0 | 0 | 0 | 0 | 0 | 0 | 0 | 0 | 0 | 0 | 0 | 0 | 0 | 0 | 0 | 0 | 0 | 0 | 0 | 0 | 0 | 0.053801 | 0.16169 | 0.26548 | 0.31384 | 0.3069 | 0.29953 | 0.29158 | 0.2831 | 0.2742 | 0.26509 | 0.25605 | 0.2472 | 0.23869 | 0.23071 | 0.22346 | 0.21723 | 0.21204 | 0.20755 | 0.20389 | 0.20047 | 0.19819 | 0.19597 | 0.19383 | 0.19183 | 0.1899 | 1485.0224 | 3048.2039 | 3048.2039 | 1563.1815 | 0 | 0 | 0 | 0 | 0 | 0 | 0 | 0 | 0 | 0 | 0 | 0 | 0 | 0 | 0 | 0 | 0 | 0 | 0 | 0 | 0 | 1485.0224 | 4533.2263 | 7581.4301 | 9144.6116 | 9144.6116 | 9144.6116 | 9144.6116 | 9144.6116 | 9144.6116 | 9144.6116 | 9144.6116 | 9144.6116 | 9144.6116 | 9144.6116 | 9144.6116 | 9144.6116 | 9144.6116 | 9144.6116 | 9144.6116 | 9144.6116 | 9144.6116 | 9144.6116 | 9144.6116 | 9144.6116 | 9144.6116 | 0.046046 | 0.093568 | 0.092462 | 0.046786 | 0 | 0 | 0 | 0 | 0 | 0 | 0 | 0 | 0 | 0 | 0 | 0 | 0 | 0 | 0 | 0 | 0 | 0 | 0 | 0 | 0 | 0.046046 | 0.13915 | 0.22997 | 0.2737 | 0.26954 | 0.26499 | 0.25996 | 0.25444 | 0.24852 | 0.24236 | 0.23616 | 0.23002 | 0.22406 | 0.21844 | 0.21333 | 0.20899 | 0.20544 | 0.20243 | 0.20008 | 0.19793 | 0.1967 | 0.19553 | 0.19442 | 0.19336 | 0.19234 | 1262.269 | 2590.9733 | 2590.9733 | 1328.7043 | 0 | 0 | 0 | 0 | 0 | 0 | 0 | 0 | 0 | 0 | 0 | 0 | 0 | 0 | 0 | 0 | 0 | 0 | 0 | 0 | 0 | 1262.269 | 3853.2423 | 6444.2156 | 7772.9199 | 7772.9199 | 7772.9199 | 7772.9199 | 7772.9199 | 7772.9199 | 7772.9199 | 7772.9199 | 7772.9199 | 7772.9199 | 7772.9199 | 7772.9199 | 7772.9199 | 7772.9199 | 7772.9199 | 7772.9199 | 7772.9199 | 7772.9199 | 7772.9199 | 7772.9199 | 7772.9199 | 7772.9199 | 0.046087 | 0.093778 | 0.092808 | 0.047031 | 0 | 0 | 0 | 0 | 0 | 0 | 0 | 0 | 0 | 0 | 0 | 0 | 0 | 0 | 0 | 0 | 0 | 0 | 0 | 0 | 0 | 0.046087 | 0.13947 | 0.23083 | 0.27513 | 0.27139 | 0.26725 | 0.26258 | 0.25742 | 0.25182 | 0.24592 | 0.23991 | 0.23389 | 0.228 | 0.22241 | 0.21731 | 0.21296 | 0.2094 | 0.20639 | 0.20405 | 0.20191 | 0.20066 | 0.19948 | 0.19835 | 0.19727 | 0.19623 | 1262.269 | 2590.9733 | 2590.9733 | 1328.7043 | 0 | 0 | 0 | 0 | 0 | 0 | 0 | 0 | 0 | 0 | 0 | 0 | 0 | 0 | 0 | 0 | 0 | 0 | 0 | 0 | 0 | 1262.269 | 3853.2423 | 6444.2156 | 7772.9199 | 7772.9199 | 7772.9199 | 7772.9199 | 7772.9199 | 7772.9199 | 7772.9199 | 7772.9199 | 7772.9199 | 7772.9199 | 7772.9199 | 7772.9199 | 7772.9199 | 7772.9199 | 7772.9199 | 7772.9199 | 7772.9199 | 7772.9199 | 7772.9199 | 7772.9199 | 7772.9199 | 7772.9199 | 0.046061 | 0.093621 | 0.092545 | 0.046841 | 0 | 0 | 0 | 0 | 0 | 0 | 0 | 0 | 0 | 0 | 0 | 0 | 0 | 0 | 0 | 0 | 0 | 0 | 0 | 0 | 0 | 0.046061 | 0.13923 | 0.23018 | 0.27402 | 0.26998 | 0.26554 | 0.26057 | 0.25512 | 0.24926 | 0.24313 | 0.23692 | 0.23074 | 0.22472 | 0.21902 | 0.21381 | 0.20938 | 0.20574 | 0.20265 | 0.20023 | 0.19799 | 0.19677 | 0.1956 | 0.19449 | 0.19342 | 0.1924 | 1262.269 | 2590.9733 | 2590.9733 | 1328.7043 | 0 | 0 | 0 | 0 | 0 | 0 | 0 | 0 | 0 | 0 | 0 | 0 | 0 | 0 | 0 | 0 | 0 | 0 | 0 | 0 | 0 | 1262.269 | 3853.2423 | 6444.2156 | 7772.9199 | 7772.9199 | 7772.9199 | 7772.9199 | 7772.9199 | 7772.9199 | 7772.9199 | 7772.9199 | 7772.9199 | 7772.9199 | 7772.9199 | 7772.9199 | 7772.9199 | 7772.9199 | 7772.9199 | 7772.9199 | 7772.9199 | 7772.9199 | 7772.9199 | 7772.9199 | 7772.9199 | 7772.9199 | -366.5197 | -369.0255 | -371.3674 | -373.5557 | -375.598 | -377.5001 | -379.266 | -380.8983 | -382.4245 | -383.8664 | -385.2412 | -386.562 | -387.839 | -389.0798 | -390.2902 | -391.4741 | -392.6346 | -393.7148 | -394.7236 | -395.6487 | -396.4977 | -397.2772 | -397.9934 | -398.6517 | -399.257 | 0 | 0 | 0 | 0 | 0 | 0 | 0 | 0 | 0 | 0 | 0 | 0 | 0 | 0 | 0 | 0 | 0 | 0 | 0 | 0 | 0 | 0 | 0 | 0 | 0
OR_Commercial_Interruptible - Miscellaneous_Existing_Water Heating_Natural Gas_Strategic Energy Management_A | OR | Commercial | Interruptible - Miscellaneous | Existing | Water Heating | Natural Gas | Strategic Energy Management | A | OCM899 | No strategic energy management. | Implementation of strategic energy management. | 3 | 0.017887 | 0 | 0 | 0 | 0.02 | 0 | 0 | 0.28365 | 0.25 | sqft | 0% | 77% | Discretionary | RetroEven20_OR | 82.88% | Water Heating | 0% | -383.164 |  | 0 |  | 0 | DL20_COM_SEM-Misc-2021PLN-V4-1 | BEHAV_SEM-All-CPUC-2018_PG-2 | DL20_COM_SEM-Misc-2021PLN-V4-15 | No strategic energy management. | No strategic energy management. | No strategic energy management. | No strategic energy management. | No strategic energy management. | No strategic energy management. | No strategic energy management. | No strategic energy management. | No strategic energy management. | No strategic energy management. | No strategic energy management. | No strategic energy management. | No strategic energy management. | No strategic energy management. | No strategic energy management. | No strategic energy management. | No strategic energy management. | No strategic energy management. | No strategic energy management. | No strategic energy management. | No strategic energy management. | No strategic energy management. | No strategic energy management. | No strategic energy management. | No strategic energy management. | No strategic energy management. | No strategic energy management. | Implementation of strategic energy management. | Implementation of strategic energy management. | Implementation of strategic energy management. | Implementation of strategic energy management. | Implementation of strategic energy management. | Implementation of strategic energy management. | Implementation of strategic energy management. | Implementation of strategic energy management. | Implementation of strategic energy management. | Implementation of strategic energy management. | Implementation of strategic energy management. | Implementation of strategic energy management. | Implementation of strategic energy management. | Implementation of strategic energy management. | Implementation of strategic energy management. | Implementation of strategic energy management. | Implementation of strategic energy management. | Implementation of strategic energy management. | Implementation of strategic energy management. | Implementation of strategic energy management. | Implementation of strategic energy management. | Implementation of strategic energy management. | Implementation of strategic energy management. | Implementation of strategic energy management. | Implementation of strategic energy management. | Implementation of strategic energy management. | Implementation of strategic energy management. | 0 | 0 | 0 | 0 | 0 | 0 | 0 | 0 | 0 | 0 | 0 | 0 | 0 | 0 | 0 | 0 | 0 | 0 | 0 | 0 | 0 | 0 | 0 | 0 | 0 | 0 | 0 | 0 | 0 | 0.016972 | 0.016435 | 0.01594 | 0.015473 | 0.015031 | 0.014606 | 0.014213 | 0.013849 | 0.013506 | 0.013193 | 0.013067 | 0.012976 | 0.012929 | 0.012848 | 0.01279 | 0.012744 | 0.012708 | 0.012676 | 0.012658 | 0.012648 | 0.012643 | 0.012638 | 0.012626 | 0.012624 | 0.012621 | 0.018662 | 0.037093 | 0.035977 | 0.017909 | 0 | 0 | 0 | 0 | 0 | 0 | 0 | 0 | 0 | 0 | 0 | 0 | 0 | 0 | 0 | 0 | 0 | 0 | 0 | 0 | 0 | 0.018662 | 0.055164 | 0.089481 | 0.10477 | 0.10178 | 0.0989 | 0.096238 | 0.093772 | 0.091448 | 0.08933 | 0.088477 | 0.087859 | 0.08754 | 0.086993 | 0.086604 | 0.086293 | 0.086044 | 0.085831 | 0.085707 | 0.085637 | 0.085603 | 0.085576 | 0.085492 | 0.085474 | 0.08546 | 1099.571 | 2257.0141 | 2257.0141 | 1157.4431 | 0 | 0 | 0 | 0 | 0 | 0 | 0 | 0 | 0 | 0 | 0 | 0 | 0 | 0 | 0 | 0 | 0 | 0 | 0 | 0 | 0 | 1099.571 | 3356.5851 | 5613.5991 | 6771.0423 | 6771.0423 | 6771.0423 | 6771.0423 | 6771.0423 | 6771.0423 | 6771.0423 | 6771.0423 | 6771.0423 | 6771.0423 | 6771.0423 | 6771.0423 | 6771.0423 | 6771.0423 | 6771.0423 | 6771.0423 | 6771.0423 | 6771.0423 | 6771.0423 | 6771.0423 | 6771.0423 | 6771.0423 | 0.016036 | 0.032212 | 0.031559 | 0.015864 | 0 | 0 | 0 | 0 | 0 | 0 | 0 | 0 | 0 | 0 | 0 | 0 | 0 | 0 | 0 | 0 | 0 | 0 | 0 | 0 | 0 | 0.016036 | 0.047905 | 0.078493 | 0.092807 | 0.09102 | 0.089276 | 0.087665 | 0.08618 | 0.084817 | 0.083616 | 0.082642 | 0.081888 | 0.081405 | 0.080926 | 0.080581 | 0.080307 | 0.080092 | 0.079919 | 0.079796 | 0.079709 | 0.079647 | 0.079603 | 0.079544 | 0.079529 | 0.079517 | 934.6353 | 1918.462 | 1918.462 | 983.8267 | 0 | 0 | 0 | 0 | 0 | 0 | 0 | 0 | 0 | 0 | 0 | 0 | 0 | 0 | 0 | 0 | 0 | 0 | 0 | 0 | 0 | 934.6353 | 2853.0973 | 4771.5593 | 5755.3859 | 5755.3859 | 5755.3859 | 5755.3859 | 5755.3859 | 5755.3859 | 5755.3859 | 5755.3859 | 5755.3859 | 5755.3859 | 5755.3859 | 5755.3859 | 5755.3859 | 5755.3859 | 5755.3859 | 5755.3859 | 5755.3859 | 5755.3859 | 5755.3859 | 5755.3859 | 5755.3859 | 5755.3859 | 0.016036 | 0.032212 | 0.031559 | 0.015864 | 0 | 0 | 0 | 0 | 0 | 0 | 0 | 0 | 0 | 0 | 0 | 0 | 0 | 0 | 0 | 0 | 0 | 0 | 0 | 0 | 0 | 0.016036 | 0.047905 | 0.078493 | 0.092807 | 0.09102 | 0.089276 | 0.087665 | 0.08618 | 0.084817 | 0.083616 | 0.082642 | 0.081888 | 0.081405 | 0.080926 | 0.080581 | 0.080307 | 0.080092 | 0.079919 | 0.079796 | 0.079709 | 0.079647 | 0.079603 | 0.079544 | 0.079529 | 0.079517 | 934.6353 | 1918.462 | 1918.462 | 983.8267 | 0 | 0 | 0 | 0 | 0 | 0 | 0 | 0 | 0 | 0 | 0 | 0 | 0 | 0 | 0 | 0 | 0 | 0 | 0 | 0 | 0 | 934.6353 | 2853.0973 | 4771.5593 | 5755.3859 | 5755.3859 | 5755.3859 | 5755.3859 | 5755.3859 | 5755.3859 | 5755.3859 | 5755.3859 | 5755.3859 | 5755.3859 | 5755.3859 | 5755.3859 | 5755.3859 | 5755.3859 | 5755.3859 | 5755.3859 | 5755.3859 | 5755.3859 | 5755.3859 | 5755.3859 | 5755.3859 | 5755.3859 | 0.016036 | 0.032212 | 0.031559 | 0.015864 | 0 | 0 | 0 | 0 | 0 | 0 | 0 | 0 | 0 | 0 | 0 | 0 | 0 | 0 | 0 | 0 | 0 | 0 | 0 | 0 | 0 | 0.016036 | 0.047905 | 0.078493 | 0.092807 | 0.09102 | 0.089276 | 0.087665 | 0.08618 | 0.084817 | 0.083616 | 0.082642 | 0.081888 | 0.081405 | 0.080926 | 0.080581 | 0.080307 | 0.080092 | 0.079919 | 0.079796 | 0.079709 | 0.079647 | 0.079603 | 0.079544 | 0.079529 | 0.079517 | 934.6353 | 1918.462 | 1918.462 | 983.8267 | 0 | 0 | 0 | 0 | 0 | 0 | 0 | 0 | 0 | 0 | 0 | 0 | 0 | 0 | 0 | 0 | 0 | 0 | 0 | 0 | 0 | 934.6353 | 2853.0973 | 4771.5593 | 5755.3859 | 5755.3859 | 5755.3859 | 5755.3859 | 5755.3859 | 5755.3859 | 5755.3859 | 5755.3859 | 5755.3859 | 5755.3859 | 5755.3859 | 5755.3859 | 5755.3859 | 5755.3859 | 5755.3859 | 5755.3859 | 5755.3859 | 5755.3859 | 5755.3859 | 5755.3859 | 5755.3859 | 5755.3859 | -366.5197 | -369.0255 | -371.3674 | -373.5557 | -375.598 | -377.5001 | -379.266 | -380.8983 | -382.4245 | -383.8664 | -385.2412 | -386.562 | -387.839 | -389.0798 | -390.2902 | -391.4741 | -392.6346 | -393.7148 | -394.7236 | -395.6487 | -396.4977 | -397.2772 | -397.9934 | -398.6517 | -399.257 | 0 | 0 | 0 | 0 | 0 | 0 | 0 | 0 | 0 | 0 | 0 | 0 | 0 | 0 | 0 | 0 | 0 | 0 | 0 | 0 | 0 | 0 | 0 | 0 | 0
OR_Commercial_Interruptible - Miscellaneous_Existing_Space Heating_Natural Gas_Retrocommissioning_A | OR | Commercial | Interruptible - Miscellaneous | Existing | Space Heating | Natural Gas | Retrocommissioning | A | OCM900 | No retro commissioning. | Periodic recommissioning of building systems. | 3 | 0.042149 | 0 | 0 | 0.13 | 0.02 | 0 | 0 | 0.28365 | 0.25 | sqft | 10% | 86.67% | Discretionary | RetroEven20_OR | 82.88% | Space Heating | 0% | 593.3563 |  | 416.8922 |  | 0 | COM_RCX-HVAC-AEG-1 | COM_RCX-Heating-7PLN-v5-18 | COM_RCX-HVAC-AEG-1 | No retro commissioning. | No retro commissioning. | No retro commissioning. | No retro commissioning. | No retro commissioning. | No retro commissioning. | No retro commissioning. | No retro commissioning. | No retro commissioning. | No retro commissioning. | No retro commissioning. | No retro commissioning. | No retro commissioning. | No retro commissioning. | No retro commissioning. | No retro commissioning. | No retro commissioning. | No retro commissioning. | No retro commissioning. | No retro commissioning. | No retro commissioning. | No retro commissioning. | No retro commissioning. | No retro commissioning. | No retro commissioning. | No retro commissioning. | No retro commissioning. | Periodic recommissioning of building systems. | Periodic recommissioning of building systems. | Periodic recommissioning of building systems. | Periodic recommissioning of building systems. | Periodic recommissioning of building systems. | Periodic recommissioning of building systems. | Periodic recommissioning of building systems. | Periodic recommissioning of building systems. | Periodic recommissioning of building systems. | Periodic recommissioning of building systems. | Periodic recommissioning of building systems. | Periodic recommissioning of building systems. | Periodic recommissioning of building systems. | Periodic recommissioning of building systems. | Periodic recommissioning of building systems. | Periodic recommissioning of building systems. | Periodic recommissioning of building systems. | Periodic recommissioning of building systems. | Periodic recommissioning of building systems. | Periodic recommissioning of building systems. | Periodic recommissioning of building systems. | Periodic recommissioning of building systems. | Periodic recommissioning of building systems. | Periodic recommissioning of building systems. | Periodic recommissioning of building systems. | Periodic recommissioning of building systems. | Periodic recommissioning of building systems. | 0.13 | 0.13 | 0.13 | 0.13 | 0.13 | 0.13 | 0.13 | 0.13 | 0.13 | 0.13 | 0.13 | 0.13 | 0.13 | 0.13 | 0.13 | 0.13 | 0.13 | 0.13 | 0.13 | 0.13 | 0.13 | 0.13 | 0.13 | 0.13 | 0.13 | 0.13 | 0.13 | 0 | 0 | 0.044444 | 0.043672 | 0.042792 | 0.041897 | 0.04097 | 0.039986 | 0.038926 | 0.037794 | 0.036606 | 0.035389 | 0.034182 | 0.033 | 0.031865 | 0.030799 | 0.029832 | 0.029 | 0.028307 | 0.027707 | 0.027219 | 0.026763 | 0.026457 | 0.026162 | 0.025876 | 0.025609 | 0.025351 | 0.065715 | 0.13254 | 0.12987 | 0.065209 | 1.8631e-17 | 0 | 3.5403e-17 | 0 | 0 | 0 | 0 | 0 | 0 | 0 | 0 | 0 | 0 | 0 | 0 | 0 | 0 | 0 | 0 | 0 | 0 | 0.065715 | 0.19712 | 0.32302 | 0.38147 | 0.37304 | 0.36408 | 0.35442 | 0.34411 | 0.3333 | 0.32222 | 0.31123 | 0.30047 | 0.29013 | 0.28043 | 0.27162 | 0.26405 | 0.25774 | 0.25228 | 0.24783 | 0.24368 | 0.2409 | 0.23821 | 0.2356 | 0.23317 | 0.23082 | 1478.5937 | 3035.0082 | 3035.0082 | 1556.4145 | 4.5475e-13 | 0 | 9.0949e-13 | 0 | 0 | 0 | 0 | 0 | 0 | 0 | 0 | 0 | 0 | 0 | 0 | 0 | 0 | 0 | 0 | 0 | 0 | 1478.5937 | 4513.6019 | 7548.6101 | 9105.0246 | 9105.0246 | 9105.0246 | 9105.0246 | 9105.0246 | 9105.0246 | 9105.0246 | 9105.0246 | 9105.0246 | 9105.0246 | 9105.0246 | 9105.0246 | 9105.0246 | 9105.0246 | 9105.0246 | 9105.0246 | 9105.0246 | 9105.0246 | 9105.0246 | 9105.0246 | 9105.0246 | 9105.0246 | 0.05625 | 0.11412 | 0.11258 | 0.056918 | 1.9268e-17 | 0 | 1.8583e-17 | 0 | 0 | 0 | 0 | 0 | 0 | 0 | 0 | 0 | 0 | 0 | 0 | 0 | 0 | 0 | 0 | 0 | 0 | 0.05625 | 0.16971 | 0.28001 | 0.33297 | 0.32791 | 0.32238 | 0.31626 | 0.30954 | 0.30235 | 0.29485 | 0.2873 | 0.27983 | 0.27258 | 0.26574 | 0.25953 | 0.25425 | 0.24993 | 0.24627 | 0.24342 | 0.24079 | 0.2393 | 0.23788 | 0.23653 | 0.23524 | 0.234 | 1256.8047 | 2579.757 | 2579.757 | 1322.9523 | 4.5475e-13 | 0 | 4.5475e-13 | 0 | 0 | 0 | 0 | 0 | 0 | 0 | 0 | 0 | 0 | 0 | 0 | 0 | 0 | 0 | 0 | 0 | 0 | 1256.8047 | 3836.5616 | 6416.3186 | 7739.2709 | 7739.2709 | 7739.2709 | 7739.2709 | 7739.2709 | 7739.2709 | 7739.2709 | 7739.2709 | 7739.2709 | 7739.2709 | 7739.2709 | 7739.2709 | 7739.2709 | 7739.2709 | 7739.2709 | 7739.2709 | 7739.2709 | 7739.2709 | 7739.2709 | 7739.2709 | 7739.2709 | 7739.2709 | 0.0563 | 0.11437 | 0.113 | 0.057217 | 1.94e-17 | 0 | 1.877e-17 | 0 | 0 | 0 | 0 | 0 | 0 | 0 | 0 | 0 | 0 | 0 | 0 | 0 | 0 | 0 | 0 | 0 | 0 | 0.0563 | 0.17009 | 0.28106 | 0.33472 | 0.33016 | 0.32513 | 0.31945 | 0.31317 | 0.30636 | 0.29918 | 0.29187 | 0.28454 | 0.27738 | 0.27058 | 0.26437 | 0.25908 | 0.25475 | 0.25108 | 0.24824 | 0.24563 | 0.24412 | 0.24268 | 0.2413 | 0.23999 | 0.23873 | 1256.8047 | 2579.757 | 2579.757 | 1322.9523 | 4.5475e-13 | 0 | 4.5475e-13 | 0 | 0 | 0 | 0 | 0 | 0 | 0 | 0 | 0 | 0 | 0 | 0 | 0 | 0 | 0 | 0 | 0 | 0 | 1256.8047 | 3836.5616 | 6416.3186 | 7739.2709 | 7739.2709 | 7739.2709 | 7739.2709 | 7739.2709 | 7739.2709 | 7739.2709 | 7739.2709 | 7739.2709 | 7739.2709 | 7739.2709 | 7739.2709 | 7739.2709 | 7739.2709 | 7739.2709 | 7739.2709 | 7739.2709 | 7739.2709 | 7739.2709 | 7739.2709 | 7739.2709 | 7739.2709 | 0.056268 | 0.11418 | 0.11268 | 0.056986 | 1.9299e-17 | 0 | 1.8627e-17 | 0 | 0 | 0 | 0 | 0 | 0 | 0 | 0 | 0 | 0 | 0 | 0 | 0 | 0 | 0 | 0 | 0 | 0 | 0.056268 | 0.16981 | 0.28026 | 0.33337 | 0.32845 | 0.32304 | 0.317 | 0.31038 | 0.30325 | 0.29578 | 0.28823 | 0.28072 | 0.27339 | 0.26645 | 0.26012 | 0.25473 | 0.2503 | 0.24654 | 0.24359 | 0.24087 | 0.23938 | 0.23796 | 0.23661 | 0.23531 | 0.23407 | 1256.8047 | 2579.757 | 2579.757 | 1322.9523 | 4.5475e-13 | 0 | 4.5475e-13 | 0 | 0 | 0 | 0 | 0 | 0 | 0 | 0 | 0 | 0 | 0 | 0 | 0 | 0 | 0 | 0 | 0 | 0 | 1256.8047 | 3836.5616 | 6416.3186 | 7739.2709 | 7739.2709 | 7739.2709 | 7739.2709 | 7739.2709 | 7739.2709 | 7739.2709 | 7739.2709 | 7739.2709 | 7739.2709 | 7739.2709 | 7739.2709 | 7739.2709 | 7739.2709 | 7739.2709 | 7739.2709 | 7739.2709 | 7739.2709 | 7739.2709 | 7739.2709 | 7739.2709 | 7739.2709 | 567.5814 | 571.4619 | 575.0885 | 578.4772 | 581.6399 | 584.5855 | 587.32 | 589.8477 | 592.2111 | 594.4441 | 596.5731 | 598.6184 | 600.5959 | 602.5174 | 604.3917 | 606.2252 | 608.0222 | 609.695 | 611.2572 | 612.6898 | 614.0045 | 615.2116 | 616.3207 | 617.3401 | 618.2775 | 398.7828 | 401.5092 | 404.0573 | 406.4381 | 408.6603 | 410.7298 | 412.6511 | 414.427 | 416.0876 | 417.6565 | 419.1523 | 420.5894 | 421.9788 | 423.3288 | 424.6457 | 425.9339 | 427.1965 | 428.3718 | 429.4694 | 430.4759 | 431.3996 | 432.2478 | 433.027 | 433.7433 | 434.4019
OR_Commercial_Interruptible - Miscellaneous_Existing_Water Heating_Natural Gas_Retrocommissioning_A | OR | Commercial | Interruptible - Miscellaneous | Existing | Water Heating | Natural Gas | Retrocommissioning | A | OCM901 | No retro commissioning. | Periodic recommissioning of building systems. | 3 | 0.021963 | 0 | 0 | 0.13 | 0.02 | 0 | 0 | 0.28365 | 0.25 | sqft | 10% | 86.67% | Discretionary | RetroEven20_OR | 82.88% | Water Heating | 0% | 593.3563 |  | 416.8922 |  | 0 | COM_RCX-HVAC-AEG-1 | COM_RCX-Heating-7PLN-v5-18 | COM_RCX-HVAC-AEG-1 | No retro commissioning. | No retro commissioning. | No retro commissioning. | No retro commissioning. | No retro commissioning. | No retro commissioning. | No retro commissioning. | No retro commissioning. | No retro commissioning. | No retro commissioning. | No retro commissioning. | No retro commissioning. | No retro commissioning. | No retro commissioning. | No retro commissioning. | No retro commissioning. | No retro commissioning. | No retro commissioning. | No retro commissioning. | No retro commissioning. | No retro commissioning. | No retro commissioning. | No retro commissioning. | No retro commissioning. | No retro commissioning. | No retro commissioning. | No retro commissioning. | Periodic recommissioning of building systems. | Periodic recommissioning of building systems. | Periodic recommissioning of building systems. | Periodic recommissioning of building systems. | Periodic recommissioning of building systems. | Periodic recommissioning of building systems. | Periodic recommissioning of building systems. | Periodic recommissioning of building systems. | Periodic recommissioning of building systems. | Periodic recommissioning of building systems. | Periodic recommissioning of building systems. | Periodic recommissioning of building systems. | Periodic recommissioning of building systems. | Periodic recommissioning of building systems. | Periodic recommissioning of building systems. | Periodic recommissioning of building systems. | Periodic recommissioning of building systems. | Periodic recommissioning of building systems. | Periodic recommissioning of building systems. | Periodic recommissioning of building systems. | Periodic recommissioning of building systems. | Periodic recommissioning of building systems. | Periodic recommissioning of building systems. | Periodic recommissioning of building systems. | Periodic recommissioning of building systems. | Periodic recommissioning of building systems. | Periodic recommissioning of building systems. | 0.13 | 0.13 | 0.13 | 0.13 | 0.13 | 0.13 | 0.13 | 0.13 | 0.13 | 0.13 | 0.13 | 0.13 | 0.13 | 0.13 | 0.13 | 0.13 | 0.13 | 0.13 | 0.13 | 0.13 | 0.13 | 0.13 | 0.13 | 0.13 | 0.13 | 0.13 | 0.13 | 0 | 0 | 0.020778 | 0.02003 | 0.01933 | 0.018677 | 0.018069 | 0.017474 | 0.016913 | 0.01639 | 0.015901 | 0.015463 | 0.015267 | 0.015128 | 0.015073 | 0.014979 | 0.014912 | 0.014858 | 0.014815 | 0.014779 | 0.014757 | 0.014745 | 0.014739 | 0.014735 | 0.01472 | 0.014717 | 0.014715 | 0.022748 | 0.045013 | 0.043439 | 0.021524 | 0 | 0 | 0 | 0 | 0 | 0 | 0 | 0 | 0 | 0 | 0 | 0 | 0 | 0 | 0 | 0 | 0 | 0 | 0 | 0 | 0 | 0.022748 | 0.066942 | 0.10804 | 0.12592 | 0.12182 | 0.1178 | 0.11402 | 0.11049 | 0.1072 | 0.10425 | 0.10292 | 0.10199 | 0.10162 | 0.10098 | 0.10053 | 0.10017 | 0.099881 | 0.099634 | 0.099491 | 0.099409 | 0.099369 | 0.099338 | 0.09924 | 0.09922 | 0.099204 | 1094.8109 | 2247.2435 | 2247.2435 | 1152.4325 | 0 | 0 | 0 | 0 | 0 | 0 | 0 | 0 | 0 | 0 | 0 | 0 | 0 | 0 | 0 | 0 | 0 | 0 | 0 | 0 | 0 | 1094.8109 | 3342.0544 | 5589.2979 | 6741.7304 | 6741.7304 | 6741.7304 | 6741.7304 | 6741.7304 | 6741.7304 | 6741.7304 | 6741.7304 | 6741.7304 | 6741.7304 | 6741.7304 | 6741.7304 | 6741.7304 | 6741.7304 | 6741.7304 | 6741.7304 | 6741.7304 | 6741.7304 | 6741.7304 | 6741.7304 | 6741.7304 | 6741.7304 | 0.019556 | 0.039133 | 0.038176 | 0.019116 | 0 | 0 | 0 | 0 | 0 | 0 | 0 | 0 | 0 | 0 | 0 | 0 | 0 | 0 | 0 | 0 | 0 | 0 | 0 | 0 | 0 | 0.019556 | 0.058198 | 0.094952 | 0.11183 | 0.10929 | 0.10676 | 0.10436 | 0.10212 | 0.10006 | 0.098273 | 0.096864 | 0.095809 | 0.095244 | 0.094684 | 0.09428 | 0.093959 | 0.093708 | 0.093506 | 0.093362 | 0.09326 | 0.093188 | 0.093136 | 0.093066 | 0.093049 | 0.093035 | 930.5893 | 1910.1569 | 1910.1569 | 979.5677 | 0 | 0 | 0 | 0 | 0 | 0 | 0 | 0 | 0 | 0 | 0 | 0 | 0 | 0 | 0 | 0 | 0 | 0 | 0 | 0 | 0 | 930.5893 | 2840.7462 | 4750.9032 | 5730.4708 | 5730.4708 | 5730.4708 | 5730.4708 | 5730.4708 | 5730.4708 | 5730.4708 | 5730.4708 | 5730.4708 | 5730.4708 | 5730.4708 | 5730.4708 | 5730.4708 | 5730.4708 | 5730.4708 | 5730.4708 | 5730.4708 | 5730.4708 | 5730.4708 | 5730.4708 | 5730.4708 | 5730.4708 | 0.01956 | 0.039151 | 0.038205 | 0.019137 | 0 | 0 | 0 | 0 | 0 | 0 | 0 | 0 | 0 | 0 | 0 | 0 | 0 | 0 | 0 | 0 | 0 | 0 | 0 | 0 | 0 | 0.01956 | 0.058224 | 0.095023 | 0.11195 | 0.10946 | 0.10697 | 0.10462 | 0.10242 | 0.10041 | 0.098661 | 0.097258 | 0.096199 | 0.095632 | 0.09507 | 0.094664 | 0.094342 | 0.09409 | 0.093887 | 0.093742 | 0.09364 | 0.093567 | 0.093515 | 0.093445 | 0.093428 | 0.093414 | 930.5893 | 1910.1569 | 1910.1569 | 979.5677 | 0 | 0 | 0 | 0 | 0 | 0 | 0 | 0 | 0 | 0 | 0 | 0 | 0 | 0 | 0 | 0 | 0 | 0 | 0 | 0 | 0 | 930.5893 | 2840.7462 | 4750.9032 | 5730.4708 | 5730.4708 | 5730.4708 | 5730.4708 | 5730.4708 | 5730.4708 | 5730.4708 | 5730.4708 | 5730.4708 | 5730.4708 | 5730.4708 | 5730.4708 | 5730.4708 | 5730.4708 | 5730.4708 | 5730.4708 | 5730.4708 | 5730.4708 | 5730.4708 | 5730.4708 | 5730.4708 | 5730.4708 | 0.01959 | 0.039285 | 0.038426 | 0.0193 | 0 | 0 | 0 | 0 | 0 | 0 | 0 | 0 | 0 | 0 | 0 | 0 | 0 | 0 | 0 | 0 | 0 | 0 | 0 | 0 | 0 | 0.01959 | 0.058425 | 0.095572 | 0.1129 | 0.11039 | 0.10789 | 0.10552 | 0.10331 | 0.10128 | 0.099518 | 0.098106 | 0.097039 | 0.096364 | 0.09575 | 0.095342 | 0.095018 | 0.094763 | 0.094559 | 0.094413 | 0.09431 | 0.094237 | 0.094185 | 0.094114 | 0.094097 | 0.094082 | 930.5893 | 1910.1569 | 1910.1569 | 979.5677 | 0 | 0 | 0 | 0 | 0 | 0 | 0 | 0 | 0 | 0 | 0 | 0 | 0 | 0 | 0 | 0 | 0 | 0 | 0 | 0 | 0 | 930.5893 | 2840.7462 | 4750.9032 | 5730.4708 | 5730.4708 | 5730.4708 | 5730.4708 | 5730.4708 | 5730.4708 | 5730.4708 | 5730.4708 | 5730.4708 | 5730.4708 | 5730.4708 | 5730.4708 | 5730.4708 | 5730.4708 | 5730.4708 | 5730.4708 | 5730.4708 | 5730.4708 | 5730.4708 | 5730.4708 | 5730.4708 | 5730.4708 | 567.5814 | 571.4619 | 575.0885 | 578.4772 | 581.6399 | 584.5855 | 587.32 | 589.8477 | 592.2111 | 594.4441 | 596.5731 | 598.6184 | 600.5959 | 602.5174 | 604.3917 | 606.2252 | 608.0222 | 609.695 | 611.2572 | 612.6898 | 614.0045 | 615.2116 | 616.3207 | 617.3401 | 618.2775 | 398.7828 | 401.5092 | 404.0573 | 406.4381 | 408.6603 | 410.7298 | 412.6511 | 414.427 | 416.0876 | 417.6565 | 419.1523 | 420.5894 | 421.9788 | 423.3288 | 424.6457 | 425.9339 | 427.1965 | 428.3718 | 429.4694 | 430.4759 | 431.3996 | 432.2478 | 433.027 | 433.7433 | 434.4019
OR_Commercial_Interruptible - Miscellaneous_New_Space Heating_Natural Gas_Insulation - Ceiling_A | OR | Commercial | Interruptible - Miscellaneous | New | Space Heating | Natural Gas | Insulation - Ceiling | A | OCM902 | R-13 | R-38 | 22 | 0 | 0 | 0 | 0.79 | 0 | 0 | 0 | 0.24319 | 0.25 | sqft roof | 0% | 0% | Discretionary | Retro1Slow_OR | 84.23% | Space Heating | 0% | 0 |  | 0 |  | 0 | Avista TRM | Avista TRM | Avista TRM | R-13 | R-13 | R-13 | R-13 | R-13 | R-13 | R-13 | R-13 | R-13 | R-13 | R-13 | R-13 | R-13 | R-13 | R-13 | R-13 | R-13 | R-13 | R-13 | R-13 | R-13 | R-13 | R-13 | R-13 | R-13 | R-13 | R-13 | R-38 | R-38 | R-38 | R-38 | R-38 | R-38 | R-38 | R-38 | R-38 | R-38 | R-38 | R-38 | R-38 | R-38 | R-38 | R-38 | R-38 | R-38 | R-38 | R-38 | R-38 | R-38 | R-38 | R-38 | R-38 | R-38 | R-38 | 0.79 | 0.79 | 0.79 | 0.79 | 0.79 | 0.79 | 0.79 | 0.79 | 0.79 | 0.79 | 0.79 | 0.79 | 0.79 | 0.79 | 0.79 | 0.79 | 0.79 | 0.79 | 0.79 | 0.79 | 0.79 | 0.79 | 0.79 | 0.79 | 0.79 | 0.79 | 0.79 | 0 | 0 | 0 | 0 | 0 | 0 | 0 | 0 | 0 | 0 | 0 | 0 | 0 | 0 | 0 | 0 | 0 | 0 | 0 | 0 | 0 | 0 | 0 | 0 | 0 | 0 | 0 | 0 | 0 | 0 | 0 | 0 | 0 | 0 | 0 | 0 | 0 | 0 | 0 | 0 | 0 | 0 | 0 | 0 | 0 | 0 | 0 | 0 | 0 | 0 | 0 | 0 | 0 | 0 | 0 | 0 | 0 | 0 | 0 | 0 | 0 | 0 | 0 | 0 | 0 | 0 | 0 | 0 | 0 | 0 | 0 | 0 | 0 | 0 | 0 | 0 | 0 | 0 | 0 | 0 | 0 | 0 | 0 | 0 | 0 | 0 | 0 | 0 | 0 | 0 | 0 | 0 | 0 | 0 | 0 | 0 | 0 | 0 | 0 | 0 | 0 | 0 | 0 | 0 | 0 | 0 | 0 | 0 | 0 | 0 | 0 | 0 | 0 | 0 | 0 | 0 | 0 | 0 | 0 | 0 | 0 | 0 | 0 | 0 | 0 | 0 | 0 | 0 | 0 | 0 | 0 | 0 | 0 | 0 | 0 | 0 | 0 | 0 | 0 | 0 | 0 | 0 | 0 | 0 | 0 | 0 | 0 | 0 | 0 | 0 | 0 | 0 | 0 | 0 | 0 | 0 | 0 | 0 | 0 | 0 | 0 | 0 | 0 | 0 | 0 | 0 | 0 | 0 | 0 | 0 | 0 | 0 | 0 | 0 | 0 | 0 | 0 | 0 | 0 | 0 | 0 | 0 | 0 | 0 | 0 | 0 | 0 | 0 | 0 | 0 | 0 | 0 | 0 | 0 | 0 | 0 | 0 | 0 | 0 | 0 | 0 | 0 | 0 | 0 | 0 | 0 | 0 | 0 | 0 | 0 | 0 | 0 | 0 | 0 | 0 | 0 | 0 | 0 | 0 | 0 | 0 | 0 | 0 | 0 | 0 | 0 | 0 | 0 | 0 | 0 | 0 | 0 | 0 | 0 | 0 | 0 | 0 | 0 | 0 | 0 | 0 | 0 | 0 | 0 | 0 | 0 | 0 | 0 | 0 | 0 | 0 | 0 | 0 | 0 | 0 | 0 | 0 | 0 | 0 | 0 | 0 | 0 | 0 | 0 | 0 | 0 | 0 | 0 | 0 | 0 | 0 | 0 | 0 | 0 | 0 | 0 | 0 | 0 | 0 | 0 | 0 | 0 | 0 | 0 | 0 | 0 | 0 | 0 | 0 | 0 | 0 | 0 | 0 | 0 | 0 | 0 | 0 | 0 | 0 | 0 | 0 | 0 | 0 | 0 | 0 | 0 | 0 | 0 | 0 | 0 | 0 | 0 | 0 | 0 | 0 | 0 | 0 | 0 | 0 | 0 | 0 | 0 | 0 | 0 | 0 | 0 | 0 | 0 | 0 | 0 | 0 | 0 | 0 | 0 | 0 | 0 | 0 | 0 | 0 | 0 | 0 | 0 | 0 | 0 | 0 | 0 | 0 | 0 | 0 | 0 | 0 | 0 | 0 | 0 | 0 | 0 | 0 | 0 | 0 | 0 | 0 | 0 | 0 | 0 | 0 | 0 | 0 | 0 | 0 | 0 | 0 | 0 | 0 | 0 | 0 | 0 | 0 | 0 | 0 | 0 | 0 | 0 | 0 | 0 | 0 | 0 | 0 | 0 | 0 | 0 | 0 | 0 | 0 | 0 | 0 | 0 | 0 | 0 | 0 | 0 | 0 | 0 | 0 | 0 | 0 | 0 | 0 | 0 | 0 | 0 | 0 | 0 | 0 | 0 | 0 | 0 | 0 | 0 | 0 | 0 | 0 | 0 | 0 | 0 | 0 | 0 | 0 | 0 | 0 | 0 | 0 | 0 | 0 | 0 | 0 | 0 | 0 | 0 | 0 | 0 | 0 | 0 | 0 | 0 | 0 | 0 | 0 | 0 | 0 | 0 | 0 | 0 | 0 | 0 | 0 | 0 | 0 | 0 | 0 | 0 | 0 | 0 | 0 | 0 | 0 | 0 | 0 | 0 | 0 | 0 | 0 | 0 | 0 | 0 | 0 | 0 | 0
OR_Commercial_Interruptible - Miscellaneous_New_Space Heating_Natural Gas_Insulation - Ducting_A | OR | Commercial | Interruptible - Miscellaneous | New | Space Heating | Natural Gas | Insulation - Ducting | A | OCM903 | R-4 | R-8 | 20 | 0 | 0 | 0 | 0.96 | 0 | 0 | 0 | 0.24319 | 0.25 | sqft duct | 0% | 0% | Discretionary | Retro1Slow_OR | 84.23% | Central Systems | 0% | 0 |  | 0 |  | 0 | INS_DCT-All-DEER-1 | INS_DCT-All-DEER-1 | Building Energy Simulation Tool | R-4 | R-4 | R-4 | R-4 | R-4 | R-4 | R-4 | R-4 | R-4 | R-4 | R-4 | R-4 | R-4 | R-4 | R-4 | R-4 | R-4 | R-4 | R-4 | R-4 | R-4 | R-4 | R-4 | R-4 | R-4 | R-4 | R-4 | R-8 | R-8 | R-8 | R-8 | R-8 | R-8 | R-8 | R-8 | R-8 | R-8 | R-8 | R-8 | R-8 | R-8 | R-8 | R-8 | R-8 | R-8 | R-8 | R-8 | R-8 | R-8 | R-8 | R-8 | R-8 | R-8 | R-8 | 0.96 | 0.96 | 0.96 | 0.96 | 0.96 | 0.96 | 0.96 | 0.96 | 0.96 | 0.96 | 0.96 | 0.96 | 0.96 | 0.96 | 0.96 | 0.96 | 0.96 | 0.96 | 0.96 | 0.96 | 0.96 | 0.96 | 0.96 | 0.96 | 0.96 | 0.96 | 0.96 | 0 | 0 | 0 | 0 | 0 | 0 | 0 | 0 | 0 | 0 | 0 | 0 | 0 | 0 | 0 | 0 | 0 | 0 | 0 | 0 | 0 | 0 | 0 | 0 | 0 | 0 | 0 | 0 | 0 | 0 | 0 | 0 | 0 | 0 | 0 | 0 | 0 | 0 | 0 | 0 | 0 | 0 | 0 | 0 | 0 | 0 | 0 | 0 | 0 | 0 | 0 | 0 | 0 | 0 | 0 | 0 | 0 | 0 | 0 | 0 | 0 | 0 | 0 | 0 | 0 | 0 | 0 | 0 | 0 | 0 | 0 | 0 | 0 | 0 | 0 | 0 | 0 | 0 | 0 | 0 | 0 | 0 | 0 | 0 | 0 | 0 | 0 | 0 | 0 | 0 | 0 | 0 | 0 | 0 | 0 | 0 | 0 | 0 | 0 | 0 | 0 | 0 | 0 | 0 | 0 | 0 | 0 | 0 | 0 | 0 | 0 | 0 | 0 | 0 | 0 | 0 | 0 | 0 | 0 | 0 | 0 | 0 | 0 | 0 | 0 | 0 | 0 | 0 | 0 | 0 | 0 | 0 | 0 | 0 | 0 | 0 | 0 | 0 | 0 | 0 | 0 | 0 | 0 | 0 | 0 | 0 | 0 | 0 | 0 | 0 | 0 | 0 | 0 | 0 | 0 | 0 | 0 | 0 | 0 | 0 | 0 | 0 | 0 | 0 | 0 | 0 | 0 | 0 | 0 | 0 | 0 | 0 | 0 | 0 | 0 | 0 | 0 | 0 | 0 | 0 | 0 | 0 | 0 | 0 | 0 | 0 | 0 | 0 | 0 | 0 | 0 | 0 | 0 | 0 | 0 | 0 | 0 | 0 | 0 | 0 | 0 | 0 | 0 | 0 | 0 | 0 | 0 | 0 | 0 | 0 | 0 | 0 | 0 | 0 | 0 | 0 | 0 | 0 | 0 | 0 | 0 | 0 | 0 | 0 | 0 | 0 | 0 | 0 | 0 | 0 | 0 | 0 | 0 | 0 | 0 | 0 | 0 | 0 | 0 | 0 | 0 | 0 | 0 | 0 | 0 | 0 | 0 | 0 | 0 | 0 | 0 | 0 | 0 | 0 | 0 | 0 | 0 | 0 | 0 | 0 | 0 | 0 | 0 | 0 | 0 | 0 | 0 | 0 | 0 | 0 | 0 | 0 | 0 | 0 | 0 | 0 | 0 | 0 | 0 | 0 | 0 | 0 | 0 | 0 | 0 | 0 | 0 | 0 | 0 | 0 | 0 | 0 | 0 | 0 | 0 | 0 | 0 | 0 | 0 | 0 | 0 | 0 | 0 | 0 | 0 | 0 | 0 | 0 | 0 | 0 | 0 | 0 | 0 | 0 | 0 | 0 | 0 | 0 | 0 | 0 | 0 | 0 | 0 | 0 | 0 | 0 | 0 | 0 | 0 | 0 | 0 | 0 | 0 | 0 | 0 | 0 | 0 | 0 | 0 | 0 | 0 | 0 | 0 | 0 | 0 | 0 | 0 | 0 | 0 | 0 | 0 | 0 | 0 | 0 | 0 | 0 | 0 | 0 | 0 | 0 | 0 | 0 | 0 | 0 | 0 | 0 | 0 | 0 | 0 | 0 | 0 | 0 | 0 | 0 | 0 | 0 | 0 | 0 | 0 | 0 | 0 | 0 | 0 | 0 | 0 | 0 | 0 | 0 | 0 | 0 | 0 | 0 | 0 | 0 | 0 | 0 | 0 | 0 | 0 | 0 | 0 | 0 | 0 | 0 | 0 | 0 | 0 | 0 | 0 | 0 | 0 | 0 | 0 | 0 | 0 | 0 | 0 | 0 | 0 | 0 | 0 | 0 | 0 | 0 | 0 | 0 | 0 | 0 | 0 | 0 | 0 | 0 | 0 | 0 | 0 | 0 | 0 | 0 | 0 | 0 | 0 | 0 | 0 | 0 | 0 | 0 | 0 | 0 | 0 | 0 | 0 | 0 | 0 | 0 | 0 | 0 | 0 | 0 | 0 | 0 | 0 | 0 | 0 | 0 | 0 | 0 | 0 | 0 | 0 | 0 | 0 | 0 | 0 | 0 | 0 | 0 | 0
OR_Commercial_Interruptible - Miscellaneous_New_Space Heating_Natural Gas_Insulation - Wall Cavity_A | OR | Commercial | Interruptible - Miscellaneous | New | Space Heating | Natural Gas | Insulation - Wall Cavity | A | OCM904 | R-9 | R-23 | 22 | 0 | 0 | 0 | 0.67 | 0 | 0 | 0 | 0.24319 | 0.25 | sqft wall | 0% | 0% | Discretionary | Retro1Slow_OR | 84.23% | Space Heating | 0% | 0 |  | 0 |  | 0 | Avista TRM | Avista TRM | Avista TRM | R-9 | R-9 | R-9 | R-9 | R-9 | R-9 | R-9 | R-9 | R-9 | R-9 | R-9 | R-9 | R-9 | R-9 | R-9 | R-9 | R-9 | R-9 | R-9 | R-9 | R-9 | R-9 | R-9 | R-9 | R-9 | R-9 | R-9 | R-23 | R-23 | R-23 | R-23 | R-23 | R-23 | R-23 | R-23 | R-23 | R-23 | R-23 | R-23 | R-23 | R-23 | R-23 | R-23 | R-23 | R-23 | R-23 | R-23 | R-23 | R-23 | R-23 | R-23 | R-23 | R-23 | R-23 | 0.67 | 0.67 | 0.67 | 0.67 | 0.67 | 0.67 | 0.67 | 0.67 | 0.67 | 0.67 | 0.67 | 0.67 | 0.67 | 0.67 | 0.67 | 0.67 | 0.67 | 0.67 | 0.67 | 0.67 | 0.67 | 0.67 | 0.67 | 0.67 | 0.67 | 0.67 | 0.67 | 0 | 0 | 0 | 0 | 0 | 0 | 0 | 0 | 0 | 0 | 0 | 0 | 0 | 0 | 0 | 0 | 0 | 0 | 0 | 0 | 0 | 0 | 0 | 0 | 0 | 0 | 0 | 0 | 0 | 0 | 0 | 0 | 0 | 0 | 0 | 0 | 0 | 0 | 0 | 0 | 0 | 0 | 0 | 0 | 0 | 0 | 0 | 0 | 0 | 0 | 0 | 0 | 0 | 0 | 0 | 0 | 0 | 0 | 0 | 0 | 0 | 0 | 0 | 0 | 0 | 0 | 0 | 0 | 0 | 0 | 0 | 0 | 0 | 0 | 0 | 0 | 0 | 0 | 0 | 0 | 0 | 0 | 0 | 0 | 0 | 0 | 0 | 0 | 0 | 0 | 0 | 0 | 0 | 0 | 0 | 0 | 0 | 0 | 0 | 0 | 0 | 0 | 0 | 0 | 0 | 0 | 0 | 0 | 0 | 0 | 0 | 0 | 0 | 0 | 0 | 0 | 0 | 0 | 0 | 0 | 0 | 0 | 0 | 0 | 0 | 0 | 0 | 0 | 0 | 0 | 0 | 0 | 0 | 0 | 0 | 0 | 0 | 0 | 0 | 0 | 0 | 0 | 0 | 0 | 0 | 0 | 0 | 0 | 0 | 0 | 0 | 0 | 0 | 0 | 0 | 0 | 0 | 0 | 0 | 0 | 0 | 0 | 0 | 0 | 0 | 0 | 0 | 0 | 0 | 0 | 0 | 0 | 0 | 0 | 0 | 0 | 0 | 0 | 0 | 0 | 0 | 0 | 0 | 0 | 0 | 0 | 0 | 0 | 0 | 0 | 0 | 0 | 0 | 0 | 0 | 0 | 0 | 0 | 0 | 0 | 0 | 0 | 0 | 0 | 0 | 0 | 0 | 0 | 0 | 0 | 0 | 0 | 0 | 0 | 0 | 0 | 0 | 0 | 0 | 0 | 0 | 0 | 0 | 0 | 0 | 0 | 0 | 0 | 0 | 0 | 0 | 0 | 0 | 0 | 0 | 0 | 0 | 0 | 0 | 0 | 0 | 0 | 0 | 0 | 0 | 0 | 0 | 0 | 0 | 0 | 0 | 0 | 0 | 0 | 0 | 0 | 0 | 0 | 0 | 0 | 0 | 0 | 0 | 0 | 0 | 0 | 0 | 0 | 0 | 0 | 0 | 0 | 0 | 0 | 0 | 0 | 0 | 0 | 0 | 0 | 0 | 0 | 0 | 0 | 0 | 0 | 0 | 0 | 0 | 0 | 0 | 0 | 0 | 0 | 0 | 0 | 0 | 0 | 0 | 0 | 0 | 0 | 0 | 0 | 0 | 0 | 0 | 0 | 0 | 0 | 0 | 0 | 0 | 0 | 0 | 0 | 0 | 0 | 0 | 0 | 0 | 0 | 0 | 0 | 0 | 0 | 0 | 0 | 0 | 0 | 0 | 0 | 0 | 0 | 0 | 0 | 0 | 0 | 0 | 0 | 0 | 0 | 0 | 0 | 0 | 0 | 0 | 0 | 0 | 0 | 0 | 0 | 0 | 0 | 0 | 0 | 0 | 0 | 0 | 0 | 0 | 0 | 0 | 0 | 0 | 0 | 0 | 0 | 0 | 0 | 0 | 0 | 0 | 0 | 0 | 0 | 0 | 0 | 0 | 0 | 0 | 0 | 0 | 0 | 0 | 0 | 0 | 0 | 0 | 0 | 0 | 0 | 0 | 0 | 0 | 0 | 0 | 0 | 0 | 0 | 0 | 0 | 0 | 0 | 0 | 0 | 0 | 0 | 0 | 0 | 0 | 0 | 0 | 0 | 0 | 0 | 0 | 0 | 0 | 0 | 0 | 0 | 0 | 0 | 0 | 0 | 0 | 0 | 0 | 0 | 0 | 0 | 0 | 0 | 0 | 0 | 0 | 0 | 0 | 0 | 0 | 0 | 0 | 0 | 0 | 0 | 0 | 0 | 0 | 0 | 0 | 0 | 0 | 0 | 0 | 0 | 0 | 0 | 0 | 0 | 0 | 0 | 0 | 0 | 0 | 0 | 0 | 0 | 0 | 0 | 0 | 0 | 0 | 0 | 0 | 0 | 0
OR_Commercial_Interruptible - Miscellaneous_New_Space Heating_Natural Gas_Green Roof - Vegetated Rooftop_A | OR | Commercial | Interruptible - Miscellaneous | New | Space Heating | Natural Gas | Green Roof - Vegetated Rooftop | A | OCM905 | No vegetation on roof | Green roof | 25 | 0 | 0 | 0 | 15.28 | 0 | 1.15 | 0 | 0.28365 | 0.25 | sqft roof | 15% | 46.67% | Discretionary | Retro1Slow_OR | 84.23% | Space Heating | 0% | 0 |  | 0 |  | 0 | Measure Cost Research v1.1 - Sep 2020.xlsx | Measure Cost Research v1.1 - Sep 2020.xlsx | Measure Cost Research v1.1 - Sep 2020.xlsx | No vegetation on roof | No vegetation on roof | No vegetation on roof | No vegetation on roof | No vegetation on roof | No vegetation on roof | No vegetation on roof | No vegetation on roof | No vegetation on roof | No vegetation on roof | No vegetation on roof | No vegetation on roof | No vegetation on roof | No vegetation on roof | No vegetation on roof | No vegetation on roof | No vegetation on roof | No vegetation on roof | No vegetation on roof | No vegetation on roof | No vegetation on roof | No vegetation on roof | No vegetation on roof | No vegetation on roof | No vegetation on roof | No vegetation on roof | No vegetation on roof | Green roof | Green roof | Green roof | Green roof | Green roof | Green roof | Green roof | Green roof | Green roof | Green roof | Green roof | Green roof | Green roof | Green roof | Green roof | Green roof | Green roof | Green roof | Green roof | Green roof | Green roof | Green roof | Green roof | Green roof | Green roof | Green roof | Green roof | 15.28 | 15.28 | 15.28 | 15.28 | 15.28 | 15.28 | 15.28 | 15.28 | 15.28 | 15.28 | 15.28 | 15.28 | 15.28 | 15.28 | 15.28 | 15.28 | 15.28 | 15.28 | 15.28 | 15.28 | 15.28 | 15.28 | 15.28 | 15.28 | 15.28 | 15.28 | 15.28 | 0 | 0 | 0 | 0 | 0 | 0 | 0 | 0 | 0 | 0 | 0 | 0 | 0 | 0 | 0 | 0 | 0 | 0 | 0 | 0 | 0 | 0 | 0 | 0 | 0 | 0 | 0 | 0 | 0 | 0 | 0 | 0 | 0 | 0 | 0 | 0 | 0 | 0 | 0 | 0 | 0 | 0 | 0 | 0 | 0 | 0 | 0 | 0 | 0 | 0 | 0 | 0 | 0 | 0 | 0 | 0 | 0 | 0 | 0 | 0 | 0 | 0 | 0 | 0 | 0 | 0 | 0 | 0 | 0 | 0 | 0 | 0 | 0 | 0 | 0 | 0 | 0 | 0 | 0 | 0 | 0 | 0 | 0 | 0 | 0 | 0 | 0 | 0 | 0 | 0 | 0 | 0 | 0 | 0 | 0 | 0 | 0 | 0 | 0 | 0 | 0 | 0 | 0 | 0 | 0 | 0 | 0 | 0 | 0 | 0 | 0 | 0 | 0 | 0 | 0 | 0 | 0 | 0 | 0 | 0 | 0 | 0 | 0 | 0 | 0 | 0 | 0 | 0 | 0 | 0 | 0 | 0 | 0 | 0 | 0 | 0 | 0 | 0 | 0 | 0 | 0 | 0 | 0 | 0 | 0 | 0 | 0 | 0 | 0 | 0 | 0 | 0 | 0 | 0 | 0 | 0 | 0 | 0 | 0 | 0 | 0 | 0 | 0 | 0 | 0 | 0 | 0 | 0 | 0 | 0 | 0 | 0 | 0 | 0 | 0 | 0 | 0 | 0 | 0 | 0 | 0 | 0 | 0 | 0 | 0 | 0 | 0 | 0 | 0 | 0 | 0 | 0 | 0 | 0 | 0 | 0 | 0 | 0 | 0 | 0 | 0 | 0 | 0 | 0 | 0 | 0 | 0 | 0 | 0 | 0 | 0 | 0 | 0 | 0 | 0 | 0 | 0 | 0 | 0 | 0 | 0 | 0 | 0 | 0 | 0 | 0 | 0 | 0 | 0 | 0 | 0 | 0 | 0 | 0 | 0 | 0 | 0 | 0 | 0 | 0 | 0 | 0 | 0 | 0 | 0 | 0 | 0 | 0 | 0 | 0 | 0 | 0 | 0 | 0 | 0 | 0 | 0 | 0 | 0 | 0 | 0 | 0 | 0 | 0 | 0 | 0 | 0 | 0 | 0 | 0 | 0 | 0 | 0 | 0 | 0 | 0 | 0 | 0 | 0 | 0 | 0 | 0 | 0 | 0 | 0 | 0 | 0 | 0 | 0 | 0 | 0 | 0 | 0 | 0 | 0 | 0 | 0 | 0 | 0 | 0 | 0 | 0 | 0 | 0 | 0 | 0 | 0 | 0 | 0 | 0 | 0 | 0 | 0 | 0 | 0 | 0 | 0 | 0 | 0 | 0 | 0 | 0 | 0 | 0 | 0 | 0 | 0 | 0 | 0 | 0 | 0 | 0 | 0 | 0 | 0 | 0 | 0 | 0 | 0 | 0 | 0 | 0 | 0 | 0 | 0 | 0 | 0 | 0 | 0 | 0 | 0 | 0 | 0 | 0 | 0 | 0 | 0 | 0 | 0 | 0 | 0 | 0 | 0 | 0 | 0 | 0 | 0 | 0 | 0 | 0 | 0 | 0 | 0 | 0 | 0 | 0 | 0 | 0 | 0 | 0 | 0 | 0 | 0 | 0 | 0 | 0 | 0 | 0 | 0 | 0 | 0 | 0 | 0 | 0 | 0 | 0 | 0 | 0 | 0 | 0 | 0 | 0 | 0 | 0 | 0 | 0 | 0 | 0 | 0 | 0 | 0 | 0 | 0 | 0 | 0 | 0 | 0 | 0 | 0 | 0 | 0 | 0 | 0 | 0 | 0 | 0 | 0 | 0 | 0 | 0 | 0 | 0 | 0 | 0 | 0 | 0 | 0 | 0 | 0 | 0 | 0 | 0 | 0 | 0 | 0 | 0 | 0 | 0 | 0 | 0 | 0 | 0 | 0 | 0 | 0 | 0 | 0 | 0 | 0 | 0 | 0 | 0 | 0 | 0 | 0 | 0 | 0 | 0 | 0 | 0 | 0 | 0 | 0 | 0 | 0 | 0 | 0
OR_Commercial_Interruptible - Miscellaneous_New_Space Heating_Natural Gas_Ducting - Repair and Sealing_A | OR | Commercial | Interruptible - Miscellaneous | New | Space Heating | Natural Gas | Ducting - Repair and Sealing | A | OCM906 | 20% Leakage | Sealed | 18 | 0 | 0 | 0 | 0.65 | 0 | 0 | 0 | 0.19525 | 0.25 | sqft duct | 15% | 66.67% | Discretionary | Retro1Slow_OR | 84.23% | Central Systems | 0% | 0 |  | 0 |  | 0 | DCT_RPR-All-DEER-1 | DCT_RPR-Cooling-RTF-1 | Building Energy Simulation Tool | 20% Leakage | 20% Leakage | 20% Leakage | 20% Leakage | 20% Leakage | 20% Leakage | 20% Leakage | 20% Leakage | 20% Leakage | 20% Leakage | 20% Leakage | 20% Leakage | 20% Leakage | 20% Leakage | 20% Leakage | 20% Leakage | 20% Leakage | 20% Leakage | 20% Leakage | 20% Leakage | 20% Leakage | 20% Leakage | 20% Leakage | 20% Leakage | 20% Leakage | 20% Leakage | 20% Leakage | Sealed | Sealed | Sealed | Sealed | Sealed | Sealed | Sealed | Sealed | Sealed | Sealed | Sealed | Sealed | Sealed | Sealed | Sealed | Sealed | Sealed | Sealed | Sealed | Sealed | Sealed | Sealed | Sealed | Sealed | Sealed | Sealed | Sealed | 0.65 | 0.65 | 0.65 | 0.65 | 0.65 | 0.65 | 0.65 | 0.65 | 0.65 | 0.65 | 0.65 | 0.65 | 0.65 | 0.65 | 0.65 | 0.65 | 0.65 | 0.65 | 0.65 | 0.65 | 0.65 | 0.65 | 0.65 | 0.65 | 0.65 | 0.65 | 0.65 | 0 | 0 | 0 | 0 | 0 | 0 | 0 | 0 | 0 | 0 | 0 | 0 | 0 | 0 | 0 | 0 | 0 | 0 | 0 | 0 | 0 | 0 | 0 | 0 | 0 | 0 | 0 | 0 | 0 | 0 | 0 | 0 | 0 | 0 | 0 | 0 | 0 | 0 | 0 | 0 | 0 | 0 | 0 | 0 | 0 | 0 | 0 | 0 | 0 | 0 | 0 | 0 | 0 | 0 | 0 | 0 | 0 | 0 | 0 | 0 | 0 | 0 | 0 | 0 | 0 | 0 | 0 | 0 | 0 | 0 | 0 | 0 | 0 | 0 | 0 | 0 | 0 | 0 | 0 | 0 | 0 | 0 | 0 | 0 | 0 | 0 | 0 | 0 | 0 | 0 | 0 | 0 | 0 | 0 | 0 | 0 | 0 | 0 | 0 | 0 | 0 | 0 | 0 | 0 | 0 | 0 | 0 | 0 | 0 | 0 | 0 | 0 | 0 | 0 | 0 | 0 | 0 | 0 | 0 | 0 | 0 | 0 | 0 | 0 | 0 | 0 | 0 | 0 | 0 | 0 | 0 | 0 | 0 | 0 | 0 | 0 | 0 | 0 | 0 | 0 | 0 | 0 | 0 | 0 | 0 | 0 | 0 | 0 | 0 | 0 | 0 | 0 | 0 | 0 | 0 | 0 | 0 | 0 | 0 | 0 | 0 | 0 | 0 | 0 | 0 | 0 | 0 | 0 | 0 | 0 | 0 | 0 | 0 | 0 | 0 | 0 | 0 | 0 | 0 | 0 | 0 | 0 | 0 | 0 | 0 | 0 | 0 | 0 | 0 | 0 | 0 | 0 | 0 | 0 | 0 | 0 | 0 | 0 | 0 | 0 | 0 | 0 | 0 | 0 | 0 | 0 | 0 | 0 | 0 | 0 | 0 | 0 | 0 | 0 | 0 | 0 | 0 | 0 | 0 | 0 | 0 | 0 | 0 | 0 | 0 | 0 | 0 | 0 | 0 | 0 | 0 | 0 | 0 | 0 | 0 | 0 | 0 | 0 | 0 | 0 | 0 | 0 | 0 | 0 | 0 | 0 | 0 | 0 | 0 | 0 | 0 | 0 | 0 | 0 | 0 | 0 | 0 | 0 | 0 | 0 | 0 | 0 | 0 | 0 | 0 | 0 | 0 | 0 | 0 | 0 | 0 | 0 | 0 | 0 | 0 | 0 | 0 | 0 | 0 | 0 | 0 | 0 | 0 | 0 | 0 | 0 | 0 | 0 | 0 | 0 | 0 | 0 | 0 | 0 | 0 | 0 | 0 | 0 | 0 | 0 | 0 | 0 | 0 | 0 | 0 | 0 | 0 | 0 | 0 | 0 | 0 | 0 | 0 | 0 | 0 | 0 | 0 | 0 | 0 | 0 | 0 | 0 | 0 | 0 | 0 | 0 | 0 | 0 | 0 | 0 | 0 | 0 | 0 | 0 | 0 | 0 | 0 | 0 | 0 | 0 | 0 | 0 | 0 | 0 | 0 | 0 | 0 | 0 | 0 | 0 | 0 | 0 | 0 | 0 | 0 | 0 | 0 | 0 | 0 | 0 | 0 | 0 | 0 | 0 | 0 | 0 | 0 | 0 | 0 | 0 | 0 | 0 | 0 | 0 | 0 | 0 | 0 | 0 | 0 | 0 | 0 | 0 | 0 | 0 | 0 | 0 | 0 | 0 | 0 | 0 | 0 | 0 | 0 | 0 | 0 | 0 | 0 | 0 | 0 | 0 | 0 | 0 | 0 | 0 | 0 | 0 | 0 | 0 | 0 | 0 | 0 | 0 | 0 | 0 | 0 | 0 | 0 | 0 | 0 | 0 | 0 | 0 | 0 | 0 | 0 | 0 | 0 | 0 | 0 | 0 | 0 | 0 | 0 | 0 | 0 | 0 | 0 | 0 | 0 | 0 | 0 | 0 | 0 | 0 | 0 | 0 | 0 | 0 | 0 | 0 | 0 | 0 | 0 | 0 | 0 | 0 | 0 | 0 | 0 | 0 | 0 | 0 | 0 | 0 | 0 | 0 | 0 | 0 | 0 | 0 | 0 | 0 | 0 | 0 | 0 | 0 | 0
OR_Commercial_Interruptible - Miscellaneous_New_Space Heating_Natural Gas_Windows - High Efficiency Glazing_A | OR | Commercial | Interruptible - Miscellaneous | New | Space Heating | Natural Gas | Windows - High Efficiency Glazing | A | OCM907 | Single Glaze | High Efficiency Glaze | 45 | 0 | 0 | 0 | 22.04 | 0 | 0 | 0 | 0.28365 | 0.25 | sqft window | 66.35% | 88.47% | Discretionary | Retro1Slow_OR | 84.23% | Space Heating | 0% | 0 |  | 0 |  | 0 | WND_HE-Heating-RTF-v2.1-1 | WND_HE-Heating-RTF-v2.1-1 | Building Energy Simulation Tool | Single Glaze | Single Glaze | Single Glaze | Single Glaze | Single Glaze | Single Glaze | Single Glaze | Single Glaze | Single Glaze | Single Glaze | Single Glaze | Single Glaze | Single Glaze | Single Glaze | Single Glaze | Single Glaze | Single Glaze | Single Glaze | Single Glaze | Single Glaze | Single Glaze | Single Glaze | Single Glaze | Single Glaze | Single Glaze | Single Glaze | Single Glaze | High Efficiency Glaze | High Efficiency Glaze | High Efficiency Glaze | High Efficiency Glaze | High Efficiency Glaze | High Efficiency Glaze | High Efficiency Glaze | High Efficiency Glaze | High Efficiency Glaze | High Efficiency Glaze | High Efficiency Glaze | High Efficiency Glaze | High Efficiency Glaze | High Efficiency Glaze | High Efficiency Glaze | High Efficiency Glaze | High Efficiency Glaze | High Efficiency Glaze | High Efficiency Glaze | High Efficiency Glaze | High Efficiency Glaze | High Efficiency Glaze | High Efficiency Glaze | High Efficiency Glaze | High Efficiency Glaze | High Efficiency Glaze | High Efficiency Glaze | 22.04 | 22.04 | 22.04 | 22.04 | 22.04 | 22.04 | 22.04 | 22.04 | 22.04 | 22.04 | 22.04 | 22.04 | 22.04 | 22.04 | 22.04 | 22.04 | 22.04 | 22.04 | 22.04 | 22.04 | 22.04 | 22.04 | 22.04 | 22.04 | 22.04 | 22.04 | 22.04 | 0 | 0 | 0 | 0 | 0 | 0 | 0 | 0 | 0 | 0 | 0 | 0 | 0 | 0 | 0 | 0 | 0 | 0 | 0 | 0 | 0 | 0 | 0 | 0 | 0 | 0 | 0 | 0 | 0 | 0 | 0 | 0 | 0 | 0 | 0 | 0 | 0 | 0 | 0 | 0 | 0 | 0 | 0 | 0 | 0 | 0 | 0 | 0 | 0 | 0 | 0 | 0 | 0 | 0 | 0 | 0 | 0 | 0 | 0 | 0 | 0 | 0 | 0 | 0 | 0 | 0 | 0 | 0 | 0 | 0 | 0 | 0 | 0 | 0 | 0 | 0 | 0 | 0 | 0 | 0 | 0 | 0 | 0 | 0 | 0 | 0 | 0 | 0 | 0 | 0 | 0 | 0 | 0 | 0 | 0 | 0 | 0 | 0 | 0 | 0 | 0 | 0 | 0 | 0 | 0 | 0 | 0 | 0 | 0 | 0 | 0 | 0 | 0 | 0 | 0 | 0 | 0 | 0 | 0 | 0 | 0 | 0 | 0 | 0 | 0 | 0 | 0 | 0 | 0 | 0 | 0 | 0 | 0 | 0 | 0 | 0 | 0 | 0 | 0 | 0 | 0 | 0 | 0 | 0 | 0 | 0 | 0 | 0 | 0 | 0 | 0 | 0 | 0 | 0 | 0 | 0 | 0 | 0 | 0 | 0 | 0 | 0 | 0 | 0 | 0 | 0 | 0 | 0 | 0 | 0 | 0 | 0 | 0 | 0 | 0 | 0 | 0 | 0 | 0 | 0 | 0 | 0 | 0 | 0 | 0 | 0 | 0 | 0 | 0 | 0 | 0 | 0 | 0 | 0 | 0 | 0 | 0 | 0 | 0 | 0 | 0 | 0 | 0 | 0 | 0 | 0 | 0 | 0 | 0 | 0 | 0 | 0 | 0 | 0 | 0 | 0 | 0 | 0 | 0 | 0 | 0 | 0 | 0 | 0 | 0 | 0 | 0 | 0 | 0 | 0 | 0 | 0 | 0 | 0 | 0 | 0 | 0 | 0 | 0 | 0 | 0 | 0 | 0 | 0 | 0 | 0 | 0 | 0 | 0 | 0 | 0 | 0 | 0 | 0 | 0 | 0 | 0 | 0 | 0 | 0 | 0 | 0 | 0 | 0 | 0 | 0 | 0 | 0 | 0 | 0 | 0 | 0 | 0 | 0 | 0 | 0 | 0 | 0 | 0 | 0 | 0 | 0 | 0 | 0 | 0 | 0 | 0 | 0 | 0 | 0 | 0 | 0 | 0 | 0 | 0 | 0 | 0 | 0 | 0 | 0 | 0 | 0 | 0 | 0 | 0 | 0 | 0 | 0 | 0 | 0 | 0 | 0 | 0 | 0 | 0 | 0 | 0 | 0 | 0 | 0 | 0 | 0 | 0 | 0 | 0 | 0 | 0 | 0 | 0 | 0 | 0 | 0 | 0 | 0 | 0 | 0 | 0 | 0 | 0 | 0 | 0 | 0 | 0 | 0 | 0 | 0 | 0 | 0 | 0 | 0 | 0 | 0 | 0 | 0 | 0 | 0 | 0 | 0 | 0 | 0 | 0 | 0 | 0 | 0 | 0 | 0 | 0 | 0 | 0 | 0 | 0 | 0 | 0 | 0 | 0 | 0 | 0 | 0 | 0 | 0 | 0 | 0 | 0 | 0 | 0 | 0 | 0 | 0 | 0 | 0 | 0 | 0 | 0 | 0 | 0 | 0 | 0 | 0 | 0 | 0 | 0 | 0 | 0 | 0 | 0 | 0 | 0 | 0 | 0 | 0 | 0 | 0 | 0 | 0 | 0 | 0 | 0 | 0 | 0 | 0 | 0 | 0 | 0 | 0 | 0 | 0 | 0 | 0 | 0 | 0 | 0 | 0 | 0 | 0 | 0 | 0 | 0 | 0 | 0 | 0 | 0 | 0 | 0 | 0 | 0 | 0 | 0 | 0 | 0 | 0 | 0 | 0 | 0 | 0 | 0 | 0 | 0 | 0 | 0 | 0 | 0 | 0 | 0 | 0 | 0 | 0 | 0 | 0 | 0 | 0 | 0 | 0 | 0 | 0 | 0 | 0 | 0
OR_Commercial_Interruptible - Miscellaneous_New_Space Heating_Natural Gas_Windows - Secondary Glazing Systems_A | OR | Commercial | Interruptible - Miscellaneous | New | Space Heating | Natural Gas | Windows - Secondary Glazing Systems | A | OCM908 | Windows rated to U-Factor 0.62 and SHGC 0.27. | Windows rated to U-Factor 0.4 and SHGC 0.2. | 30 | 0 | 0 | 0 | 37.69 | 0 | 0 | 0 | 0.28365 | 0.25 | sqft window | 66.35% | 88.47% | Discretionary | Retro1Slow_OR | 84.23% | Space Heating | 0% | 0 |  | 0 |  | 0 | RTF - ComSecondaryGlazingSystems_v1_1 | RTF - ComSecondaryGlazingSystems_v1_1 | RTF - ComSecondaryGlazingSystems_v1_1 | Windows rated to U-Factor 0.62 and SHGC 0.27. | Windows rated to U-Factor 0.62 and SHGC 0.27. | Windows rated to U-Factor 0.62 and SHGC 0.27. | Windows rated to U-Factor 0.62 and SHGC 0.27. | Windows rated to U-Factor 0.62 and SHGC 0.27. | Windows rated to U-Factor 0.62 and SHGC 0.27. | Windows rated to U-Factor 0.62 and SHGC 0.27. | Windows rated to U-Factor 0.62 and SHGC 0.27. | Windows rated to U-Factor 0.62 and SHGC 0.27. | Windows rated to U-Factor 0.62 and SHGC 0.27. | Windows rated to U-Factor 0.62 and SHGC 0.27. | Windows rated to U-Factor 0.62 and SHGC 0.27. | Windows rated to U-Factor 0.62 and SHGC 0.27. | Windows rated to U-Factor 0.62 and SHGC 0.27. | Windows rated to U-Factor 0.62 and SHGC 0.27. | Windows rated to U-Factor 0.62 and SHGC 0.27. | Windows rated to U-Factor 0.62 and SHGC 0.27. | Windows rated to U-Factor 0.62 and SHGC 0.27. | Windows rated to U-Factor 0.62 and SHGC 0.27. | Windows rated to U-Factor 0.62 and SHGC 0.27. | Windows rated to U-Factor 0.62 and SHGC 0.27. | Windows rated to U-Factor 0.62 and SHGC 0.27. | Windows rated to U-Factor 0.62 and SHGC 0.27. | Windows rated to U-Factor 0.62 and SHGC 0.27. | Windows rated to U-Factor 0.62 and SHGC 0.27. | Windows rated to U-Factor 0.62 and SHGC 0.27. | Windows rated to U-Factor 0.62 and SHGC 0.27. | Windows rated to U-Factor 0.4 and SHGC 0.2. | Windows rated to U-Factor 0.4 and SHGC 0.2. | Windows rated to U-Factor 0.4 and SHGC 0.2. | Windows rated to U-Factor 0.4 and SHGC 0.2. | Windows rated to U-Factor 0.4 and SHGC 0.2. | Windows rated to U-Factor 0.4 and SHGC 0.2. | Windows rated to U-Factor 0.4 and SHGC 0.2. | Windows rated to U-Factor 0.4 and SHGC 0.2. | Windows rated to U-Factor 0.4 and SHGC 0.2. | Windows rated to U-Factor 0.4 and SHGC 0.2. | Windows rated to U-Factor 0.4 and SHGC 0.2. | Windows rated to U-Factor 0.4 and SHGC 0.2. | Windows rated to U-Factor 0.4 and SHGC 0.2. | Windows rated to U-Factor 0.4 and SHGC 0.2. | Windows rated to U-Factor 0.4 and SHGC 0.2. | Windows rated to U-Factor 0.4 and SHGC 0.2. | Windows rated to U-Factor 0.4 and SHGC 0.2. | Windows rated to U-Factor 0.4 and SHGC 0.2. | Windows rated to U-Factor 0.4 and SHGC 0.2. | Windows rated to U-Factor 0.4 and SHGC 0.2. | Windows rated to U-Factor 0.4 and SHGC 0.2. | Windows rated to U-Factor 0.4 and SHGC 0.2. | Windows rated to U-Factor 0.4 and SHGC 0.2. | Windows rated to U-Factor 0.4 and SHGC 0.2. | Windows rated to U-Factor 0.4 and SHGC 0.2. | Windows rated to U-Factor 0.4 and SHGC 0.2. | Windows rated to U-Factor 0.4 and SHGC 0.2. | 37.69 | 37.69 | 37.69 | 37.69 | 37.69 | 37.69 | 37.69 | 37.69 | 37.69 | 37.69 | 37.69 | 37.69 | 37.69 | 37.69 | 37.69 | 37.69 | 37.69 | 37.69 | 37.69 | 37.69 | 37.69 | 37.69 | 37.69 | 37.69 | 37.69 | 37.69 | 37.69 | 0 | 0 | 0 | 0 | 0 | 0 | 0 | 0 | 0 | 0 | 0 | 0 | 0 | 0 | 0 | 0 | 0 | 0 | 0 | 0 | 0 | 0 | 0 | 0 | 0 | 0 | 0 | 0 | 0 | 0 | 0 | 0 | 0 | 0 | 0 | 0 | 0 | 0 | 0 | 0 | 0 | 0 | 0 | 0 | 0 | 0 | 0 | 0 | 0 | 0 | 0 | 0 | 0 | 0 | 0 | 0 | 0 | 0 | 0 | 0 | 0 | 0 | 0 | 0 | 0 | 0 | 0 | 0 | 0 | 0 | 0 | 0 | 0 | 0 | 0 | 0 | 0 | 0 | 0 | 0 | 0 | 0 | 0 | 0 | 0 | 0 | 0 | 0 | 0 | 0 | 0 | 0 | 0 | 0 | 0 | 0 | 0 | 0 | 0 | 0 | 0 | 0 | 0 | 0 | 0 | 0 | 0 | 0 | 0 | 0 | 0 | 0 | 0 | 0 | 0 | 0 | 0 | 0 | 0 | 0 | 0 | 0 | 0 | 0 | 0 | 0 | 0 | 0 | 0 | 0 | 0 | 0 | 0 | 0 | 0 | 0 | 0 | 0 | 0 | 0 | 0 | 0 | 0 | 0 | 0 | 0 | 0 | 0 | 0 | 0 | 0 | 0 | 0 | 0 | 0 | 0 | 0 | 0 | 0 | 0 | 0 | 0 | 0 | 0 | 0 | 0 | 0 | 0 | 0 | 0 | 0 | 0 | 0 | 0 | 0 | 0 | 0 | 0 | 0 | 0 | 0 | 0 | 0 | 0 | 0 | 0 | 0 | 0 | 0 | 0 | 0 | 0 | 0 | 0 | 0 | 0 | 0 | 0 | 0 | 0 | 0 | 0 | 0 | 0 | 0 | 0 | 0 | 0 | 0 | 0 | 0 | 0 | 0 | 0 | 0 | 0 | 0 | 0 | 0 | 0 | 0 | 0 | 0 | 0 | 0 | 0 | 0 | 0 | 0 | 0 | 0 | 0 | 0 | 0 | 0 | 0 | 0 | 0 | 0 | 0 | 0 | 0 | 0 | 0 | 0 | 0 | 0 | 0 | 0 | 0 | 0 | 0 | 0 | 0 | 0 | 0 | 0 | 0 | 0 | 0 | 0 | 0 | 0 | 0 | 0 | 0 | 0 | 0 | 0 | 0 | 0 | 0 | 0 | 0 | 0 | 0 | 0 | 0 | 0 | 0 | 0 | 0 | 0 | 0 | 0 | 0 | 0 | 0 | 0 | 0 | 0 | 0 | 0 | 0 | 0 | 0 | 0 | 0 | 0 | 0 | 0 | 0 | 0 | 0 | 0 | 0 | 0 | 0 | 0 | 0 | 0 | 0 | 0 | 0 | 0 | 0 | 0 | 0 | 0 | 0 | 0 | 0 | 0 | 0 | 0 | 0 | 0 | 0 | 0 | 0 | 0 | 0 | 0 | 0 | 0 | 0 | 0 | 0 | 0 | 0 | 0 | 0 | 0 | 0 | 0 | 0 | 0 | 0 | 0 | 0 | 0 | 0 | 0 | 0 | 0 | 0 | 0 | 0 | 0 | 0 | 0 | 0 | 0 | 0 | 0 | 0 | 0 | 0 | 0 | 0 | 0 | 0 | 0 | 0 | 0 | 0 | 0 | 0 | 0 | 0 | 0 | 0 | 0 | 0 | 0 | 0 | 0 | 0 | 0 | 0 | 0 | 0 | 0 | 0 | 0 | 0 | 0 | 0 | 0 | 0 | 0 | 0 | 0 | 0 | 0 | 0 | 0 | 0 | 0 | 0 | 0 | 0 | 0 | 0 | 0 | 0 | 0 | 0 | 0 | 0 | 0 | 0 | 0 | 0 | 0 | 0 | 0 | 0 | 0 | 0 | 0 | 0 | 0 | 0 | 0 | 0 | 0 | 0 | 0 | 0 | 0 | 0 | 0 | 0 | 0 | 0 | 0 | 0 | 0 | 0 | 0 | 0 | 0 | 0 | 0 | 0 | 0 | 0 | 0 | 0 | 0 | 0 | 0 | 0 | 0 | 0 | 0 | 0 | 0 | 0 | 0 | 0 | 0 | 0 | 0 | 0 | 0
OR_Commercial_Interruptible - Miscellaneous_New_Space Heating_Natural Gas_HVAC - Energy Recovery Ventilator_A | OR | Commercial | Interruptible - Miscellaneous | New | Space Heating | Natural Gas | HVAC - Energy Recovery Ventilator | A | OCM909 | No ERV | ERV | 20 | 0 | 0 | 0 | 1.09 | 0 | 0 | 0 | 0.28365 | 0.25 | sqft | 100% | 100% | Discretionary | RetroEven20_OR | 82.88% | Space Heating | 0% | 0 |  | 0 |  | 0 | HRV-Cooling/Heating-E3T-1 | HRV-Cooling/Heating-E3T-1 | HRV-Cooling/Heating-E3T-1 | No ERV | No ERV | No ERV | No ERV | No ERV | No ERV | No ERV | No ERV | No ERV | No ERV | No ERV | No ERV | No ERV | No ERV | No ERV | No ERV | No ERV | No ERV | No ERV | No ERV | No ERV | No ERV | No ERV | No ERV | No ERV | No ERV | No ERV | ERV | ERV | ERV | ERV | ERV | ERV | ERV | ERV | ERV | ERV | ERV | ERV | ERV | ERV | ERV | ERV | ERV | ERV | ERV | ERV | ERV | ERV | ERV | ERV | ERV | ERV | ERV | 1.09 | 1.09 | 1.09 | 1.09 | 1.09 | 1.09 | 1.09 | 1.09 | 1.09 | 1.09 | 1.09 | 1.09 | 1.09 | 1.09 | 1.09 | 1.09 | 1.09 | 1.09 | 1.09 | 1.09 | 1.09 | 1.09 | 1.09 | 1.09 | 1.09 | 1.09 | 1.09 | 0 | 0 | 0 | 0 | 0 | 0 | 0 | 0 | 0 | 0 | 0 | 0 | 0 | 0 | 0 | 0 | 0 | 0 | 0 | 0 | 0 | 0 | 0 | 0 | 0 | 0 | 0 | 0 | 0 | 0 | 0 | 0 | 0 | 0 | 0 | 0 | 0 | 0 | 0 | 0 | 0 | 0 | 0 | 0 | 0 | 0 | 0 | 0 | 0 | 0 | 0 | 0 | 0 | 0 | 0 | 0 | 0 | 0 | 0 | 0 | 0 | 0 | 0 | 0 | 0 | 0 | 0 | 0 | 0 | 0 | 0 | 0 | 0 | 0 | 0 | 0 | 0 | 0 | 0 | 0 | 0 | 0 | 0 | 0 | 0 | 0 | 0 | 0 | 0 | 0 | 0 | 0 | 0 | 0 | 0 | 0 | 0 | 0 | 0 | 0 | 0 | 0 | 0 | 0 | 0 | 0 | 0 | 0 | 0 | 0 | 0 | 0 | 0 | 0 | 0 | 0 | 0 | 0 | 0 | 0 | 0 | 0 | 0 | 0 | 0 | 0 | 0 | 0 | 0 | 0 | 0 | 0 | 0 | 0 | 0 | 0 | 0 | 0 | 0 | 0 | 0 | 0 | 0 | 0 | 0 | 0 | 0 | 0 | 0 | 0 | 0 | 0 | 0 | 0 | 0 | 0 | 0 | 0 | 0 | 0 | 0 | 0 | 0 | 0 | 0 | 0 | 0 | 0 | 0 | 0 | 0 | 0 | 0 | 0 | 0 | 0 | 0 | 0 | 0 | 0 | 0 | 0 | 0 | 0 | 0 | 0 | 0 | 0 | 0 | 0 | 0 | 0 | 0 | 0 | 0 | 0 | 0 | 0 | 0 | 0 | 0 | 0 | 0 | 0 | 0 | 0 | 0 | 0 | 0 | 0 | 0 | 0 | 0 | 0 | 0 | 0 | 0 | 0 | 0 | 0 | 0 | 0 | 0 | 0 | 0 | 0 | 0 | 0 | 0 | 0 | 0 | 0 | 0 | 0 | 0 | 0 | 0 | 0 | 0 | 0 | 0 | 0 | 0 | 0 | 0 | 0 | 0 | 0 | 0 | 0 | 0 | 0 | 0 | 0 | 0 | 0 | 0 | 0 | 0 | 0 | 0 | 0 | 0 | 0 | 0 | 0 | 0 | 0 | 0 | 0 | 0 | 0 | 0 | 0 | 0 | 0 | 0 | 0 | 0 | 0 | 0 | 0 | 0 | 0 | 0 | 0 | 0 | 0 | 0 | 0 | 0 | 0 | 0 | 0 | 0 | 0 | 0 | 0 | 0 | 0 | 0 | 0 | 0 | 0 | 0 | 0 | 0 | 0 | 0 | 0 | 0 | 0 | 0 | 0 | 0 | 0 | 0 | 0 | 0 | 0 | 0 | 0 | 0 | 0 | 0 | 0 | 0 | 0 | 0 | 0 | 0 | 0 | 0 | 0 | 0 | 0 | 0 | 0 | 0 | 0 | 0 | 0 | 0 | 0 | 0 | 0 | 0 | 0 | 0 | 0 | 0 | 0 | 0 | 0 | 0 | 0 | 0 | 0 | 0 | 0 | 0 | 0 | 0 | 0 | 0 | 0 | 0 | 0 | 0 | 0 | 0 | 0 | 0 | 0 | 0 | 0 | 0 | 0 | 0 | 0 | 0 | 0 | 0 | 0 | 0 | 0 | 0 | 0 | 0 | 0 | 0 | 0 | 0 | 0 | 0 | 0 | 0 | 0 | 0 | 0 | 0 | 0 | 0 | 0 | 0 | 0 | 0 | 0 | 0 | 0 | 0 | 0 | 0 | 0 | 0 | 0 | 0 | 0 | 0 | 0 | 0 | 0 | 0 | 0 | 0 | 0 | 0 | 0 | 0 | 0 | 0 | 0 | 0 | 0 | 0 | 0 | 0 | 0 | 0 | 0 | 0 | 0 | 0 | 0 | 0 | 0 | 0 | 0 | 0 | 0 | 0 | 0 | 0 | 0 | 0 | 0 | 0 | 0 | 0 | 0 | 0 | 0 | 0 | 0 | 0 | 0 | 0 | 0 | 0 | 0 | 0 | 0 | 0 | 0 | 0 | 0 | 0
OR_Commercial_Interruptible - Miscellaneous_New_Space Heating_Natural Gas_Building Shell - Air Sealing (Infiltration Control)_A | OR | Commercial | Interruptible - Miscellaneous | New | Space Heating | Natural Gas | Building Shell - Air Sealing (Infiltration Control) | A | OCM910 | Building with air infiltration. | Air sealing to reduce air infiltration. | 10 | 0 | 0 | 0 | 8 | 0 | 0 | 0 | 0.28365 | 0.25 | foot door | 45% | 66.67% | Discretionary | Retro1Slow_OR | 84.23% | Space Heating | 0% | 0 |  | 0 |  | 0 | IL TRM - CI-MSC-WTST-V01-200101 | IL TRM - CI-MSC-WTST-V01-200101 | IL TRM - CI-MSC-WTST-V01-200101 | Building with air infiltration. | Building with air infiltration. | Building with air infiltration. | Building with air infiltration. | Building with air infiltration. | Building with air infiltration. | Building with air infiltration. | Building with air infiltration. | Building with air infiltration. | Building with air infiltration. | Building with air infiltration. | Building with air infiltration. | Building with air infiltration. | Building with air infiltration. | Building with air infiltration. | Building with air infiltration. | Building with air infiltration. | Building with air infiltration. | Building with air infiltration. | Building with air infiltration. | Building with air infiltration. | Building with air infiltration. | Building with air infiltration. | Building with air infiltration. | Building with air infiltration. | Building with air infiltration. | Building with air infiltration. | Air sealing to reduce air infiltration. | Air sealing to reduce air infiltration. | Air sealing to reduce air infiltration. | Air sealing to reduce air infiltration. | Air sealing to reduce air infiltration. | Air sealing to reduce air infiltration. | Air sealing to reduce air infiltration. | Air sealing to reduce air infiltration. | Air sealing to reduce air infiltration. | Air sealing to reduce air infiltration. | Air sealing to reduce air infiltration. | Air sealing to reduce air infiltration. | Air sealing to reduce air infiltration. | Air sealing to reduce air infiltration. | Air sealing to reduce air infiltration. | Air sealing to reduce air infiltration. | Air sealing to reduce air infiltration. | Air sealing to reduce air infiltration. | Air sealing to reduce air infiltration. | Air sealing to reduce air infiltration. | Air sealing to reduce air infiltration. | Air sealing to reduce air infiltration. | Air sealing to reduce air infiltration. | Air sealing to reduce air infiltration. | Air sealing to reduce air infiltration. | Air sealing to reduce air infiltration. | Air sealing to reduce air infiltration. | 8 | 8 | 8 | 8 | 8 | 8 | 8 | 8 | 8 | 8 | 8 | 8 | 8 | 8 | 8 | 8 | 8 | 8 | 8 | 8 | 8 | 8 | 8 | 8 | 8 | 8 | 8 | 0 | 0 | 0 | 0 | 0 | 0 | 0 | 0 | 0 | 0 | 0 | 0 | 0 | 0 | 0 | 0 | 0 | 0 | 0 | 0 | 0 | 0 | 0 | 0 | 0 | 0 | 0 | 0 | 0 | 0 | 0 | 0 | 0 | 0 | 0 | 0 | 0 | 0 | 0 | 0 | 0 | 0 | 0 | 0 | 0 | 0 | 0 | 0 | 0 | 0 | 0 | 0 | 0 | 0 | 0 | 0 | 0 | 0 | 0 | 0 | 0 | 0 | 0 | 0 | 0 | 0 | 0 | 0 | 0 | 0 | 0 | 0 | 0 | 0 | 0 | 0 | 0 | 0 | 0 | 0 | 0 | 0 | 0 | 0 | 0 | 0 | 0 | 0 | 0 | 0 | 0 | 0 | 0 | 0 | 0 | 0 | 0 | 0 | 0 | 0 | 0 | 0 | 0 | 0 | 0 | 0 | 0 | 0 | 0 | 0 | 0 | 0 | 0 | 0 | 0 | 0 | 0 | 0 | 0 | 0 | 0 | 0 | 0 | 0 | 0 | 0 | 0 | 0 | 0 | 0 | 0 | 0 | 0 | 0 | 0 | 0 | 0 | 0 | 0 | 0 | 0 | 0 | 0 | 0 | 0 | 0 | 0 | 0 | 0 | 0 | 0 | 0 | 0 | 0 | 0 | 0 | 0 | 0 | 0 | 0 | 0 | 0 | 0 | 0 | 0 | 0 | 0 | 0 | 0 | 0 | 0 | 0 | 0 | 0 | 0 | 0 | 0 | 0 | 0 | 0 | 0 | 0 | 0 | 0 | 0 | 0 | 0 | 0 | 0 | 0 | 0 | 0 | 0 | 0 | 0 | 0 | 0 | 0 | 0 | 0 | 0 | 0 | 0 | 0 | 0 | 0 | 0 | 0 | 0 | 0 | 0 | 0 | 0 | 0 | 0 | 0 | 0 | 0 | 0 | 0 | 0 | 0 | 0 | 0 | 0 | 0 | 0 | 0 | 0 | 0 | 0 | 0 | 0 | 0 | 0 | 0 | 0 | 0 | 0 | 0 | 0 | 0 | 0 | 0 | 0 | 0 | 0 | 0 | 0 | 0 | 0 | 0 | 0 | 0 | 0 | 0 | 0 | 0 | 0 | 0 | 0 | 0 | 0 | 0 | 0 | 0 | 0 | 0 | 0 | 0 | 0 | 0 | 0 | 0 | 0 | 0 | 0 | 0 | 0 | 0 | 0 | 0 | 0 | 0 | 0 | 0 | 0 | 0 | 0 | 0 | 0 | 0 | 0 | 0 | 0 | 0 | 0 | 0 | 0 | 0 | 0 | 0 | 0 | 0 | 0 | 0 | 0 | 0 | 0 | 0 | 0 | 0 | 0 | 0 | 0 | 0 | 0 | 0 | 0 | 0 | 0 | 0 | 0 | 0 | 0 | 0 | 0 | 0 | 0 | 0 | 0 | 0 | 0 | 0 | 0 | 0 | 0 | 0 | 0 | 0 | 0 | 0 | 0 | 0 | 0 | 0 | 0 | 0 | 0 | 0 | 0 | 0 | 0 | 0 | 0 | 0 | 0 | 0 | 0 | 0 | 0 | 0 | 0 | 0 | 0 | 0 | 0 | 0 | 0 | 0 | 0 | 0 | 0 | 0 | 0 | 0 | 0 | 0 | 0 | 0 | 0 | 0 | 0 | 0 | 0 | 0 | 0 | 0 | 0 | 0 | 0 | 0 | 0 | 0 | 0 | 0 | 0 | 0 | 0 | 0 | 0 | 0 | 0 | 0 | 0 | 0 | 0 | 0 | 0 | 0 | 0 | 0 | 0 | 0 | 0 | 0 | 0 | 0 | 0 | 0 | 0 | 0 | 0 | 0 | 0 | 0 | 0 | 0 | 0 | 0 | 0 | 0 | 0 | 0 | 0 | 0 | 0 | 0 | 0 | 0 | 0 | 0 | 0 | 0 | 0 | 0 | 0 | 0 | 0 | 0 | 0 | 0 | 0 | 0 | 0 | 0 | 0 | 0 | 0 | 0 | 0 | 0 | 0 | 0 | 0 | 0 | 0 | 0 | 0 | 0 | 0 | 0 | 0 | 0 | 0 | 0 | 0
OR_Commercial_Interruptible - Miscellaneous_New_Space Heating_Natural Gas_Ventilation - Demand Controlled_A | OR | Commercial | Interruptible - Miscellaneous | New | Space Heating | Natural Gas | Ventilation - Demand Controlled | A | OCM911 | No occupancy based outdoor air controls. | Outdoor air controlled based on occupancy to meet ASHRAE 62.1 | 10 | 0 | 0 | 0 | 0.15 | 0 | 0 | 0 | 0.28365 | 0.25 | sqft | 100% | 100% | Discretionary | Retro5Med_OR | 81.34% | Central Systems | 0% | 0 |  | 0 |  | 0 | IL TRM - CI-HVC-DCV-V05-190101 | VENT_DCV-Heating-7PLN-v5-8 | IL TRM - CI-HVC-DCV-V05-190101 | No occupancy based outdoor air controls. | No occupancy based outdoor air controls. | No occupancy based outdoor air controls. | No occupancy based outdoor air controls. | No occupancy based outdoor air controls. | No occupancy based outdoor air controls. | No occupancy based outdoor air controls. | No occupancy based outdoor air controls. | No occupancy based outdoor air controls. | No occupancy based outdoor air controls. | No occupancy based outdoor air controls. | No occupancy based outdoor air controls. | No occupancy based outdoor air controls. | No occupancy based outdoor air controls. | No occupancy based outdoor air controls. | No occupancy based outdoor air controls. | No occupancy based outdoor air controls. | No occupancy based outdoor air controls. | No occupancy based outdoor air controls. | No occupancy based outdoor air controls. | No occupancy based outdoor air controls. | No occupancy based outdoor air controls. | No occupancy based outdoor air controls. | No occupancy based outdoor air controls. | No occupancy based outdoor air controls. | No occupancy based outdoor air controls. | No occupancy based outdoor air controls. | Outdoor air controlled based on occupancy to meet ASHRAE 62.1 | Outdoor air controlled based on occupancy to meet ASHRAE 62.1 | Outdoor air controlled based on occupancy to meet ASHRAE 62.1 | Outdoor air controlled based on occupancy to meet ASHRAE 62.1 | Outdoor air controlled based on occupancy to meet ASHRAE 62.1 | Outdoor air controlled based on occupancy to meet ASHRAE 62.1 | Outdoor air controlled based on occupancy to meet ASHRAE 62.1 | Outdoor air controlled based on occupancy to meet ASHRAE 62.1 | Outdoor air controlled based on occupancy to meet ASHRAE 62.1 | Outdoor air controlled based on occupancy to meet ASHRAE 62.1 | Outdoor air controlled based on occupancy to meet ASHRAE 62.1 | Outdoor air controlled based on occupancy to meet ASHRAE 62.1 | Outdoor air controlled based on occupancy to meet ASHRAE 62.1 | Outdoor air controlled based on occupancy to meet ASHRAE 62.1 | Outdoor air controlled based on occupancy to meet ASHRAE 62.1 | Outdoor air controlled based on occupancy to meet ASHRAE 62.1 | Outdoor air controlled based on occupancy to meet ASHRAE 62.1 | Outdoor air controlled based on occupancy to meet ASHRAE 62.1 | Outdoor air controlled based on occupancy to meet ASHRAE 62.1 | Outdoor air controlled based on occupancy to meet ASHRAE 62.1 | Outdoor air controlled based on occupancy to meet ASHRAE 62.1 | Outdoor air controlled based on occupancy to meet ASHRAE 62.1 | Outdoor air controlled based on occupancy to meet ASHRAE 62.1 | Outdoor air controlled based on occupancy to meet ASHRAE 62.1 | Outdoor air controlled based on occupancy to meet ASHRAE 62.1 | Outdoor air controlled based on occupancy to meet ASHRAE 62.1 | Outdoor air controlled based on occupancy to meet ASHRAE 62.1 | 0.15 | 0.15 | 0.15 | 0.15 | 0.15 | 0.15 | 0.15 | 0.15 | 0.15 | 0.15 | 0.15 | 0.15 | 0.15 | 0.15 | 0.15 | 0.15 | 0.15 | 0.15 | 0.15 | 0.15 | 0.15 | 0.15 | 0.15 | 0.15 | 0.15 | 0.15 | 0.15 | 0 | 0 | 0 | 0 | 0 | 0 | 0 | 0 | 0 | 0 | 0 | 0 | 0 | 0 | 0 | 0 | 0 | 0 | 0 | 0 | 0 | 0 | 0 | 0 | 0 | 0 | 0 | 0 | 0 | 0 | 0 | 0 | 0 | 0 | 0 | 0 | 0 | 0 | 0 | 0 | 0 | 0 | 0 | 0 | 0 | 0 | 0 | 0 | 0 | 0 | 0 | 0 | 0 | 0 | 0 | 0 | 0 | 0 | 0 | 0 | 0 | 0 | 0 | 0 | 0 | 0 | 0 | 0 | 0 | 0 | 0 | 0 | 0 | 0 | 0 | 0 | 0 | 0 | 0 | 0 | 0 | 0 | 0 | 0 | 0 | 0 | 0 | 0 | 0 | 0 | 0 | 0 | 0 | 0 | 0 | 0 | 0 | 0 | 0 | 0 | 0 | 0 | 0 | 0 | 0 | 0 | 0 | 0 | 0 | 0 | 0 | 0 | 0 | 0 | 0 | 0 | 0 | 0 | 0 | 0 | 0 | 0 | 0 | 0 | 0 | 0 | 0 | 0 | 0 | 0 | 0 | 0 | 0 | 0 | 0 | 0 | 0 | 0 | 0 | 0 | 0 | 0 | 0 | 0 | 0 | 0 | 0 | 0 | 0 | 0 | 0 | 0 | 0 | 0 | 0 | 0 | 0 | 0 | 0 | 0 | 0 | 0 | 0 | 0 | 0 | 0 | 0 | 0 | 0 | 0 | 0 | 0 | 0 | 0 | 0 | 0 | 0 | 0 | 0 | 0 | 0 | 0 | 0 | 0 | 0 | 0 | 0 | 0 | 0 | 0 | 0 | 0 | 0 | 0 | 0 | 0 | 0 | 0 | 0 | 0 | 0 | 0 | 0 | 0 | 0 | 0 | 0 | 0 | 0 | 0 | 0 | 0 | 0 | 0 | 0 | 0 | 0 | 0 | 0 | 0 | 0 | 0 | 0 | 0 | 0 | 0 | 0 | 0 | 0 | 0 | 0 | 0 | 0 | 0 | 0 | 0 | 0 | 0 | 0 | 0 | 0 | 0 | 0 | 0 | 0 | 0 | 0 | 0 | 0 | 0 | 0 | 0 | 0 | 0 | 0 | 0 | 0 | 0 | 0 | 0 | 0 | 0 | 0 | 0 | 0 | 0 | 0 | 0 | 0 | 0 | 0 | 0 | 0 | 0 | 0 | 0 | 0 | 0 | 0 | 0 | 0 | 0 | 0 | 0 | 0 | 0 | 0 | 0 | 0 | 0 | 0 | 0 | 0 | 0 | 0 | 0 | 0 | 0 | 0 | 0 | 0 | 0 | 0 | 0 | 0 | 0 | 0 | 0 | 0 | 0 | 0 | 0 | 0 | 0 | 0 | 0 | 0 | 0 | 0 | 0 | 0 | 0 | 0 | 0 | 0 | 0 | 0 | 0 | 0 | 0 | 0 | 0 | 0 | 0 | 0 | 0 | 0 | 0 | 0 | 0 | 0 | 0 | 0 | 0 | 0 | 0 | 0 | 0 | 0 | 0 | 0 | 0 | 0 | 0 | 0 | 0 | 0 | 0 | 0 | 0 | 0 | 0 | 0 | 0 | 0 | 0 | 0 | 0 | 0 | 0 | 0 | 0 | 0 | 0 | 0 | 0 | 0 | 0 | 0 | 0 | 0 | 0 | 0 | 0 | 0 | 0 | 0 | 0 | 0 | 0 | 0 | 0 | 0 | 0 | 0 | 0 | 0 | 0 | 0 | 0 | 0 | 0 | 0 | 0 | 0 | 0 | 0 | 0 | 0 | 0 | 0 | 0 | 0 | 0 | 0 | 0 | 0 | 0 | 0 | 0 | 0 | 0 | 0 | 0 | 0 | 0 | 0 | 0 | 0 | 0 | 0 | 0 | 0 | 0 | 0 | 0 | 0 | 0 | 0 | 0 | 0 | 0 | 0 | 0 | 0 | 0 | 0 | 0 | 0 | 0 | 0 | 0 | 0 | 0 | 0 | 0 | 0 | 0 | 0 | 0 | 0 | 0 | 0 | 0 | 0 | 0 | 0 | 0 | 0 | 0 | 0 | 0 | 0 | 0 | 0 | 0 | 0
OR_Commercial_Interruptible - Miscellaneous_New_Space Heating_Natural Gas_HVAC - Dedicated Outdoor Air System (DOAS)_A | OR | Commercial | Interruptible - Miscellaneous | New | Space Heating | Natural Gas | HVAC - Dedicated Outdoor Air System (DOAS) | A | OCM912 | No DOAS. | Outdoor air supplied by a DOAS. | 20 | 0 | 0 | 0 | 9.88 | 0 | 0 | 0 | 0.28365 | 0.25 | sqft | 0% | 0% | Discretionary | RetroEven20_OR | 82.88% | Central Systems | 0% | 0 |  | 0 |  | 0 | 2021P_Com-VRF-DOAS-2021P_V2 | 2021P_Com-VRF-DOAS-2021P_V2 | 2021P_Com-VRF-DOAS-2021P_V2 | No DOAS. | No DOAS. | No DOAS. | No DOAS. | No DOAS. | No DOAS. | No DOAS. | No DOAS. | No DOAS. | No DOAS. | No DOAS. | No DOAS. | No DOAS. | No DOAS. | No DOAS. | No DOAS. | No DOAS. | No DOAS. | No DOAS. | No DOAS. | No DOAS. | No DOAS. | No DOAS. | No DOAS. | No DOAS. | No DOAS. | No DOAS. | Outdoor air supplied by a DOAS. | Outdoor air supplied by a DOAS. | Outdoor air supplied by a DOAS. | Outdoor air supplied by a DOAS. | Outdoor air supplied by a DOAS. | Outdoor air supplied by a DOAS. | Outdoor air supplied by a DOAS. | Outdoor air supplied by a DOAS. | Outdoor air supplied by a DOAS. | Outdoor air supplied by a DOAS. | Outdoor air supplied by a DOAS. | Outdoor air supplied by a DOAS. | Outdoor air supplied by a DOAS. | Outdoor air supplied by a DOAS. | Outdoor air supplied by a DOAS. | Outdoor air supplied by a DOAS. | Outdoor air supplied by a DOAS. | Outdoor air supplied by a DOAS. | Outdoor air supplied by a DOAS. | Outdoor air supplied by a DOAS. | Outdoor air supplied by a DOAS. | Outdoor air supplied by a DOAS. | Outdoor air supplied by a DOAS. | Outdoor air supplied by a DOAS. | Outdoor air supplied by a DOAS. | Outdoor air supplied by a DOAS. | Outdoor air supplied by a DOAS. | 9.88 | 9.88 | 9.88 | 9.88 | 9.88 | 9.88 | 9.88 | 9.88 | 9.88 | 9.88 | 9.88 | 9.88 | 9.88 | 9.88 | 9.88 | 9.88 | 9.88 | 9.88 | 9.88 | 9.88 | 9.88 | 9.88 | 9.88 | 9.88 | 9.88 | 9.88 | 9.88 | 0 | 0 | 0 | 0 | 0 | 0 | 0 | 0 | 0 | 0 | 0 | 0 | 0 | 0 | 0 | 0 | 0 | 0 | 0 | 0 | 0 | 0 | 0 | 0 | 0 | 0 | 0 | 0 | 0 | 0 | 0 | 0 | 0 | 0 | 0 | 0 | 0 | 0 | 0 | 0 | 0 | 0 | 0 | 0 | 0 | 0 | 0 | 0 | 0 | 0 | 0 | 0 | 0 | 0 | 0 | 0 | 0 | 0 | 0 | 0 | 0 | 0 | 0 | 0 | 0 | 0 | 0 | 0 | 0 | 0 | 0 | 0 | 0 | 0 | 0 | 0 | 0 | 0 | 0 | 0 | 0 | 0 | 0 | 0 | 0 | 0 | 0 | 0 | 0 | 0 | 0 | 0 | 0 | 0 | 0 | 0 | 0 | 0 | 0 | 0 | 0 | 0 | 0 | 0 | 0 | 0 | 0 | 0 | 0 | 0 | 0 | 0 | 0 | 0 | 0 | 0 | 0 | 0 | 0 | 0 | 0 | 0 | 0 | 0 | 0 | 0 | 0 | 0 | 0 | 0 | 0 | 0 | 0 | 0 | 0 | 0 | 0 | 0 | 0 | 0 | 0 | 0 | 0 | 0 | 0 | 0 | 0 | 0 | 0 | 0 | 0 | 0 | 0 | 0 | 0 | 0 | 0 | 0 | 0 | 0 | 0 | 0 | 0 | 0 | 0 | 0 | 0 | 0 | 0 | 0 | 0 | 0 | 0 | 0 | 0 | 0 | 0 | 0 | 0 | 0 | 0 | 0 | 0 | 0 | 0 | 0 | 0 | 0 | 0 | 0 | 0 | 0 | 0 | 0 | 0 | 0 | 0 | 0 | 0 | 0 | 0 | 0 | 0 | 0 | 0 | 0 | 0 | 0 | 0 | 0 | 0 | 0 | 0 | 0 | 0 | 0 | 0 | 0 | 0 | 0 | 0 | 0 | 0 | 0 | 0 | 0 | 0 | 0 | 0 | 0 | 0 | 0 | 0 | 0 | 0 | 0 | 0 | 0 | 0 | 0 | 0 | 0 | 0 | 0 | 0 | 0 | 0 | 0 | 0 | 0 | 0 | 0 | 0 | 0 | 0 | 0 | 0 | 0 | 0 | 0 | 0 | 0 | 0 | 0 | 0 | 0 | 0 | 0 | 0 | 0 | 0 | 0 | 0 | 0 | 0 | 0 | 0 | 0 | 0 | 0 | 0 | 0 | 0 | 0 | 0 | 0 | 0 | 0 | 0 | 0 | 0 | 0 | 0 | 0 | 0 | 0 | 0 | 0 | 0 | 0 | 0 | 0 | 0 | 0 | 0 | 0 | 0 | 0 | 0 | 0 | 0 | 0 | 0 | 0 | 0 | 0 | 0 | 0 | 0 | 0 | 0 | 0 | 0 | 0 | 0 | 0 | 0 | 0 | 0 | 0 | 0 | 0 | 0 | 0 | 0 | 0 | 0 | 0 | 0 | 0 | 0 | 0 | 0 | 0 | 0 | 0 | 0 | 0 | 0 | 0 | 0 | 0 | 0 | 0 | 0 | 0 | 0 | 0 | 0 | 0 | 0 | 0 | 0 | 0 | 0 | 0 | 0 | 0 | 0 | 0 | 0 | 0 | 0 | 0 | 0 | 0 | 0 | 0 | 0 | 0 | 0 | 0 | 0 | 0 | 0 | 0 | 0 | 0 | 0 | 0 | 0 | 0 | 0 | 0 | 0 | 0 | 0 | 0 | 0 | 0 | 0 | 0 | 0 | 0 | 0 | 0 | 0 | 0 | 0 | 0 | 0 | 0 | 0 | 0 | 0 | 0 | 0 | 0 | 0 | 0 | 0 | 0 | 0 | 0 | 0 | 0 | 0 | 0 | 0 | 0 | 0 | 0 | 0 | 0 | 0 | 0 | 0 | 0 | 0 | 0 | 0 | 0 | 0 | 0 | 0 | 0 | 0 | 0 | 0 | 0 | 0 | 0 | 0 | 0 | 0 | 0 | 0 | 0 | 0 | 0 | 0 | 0 | 0 | 0 | 0 | 0 | 0 | 0 | 0 | 0 | 0 | 0 | 0 | 0 | 0 | 0 | 0
OR_Commercial_Interruptible - Miscellaneous_New_Space Heating_Natural Gas_Destratification Fans (HVLS)_A | OR | Commercial | Interruptible - Miscellaneous | New | Space Heating | Natural Gas | Destratification Fans (HVLS) | A | OCM913 | No destratification fans. | High volume low speed destratification fans. | 15 | 0 | 0 | 0 | 9799.26 | 0 | 0 | 0 | 0.28365 | 0.25 | Strat Fan | 15% | 20% | Discretionary | RetroEven20_OR | 82.88% | Space Heating | 0% | 0 |  | 0 |  | 0 | DL20_IHVLS-Ag-2021PLN-v2-8 | DL20_IHVLS-Ag-2021PLN-v2-8 | HVLS-Heating-AEG-v5.0-121 | No destratification fans. | No destratification fans. | No destratification fans. | No destratification fans. | No destratification fans. | No destratification fans. | No destratification fans. | No destratification fans. | No destratification fans. | No destratification fans. | No destratification fans. | No destratification fans. | No destratification fans. | No destratification fans. | No destratification fans. | No destratification fans. | No destratification fans. | No destratification fans. | No destratification fans. | No destratification fans. | No destratification fans. | No destratification fans. | No destratification fans. | No destratification fans. | No destratification fans. | No destratification fans. | No destratification fans. | High volume low speed destratification fans. | High volume low speed destratification fans. | High volume low speed destratification fans. | High volume low speed destratification fans. | High volume low speed destratification fans. | High volume low speed destratification fans. | High volume low speed destratification fans. | High volume low speed destratification fans. | High volume low speed destratification fans. | High volume low speed destratification fans. | High volume low speed destratification fans. | High volume low speed destratification fans. | High volume low speed destratification fans. | High volume low speed destratification fans. | High volume low speed destratification fans. | High volume low speed destratification fans. | High volume low speed destratification fans. | High volume low speed destratification fans. | High volume low speed destratification fans. | High volume low speed destratification fans. | High volume low speed destratification fans. | High volume low speed destratification fans. | High volume low speed destratification fans. | High volume low speed destratification fans. | High volume low speed destratification fans. | High volume low speed destratification fans. | High volume low speed destratification fans. | 9799.26 | 9799.26 | 9799.26 | 9799.26 | 9799.26 | 9799.26 | 9799.26 | 9799.26 | 9799.26 | 9799.26 | 9799.26 | 9799.26 | 9799.26 | 9799.26 | 9799.26 | 9799.26 | 9799.26 | 9799.26 | 9799.26 | 9799.26 | 9799.26 | 9799.26 | 9799.26 | 9799.26 | 9799.26 | 9799.26 | 9799.26 | 0 | 0 | 0 | 0 | 0 | 0 | 0 | 0 | 0 | 0 | 0 | 0 | 0 | 0 | 0 | 0 | 0 | 0 | 0 | 0 | 0 | 0 | 0 | 0 | 0 | 0 | 0 | 0 | 0 | 0 | 0 | 0 | 0 | 0 | 0 | 0 | 0 | 0 | 0 | 0 | 0 | 0 | 0 | 0 | 0 | 0 | 0 | 0 | 0 | 0 | 0 | 0 | 0 | 0 | 0 | 0 | 0 | 0 | 0 | 0 | 0 | 0 | 0 | 0 | 0 | 0 | 0 | 0 | 0 | 0 | 0 | 0 | 0 | 0 | 0 | 0 | 0 | 0 | 0 | 0 | 0 | 0 | 0 | 0 | 0 | 0 | 0 | 0 | 0 | 0 | 0 | 0 | 0 | 0 | 0 | 0 | 0 | 0 | 0 | 0 | 0 | 0 | 0 | 0 | 0 | 0 | 0 | 0 | 0 | 0 | 0 | 0 | 0 | 0 | 0 | 0 | 0 | 0 | 0 | 0 | 0 | 0 | 0 | 0 | 0 | 0 | 0 | 0 | 0 | 0 | 0 | 0 | 0 | 0 | 0 | 0 | 0 | 0 | 0 | 0 | 0 | 0 | 0 | 0 | 0 | 0 | 0 | 0 | 0 | 0 | 0 | 0 | 0 | 0 | 0 | 0 | 0 | 0 | 0 | 0 | 0 | 0 | 0 | 0 | 0 | 0 | 0 | 0 | 0 | 0 | 0 | 0 | 0 | 0 | 0 | 0 | 0 | 0 | 0 | 0 | 0 | 0 | 0 | 0 | 0 | 0 | 0 | 0 | 0 | 0 | 0 | 0 | 0 | 0 | 0 | 0 | 0 | 0 | 0 | 0 | 0 | 0 | 0 | 0 | 0 | 0 | 0 | 0 | 0 | 0 | 0 | 0 | 0 | 0 | 0 | 0 | 0 | 0 | 0 | 0 | 0 | 0 | 0 | 0 | 0 | 0 | 0 | 0 | 0 | 0 | 0 | 0 | 0 | 0 | 0 | 0 | 0 | 0 | 0 | 0 | 0 | 0 | 0 | 0 | 0 | 0 | 0 | 0 | 0 | 0 | 0 | 0 | 0 | 0 | 0 | 0 | 0 | 0 | 0 | 0 | 0 | 0 | 0 | 0 | 0 | 0 | 0 | 0 | 0 | 0 | 0 | 0 | 0 | 0 | 0 | 0 | 0 | 0 | 0 | 0 | 0 | 0 | 0 | 0 | 0 | 0 | 0 | 0 | 0 | 0 | 0 | 0 | 0 | 0 | 0 | 0 | 0 | 0 | 0 | 0 | 0 | 0 | 0 | 0 | 0 | 0 | 0 | 0 | 0 | 0 | 0 | 0 | 0 | 0 | 0 | 0 | 0 | 0 | 0 | 0 | 0 | 0 | 0 | 0 | 0 | 0 | 0 | 0 | 0 | 0 | 0 | 0 | 0 | 0 | 0 | 0 | 0 | 0 | 0 | 0 | 0 | 0 | 0 | 0 | 0 | 0 | 0 | 0 | 0 | 0 | 0 | 0 | 0 | 0 | 0 | 0 | 0 | 0 | 0 | 0 | 0 | 0 | 0 | 0 | 0 | 0 | 0 | 0 | 0 | 0 | 0 | 0 | 0 | 0 | 0 | 0 | 0 | 0 | 0 | 0 | 0 | 0 | 0 | 0 | 0 | 0 | 0 | 0 | 0 | 0 | 0 | 0 | 0 | 0 | 0 | 0 | 0 | 0 | 0 | 0 | 0 | 0 | 0 | 0 | 0 | 0 | 0 | 0 | 0 | 0 | 0 | 0 | 0 | 0 | 0 | 0 | 0 | 0 | 0 | 0 | 0 | 0 | 0 | 0 | 0 | 0 | 0 | 0 | 0 | 0 | 0 | 0 | 0 | 0 | 0 | 0 | 0 | 0 | 0 | 0 | 0 | 0 | 0 | 0 | 0 | 0 | 0 | 0 | 0 | 0 | 0 | 0 | 0 | 0 | 0 | 0 | 0 | 0 | 0 | 0 | 0 | 0 | 0 | 0 | 0 | 0 | 0 | 0 | 0 | 0 | 0 | 0 | 0 | 0 | 0 | 0 | 0
OR_Commercial_Interruptible - Miscellaneous_New_Space Heating_Natural Gas_Gas Boiler - Maintenance_A | OR | Commercial | Interruptible - Miscellaneous | New | Space Heating | Natural Gas | Gas Boiler - Maintenance | A | OCM914 | Degrade performance | General cleaning and maintenance | 3 | 0.2466 | 0 | 0 | 0.95 | 0 | 0 | 0 | 0.28365 | 0.25 | kBtuh Heat | 5% | 10% | Discretionary | Retro12Med_OR | 75.44% | Boiler | 0% | 0 |  | 0 |  | 0 | GBLR_MNT-Heating-ILTRM-v4.0-43 | GBLR_MNT-Heating-ILTRM-v4.0-43 | GBLR_MNT-Heating-ILTRM-v4.0-1 | Degrade performance | Degrade performance | Degrade performance | Degrade performance | Degrade performance | Degrade performance | Degrade performance | Degrade performance | Degrade performance | Degrade performance | Degrade performance | Degrade performance | Degrade performance | Degrade performance | Degrade performance | Degrade performance | Degrade performance | Degrade performance | Degrade performance | Degrade performance | Degrade performance | Degrade performance | Degrade performance | Degrade performance | Degrade performance | Degrade performance | Degrade performance | General cleaning and maintenance | General cleaning and maintenance | General cleaning and maintenance | General cleaning and maintenance | General cleaning and maintenance | General cleaning and maintenance | General cleaning and maintenance | General cleaning and maintenance | General cleaning and maintenance | General cleaning and maintenance | General cleaning and maintenance | General cleaning and maintenance | General cleaning and maintenance | General cleaning and maintenance | General cleaning and maintenance | General cleaning and maintenance | General cleaning and maintenance | General cleaning and maintenance | General cleaning and maintenance | General cleaning and maintenance | General cleaning and maintenance | General cleaning and maintenance | General cleaning and maintenance | General cleaning and maintenance | General cleaning and maintenance | General cleaning and maintenance | General cleaning and maintenance | 0.95 | 0.95 | 0.95 | 0.95 | 0.95 | 0.95 | 0.95 | 0.95 | 0.95 | 0.95 | 0.95 | 0.95 | 0.95 | 0.95 | 0.95 | 0.95 | 0.95 | 0.95 | 0.95 | 0.95 | 0.95 | 0.95 | 0.95 | 0.95 | 0.95 | 0.95 | 0.95 | 0 | 0 | 0 | 0 | 0 | 0 | 0 | 0 | 0 | 0 | 0 | 0 | 0 | 0 | 0 | 0 | 0 | 0 | 0 | 0 | 0 | 0 | 0 | 0 | 0 | 0 | 0 | 0 | 0 | 0 | 0 | 0 | 0 | 0 | 0 | 0 | 0 | 0 | 0 | 0 | 0 | 0 | 0 | 0 | 0 | 0 | 0 | 0 | 0 | 0 | 0 | 0 | 0 | 0 | 0 | 0 | 0 | 0 | 0 | 0 | 0 | 0 | 0 | 0 | 0 | 0 | 0 | 0 | 0 | 0 | 0 | 0 | 0 | 0 | 0 | 0 | 0 | 0 | 0 | 0 | 0 | 0 | 0 | 0 | 0 | 0 | 0 | 0 | 0 | 0 | 0 | 0 | 0 | 0 | 0 | 0 | 0 | 0 | 0 | 0 | 0 | 0 | 0 | 0 | 0 | 0 | 0 | 0 | 0 | 0 | 0 | 0 | 0 | 0 | 0 | 0 | 0 | 0 | 0 | 0 | 0 | 0 | 0 | 0 | 0 | 0 | 0 | 0 | 0 | 0 | 0 | 0 | 0 | 0 | 0 | 0 | 0 | 0 | 0 | 0 | 0 | 0 | 0 | 0 | 0 | 0 | 0 | 0 | 0 | 0 | 0 | 0 | 0 | 0 | 0 | 0 | 0 | 0 | 0 | 0 | 0 | 0 | 0 | 0 | 0 | 0 | 0 | 0 | 0 | 0 | 0 | 0 | 0 | 0 | 0 | 0 | 0 | 0 | 0 | 0 | 0 | 0 | 0 | 0 | 0 | 0 | 0 | 0 | 0 | 0 | 0 | 0 | 0 | 0 | 0 | 0 | 0 | 0 | 0 | 0 | 0 | 0 | 0 | 0 | 0 | 0 | 0 | 0 | 0 | 0 | 0 | 0 | 0 | 0 | 0 | 0 | 0 | 0 | 0 | 0 | 0 | 0 | 0 | 0 | 0 | 0 | 0 | 0 | 0 | 0 | 0 | 0 | 0 | 0 | 0 | 0 | 0 | 0 | 0 | 0 | 0 | 0 | 0 | 0 | 0 | 0 | 0 | 0 | 0 | 0 | 0 | 0 | 0 | 0 | 0 | 0 | 0 | 0 | 0 | 0 | 0 | 0 | 0 | 0 | 0 | 0 | 0 | 0 | 0 | 0 | 0 | 0 | 0 | 0 | 0 | 0 | 0 | 0 | 0 | 0 | 0 | 0 | 0 | 0 | 0 | 0 | 0 | 0 | 0 | 0 | 0 | 0 | 0 | 0 | 0 | 0 | 0 | 0 | 0 | 0 | 0 | 0 | 0 | 0 | 0 | 0 | 0 | 0 | 0 | 0 | 0 | 0 | 0 | 0 | 0 | 0 | 0 | 0 | 0 | 0 | 0 | 0 | 0 | 0 | 0 | 0 | 0 | 0 | 0 | 0 | 0 | 0 | 0 | 0 | 0 | 0 | 0 | 0 | 0 | 0 | 0 | 0 | 0 | 0 | 0 | 0 | 0 | 0 | 0 | 0 | 0 | 0 | 0 | 0 | 0 | 0 | 0 | 0 | 0 | 0 | 0 | 0 | 0 | 0 | 0 | 0 | 0 | 0 | 0 | 0 | 0 | 0 | 0 | 0 | 0 | 0 | 0 | 0 | 0 | 0 | 0 | 0 | 0 | 0 | 0 | 0 | 0 | 0 | 0 | 0 | 0 | 0 | 0 | 0 | 0 | 0 | 0 | 0 | 0 | 0 | 0 | 0 | 0 | 0 | 0 | 0 | 0 | 0 | 0 | 0 | 0 | 0 | 0 | 0 | 0 | 0 | 0 | 0 | 0 | 0 | 0 | 0 | 0 | 0 | 0 | 0 | 0 | 0 | 0 | 0 | 0 | 0 | 0 | 0 | 0 | 0 | 0 | 0 | 0 | 0 | 0 | 0 | 0 | 0 | 0 | 0 | 0 | 0 | 0 | 0 | 0 | 0 | 0 | 0 | 0 | 0 | 0 | 0 | 0 | 0 | 0 | 0 | 0 | 0 | 0 | 0 | 0 | 0 | 0 | 0 | 0 | 0 | 0 | 0 | 0 | 0 | 0
OR_Commercial_Interruptible - Miscellaneous_New_Space Heating_Natural Gas_Gas Furnace - Maintenance_A | OR | Commercial | Interruptible - Miscellaneous | New | Space Heating | Natural Gas | Gas Furnace - Maintenance | A | OCM915 | Degrade performance | General cleaning and maintenance | 3 | 0.16029 | 0 | 0 | 0.95 | 0 | 0 | 0 | 0.28365 | 0.25 | kBtuh Heat | 5% | 10% | Discretionary | Retro12Med_OR | 75.44% | Furnace | 0% | 0 |  | 0 |  | 0 | IL TRM - CI-HVC-FTUN-V03-200101 | GBLR_MNT-Heating-ILTRM-v4.0-43 | IL TRM - CI-HVC-FTUN-V03-200101 | Degrade performance | Degrade performance | Degrade performance | Degrade performance | Degrade performance | Degrade performance | Degrade performance | Degrade performance | Degrade performance | Degrade performance | Degrade performance | Degrade performance | Degrade performance | Degrade performance | Degrade performance | Degrade performance | Degrade performance | Degrade performance | Degrade performance | Degrade performance | Degrade performance | Degrade performance | Degrade performance | Degrade performance | Degrade performance | Degrade performance | Degrade performance | General cleaning and maintenance | General cleaning and maintenance | General cleaning and maintenance | General cleaning and maintenance | General cleaning and maintenance | General cleaning and maintenance | General cleaning and maintenance | General cleaning and maintenance | General cleaning and maintenance | General cleaning and maintenance | General cleaning and maintenance | General cleaning and maintenance | General cleaning and maintenance | General cleaning and maintenance | General cleaning and maintenance | General cleaning and maintenance | General cleaning and maintenance | General cleaning and maintenance | General cleaning and maintenance | General cleaning and maintenance | General cleaning and maintenance | General cleaning and maintenance | General cleaning and maintenance | General cleaning and maintenance | General cleaning and maintenance | General cleaning and maintenance | General cleaning and maintenance | 0.95 | 0.95 | 0.95 | 0.95 | 0.95 | 0.95 | 0.95 | 0.95 | 0.95 | 0.95 | 0.95 | 0.95 | 0.95 | 0.95 | 0.95 | 0.95 | 0.95 | 0.95 | 0.95 | 0.95 | 0.95 | 0.95 | 0.95 | 0.95 | 0.95 | 0.95 | 0.95 | 0 | 0 | 0 | 0 | 0 | 0 | 0 | 0 | 0 | 0 | 0 | 0 | 0 | 0 | 0 | 0 | 0 | 0 | 0 | 0 | 0 | 0 | 0 | 0 | 0 | 0 | 0 | 0 | 0 | 0 | 0 | 0 | 0 | 0 | 0 | 0 | 0 | 0 | 0 | 0 | 0 | 0 | 0 | 0 | 0 | 0 | 0 | 0 | 0 | 0 | 0 | 0 | 0 | 0 | 0 | 0 | 0 | 0 | 0 | 0 | 0 | 0 | 0 | 0 | 0 | 0 | 0 | 0 | 0 | 0 | 0 | 0 | 0 | 0 | 0 | 0 | 0 | 0 | 0 | 0 | 0 | 0 | 0 | 0 | 0 | 0 | 0 | 0 | 0 | 0 | 0 | 0 | 0 | 0 | 0 | 0 | 0 | 0 | 0 | 0 | 0 | 0 | 0 | 0 | 0 | 0 | 0 | 0 | 0 | 0 | 0 | 0 | 0 | 0 | 0 | 0 | 0 | 0 | 0 | 0 | 0 | 0 | 0 | 0 | 0 | 0 | 0 | 0 | 0 | 0 | 0 | 0 | 0 | 0 | 0 | 0 | 0 | 0 | 0 | 0 | 0 | 0 | 0 | 0 | 0 | 0 | 0 | 0 | 0 | 0 | 0 | 0 | 0 | 0 | 0 | 0 | 0 | 0 | 0 | 0 | 0 | 0 | 0 | 0 | 0 | 0 | 0 | 0 | 0 | 0 | 0 | 0 | 0 | 0 | 0 | 0 | 0 | 0 | 0 | 0 | 0 | 0 | 0 | 0 | 0 | 0 | 0 | 0 | 0 | 0 | 0 | 0 | 0 | 0 | 0 | 0 | 0 | 0 | 0 | 0 | 0 | 0 | 0 | 0 | 0 | 0 | 0 | 0 | 0 | 0 | 0 | 0 | 0 | 0 | 0 | 0 | 0 | 0 | 0 | 0 | 0 | 0 | 0 | 0 | 0 | 0 | 0 | 0 | 0 | 0 | 0 | 0 | 0 | 0 | 0 | 0 | 0 | 0 | 0 | 0 | 0 | 0 | 0 | 0 | 0 | 0 | 0 | 0 | 0 | 0 | 0 | 0 | 0 | 0 | 0 | 0 | 0 | 0 | 0 | 0 | 0 | 0 | 0 | 0 | 0 | 0 | 0 | 0 | 0 | 0 | 0 | 0 | 0 | 0 | 0 | 0 | 0 | 0 | 0 | 0 | 0 | 0 | 0 | 0 | 0 | 0 | 0 | 0 | 0 | 0 | 0 | 0 | 0 | 0 | 0 | 0 | 0 | 0 | 0 | 0 | 0 | 0 | 0 | 0 | 0 | 0 | 0 | 0 | 0 | 0 | 0 | 0 | 0 | 0 | 0 | 0 | 0 | 0 | 0 | 0 | 0 | 0 | 0 | 0 | 0 | 0 | 0 | 0 | 0 | 0 | 0 | 0 | 0 | 0 | 0 | 0 | 0 | 0 | 0 | 0 | 0 | 0 | 0 | 0 | 0 | 0 | 0 | 0 | 0 | 0 | 0 | 0 | 0 | 0 | 0 | 0 | 0 | 0 | 0 | 0 | 0 | 0 | 0 | 0 | 0 | 0 | 0 | 0 | 0 | 0 | 0 | 0 | 0 | 0 | 0 | 0 | 0 | 0 | 0 | 0 | 0 | 0 | 0 | 0 | 0 | 0 | 0 | 0 | 0 | 0 | 0 | 0 | 0 | 0 | 0 | 0 | 0 | 0 | 0 | 0 | 0 | 0 | 0 | 0 | 0 | 0 | 0 | 0 | 0 | 0 | 0 | 0 | 0 | 0 | 0 | 0 | 0 | 0 | 0 | 0 | 0 | 0 | 0 | 0 | 0 | 0 | 0 | 0 | 0 | 0 | 0 | 0 | 0 | 0 | 0 | 0 | 0 | 0 | 0 | 0 | 0 | 0 | 0 | 0 | 0 | 0 | 0 | 0 | 0 | 0 | 0 | 0 | 0 | 0 | 0 | 0 | 0 | 0 | 0 | 0 | 0 | 0 | 0 | 0 | 0 | 0 | 0 | 0 | 0 | 0 | 0 | 0 | 0 | 0 | 0 | 0 | 0
OR_Commercial_Interruptible - Miscellaneous_New_Space Heating_Natural Gas_Gas Boiler - Hot Water Reset_A | OR | Commercial | Interruptible - Miscellaneous | New | Space Heating | Natural Gas | Gas Boiler - Hot Water Reset | A | OCM916 | No control | Reset control installed | 20 | 438.4038 | 0 | 0 | 799.38 | 0 | 0 | 0 | 0.28365 | 0.25 | BoilerCtrl | 100% | 100% | Discretionary | RetroEven20_OR | 82.88% | Boiler | 0% | 0 |  | 0 |  | 0 | GBLR_HWRST-Heating-ILTRM-v4.0-43 | GBLR_HWRST-Heating-ILTRM-v4.0-1 | GBLR_HWRST-Heating-ILTRM-v4.0-1 | No control | No control | No control | No control | No control | No control | No control | No control | No control | No control | No control | No control | No control | No control | No control | No control | No control | No control | No control | No control | No control | No control | No control | No control | No control | No control | No control | Reset control installed | Reset control installed | Reset control installed | Reset control installed | Reset control installed | Reset control installed | Reset control installed | Reset control installed | Reset control installed | Reset control installed | Reset control installed | Reset control installed | Reset control installed | Reset control installed | Reset control installed | Reset control installed | Reset control installed | Reset control installed | Reset control installed | Reset control installed | Reset control installed | Reset control installed | Reset control installed | Reset control installed | Reset control installed | Reset control installed | Reset control installed | 799.38 | 799.38 | 799.38 | 799.38 | 799.38 | 799.38 | 799.38 | 799.38 | 799.38 | 799.38 | 799.38 | 799.38 | 799.38 | 799.38 | 799.38 | 799.38 | 799.38 | 799.38 | 799.38 | 799.38 | 799.38 | 799.38 | 799.38 | 799.38 | 799.38 | 799.38 | 799.38 | 0 | 0 | 0 | 0 | 0 | 0 | 0 | 0 | 0 | 0 | 0 | 0 | 0 | 0 | 0 | 0 | 0 | 0 | 0 | 0 | 0 | 0 | 0 | 0 | 0 | 0 | 0 | 0 | 0 | 0 | 0 | 0 | 0 | 0 | 0 | 0 | 0 | 0 | 0 | 0 | 0 | 0 | 0 | 0 | 0 | 0 | 0 | 0 | 0 | 0 | 0 | 0 | 0 | 0 | 0 | 0 | 0 | 0 | 0 | 0 | 0 | 0 | 0 | 0 | 0 | 0 | 0 | 0 | 0 | 0 | 0 | 0 | 0 | 0 | 0 | 0 | 0 | 0 | 0 | 0 | 0 | 0 | 0 | 0 | 0 | 0 | 0 | 0 | 0 | 0 | 0 | 0 | 0 | 0 | 0 | 0 | 0 | 0 | 0 | 0 | 0 | 0 | 0 | 0 | 0 | 0 | 0 | 0 | 0 | 0 | 0 | 0 | 0 | 0 | 0 | 0 | 0 | 0 | 0 | 0 | 0 | 0 | 0 | 0 | 0 | 0 | 0 | 0 | 0 | 0 | 0 | 0 | 0 | 0 | 0 | 0 | 0 | 0 | 0 | 0 | 0 | 0 | 0 | 0 | 0 | 0 | 0 | 0 | 0 | 0 | 0 | 0 | 0 | 0 | 0 | 0 | 0 | 0 | 0 | 0 | 0 | 0 | 0 | 0 | 0 | 0 | 0 | 0 | 0 | 0 | 0 | 0 | 0 | 0 | 0 | 0 | 0 | 0 | 0 | 0 | 0 | 0 | 0 | 0 | 0 | 0 | 0 | 0 | 0 | 0 | 0 | 0 | 0 | 0 | 0 | 0 | 0 | 0 | 0 | 0 | 0 | 0 | 0 | 0 | 0 | 0 | 0 | 0 | 0 | 0 | 0 | 0 | 0 | 0 | 0 | 0 | 0 | 0 | 0 | 0 | 0 | 0 | 0 | 0 | 0 | 0 | 0 | 0 | 0 | 0 | 0 | 0 | 0 | 0 | 0 | 0 | 0 | 0 | 0 | 0 | 0 | 0 | 0 | 0 | 0 | 0 | 0 | 0 | 0 | 0 | 0 | 0 | 0 | 0 | 0 | 0 | 0 | 0 | 0 | 0 | 0 | 0 | 0 | 0 | 0 | 0 | 0 | 0 | 0 | 0 | 0 | 0 | 0 | 0 | 0 | 0 | 0 | 0 | 0 | 0 | 0 | 0 | 0 | 0 | 0 | 0 | 0 | 0 | 0 | 0 | 0 | 0 | 0 | 0 | 0 | 0 | 0 | 0 | 0 | 0 | 0 | 0 | 0 | 0 | 0 | 0 | 0 | 0 | 0 | 0 | 0 | 0 | 0 | 0 | 0 | 0 | 0 | 0 | 0 | 0 | 0 | 0 | 0 | 0 | 0 | 0 | 0 | 0 | 0 | 0 | 0 | 0 | 0 | 0 | 0 | 0 | 0 | 0 | 0 | 0 | 0 | 0 | 0 | 0 | 0 | 0 | 0 | 0 | 0 | 0 | 0 | 0 | 0 | 0 | 0 | 0 | 0 | 0 | 0 | 0 | 0 | 0 | 0 | 0 | 0 | 0 | 0 | 0 | 0 | 0 | 0 | 0 | 0 | 0 | 0 | 0 | 0 | 0 | 0 | 0 | 0 | 0 | 0 | 0 | 0 | 0 | 0 | 0 | 0 | 0 | 0 | 0 | 0 | 0 | 0 | 0 | 0 | 0 | 0 | 0 | 0 | 0 | 0 | 0 | 0 | 0 | 0 | 0 | 0 | 0 | 0 | 0 | 0 | 0 | 0 | 0 | 0 | 0 | 0 | 0 | 0 | 0 | 0 | 0 | 0 | 0 | 0 | 0 | 0 | 0 | 0 | 0 | 0 | 0 | 0 | 0 | 0 | 0 | 0 | 0 | 0 | 0 | 0 | 0 | 0 | 0 | 0 | 0 | 0 | 0 | 0 | 0 | 0 | 0 | 0 | 0 | 0 | 0 | 0 | 0 | 0 | 0 | 0 | 0 | 0 | 0 | 0 | 0 | 0 | 0 | 0 | 0 | 0 | 0 | 0 | 0 | 0
OR_Commercial_Interruptible - Miscellaneous_New_Space Heating_Natural Gas_Gas Boiler - Steam Trap Replacement_A | OR | Commercial | Interruptible - Miscellaneous | New | Space Heating | Natural Gas | Gas Boiler - Steam Trap Replacement | A | OCM917 | Degrade performance | Cleaning and maintenance | 6 | 74.7764 | 0 | 0 | 89.84 | 0 | 0 | 0 | 0.28365 | 0.25 | perBLDg | 0% | 10% | Discretionary | RetroEven20_OR | 82.88% | Boiler | 0% | 0 |  | 0 |  | 0 | IL TRM v9, Section 4.4.16 | IL TRM v9, Section 4.4.16 | IL TRM - CI-HVC-STRE-V06-200101 | Degrade performance | Degrade performance | Degrade performance | Degrade performance | Degrade performance | Degrade performance | Degrade performance | Degrade performance | Degrade performance | Degrade performance | Degrade performance | Degrade performance | Degrade performance | Degrade performance | Degrade performance | Degrade performance | Degrade performance | Degrade performance | Degrade performance | Degrade performance | Degrade performance | Degrade performance | Degrade performance | Degrade performance | Degrade performance | Degrade performance | Degrade performance | Cleaning and maintenance | Cleaning and maintenance | Cleaning and maintenance | Cleaning and maintenance | Cleaning and maintenance | Cleaning and maintenance | Cleaning and maintenance | Cleaning and maintenance | Cleaning and maintenance | Cleaning and maintenance | Cleaning and maintenance | Cleaning and maintenance | Cleaning and maintenance | Cleaning and maintenance | Cleaning and maintenance | Cleaning and maintenance | Cleaning and maintenance | Cleaning and maintenance | Cleaning and maintenance | Cleaning and maintenance | Cleaning and maintenance | Cleaning and maintenance | Cleaning and maintenance | Cleaning and maintenance | Cleaning and maintenance | Cleaning and maintenance | Cleaning and maintenance | 89.84 | 89.84 | 89.84 | 89.84 | 89.84 | 89.84 | 89.84 | 89.84 | 89.84 | 89.84 | 89.84 | 89.84 | 89.84 | 89.84 | 89.84 | 89.84 | 89.84 | 89.84 | 89.84 | 89.84 | 89.84 | 89.84 | 89.84 | 89.84 | 89.84 | 89.84 | 89.84 | 0 | 0 | 0 | 0 | 0 | 0 | 0 | 0 | 0 | 0 | 0 | 0 | 0 | 0 | 0 | 0 | 0 | 0 | 0 | 0 | 0 | 0 | 0 | 0 | 0 | 0 | 0 | 0 | 0 | 0 | 0 | 0 | 0 | 0 | 0 | 0 | 0 | 0 | 0 | 0 | 0 | 0 | 0 | 0 | 0 | 0 | 0 | 0 | 0 | 0 | 0 | 0 | 0 | 0 | 0 | 0 | 0 | 0 | 0 | 0 | 0 | 0 | 0 | 0 | 0 | 0 | 0 | 0 | 0 | 0 | 0 | 0 | 0 | 0 | 0 | 0 | 0 | 0 | 0 | 0 | 0 | 0 | 0 | 0 | 0 | 0 | 0 | 0 | 0 | 0 | 0 | 0 | 0 | 0 | 0 | 0 | 0 | 0 | 0 | 0 | 0 | 0 | 0 | 0 | 0 | 0 | 0 | 0 | 0 | 0 | 0 | 0 | 0 | 0 | 0 | 0 | 0 | 0 | 0 | 0 | 0 | 0 | 0 | 0 | 0 | 0 | 0 | 0 | 0 | 0 | 0 | 0 | 0 | 0 | 0 | 0 | 0 | 0 | 0 | 0 | 0 | 0 | 0 | 0 | 0 | 0 | 0 | 0 | 0 | 0 | 0 | 0 | 0 | 0 | 0 | 0 | 0 | 0 | 0 | 0 | 0 | 0 | 0 | 0 | 0 | 0 | 0 | 0 | 0 | 0 | 0 | 0 | 0 | 0 | 0 | 0 | 0 | 0 | 0 | 0 | 0 | 0 | 0 | 0 | 0 | 0 | 0 | 0 | 0 | 0 | 0 | 0 | 0 | 0 | 0 | 0 | 0 | 0 | 0 | 0 | 0 | 0 | 0 | 0 | 0 | 0 | 0 | 0 | 0 | 0 | 0 | 0 | 0 | 0 | 0 | 0 | 0 | 0 | 0 | 0 | 0 | 0 | 0 | 0 | 0 | 0 | 0 | 0 | 0 | 0 | 0 | 0 | 0 | 0 | 0 | 0 | 0 | 0 | 0 | 0 | 0 | 0 | 0 | 0 | 0 | 0 | 0 | 0 | 0 | 0 | 0 | 0 | 0 | 0 | 0 | 0 | 0 | 0 | 0 | 0 | 0 | 0 | 0 | 0 | 0 | 0 | 0 | 0 | 0 | 0 | 0 | 0 | 0 | 0 | 0 | 0 | 0 | 0 | 0 | 0 | 0 | 0 | 0 | 0 | 0 | 0 | 0 | 0 | 0 | 0 | 0 | 0 | 0 | 0 | 0 | 0 | 0 | 0 | 0 | 0 | 0 | 0 | 0 | 0 | 0 | 0 | 0 | 0 | 0 | 0 | 0 | 0 | 0 | 0 | 0 | 0 | 0 | 0 | 0 | 0 | 0 | 0 | 0 | 0 | 0 | 0 | 0 | 0 | 0 | 0 | 0 | 0 | 0 | 0 | 0 | 0 | 0 | 0 | 0 | 0 | 0 | 0 | 0 | 0 | 0 | 0 | 0 | 0 | 0 | 0 | 0 | 0 | 0 | 0 | 0 | 0 | 0 | 0 | 0 | 0 | 0 | 0 | 0 | 0 | 0 | 0 | 0 | 0 | 0 | 0 | 0 | 0 | 0 | 0 | 0 | 0 | 0 | 0 | 0 | 0 | 0 | 0 | 0 | 0 | 0 | 0 | 0 | 0 | 0 | 0 | 0 | 0 | 0 | 0 | 0 | 0 | 0 | 0 | 0 | 0 | 0 | 0 | 0 | 0 | 0 | 0 | 0 | 0 | 0 | 0 | 0 | 0 | 0 | 0 | 0 | 0 | 0 | 0 | 0 | 0 | 0 | 0 | 0 | 0 | 0 | 0 | 0 | 0 | 0 | 0 | 0 | 0 | 0 | 0 | 0 | 0 | 0 | 0 | 0 | 0 | 0 | 0 | 0 | 0 | 0 | 0 | 0 | 0 | 0 | 0 | 0 | 0 | 0 | 0 | 0 | 0 | 0 | 0 | 0 | 0 | 0 | 0 | 0 | 0 | 0 | 0 | 0 | 0 | 0 | 0 | 0 | 0 | 0 | 0 | 0 | 0 | 0
OR_Commercial_Interruptible - Miscellaneous_New_Space Heating_Natural Gas_Gas Boiler - High Turndown Burner_A | OR | Commercial | Interruptible - Miscellaneous | New | Space Heating | Natural Gas | Gas Boiler - High Turndown Burner | A | OCM918 | No control | Turndown control installed | 15 | 0.411 | 0 | 0 | 2.8 | 0 | 0 | 0 | 0.28365 | 0.25 | kbtuh heat | 100% | 100% | Discretionary | Retro5Med_OR | 81.34% | Boiler | 0% | 0 |  | 0 |  | 0 | GBLR_TRN-Heating-MNTRM-v2.1-1 | GBLR_TRN-Heating-MNTRM-v2.1-1 | GBLR_TRN-Heating-MNTRM-v2.1-1 | No control | No control | No control | No control | No control | No control | No control | No control | No control | No control | No control | No control | No control | No control | No control | No control | No control | No control | No control | No control | No control | No control | No control | No control | No control | No control | No control | Turndown control installed | Turndown control installed | Turndown control installed | Turndown control installed | Turndown control installed | Turndown control installed | Turndown control installed | Turndown control installed | Turndown control installed | Turndown control installed | Turndown control installed | Turndown control installed | Turndown control installed | Turndown control installed | Turndown control installed | Turndown control installed | Turndown control installed | Turndown control installed | Turndown control installed | Turndown control installed | Turndown control installed | Turndown control installed | Turndown control installed | Turndown control installed | Turndown control installed | Turndown control installed | Turndown control installed | 2.8 | 2.8 | 2.8 | 2.8 | 2.8 | 2.8 | 2.8 | 2.8 | 2.8 | 2.8 | 2.8 | 2.8 | 2.8 | 2.8 | 2.8 | 2.8 | 2.8 | 2.8 | 2.8 | 2.8 | 2.8 | 2.8 | 2.8 | 2.8 | 2.8 | 2.8 | 2.8 | 0 | 0 | 0 | 0 | 0 | 0 | 0 | 0 | 0 | 0 | 0 | 0 | 0 | 0 | 0 | 0 | 0 | 0 | 0 | 0 | 0 | 0 | 0 | 0 | 0 | 0 | 0 | 0 | 0 | 0 | 0 | 0 | 0 | 0 | 0 | 0 | 0 | 0 | 0 | 0 | 0 | 0 | 0 | 0 | 0 | 0 | 0 | 0 | 0 | 0 | 0 | 0 | 0 | 0 | 0 | 0 | 0 | 0 | 0 | 0 | 0 | 0 | 0 | 0 | 0 | 0 | 0 | 0 | 0 | 0 | 0 | 0 | 0 | 0 | 0 | 0 | 0 | 0 | 0 | 0 | 0 | 0 | 0 | 0 | 0 | 0 | 0 | 0 | 0 | 0 | 0 | 0 | 0 | 0 | 0 | 0 | 0 | 0 | 0 | 0 | 0 | 0 | 0 | 0 | 0 | 0 | 0 | 0 | 0 | 0 | 0 | 0 | 0 | 0 | 0 | 0 | 0 | 0 | 0 | 0 | 0 | 0 | 0 | 0 | 0 | 0 | 0 | 0 | 0 | 0 | 0 | 0 | 0 | 0 | 0 | 0 | 0 | 0 | 0 | 0 | 0 | 0 | 0 | 0 | 0 | 0 | 0 | 0 | 0 | 0 | 0 | 0 | 0 | 0 | 0 | 0 | 0 | 0 | 0 | 0 | 0 | 0 | 0 | 0 | 0 | 0 | 0 | 0 | 0 | 0 | 0 | 0 | 0 | 0 | 0 | 0 | 0 | 0 | 0 | 0 | 0 | 0 | 0 | 0 | 0 | 0 | 0 | 0 | 0 | 0 | 0 | 0 | 0 | 0 | 0 | 0 | 0 | 0 | 0 | 0 | 0 | 0 | 0 | 0 | 0 | 0 | 0 | 0 | 0 | 0 | 0 | 0 | 0 | 0 | 0 | 0 | 0 | 0 | 0 | 0 | 0 | 0 | 0 | 0 | 0 | 0 | 0 | 0 | 0 | 0 | 0 | 0 | 0 | 0 | 0 | 0 | 0 | 0 | 0 | 0 | 0 | 0 | 0 | 0 | 0 | 0 | 0 | 0 | 0 | 0 | 0 | 0 | 0 | 0 | 0 | 0 | 0 | 0 | 0 | 0 | 0 | 0 | 0 | 0 | 0 | 0 | 0 | 0 | 0 | 0 | 0 | 0 | 0 | 0 | 0 | 0 | 0 | 0 | 0 | 0 | 0 | 0 | 0 | 0 | 0 | 0 | 0 | 0 | 0 | 0 | 0 | 0 | 0 | 0 | 0 | 0 | 0 | 0 | 0 | 0 | 0 | 0 | 0 | 0 | 0 | 0 | 0 | 0 | 0 | 0 | 0 | 0 | 0 | 0 | 0 | 0 | 0 | 0 | 0 | 0 | 0 | 0 | 0 | 0 | 0 | 0 | 0 | 0 | 0 | 0 | 0 | 0 | 0 | 0 | 0 | 0 | 0 | 0 | 0 | 0 | 0 | 0 | 0 | 0 | 0 | 0 | 0 | 0 | 0 | 0 | 0 | 0 | 0 | 0 | 0 | 0 | 0 | 0 | 0 | 0 | 0 | 0 | 0 | 0 | 0 | 0 | 0 | 0 | 0 | 0 | 0 | 0 | 0 | 0 | 0 | 0 | 0 | 0 | 0 | 0 | 0 | 0 | 0 | 0 | 0 | 0 | 0 | 0 | 0 | 0 | 0 | 0 | 0 | 0 | 0 | 0 | 0 | 0 | 0 | 0 | 0 | 0 | 0 | 0 | 0 | 0 | 0 | 0 | 0 | 0 | 0 | 0 | 0 | 0 | 0 | 0 | 0 | 0 | 0 | 0 | 0 | 0 | 0 | 0 | 0 | 0 | 0 | 0 | 0 | 0 | 0 | 0 | 0 | 0 | 0 | 0 | 0 | 0 | 0 | 0 | 0 | 0 | 0 | 0 | 0 | 0 | 0 | 0 | 0 | 0 | 0 | 0 | 0 | 0 | 0 | 0 | 0 | 0 | 0 | 0 | 0 | 0 | 0 | 0 | 0 | 0 | 0 | 0 | 0 | 0 | 0 | 0 | 0 | 0 | 0 | 0 | 0
OR_Commercial_Interruptible - Miscellaneous_New_Space Heating_Natural Gas_Gas Boiler - Burner Control Optimization_A | OR | Commercial | Interruptible - Miscellaneous | New | Space Heating | Natural Gas | Gas Boiler - Burner Control Optimization | A | OCM919 | Average performance | Optimized burner controls | 18 | 0.11919 | 0 | 0 | 0.94 | 0 | 0 | 0 | 0.28365 | 0.25 | kBtuh heat | 5% | 85% | Discretionary | Retro1Slow_OR | 84.23% | Boiler | 0% | 0 |  | 0 |  | 0 | GBLR_O2TRM-Heating-ILTRM-v4.0-1 | GBLR_O2TRM-Heating-MEMD-2018-1 | GBLR_O2TRM-Heating-ILTRM-v4.0-1 | Average performance | Average performance | Average performance | Average performance | Average performance | Average performance | Average performance | Average performance | Average performance | Average performance | Average performance | Average performance | Average performance | Average performance | Average performance | Average performance | Average performance | Average performance | Average performance | Average performance | Average performance | Average performance | Average performance | Average performance | Average performance | Average performance | Average performance | Optimized burner controls | Optimized burner controls | Optimized burner controls | Optimized burner controls | Optimized burner controls | Optimized burner controls | Optimized burner controls | Optimized burner controls | Optimized burner controls | Optimized burner controls | Optimized burner controls | Optimized burner controls | Optimized burner controls | Optimized burner controls | Optimized burner controls | Optimized burner controls | Optimized burner controls | Optimized burner controls | Optimized burner controls | Optimized burner controls | Optimized burner controls | Optimized burner controls | Optimized burner controls | Optimized burner controls | Optimized burner controls | Optimized burner controls | Optimized burner controls | 0.94 | 0.94 | 0.94 | 0.94 | 0.94 | 0.94 | 0.94 | 0.94 | 0.94 | 0.94 | 0.94 | 0.94 | 0.94 | 0.94 | 0.94 | 0.94 | 0.94 | 0.94 | 0.94 | 0.94 | 0.94 | 0.94 | 0.94 | 0.94 | 0.94 | 0.94 | 0.94 | 0 | 0 | 0 | 0 | 0 | 0 | 0 | 0 | 0 | 0 | 0 | 0 | 0 | 0 | 0 | 0 | 0 | 0 | 0 | 0 | 0 | 0 | 0 | 0 | 0 | 0 | 0 | 0 | 0 | 0 | 0 | 0 | 0 | 0 | 0 | 0 | 0 | 0 | 0 | 0 | 0 | 0 | 0 | 0 | 0 | 0 | 0 | 0 | 0 | 0 | 0 | 0 | 0 | 0 | 0 | 0 | 0 | 0 | 0 | 0 | 0 | 0 | 0 | 0 | 0 | 0 | 0 | 0 | 0 | 0 | 0 | 0 | 0 | 0 | 0 | 0 | 0 | 0 | 0 | 0 | 0 | 0 | 0 | 0 | 0 | 0 | 0 | 0 | 0 | 0 | 0 | 0 | 0 | 0 | 0 | 0 | 0 | 0 | 0 | 0 | 0 | 0 | 0 | 0 | 0 | 0 | 0 | 0 | 0 | 0 | 0 | 0 | 0 | 0 | 0 | 0 | 0 | 0 | 0 | 0 | 0 | 0 | 0 | 0 | 0 | 0 | 0 | 0 | 0 | 0 | 0 | 0 | 0 | 0 | 0 | 0 | 0 | 0 | 0 | 0 | 0 | 0 | 0 | 0 | 0 | 0 | 0 | 0 | 0 | 0 | 0 | 0 | 0 | 0 | 0 | 0 | 0 | 0 | 0 | 0 | 0 | 0 | 0 | 0 | 0 | 0 | 0 | 0 | 0 | 0 | 0 | 0 | 0 | 0 | 0 | 0 | 0 | 0 | 0 | 0 | 0 | 0 | 0 | 0 | 0 | 0 | 0 | 0 | 0 | 0 | 0 | 0 | 0 | 0 | 0 | 0 | 0 | 0 | 0 | 0 | 0 | 0 | 0 | 0 | 0 | 0 | 0 | 0 | 0 | 0 | 0 | 0 | 0 | 0 | 0 | 0 | 0 | 0 | 0 | 0 | 0 | 0 | 0 | 0 | 0 | 0 | 0 | 0 | 0 | 0 | 0 | 0 | 0 | 0 | 0 | 0 | 0 | 0 | 0 | 0 | 0 | 0 | 0 | 0 | 0 | 0 | 0 | 0 | 0 | 0 | 0 | 0 | 0 | 0 | 0 | 0 | 0 | 0 | 0 | 0 | 0 | 0 | 0 | 0 | 0 | 0 | 0 | 0 | 0 | 0 | 0 | 0 | 0 | 0 | 0 | 0 | 0 | 0 | 0 | 0 | 0 | 0 | 0 | 0 | 0 | 0 | 0 | 0 | 0 | 0 | 0 | 0 | 0 | 0 | 0 | 0 | 0 | 0 | 0 | 0 | 0 | 0 | 0 | 0 | 0 | 0 | 0 | 0 | 0 | 0 | 0 | 0 | 0 | 0 | 0 | 0 | 0 | 0 | 0 | 0 | 0 | 0 | 0 | 0 | 0 | 0 | 0 | 0 | 0 | 0 | 0 | 0 | 0 | 0 | 0 | 0 | 0 | 0 | 0 | 0 | 0 | 0 | 0 | 0 | 0 | 0 | 0 | 0 | 0 | 0 | 0 | 0 | 0 | 0 | 0 | 0 | 0 | 0 | 0 | 0 | 0 | 0 | 0 | 0 | 0 | 0 | 0 | 0 | 0 | 0 | 0 | 0 | 0 | 0 | 0 | 0 | 0 | 0 | 0 | 0 | 0 | 0 | 0 | 0 | 0 | 0 | 0 | 0 | 0 | 0 | 0 | 0 | 0 | 0 | 0 | 0 | 0 | 0 | 0 | 0 | 0 | 0 | 0 | 0 | 0 | 0 | 0 | 0 | 0 | 0 | 0 | 0 | 0 | 0 | 0 | 0 | 0 | 0 | 0 | 0 | 0 | 0 | 0 | 0 | 0 | 0 | 0 | 0 | 0 | 0 | 0 | 0 | 0 | 0 | 0 | 0 | 0 | 0 | 0 | 0 | 0 | 0 | 0 | 0 | 0 | 0 | 0 | 0 | 0 | 0 | 0 | 0 | 0 | 0 | 0 | 0 | 0 | 0 | 0 | 0 | 0 | 0 | 0 | 0 | 0 | 0 | 0 | 0 | 0 | 0 | 0 | 0 | 0 | 0 | 0 | 0 | 0
OR_Commercial_Interruptible - Miscellaneous_New_Space Heating_Natural Gas_Gas Boiler - Stack Economizer_A | OR | Commercial | Interruptible - Miscellaneous | New | Space Heating | Natural Gas | Gas Boiler - Stack Economizer | A | OCM920 | None | Economizer installed | 15 | 0.39456 | 0 | 0 | 10.35 | 0 | 0 | 0 | 0.28365 | 0.25 | kBtuh Heat | 15% | 55% | Discretionary | Retro5Med_OR | 81.34% | Boiler | 0% | 0 |  | 0 |  | 0 | IL TRM - CI-HVC-BECO-V01-150601 | IL TRM - CI-HVC-BECO-V01-150601 | IL TRM - CI-HVC-BECO-V01-150601 | None | None | None | None | None | None | None | None | None | None | None | None | None | None | None | None | None | None | None | None | None | None | None | None | None | None | None | Economizer installed | Economizer installed | Economizer installed | Economizer installed | Economizer installed | Economizer installed | Economizer installed | Economizer installed | Economizer installed | Economizer installed | Economizer installed | Economizer installed | Economizer installed | Economizer installed | Economizer installed | Economizer installed | Economizer installed | Economizer installed | Economizer installed | Economizer installed | Economizer installed | Economizer installed | Economizer installed | Economizer installed | Economizer installed | Economizer installed | Economizer installed | 10.35 | 10.35 | 10.35 | 10.35 | 10.35 | 10.35 | 10.35 | 10.35 | 10.35 | 10.35 | 10.35 | 10.35 | 10.35 | 10.35 | 10.35 | 10.35 | 10.35 | 10.35 | 10.35 | 10.35 | 10.35 | 10.35 | 10.35 | 10.35 | 10.35 | 10.35 | 10.35 | 0 | 0 | 0 | 0 | 0 | 0 | 0 | 0 | 0 | 0 | 0 | 0 | 0 | 0 | 0 | 0 | 0 | 0 | 0 | 0 | 0 | 0 | 0 | 0 | 0 | 0 | 0 | 0 | 0 | 0 | 0 | 0 | 0 | 0 | 0 | 0 | 0 | 0 | 0 | 0 | 0 | 0 | 0 | 0 | 0 | 0 | 0 | 0 | 0 | 0 | 0 | 0 | 0 | 0 | 0 | 0 | 0 | 0 | 0 | 0 | 0 | 0 | 0 | 0 | 0 | 0 | 0 | 0 | 0 | 0 | 0 | 0 | 0 | 0 | 0 | 0 | 0 | 0 | 0 | 0 | 0 | 0 | 0 | 0 | 0 | 0 | 0 | 0 | 0 | 0 | 0 | 0 | 0 | 0 | 0 | 0 | 0 | 0 | 0 | 0 | 0 | 0 | 0 | 0 | 0 | 0 | 0 | 0 | 0 | 0 | 0 | 0 | 0 | 0 | 0 | 0 | 0 | 0 | 0 | 0 | 0 | 0 | 0 | 0 | 0 | 0 | 0 | 0 | 0 | 0 | 0 | 0 | 0 | 0 | 0 | 0 | 0 | 0 | 0 | 0 | 0 | 0 | 0 | 0 | 0 | 0 | 0 | 0 | 0 | 0 | 0 | 0 | 0 | 0 | 0 | 0 | 0 | 0 | 0 | 0 | 0 | 0 | 0 | 0 | 0 | 0 | 0 | 0 | 0 | 0 | 0 | 0 | 0 | 0 | 0 | 0 | 0 | 0 | 0 | 0 | 0 | 0 | 0 | 0 | 0 | 0 | 0 | 0 | 0 | 0 | 0 | 0 | 0 | 0 | 0 | 0 | 0 | 0 | 0 | 0 | 0 | 0 | 0 | 0 | 0 | 0 | 0 | 0 | 0 | 0 | 0 | 0 | 0 | 0 | 0 | 0 | 0 | 0 | 0 | 0 | 0 | 0 | 0 | 0 | 0 | 0 | 0 | 0 | 0 | 0 | 0 | 0 | 0 | 0 | 0 | 0 | 0 | 0 | 0 | 0 | 0 | 0 | 0 | 0 | 0 | 0 | 0 | 0 | 0 | 0 | 0 | 0 | 0 | 0 | 0 | 0 | 0 | 0 | 0 | 0 | 0 | 0 | 0 | 0 | 0 | 0 | 0 | 0 | 0 | 0 | 0 | 0 | 0 | 0 | 0 | 0 | 0 | 0 | 0 | 0 | 0 | 0 | 0 | 0 | 0 | 0 | 0 | 0 | 0 | 0 | 0 | 0 | 0 | 0 | 0 | 0 | 0 | 0 | 0 | 0 | 0 | 0 | 0 | 0 | 0 | 0 | 0 | 0 | 0 | 0 | 0 | 0 | 0 | 0 | 0 | 0 | 0 | 0 | 0 | 0 | 0 | 0 | 0 | 0 | 0 | 0 | 0 | 0 | 0 | 0 | 0 | 0 | 0 | 0 | 0 | 0 | 0 | 0 | 0 | 0 | 0 | 0 | 0 | 0 | 0 | 0 | 0 | 0 | 0 | 0 | 0 | 0 | 0 | 0 | 0 | 0 | 0 | 0 | 0 | 0 | 0 | 0 | 0 | 0 | 0 | 0 | 0 | 0 | 0 | 0 | 0 | 0 | 0 | 0 | 0 | 0 | 0 | 0 | 0 | 0 | 0 | 0 | 0 | 0 | 0 | 0 | 0 | 0 | 0 | 0 | 0 | 0 | 0 | 0 | 0 | 0 | 0 | 0 | 0 | 0 | 0 | 0 | 0 | 0 | 0 | 0 | 0 | 0 | 0 | 0 | 0 | 0 | 0 | 0 | 0 | 0 | 0 | 0 | 0 | 0 | 0 | 0 | 0 | 0 | 0 | 0 | 0 | 0 | 0 | 0 | 0 | 0 | 0 | 0 | 0 | 0 | 0 | 0 | 0 | 0 | 0 | 0 | 0 | 0 | 0 | 0 | 0 | 0 | 0 | 0 | 0 | 0 | 0 | 0 | 0 | 0 | 0 | 0 | 0 | 0 | 0 | 0 | 0 | 0 | 0 | 0 | 0 | 0 | 0 | 0 | 0 | 0 | 0 | 0 | 0 | 0 | 0
OR_Commercial_Interruptible - Miscellaneous_New_Space Heating_Natural Gas_Gas Boiler - Thermostatic Radiator Valves_A | OR | Commercial | Interruptible - Miscellaneous | New | Space Heating | Natural Gas | Gas Boiler - Thermostatic Radiator Valves | A | OCM921 | TBD | TBD | 15 | 5.25 | 0 | 0 | 61.19 | 0 | 0 | 0 | 0.28365 | 0.25 | radiator | 100% | 100% | Discretionary | RetroEven20_OR | 82.88% | Boiler | 0% | 0 |  | 0 |  | 0 | IL TRM - 5.3.19 - RS-HVC-TRVS-V01-210101 | AEG Cost Characterization, 2021 | IL TRM - 5.3.19 - RS-HVC-TRVS-V01-210101 | TBD | TBD | TBD | TBD | TBD | TBD | TBD | TBD | TBD | TBD | TBD | TBD | TBD | TBD | TBD | TBD | TBD | TBD | TBD | TBD | TBD | TBD | TBD | TBD | TBD | TBD | TBD | TBD | TBD | TBD | TBD | TBD | TBD | TBD | TBD | TBD | TBD | TBD | TBD | TBD | TBD | TBD | TBD | TBD | TBD | TBD | TBD | TBD | TBD | TBD | TBD | TBD | TBD | TBD | 61.19 | 61.19 | 61.19 | 61.19 | 61.19 | 61.19 | 61.19 | 61.19 | 61.19 | 61.19 | 61.19 | 61.19 | 61.19 | 61.19 | 61.19 | 61.19 | 61.19 | 61.19 | 61.19 | 61.19 | 61.19 | 61.19 | 61.19 | 61.19 | 61.19 | 61.19 | 61.19 | 0 | 0 | 0 | 0 | 0 | 0 | 0 | 0 | 0 | 0 | 0 | 0 | 0 | 0 | 0 | 0 | 0 | 0 | 0 | 0 | 0 | 0 | 0 | 0 | 0 | 0 | 0 | 0 | 0 | 0 | 0 | 0 | 0 | 0 | 0 | 0 | 0 | 0 | 0 | 0 | 0 | 0 | 0 | 0 | 0 | 0 | 0 | 0 | 0 | 0 | 0 | 0 | 0 | 0 | 0 | 0 | 0 | 0 | 0 | 0 | 0 | 0 | 0 | 0 | 0 | 0 | 0 | 0 | 0 | 0 | 0 | 0 | 0 | 0 | 0 | 0 | 0 | 0 | 0 | 0 | 0 | 0 | 0 | 0 | 0 | 0 | 0 | 0 | 0 | 0 | 0 | 0 | 0 | 0 | 0 | 0 | 0 | 0 | 0 | 0 | 0 | 0 | 0 | 0 | 0 | 0 | 0 | 0 | 0 | 0 | 0 | 0 | 0 | 0 | 0 | 0 | 0 | 0 | 0 | 0 | 0 | 0 | 0 | 0 | 0 | 0 | 0 | 0 | 0 | 0 | 0 | 0 | 0 | 0 | 0 | 0 | 0 | 0 | 0 | 0 | 0 | 0 | 0 | 0 | 0 | 0 | 0 | 0 | 0 | 0 | 0 | 0 | 0 | 0 | 0 | 0 | 0 | 0 | 0 | 0 | 0 | 0 | 0 | 0 | 0 | 0 | 0 | 0 | 0 | 0 | 0 | 0 | 0 | 0 | 0 | 0 | 0 | 0 | 0 | 0 | 0 | 0 | 0 | 0 | 0 | 0 | 0 | 0 | 0 | 0 | 0 | 0 | 0 | 0 | 0 | 0 | 0 | 0 | 0 | 0 | 0 | 0 | 0 | 0 | 0 | 0 | 0 | 0 | 0 | 0 | 0 | 0 | 0 | 0 | 0 | 0 | 0 | 0 | 0 | 0 | 0 | 0 | 0 | 0 | 0 | 0 | 0 | 0 | 0 | 0 | 0 | 0 | 0 | 0 | 0 | 0 | 0 | 0 | 0 | 0 | 0 | 0 | 0 | 0 | 0 | 0 | 0 | 0 | 0 | 0 | 0 | 0 | 0 | 0 | 0 | 0 | 0 | 0 | 0 | 0 | 0 | 0 | 0 | 0 | 0 | 0 | 0 | 0 | 0 | 0 | 0 | 0 | 0 | 0 | 0 | 0 | 0 | 0 | 0 | 0 | 0 | 0 | 0 | 0 | 0 | 0 | 0 | 0 | 0 | 0 | 0 | 0 | 0 | 0 | 0 | 0 | 0 | 0 | 0 | 0 | 0 | 0 | 0 | 0 | 0 | 0 | 0 | 0 | 0 | 0 | 0 | 0 | 0 | 0 | 0 | 0 | 0 | 0 | 0 | 0 | 0 | 0 | 0 | 0 | 0 | 0 | 0 | 0 | 0 | 0 | 0 | 0 | 0 | 0 | 0 | 0 | 0 | 0 | 0 | 0 | 0 | 0 | 0 | 0 | 0 | 0 | 0 | 0 | 0 | 0 | 0 | 0 | 0 | 0 | 0 | 0 | 0 | 0 | 0 | 0 | 0 | 0 | 0 | 0 | 0 | 0 | 0 | 0 | 0 | 0 | 0 | 0 | 0 | 0 | 0 | 0 | 0 | 0 | 0 | 0 | 0 | 0 | 0 | 0 | 0 | 0 | 0 | 0 | 0 | 0 | 0 | 0 | 0 | 0 | 0 | 0 | 0 | 0 | 0 | 0 | 0 | 0 | 0 | 0 | 0 | 0 | 0 | 0 | 0 | 0 | 0 | 0 | 0 | 0 | 0 | 0 | 0 | 0 | 0 | 0 | 0 | 0 | 0 | 0 | 0 | 0 | 0 | 0 | 0 | 0 | 0 | 0 | 0 | 0 | 0 | 0 | 0 | 0 | 0 | 0 | 0 | 0 | 0 | 0 | 0 | 0 | 0 | 0 | 0 | 0 | 0 | 0 | 0 | 0 | 0 | 0 | 0 | 0 | 0 | 0 | 0 | 0 | 0 | 0 | 0 | 0 | 0 | 0 | 0 | 0 | 0 | 0 | 0 | 0 | 0 | 0 | 0
OR_Commercial_Interruptible - Miscellaneous_New_Space Heating_Natural Gas_HVAC - Shut Off Damper_A | OR | Commercial | Interruptible - Miscellaneous | New | Space Heating | Natural Gas | HVAC - Shut Off Damper | A | OCM922 | No damper | Damper installed | 15 | 0 | 0 | 0 | 1657.67 | 0 | 123.77 | 0 | 0.28365 | 0.25 | BoilerCtrl | 0% | 75% | Discretionary | Retro5Med_OR | 81.34% | Central Systems | 0% | 0 |  | 0 |  | 0 | HVAC_DMPROFF-Heating-ILTRM-v4.0-1 | HVAC_DMPROFF-Heating-ILTRM-v4.0-1 | HVAC_DMPROFF-Heating-ILTRM-v4.0-1 | No damper | No damper | No damper | No damper | No damper | No damper | No damper | No damper | No damper | No damper | No damper | No damper | No damper | No damper | No damper | No damper | No damper | No damper | No damper | No damper | No damper | No damper | No damper | No damper | No damper | No damper | No damper | Damper installed | Damper installed | Damper installed | Damper installed | Damper installed | Damper installed | Damper installed | Damper installed | Damper installed | Damper installed | Damper installed | Damper installed | Damper installed | Damper installed | Damper installed | Damper installed | Damper installed | Damper installed | Damper installed | Damper installed | Damper installed | Damper installed | Damper installed | Damper installed | Damper installed | Damper installed | Damper installed | 1657.67 | 1657.67 | 1657.67 | 1657.67 | 1657.67 | 1657.67 | 1657.67 | 1657.67 | 1657.67 | 1657.67 | 1657.67 | 1657.67 | 1657.67 | 1657.67 | 1657.67 | 1657.67 | 1657.67 | 1657.67 | 1657.67 | 1657.67 | 1657.67 | 1657.67 | 1657.67 | 1657.67 | 1657.67 | 1657.67 | 1657.67 | 0 | 0 | 0 | 0 | 0 | 0 | 0 | 0 | 0 | 0 | 0 | 0 | 0 | 0 | 0 | 0 | 0 | 0 | 0 | 0 | 0 | 0 | 0 | 0 | 0 | 0 | 0 | 0 | 0 | 0 | 0 | 0 | 0 | 0 | 0 | 0 | 0 | 0 | 0 | 0 | 0 | 0 | 0 | 0 | 0 | 0 | 0 | 0 | 0 | 0 | 0 | 0 | 0 | 0 | 0 | 0 | 0 | 0 | 0 | 0 | 0 | 0 | 0 | 0 | 0 | 0 | 0 | 0 | 0 | 0 | 0 | 0 | 0 | 0 | 0 | 0 | 0 | 0 | 0 | 0 | 0 | 0 | 0 | 0 | 0 | 0 | 0 | 0 | 0 | 0 | 0 | 0 | 0 | 0 | 0 | 0 | 0 | 0 | 0 | 0 | 0 | 0 | 0 | 0 | 0 | 0 | 0 | 0 | 0 | 0 | 0 | 0 | 0 | 0 | 0 | 0 | 0 | 0 | 0 | 0 | 0 | 0 | 0 | 0 | 0 | 0 | 0 | 0 | 0 | 0 | 0 | 0 | 0 | 0 | 0 | 0 | 0 | 0 | 0 | 0 | 0 | 0 | 0 | 0 | 0 | 0 | 0 | 0 | 0 | 0 | 0 | 0 | 0 | 0 | 0 | 0 | 0 | 0 | 0 | 0 | 0 | 0 | 0 | 0 | 0 | 0 | 0 | 0 | 0 | 0 | 0 | 0 | 0 | 0 | 0 | 0 | 0 | 0 | 0 | 0 | 0 | 0 | 0 | 0 | 0 | 0 | 0 | 0 | 0 | 0 | 0 | 0 | 0 | 0 | 0 | 0 | 0 | 0 | 0 | 0 | 0 | 0 | 0 | 0 | 0 | 0 | 0 | 0 | 0 | 0 | 0 | 0 | 0 | 0 | 0 | 0 | 0 | 0 | 0 | 0 | 0 | 0 | 0 | 0 | 0 | 0 | 0 | 0 | 0 | 0 | 0 | 0 | 0 | 0 | 0 | 0 | 0 | 0 | 0 | 0 | 0 | 0 | 0 | 0 | 0 | 0 | 0 | 0 | 0 | 0 | 0 | 0 | 0 | 0 | 0 | 0 | 0 | 0 | 0 | 0 | 0 | 0 | 0 | 0 | 0 | 0 | 0 | 0 | 0 | 0 | 0 | 0 | 0 | 0 | 0 | 0 | 0 | 0 | 0 | 0 | 0 | 0 | 0 | 0 | 0 | 0 | 0 | 0 | 0 | 0 | 0 | 0 | 0 | 0 | 0 | 0 | 0 | 0 | 0 | 0 | 0 | 0 | 0 | 0 | 0 | 0 | 0 | 0 | 0 | 0 | 0 | 0 | 0 | 0 | 0 | 0 | 0 | 0 | 0 | 0 | 0 | 0 | 0 | 0 | 0 | 0 | 0 | 0 | 0 | 0 | 0 | 0 | 0 | 0 | 0 | 0 | 0 | 0 | 0 | 0 | 0 | 0 | 0 | 0 | 0 | 0 | 0 | 0 | 0 | 0 | 0 | 0 | 0 | 0 | 0 | 0 | 0 | 0 | 0 | 0 | 0 | 0 | 0 | 0 | 0 | 0 | 0 | 0 | 0 | 0 | 0 | 0 | 0 | 0 | 0 | 0 | 0 | 0 | 0 | 0 | 0 | 0 | 0 | 0 | 0 | 0 | 0 | 0 | 0 | 0 | 0 | 0 | 0 | 0 | 0 | 0 | 0 | 0 | 0 | 0 | 0 | 0 | 0 | 0 | 0 | 0 | 0 | 0 | 0 | 0 | 0 | 0 | 0 | 0 | 0 | 0 | 0 | 0 | 0 | 0 | 0 | 0 | 0 | 0 | 0 | 0 | 0 | 0 | 0 | 0 | 0 | 0 | 0 | 0 | 0 | 0 | 0 | 0 | 0 | 0 | 0 | 0 | 0 | 0 | 0 | 0 | 0 | 0 | 0 | 0 | 0 | 0 | 0 | 0 | 0 | 0 | 0 | 0 | 0 | 0 | 0 | 0 | 0 | 0 | 0 | 0 | 0 | 0 | 0 | 0 | 0 | 0 | 0 | 0 | 0 | 0 | 0
OR_Commercial_Interruptible - Miscellaneous_New_Space Heating_Natural Gas_Gas Furnace - Tube Inserts_A | OR | Commercial | Interruptible - Miscellaneous | New | Space Heating | Natural Gas | Gas Furnace - Tube Inserts | A | OCM923 | None | Tube inserts installed | 5 | 0 | 0 | 0 | 1 | 0 | 0 | 0 | 0.28365 | 0.25 | sqft | 0% | 10% | Discretionary | Retro1Slow_OR | 84.23% | Furnace | 0% | 0 |  | 0 |  | 0 | n/a | n/a | n/a | None | None | None | None | None | None | None | None | None | None | None | None | None | None | None | None | None | None | None | None | None | None | None | None | None | None | None | Tube inserts installed | Tube inserts installed | Tube inserts installed | Tube inserts installed | Tube inserts installed | Tube inserts installed | Tube inserts installed | Tube inserts installed | Tube inserts installed | Tube inserts installed | Tube inserts installed | Tube inserts installed | Tube inserts installed | Tube inserts installed | Tube inserts installed | Tube inserts installed | Tube inserts installed | Tube inserts installed | Tube inserts installed | Tube inserts installed | Tube inserts installed | Tube inserts installed | Tube inserts installed | Tube inserts installed | Tube inserts installed | Tube inserts installed | Tube inserts installed | 1 | 1 | 1 | 1 | 1 | 1 | 1 | 1 | 1 | 1 | 1 | 1 | 1 | 1 | 1 | 1 | 1 | 1 | 1 | 1 | 1 | 1 | 1 | 1 | 1 | 1 | 1 | 0 | 0 | 0 | 0 | 0 | 0 | 0 | 0 | 0 | 0 | 0 | 0 | 0 | 0 | 0 | 0 | 0 | 0 | 0 | 0 | 0 | 0 | 0 | 0 | 0 | 0 | 0 | 0 | 0 | 0 | 0 | 0 | 0 | 0 | 0 | 0 | 0 | 0 | 0 | 0 | 0 | 0 | 0 | 0 | 0 | 0 | 0 | 0 | 0 | 0 | 0 | 0 | 0 | 0 | 0 | 0 | 0 | 0 | 0 | 0 | 0 | 0 | 0 | 0 | 0 | 0 | 0 | 0 | 0 | 0 | 0 | 0 | 0 | 0 | 0 | 0 | 0 | 0 | 0 | 0 | 0 | 0 | 0 | 0 | 0 | 0 | 0 | 0 | 0 | 0 | 0 | 0 | 0 | 0 | 0 | 0 | 0 | 0 | 0 | 0 | 0 | 0 | 0 | 0 | 0 | 0 | 0 | 0 | 0 | 0 | 0 | 0 | 0 | 0 | 0 | 0 | 0 | 0 | 0 | 0 | 0 | 0 | 0 | 0 | 0 | 0 | 0 | 0 | 0 | 0 | 0 | 0 | 0 | 0 | 0 | 0 | 0 | 0 | 0 | 0 | 0 | 0 | 0 | 0 | 0 | 0 | 0 | 0 | 0 | 0 | 0 | 0 | 0 | 0 | 0 | 0 | 0 | 0 | 0 | 0 | 0 | 0 | 0 | 0 | 0 | 0 | 0 | 0 | 0 | 0 | 0 | 0 | 0 | 0 | 0 | 0 | 0 | 0 | 0 | 0 | 0 | 0 | 0 | 0 | 0 | 0 | 0 | 0 | 0 | 0 | 0 | 0 | 0 | 0 | 0 | 0 | 0 | 0 | 0 | 0 | 0 | 0 | 0 | 0 | 0 | 0 | 0 | 0 | 0 | 0 | 0 | 0 | 0 | 0 | 0 | 0 | 0 | 0 | 0 | 0 | 0 | 0 | 0 | 0 | 0 | 0 | 0 | 0 | 0 | 0 | 0 | 0 | 0 | 0 | 0 | 0 | 0 | 0 | 0 | 0 | 0 | 0 | 0 | 0 | 0 | 0 | 0 | 0 | 0 | 0 | 0 | 0 | 0 | 0 | 0 | 0 | 0 | 0 | 0 | 0 | 0 | 0 | 0 | 0 | 0 | 0 | 0 | 0 | 0 | 0 | 0 | 0 | 0 | 0 | 0 | 0 | 0 | 0 | 0 | 0 | 0 | 0 | 0 | 0 | 0 | 0 | 0 | 0 | 0 | 0 | 0 | 0 | 0 | 0 | 0 | 0 | 0 | 0 | 0 | 0 | 0 | 0 | 0 | 0 | 0 | 0 | 0 | 0 | 0 | 0 | 0 | 0 | 0 | 0 | 0 | 0 | 0 | 0 | 0 | 0 | 0 | 0 | 0 | 0 | 0 | 0 | 0 | 0 | 0 | 0 | 0 | 0 | 0 | 0 | 0 | 0 | 0 | 0 | 0 | 0 | 0 | 0 | 0 | 0 | 0 | 0 | 0 | 0 | 0 | 0 | 0 | 0 | 0 | 0 | 0 | 0 | 0 | 0 | 0 | 0 | 0 | 0 | 0 | 0 | 0 | 0 | 0 | 0 | 0 | 0 | 0 | 0 | 0 | 0 | 0 | 0 | 0 | 0 | 0 | 0 | 0 | 0 | 0 | 0 | 0 | 0 | 0 | 0 | 0 | 0 | 0 | 0 | 0 | 0 | 0 | 0 | 0 | 0 | 0 | 0 | 0 | 0 | 0 | 0 | 0 | 0 | 0 | 0 | 0 | 0 | 0 | 0 | 0 | 0 | 0 | 0 | 0 | 0 | 0 | 0 | 0 | 0 | 0 | 0 | 0 | 0 | 0 | 0 | 0 | 0 | 0 | 0 | 0 | 0 | 0 | 0 | 0 | 0 | 0 | 0 | 0 | 0 | 0 | 0 | 0 | 0 | 0 | 0 | 0 | 0 | 0 | 0 | 0 | 0 | 0 | 0 | 0 | 0 | 0 | 0 | 0 | 0 | 0 | 0 | 0 | 0 | 0 | 0 | 0 | 0 | 0 | 0 | 0 | 0 | 0 | 0 | 0
OR_Commercial_Interruptible - Miscellaneous_New_Space Heating_Natural Gas_Gas Boiler - Insulate Steam Lines/Condensate Tank_A | OR | Commercial | Interruptible - Miscellaneous | New | Space Heating | Natural Gas | Gas Boiler - Insulate Steam Lines/Condensate Tank | A | OCM924 | No insulation | Lines and condenstate tank insulated | 15 | 5.99 | 0 | 0 | 13.96 | 0 | 0 | 0 | 0.28365 | 0.25 | boiler pipe | 100% | 100% | Discretionary | RetroEven20_OR | 82.88% | Boiler | 0% | 0 |  | 0 |  | 0 | GBLR_PINS-Heating-ILTRM-v4.0-1 | GBLR_PINS_STM-Heating-PGE-R7-1 | GBLR_PINS_STM-Heating-PGE-R7-1 | No insulation | No insulation | No insulation | No insulation | No insulation | No insulation | No insulation | No insulation | No insulation | No insulation | No insulation | No insulation | No insulation | No insulation | No insulation | No insulation | No insulation | No insulation | No insulation | No insulation | No insulation | No insulation | No insulation | No insulation | No insulation | No insulation | No insulation | Lines and condenstate tank insulated | Lines and condenstate tank insulated | Lines and condenstate tank insulated | Lines and condenstate tank insulated | Lines and condenstate tank insulated | Lines and condenstate tank insulated | Lines and condenstate tank insulated | Lines and condenstate tank insulated | Lines and condenstate tank insulated | Lines and condenstate tank insulated | Lines and condenstate tank insulated | Lines and condenstate tank insulated | Lines and condenstate tank insulated | Lines and condenstate tank insulated | Lines and condenstate tank insulated | Lines and condenstate tank insulated | Lines and condenstate tank insulated | Lines and condenstate tank insulated | Lines and condenstate tank insulated | Lines and condenstate tank insulated | Lines and condenstate tank insulated | Lines and condenstate tank insulated | Lines and condenstate tank insulated | Lines and condenstate tank insulated | Lines and condenstate tank insulated | Lines and condenstate tank insulated | Lines and condenstate tank insulated | 13.96 | 13.96 | 13.96 | 13.96 | 13.96 | 13.96 | 13.96 | 13.96 | 13.96 | 13.96 | 13.96 | 13.96 | 13.96 | 13.96 | 13.96 | 13.96 | 13.96 | 13.96 | 13.96 | 13.96 | 13.96 | 13.96 | 13.96 | 13.96 | 13.96 | 13.96 | 13.96 | 0 | 0 | 0 | 0 | 0 | 0 | 0 | 0 | 0 | 0 | 0 | 0 | 0 | 0 | 0 | 0 | 0 | 0 | 0 | 0 | 0 | 0 | 0 | 0 | 0 | 0 | 0 | 0 | 0 | 0 | 0 | 0 | 0 | 0 | 0 | 0 | 0 | 0 | 0 | 0 | 0 | 0 | 0 | 0 | 0 | 0 | 0 | 0 | 0 | 0 | 0 | 0 | 0 | 0 | 0 | 0 | 0 | 0 | 0 | 0 | 0 | 0 | 0 | 0 | 0 | 0 | 0 | 0 | 0 | 0 | 0 | 0 | 0 | 0 | 0 | 0 | 0 | 0 | 0 | 0 | 0 | 0 | 0 | 0 | 0 | 0 | 0 | 0 | 0 | 0 | 0 | 0 | 0 | 0 | 0 | 0 | 0 | 0 | 0 | 0 | 0 | 0 | 0 | 0 | 0 | 0 | 0 | 0 | 0 | 0 | 0 | 0 | 0 | 0 | 0 | 0 | 0 | 0 | 0 | 0 | 0 | 0 | 0 | 0 | 0 | 0 | 0 | 0 | 0 | 0 | 0 | 0 | 0 | 0 | 0 | 0 | 0 | 0 | 0 | 0 | 0 | 0 | 0 | 0 | 0 | 0 | 0 | 0 | 0 | 0 | 0 | 0 | 0 | 0 | 0 | 0 | 0 | 0 | 0 | 0 | 0 | 0 | 0 | 0 | 0 | 0 | 0 | 0 | 0 | 0 | 0 | 0 | 0 | 0 | 0 | 0 | 0 | 0 | 0 | 0 | 0 | 0 | 0 | 0 | 0 | 0 | 0 | 0 | 0 | 0 | 0 | 0 | 0 | 0 | 0 | 0 | 0 | 0 | 0 | 0 | 0 | 0 | 0 | 0 | 0 | 0 | 0 | 0 | 0 | 0 | 0 | 0 | 0 | 0 | 0 | 0 | 0 | 0 | 0 | 0 | 0 | 0 | 0 | 0 | 0 | 0 | 0 | 0 | 0 | 0 | 0 | 0 | 0 | 0 | 0 | 0 | 0 | 0 | 0 | 0 | 0 | 0 | 0 | 0 | 0 | 0 | 0 | 0 | 0 | 0 | 0 | 0 | 0 | 0 | 0 | 0 | 0 | 0 | 0 | 0 | 0 | 0 | 0 | 0 | 0 | 0 | 0 | 0 | 0 | 0 | 0 | 0 | 0 | 0 | 0 | 0 | 0 | 0 | 0 | 0 | 0 | 0 | 0 | 0 | 0 | 0 | 0 | 0 | 0 | 0 | 0 | 0 | 0 | 0 | 0 | 0 | 0 | 0 | 0 | 0 | 0 | 0 | 0 | 0 | 0 | 0 | 0 | 0 | 0 | 0 | 0 | 0 | 0 | 0 | 0 | 0 | 0 | 0 | 0 | 0 | 0 | 0 | 0 | 0 | 0 | 0 | 0 | 0 | 0 | 0 | 0 | 0 | 0 | 0 | 0 | 0 | 0 | 0 | 0 | 0 | 0 | 0 | 0 | 0 | 0 | 0 | 0 | 0 | 0 | 0 | 0 | 0 | 0 | 0 | 0 | 0 | 0 | 0 | 0 | 0 | 0 | 0 | 0 | 0 | 0 | 0 | 0 | 0 | 0 | 0 | 0 | 0 | 0 | 0 | 0 | 0 | 0 | 0 | 0 | 0 | 0 | 0 | 0 | 0 | 0 | 0 | 0 | 0 | 0 | 0 | 0 | 0 | 0 | 0 | 0 | 0 | 0 | 0 | 0 | 0 | 0 | 0 | 0 | 0 | 0 | 0 | 0 | 0 | 0 | 0 | 0 | 0 | 0 | 0 | 0 | 0 | 0 | 0 | 0 | 0 | 0 | 0 | 0 | 0 | 0 | 0 | 0 | 0 | 0 | 0 | 0 | 0 | 0 | 0 | 0 | 0 | 0 | 0 | 0 | 0 | 0 | 0 | 0 | 0 | 0 | 0 | 0 | 0 | 0 | 0 | 0 | 0 | 0 | 0 | 0 | 0 | 0 | 0 | 0 | 0 | 0 | 0 | 0 | 0 | 0 | 0 | 0 | 0 | 0 | 0 | 0 | 0 | 0 | 0 | 0 | 0 | 0
OR_Commercial_Interruptible - Miscellaneous_New_Space Heating_Natural Gas_Gas Boiler - Insulate Hot Water Lines_A | OR | Commercial | Interruptible - Miscellaneous | New | Space Heating | Natural Gas | Gas Boiler - Insulate Hot Water Lines | A | OCM925 | No insulation | Insulated water lines | 11 | 4.01 | 0 | 0 | 26.08 | 0 | 0 | 0 | 0.28365 | 0.25 | boiler pipe | 100% | 100% | Discretionary | RetroEven20_OR | 82.88% | Boiler | 0% | 0 |  | 0 |  | 0 | GBLR_PINS_HW-Heating-PGE-R7-1 | GBLR_PINS_HW-Heating-PGE-R7-1 | GBLR_PINS_HW-Heating-PGE-R7-1 | No insulation | No insulation | No insulation | No insulation | No insulation | No insulation | No insulation | No insulation | No insulation | No insulation | No insulation | No insulation | No insulation | No insulation | No insulation | No insulation | No insulation | No insulation | No insulation | No insulation | No insulation | No insulation | No insulation | No insulation | No insulation | No insulation | No insulation | Insulated water lines | Insulated water lines | Insulated water lines | Insulated water lines | Insulated water lines | Insulated water lines | Insulated water lines | Insulated water lines | Insulated water lines | Insulated water lines | Insulated water lines | Insulated water lines | Insulated water lines | Insulated water lines | Insulated water lines | Insulated water lines | Insulated water lines | Insulated water lines | Insulated water lines | Insulated water lines | Insulated water lines | Insulated water lines | Insulated water lines | Insulated water lines | Insulated water lines | Insulated water lines | Insulated water lines | 26.08 | 26.08 | 26.08 | 26.08 | 26.08 | 26.08 | 26.08 | 26.08 | 26.08 | 26.08 | 26.08 | 26.08 | 26.08 | 26.08 | 26.08 | 26.08 | 26.08 | 26.08 | 26.08 | 26.08 | 26.08 | 26.08 | 26.08 | 26.08 | 26.08 | 26.08 | 26.08 | 0 | 0 | 0 | 0 | 0 | 0 | 0 | 0 | 0 | 0 | 0 | 0 | 0 | 0 | 0 | 0 | 0 | 0 | 0 | 0 | 0 | 0 | 0 | 0 | 0 | 0 | 0 | 0 | 0 | 0 | 0 | 0 | 0 | 0 | 0 | 0 | 0 | 0 | 0 | 0 | 0 | 0 | 0 | 0 | 0 | 0 | 0 | 0 | 0 | 0 | 0 | 0 | 0 | 0 | 0 | 0 | 0 | 0 | 0 | 0 | 0 | 0 | 0 | 0 | 0 | 0 | 0 | 0 | 0 | 0 | 0 | 0 | 0 | 0 | 0 | 0 | 0 | 0 | 0 | 0 | 0 | 0 | 0 | 0 | 0 | 0 | 0 | 0 | 0 | 0 | 0 | 0 | 0 | 0 | 0 | 0 | 0 | 0 | 0 | 0 | 0 | 0 | 0 | 0 | 0 | 0 | 0 | 0 | 0 | 0 | 0 | 0 | 0 | 0 | 0 | 0 | 0 | 0 | 0 | 0 | 0 | 0 | 0 | 0 | 0 | 0 | 0 | 0 | 0 | 0 | 0 | 0 | 0 | 0 | 0 | 0 | 0 | 0 | 0 | 0 | 0 | 0 | 0 | 0 | 0 | 0 | 0 | 0 | 0 | 0 | 0 | 0 | 0 | 0 | 0 | 0 | 0 | 0 | 0 | 0 | 0 | 0 | 0 | 0 | 0 | 0 | 0 | 0 | 0 | 0 | 0 | 0 | 0 | 0 | 0 | 0 | 0 | 0 | 0 | 0 | 0 | 0 | 0 | 0 | 0 | 0 | 0 | 0 | 0 | 0 | 0 | 0 | 0 | 0 | 0 | 0 | 0 | 0 | 0 | 0 | 0 | 0 | 0 | 0 | 0 | 0 | 0 | 0 | 0 | 0 | 0 | 0 | 0 | 0 | 0 | 0 | 0 | 0 | 0 | 0 | 0 | 0 | 0 | 0 | 0 | 0 | 0 | 0 | 0 | 0 | 0 | 0 | 0 | 0 | 0 | 0 | 0 | 0 | 0 | 0 | 0 | 0 | 0 | 0 | 0 | 0 | 0 | 0 | 0 | 0 | 0 | 0 | 0 | 0 | 0 | 0 | 0 | 0 | 0 | 0 | 0 | 0 | 0 | 0 | 0 | 0 | 0 | 0 | 0 | 0 | 0 | 0 | 0 | 0 | 0 | 0 | 0 | 0 | 0 | 0 | 0 | 0 | 0 | 0 | 0 | 0 | 0 | 0 | 0 | 0 | 0 | 0 | 0 | 0 | 0 | 0 | 0 | 0 | 0 | 0 | 0 | 0 | 0 | 0 | 0 | 0 | 0 | 0 | 0 | 0 | 0 | 0 | 0 | 0 | 0 | 0 | 0 | 0 | 0 | 0 | 0 | 0 | 0 | 0 | 0 | 0 | 0 | 0 | 0 | 0 | 0 | 0 | 0 | 0 | 0 | 0 | 0 | 0 | 0 | 0 | 0 | 0 | 0 | 0 | 0 | 0 | 0 | 0 | 0 | 0 | 0 | 0 | 0 | 0 | 0 | 0 | 0 | 0 | 0 | 0 | 0 | 0 | 0 | 0 | 0 | 0 | 0 | 0 | 0 | 0 | 0 | 0 | 0 | 0 | 0 | 0 | 0 | 0 | 0 | 0 | 0 | 0 | 0 | 0 | 0 | 0 | 0 | 0 | 0 | 0 | 0 | 0 | 0 | 0 | 0 | 0 | 0 | 0 | 0 | 0 | 0 | 0 | 0 | 0 | 0 | 0 | 0 | 0 | 0 | 0 | 0 | 0 | 0 | 0 | 0 | 0 | 0 | 0 | 0 | 0 | 0 | 0 | 0 | 0 | 0 | 0 | 0 | 0 | 0 | 0 | 0 | 0 | 0 | 0 | 0 | 0 | 0 | 0 | 0 | 0 | 0 | 0 | 0 | 0 | 0 | 0 | 0 | 0 | 0 | 0 | 0 | 0 | 0 | 0 | 0 | 0 | 0 | 0 | 0 | 0 | 0 | 0 | 0 | 0 | 0 | 0 | 0 | 0 | 0 | 0 | 0 | 0 | 0 | 0 | 0 | 0 | 0
OR_Commercial_Interruptible - Miscellaneous_New_Space Heating_Natural Gas_Condensing RTU_A | OR | Commercial | Interruptible - Miscellaneous | New | Space Heating | Natural Gas | Condensing RTU | A | OCM926 | TBD | TBD | 5 | 0.06857 | 0 | 0 | 0.28 | 0 | 0 | 0 | 0.28365 | 0.25 | sqft cond | 100% | 100% | Discretionary | RetroEven20_OR | 82.88% | Furnace | 0% | 0 |  | 0 |  | 0 | NEEA Condensing Rooftop Unit Field Study - October 28, 2019 | NEEA Condensing Rooftop Unit Field Study - October 28, 2019 | NEEA Condensing Rooftop Unit Field Study - October 28, 2019 | TBD | TBD | TBD | TBD | TBD | TBD | TBD | TBD | TBD | TBD | TBD | TBD | TBD | TBD | TBD | TBD | TBD | TBD | TBD | TBD | TBD | TBD | TBD | TBD | TBD | TBD | TBD | TBD | TBD | TBD | TBD | TBD | TBD | TBD | TBD | TBD | TBD | TBD | TBD | TBD | TBD | TBD | TBD | TBD | TBD | TBD | TBD | TBD | TBD | TBD | TBD | TBD | TBD | TBD | 0.28 | 0.28 | 0.28 | 0.28 | 0.28 | 0.28 | 0.28 | 0.28 | 0.28 | 0.28 | 0.28 | 0.28 | 0.28 | 0.28 | 0.28 | 0.28 | 0.28 | 0.28 | 0.28 | 0.28 | 0.28 | 0.28 | 0.28 | 0.28 | 0.28 | 0.28 | 0.28 | 0 | 0 | 0 | 0 | 0 | 0 | 0 | 0 | 0 | 0 | 0 | 0 | 0 | 0 | 0 | 0 | 0 | 0 | 0 | 0 | 0 | 0 | 0 | 0 | 0 | 0 | 0 | 0 | 0 | 0 | 0 | 0 | 0 | 0 | 0 | 0 | 0 | 0 | 0 | 0 | 0 | 0 | 0 | 0 | 0 | 0 | 0 | 0 | 0 | 0 | 0 | 0 | 0 | 0 | 0 | 0 | 0 | 0 | 0 | 0 | 0 | 0 | 0 | 0 | 0 | 0 | 0 | 0 | 0 | 0 | 0 | 0 | 0 | 0 | 0 | 0 | 0 | 0 | 0 | 0 | 0 | 0 | 0 | 0 | 0 | 0 | 0 | 0 | 0 | 0 | 0 | 0 | 0 | 0 | 0 | 0 | 0 | 0 | 0 | 0 | 0 | 0 | 0 | 0 | 0 | 0 | 0 | 0 | 0 | 0 | 0 | 0 | 0 | 0 | 0 | 0 | 0 | 0 | 0 | 0 | 0 | 0 | 0 | 0 | 0 | 0 | 0 | 0 | 0 | 0 | 0 | 0 | 0 | 0 | 0 | 0 | 0 | 0 | 0 | 0 | 0 | 0 | 0 | 0 | 0 | 0 | 0 | 0 | 0 | 0 | 0 | 0 | 0 | 0 | 0 | 0 | 0 | 0 | 0 | 0 | 0 | 0 | 0 | 0 | 0 | 0 | 0 | 0 | 0 | 0 | 0 | 0 | 0 | 0 | 0 | 0 | 0 | 0 | 0 | 0 | 0 | 0 | 0 | 0 | 0 | 0 | 0 | 0 | 0 | 0 | 0 | 0 | 0 | 0 | 0 | 0 | 0 | 0 | 0 | 0 | 0 | 0 | 0 | 0 | 0 | 0 | 0 | 0 | 0 | 0 | 0 | 0 | 0 | 0 | 0 | 0 | 0 | 0 | 0 | 0 | 0 | 0 | 0 | 0 | 0 | 0 | 0 | 0 | 0 | 0 | 0 | 0 | 0 | 0 | 0 | 0 | 0 | 0 | 0 | 0 | 0 | 0 | 0 | 0 | 0 | 0 | 0 | 0 | 0 | 0 | 0 | 0 | 0 | 0 | 0 | 0 | 0 | 0 | 0 | 0 | 0 | 0 | 0 | 0 | 0 | 0 | 0 | 0 | 0 | 0 | 0 | 0 | 0 | 0 | 0 | 0 | 0 | 0 | 0 | 0 | 0 | 0 | 0 | 0 | 0 | 0 | 0 | 0 | 0 | 0 | 0 | 0 | 0 | 0 | 0 | 0 | 0 | 0 | 0 | 0 | 0 | 0 | 0 | 0 | 0 | 0 | 0 | 0 | 0 | 0 | 0 | 0 | 0 | 0 | 0 | 0 | 0 | 0 | 0 | 0 | 0 | 0 | 0 | 0 | 0 | 0 | 0 | 0 | 0 | 0 | 0 | 0 | 0 | 0 | 0 | 0 | 0 | 0 | 0 | 0 | 0 | 0 | 0 | 0 | 0 | 0 | 0 | 0 | 0 | 0 | 0 | 0 | 0 | 0 | 0 | 0 | 0 | 0 | 0 | 0 | 0 | 0 | 0 | 0 | 0 | 0 | 0 | 0 | 0 | 0 | 0 | 0 | 0 | 0 | 0 | 0 | 0 | 0 | 0 | 0 | 0 | 0 | 0 | 0 | 0 | 0 | 0 | 0 | 0 | 0 | 0 | 0 | 0 | 0 | 0 | 0 | 0 | 0 | 0 | 0 | 0 | 0 | 0 | 0 | 0 | 0 | 0 | 0 | 0 | 0 | 0 | 0 | 0 | 0 | 0 | 0 | 0 | 0 | 0 | 0 | 0 | 0 | 0 | 0 | 0 | 0 | 0 | 0 | 0 | 0 | 0 | 0 | 0 | 0 | 0 | 0 | 0 | 0 | 0 | 0 | 0 | 0 | 0 | 0 | 0 | 0 | 0 | 0 | 0 | 0 | 0 | 0 | 0 | 0 | 0 | 0 | 0 | 0 | 0 | 0 | 0 | 0 | 0 | 0 | 0 | 0 | 0 | 0 | 0 | 0 | 0 | 0 | 0 | 0 | 0 | 0 | 0
OR_Commercial_Interruptible - Miscellaneous_New_Space Heating_Natural Gas_Hydronic Heating Radiator Replacement_A | OR | Commercial | Interruptible - Miscellaneous | New | Space Heating | Natural Gas | Hydronic Heating Radiator Replacement | A | OCM927 | TBD | TBD | 25 | 34 | 0 | 0 | 624.75 | 0 | 0 | 0 | 0.28365 | 0.25 | radiator | 100% | 100% | Discretionary | RetroEven20_OR | 82.88% | Boiler | 0% | 0 |  | 0 |  | 0 | IL TRM - 4.4.52 - CI-HVC-HHRR-V01-210101 | IL TRM - 4.4.52 - CI-HVC-HHRR-V01-210101 | IL TRM - 4.4.52 - CI-HVC-HHRR-V01-210101 | TBD | TBD | TBD | TBD | TBD | TBD | TBD | TBD | TBD | TBD | TBD | TBD | TBD | TBD | TBD | TBD | TBD | TBD | TBD | TBD | TBD | TBD | TBD | TBD | TBD | TBD | TBD | TBD | TBD | TBD | TBD | TBD | TBD | TBD | TBD | TBD | TBD | TBD | TBD | TBD | TBD | TBD | TBD | TBD | TBD | TBD | TBD | TBD | TBD | TBD | TBD | TBD | TBD | TBD | 624.75 | 624.75 | 624.75 | 624.75 | 624.75 | 624.75 | 624.75 | 624.75 | 624.75 | 624.75 | 624.75 | 624.75 | 624.75 | 624.75 | 624.75 | 624.75 | 624.75 | 624.75 | 624.75 | 624.75 | 624.75 | 624.75 | 624.75 | 624.75 | 624.75 | 624.75 | 624.75 | 0 | 0 | 0 | 0 | 0 | 0 | 0 | 0 | 0 | 0 | 0 | 0 | 0 | 0 | 0 | 0 | 0 | 0 | 0 | 0 | 0 | 0 | 0 | 0 | 0 | 0 | 0 | 0 | 0 | 0 | 0 | 0 | 0 | 0 | 0 | 0 | 0 | 0 | 0 | 0 | 0 | 0 | 0 | 0 | 0 | 0 | 0 | 0 | 0 | 0 | 0 | 0 | 0 | 0 | 0 | 0 | 0 | 0 | 0 | 0 | 0 | 0 | 0 | 0 | 0 | 0 | 0 | 0 | 0 | 0 | 0 | 0 | 0 | 0 | 0 | 0 | 0 | 0 | 0 | 0 | 0 | 0 | 0 | 0 | 0 | 0 | 0 | 0 | 0 | 0 | 0 | 0 | 0 | 0 | 0 | 0 | 0 | 0 | 0 | 0 | 0 | 0 | 0 | 0 | 0 | 0 | 0 | 0 | 0 | 0 | 0 | 0 | 0 | 0 | 0 | 0 | 0 | 0 | 0 | 0 | 0 | 0 | 0 | 0 | 0 | 0 | 0 | 0 | 0 | 0 | 0 | 0 | 0 | 0 | 0 | 0 | 0 | 0 | 0 | 0 | 0 | 0 | 0 | 0 | 0 | 0 | 0 | 0 | 0 | 0 | 0 | 0 | 0 | 0 | 0 | 0 | 0 | 0 | 0 | 0 | 0 | 0 | 0 | 0 | 0 | 0 | 0 | 0 | 0 | 0 | 0 | 0 | 0 | 0 | 0 | 0 | 0 | 0 | 0 | 0 | 0 | 0 | 0 | 0 | 0 | 0 | 0 | 0 | 0 | 0 | 0 | 0 | 0 | 0 | 0 | 0 | 0 | 0 | 0 | 0 | 0 | 0 | 0 | 0 | 0 | 0 | 0 | 0 | 0 | 0 | 0 | 0 | 0 | 0 | 0 | 0 | 0 | 0 | 0 | 0 | 0 | 0 | 0 | 0 | 0 | 0 | 0 | 0 | 0 | 0 | 0 | 0 | 0 | 0 | 0 | 0 | 0 | 0 | 0 | 0 | 0 | 0 | 0 | 0 | 0 | 0 | 0 | 0 | 0 | 0 | 0 | 0 | 0 | 0 | 0 | 0 | 0 | 0 | 0 | 0 | 0 | 0 | 0 | 0 | 0 | 0 | 0 | 0 | 0 | 0 | 0 | 0 | 0 | 0 | 0 | 0 | 0 | 0 | 0 | 0 | 0 | 0 | 0 | 0 | 0 | 0 | 0 | 0 | 0 | 0 | 0 | 0 | 0 | 0 | 0 | 0 | 0 | 0 | 0 | 0 | 0 | 0 | 0 | 0 | 0 | 0 | 0 | 0 | 0 | 0 | 0 | 0 | 0 | 0 | 0 | 0 | 0 | 0 | 0 | 0 | 0 | 0 | 0 | 0 | 0 | 0 | 0 | 0 | 0 | 0 | 0 | 0 | 0 | 0 | 0 | 0 | 0 | 0 | 0 | 0 | 0 | 0 | 0 | 0 | 0 | 0 | 0 | 0 | 0 | 0 | 0 | 0 | 0 | 0 | 0 | 0 | 0 | 0 | 0 | 0 | 0 | 0 | 0 | 0 | 0 | 0 | 0 | 0 | 0 | 0 | 0 | 0 | 0 | 0 | 0 | 0 | 0 | 0 | 0 | 0 | 0 | 0 | 0 | 0 | 0 | 0 | 0 | 0 | 0 | 0 | 0 | 0 | 0 | 0 | 0 | 0 | 0 | 0 | 0 | 0 | 0 | 0 | 0 | 0 | 0 | 0 | 0 | 0 | 0 | 0 | 0 | 0 | 0 | 0 | 0 | 0 | 0 | 0 | 0 | 0 | 0 | 0 | 0 | 0 | 0 | 0 | 0 | 0 | 0 | 0 | 0 | 0 | 0 | 0 | 0 | 0 | 0 | 0 | 0 | 0 | 0 | 0 | 0 | 0 | 0 | 0 | 0 | 0 | 0 | 0 | 0 | 0 | 0 | 0 | 0 | 0 | 0 | 0 | 0 | 0 | 0 | 0 | 0 | 0 | 0 | 0 | 0 | 0 | 0 | 0 | 0 | 0 | 0 | 0 | 0 | 0 | 0
OR_Commercial_Interruptible - Miscellaneous_New_Space Heating_Natural Gas_Thermostat - Connected_A | OR | Commercial | Interruptible - Miscellaneous | New | Space Heating | Natural Gas | Thermostat - Connected | A | OCM928 | Standard thermostat. | Thermostat connected to building management control system. | 5 | 0 | 0 | 0 | 222.91 | 0 | 0 | 0 | 0.28365 | 0.25 | Stat Unit | 30% | 53.33% | Discretionary | Retro5Med_OR | 81.34% | Space Heating | 0% | 0 |  | 0 |  | 0 | DL20_CSTAT_SMRT-Cool-RTF-v1.1-5 | IL TRM - CI-HVC-THST-V01-200101 | DL20_CSTAT_SMRT-Heat-RTF-v1.1-1 | Standard thermostat. | Standard thermostat. | Standard thermostat. | Standard thermostat. | Standard thermostat. | Standard thermostat. | Standard thermostat. | Standard thermostat. | Standard thermostat. | Standard thermostat. | Standard thermostat. | Standard thermostat. | Standard thermostat. | Standard thermostat. | Standard thermostat. | Standard thermostat. | Standard thermostat. | Standard thermostat. | Standard thermostat. | Standard thermostat. | Standard thermostat. | Standard thermostat. | Standard thermostat. | Standard thermostat. | Standard thermostat. | Standard thermostat. | Standard thermostat. | Thermostat connected to building management control system. | Thermostat connected to building management control system. | Thermostat connected to building management control system. | Thermostat connected to building management control system. | Thermostat connected to building management control system. | Thermostat connected to building management control system. | Thermostat connected to building management control system. | Thermostat connected to building management control system. | Thermostat connected to building management control system. | Thermostat connected to building management control system. | Thermostat connected to building management control system. | Thermostat connected to building management control system. | Thermostat connected to building management control system. | Thermostat connected to building management control system. | Thermostat connected to building management control system. | Thermostat connected to building management control system. | Thermostat connected to building management control system. | Thermostat connected to building management control system. | Thermostat connected to building management control system. | Thermostat connected to building management control system. | Thermostat connected to building management control system. | Thermostat connected to building management control system. | Thermostat connected to building management control system. | Thermostat connected to building management control system. | Thermostat connected to building management control system. | Thermostat connected to building management control system. | Thermostat connected to building management control system. | 222.91 | 222.91 | 222.91 | 222.91 | 222.91 | 222.91 | 222.91 | 222.91 | 222.91 | 222.91 | 222.91 | 222.91 | 222.91 | 222.91 | 222.91 | 222.91 | 222.91 | 222.91 | 222.91 | 222.91 | 222.91 | 222.91 | 222.91 | 222.91 | 222.91 | 222.91 | 222.91 | 0 | 0 | 0 | 0 | 0 | 0 | 0 | 0 | 0 | 0 | 0 | 0 | 0 | 0 | 0 | 0 | 0 | 0 | 0 | 0 | 0 | 0 | 0 | 0 | 0 | 0 | 0 | 0 | 0 | 0 | 0 | 0 | 0 | 0 | 0 | 0 | 0 | 0 | 0 | 0 | 0 | 0 | 0 | 0 | 0 | 0 | 0 | 0 | 0 | 0 | 0 | 0 | 0 | 0 | 0 | 0 | 0 | 0 | 0 | 0 | 0 | 0 | 0 | 0 | 0 | 0 | 0 | 0 | 0 | 0 | 0 | 0 | 0 | 0 | 0 | 0 | 0 | 0 | 0 | 0 | 0 | 0 | 0 | 0 | 0 | 0 | 0 | 0 | 0 | 0 | 0 | 0 | 0 | 0 | 0 | 0 | 0 | 0 | 0 | 0 | 0 | 0 | 0 | 0 | 0 | 0 | 0 | 0 | 0 | 0 | 0 | 0 | 0 | 0 | 0 | 0 | 0 | 0 | 0 | 0 | 0 | 0 | 0 | 0 | 0 | 0 | 0 | 0 | 0 | 0 | 0 | 0 | 0 | 0 | 0 | 0 | 0 | 0 | 0 | 0 | 0 | 0 | 0 | 0 | 0 | 0 | 0 | 0 | 0 | 0 | 0 | 0 | 0 | 0 | 0 | 0 | 0 | 0 | 0 | 0 | 0 | 0 | 0 | 0 | 0 | 0 | 0 | 0 | 0 | 0 | 0 | 0 | 0 | 0 | 0 | 0 | 0 | 0 | 0 | 0 | 0 | 0 | 0 | 0 | 0 | 0 | 0 | 0 | 0 | 0 | 0 | 0 | 0 | 0 | 0 | 0 | 0 | 0 | 0 | 0 | 0 | 0 | 0 | 0 | 0 | 0 | 0 | 0 | 0 | 0 | 0 | 0 | 0 | 0 | 0 | 0 | 0 | 0 | 0 | 0 | 0 | 0 | 0 | 0 | 0 | 0 | 0 | 0 | 0 | 0 | 0 | 0 | 0 | 0 | 0 | 0 | 0 | 0 | 0 | 0 | 0 | 0 | 0 | 0 | 0 | 0 | 0 | 0 | 0 | 0 | 0 | 0 | 0 | 0 | 0 | 0 | 0 | 0 | 0 | 0 | 0 | 0 | 0 | 0 | 0 | 0 | 0 | 0 | 0 | 0 | 0 | 0 | 0 | 0 | 0 | 0 | 0 | 0 | 0 | 0 | 0 | 0 | 0 | 0 | 0 | 0 | 0 | 0 | 0 | 0 | 0 | 0 | 0 | 0 | 0 | 0 | 0 | 0 | 0 | 0 | 0 | 0 | 0 | 0 | 0 | 0 | 0 | 0 | 0 | 0 | 0 | 0 | 0 | 0 | 0 | 0 | 0 | 0 | 0 | 0 | 0 | 0 | 0 | 0 | 0 | 0 | 0 | 0 | 0 | 0 | 0 | 0 | 0 | 0 | 0 | 0 | 0 | 0 | 0 | 0 | 0 | 0 | 0 | 0 | 0 | 0 | 0 | 0 | 0 | 0 | 0 | 0 | 0 | 0 | 0 | 0 | 0 | 0 | 0 | 0 | 0 | 0 | 0 | 0 | 0 | 0 | 0 | 0 | 0 | 0 | 0 | 0 | 0 | 0 | 0 | 0 | 0 | 0 | 0 | 0 | 0 | 0 | 0 | 0 | 0 | 0 | 0 | 0 | 0 | 0 | 0 | 0 | 0 | 0 | 0 | 0 | 0 | 0 | 0 | 0 | 0 | 0 | 0 | 0 | 0 | 0 | 0 | 0 | 0 | 0 | 0 | 0 | 0 | 0 | 0 | 0 | 0 | 0 | 0 | 0 | 0 | 0 | 0 | 0 | 0 | 0 | 0 | 0 | 0 | 0 | 0 | 0 | 0 | 0 | 0 | 0 | 0 | 0 | 0 | 0 | 0 | 0 | 0 | 0 | 0 | 0 | 0 | 0 | 0 | 0 | 0 | 0 | 0 | 0 | 0 | 0 | 0 | 0 | 0 | 0 | 0 | 0 | 0 | 0 | 0 | 0 | 0 | 0 | 0 | 0 | 0 | 0 | 0 | 0 | 0 | 0 | 0
OR_Commercial_Interruptible - Miscellaneous_New_Water Heating_Natural Gas_Water Heater - Thermostatic Shower Restriction Valve_A | OR | Commercial | Interruptible - Miscellaneous | New | Water Heating | Natural Gas | Water Heater - Thermostatic Shower Restriction Valve | A | OCM929 | No thermostatic control on shower. | Thermostatic shower restriction valve. | 10 | 12.3663 | 0 | 0 | 24.46 | 6.84 | 0 | 0 | 0.28365 | 0.25 | showerhead | 86.67% | 86.67% | Discretionary | Retro5Med_OR | 81.34% | Water Heater | 0% | 0 |  | 0 |  | 0 | ThermostaticShowerRestrictionValve_v4_2 | ThermostaticShowerRestrictionValve_v4_2 | ThermostaticShowerRestrictionValve_v4_2 | No thermostatic control on shower. | No thermostatic control on shower. | No thermostatic control on shower. | No thermostatic control on shower. | No thermostatic control on shower. | No thermostatic control on shower. | No thermostatic control on shower. | No thermostatic control on shower. | No thermostatic control on shower. | No thermostatic control on shower. | No thermostatic control on shower. | No thermostatic control on shower. | No thermostatic control on shower. | No thermostatic control on shower. | No thermostatic control on shower. | No thermostatic control on shower. | No thermostatic control on shower. | No thermostatic control on shower. | No thermostatic control on shower. | No thermostatic control on shower. | No thermostatic control on shower. | No thermostatic control on shower. | No thermostatic control on shower. | No thermostatic control on shower. | No thermostatic control on shower. | No thermostatic control on shower. | No thermostatic control on shower. | Thermostatic shower restriction valve. | Thermostatic shower restriction valve. | Thermostatic shower restriction valve. | Thermostatic shower restriction valve. | Thermostatic shower restriction valve. | Thermostatic shower restriction valve. | Thermostatic shower restriction valve. | Thermostatic shower restriction valve. | Thermostatic shower restriction valve. | Thermostatic shower restriction valve. | Thermostatic shower restriction valve. | Thermostatic shower restriction valve. | Thermostatic shower restriction valve. | Thermostatic shower restriction valve. | Thermostatic shower restriction valve. | Thermostatic shower restriction valve. | Thermostatic shower restriction valve. | Thermostatic shower restriction valve. | Thermostatic shower restriction valve. | Thermostatic shower restriction valve. | Thermostatic shower restriction valve. | Thermostatic shower restriction valve. | Thermostatic shower restriction valve. | Thermostatic shower restriction valve. | Thermostatic shower restriction valve. | Thermostatic shower restriction valve. | Thermostatic shower restriction valve. | 24.46 | 24.46 | 24.46 | 24.46 | 24.46 | 24.46 | 24.46 | 24.46 | 24.46 | 24.46 | 24.46 | 24.46 | 24.46 | 24.46 | 24.46 | 24.46 | 24.46 | 24.46 | 24.46 | 24.46 | 24.46 | 24.46 | 24.46 | 24.46 | 24.46 | 24.46 | 24.46 | 0 | 0 | 0 | 0 | 0 | 0 | 0 | 0 | 0 | 0 | 0 | 0 | 0 | 0 | 0 | 0 | 0 | 0 | 0 | 0 | 0 | 0 | 0 | 0 | 0 | 0 | 0 | 0 | 0 | 0 | 0 | 0 | 0 | 0 | 0 | 0 | 0 | 0 | 0 | 0 | 0 | 0 | 0 | 0 | 0 | 0 | 0 | 0 | 0 | 0 | 0 | 0 | 0 | 0 | 0 | 0 | 0 | 0 | 0 | 0 | 0 | 0 | 0 | 0 | 0 | 0 | 0 | 0 | 0 | 0 | 0 | 0 | 0 | 0 | 0 | 0 | 0 | 0 | 0 | 0 | 0 | 0 | 0 | 0 | 0 | 0 | 0 | 0 | 0 | 0 | 0 | 0 | 0 | 0 | 0 | 0 | 0 | 0 | 0 | 0 | 0 | 0 | 0 | 0 | 0 | 0 | 0 | 0 | 0 | 0 | 0 | 0 | 0 | 0 | 0 | 0 | 0 | 0 | 0 | 0 | 0 | 0 | 0 | 0 | 0 | 0 | 0 | 0 | 0 | 0 | 0 | 0 | 0 | 0 | 0 | 0 | 0 | 0 | 0 | 0 | 0 | 0 | 0 | 0 | 0 | 0 | 0 | 0 | 0 | 0 | 0 | 0 | 0 | 0 | 0 | 0 | 0 | 0 | 0 | 0 | 0 | 0 | 0 | 0 | 0 | 0 | 0 | 0 | 0 | 0 | 0 | 0 | 0 | 0 | 0 | 0 | 0 | 0 | 0 | 0 | 0 | 0 | 0 | 0 | 0 | 0 | 0 | 0 | 0 | 0 | 0 | 0 | 0 | 0 | 0 | 0 | 0 | 0 | 0 | 0 | 0 | 0 | 0 | 0 | 0 | 0 | 0 | 0 | 0 | 0 | 0 | 0 | 0 | 0 | 0 | 0 | 0 | 0 | 0 | 0 | 0 | 0 | 0 | 0 | 0 | 0 | 0 | 0 | 0 | 0 | 0 | 0 | 0 | 0 | 0 | 0 | 0 | 0 | 0 | 0 | 0 | 0 | 0 | 0 | 0 | 0 | 0 | 0 | 0 | 0 | 0 | 0 | 0 | 0 | 0 | 0 | 0 | 0 | 0 | 0 | 0 | 0 | 0 | 0 | 0 | 0 | 0 | 0 | 0 | 0 | 0 | 0 | 0 | 0 | 0 | 0 | 0 | 0 | 0 | 0 | 0 | 0 | 0 | 0 | 0 | 0 | 0 | 0 | 0 | 0 | 0 | 0 | 0 | 0 | 0 | 0 | 0 | 0 | 0 | 0 | 0 | 0 | 0 | 0 | 0 | 0 | 0 | 0 | 0 | 0 | 0 | 0 | 0 | 0 | 0 | 0 | 0 | 0 | 0 | 0 | 0 | 0 | 0 | 0 | 0 | 0 | 0 | 0 | 0 | 0 | 0 | 0 | 0 | 0 | 0 | 0 | 0 | 0 | 0 | 0 | 0 | 0 | 0 | 0 | 0 | 0 | 0 | 0 | 0 | 0 | 0 | 0 | 0 | 0 | 0 | 0 | 0 | 0 | 0 | 0 | 0 | 0 | 0 | 0 | 0 | 0 | 0 | 0 | 0 | 0 | 0 | 0 | 0 | 0 | 0 | 0 | 0 | 0 | 0 | 0 | 0 | 0 | 0 | 0 | 0 | 0 | 0 | 0 | 0 | 0 | 0 | 0 | 0 | 0 | 0 | 0 | 0 | 0 | 0 | 0 | 0 | 0 | 0 | 0 | 0 | 0 | 0 | 0 | 0 | 0 | 0 | 0 | 0 | 0 | 0 | 0 | 0 | 0 | 0 | 0 | 0 | 0 | 0 | 0 | 0 | 0 | 0 | 0 | 0 | 0 | 0 | 0 | 0 | 0 | 0 | 0 | 0 | 0 | 0 | 0 | 0 | 0 | 0 | 0 | 0 | 0 | 0 | 0 | 0 | 0 | 0 | 0 | 0 | 0 | 0 | 0 | 0 | 0 | 0 | 0 | 0 | 0 | 0 | 0 | 0 | 0 | 0 | 0 | 0 | 0 | 0 | 0 | 0 | 0 | 0 | 0 | 0
OR_Commercial_Interruptible - Miscellaneous_New_Water Heating_Natural Gas_Water Heater - Pre-Rinse Spray Valve_A | OR | Commercial | Interruptible - Miscellaneous | New | Water Heating | Natural Gas | Water Heater - Pre-Rinse Spray Valve | A | OCM930 | Standard pre-rinse spray valve. | Low flow pre-rinse spray valve. | 4 | 16.81 | 0 | 0 | 112.2 | 0 | 0 | 0 | 0.28365 | 0.25 | KitchenFaucet | 0% | 0% | Discretionary | Retro5Med_OR | 81.34% | Water Heater | 0% | 0 |  | 0 |  | 0 | Avista TRM | Avista TRM | Avista TRM | Standard pre-rinse spray valve. | Standard pre-rinse spray valve. | Standard pre-rinse spray valve. | Standard pre-rinse spray valve. | Standard pre-rinse spray valve. | Standard pre-rinse spray valve. | Standard pre-rinse spray valve. | Standard pre-rinse spray valve. | Standard pre-rinse spray valve. | Standard pre-rinse spray valve. | Standard pre-rinse spray valve. | Standard pre-rinse spray valve. | Standard pre-rinse spray valve. | Standard pre-rinse spray valve. | Standard pre-rinse spray valve. | Standard pre-rinse spray valve. | Standard pre-rinse spray valve. | Standard pre-rinse spray valve. | Standard pre-rinse spray valve. | Standard pre-rinse spray valve. | Standard pre-rinse spray valve. | Standard pre-rinse spray valve. | Standard pre-rinse spray valve. | Standard pre-rinse spray valve. | Standard pre-rinse spray valve. | Standard pre-rinse spray valve. | Standard pre-rinse spray valve. | Low flow pre-rinse spray valve. | Low flow pre-rinse spray valve. | Low flow pre-rinse spray valve. | Low flow pre-rinse spray valve. | Low flow pre-rinse spray valve. | Low flow pre-rinse spray valve. | Low flow pre-rinse spray valve. | Low flow pre-rinse spray valve. | Low flow pre-rinse spray valve. | Low flow pre-rinse spray valve. | Low flow pre-rinse spray valve. | Low flow pre-rinse spray valve. | Low flow pre-rinse spray valve. | Low flow pre-rinse spray valve. | Low flow pre-rinse spray valve. | Low flow pre-rinse spray valve. | Low flow pre-rinse spray valve. | Low flow pre-rinse spray valve. | Low flow pre-rinse spray valve. | Low flow pre-rinse spray valve. | Low flow pre-rinse spray valve. | Low flow pre-rinse spray valve. | Low flow pre-rinse spray valve. | Low flow pre-rinse spray valve. | Low flow pre-rinse spray valve. | Low flow pre-rinse spray valve. | Low flow pre-rinse spray valve. | 112.2 | 112.2 | 112.2 | 112.2 | 112.2 | 112.2 | 112.2 | 112.2 | 112.2 | 112.2 | 112.2 | 112.2 | 112.2 | 112.2 | 112.2 | 112.2 | 112.2 | 112.2 | 112.2 | 112.2 | 112.2 | 112.2 | 112.2 | 112.2 | 112.2 | 112.2 | 112.2 | 0 | 0 | 0 | 0 | 0 | 0 | 0 | 0 | 0 | 0 | 0 | 0 | 0 | 0 | 0 | 0 | 0 | 0 | 0 | 0 | 0 | 0 | 0 | 0 | 0 | 0 | 0 | 0 | 0 | 0 | 0 | 0 | 0 | 0 | 0 | 0 | 0 | 0 | 0 | 0 | 0 | 0 | 0 | 0 | 0 | 0 | 0 | 0 | 0 | 0 | 0 | 0 | 0 | 0 | 0 | 0 | 0 | 0 | 0 | 0 | 0 | 0 | 0 | 0 | 0 | 0 | 0 | 0 | 0 | 0 | 0 | 0 | 0 | 0 | 0 | 0 | 0 | 0 | 0 | 0 | 0 | 0 | 0 | 0 | 0 | 0 | 0 | 0 | 0 | 0 | 0 | 0 | 0 | 0 | 0 | 0 | 0 | 0 | 0 | 0 | 0 | 0 | 0 | 0 | 0 | 0 | 0 | 0 | 0 | 0 | 0 | 0 | 0 | 0 | 0 | 0 | 0 | 0 | 0 | 0 | 0 | 0 | 0 | 0 | 0 | 0 | 0 | 0 | 0 | 0 | 0 | 0 | 0 | 0 | 0 | 0 | 0 | 0 | 0 | 0 | 0 | 0 | 0 | 0 | 0 | 0 | 0 | 0 | 0 | 0 | 0 | 0 | 0 | 0 | 0 | 0 | 0 | 0 | 0 | 0 | 0 | 0 | 0 | 0 | 0 | 0 | 0 | 0 | 0 | 0 | 0 | 0 | 0 | 0 | 0 | 0 | 0 | 0 | 0 | 0 | 0 | 0 | 0 | 0 | 0 | 0 | 0 | 0 | 0 | 0 | 0 | 0 | 0 | 0 | 0 | 0 | 0 | 0 | 0 | 0 | 0 | 0 | 0 | 0 | 0 | 0 | 0 | 0 | 0 | 0 | 0 | 0 | 0 | 0 | 0 | 0 | 0 | 0 | 0 | 0 | 0 | 0 | 0 | 0 | 0 | 0 | 0 | 0 | 0 | 0 | 0 | 0 | 0 | 0 | 0 | 0 | 0 | 0 | 0 | 0 | 0 | 0 | 0 | 0 | 0 | 0 | 0 | 0 | 0 | 0 | 0 | 0 | 0 | 0 | 0 | 0 | 0 | 0 | 0 | 0 | 0 | 0 | 0 | 0 | 0 | 0 | 0 | 0 | 0 | 0 | 0 | 0 | 0 | 0 | 0 | 0 | 0 | 0 | 0 | 0 | 0 | 0 | 0 | 0 | 0 | 0 | 0 | 0 | 0 | 0 | 0 | 0 | 0 | 0 | 0 | 0 | 0 | 0 | 0 | 0 | 0 | 0 | 0 | 0 | 0 | 0 | 0 | 0 | 0 | 0 | 0 | 0 | 0 | 0 | 0 | 0 | 0 | 0 | 0 | 0 | 0 | 0 | 0 | 0 | 0 | 0 | 0 | 0 | 0 | 0 | 0 | 0 | 0 | 0 | 0 | 0 | 0 | 0 | 0 | 0 | 0 | 0 | 0 | 0 | 0 | 0 | 0 | 0 | 0 | 0 | 0 | 0 | 0 | 0 | 0 | 0 | 0 | 0 | 0 | 0 | 0 | 0 | 0 | 0 | 0 | 0 | 0 | 0 | 0 | 0 | 0 | 0 | 0 | 0 | 0 | 0 | 0 | 0 | 0 | 0 | 0 | 0 | 0 | 0 | 0 | 0 | 0 | 0 | 0 | 0 | 0 | 0 | 0 | 0 | 0 | 0 | 0 | 0 | 0 | 0 | 0 | 0 | 0 | 0 | 0 | 0 | 0 | 0 | 0 | 0 | 0 | 0 | 0 | 0 | 0 | 0 | 0 | 0 | 0 | 0 | 0 | 0 | 0 | 0 | 0 | 0 | 0 | 0 | 0 | 0 | 0 | 0 | 0 | 0 | 0 | 0 | 0 | 0 | 0 | 0 | 0 | 0 | 0 | 0 | 0 | 0 | 0 | 0 | 0 | 0 | 0 | 0 | 0 | 0 | 0 | 0 | 0 | 0 | 0 | 0 | 0 | 0 | 0 | 0 | 0 | 0 | 0 | 0 | 0 | 0 | 0 | 0 | 0 | 0 | 0 | 0 | 0
OR_Commercial_Interruptible - Miscellaneous_New_Water Heating_Natural Gas_Water Heater - Temperature Setback_A | OR | Commercial | Interruptible - Miscellaneous | New | Water Heating | Natural Gas | Water Heater - Temperature Setback | A | OCM931 | No water heater temperature setback. | Water heater temperature setback. | 2 | 103.9223 | 0 | 0 | 5 | 0 | 0 | 0 | 0.28365 | 0.25 | WHunits | 15% | 100% | Discretionary | Retro5Med_OR | 81.34% | Water Heater | 0% | 0 |  | 0 |  | 0 | IL TRM - RS-HWE-TMPS-V08-210101 | IL TRM - RS-HWE-TMPS-V08-210101 | IL TRM - RS-HWE-TMPS-V08-210101 | No water heater temperature setback. | No water heater temperature setback. | No water heater temperature setback. | No water heater temperature setback. | No water heater temperature setback. | No water heater temperature setback. | No water heater temperature setback. | No water heater temperature setback. | No water heater temperature setback. | No water heater temperature setback. | No water heater temperature setback. | No water heater temperature setback. | No water heater temperature setback. | No water heater temperature setback. | No water heater temperature setback. | No water heater temperature setback. | No water heater temperature setback. | No water heater temperature setback. | No water heater temperature setback. | No water heater temperature setback. | No water heater temperature setback. | No water heater temperature setback. | No water heater temperature setback. | No water heater temperature setback. | No water heater temperature setback. | No water heater temperature setback. | No water heater temperature setback. | Water heater temperature setback. | Water heater temperature setback. | Water heater temperature setback. | Water heater temperature setback. | Water heater temperature setback. | Water heater temperature setback. | Water heater temperature setback. | Water heater temperature setback. | Water heater temperature setback. | Water heater temperature setback. | Water heater temperature setback. | Water heater temperature setback. | Water heater temperature setback. | Water heater temperature setback. | Water heater temperature setback. | Water heater temperature setback. | Water heater temperature setback. | Water heater temperature setback. | Water heater temperature setback. | Water heater temperature setback. | Water heater temperature setback. | Water heater temperature setback. | Water heater temperature setback. | Water heater temperature setback. | Water heater temperature setback. | Water heater temperature setback. | Water heater temperature setback. | 5 | 5 | 5 | 5 | 5 | 5 | 5 | 5 | 5 | 5 | 5 | 5 | 5 | 5 | 5 | 5 | 5 | 5 | 5 | 5 | 5 | 5 | 5 | 5 | 5 | 5 | 5 | 0 | 0 | 0 | 0 | 0 | 0 | 0 | 0 | 0 | 0 | 0 | 0 | 0 | 0 | 0 | 0 | 0 | 0 | 0 | 0 | 0 | 0 | 0 | 0 | 0 | 0 | 0 | 0 | 0 | 0 | 0 | 0 | 0 | 0 | 0 | 0 | 0 | 0 | 0 | 0 | 0 | 0 | 0 | 0 | 0 | 0 | 0 | 0 | 0 | 0 | 0 | 0 | 0 | 0 | 0 | 0 | 0 | 0 | 0 | 0 | 0 | 0 | 0 | 0 | 0 | 0 | 0 | 0 | 0 | 0 | 0 | 0 | 0 | 0 | 0 | 0 | 0 | 0 | 0 | 0 | 0 | 0 | 0 | 0 | 0 | 0 | 0 | 0 | 0 | 0 | 0 | 0 | 0 | 0 | 0 | 0 | 0 | 0 | 0 | 0 | 0 | 0 | 0 | 0 | 0 | 0 | 0 | 0 | 0 | 0 | 0 | 0 | 0 | 0 | 0 | 0 | 0 | 0 | 0 | 0 | 0 | 0 | 0 | 0 | 0 | 0 | 0 | 0 | 0 | 0 | 0 | 0 | 0 | 0 | 0 | 0 | 0 | 0 | 0 | 0 | 0 | 0 | 0 | 0 | 0 | 0 | 0 | 0 | 0 | 0 | 0 | 0 | 0 | 0 | 0 | 0 | 0 | 0 | 0 | 0 | 0 | 0 | 0 | 0 | 0 | 0 | 0 | 0 | 0 | 0 | 0 | 0 | 0 | 0 | 0 | 0 | 0 | 0 | 0 | 0 | 0 | 0 | 0 | 0 | 0 | 0 | 0 | 0 | 0 | 0 | 0 | 0 | 0 | 0 | 0 | 0 | 0 | 0 | 0 | 0 | 0 | 0 | 0 | 0 | 0 | 0 | 0 | 0 | 0 | 0 | 0 | 0 | 0 | 0 | 0 | 0 | 0 | 0 | 0 | 0 | 0 | 0 | 0 | 0 | 0 | 0 | 0 | 0 | 0 | 0 | 0 | 0 | 0 | 0 | 0 | 0 | 0 | 0 | 0 | 0 | 0 | 0 | 0 | 0 | 0 | 0 | 0 | 0 | 0 | 0 | 0 | 0 | 0 | 0 | 0 | 0 | 0 | 0 | 0 | 0 | 0 | 0 | 0 | 0 | 0 | 0 | 0 | 0 | 0 | 0 | 0 | 0 | 0 | 0 | 0 | 0 | 0 | 0 | 0 | 0 | 0 | 0 | 0 | 0 | 0 | 0 | 0 | 0 | 0 | 0 | 0 | 0 | 0 | 0 | 0 | 0 | 0 | 0 | 0 | 0 | 0 | 0 | 0 | 0 | 0 | 0 | 0 | 0 | 0 | 0 | 0 | 0 | 0 | 0 | 0 | 0 | 0 | 0 | 0 | 0 | 0 | 0 | 0 | 0 | 0 | 0 | 0 | 0 | 0 | 0 | 0 | 0 | 0 | 0 | 0 | 0 | 0 | 0 | 0 | 0 | 0 | 0 | 0 | 0 | 0 | 0 | 0 | 0 | 0 | 0 | 0 | 0 | 0 | 0 | 0 | 0 | 0 | 0 | 0 | 0 | 0 | 0 | 0 | 0 | 0 | 0 | 0 | 0 | 0 | 0 | 0 | 0 | 0 | 0 | 0 | 0 | 0 | 0 | 0 | 0 | 0 | 0 | 0 | 0 | 0 | 0 | 0 | 0 | 0 | 0 | 0 | 0 | 0 | 0 | 0 | 0 | 0 | 0 | 0 | 0 | 0 | 0 | 0 | 0 | 0 | 0 | 0 | 0 | 0 | 0 | 0 | 0 | 0 | 0 | 0 | 0 | 0 | 0 | 0 | 0 | 0 | 0 | 0 | 0 | 0 | 0 | 0 | 0 | 0 | 0 | 0 | 0 | 0 | 0 | 0 | 0 | 0 | 0 | 0 | 0 | 0 | 0 | 0 | 0 | 0 | 0 | 0 | 0 | 0 | 0 | 0 | 0 | 0 | 0 | 0 | 0 | 0 | 0 | 0 | 0 | 0 | 0 | 0 | 0 | 0 | 0 | 0 | 0 | 0 | 0 | 0 | 0 | 0 | 0 | 0 | 0 | 0
OR_Commercial_Interruptible - Miscellaneous_New_Water Heating_Natural Gas_Water Heater - Faucet Aerators_A | OR | Commercial | Interruptible - Miscellaneous | New | Water Heating | Natural Gas | Water Heater - Faucet Aerators | A | OCM932 | 0 | 0 | 10 | 7.4299 | 0 | 0 | 7.44 | 14.88 | 0 | 0 | 0.28365 | 0.25 | faucet | 86.67% | 86.67% | Discretionary | Retro5Med_OR | 81.34% | Water Heater | 0% | 0 |  | 0 |  | 0 | DHW_AER-Water Heating-XCELCO-2017-18-6 | DHW_AER-Water Heating-XCELCO-2017-18-6 | DHW_AER-Water Heating-ILTRM-v5.0-14 | 0 | 0 | 0 | 0 | 0 | 0 | 0 | 0 | 0 | 0 | 0 | 0 | 0 | 0 | 0 | 0 | 0 | 0 | 0 | 0 | 0 | 0 | 0 | 0 | 0 | 0 | 0 | 0 | 0 | 0 | 0 | 0 | 0 | 0 | 0 | 0 | 0 | 0 | 0 | 0 | 0 | 0 | 0 | 0 | 0 | 0 | 0 | 0 | 0 | 0 | 0 | 0 | 0 | 0 | 7.44 | 7.44 | 7.44 | 7.44 | 7.44 | 7.44 | 7.44 | 7.44 | 7.44 | 7.44 | 7.44 | 7.44 | 7.44 | 7.44 | 7.44 | 7.44 | 7.44 | 7.44 | 7.44 | 7.44 | 7.44 | 7.44 | 7.44 | 7.44 | 7.44 | 7.44 | 7.44 | 0 | 0 | 0 | 0 | 0 | 0 | 0 | 0 | 0 | 0 | 0 | 0 | 0 | 0 | 0 | 0 | 0 | 0 | 0 | 0 | 0 | 0 | 0 | 0 | 0 | 0 | 0 | 0 | 0 | 0 | 0 | 0 | 0 | 0 | 0 | 0 | 0 | 0 | 0 | 0 | 0 | 0 | 0 | 0 | 0 | 0 | 0 | 0 | 0 | 0 | 0 | 0 | 0 | 0 | 0 | 0 | 0 | 0 | 0 | 0 | 0 | 0 | 0 | 0 | 0 | 0 | 0 | 0 | 0 | 0 | 0 | 0 | 0 | 0 | 0 | 0 | 0 | 0 | 0 | 0 | 0 | 0 | 0 | 0 | 0 | 0 | 0 | 0 | 0 | 0 | 0 | 0 | 0 | 0 | 0 | 0 | 0 | 0 | 0 | 0 | 0 | 0 | 0 | 0 | 0 | 0 | 0 | 0 | 0 | 0 | 0 | 0 | 0 | 0 | 0 | 0 | 0 | 0 | 0 | 0 | 0 | 0 | 0 | 0 | 0 | 0 | 0 | 0 | 0 | 0 | 0 | 0 | 0 | 0 | 0 | 0 | 0 | 0 | 0 | 0 | 0 | 0 | 0 | 0 | 0 | 0 | 0 | 0 | 0 | 0 | 0 | 0 | 0 | 0 | 0 | 0 | 0 | 0 | 0 | 0 | 0 | 0 | 0 | 0 | 0 | 0 | 0 | 0 | 0 | 0 | 0 | 0 | 0 | 0 | 0 | 0 | 0 | 0 | 0 | 0 | 0 | 0 | 0 | 0 | 0 | 0 | 0 | 0 | 0 | 0 | 0 | 0 | 0 | 0 | 0 | 0 | 0 | 0 | 0 | 0 | 0 | 0 | 0 | 0 | 0 | 0 | 0 | 0 | 0 | 0 | 0 | 0 | 0 | 0 | 0 | 0 | 0 | 0 | 0 | 0 | 0 | 0 | 0 | 0 | 0 | 0 | 0 | 0 | 0 | 0 | 0 | 0 | 0 | 0 | 0 | 0 | 0 | 0 | 0 | 0 | 0 | 0 | 0 | 0 | 0 | 0 | 0 | 0 | 0 | 0 | 0 | 0 | 0 | 0 | 0 | 0 | 0 | 0 | 0 | 0 | 0 | 0 | 0 | 0 | 0 | 0 | 0 | 0 | 0 | 0 | 0 | 0 | 0 | 0 | 0 | 0 | 0 | 0 | 0 | 0 | 0 | 0 | 0 | 0 | 0 | 0 | 0 | 0 | 0 | 0 | 0 | 0 | 0 | 0 | 0 | 0 | 0 | 0 | 0 | 0 | 0 | 0 | 0 | 0 | 0 | 0 | 0 | 0 | 0 | 0 | 0 | 0 | 0 | 0 | 0 | 0 | 0 | 0 | 0 | 0 | 0 | 0 | 0 | 0 | 0 | 0 | 0 | 0 | 0 | 0 | 0 | 0 | 0 | 0 | 0 | 0 | 0 | 0 | 0 | 0 | 0 | 0 | 0 | 0 | 0 | 0 | 0 | 0 | 0 | 0 | 0 | 0 | 0 | 0 | 0 | 0 | 0 | 0 | 0 | 0 | 0 | 0 | 0 | 0 | 0 | 0 | 0 | 0 | 0 | 0 | 0 | 0 | 0 | 0 | 0 | 0 | 0 | 0 | 0 | 0 | 0 | 0 | 0 | 0 | 0 | 0 | 0 | 0 | 0 | 0 | 0 | 0 | 0 | 0 | 0 | 0 | 0 | 0 | 0 | 0 | 0 | 0 | 0 | 0 | 0 | 0 | 0 | 0 | 0 | 0 | 0 | 0 | 0 | 0 | 0 | 0 | 0 | 0 | 0 | 0 | 0 | 0 | 0 | 0 | 0 | 0 | 0 | 0 | 0 | 0 | 0 | 0 | 0 | 0 | 0 | 0 | 0 | 0 | 0 | 0 | 0 | 0 | 0 | 0 | 0 | 0 | 0 | 0 | 0 | 0 | 0 | 0 | 0 | 0 | 0 | 0 | 0 | 0 | 0 | 0 | 0 | 0 | 0 | 0 | 0 | 0 | 0 | 0 | 0 | 0 | 0 | 0 | 0 | 0 | 0 | 0 | 0
OR_Commercial_Interruptible - Miscellaneous_New_Water Heating_Natural Gas_Water Heater - Low-Flow Showerheads_A | OR | Commercial | Interruptible - Miscellaneous | New | Water Heating | Natural Gas | Water Heater - Low-Flow Showerheads | A | OCM933 | 0 | 0 | 10 | 37.3642 | 0 | 0 | 19.75 | 39.67 | 0 | 0 | 0.28365 | 0.25 | Showerhead | 86.67% | 86.67% | Discretionary | Retro5Med_OR | 81.34% | Water Heater | 0% | 0 |  | 0 |  | 0 | Com-Showerheads-2021P_V2 | Com-Showerheads-2021P_V2 | Com-Showerheads-2021P_V2 | 0 | 0 | 0 | 0 | 0 | 0 | 0 | 0 | 0 | 0 | 0 | 0 | 0 | 0 | 0 | 0 | 0 | 0 | 0 | 0 | 0 | 0 | 0 | 0 | 0 | 0 | 0 | 0 | 0 | 0 | 0 | 0 | 0 | 0 | 0 | 0 | 0 | 0 | 0 | 0 | 0 | 0 | 0 | 0 | 0 | 0 | 0 | 0 | 0 | 0 | 0 | 0 | 0 | 0 | 19.75 | 19.75 | 19.75 | 19.75 | 19.75 | 19.75 | 19.75 | 19.75 | 19.75 | 19.75 | 19.75 | 19.75 | 19.75 | 19.75 | 19.75 | 19.75 | 19.75 | 19.75 | 19.75 | 19.75 | 19.75 | 19.75 | 19.75 | 19.75 | 19.75 | 19.75 | 19.75 | 0 | 0 | 0 | 0 | 0 | 0 | 0 | 0 | 0 | 0 | 0 | 0 | 0 | 0 | 0 | 0 | 0 | 0 | 0 | 0 | 0 | 0 | 0 | 0 | 0 | 0 | 0 | 0 | 0 | 0 | 0 | 0 | 0 | 0 | 0 | 0 | 0 | 0 | 0 | 0 | 0 | 0 | 0 | 0 | 0 | 0 | 0 | 0 | 0 | 0 | 0 | 0 | 0 | 0 | 0 | 0 | 0 | 0 | 0 | 0 | 0 | 0 | 0 | 0 | 0 | 0 | 0 | 0 | 0 | 0 | 0 | 0 | 0 | 0 | 0 | 0 | 0 | 0 | 0 | 0 | 0 | 0 | 0 | 0 | 0 | 0 | 0 | 0 | 0 | 0 | 0 | 0 | 0 | 0 | 0 | 0 | 0 | 0 | 0 | 0 | 0 | 0 | 0 | 0 | 0 | 0 | 0 | 0 | 0 | 0 | 0 | 0 | 0 | 0 | 0 | 0 | 0 | 0 | 0 | 0 | 0 | 0 | 0 | 0 | 0 | 0 | 0 | 0 | 0 | 0 | 0 | 0 | 0 | 0 | 0 | 0 | 0 | 0 | 0 | 0 | 0 | 0 | 0 | 0 | 0 | 0 | 0 | 0 | 0 | 0 | 0 | 0 | 0 | 0 | 0 | 0 | 0 | 0 | 0 | 0 | 0 | 0 | 0 | 0 | 0 | 0 | 0 | 0 | 0 | 0 | 0 | 0 | 0 | 0 | 0 | 0 | 0 | 0 | 0 | 0 | 0 | 0 | 0 | 0 | 0 | 0 | 0 | 0 | 0 | 0 | 0 | 0 | 0 | 0 | 0 | 0 | 0 | 0 | 0 | 0 | 0 | 0 | 0 | 0 | 0 | 0 | 0 | 0 | 0 | 0 | 0 | 0 | 0 | 0 | 0 | 0 | 0 | 0 | 0 | 0 | 0 | 0 | 0 | 0 | 0 | 0 | 0 | 0 | 0 | 0 | 0 | 0 | 0 | 0 | 0 | 0 | 0 | 0 | 0 | 0 | 0 | 0 | 0 | 0 | 0 | 0 | 0 | 0 | 0 | 0 | 0 | 0 | 0 | 0 | 0 | 0 | 0 | 0 | 0 | 0 | 0 | 0 | 0 | 0 | 0 | 0 | 0 | 0 | 0 | 0 | 0 | 0 | 0 | 0 | 0 | 0 | 0 | 0 | 0 | 0 | 0 | 0 | 0 | 0 | 0 | 0 | 0 | 0 | 0 | 0 | 0 | 0 | 0 | 0 | 0 | 0 | 0 | 0 | 0 | 0 | 0 | 0 | 0 | 0 | 0 | 0 | 0 | 0 | 0 | 0 | 0 | 0 | 0 | 0 | 0 | 0 | 0 | 0 | 0 | 0 | 0 | 0 | 0 | 0 | 0 | 0 | 0 | 0 | 0 | 0 | 0 | 0 | 0 | 0 | 0 | 0 | 0 | 0 | 0 | 0 | 0 | 0 | 0 | 0 | 0 | 0 | 0 | 0 | 0 | 0 | 0 | 0 | 0 | 0 | 0 | 0 | 0 | 0 | 0 | 0 | 0 | 0 | 0 | 0 | 0 | 0 | 0 | 0 | 0 | 0 | 0 | 0 | 0 | 0 | 0 | 0 | 0 | 0 | 0 | 0 | 0 | 0 | 0 | 0 | 0 | 0 | 0 | 0 | 0 | 0 | 0 | 0 | 0 | 0 | 0 | 0 | 0 | 0 | 0 | 0 | 0 | 0 | 0 | 0 | 0 | 0 | 0 | 0 | 0 | 0 | 0 | 0 | 0 | 0 | 0 | 0 | 0 | 0 | 0 | 0 | 0 | 0 | 0 | 0 | 0 | 0 | 0 | 0 | 0 | 0 | 0 | 0 | 0 | 0 | 0 | 0 | 0 | 0 | 0 | 0 | 0 | 0 | 0 | 0 | 0 | 0 | 0 | 0 | 0 | 0 | 0 | 0 | 0 | 0 | 0 | 0 | 0 | 0 | 0 | 0 | 0 | 0 | 0 | 0 | 0 | 0 | 0 | 0 | 0 | 0 | 0 | 0 | 0 | 0 | 0 | 0 | 0
OR_Commercial_Interruptible - Miscellaneous_New_Water Heating_Natural Gas_Water Heater - Tank Blanket/Insulation_A | OR | Commercial | Interruptible - Miscellaneous | New | Water Heating | Natural Gas | Water Heater - Tank Blanket/Insulation | A | OCM934 | 0 | 0 | 15 | 200.7769 | 0 | 0 | 1.47 | 0 | 0 | 0 | 0.28365 | 0.25 | WHUnits | 100% | 100% | Discretionary | Retro5Med_OR | 81.34% | Water Heater | 0% | 0 |  | 0 |  | 0 | IL TRM - 4.3.12 Tank Insulation - CI-HWE-TKIN-V01-210101 / PA TRM - 2.3.4 - State of Pennsylvania TRM, Volume 2: Residential Measures, 2021 Final Order. August 8, 2019. | IL TRM - 4.3.12 Tank Insulation - CI-HWE-TKIN-V01-210101 / PA TRM - 2.3.4 - State of Pennsylvania TRM, Volume 2: Residential Measures, 2021 Final Order. August 8, 2019. | IL TRM - 4.3.12 Tank Insulation - CI-HWE-TKIN-V01-210101 / PA TRM - 2.3.4 - State of Pennsylvania TRM, Volume 2: Residential Measures, 2021 Final Order. August 8, 2019. | 0 | 0 | 0 | 0 | 0 | 0 | 0 | 0 | 0 | 0 | 0 | 0 | 0 | 0 | 0 | 0 | 0 | 0 | 0 | 0 | 0 | 0 | 0 | 0 | 0 | 0 | 0 | 0 | 0 | 0 | 0 | 0 | 0 | 0 | 0 | 0 | 0 | 0 | 0 | 0 | 0 | 0 | 0 | 0 | 0 | 0 | 0 | 0 | 0 | 0 | 0 | 0 | 0 | 0 | 1.47 | 1.47 | 1.47 | 1.47 | 1.47 | 1.47 | 1.47 | 1.47 | 1.47 | 1.47 | 1.47 | 1.47 | 1.47 | 1.47 | 1.47 | 1.47 | 1.47 | 1.47 | 1.47 | 1.47 | 1.47 | 1.47 | 1.47 | 1.47 | 1.47 | 1.47 | 1.47 | 0 | 0 | 0 | 0 | 0 | 0 | 0 | 0 | 0 | 0 | 0 | 0 | 0 | 0 | 0 | 0 | 0 | 0 | 0 | 0 | 0 | 0 | 0 | 0 | 0 | 0 | 0 | 0 | 0 | 0 | 0 | 0 | 0 | 0 | 0 | 0 | 0 | 0 | 0 | 0 | 0 | 0 | 0 | 0 | 0 | 0 | 0 | 0 | 0 | 0 | 0 | 0 | 0 | 0 | 0 | 0 | 0 | 0 | 0 | 0 | 0 | 0 | 0 | 0 | 0 | 0 | 0 | 0 | 0 | 0 | 0 | 0 | 0 | 0 | 0 | 0 | 0 | 0 | 0 | 0 | 0 | 0 | 0 | 0 | 0 | 0 | 0 | 0 | 0 | 0 | 0 | 0 | 0 | 0 | 0 | 0 | 0 | 0 | 0 | 0 | 0 | 0 | 0 | 0 | 0 | 0 | 0 | 0 | 0 | 0 | 0 | 0 | 0 | 0 | 0 | 0 | 0 | 0 | 0 | 0 | 0 | 0 | 0 | 0 | 0 | 0 | 0 | 0 | 0 | 0 | 0 | 0 | 0 | 0 | 0 | 0 | 0 | 0 | 0 | 0 | 0 | 0 | 0 | 0 | 0 | 0 | 0 | 0 | 0 | 0 | 0 | 0 | 0 | 0 | 0 | 0 | 0 | 0 | 0 | 0 | 0 | 0 | 0 | 0 | 0 | 0 | 0 | 0 | 0 | 0 | 0 | 0 | 0 | 0 | 0 | 0 | 0 | 0 | 0 | 0 | 0 | 0 | 0 | 0 | 0 | 0 | 0 | 0 | 0 | 0 | 0 | 0 | 0 | 0 | 0 | 0 | 0 | 0 | 0 | 0 | 0 | 0 | 0 | 0 | 0 | 0 | 0 | 0 | 0 | 0 | 0 | 0 | 0 | 0 | 0 | 0 | 0 | 0 | 0 | 0 | 0 | 0 | 0 | 0 | 0 | 0 | 0 | 0 | 0 | 0 | 0 | 0 | 0 | 0 | 0 | 0 | 0 | 0 | 0 | 0 | 0 | 0 | 0 | 0 | 0 | 0 | 0 | 0 | 0 | 0 | 0 | 0 | 0 | 0 | 0 | 0 | 0 | 0 | 0 | 0 | 0 | 0 | 0 | 0 | 0 | 0 | 0 | 0 | 0 | 0 | 0 | 0 | 0 | 0 | 0 | 0 | 0 | 0 | 0 | 0 | 0 | 0 | 0 | 0 | 0 | 0 | 0 | 0 | 0 | 0 | 0 | 0 | 0 | 0 | 0 | 0 | 0 | 0 | 0 | 0 | 0 | 0 | 0 | 0 | 0 | 0 | 0 | 0 | 0 | 0 | 0 | 0 | 0 | 0 | 0 | 0 | 0 | 0 | 0 | 0 | 0 | 0 | 0 | 0 | 0 | 0 | 0 | 0 | 0 | 0 | 0 | 0 | 0 | 0 | 0 | 0 | 0 | 0 | 0 | 0 | 0 | 0 | 0 | 0 | 0 | 0 | 0 | 0 | 0 | 0 | 0 | 0 | 0 | 0 | 0 | 0 | 0 | 0 | 0 | 0 | 0 | 0 | 0 | 0 | 0 | 0 | 0 | 0 | 0 | 0 | 0 | 0 | 0 | 0 | 0 | 0 | 0 | 0 | 0 | 0 | 0 | 0 | 0 | 0 | 0 | 0 | 0 | 0 | 0 | 0 | 0 | 0 | 0 | 0 | 0 | 0 | 0 | 0 | 0 | 0 | 0 | 0 | 0 | 0 | 0 | 0 | 0 | 0 | 0 | 0 | 0 | 0 | 0 | 0 | 0 | 0 | 0 | 0 | 0 | 0 | 0 | 0 | 0 | 0 | 0 | 0 | 0 | 0 | 0 | 0 | 0 | 0 | 0 | 0 | 0 | 0 | 0 | 0 | 0 | 0 | 0 | 0 | 0 | 0 | 0 | 0 | 0 | 0 | 0 | 0 | 0 | 0 | 0 | 0 | 0 | 0 | 0 | 0 | 0 | 0 | 0 | 0 | 0 | 0 | 0 | 0 | 0 | 0 | 0 | 0 | 0 | 0 | 0 | 0 | 0 | 0 | 0
OR_Commercial_Interruptible - Miscellaneous_New_Water Heating_Natural Gas_Water Heater - Drainwater Heat Recovery_A | OR | Commercial | Interruptible - Miscellaneous | New | Water Heating | Natural Gas | Water Heater - Drainwater Heat Recovery | A | OCM935 | 0 | 0 | 40 | 9.9574 | 0 | 0 | 948.56 | 0 | 0 | 0 | 0.28365 | 0.25 | faucet | 86.67% | 86.67% | Discretionary | Retro5Med_OR | 81.34% | Water Heater | 0% | 0 |  | 0 |  | 0 | DHW_DWHR-Water Heating-OPATRM-v1-1 | DHW_DWHR-Water Heating-OPATRM-v1-1 | DHW_DWHR-Water Heating-MNTRM-v1.0-7 | 0 | 0 | 0 | 0 | 0 | 0 | 0 | 0 | 0 | 0 | 0 | 0 | 0 | 0 | 0 | 0 | 0 | 0 | 0 | 0 | 0 | 0 | 0 | 0 | 0 | 0 | 0 | 0 | 0 | 0 | 0 | 0 | 0 | 0 | 0 | 0 | 0 | 0 | 0 | 0 | 0 | 0 | 0 | 0 | 0 | 0 | 0 | 0 | 0 | 0 | 0 | 0 | 0 | 0 | 948.56 | 948.56 | 948.56 | 948.56 | 948.56 | 948.56 | 948.56 | 948.56 | 948.56 | 948.56 | 948.56 | 948.56 | 948.56 | 948.56 | 948.56 | 948.56 | 948.56 | 948.56 | 948.56 | 948.56 | 948.56 | 948.56 | 948.56 | 948.56 | 948.56 | 948.56 | 948.56 | 0 | 0 | 0 | 0 | 0 | 0 | 0 | 0 | 0 | 0 | 0 | 0 | 0 | 0 | 0 | 0 | 0 | 0 | 0 | 0 | 0 | 0 | 0 | 0 | 0 | 0 | 0 | 0 | 0 | 0 | 0 | 0 | 0 | 0 | 0 | 0 | 0 | 0 | 0 | 0 | 0 | 0 | 0 | 0 | 0 | 0 | 0 | 0 | 0 | 0 | 0 | 0 | 0 | 0 | 0 | 0 | 0 | 0 | 0 | 0 | 0 | 0 | 0 | 0 | 0 | 0 | 0 | 0 | 0 | 0 | 0 | 0 | 0 | 0 | 0 | 0 | 0 | 0 | 0 | 0 | 0 | 0 | 0 | 0 | 0 | 0 | 0 | 0 | 0 | 0 | 0 | 0 | 0 | 0 | 0 | 0 | 0 | 0 | 0 | 0 | 0 | 0 | 0 | 0 | 0 | 0 | 0 | 0 | 0 | 0 | 0 | 0 | 0 | 0 | 0 | 0 | 0 | 0 | 0 | 0 | 0 | 0 | 0 | 0 | 0 | 0 | 0 | 0 | 0 | 0 | 0 | 0 | 0 | 0 | 0 | 0 | 0 | 0 | 0 | 0 | 0 | 0 | 0 | 0 | 0 | 0 | 0 | 0 | 0 | 0 | 0 | 0 | 0 | 0 | 0 | 0 | 0 | 0 | 0 | 0 | 0 | 0 | 0 | 0 | 0 | 0 | 0 | 0 | 0 | 0 | 0 | 0 | 0 | 0 | 0 | 0 | 0 | 0 | 0 | 0 | 0 | 0 | 0 | 0 | 0 | 0 | 0 | 0 | 0 | 0 | 0 | 0 | 0 | 0 | 0 | 0 | 0 | 0 | 0 | 0 | 0 | 0 | 0 | 0 | 0 | 0 | 0 | 0 | 0 | 0 | 0 | 0 | 0 | 0 | 0 | 0 | 0 | 0 | 0 | 0 | 0 | 0 | 0 | 0 | 0 | 0 | 0 | 0 | 0 | 0 | 0 | 0 | 0 | 0 | 0 | 0 | 0 | 0 | 0 | 0 | 0 | 0 | 0 | 0 | 0 | 0 | 0 | 0 | 0 | 0 | 0 | 0 | 0 | 0 | 0 | 0 | 0 | 0 | 0 | 0 | 0 | 0 | 0 | 0 | 0 | 0 | 0 | 0 | 0 | 0 | 0 | 0 | 0 | 0 | 0 | 0 | 0 | 0 | 0 | 0 | 0 | 0 | 0 | 0 | 0 | 0 | 0 | 0 | 0 | 0 | 0 | 0 | 0 | 0 | 0 | 0 | 0 | 0 | 0 | 0 | 0 | 0 | 0 | 0 | 0 | 0 | 0 | 0 | 0 | 0 | 0 | 0 | 0 | 0 | 0 | 0 | 0 | 0 | 0 | 0 | 0 | 0 | 0 | 0 | 0 | 0 | 0 | 0 | 0 | 0 | 0 | 0 | 0 | 0 | 0 | 0 | 0 | 0 | 0 | 0 | 0 | 0 | 0 | 0 | 0 | 0 | 0 | 0 | 0 | 0 | 0 | 0 | 0 | 0 | 0 | 0 | 0 | 0 | 0 | 0 | 0 | 0 | 0 | 0 | 0 | 0 | 0 | 0 | 0 | 0 | 0 | 0 | 0 | 0 | 0 | 0 | 0 | 0 | 0 | 0 | 0 | 0 | 0 | 0 | 0 | 0 | 0 | 0 | 0 | 0 | 0 | 0 | 0 | 0 | 0 | 0 | 0 | 0 | 0 | 0 | 0 | 0 | 0 | 0 | 0 | 0 | 0 | 0 | 0 | 0 | 0 | 0 | 0 | 0 | 0 | 0 | 0 | 0 | 0 | 0 | 0 | 0 | 0 | 0 | 0 | 0 | 0 | 0 | 0 | 0 | 0 | 0 | 0 | 0 | 0 | 0 | 0 | 0 | 0 | 0 | 0 | 0 | 0 | 0 | 0 | 0 | 0 | 0 | 0 | 0 | 0 | 0 | 0 | 0 | 0 | 0 | 0 | 0 | 0 | 0 | 0 | 0 | 0 | 0 | 0 | 0 | 0 | 0 | 0 | 0 | 0 | 0 | 0 | 0 | 0 | 0 | 0
OR_Commercial_Interruptible - Miscellaneous_New_Water Heating_Natural Gas_Water Heater - Circulation Pump Controls_A | OR | Commercial | Interruptible - Miscellaneous | New | Water Heating | Natural Gas | Water Heater - Circulation Pump Controls | A | OCM936 | Circulation pump with no controls. | Controlled circulation pump. | 11.5 | 522.8264 | 0 | 0 | 913.56 | 0 | 0 | 0 | 0.28365 | 0.25 | perbldg | 15% | 26.67% | Discretionary | Retro5Med_OR | 81.34% | Water Heater | 0% | 0 |  | 0 |  | 0 | RTF - ComResCirculatorPumps_2_3 - AEG Edited | RTF - ComResCirculatorPumps_2_3 - AEG Edited | RTF - ComResCirculatorPumps_2_3 - AEG Edited | Circulation pump with no controls. | Circulation pump with no controls. | Circulation pump with no controls. | Circulation pump with no controls. | Circulation pump with no controls. | Circulation pump with no controls. | Circulation pump with no controls. | Circulation pump with no controls. | Circulation pump with no controls. | Circulation pump with no controls. | Circulation pump with no controls. | Circulation pump with no controls. | Circulation pump with no controls. | Circulation pump with no controls. | Circulation pump with no controls. | Circulation pump with no controls. | Circulation pump with no controls. | Circulation pump with no controls. | Circulation pump with no controls. | Circulation pump with no controls. | Circulation pump with no controls. | Circulation pump with no controls. | Circulation pump with no controls. | Circulation pump with no controls. | Circulation pump with no controls. | Circulation pump with no controls. | Circulation pump with no controls. | Controlled circulation pump. | Controlled circulation pump. | Controlled circulation pump. | Controlled circulation pump. | Controlled circulation pump. | Controlled circulation pump. | Controlled circulation pump. | Controlled circulation pump. | Controlled circulation pump. | Controlled circulation pump. | Controlled circulation pump. | Controlled circulation pump. | Controlled circulation pump. | Controlled circulation pump. | Controlled circulation pump. | Controlled circulation pump. | Controlled circulation pump. | Controlled circulation pump. | Controlled circulation pump. | Controlled circulation pump. | Controlled circulation pump. | Controlled circulation pump. | Controlled circulation pump. | Controlled circulation pump. | Controlled circulation pump. | Controlled circulation pump. | Controlled circulation pump. | 913.56 | 913.56 | 913.56 | 913.56 | 913.56 | 913.56 | 913.56 | 913.56 | 913.56 | 913.56 | 913.56 | 913.56 | 913.56 | 913.56 | 913.56 | 913.56 | 913.56 | 913.56 | 913.56 | 913.56 | 913.56 | 913.56 | 913.56 | 913.56 | 913.56 | 913.56 | 913.56 | 0 | 0 | 0 | 0 | 0 | 0 | 0 | 0 | 0 | 0 | 0 | 0 | 0 | 0 | 0 | 0 | 0 | 0 | 0 | 0 | 0 | 0 | 0 | 0 | 0 | 0 | 0 | 0 | 0 | 0 | 0 | 0 | 0 | 0 | 0 | 0 | 0 | 0 | 0 | 0 | 0 | 0 | 0 | 0 | 0 | 0 | 0 | 0 | 0 | 0 | 0 | 0 | 0 | 0 | 0 | 0 | 0 | 0 | 0 | 0 | 0 | 0 | 0 | 0 | 0 | 0 | 0 | 0 | 0 | 0 | 0 | 0 | 0 | 0 | 0 | 0 | 0 | 0 | 0 | 0 | 0 | 0 | 0 | 0 | 0 | 0 | 0 | 0 | 0 | 0 | 0 | 0 | 0 | 0 | 0 | 0 | 0 | 0 | 0 | 0 | 0 | 0 | 0 | 0 | 0 | 0 | 0 | 0 | 0 | 0 | 0 | 0 | 0 | 0 | 0 | 0 | 0 | 0 | 0 | 0 | 0 | 0 | 0 | 0 | 0 | 0 | 0 | 0 | 0 | 0 | 0 | 0 | 0 | 0 | 0 | 0 | 0 | 0 | 0 | 0 | 0 | 0 | 0 | 0 | 0 | 0 | 0 | 0 | 0 | 0 | 0 | 0 | 0 | 0 | 0 | 0 | 0 | 0 | 0 | 0 | 0 | 0 | 0 | 0 | 0 | 0 | 0 | 0 | 0 | 0 | 0 | 0 | 0 | 0 | 0 | 0 | 0 | 0 | 0 | 0 | 0 | 0 | 0 | 0 | 0 | 0 | 0 | 0 | 0 | 0 | 0 | 0 | 0 | 0 | 0 | 0 | 0 | 0 | 0 | 0 | 0 | 0 | 0 | 0 | 0 | 0 | 0 | 0 | 0 | 0 | 0 | 0 | 0 | 0 | 0 | 0 | 0 | 0 | 0 | 0 | 0 | 0 | 0 | 0 | 0 | 0 | 0 | 0 | 0 | 0 | 0 | 0 | 0 | 0 | 0 | 0 | 0 | 0 | 0 | 0 | 0 | 0 | 0 | 0 | 0 | 0 | 0 | 0 | 0 | 0 | 0 | 0 | 0 | 0 | 0 | 0 | 0 | 0 | 0 | 0 | 0 | 0 | 0 | 0 | 0 | 0 | 0 | 0 | 0 | 0 | 0 | 0 | 0 | 0 | 0 | 0 | 0 | 0 | 0 | 0 | 0 | 0 | 0 | 0 | 0 | 0 | 0 | 0 | 0 | 0 | 0 | 0 | 0 | 0 | 0 | 0 | 0 | 0 | 0 | 0 | 0 | 0 | 0 | 0 | 0 | 0 | 0 | 0 | 0 | 0 | 0 | 0 | 0 | 0 | 0 | 0 | 0 | 0 | 0 | 0 | 0 | 0 | 0 | 0 | 0 | 0 | 0 | 0 | 0 | 0 | 0 | 0 | 0 | 0 | 0 | 0 | 0 | 0 | 0 | 0 | 0 | 0 | 0 | 0 | 0 | 0 | 0 | 0 | 0 | 0 | 0 | 0 | 0 | 0 | 0 | 0 | 0 | 0 | 0 | 0 | 0 | 0 | 0 | 0 | 0 | 0 | 0 | 0 | 0 | 0 | 0 | 0 | 0 | 0 | 0 | 0 | 0 | 0 | 0 | 0 | 0 | 0 | 0 | 0 | 0 | 0 | 0 | 0 | 0 | 0 | 0 | 0 | 0 | 0 | 0 | 0 | 0 | 0 | 0 | 0 | 0 | 0 | 0 | 0 | 0 | 0 | 0 | 0 | 0 | 0 | 0 | 0 | 0 | 0 | 0 | 0 | 0 | 0 | 0 | 0 | 0 | 0 | 0 | 0 | 0 | 0 | 0 | 0 | 0 | 0 | 0 | 0 | 0 | 0 | 0 | 0 | 0 | 0 | 0 | 0 | 0 | 0 | 0 | 0 | 0 | 0 | 0 | 0 | 0 | 0 | 0 | 0 | 0 | 0 | 0 | 0 | 0 | 0 | 0 | 0 | 0 | 0 | 0 | 0 | 0 | 0 | 0 | 0 | 0 | 0 | 0 | 0 | 0 | 0 | 0 | 0 | 0
OR_Commercial_Interruptible - Miscellaneous_New_Water Heating_Natural Gas_Water Heater - Pipe Insulation_A | OR | Commercial | Interruptible - Miscellaneous | New | Water Heating | Natural Gas | Water Heater - Pipe Insulation | A | OCM937 | No insulation. | Water heater pipe insulation. | 15 | 5.02 | 0 | 0 | 19.39 | 0 | 0 | 0 | 0.28365 | 0.25 | PipeFeet | 1.124% | 100% | Discretionary | Retro5Med_OR | 81.34% | Water Heater | 0% | 0 |  | 0 |  | 0 | IL TRM v10 - 4.4.14 Pipe Insulation - CI-HVC-PINS-V07-220101 | IL TRM v10 - 4.4.14 Pipe Insulation - CI-HVC-PINS-V07-220101 | IL TRM v10 - 4.4.14 Pipe Insulation - CI-HVC-PINS-V07-220101 | No insulation. | No insulation. | No insulation. | No insulation. | No insulation. | No insulation. | No insulation. | No insulation. | No insulation. | No insulation. | No insulation. | No insulation. | No insulation. | No insulation. | No insulation. | No insulation. | No insulation. | No insulation. | No insulation. | No insulation. | No insulation. | No insulation. | No insulation. | No insulation. | No insulation. | No insulation. | No insulation. | Water heater pipe insulation. | Water heater pipe insulation. | Water heater pipe insulation. | Water heater pipe insulation. | Water heater pipe insulation. | Water heater pipe insulation. | Water heater pipe insulation. | Water heater pipe insulation. | Water heater pipe insulation. | Water heater pipe insulation. | Water heater pipe insulation. | Water heater pipe insulation. | Water heater pipe insulation. | Water heater pipe insulation. | Water heater pipe insulation. | Water heater pipe insulation. | Water heater pipe insulation. | Water heater pipe insulation. | Water heater pipe insulation. | Water heater pipe insulation. | Water heater pipe insulation. | Water heater pipe insulation. | Water heater pipe insulation. | Water heater pipe insulation. | Water heater pipe insulation. | Water heater pipe insulation. | Water heater pipe insulation. | 19.39 | 19.39 | 19.39 | 19.39 | 19.39 | 19.39 | 19.39 | 19.39 | 19.39 | 19.39 | 19.39 | 19.39 | 19.39 | 19.39 | 19.39 | 19.39 | 19.39 | 19.39 | 19.39 | 19.39 | 19.39 | 19.39 | 19.39 | 19.39 | 19.39 | 19.39 | 19.39 | 0 | 0 | 0 | 0 | 0 | 0 | 0 | 0 | 0 | 0 | 0 | 0 | 0 | 0 | 0 | 0 | 0 | 0 | 0 | 0 | 0 | 0 | 0 | 0 | 0 | 0 | 0 | 0 | 0 | 0 | 0 | 0 | 0 | 0 | 0 | 0 | 0 | 0 | 0 | 0 | 0 | 0 | 0 | 0 | 0 | 0 | 0 | 0 | 0 | 0 | 0 | 0 | 0 | 0 | 0 | 0 | 0 | 0 | 0 | 0 | 0 | 0 | 0 | 0 | 0 | 0 | 0 | 0 | 0 | 0 | 0 | 0 | 0 | 0 | 0 | 0 | 0 | 0 | 0 | 0 | 0 | 0 | 0 | 0 | 0 | 0 | 0 | 0 | 0 | 0 | 0 | 0 | 0 | 0 | 0 | 0 | 0 | 0 | 0 | 0 | 0 | 0 | 0 | 0 | 0 | 0 | 0 | 0 | 0 | 0 | 0 | 0 | 0 | 0 | 0 | 0 | 0 | 0 | 0 | 0 | 0 | 0 | 0 | 0 | 0 | 0 | 0 | 0 | 0 | 0 | 0 | 0 | 0 | 0 | 0 | 0 | 0 | 0 | 0 | 0 | 0 | 0 | 0 | 0 | 0 | 0 | 0 | 0 | 0 | 0 | 0 | 0 | 0 | 0 | 0 | 0 | 0 | 0 | 0 | 0 | 0 | 0 | 0 | 0 | 0 | 0 | 0 | 0 | 0 | 0 | 0 | 0 | 0 | 0 | 0 | 0 | 0 | 0 | 0 | 0 | 0 | 0 | 0 | 0 | 0 | 0 | 0 | 0 | 0 | 0 | 0 | 0 | 0 | 0 | 0 | 0 | 0 | 0 | 0 | 0 | 0 | 0 | 0 | 0 | 0 | 0 | 0 | 0 | 0 | 0 | 0 | 0 | 0 | 0 | 0 | 0 | 0 | 0 | 0 | 0 | 0 | 0 | 0 | 0 | 0 | 0 | 0 | 0 | 0 | 0 | 0 | 0 | 0 | 0 | 0 | 0 | 0 | 0 | 0 | 0 | 0 | 0 | 0 | 0 | 0 | 0 | 0 | 0 | 0 | 0 | 0 | 0 | 0 | 0 | 0 | 0 | 0 | 0 | 0 | 0 | 0 | 0 | 0 | 0 | 0 | 0 | 0 | 0 | 0 | 0 | 0 | 0 | 0 | 0 | 0 | 0 | 0 | 0 | 0 | 0 | 0 | 0 | 0 | 0 | 0 | 0 | 0 | 0 | 0 | 0 | 0 | 0 | 0 | 0 | 0 | 0 | 0 | 0 | 0 | 0 | 0 | 0 | 0 | 0 | 0 | 0 | 0 | 0 | 0 | 0 | 0 | 0 | 0 | 0 | 0 | 0 | 0 | 0 | 0 | 0 | 0 | 0 | 0 | 0 | 0 | 0 | 0 | 0 | 0 | 0 | 0 | 0 | 0 | 0 | 0 | 0 | 0 | 0 | 0 | 0 | 0 | 0 | 0 | 0 | 0 | 0 | 0 | 0 | 0 | 0 | 0 | 0 | 0 | 0 | 0 | 0 | 0 | 0 | 0 | 0 | 0 | 0 | 0 | 0 | 0 | 0 | 0 | 0 | 0 | 0 | 0 | 0 | 0 | 0 | 0 | 0 | 0 | 0 | 0 | 0 | 0 | 0 | 0 | 0 | 0 | 0 | 0 | 0 | 0 | 0 | 0 | 0 | 0 | 0 | 0 | 0 | 0 | 0 | 0 | 0 | 0 | 0 | 0 | 0 | 0 | 0 | 0 | 0 | 0 | 0 | 0 | 0 | 0 | 0 | 0 | 0 | 0 | 0 | 0 | 0 | 0 | 0 | 0 | 0 | 0 | 0 | 0 | 0 | 0 | 0 | 0 | 0 | 0 | 0 | 0 | 0 | 0 | 0 | 0 | 0 | 0 | 0 | 0 | 0 | 0 | 0 | 0 | 0 | 0 | 0 | 0 | 0 | 0 | 0 | 0 | 0 | 0 | 0 | 0 | 0 | 0 | 0 | 0 | 0 | 0 | 0 | 0 | 0 | 0 | 0 | 0 | 0 | 0 | 0 | 0 | 0 | 0
OR_Commercial_Interruptible - Miscellaneous_New_Water Heating_Natural Gas_Water Heater - Motion Control Faucet_A | OR | Commercial | Interruptible - Miscellaneous | New | Water Heating | Natural Gas | Water Heater - Motion Control Faucet | A | OCM938 | 1.39 gpm w/o motion sensor | 0.35 gpm w/ motion sensor | 5 | 0 | 0 | 0 | 1.07 | 0 | 0 | 0 | 0.28365 | 0.25 | sqft | 30% | 75% | Discretionary | Retro5Med_OR | 81.34% | Water Heater | 0% | 0 |  | 0 |  | 0 | n/a | n/a | n/a | 1.39 gpm w/o motion sensor | 1.39 gpm w/o motion sensor | 1.39 gpm w/o motion sensor | 1.39 gpm w/o motion sensor | 1.39 gpm w/o motion sensor | 1.39 gpm w/o motion sensor | 1.39 gpm w/o motion sensor | 1.39 gpm w/o motion sensor | 1.39 gpm w/o motion sensor | 1.39 gpm w/o motion sensor | 1.39 gpm w/o motion sensor | 1.39 gpm w/o motion sensor | 1.39 gpm w/o motion sensor | 1.39 gpm w/o motion sensor | 1.39 gpm w/o motion sensor | 1.39 gpm w/o motion sensor | 1.39 gpm w/o motion sensor | 1.39 gpm w/o motion sensor | 1.39 gpm w/o motion sensor | 1.39 gpm w/o motion sensor | 1.39 gpm w/o motion sensor | 1.39 gpm w/o motion sensor | 1.39 gpm w/o motion sensor | 1.39 gpm w/o motion sensor | 1.39 gpm w/o motion sensor | 1.39 gpm w/o motion sensor | 1.39 gpm w/o motion sensor | 0.35 gpm w/ motion sensor | 0.35 gpm w/ motion sensor | 0.35 gpm w/ motion sensor | 0.35 gpm w/ motion sensor | 0.35 gpm w/ motion sensor | 0.35 gpm w/ motion sensor | 0.35 gpm w/ motion sensor | 0.35 gpm w/ motion sensor | 0.35 gpm w/ motion sensor | 0.35 gpm w/ motion sensor | 0.35 gpm w/ motion sensor | 0.35 gpm w/ motion sensor | 0.35 gpm w/ motion sensor | 0.35 gpm w/ motion sensor | 0.35 gpm w/ motion sensor | 0.35 gpm w/ motion sensor | 0.35 gpm w/ motion sensor | 0.35 gpm w/ motion sensor | 0.35 gpm w/ motion sensor | 0.35 gpm w/ motion sensor | 0.35 gpm w/ motion sensor | 0.35 gpm w/ motion sensor | 0.35 gpm w/ motion sensor | 0.35 gpm w/ motion sensor | 0.35 gpm w/ motion sensor | 0.35 gpm w/ motion sensor | 0.35 gpm w/ motion sensor | 1.07 | 1.07 | 1.07 | 1.07 | 1.07 | 1.07 | 1.07 | 1.07 | 1.07 | 1.07 | 1.07 | 1.07 | 1.07 | 1.07 | 1.07 | 1.07 | 1.07 | 1.07 | 1.07 | 1.07 | 1.07 | 1.07 | 1.07 | 1.07 | 1.07 | 1.07 | 1.07 | 0 | 0 | 0 | 0 | 0 | 0 | 0 | 0 | 0 | 0 | 0 | 0 | 0 | 0 | 0 | 0 | 0 | 0 | 0 | 0 | 0 | 0 | 0 | 0 | 0 | 0 | 0 | 0 | 0 | 0 | 0 | 0 | 0 | 0 | 0 | 0 | 0 | 0 | 0 | 0 | 0 | 0 | 0 | 0 | 0 | 0 | 0 | 0 | 0 | 0 | 0 | 0 | 0 | 0 | 0 | 0 | 0 | 0 | 0 | 0 | 0 | 0 | 0 | 0 | 0 | 0 | 0 | 0 | 0 | 0 | 0 | 0 | 0 | 0 | 0 | 0 | 0 | 0 | 0 | 0 | 0 | 0 | 0 | 0 | 0 | 0 | 0 | 0 | 0 | 0 | 0 | 0 | 0 | 0 | 0 | 0 | 0 | 0 | 0 | 0 | 0 | 0 | 0 | 0 | 0 | 0 | 0 | 0 | 0 | 0 | 0 | 0 | 0 | 0 | 0 | 0 | 0 | 0 | 0 | 0 | 0 | 0 | 0 | 0 | 0 | 0 | 0 | 0 | 0 | 0 | 0 | 0 | 0 | 0 | 0 | 0 | 0 | 0 | 0 | 0 | 0 | 0 | 0 | 0 | 0 | 0 | 0 | 0 | 0 | 0 | 0 | 0 | 0 | 0 | 0 | 0 | 0 | 0 | 0 | 0 | 0 | 0 | 0 | 0 | 0 | 0 | 0 | 0 | 0 | 0 | 0 | 0 | 0 | 0 | 0 | 0 | 0 | 0 | 0 | 0 | 0 | 0 | 0 | 0 | 0 | 0 | 0 | 0 | 0 | 0 | 0 | 0 | 0 | 0 | 0 | 0 | 0 | 0 | 0 | 0 | 0 | 0 | 0 | 0 | 0 | 0 | 0 | 0 | 0 | 0 | 0 | 0 | 0 | 0 | 0 | 0 | 0 | 0 | 0 | 0 | 0 | 0 | 0 | 0 | 0 | 0 | 0 | 0 | 0 | 0 | 0 | 0 | 0 | 0 | 0 | 0 | 0 | 0 | 0 | 0 | 0 | 0 | 0 | 0 | 0 | 0 | 0 | 0 | 0 | 0 | 0 | 0 | 0 | 0 | 0 | 0 | 0 | 0 | 0 | 0 | 0 | 0 | 0 | 0 | 0 | 0 | 0 | 0 | 0 | 0 | 0 | 0 | 0 | 0 | 0 | 0 | 0 | 0 | 0 | 0 | 0 | 0 | 0 | 0 | 0 | 0 | 0 | 0 | 0 | 0 | 0 | 0 | 0 | 0 | 0 | 0 | 0 | 0 | 0 | 0 | 0 | 0 | 0 | 0 | 0 | 0 | 0 | 0 | 0 | 0 | 0 | 0 | 0 | 0 | 0 | 0 | 0 | 0 | 0 | 0 | 0 | 0 | 0 | 0 | 0 | 0 | 0 | 0 | 0 | 0 | 0 | 0 | 0 | 0 | 0 | 0 | 0 | 0 | 0 | 0 | 0 | 0 | 0 | 0 | 0 | 0 | 0 | 0 | 0 | 0 | 0 | 0 | 0 | 0 | 0 | 0 | 0 | 0 | 0 | 0 | 0 | 0 | 0 | 0 | 0 | 0 | 0 | 0 | 0 | 0 | 0 | 0 | 0 | 0 | 0 | 0 | 0 | 0 | 0 | 0 | 0 | 0 | 0 | 0 | 0 | 0 | 0 | 0 | 0 | 0 | 0 | 0 | 0 | 0 | 0 | 0 | 0 | 0 | 0 | 0 | 0 | 0 | 0 | 0 | 0 | 0 | 0 | 0 | 0 | 0 | 0 | 0 | 0 | 0 | 0 | 0 | 0 | 0 | 0 | 0 | 0 | 0 | 0 | 0 | 0 | 0 | 0 | 0 | 0 | 0 | 0 | 0 | 0 | 0 | 0 | 0 | 0 | 0 | 0 | 0 | 0 | 0 | 0 | 0 | 0 | 0 | 0 | 0 | 0 | 0 | 0 | 0 | 0 | 0 | 0 | 0 | 0 | 0 | 0 | 0 | 0 | 0 | 0 | 0 | 0 | 0 | 0 | 0 | 0 | 0 | 0 | 0 | 0 | 0 | 0 | 0 | 0
OR_Commercial_Interruptible - Miscellaneous_New_Water Heating_Natural Gas_Water Heater - Solar System_A | OR | Commercial | Interruptible - Miscellaneous | New | Water Heating | Natural Gas | Water Heater - Solar System | A | OCM939 | 0 | Solar water heater with electric backup unit | 20 | 40.1544 | 0 | 0 | 278.76 | 0 | 0 | 0 | 0.28365 | 0.25 | DHW kbtuh | 1% | 40% | Discretionary | Retro5Med_OR | 81.34% | Water Heater | 0% | 0 |  | 0 |  | 0 | DHW_WH-Water Heating-AEO17-8 | DHW_WH-Water Heating-AEO17-8 | DHW_WH-Water Heating-DOE-PTool2014-1 | 0 | 0 | 0 | 0 | 0 | 0 | 0 | 0 | 0 | 0 | 0 | 0 | 0 | 0 | 0 | 0 | 0 | 0 | 0 | 0 | 0 | 0 | 0 | 0 | 0 | 0 | 0 | Solar water heater with electric backup unit | Solar water heater with electric backup unit | Solar water heater with electric backup unit | Solar water heater with electric backup unit | Solar water heater with electric backup unit | Solar water heater with electric backup unit | Solar water heater with electric backup unit | Solar water heater with electric backup unit | Solar water heater with electric backup unit | Solar water heater with electric backup unit | Solar water heater with electric backup unit | Solar water heater with electric backup unit | Solar water heater with electric backup unit | Solar water heater with electric backup unit | Solar water heater with electric backup unit | Solar water heater with electric backup unit | Solar water heater with electric backup unit | Solar water heater with electric backup unit | Solar water heater with electric backup unit | Solar water heater with electric backup unit | Solar water heater with electric backup unit | Solar water heater with electric backup unit | Solar water heater with electric backup unit | Solar water heater with electric backup unit | Solar water heater with electric backup unit | Solar water heater with electric backup unit | Solar water heater with electric backup unit | 278.76 | 278.76 | 278.76 | 278.76 | 278.76 | 278.76 | 278.76 | 278.76 | 278.76 | 278.76 | 278.76 | 278.76 | 278.76 | 278.76 | 278.76 | 278.76 | 278.76 | 278.76 | 278.76 | 278.76 | 278.76 | 278.76 | 278.76 | 278.76 | 278.76 | 278.76 | 278.76 | 0 | 0 | 0 | 0 | 0 | 0 | 0 | 0 | 0 | 0 | 0 | 0 | 0 | 0 | 0 | 0 | 0 | 0 | 0 | 0 | 0 | 0 | 0 | 0 | 0 | 0 | 0 | 0 | 0 | 0 | 0 | 0 | 0 | 0 | 0 | 0 | 0 | 0 | 0 | 0 | 0 | 0 | 0 | 0 | 0 | 0 | 0 | 0 | 0 | 0 | 0 | 0 | 0 | 0 | 0 | 0 | 0 | 0 | 0 | 0 | 0 | 0 | 0 | 0 | 0 | 0 | 0 | 0 | 0 | 0 | 0 | 0 | 0 | 0 | 0 | 0 | 0 | 0 | 0 | 0 | 0 | 0 | 0 | 0 | 0 | 0 | 0 | 0 | 0 | 0 | 0 | 0 | 0 | 0 | 0 | 0 | 0 | 0 | 0 | 0 | 0 | 0 | 0 | 0 | 0 | 0 | 0 | 0 | 0 | 0 | 0 | 0 | 0 | 0 | 0 | 0 | 0 | 0 | 0 | 0 | 0 | 0 | 0 | 0 | 0 | 0 | 0 | 0 | 0 | 0 | 0 | 0 | 0 | 0 | 0 | 0 | 0 | 0 | 0 | 0 | 0 | 0 | 0 | 0 | 0 | 0 | 0 | 0 | 0 | 0 | 0 | 0 | 0 | 0 | 0 | 0 | 0 | 0 | 0 | 0 | 0 | 0 | 0 | 0 | 0 | 0 | 0 | 0 | 0 | 0 | 0 | 0 | 0 | 0 | 0 | 0 | 0 | 0 | 0 | 0 | 0 | 0 | 0 | 0 | 0 | 0 | 0 | 0 | 0 | 0 | 0 | 0 | 0 | 0 | 0 | 0 | 0 | 0 | 0 | 0 | 0 | 0 | 0 | 0 | 0 | 0 | 0 | 0 | 0 | 0 | 0 | 0 | 0 | 0 | 0 | 0 | 0 | 0 | 0 | 0 | 0 | 0 | 0 | 0 | 0 | 0 | 0 | 0 | 0 | 0 | 0 | 0 | 0 | 0 | 0 | 0 | 0 | 0 | 0 | 0 | 0 | 0 | 0 | 0 | 0 | 0 | 0 | 0 | 0 | 0 | 0 | 0 | 0 | 0 | 0 | 0 | 0 | 0 | 0 | 0 | 0 | 0 | 0 | 0 | 0 | 0 | 0 | 0 | 0 | 0 | 0 | 0 | 0 | 0 | 0 | 0 | 0 | 0 | 0 | 0 | 0 | 0 | 0 | 0 | 0 | 0 | 0 | 0 | 0 | 0 | 0 | 0 | 0 | 0 | 0 | 0 | 0 | 0 | 0 | 0 | 0 | 0 | 0 | 0 | 0 | 0 | 0 | 0 | 0 | 0 | 0 | 0 | 0 | 0 | 0 | 0 | 0 | 0 | 0 | 0 | 0 | 0 | 0 | 0 | 0 | 0 | 0 | 0 | 0 | 0 | 0 | 0 | 0 | 0 | 0 | 0 | 0 | 0 | 0 | 0 | 0 | 0 | 0 | 0 | 0 | 0 | 0 | 0 | 0 | 0 | 0 | 0 | 0 | 0 | 0 | 0 | 0 | 0 | 0 | 0 | 0 | 0 | 0 | 0 | 0 | 0 | 0 | 0 | 0 | 0 | 0 | 0 | 0 | 0 | 0 | 0 | 0 | 0 | 0 | 0 | 0 | 0 | 0 | 0 | 0 | 0 | 0 | 0 | 0 | 0 | 0 | 0 | 0 | 0 | 0 | 0 | 0 | 0 | 0 | 0 | 0 | 0 | 0 | 0 | 0 | 0 | 0 | 0 | 0 | 0 | 0 | 0 | 0 | 0 | 0 | 0 | 0 | 0 | 0 | 0 | 0 | 0 | 0 | 0 | 0 | 0 | 0 | 0 | 0 | 0 | 0 | 0 | 0 | 0 | 0 | 0 | 0 | 0 | 0 | 0 | 0 | 0 | 0 | 0 | 0 | 0 | 0 | 0 | 0 | 0 | 0 | 0 | 0 | 0 | 0 | 0 | 0 | 0 | 0 | 0 | 0 | 0 | 0 | 0 | 0 | 0 | 0 | 0 | 0 | 0 | 0 | 0 | 0 | 0 | 0 | 0 | 0
OR_Commercial_Interruptible - Miscellaneous_New_Water Heating_Natural Gas_Commercial Laundry - Ozone Treatment_A | OR | Commercial | Interruptible - Miscellaneous | New | Water Heating | Natural Gas | Commercial Laundry - Ozone Treatment | A | OCM940 | Standard commercial washer. | Ozone laundry treatment system. | 10 | 142.8891 | 0 | 0 | 18511.52 | 0 | 222.08 | 0 | 0.28365 | 0.25 | perBldg | 0% | 6.667% | Discretionary | Retro5Med_OR | 81.34% | Water Heater | 0% | 0 |  | 0 |  | 0 | CW_OZON-Water Heating-ILTRM-v4.0-4 | CW_OZON-Water Heating-ILTRM-v4.0-4 | CW_OZON-Water Heating-ILTRM-v4.0-4 | Standard commercial washer. | Standard commercial washer. | Standard commercial washer. | Standard commercial washer. | Standard commercial washer. | Standard commercial washer. | Standard commercial washer. | Standard commercial washer. | Standard commercial washer. | Standard commercial washer. | Standard commercial washer. | Standard commercial washer. | Standard commercial washer. | Standard commercial washer. | Standard commercial washer. | Standard commercial washer. | Standard commercial washer. | Standard commercial washer. | Standard commercial washer. | Standard commercial washer. | Standard commercial washer. | Standard commercial washer. | Standard commercial washer. | Standard commercial washer. | Standard commercial washer. | Standard commercial washer. | Standard commercial washer. | Ozone laundry treatment system. | Ozone laundry treatment system. | Ozone laundry treatment system. | Ozone laundry treatment system. | Ozone laundry treatment system. | Ozone laundry treatment system. | Ozone laundry treatment system. | Ozone laundry treatment system. | Ozone laundry treatment system. | Ozone laundry treatment system. | Ozone laundry treatment system. | Ozone laundry treatment system. | Ozone laundry treatment system. | Ozone laundry treatment system. | Ozone laundry treatment system. | Ozone laundry treatment system. | Ozone laundry treatment system. | Ozone laundry treatment system. | Ozone laundry treatment system. | Ozone laundry treatment system. | Ozone laundry treatment system. | Ozone laundry treatment system. | Ozone laundry treatment system. | Ozone laundry treatment system. | Ozone laundry treatment system. | Ozone laundry treatment system. | Ozone laundry treatment system. | 18511.52 | 18511.52 | 18511.52 | 18511.52 | 18511.52 | 18511.52 | 18511.52 | 18511.52 | 18511.52 | 18511.52 | 18511.52 | 18511.52 | 18511.52 | 18511.52 | 18511.52 | 18511.52 | 18511.52 | 18511.52 | 18511.52 | 18511.52 | 18511.52 | 18511.52 | 18511.52 | 18511.52 | 18511.52 | 18511.52 | 18511.52 | 0 | 0 | 0 | 0 | 0 | 0 | 0 | 0 | 0 | 0 | 0 | 0 | 0 | 0 | 0 | 0 | 0 | 0 | 0 | 0 | 0 | 0 | 0 | 0 | 0 | 0 | 0 | 0 | 0 | 0 | 0 | 0 | 0 | 0 | 0 | 0 | 0 | 0 | 0 | 0 | 0 | 0 | 0 | 0 | 0 | 0 | 0 | 0 | 0 | 0 | 0 | 0 | 0 | 0 | 0 | 0 | 0 | 0 | 0 | 0 | 0 | 0 | 0 | 0 | 0 | 0 | 0 | 0 | 0 | 0 | 0 | 0 | 0 | 0 | 0 | 0 | 0 | 0 | 0 | 0 | 0 | 0 | 0 | 0 | 0 | 0 | 0 | 0 | 0 | 0 | 0 | 0 | 0 | 0 | 0 | 0 | 0 | 0 | 0 | 0 | 0 | 0 | 0 | 0 | 0 | 0 | 0 | 0 | 0 | 0 | 0 | 0 | 0 | 0 | 0 | 0 | 0 | 0 | 0 | 0 | 0 | 0 | 0 | 0 | 0 | 0 | 0 | 0 | 0 | 0 | 0 | 0 | 0 | 0 | 0 | 0 | 0 | 0 | 0 | 0 | 0 | 0 | 0 | 0 | 0 | 0 | 0 | 0 | 0 | 0 | 0 | 0 | 0 | 0 | 0 | 0 | 0 | 0 | 0 | 0 | 0 | 0 | 0 | 0 | 0 | 0 | 0 | 0 | 0 | 0 | 0 | 0 | 0 | 0 | 0 | 0 | 0 | 0 | 0 | 0 | 0 | 0 | 0 | 0 | 0 | 0 | 0 | 0 | 0 | 0 | 0 | 0 | 0 | 0 | 0 | 0 | 0 | 0 | 0 | 0 | 0 | 0 | 0 | 0 | 0 | 0 | 0 | 0 | 0 | 0 | 0 | 0 | 0 | 0 | 0 | 0 | 0 | 0 | 0 | 0 | 0 | 0 | 0 | 0 | 0 | 0 | 0 | 0 | 0 | 0 | 0 | 0 | 0 | 0 | 0 | 0 | 0 | 0 | 0 | 0 | 0 | 0 | 0 | 0 | 0 | 0 | 0 | 0 | 0 | 0 | 0 | 0 | 0 | 0 | 0 | 0 | 0 | 0 | 0 | 0 | 0 | 0 | 0 | 0 | 0 | 0 | 0 | 0 | 0 | 0 | 0 | 0 | 0 | 0 | 0 | 0 | 0 | 0 | 0 | 0 | 0 | 0 | 0 | 0 | 0 | 0 | 0 | 0 | 0 | 0 | 0 | 0 | 0 | 0 | 0 | 0 | 0 | 0 | 0 | 0 | 0 | 0 | 0 | 0 | 0 | 0 | 0 | 0 | 0 | 0 | 0 | 0 | 0 | 0 | 0 | 0 | 0 | 0 | 0 | 0 | 0 | 0 | 0 | 0 | 0 | 0 | 0 | 0 | 0 | 0 | 0 | 0 | 0 | 0 | 0 | 0 | 0 | 0 | 0 | 0 | 0 | 0 | 0 | 0 | 0 | 0 | 0 | 0 | 0 | 0 | 0 | 0 | 0 | 0 | 0 | 0 | 0 | 0 | 0 | 0 | 0 | 0 | 0 | 0 | 0 | 0 | 0 | 0 | 0 | 0 | 0 | 0 | 0 | 0 | 0 | 0 | 0 | 0 | 0 | 0 | 0 | 0 | 0 | 0 | 0 | 0 | 0 | 0 | 0 | 0 | 0 | 0 | 0 | 0 | 0 | 0 | 0 | 0 | 0 | 0 | 0 | 0 | 0 | 0 | 0 | 0 | 0 | 0 | 0 | 0 | 0 | 0 | 0 | 0 | 0 | 0 | 0 | 0 | 0 | 0 | 0 | 0 | 0 | 0 | 0 | 0 | 0 | 0 | 0 | 0 | 0 | 0 | 0 | 0 | 0 | 0 | 0 | 0 | 0 | 0 | 0 | 0 | 0 | 0 | 0 | 0 | 0 | 0 | 0 | 0 | 0 | 0 | 0 | 0 | 0 | 0 | 0 | 0 | 0 | 0 | 0 | 0 | 0 | 0 | 0 | 0 | 0 | 0 | 0 | 0 | 0 | 0 | 0 | 0 | 0 | 0 | 0
OR_Commercial_Interruptible - Miscellaneous_New_Water Heating_Natural Gas_Commercial Laundry - ENERGY STAR Washer_A | OR | Commercial | Interruptible - Miscellaneous | New | Water Heating | Natural Gas | Commercial Laundry - ENERGY STAR Washer | A | OCM941 | Standard efficiency washer. | ENERGY STAR rated washer. | 7 | 35.5089 | 0 | 0 | 458.11 | 200.17 | 0 | 0 | 0.28365 | 0.25 | ClothesWashers | 0% | 6.667% | Discretionary | Retro5Med_OR | 90.92% | Water Heater | 0% | 0 |  | 0 |  | 0 | CW-Miscellaneous-RTF-v5.1-21 | CW-Miscellaneous-RTF-v5.1-21 | CW-Miscellaneous-RTF-PreQCv5.0-8 | Standard efficiency washer. | Standard efficiency washer. | Standard efficiency washer. | Standard efficiency washer. | Standard efficiency washer. | Standard efficiency washer. | Standard efficiency washer. | Standard efficiency washer. | Standard efficiency washer. | Standard efficiency washer. | Standard efficiency washer. | Standard efficiency washer. | Standard efficiency washer. | Standard efficiency washer. | Standard efficiency washer. | Standard efficiency washer. | Standard efficiency washer. | Standard efficiency washer. | Standard efficiency washer. | Standard efficiency washer. | Standard efficiency washer. | Standard efficiency washer. | Standard efficiency washer. | Standard efficiency washer. | Standard efficiency washer. | Standard efficiency washer. | Standard efficiency washer. | ENERGY STAR rated washer. | ENERGY STAR rated washer. | ENERGY STAR rated washer. | ENERGY STAR rated washer. | ENERGY STAR rated washer. | ENERGY STAR rated washer. | ENERGY STAR rated washer. | ENERGY STAR rated washer. | ENERGY STAR rated washer. | ENERGY STAR rated washer. | ENERGY STAR rated washer. | ENERGY STAR rated washer. | ENERGY STAR rated washer. | ENERGY STAR rated washer. | ENERGY STAR rated washer. | ENERGY STAR rated washer. | ENERGY STAR rated washer. | ENERGY STAR rated washer. | ENERGY STAR rated washer. | ENERGY STAR rated washer. | ENERGY STAR rated washer. | ENERGY STAR rated washer. | ENERGY STAR rated washer. | ENERGY STAR rated washer. | ENERGY STAR rated washer. | ENERGY STAR rated washer. | ENERGY STAR rated washer. | 458.11 | 458.11 | 458.11 | 458.11 | 458.11 | 458.11 | 458.11 | 458.11 | 458.11 | 458.11 | 458.11 | 458.11 | 458.11 | 458.11 | 458.11 | 458.11 | 458.11 | 458.11 | 458.11 | 458.11 | 458.11 | 458.11 | 458.11 | 458.11 | 458.11 | 458.11 | 458.11 | 0 | 0 | 0 | 0 | 0 | 0 | 0 | 0 | 0 | 0 | 0 | 0 | 0 | 0 | 0 | 0 | 0 | 0 | 0 | 0 | 0 | 0 | 0 | 0 | 0 | 0 | 0 | 0 | 0 | 0 | 0 | 0 | 0 | 0 | 0 | 0 | 0 | 0 | 0 | 0 | 0 | 0 | 0 | 0 | 0 | 0 | 0 | 0 | 0 | 0 | 0 | 0 | 0 | 0 | 0 | 0 | 0 | 0 | 0 | 0 | 0 | 0 | 0 | 0 | 0 | 0 | 0 | 0 | 0 | 0 | 0 | 0 | 0 | 0 | 0 | 0 | 0 | 0 | 0 | 0 | 0 | 0 | 0 | 0 | 0 | 0 | 0 | 0 | 0 | 0 | 0 | 0 | 0 | 0 | 0 | 0 | 0 | 0 | 0 | 0 | 0 | 0 | 0 | 0 | 0 | 0 | 0 | 0 | 0 | 0 | 0 | 0 | 0 | 0 | 0 | 0 | 0 | 0 | 0 | 0 | 0 | 0 | 0 | 0 | 0 | 0 | 0 | 0 | 0 | 0 | 0 | 0 | 0 | 0 | 0 | 0 | 0 | 0 | 0 | 0 | 0 | 0 | 0 | 0 | 0 | 0 | 0 | 0 | 0 | 0 | 0 | 0 | 0 | 0 | 0 | 0 | 0 | 0 | 0 | 0 | 0 | 0 | 0 | 0 | 0 | 0 | 0 | 0 | 0 | 0 | 0 | 0 | 0 | 0 | 0 | 0 | 0 | 0 | 0 | 0 | 0 | 0 | 0 | 0 | 0 | 0 | 0 | 0 | 0 | 0 | 0 | 0 | 0 | 0 | 0 | 0 | 0 | 0 | 0 | 0 | 0 | 0 | 0 | 0 | 0 | 0 | 0 | 0 | 0 | 0 | 0 | 0 | 0 | 0 | 0 | 0 | 0 | 0 | 0 | 0 | 0 | 0 | 0 | 0 | 0 | 0 | 0 | 0 | 0 | 0 | 0 | 0 | 0 | 0 | 0 | 0 | 0 | 0 | 0 | 0 | 0 | 0 | 0 | 0 | 0 | 0 | 0 | 0 | 0 | 0 | 0 | 0 | 0 | 0 | 0 | 0 | 0 | 0 | 0 | 0 | 0 | 0 | 0 | 0 | 0 | 0 | 0 | 0 | 0 | 0 | 0 | 0 | 0 | 0 | 0 | 0 | 0 | 0 | 0 | 0 | 0 | 0 | 0 | 0 | 0 | 0 | 0 | 0 | 0 | 0 | 0 | 0 | 0 | 0 | 0 | 0 | 0 | 0 | 0 | 0 | 0 | 0 | 0 | 0 | 0 | 0 | 0 | 0 | 0 | 0 | 0 | 0 | 0 | 0 | 0 | 0 | 0 | 0 | 0 | 0 | 0 | 0 | 0 | 0 | 0 | 0 | 0 | 0 | 0 | 0 | 0 | 0 | 0 | 0 | 0 | 0 | 0 | 0 | 0 | 0 | 0 | 0 | 0 | 0 | 0 | 0 | 0 | 0 | 0 | 0 | 0 | 0 | 0 | 0 | 0 | 0 | 0 | 0 | 0 | 0 | 0 | 0 | 0 | 0 | 0 | 0 | 0 | 0 | 0 | 0 | 0 | 0 | 0 | 0 | 0 | 0 | 0 | 0 | 0 | 0 | 0 | 0 | 0 | 0 | 0 | 0 | 0 | 0 | 0 | 0 | 0 | 0 | 0 | 0 | 0 | 0 | 0 | 0 | 0 | 0 | 0 | 0 | 0 | 0 | 0 | 0 | 0 | 0 | 0 | 0 | 0 | 0 | 0 | 0 | 0 | 0 | 0 | 0 | 0 | 0 | 0 | 0 | 0 | 0 | 0 | 0 | 0 | 0 | 0 | 0 | 0 | 0 | 0 | 0 | 0 | 0 | 0 | 0 | 0 | 0 | 0 | 0 | 0 | 0 | 0 | 0 | 0 | 0 | 0 | 0 | 0 | 0 | 0 | 0 | 0 | 0 | 0 | 0 | 0 | 0 | 0 | 0 | 0 | 0 | 0 | 0 | 0 | 0 | 0 | 0 | 0 | 0 | 0 | 0 | 0 | 0 | 0
OR_Commercial_Interruptible - Miscellaneous_New_Water Heating_Natural Gas_Water Heater - Efficient Dishwasher_A | OR | Commercial | Interruptible - Miscellaneous | New | Water Heating | Natural Gas | Water Heater - Efficient Dishwasher | A | OCM942 | 0 | ENERGY STAR | 12 | 102.8166 | 0 | 0 | 2377 | 1319.92 | 0 | 0 | 0.28365 | 0.25 | perBldg | 0% | 6.667% | Discretionary | Retro5Med_OR | 81.34% | Water Heater | 0% | 0 |  | 0 |  | 0 | Avista TRM | Avista TRM | Avista TRM | 0 | 0 | 0 | 0 | 0 | 0 | 0 | 0 | 0 | 0 | 0 | 0 | 0 | 0 | 0 | 0 | 0 | 0 | 0 | 0 | 0 | 0 | 0 | 0 | 0 | 0 | 0 | ENERGY STAR | ENERGY STAR | ENERGY STAR | ENERGY STAR | ENERGY STAR | ENERGY STAR | ENERGY STAR | ENERGY STAR | ENERGY STAR | ENERGY STAR | ENERGY STAR | ENERGY STAR | ENERGY STAR | ENERGY STAR | ENERGY STAR | ENERGY STAR | ENERGY STAR | ENERGY STAR | ENERGY STAR | ENERGY STAR | ENERGY STAR | ENERGY STAR | ENERGY STAR | ENERGY STAR | ENERGY STAR | ENERGY STAR | ENERGY STAR | 2377 | 2377 | 2377 | 2377 | 2377 | 2377 | 2377 | 2377 | 2377 | 2377 | 2377 | 2377 | 2377 | 2377 | 2377 | 2377 | 2377 | 2377 | 2377 | 2377 | 2377 | 2377 | 2377 | 2377 | 2377 | 2377 | 2377 | 0 | 0 | 0 | 0 | 0 | 0 | 0 | 0 | 0 | 0 | 0 | 0 | 0 | 0 | 0 | 0 | 0 | 0 | 0 | 0 | 0 | 0 | 0 | 0 | 0 | 0 | 0 | 0 | 0 | 0 | 0 | 0 | 0 | 0 | 0 | 0 | 0 | 0 | 0 | 0 | 0 | 0 | 0 | 0 | 0 | 0 | 0 | 0 | 0 | 0 | 0 | 0 | 0 | 0 | 0 | 0 | 0 | 0 | 0 | 0 | 0 | 0 | 0 | 0 | 0 | 0 | 0 | 0 | 0 | 0 | 0 | 0 | 0 | 0 | 0 | 0 | 0 | 0 | 0 | 0 | 0 | 0 | 0 | 0 | 0 | 0 | 0 | 0 | 0 | 0 | 0 | 0 | 0 | 0 | 0 | 0 | 0 | 0 | 0 | 0 | 0 | 0 | 0 | 0 | 0 | 0 | 0 | 0 | 0 | 0 | 0 | 0 | 0 | 0 | 0 | 0 | 0 | 0 | 0 | 0 | 0 | 0 | 0 | 0 | 0 | 0 | 0 | 0 | 0 | 0 | 0 | 0 | 0 | 0 | 0 | 0 | 0 | 0 | 0 | 0 | 0 | 0 | 0 | 0 | 0 | 0 | 0 | 0 | 0 | 0 | 0 | 0 | 0 | 0 | 0 | 0 | 0 | 0 | 0 | 0 | 0 | 0 | 0 | 0 | 0 | 0 | 0 | 0 | 0 | 0 | 0 | 0 | 0 | 0 | 0 | 0 | 0 | 0 | 0 | 0 | 0 | 0 | 0 | 0 | 0 | 0 | 0 | 0 | 0 | 0 | 0 | 0 | 0 | 0 | 0 | 0 | 0 | 0 | 0 | 0 | 0 | 0 | 0 | 0 | 0 | 0 | 0 | 0 | 0 | 0 | 0 | 0 | 0 | 0 | 0 | 0 | 0 | 0 | 0 | 0 | 0 | 0 | 0 | 0 | 0 | 0 | 0 | 0 | 0 | 0 | 0 | 0 | 0 | 0 | 0 | 0 | 0 | 0 | 0 | 0 | 0 | 0 | 0 | 0 | 0 | 0 | 0 | 0 | 0 | 0 | 0 | 0 | 0 | 0 | 0 | 0 | 0 | 0 | 0 | 0 | 0 | 0 | 0 | 0 | 0 | 0 | 0 | 0 | 0 | 0 | 0 | 0 | 0 | 0 | 0 | 0 | 0 | 0 | 0 | 0 | 0 | 0 | 0 | 0 | 0 | 0 | 0 | 0 | 0 | 0 | 0 | 0 | 0 | 0 | 0 | 0 | 0 | 0 | 0 | 0 | 0 | 0 | 0 | 0 | 0 | 0 | 0 | 0 | 0 | 0 | 0 | 0 | 0 | 0 | 0 | 0 | 0 | 0 | 0 | 0 | 0 | 0 | 0 | 0 | 0 | 0 | 0 | 0 | 0 | 0 | 0 | 0 | 0 | 0 | 0 | 0 | 0 | 0 | 0 | 0 | 0 | 0 | 0 | 0 | 0 | 0 | 0 | 0 | 0 | 0 | 0 | 0 | 0 | 0 | 0 | 0 | 0 | 0 | 0 | 0 | 0 | 0 | 0 | 0 | 0 | 0 | 0 | 0 | 0 | 0 | 0 | 0 | 0 | 0 | 0 | 0 | 0 | 0 | 0 | 0 | 0 | 0 | 0 | 0 | 0 | 0 | 0 | 0 | 0 | 0 | 0 | 0 | 0 | 0 | 0 | 0 | 0 | 0 | 0 | 0 | 0 | 0 | 0 | 0 | 0 | 0 | 0 | 0 | 0 | 0 | 0 | 0 | 0 | 0 | 0 | 0 | 0 | 0 | 0 | 0 | 0 | 0 | 0 | 0 | 0 | 0 | 0 | 0 | 0 | 0 | 0 | 0 | 0 | 0 | 0 | 0 | 0 | 0 | 0 | 0 | 0 | 0 | 0 | 0 | 0 | 0 | 0 | 0 | 0 | 0 | 0 | 0 | 0 | 0 | 0 | 0 | 0 | 0 | 0 | 0 | 0 | 0 | 0 | 0 | 0 | 0 | 0 | 0 | 0 | 0 | 0 | 0 | 0 | 0 | 0 | 0 | 0
OR_Commercial_Interruptible - Miscellaneous_New_Water Heating_Natural Gas_Commercial Laundry - Alternative Dry-Cleaning Methods_A | OR | Commercial | Interruptible - Miscellaneous | New | Water Heating | Natural Gas | Commercial Laundry - Alternative Dry-Cleaning Methods | A | OCM943 | Standard efficiency dryer. | High efficiency alternative dry-cleaning methods. | 15 | 0 | 0 | 0 | 66246.84 | 0 | 0 | 0 | 0.28365 | 0.25 | perBldg | 0% | 6.667% | Discretionary | Retro5Med_OR | 81.34% | Water Heater | 0% | 0 |  | 0 |  | 0 | CW_ALTDRYCLN-Miscellaneous-SCE-ET05.01-6 | CW_ALTDRYCLN-Miscellaneous-SCE-ET05.01-6 | CW_ALTDRYCLN-Miscellaneous-SCE-ET05.01-6 | Standard efficiency dryer. | Standard efficiency dryer. | Standard efficiency dryer. | Standard efficiency dryer. | Standard efficiency dryer. | Standard efficiency dryer. | Standard efficiency dryer. | Standard efficiency dryer. | Standard efficiency dryer. | Standard efficiency dryer. | Standard efficiency dryer. | Standard efficiency dryer. | Standard efficiency dryer. | Standard efficiency dryer. | Standard efficiency dryer. | Standard efficiency dryer. | Standard efficiency dryer. | Standard efficiency dryer. | Standard efficiency dryer. | Standard efficiency dryer. | Standard efficiency dryer. | Standard efficiency dryer. | Standard efficiency dryer. | Standard efficiency dryer. | Standard efficiency dryer. | Standard efficiency dryer. | Standard efficiency dryer. | High efficiency alternative dry-cleaning methods. | High efficiency alternative dry-cleaning methods. | High efficiency alternative dry-cleaning methods. | High efficiency alternative dry-cleaning methods. | High efficiency alternative dry-cleaning methods. | High efficiency alternative dry-cleaning methods. | High efficiency alternative dry-cleaning methods. | High efficiency alternative dry-cleaning methods. | High efficiency alternative dry-cleaning methods. | High efficiency alternative dry-cleaning methods. | High efficiency alternative dry-cleaning methods. | High efficiency alternative dry-cleaning methods. | High efficiency alternative dry-cleaning methods. | High efficiency alternative dry-cleaning methods. | High efficiency alternative dry-cleaning methods. | High efficiency alternative dry-cleaning methods. | High efficiency alternative dry-cleaning methods. | High efficiency alternative dry-cleaning methods. | High efficiency alternative dry-cleaning methods. | High efficiency alternative dry-cleaning methods. | High efficiency alternative dry-cleaning methods. | High efficiency alternative dry-cleaning methods. | High efficiency alternative dry-cleaning methods. | High efficiency alternative dry-cleaning methods. | High efficiency alternative dry-cleaning methods. | High efficiency alternative dry-cleaning methods. | High efficiency alternative dry-cleaning methods. | 66246.84 | 66246.84 | 66246.84 | 66246.84 | 66246.84 | 66246.84 | 66246.84 | 66246.84 | 66246.84 | 66246.84 | 66246.84 | 66246.84 | 66246.84 | 66246.84 | 66246.84 | 66246.84 | 66246.84 | 66246.84 | 66246.84 | 66246.84 | 66246.84 | 66246.84 | 66246.84 | 66246.84 | 66246.84 | 66246.84 | 66246.84 | 0 | 0 | 0 | 0 | 0 | 0 | 0 | 0 | 0 | 0 | 0 | 0 | 0 | 0 | 0 | 0 | 0 | 0 | 0 | 0 | 0 | 0 | 0 | 0 | 0 | 0 | 0 | 0 | 0 | 0 | 0 | 0 | 0 | 0 | 0 | 0 | 0 | 0 | 0 | 0 | 0 | 0 | 0 | 0 | 0 | 0 | 0 | 0 | 0 | 0 | 0 | 0 | 0 | 0 | 0 | 0 | 0 | 0 | 0 | 0 | 0 | 0 | 0 | 0 | 0 | 0 | 0 | 0 | 0 | 0 | 0 | 0 | 0 | 0 | 0 | 0 | 0 | 0 | 0 | 0 | 0 | 0 | 0 | 0 | 0 | 0 | 0 | 0 | 0 | 0 | 0 | 0 | 0 | 0 | 0 | 0 | 0 | 0 | 0 | 0 | 0 | 0 | 0 | 0 | 0 | 0 | 0 | 0 | 0 | 0 | 0 | 0 | 0 | 0 | 0 | 0 | 0 | 0 | 0 | 0 | 0 | 0 | 0 | 0 | 0 | 0 | 0 | 0 | 0 | 0 | 0 | 0 | 0 | 0 | 0 | 0 | 0 | 0 | 0 | 0 | 0 | 0 | 0 | 0 | 0 | 0 | 0 | 0 | 0 | 0 | 0 | 0 | 0 | 0 | 0 | 0 | 0 | 0 | 0 | 0 | 0 | 0 | 0 | 0 | 0 | 0 | 0 | 0 | 0 | 0 | 0 | 0 | 0 | 0 | 0 | 0 | 0 | 0 | 0 | 0 | 0 | 0 | 0 | 0 | 0 | 0 | 0 | 0 | 0 | 0 | 0 | 0 | 0 | 0 | 0 | 0 | 0 | 0 | 0 | 0 | 0 | 0 | 0 | 0 | 0 | 0 | 0 | 0 | 0 | 0 | 0 | 0 | 0 | 0 | 0 | 0 | 0 | 0 | 0 | 0 | 0 | 0 | 0 | 0 | 0 | 0 | 0 | 0 | 0 | 0 | 0 | 0 | 0 | 0 | 0 | 0 | 0 | 0 | 0 | 0 | 0 | 0 | 0 | 0 | 0 | 0 | 0 | 0 | 0 | 0 | 0 | 0 | 0 | 0 | 0 | 0 | 0 | 0 | 0 | 0 | 0 | 0 | 0 | 0 | 0 | 0 | 0 | 0 | 0 | 0 | 0 | 0 | 0 | 0 | 0 | 0 | 0 | 0 | 0 | 0 | 0 | 0 | 0 | 0 | 0 | 0 | 0 | 0 | 0 | 0 | 0 | 0 | 0 | 0 | 0 | 0 | 0 | 0 | 0 | 0 | 0 | 0 | 0 | 0 | 0 | 0 | 0 | 0 | 0 | 0 | 0 | 0 | 0 | 0 | 0 | 0 | 0 | 0 | 0 | 0 | 0 | 0 | 0 | 0 | 0 | 0 | 0 | 0 | 0 | 0 | 0 | 0 | 0 | 0 | 0 | 0 | 0 | 0 | 0 | 0 | 0 | 0 | 0 | 0 | 0 | 0 | 0 | 0 | 0 | 0 | 0 | 0 | 0 | 0 | 0 | 0 | 0 | 0 | 0 | 0 | 0 | 0 | 0 | 0 | 0 | 0 | 0 | 0 | 0 | 0 | 0 | 0 | 0 | 0 | 0 | 0 | 0 | 0 | 0 | 0 | 0 | 0 | 0 | 0 | 0 | 0 | 0 | 0 | 0 | 0 | 0 | 0 | 0 | 0 | 0 | 0 | 0 | 0 | 0 | 0 | 0 | 0 | 0 | 0 | 0 | 0 | 0 | 0 | 0 | 0 | 0 | 0 | 0 | 0 | 0 | 0 | 0 | 0 | 0 | 0 | 0 | 0 | 0 | 0 | 0 | 0 | 0 | 0 | 0 | 0 | 0 | 0 | 0 | 0 | 0 | 0 | 0 | 0 | 0 | 0 | 0 | 0 | 0 | 0 | 0 | 0 | 0 | 0 | 0 | 0 | 0 | 0 | 0 | 0 | 0 | 0 | 0 | 0 | 0 | 0 | 0 | 0 | 0 | 0 | 0 | 0 | 0 | 0 | 0 | 0 | 0 | 0 | 0 | 0 | 0 | 0 | 0
OR_Commercial_Interruptible - Miscellaneous_New_Space Heating_Natural Gas_Advanced Kitchen Ventilation Controls_A | OR | Commercial | Interruptible - Miscellaneous | New | Space Heating | Natural Gas | Advanced Kitchen Ventilation Controls | A | OCM944 | No controls on exhaust hoods. | Variable exhaust hood flow based on temperature or grease sensor. | 15 | 0 | 0 | 0 | 0.18 | 0 | 0 | 0 | 0.28365 | 0.25 | sqft | 10% | 10% | Discretionary | RetroEven20_OR | 82.88% | Space Heating | 0% | 0 |  | 0 |  | 0 | IL TRM - CI-FSE-VENT-V03-160601 | COOK_EXHD-Ventilation-XCELCO-2017-18-2 | COOK_EXHD-Ventilation-XCELCO-2017-18-2 | No controls on exhaust hoods. | No controls on exhaust hoods. | No controls on exhaust hoods. | No controls on exhaust hoods. | No controls on exhaust hoods. | No controls on exhaust hoods. | No controls on exhaust hoods. | No controls on exhaust hoods. | No controls on exhaust hoods. | No controls on exhaust hoods. | No controls on exhaust hoods. | No controls on exhaust hoods. | No controls on exhaust hoods. | No controls on exhaust hoods. | No controls on exhaust hoods. | No controls on exhaust hoods. | No controls on exhaust hoods. | No controls on exhaust hoods. | No controls on exhaust hoods. | No controls on exhaust hoods. | No controls on exhaust hoods. | No controls on exhaust hoods. | No controls on exhaust hoods. | No controls on exhaust hoods. | No controls on exhaust hoods. | No controls on exhaust hoods. | No controls on exhaust hoods. | Variable exhaust hood flow based on temperature or grease sensor. | Variable exhaust hood flow based on temperature or grease sensor. | Variable exhaust hood flow based on temperature or grease sensor. | Variable exhaust hood flow based on temperature or grease sensor. | Variable exhaust hood flow based on temperature or grease sensor. | Variable exhaust hood flow based on temperature or grease sensor. | Variable exhaust hood flow based on temperature or grease sensor. | Variable exhaust hood flow based on temperature or grease sensor. | Variable exhaust hood flow based on temperature or grease sensor. | Variable exhaust hood flow based on temperature or grease sensor. | Variable exhaust hood flow based on temperature or grease sensor. | Variable exhaust hood flow based on temperature or grease sensor. | Variable exhaust hood flow based on temperature or grease sensor. | Variable exhaust hood flow based on temperature or grease sensor. | Variable exhaust hood flow based on temperature or grease sensor. | Variable exhaust hood flow based on temperature or grease sensor. | Variable exhaust hood flow based on temperature or grease sensor. | Variable exhaust hood flow based on temperature or grease sensor. | Variable exhaust hood flow based on temperature or grease sensor. | Variable exhaust hood flow based on temperature or grease sensor. | Variable exhaust hood flow based on temperature or grease sensor. | Variable exhaust hood flow based on temperature or grease sensor. | Variable exhaust hood flow based on temperature or grease sensor. | Variable exhaust hood flow based on temperature or grease sensor. | Variable exhaust hood flow based on temperature or grease sensor. | Variable exhaust hood flow based on temperature or grease sensor. | Variable exhaust hood flow based on temperature or grease sensor. | 0.18 | 0.18 | 0.18 | 0.18 | 0.18 | 0.18 | 0.18 | 0.18 | 0.18 | 0.18 | 0.18 | 0.18 | 0.18 | 0.18 | 0.18 | 0.18 | 0.18 | 0.18 | 0.18 | 0.18 | 0.18 | 0.18 | 0.18 | 0.18 | 0.18 | 0.18 | 0.18 | 0 | 0 | 0 | 0 | 0 | 0 | 0 | 0 | 0 | 0 | 0 | 0 | 0 | 0 | 0 | 0 | 0 | 0 | 0 | 0 | 0 | 0 | 0 | 0 | 0 | 0 | 0 | 0 | 0 | 0 | 0 | 0 | 0 | 0 | 0 | 0 | 0 | 0 | 0 | 0 | 0 | 0 | 0 | 0 | 0 | 0 | 0 | 0 | 0 | 0 | 0 | 0 | 0 | 0 | 0 | 0 | 0 | 0 | 0 | 0 | 0 | 0 | 0 | 0 | 0 | 0 | 0 | 0 | 0 | 0 | 0 | 0 | 0 | 0 | 0 | 0 | 0 | 0 | 0 | 0 | 0 | 0 | 0 | 0 | 0 | 0 | 0 | 0 | 0 | 0 | 0 | 0 | 0 | 0 | 0 | 0 | 0 | 0 | 0 | 0 | 0 | 0 | 0 | 0 | 0 | 0 | 0 | 0 | 0 | 0 | 0 | 0 | 0 | 0 | 0 | 0 | 0 | 0 | 0 | 0 | 0 | 0 | 0 | 0 | 0 | 0 | 0 | 0 | 0 | 0 | 0 | 0 | 0 | 0 | 0 | 0 | 0 | 0 | 0 | 0 | 0 | 0 | 0 | 0 | 0 | 0 | 0 | 0 | 0 | 0 | 0 | 0 | 0 | 0 | 0 | 0 | 0 | 0 | 0 | 0 | 0 | 0 | 0 | 0 | 0 | 0 | 0 | 0 | 0 | 0 | 0 | 0 | 0 | 0 | 0 | 0 | 0 | 0 | 0 | 0 | 0 | 0 | 0 | 0 | 0 | 0 | 0 | 0 | 0 | 0 | 0 | 0 | 0 | 0 | 0 | 0 | 0 | 0 | 0 | 0 | 0 | 0 | 0 | 0 | 0 | 0 | 0 | 0 | 0 | 0 | 0 | 0 | 0 | 0 | 0 | 0 | 0 | 0 | 0 | 0 | 0 | 0 | 0 | 0 | 0 | 0 | 0 | 0 | 0 | 0 | 0 | 0 | 0 | 0 | 0 | 0 | 0 | 0 | 0 | 0 | 0 | 0 | 0 | 0 | 0 | 0 | 0 | 0 | 0 | 0 | 0 | 0 | 0 | 0 | 0 | 0 | 0 | 0 | 0 | 0 | 0 | 0 | 0 | 0 | 0 | 0 | 0 | 0 | 0 | 0 | 0 | 0 | 0 | 0 | 0 | 0 | 0 | 0 | 0 | 0 | 0 | 0 | 0 | 0 | 0 | 0 | 0 | 0 | 0 | 0 | 0 | 0 | 0 | 0 | 0 | 0 | 0 | 0 | 0 | 0 | 0 | 0 | 0 | 0 | 0 | 0 | 0 | 0 | 0 | 0 | 0 | 0 | 0 | 0 | 0 | 0 | 0 | 0 | 0 | 0 | 0 | 0 | 0 | 0 | 0 | 0 | 0 | 0 | 0 | 0 | 0 | 0 | 0 | 0 | 0 | 0 | 0 | 0 | 0 | 0 | 0 | 0 | 0 | 0 | 0 | 0 | 0 | 0 | 0 | 0 | 0 | 0 | 0 | 0 | 0 | 0 | 0 | 0 | 0 | 0 | 0 | 0 | 0 | 0 | 0 | 0 | 0 | 0 | 0 | 0 | 0 | 0 | 0 | 0 | 0 | 0 | 0 | 0 | 0 | 0 | 0 | 0 | 0 | 0 | 0 | 0 | 0 | 0 | 0 | 0 | 0 | 0 | 0 | 0 | 0 | 0 | 0 | 0 | 0 | 0 | 0 | 0 | 0 | 0 | 0 | 0 | 0 | 0 | 0 | 0 | 0 | 0 | 0 | 0 | 0 | 0 | 0 | 0 | 0 | 0 | 0 | 0 | 0 | 0 | 0 | 0 | 0 | 0 | 0 | 0 | 0 | 0 | 0 | 0 | 0 | 0 | 0 | 0 | 0 | 0 | 0 | 0 | 0 | 0 | 0 | 0 | 0 | 0 | 0 | 0 | 0 | 0 | 0 | 0 | 0 | 0 | 0 | 0 | 0 | 0 | 0 | 0 | 0 | 0 | 0 | 0 | 0 | 0 | 0 | 0 | 0 | 0 | 0 | 0 | 0 | 0 | 0
OR_Commercial_Interruptible - Miscellaneous_New_Space Heating_Natural Gas_Infiltration Control - Loading Dock Sealing_A | OR | Commercial | Interruptible - Miscellaneous | New | Space Heating | Natural Gas | Infiltration Control - Loading Dock Sealing | A | OCM945 | 0 | 0 | 10 | 0 | 0 | 0 | 3106.52 | 0 | 0 | 0 | 0.28365 | 0.25 | perBldg | 0% | 0% | Discretionary | RetroEven20_OR | 82.88% | Space Heating | 0% | 0 |  | 0 |  | 0 | MEMD - Truck Loading Dock Seals - 8.10.01.FES-E10.v01 | MEMD - Truck Loading Dock Seals - 8.10.01.FES-E10.v01 | MEMD - Truck Loading Dock Seals - 8.10.01.FES-E10.v01 | 0 | 0 | 0 | 0 | 0 | 0 | 0 | 0 | 0 | 0 | 0 | 0 | 0 | 0 | 0 | 0 | 0 | 0 | 0 | 0 | 0 | 0 | 0 | 0 | 0 | 0 | 0 | 0 | 0 | 0 | 0 | 0 | 0 | 0 | 0 | 0 | 0 | 0 | 0 | 0 | 0 | 0 | 0 | 0 | 0 | 0 | 0 | 0 | 0 | 0 | 0 | 0 | 0 | 0 | 3106.52 | 3106.52 | 3106.52 | 3106.52 | 3106.52 | 3106.52 | 3106.52 | 3106.52 | 3106.52 | 3106.52 | 3106.52 | 3106.52 | 3106.52 | 3106.52 | 3106.52 | 3106.52 | 3106.52 | 3106.52 | 3106.52 | 3106.52 | 3106.52 | 3106.52 | 3106.52 | 3106.52 | 3106.52 | 3106.52 | 3106.52 | 0 | 0 | 0 | 0 | 0 | 0 | 0 | 0 | 0 | 0 | 0 | 0 | 0 | 0 | 0 | 0 | 0 | 0 | 0 | 0 | 0 | 0 | 0 | 0 | 0 | 0 | 0 | 0 | 0 | 0 | 0 | 0 | 0 | 0 | 0 | 0 | 0 | 0 | 0 | 0 | 0 | 0 | 0 | 0 | 0 | 0 | 0 | 0 | 0 | 0 | 0 | 0 | 0 | 0 | 0 | 0 | 0 | 0 | 0 | 0 | 0 | 0 | 0 | 0 | 0 | 0 | 0 | 0 | 0 | 0 | 0 | 0 | 0 | 0 | 0 | 0 | 0 | 0 | 0 | 0 | 0 | 0 | 0 | 0 | 0 | 0 | 0 | 0 | 0 | 0 | 0 | 0 | 0 | 0 | 0 | 0 | 0 | 0 | 0 | 0 | 0 | 0 | 0 | 0 | 0 | 0 | 0 | 0 | 0 | 0 | 0 | 0 | 0 | 0 | 0 | 0 | 0 | 0 | 0 | 0 | 0 | 0 | 0 | 0 | 0 | 0 | 0 | 0 | 0 | 0 | 0 | 0 | 0 | 0 | 0 | 0 | 0 | 0 | 0 | 0 | 0 | 0 | 0 | 0 | 0 | 0 | 0 | 0 | 0 | 0 | 0 | 0 | 0 | 0 | 0 | 0 | 0 | 0 | 0 | 0 | 0 | 0 | 0 | 0 | 0 | 0 | 0 | 0 | 0 | 0 | 0 | 0 | 0 | 0 | 0 | 0 | 0 | 0 | 0 | 0 | 0 | 0 | 0 | 0 | 0 | 0 | 0 | 0 | 0 | 0 | 0 | 0 | 0 | 0 | 0 | 0 | 0 | 0 | 0 | 0 | 0 | 0 | 0 | 0 | 0 | 0 | 0 | 0 | 0 | 0 | 0 | 0 | 0 | 0 | 0 | 0 | 0 | 0 | 0 | 0 | 0 | 0 | 0 | 0 | 0 | 0 | 0 | 0 | 0 | 0 | 0 | 0 | 0 | 0 | 0 | 0 | 0 | 0 | 0 | 0 | 0 | 0 | 0 | 0 | 0 | 0 | 0 | 0 | 0 | 0 | 0 | 0 | 0 | 0 | 0 | 0 | 0 | 0 | 0 | 0 | 0 | 0 | 0 | 0 | 0 | 0 | 0 | 0 | 0 | 0 | 0 | 0 | 0 | 0 | 0 | 0 | 0 | 0 | 0 | 0 | 0 | 0 | 0 | 0 | 0 | 0 | 0 | 0 | 0 | 0 | 0 | 0 | 0 | 0 | 0 | 0 | 0 | 0 | 0 | 0 | 0 | 0 | 0 | 0 | 0 | 0 | 0 | 0 | 0 | 0 | 0 | 0 | 0 | 0 | 0 | 0 | 0 | 0 | 0 | 0 | 0 | 0 | 0 | 0 | 0 | 0 | 0 | 0 | 0 | 0 | 0 | 0 | 0 | 0 | 0 | 0 | 0 | 0 | 0 | 0 | 0 | 0 | 0 | 0 | 0 | 0 | 0 | 0 | 0 | 0 | 0 | 0 | 0 | 0 | 0 | 0 | 0 | 0 | 0 | 0 | 0 | 0 | 0 | 0 | 0 | 0 | 0 | 0 | 0 | 0 | 0 | 0 | 0 | 0 | 0 | 0 | 0 | 0 | 0 | 0 | 0 | 0 | 0 | 0 | 0 | 0 | 0 | 0 | 0 | 0 | 0 | 0 | 0 | 0 | 0 | 0 | 0 | 0 | 0 | 0 | 0 | 0 | 0 | 0 | 0 | 0 | 0 | 0 | 0 | 0 | 0 | 0 | 0 | 0 | 0 | 0 | 0 | 0 | 0 | 0 | 0 | 0 | 0 | 0 | 0 | 0 | 0 | 0 | 0 | 0 | 0 | 0 | 0 | 0 | 0 | 0 | 0 | 0 | 0 | 0 | 0 | 0 | 0 | 0 | 0 | 0 | 0 | 0 | 0 | 0 | 0 | 0 | 0 | 0 | 0 | 0 | 0 | 0 | 0 | 0 | 0 | 0 | 0 | 0 | 0 | 0 | 0 | 0 | 0 | 0 | 0 | 0 | 0 | 0 | 0 | 0 | 0
OR_Commercial_Interruptible - Miscellaneous_New_Space Heating_Natural Gas_Greenhouse Heat Curtain_A | OR | Commercial | Interruptible - Miscellaneous | New | Space Heating | Natural Gas | Greenhouse Heat Curtain | A | OCM946 | No heat curtain. | 0 | 5 | 0 | 0 | 0 | 408.76 | 0 | 0 | 0 | 0.28365 | 0.25 | perBldg | 0% | 0% | Discretionary | RetroEven20_OR | 82.88% | Space Heating | 0% | 0 |  | 0 |  | 0 | CA eTRM https://www.caetrm.com/measure/SWBE001/01/ | CA eTRM https://www.caetrm.com/measure/SWBE001/01/ | CA eTRM https://www.caetrm.com/measure/SWBE001/01/ | No heat curtain. | No heat curtain. | No heat curtain. | No heat curtain. | No heat curtain. | No heat curtain. | No heat curtain. | No heat curtain. | No heat curtain. | No heat curtain. | No heat curtain. | No heat curtain. | No heat curtain. | No heat curtain. | No heat curtain. | No heat curtain. | No heat curtain. | No heat curtain. | No heat curtain. | No heat curtain. | No heat curtain. | No heat curtain. | No heat curtain. | No heat curtain. | No heat curtain. | No heat curtain. | No heat curtain. | 0 | 0 | 0 | 0 | 0 | 0 | 0 | 0 | 0 | 0 | 0 | 0 | 0 | 0 | 0 | 0 | 0 | 0 | 0 | 0 | 0 | 0 | 0 | 0 | 0 | 0 | 0 | 408.76 | 408.76 | 408.76 | 408.76 | 408.76 | 408.76 | 408.76 | 408.76 | 408.76 | 408.76 | 408.76 | 408.76 | 408.76 | 408.76 | 408.76 | 408.76 | 408.76 | 408.76 | 408.76 | 408.76 | 408.76 | 408.76 | 408.76 | 408.76 | 408.76 | 408.76 | 408.76 | 0 | 0 | 0 | 0 | 0 | 0 | 0 | 0 | 0 | 0 | 0 | 0 | 0 | 0 | 0 | 0 | 0 | 0 | 0 | 0 | 0 | 0 | 0 | 0 | 0 | 0 | 0 | 0 | 0 | 0 | 0 | 0 | 0 | 0 | 0 | 0 | 0 | 0 | 0 | 0 | 0 | 0 | 0 | 0 | 0 | 0 | 0 | 0 | 0 | 0 | 0 | 0 | 0 | 0 | 0 | 0 | 0 | 0 | 0 | 0 | 0 | 0 | 0 | 0 | 0 | 0 | 0 | 0 | 0 | 0 | 0 | 0 | 0 | 0 | 0 | 0 | 0 | 0 | 0 | 0 | 0 | 0 | 0 | 0 | 0 | 0 | 0 | 0 | 0 | 0 | 0 | 0 | 0 | 0 | 0 | 0 | 0 | 0 | 0 | 0 | 0 | 0 | 0 | 0 | 0 | 0 | 0 | 0 | 0 | 0 | 0 | 0 | 0 | 0 | 0 | 0 | 0 | 0 | 0 | 0 | 0 | 0 | 0 | 0 | 0 | 0 | 0 | 0 | 0 | 0 | 0 | 0 | 0 | 0 | 0 | 0 | 0 | 0 | 0 | 0 | 0 | 0 | 0 | 0 | 0 | 0 | 0 | 0 | 0 | 0 | 0 | 0 | 0 | 0 | 0 | 0 | 0 | 0 | 0 | 0 | 0 | 0 | 0 | 0 | 0 | 0 | 0 | 0 | 0 | 0 | 0 | 0 | 0 | 0 | 0 | 0 | 0 | 0 | 0 | 0 | 0 | 0 | 0 | 0 | 0 | 0 | 0 | 0 | 0 | 0 | 0 | 0 | 0 | 0 | 0 | 0 | 0 | 0 | 0 | 0 | 0 | 0 | 0 | 0 | 0 | 0 | 0 | 0 | 0 | 0 | 0 | 0 | 0 | 0 | 0 | 0 | 0 | 0 | 0 | 0 | 0 | 0 | 0 | 0 | 0 | 0 | 0 | 0 | 0 | 0 | 0 | 0 | 0 | 0 | 0 | 0 | 0 | 0 | 0 | 0 | 0 | 0 | 0 | 0 | 0 | 0 | 0 | 0 | 0 | 0 | 0 | 0 | 0 | 0 | 0 | 0 | 0 | 0 | 0 | 0 | 0 | 0 | 0 | 0 | 0 | 0 | 0 | 0 | 0 | 0 | 0 | 0 | 0 | 0 | 0 | 0 | 0 | 0 | 0 | 0 | 0 | 0 | 0 | 0 | 0 | 0 | 0 | 0 | 0 | 0 | 0 | 0 | 0 | 0 | 0 | 0 | 0 | 0 | 0 | 0 | 0 | 0 | 0 | 0 | 0 | 0 | 0 | 0 | 0 | 0 | 0 | 0 | 0 | 0 | 0 | 0 | 0 | 0 | 0 | 0 | 0 | 0 | 0 | 0 | 0 | 0 | 0 | 0 | 0 | 0 | 0 | 0 | 0 | 0 | 0 | 0 | 0 | 0 | 0 | 0 | 0 | 0 | 0 | 0 | 0 | 0 | 0 | 0 | 0 | 0 | 0 | 0 | 0 | 0 | 0 | 0 | 0 | 0 | 0 | 0 | 0 | 0 | 0 | 0 | 0 | 0 | 0 | 0 | 0 | 0 | 0 | 0 | 0 | 0 | 0 | 0 | 0 | 0 | 0 | 0 | 0 | 0 | 0 | 0 | 0 | 0 | 0 | 0 | 0 | 0 | 0 | 0 | 0 | 0 | 0 | 0 | 0 | 0 | 0 | 0 | 0 | 0 | 0 | 0 | 0 | 0 | 0 | 0 | 0 | 0 | 0 | 0 | 0 | 0 | 0 | 0 | 0 | 0 | 0 | 0 | 0 | 0 | 0 | 0 | 0 | 0 | 0 | 0 | 0 | 0 | 0 | 0 | 0 | 0 | 0 | 0 | 0 | 0 | 0 | 0 | 0 | 0 | 0 | 0 | 0 | 0 | 0 | 0 | 0 | 0 | 0 | 0 | 0 | 0 | 0 | 0 | 0 | 0 | 0 | 0 | 0 | 0 | 0 | 0 | 0 | 0 | 0 | 0 | 0 | 0 | 0 | 0 | 0 | 0 | 0 | 0 | 0
OR_Commercial_Interruptible - Miscellaneous_New_Space Heating_Natural Gas_Ventilation - Parking Garages, Demand Controlled_A | OR | Commercial | Interruptible - Miscellaneous | New | Space Heating | Natural Gas | Ventilation - Parking Garages, Demand Controlled | A | OCM947 | 0 | 0 | 5 | 0 | 0 | 0 | 843.06 | 0 | 0 | 0 | 0.28365 | 0.25 | garage | 0% | 0% | Discretionary | RetroEven20_OR | 82.88% | Central Systems | 0% | 0 |  | 0 |  | 0 | FOE - Parking Garage Ventilation Controls - W0047 | FOE - Parking Garage Ventilation Controls - W0047 | FOE - Parking Garage Ventilation Controls - W0047 | 0 | 0 | 0 | 0 | 0 | 0 | 0 | 0 | 0 | 0 | 0 | 0 | 0 | 0 | 0 | 0 | 0 | 0 | 0 | 0 | 0 | 0 | 0 | 0 | 0 | 0 | 0 | 0 | 0 | 0 | 0 | 0 | 0 | 0 | 0 | 0 | 0 | 0 | 0 | 0 | 0 | 0 | 0 | 0 | 0 | 0 | 0 | 0 | 0 | 0 | 0 | 0 | 0 | 0 | 843.06 | 843.06 | 843.06 | 843.06 | 843.06 | 843.06 | 843.06 | 843.06 | 843.06 | 843.06 | 843.06 | 843.06 | 843.06 | 843.06 | 843.06 | 843.06 | 843.06 | 843.06 | 843.06 | 843.06 | 843.06 | 843.06 | 843.06 | 843.06 | 843.06 | 843.06 | 843.06 | 0 | 0 | 0 | 0 | 0 | 0 | 0 | 0 | 0 | 0 | 0 | 0 | 0 | 0 | 0 | 0 | 0 | 0 | 0 | 0 | 0 | 0 | 0 | 0 | 0 | 0 | 0 | 0 | 0 | 0 | 0 | 0 | 0 | 0 | 0 | 0 | 0 | 0 | 0 | 0 | 0 | 0 | 0 | 0 | 0 | 0 | 0 | 0 | 0 | 0 | 0 | 0 | 0 | 0 | 0 | 0 | 0 | 0 | 0 | 0 | 0 | 0 | 0 | 0 | 0 | 0 | 0 | 0 | 0 | 0 | 0 | 0 | 0 | 0 | 0 | 0 | 0 | 0 | 0 | 0 | 0 | 0 | 0 | 0 | 0 | 0 | 0 | 0 | 0 | 0 | 0 | 0 | 0 | 0 | 0 | 0 | 0 | 0 | 0 | 0 | 0 | 0 | 0 | 0 | 0 | 0 | 0 | 0 | 0 | 0 | 0 | 0 | 0 | 0 | 0 | 0 | 0 | 0 | 0 | 0 | 0 | 0 | 0 | 0 | 0 | 0 | 0 | 0 | 0 | 0 | 0 | 0 | 0 | 0 | 0 | 0 | 0 | 0 | 0 | 0 | 0 | 0 | 0 | 0 | 0 | 0 | 0 | 0 | 0 | 0 | 0 | 0 | 0 | 0 | 0 | 0 | 0 | 0 | 0 | 0 | 0 | 0 | 0 | 0 | 0 | 0 | 0 | 0 | 0 | 0 | 0 | 0 | 0 | 0 | 0 | 0 | 0 | 0 | 0 | 0 | 0 | 0 | 0 | 0 | 0 | 0 | 0 | 0 | 0 | 0 | 0 | 0 | 0 | 0 | 0 | 0 | 0 | 0 | 0 | 0 | 0 | 0 | 0 | 0 | 0 | 0 | 0 | 0 | 0 | 0 | 0 | 0 | 0 | 0 | 0 | 0 | 0 | 0 | 0 | 0 | 0 | 0 | 0 | 0 | 0 | 0 | 0 | 0 | 0 | 0 | 0 | 0 | 0 | 0 | 0 | 0 | 0 | 0 | 0 | 0 | 0 | 0 | 0 | 0 | 0 | 0 | 0 | 0 | 0 | 0 | 0 | 0 | 0 | 0 | 0 | 0 | 0 | 0 | 0 | 0 | 0 | 0 | 0 | 0 | 0 | 0 | 0 | 0 | 0 | 0 | 0 | 0 | 0 | 0 | 0 | 0 | 0 | 0 | 0 | 0 | 0 | 0 | 0 | 0 | 0 | 0 | 0 | 0 | 0 | 0 | 0 | 0 | 0 | 0 | 0 | 0 | 0 | 0 | 0 | 0 | 0 | 0 | 0 | 0 | 0 | 0 | 0 | 0 | 0 | 0 | 0 | 0 | 0 | 0 | 0 | 0 | 0 | 0 | 0 | 0 | 0 | 0 | 0 | 0 | 0 | 0 | 0 | 0 | 0 | 0 | 0 | 0 | 0 | 0 | 0 | 0 | 0 | 0 | 0 | 0 | 0 | 0 | 0 | 0 | 0 | 0 | 0 | 0 | 0 | 0 | 0 | 0 | 0 | 0 | 0 | 0 | 0 | 0 | 0 | 0 | 0 | 0 | 0 | 0 | 0 | 0 | 0 | 0 | 0 | 0 | 0 | 0 | 0 | 0 | 0 | 0 | 0 | 0 | 0 | 0 | 0 | 0 | 0 | 0 | 0 | 0 | 0 | 0 | 0 | 0 | 0 | 0 | 0 | 0 | 0 | 0 | 0 | 0 | 0 | 0 | 0 | 0 | 0 | 0 | 0 | 0 | 0 | 0 | 0 | 0 | 0 | 0 | 0 | 0 | 0 | 0 | 0 | 0 | 0 | 0 | 0 | 0 | 0 | 0 | 0 | 0 | 0 | 0 | 0 | 0 | 0 | 0 | 0 | 0 | 0 | 0 | 0 | 0 | 0 | 0 | 0 | 0 | 0 | 0 | 0 | 0 | 0 | 0 | 0 | 0 | 0 | 0 | 0 | 0 | 0 | 0 | 0 | 0 | 0 | 0 | 0 | 0 | 0 | 0 | 0 | 0 | 0 | 0 | 0 | 0 | 0 | 0 | 0 | 0 | 0 | 0 | 0
OR_Commercial_Interruptible - Miscellaneous_New_Miscellaneous_Natural Gas_Pool Heater - Night Covers_A | OR | Commercial | Interruptible - Miscellaneous | New | Miscellaneous | Natural Gas | Pool Heater - Night Covers | A | OCM948 | Uncovered. | Night covers on pool. | 5 | 0.024915 | 0 | 0 | 1.36 | 0 | 0 | 0 | 0.28365 | 0.25 | sqft pool | 15% | 100% | Discretionary | Retro12Med_OR | 75.44% | Pool Heater | 0% | 0 |  | 0 |  | 0 | PL_COV-Water Heating-SCG-R0-62 | PL_COV-Water Heating-SCG-R0-62 | PL_COV-Water Heating-SCG-R0-1 | Uncovered. | Uncovered. | Uncovered. | Uncovered. | Uncovered. | Uncovered. | Uncovered. | Uncovered. | Uncovered. | Uncovered. | Uncovered. | Uncovered. | Uncovered. | Uncovered. | Uncovered. | Uncovered. | Uncovered. | Uncovered. | Uncovered. | Uncovered. | Uncovered. | Uncovered. | Uncovered. | Uncovered. | Uncovered. | Uncovered. | Uncovered. | Night covers on pool. | Night covers on pool. | Night covers on pool. | Night covers on pool. | Night covers on pool. | Night covers on pool. | Night covers on pool. | Night covers on pool. | Night covers on pool. | Night covers on pool. | Night covers on pool. | Night covers on pool. | Night covers on pool. | Night covers on pool. | Night covers on pool. | Night covers on pool. | Night covers on pool. | Night covers on pool. | Night covers on pool. | Night covers on pool. | Night covers on pool. | Night covers on pool. | Night covers on pool. | Night covers on pool. | Night covers on pool. | Night covers on pool. | Night covers on pool. | 1.36 | 1.36 | 1.36 | 1.36 | 1.36 | 1.36 | 1.36 | 1.36 | 1.36 | 1.36 | 1.36 | 1.36 | 1.36 | 1.36 | 1.36 | 1.36 | 1.36 | 1.36 | 1.36 | 1.36 | 1.36 | 1.36 | 1.36 | 1.36 | 1.36 | 1.36 | 1.36 | 0 | 0 | 0 | 0 | 0 | 0 | 0 | 0 | 0 | 0 | 0 | 0 | 0 | 0 | 0 | 0 | 0 | 0 | 0 | 0 | 0 | 0 | 0 | 0 | 0 | 0 | 0 | 0 | 0 | 0 | 0 | 0 | 0 | 0 | 0 | 0 | 0 | 0 | 0 | 0 | 0 | 0 | 0 | 0 | 0 | 0 | 0 | 0 | 0 | 0 | 0 | 0 | 0 | 0 | 0 | 0 | 0 | 0 | 0 | 0 | 0 | 0 | 0 | 0 | 0 | 0 | 0 | 0 | 0 | 0 | 0 | 0 | 0 | 0 | 0 | 0 | 0 | 0 | 0 | 0 | 0 | 0 | 0 | 0 | 0 | 0 | 0 | 0 | 0 | 0 | 0 | 0 | 0 | 0 | 0 | 0 | 0 | 0 | 0 | 0 | 0 | 0 | 0 | 0 | 0 | 0 | 0 | 0 | 0 | 0 | 0 | 0 | 0 | 0 | 0 | 0 | 0 | 0 | 0 | 0 | 0 | 0 | 0 | 0 | 0 | 0 | 0 | 0 | 0 | 0 | 0 | 0 | 0 | 0 | 0 | 0 | 0 | 0 | 0 | 0 | 0 | 0 | 0 | 0 | 0 | 0 | 0 | 0 | 0 | 0 | 0 | 0 | 0 | 0 | 0 | 0 | 0 | 0 | 0 | 0 | 0 | 0 | 0 | 0 | 0 | 0 | 0 | 0 | 0 | 0 | 0 | 0 | 0 | 0 | 0 | 0 | 0 | 0 | 0 | 0 | 0 | 0 | 0 | 0 | 0 | 0 | 0 | 0 | 0 | 0 | 0 | 0 | 0 | 0 | 0 | 0 | 0 | 0 | 0 | 0 | 0 | 0 | 0 | 0 | 0 | 0 | 0 | 0 | 0 | 0 | 0 | 0 | 0 | 0 | 0 | 0 | 0 | 0 | 0 | 0 | 0 | 0 | 0 | 0 | 0 | 0 | 0 | 0 | 0 | 0 | 0 | 0 | 0 | 0 | 0 | 0 | 0 | 0 | 0 | 0 | 0 | 0 | 0 | 0 | 0 | 0 | 0 | 0 | 0 | 0 | 0 | 0 | 0 | 0 | 0 | 0 | 0 | 0 | 0 | 0 | 0 | 0 | 0 | 0 | 0 | 0 | 0 | 0 | 0 | 0 | 0 | 0 | 0 | 0 | 0 | 0 | 0 | 0 | 0 | 0 | 0 | 0 | 0 | 0 | 0 | 0 | 0 | 0 | 0 | 0 | 0 | 0 | 0 | 0 | 0 | 0 | 0 | 0 | 0 | 0 | 0 | 0 | 0 | 0 | 0 | 0 | 0 | 0 | 0 | 0 | 0 | 0 | 0 | 0 | 0 | 0 | 0 | 0 | 0 | 0 | 0 | 0 | 0 | 0 | 0 | 0 | 0 | 0 | 0 | 0 | 0 | 0 | 0 | 0 | 0 | 0 | 0 | 0 | 0 | 0 | 0 | 0 | 0 | 0 | 0 | 0 | 0 | 0 | 0 | 0 | 0 | 0 | 0 | 0 | 0 | 0 | 0 | 0 | 0 | 0 | 0 | 0 | 0 | 0 | 0 | 0 | 0 | 0 | 0 | 0 | 0 | 0 | 0 | 0 | 0 | 0 | 0 | 0 | 0 | 0 | 0 | 0 | 0 | 0 | 0 | 0 | 0 | 0 | 0 | 0 | 0 | 0 | 0 | 0 | 0 | 0 | 0 | 0 | 0 | 0 | 0 | 0 | 0 | 0 | 0 | 0 | 0 | 0 | 0 | 0 | 0 | 0 | 0 | 0 | 0 | 0 | 0 | 0 | 0 | 0 | 0 | 0 | 0 | 0 | 0 | 0 | 0 | 0 | 0 | 0 | 0 | 0 | 0 | 0 | 0 | 0 | 0 | 0 | 0 | 0 | 0 | 0 | 0 | 0 | 0 | 0 | 0 | 0 | 0 | 0 | 0 | 0 | 0 | 0 | 0 | 0 | 0 | 0 | 0 | 0 | 0 | 0 | 0 | 0 | 0 | 0 | 0 | 0 | 0 | 0 | 0 | 0 | 0 | 0 | 0 | 0 | 0
OR_Commercial_Interruptible - Miscellaneous_New_Space Heating_Natural Gas_Advanced New Construction Designs_A | OR | Commercial | Interruptible - Miscellaneous | New | Space Heating | Natural Gas | Advanced New Construction Designs | A | OCM949 | Standard new construction design. | New construction designs exceeding ASHRAE 90.1 requirements. | 3 | 0 | 0 | 0 | 1.4 | 0 | 0 | 0 | 0.28365 | 0.25 | sqft | 10% | 20% | Discretionary | LO1Slow_OR | 84.66% | Space Heating | 0% | 0 |  | 0 |  | 0 | COM_CX-HVAC-AEG-1 | COM_CX-All-AEG-5 | COM_CX-All-AEG-5 | Standard new construction design. | Standard new construction design. | Standard new construction design. | Standard new construction design. | Standard new construction design. | Standard new construction design. | Standard new construction design. | Standard new construction design. | Standard new construction design. | Standard new construction design. | Standard new construction design. | Standard new construction design. | Standard new construction design. | Standard new construction design. | Standard new construction design. | Standard new construction design. | Standard new construction design. | Standard new construction design. | Standard new construction design. | Standard new construction design. | Standard new construction design. | Standard new construction design. | Standard new construction design. | Standard new construction design. | Standard new construction design. | Standard new construction design. | Standard new construction design. | New construction designs exceeding ASHRAE 90.1 requirements. | New construction designs exceeding ASHRAE 90.1 requirements. | New construction designs exceeding ASHRAE 90.1 requirements. | New construction designs exceeding ASHRAE 90.1 requirements. | New construction designs exceeding ASHRAE 90.1 requirements. | New construction designs exceeding ASHRAE 90.1 requirements. | New construction designs exceeding ASHRAE 90.1 requirements. | New construction designs exceeding ASHRAE 90.1 requirements. | New construction designs exceeding ASHRAE 90.1 requirements. | New construction designs exceeding ASHRAE 90.1 requirements. | New construction designs exceeding ASHRAE 90.1 requirements. | New construction designs exceeding ASHRAE 90.1 requirements. | New construction designs exceeding ASHRAE 90.1 requirements. | New construction designs exceeding ASHRAE 90.1 requirements. | New construction designs exceeding ASHRAE 90.1 requirements. | New construction designs exceeding ASHRAE 90.1 requirements. | New construction designs exceeding ASHRAE 90.1 requirements. | New construction designs exceeding ASHRAE 90.1 requirements. | New construction designs exceeding ASHRAE 90.1 requirements. | New construction designs exceeding ASHRAE 90.1 requirements. | New construction designs exceeding ASHRAE 90.1 requirements. | New construction designs exceeding ASHRAE 90.1 requirements. | New construction designs exceeding ASHRAE 90.1 requirements. | New construction designs exceeding ASHRAE 90.1 requirements. | New construction designs exceeding ASHRAE 90.1 requirements. | New construction designs exceeding ASHRAE 90.1 requirements. | New construction designs exceeding ASHRAE 90.1 requirements. | 1.4 | 1.4 | 1.4 | 1.4 | 1.4 | 1.4 | 1.4 | 1.4 | 1.4 | 1.4 | 1.4 | 1.4 | 1.4 | 1.4 | 1.4 | 1.4 | 1.4 | 1.4 | 1.4 | 1.4 | 1.4 | 1.4 | 1.4 | 1.4 | 1.4 | 1.4 | 1.4 | 0 | 0 | 0 | 0 | 0 | 0 | 0 | 0 | 0 | 0 | 0 | 0 | 0 | 0 | 0 | 0 | 0 | 0 | 0 | 0 | 0 | 0 | 0 | 0 | 0 | 0 | 0 | 0 | 0 | 0 | 0 | 0 | 0 | 0 | 0 | 0 | 0 | 0 | 0 | 0 | 0 | 0 | 0 | 0 | 0 | 0 | 0 | 0 | 0 | 0 | 0 | 0 | 0 | 0 | 0 | 0 | 0 | 0 | 0 | 0 | 0 | 0 | 0 | 0 | 0 | 0 | 0 | 0 | 0 | 0 | 0 | 0 | 0 | 0 | 0 | 0 | 0 | 0 | 0 | 0 | 0 | 0 | 0 | 0 | 0 | 0 | 0 | 0 | 0 | 0 | 0 | 0 | 0 | 0 | 0 | 0 | 0 | 0 | 0 | 0 | 0 | 0 | 0 | 0 | 0 | 0 | 0 | 0 | 0 | 0 | 0 | 0 | 0 | 0 | 0 | 0 | 0 | 0 | 0 | 0 | 0 | 0 | 0 | 0 | 0 | 0 | 0 | 0 | 0 | 0 | 0 | 0 | 0 | 0 | 0 | 0 | 0 | 0 | 0 | 0 | 0 | 0 | 0 | 0 | 0 | 0 | 0 | 0 | 0 | 0 | 0 | 0 | 0 | 0 | 0 | 0 | 0 | 0 | 0 | 0 | 0 | 0 | 0 | 0 | 0 | 0 | 0 | 0 | 0 | 0 | 0 | 0 | 0 | 0 | 0 | 0 | 0 | 0 | 0 | 0 | 0 | 0 | 0 | 0 | 0 | 0 | 0 | 0 | 0 | 0 | 0 | 0 | 0 | 0 | 0 | 0 | 0 | 0 | 0 | 0 | 0 | 0 | 0 | 0 | 0 | 0 | 0 | 0 | 0 | 0 | 0 | 0 | 0 | 0 | 0 | 0 | 0 | 0 | 0 | 0 | 0 | 0 | 0 | 0 | 0 | 0 | 0 | 0 | 0 | 0 | 0 | 0 | 0 | 0 | 0 | 0 | 0 | 0 | 0 | 0 | 0 | 0 | 0 | 0 | 0 | 0 | 0 | 0 | 0 | 0 | 0 | 0 | 0 | 0 | 0 | 0 | 0 | 0 | 0 | 0 | 0 | 0 | 0 | 0 | 0 | 0 | 0 | 0 | 0 | 0 | 0 | 0 | 0 | 0 | 0 | 0 | 0 | 0 | 0 | 0 | 0 | 0 | 0 | 0 | 0 | 0 | 0 | 0 | 0 | 0 | 0 | 0 | 0 | 0 | 0 | 0 | 0 | 0 | 0 | 0 | 0 | 0 | 0 | 0 | 0 | 0 | 0 | 0 | 0 | 0 | 0 | 0 | 0 | 0 | 0 | 0 | 0 | 0 | 0 | 0 | 0 | 0 | 0 | 0 | 0 | 0 | 0 | 0 | 0 | 0 | 0 | 0 | 0 | 0 | 0 | 0 | 0 | 0 | 0 | 0 | 0 | 0 | 0 | 0 | 0 | 0 | 0 | 0 | 0 | 0 | 0 | 0 | 0 | 0 | 0 | 0 | 0 | 0 | 0 | 0 | 0 | 0 | 0 | 0 | 0 | 0 | 0 | 0 | 0 | 0 | 0 | 0 | 0 | 0 | 0 | 0 | 0 | 0 | 0 | 0 | 0 | 0 | 0 | 0 | 0 | 0 | 0 | 0 | 0 | 0 | 0 | 0 | 0 | 0 | 0 | 0 | 0 | 0 | 0 | 0 | 0 | 0 | 0 | 0 | 0 | 0 | 0 | 0 | 0 | 0 | 0 | 0 | 0 | 0 | 0 | 0 | 0 | 0 | 0 | 0 | 0 | 0 | 0 | 0 | 0 | 0 | 0 | 0 | 0 | 0 | 0 | 0 | 0 | 0 | 0 | 0 | 0 | 0 | 0 | 0 | 0 | 0 | 0 | 0 | 0 | 0 | 0 | 0 | 0 | 0 | 0 | 0 | 0 | 0 | 0 | 0 | 0 | 0 | 0 | 0 | 0 | 0 | 0 | 0 | 0 | 0 | 0 | 0 | 0 | 0 | 0 | 0 | 0 | 0 | 0 | 0 | 0
OR_Commercial_Interruptible - Miscellaneous_New_Water Heating_Natural Gas_Advanced New Construction Designs_A | OR | Commercial | Interruptible - Miscellaneous | New | Water Heating | Natural Gas | Advanced New Construction Designs | A | OCM950 | Standard new construction design. | New construction designs exceeding ASHRAE 90.1 requirements. | 3 | 0 | 0 | 0 | 1.4 | 0 | 0 | 0 | 0.28365 | 0.25 | sqft | 10% | 20% | Discretionary | LO1Slow_OR | 84.66% | Water Heating | 0% | 0 |  | 0 |  | 0 | COM_CX-HVAC-AEG-1 | COM_CX-All-AEG-5 | COM_CX-All-AEG-5 | Standard new construction design. | Standard new construction design. | Standard new construction design. | Standard new construction design. | Standard new construction design. | Standard new construction design. | Standard new construction design. | Standard new construction design. | Standard new construction design. | Standard new construction design. | Standard new construction design. | Standard new construction design. | Standard new construction design. | Standard new construction design. | Standard new construction design. | Standard new construction design. | Standard new construction design. | Standard new construction design. | Standard new construction design. | Standard new construction design. | Standard new construction design. | Standard new construction design. | Standard new construction design. | Standard new construction design. | Standard new construction design. | Standard new construction design. | Standard new construction design. | New construction designs exceeding ASHRAE 90.1 requirements. | New construction designs exceeding ASHRAE 90.1 requirements. | New construction designs exceeding ASHRAE 90.1 requirements. | New construction designs exceeding ASHRAE 90.1 requirements. | New construction designs exceeding ASHRAE 90.1 requirements. | New construction designs exceeding ASHRAE 90.1 requirements. | New construction designs exceeding ASHRAE 90.1 requirements. | New construction designs exceeding ASHRAE 90.1 requirements. | New construction designs exceeding ASHRAE 90.1 requirements. | New construction designs exceeding ASHRAE 90.1 requirements. | New construction designs exceeding ASHRAE 90.1 requirements. | New construction designs exceeding ASHRAE 90.1 requirements. | New construction designs exceeding ASHRAE 90.1 requirements. | New construction designs exceeding ASHRAE 90.1 requirements. | New construction designs exceeding ASHRAE 90.1 requirements. | New construction designs exceeding ASHRAE 90.1 requirements. | New construction designs exceeding ASHRAE 90.1 requirements. | New construction designs exceeding ASHRAE 90.1 requirements. | New construction designs exceeding ASHRAE 90.1 requirements. | New construction designs exceeding ASHRAE 90.1 requirements. | New construction designs exceeding ASHRAE 90.1 requirements. | New construction designs exceeding ASHRAE 90.1 requirements. | New construction designs exceeding ASHRAE 90.1 requirements. | New construction designs exceeding ASHRAE 90.1 requirements. | New construction designs exceeding ASHRAE 90.1 requirements. | New construction designs exceeding ASHRAE 90.1 requirements. | New construction designs exceeding ASHRAE 90.1 requirements. | 1.4 | 1.4 | 1.4 | 1.4 | 1.4 | 1.4 | 1.4 | 1.4 | 1.4 | 1.4 | 1.4 | 1.4 | 1.4 | 1.4 | 1.4 | 1.4 | 1.4 | 1.4 | 1.4 | 1.4 | 1.4 | 1.4 | 1.4 | 1.4 | 1.4 | 1.4 | 1.4 | 0 | 0 | 0 | 0 | 0 | 0 | 0 | 0 | 0 | 0 | 0 | 0 | 0 | 0 | 0 | 0 | 0 | 0 | 0 | 0 | 0 | 0 | 0 | 0 | 0 | 0 | 0 | 0 | 0 | 0 | 0 | 0 | 0 | 0 | 0 | 0 | 0 | 0 | 0 | 0 | 0 | 0 | 0 | 0 | 0 | 0 | 0 | 0 | 0 | 0 | 0 | 0 | 0 | 0 | 0 | 0 | 0 | 0 | 0 | 0 | 0 | 0 | 0 | 0 | 0 | 0 | 0 | 0 | 0 | 0 | 0 | 0 | 0 | 0 | 0 | 0 | 0 | 0 | 0 | 0 | 0 | 0 | 0 | 0 | 0 | 0 | 0 | 0 | 0 | 0 | 0 | 0 | 0 | 0 | 0 | 0 | 0 | 0 | 0 | 0 | 0 | 0 | 0 | 0 | 0 | 0 | 0 | 0 | 0 | 0 | 0 | 0 | 0 | 0 | 0 | 0 | 0 | 0 | 0 | 0 | 0 | 0 | 0 | 0 | 0 | 0 | 0 | 0 | 0 | 0 | 0 | 0 | 0 | 0 | 0 | 0 | 0 | 0 | 0 | 0 | 0 | 0 | 0 | 0 | 0 | 0 | 0 | 0 | 0 | 0 | 0 | 0 | 0 | 0 | 0 | 0 | 0 | 0 | 0 | 0 | 0 | 0 | 0 | 0 | 0 | 0 | 0 | 0 | 0 | 0 | 0 | 0 | 0 | 0 | 0 | 0 | 0 | 0 | 0 | 0 | 0 | 0 | 0 | 0 | 0 | 0 | 0 | 0 | 0 | 0 | 0 | 0 | 0 | 0 | 0 | 0 | 0 | 0 | 0 | 0 | 0 | 0 | 0 | 0 | 0 | 0 | 0 | 0 | 0 | 0 | 0 | 0 | 0 | 0 | 0 | 0 | 0 | 0 | 0 | 0 | 0 | 0 | 0 | 0 | 0 | 0 | 0 | 0 | 0 | 0 | 0 | 0 | 0 | 0 | 0 | 0 | 0 | 0 | 0 | 0 | 0 | 0 | 0 | 0 | 0 | 0 | 0 | 0 | 0 | 0 | 0 | 0 | 0 | 0 | 0 | 0 | 0 | 0 | 0 | 0 | 0 | 0 | 0 | 0 | 0 | 0 | 0 | 0 | 0 | 0 | 0 | 0 | 0 | 0 | 0 | 0 | 0 | 0 | 0 | 0 | 0 | 0 | 0 | 0 | 0 | 0 | 0 | 0 | 0 | 0 | 0 | 0 | 0 | 0 | 0 | 0 | 0 | 0 | 0 | 0 | 0 | 0 | 0 | 0 | 0 | 0 | 0 | 0 | 0 | 0 | 0 | 0 | 0 | 0 | 0 | 0 | 0 | 0 | 0 | 0 | 0 | 0 | 0 | 0 | 0 | 0 | 0 | 0 | 0 | 0 | 0 | 0 | 0 | 0 | 0 | 0 | 0 | 0 | 0 | 0 | 0 | 0 | 0 | 0 | 0 | 0 | 0 | 0 | 0 | 0 | 0 | 0 | 0 | 0 | 0 | 0 | 0 | 0 | 0 | 0 | 0 | 0 | 0 | 0 | 0 | 0 | 0 | 0 | 0 | 0 | 0 | 0 | 0 | 0 | 0 | 0 | 0 | 0 | 0 | 0 | 0 | 0 | 0 | 0 | 0 | 0 | 0 | 0 | 0 | 0 | 0 | 0 | 0 | 0 | 0 | 0 | 0 | 0 | 0 | 0 | 0 | 0 | 0 | 0 | 0 | 0 | 0 | 0 | 0 | 0 | 0 | 0 | 0 | 0 | 0 | 0 | 0 | 0 | 0 | 0 | 0 | 0 | 0 | 0 | 0 | 0 | 0 | 0 | 0 | 0 | 0 | 0 | 0 | 0 | 0 | 0 | 0 | 0 | 0 | 0 | 0 | 0 | 0 | 0 | 0 | 0 | 0 | 0 | 0 | 0 | 0 | 0 | 0 | 0 | 0 | 0 | 0 | 0 | 0 | 0 | 0 | 0 | 0 | 0 | 0 | 0 | 0 | 0 | 0 | 0 | 0 | 0 | 0 | 0 | 0 | 0 | 0
OR_Commercial_Interruptible - Miscellaneous_New_Space Heating_Natural Gas_Strategic Energy Management_A | OR | Commercial | Interruptible - Miscellaneous | New | Space Heating | Natural Gas | Strategic Energy Management | A | OCM951 | No strategic energy management. | Implementation of strategic energy management. | 3 | 0 | 0 | 0 | 0 | 0 | 0 | 0 | 0.28365 | 0.25 | sqft | 0% | 77% | Discretionary | RetroEven20_OR | 82.88% | Space Heating | 0% | 0 |  | 0 |  | 0 | DL20_COM_SEM-Misc-2021PLN-V4-1 | BEHAV_SEM-All-CPUC-2018_PG-2 | DL20_COM_SEM-Misc-2021PLN-V4-15 | No strategic energy management. | No strategic energy management. | No strategic energy management. | No strategic energy management. | No strategic energy management. | No strategic energy management. | No strategic energy management. | No strategic energy management. | No strategic energy management. | No strategic energy management. | No strategic energy management. | No strategic energy management. | No strategic energy management. | No strategic energy management. | No strategic energy management. | No strategic energy management. | No strategic energy management. | No strategic energy management. | No strategic energy management. | No strategic energy management. | No strategic energy management. | No strategic energy management. | No strategic energy management. | No strategic energy management. | No strategic energy management. | No strategic energy management. | No strategic energy management. | Implementation of strategic energy management. | Implementation of strategic energy management. | Implementation of strategic energy management. | Implementation of strategic energy management. | Implementation of strategic energy management. | Implementation of strategic energy management. | Implementation of strategic energy management. | Implementation of strategic energy management. | Implementation of strategic energy management. | Implementation of strategic energy management. | Implementation of strategic energy management. | Implementation of strategic energy management. | Implementation of strategic energy management. | Implementation of strategic energy management. | Implementation of strategic energy management. | Implementation of strategic energy management. | Implementation of strategic energy management. | Implementation of strategic energy management. | Implementation of strategic energy management. | Implementation of strategic energy management. | Implementation of strategic energy management. | Implementation of strategic energy management. | Implementation of strategic energy management. | Implementation of strategic energy management. | Implementation of strategic energy management. | Implementation of strategic energy management. | Implementation of strategic energy management. | 0 | 0 | 0 | 0 | 0 | 0 | 0 | 0 | 0 | 0 | 0 | 0 | 0 | 0 | 0 | 0 | 0 | 0 | 0 | 0 | 0 | 0 | 0 | 0 | 0 | 0 | 0 | 0 | 0 | 0 | 0 | 0 | 0 | 0 | 0 | 0 | 0 | 0 | 0 | 0 | 0 | 0 | 0 | 0 | 0 | 0 | 0 | 0 | 0 | 0 | 0 | 0 | 0 | 0 | 0 | 0 | 0 | 0 | 0 | 0 | 0 | 0 | 0 | 0 | 0 | 0 | 0 | 0 | 0 | 0 | 0 | 0 | 0 | 0 | 0 | 0 | 0 | 0 | 0 | 0 | 0 | 0 | 0 | 0 | 0 | 0 | 0 | 0 | 0 | 0 | 0 | 0 | 0 | 0 | 0 | 0 | 0 | 0 | 0 | 0 | 0 | 0 | 0 | 0 | 0 | 0 | 0 | 0 | 0 | 0 | 0 | 0 | 0 | 0 | 0 | 0 | 0 | 0 | 0 | 0 | 0 | 0 | 0 | 0 | 0 | 0 | 0 | 0 | 0 | 0 | 0 | 0 | 0 | 0 | 0 | 0 | 0 | 0 | 0 | 0 | 0 | 0 | 0 | 0 | 0 | 0 | 0 | 0 | 0 | 0 | 0 | 0 | 0 | 0 | 0 | 0 | 0 | 0 | 0 | 0 | 0 | 0 | 0 | 0 | 0 | 0 | 0 | 0 | 0 | 0 | 0 | 0 | 0 | 0 | 0 | 0 | 0 | 0 | 0 | 0 | 0 | 0 | 0 | 0 | 0 | 0 | 0 | 0 | 0 | 0 | 0 | 0 | 0 | 0 | 0 | 0 | 0 | 0 | 0 | 0 | 0 | 0 | 0 | 0 | 0 | 0 | 0 | 0 | 0 | 0 | 0 | 0 | 0 | 0 | 0 | 0 | 0 | 0 | 0 | 0 | 0 | 0 | 0 | 0 | 0 | 0 | 0 | 0 | 0 | 0 | 0 | 0 | 0 | 0 | 0 | 0 | 0 | 0 | 0 | 0 | 0 | 0 | 0 | 0 | 0 | 0 | 0 | 0 | 0 | 0 | 0 | 0 | 0 | 0 | 0 | 0 | 0 | 0 | 0 | 0 | 0 | 0 | 0 | 0 | 0 | 0 | 0 | 0 | 0 | 0 | 0 | 0 | 0 | 0 | 0 | 0 | 0 | 0 | 0 | 0 | 0 | 0 | 0 | 0 | 0 | 0 | 0 | 0 | 0 | 0 | 0 | 0 | 0 | 0 | 0 | 0 | 0 | 0 | 0 | 0 | 0 | 0 | 0 | 0 | 0 | 0 | 0 | 0 | 0 | 0 | 0 | 0 | 0 | 0 | 0 | 0 | 0 | 0 | 0 | 0 | 0 | 0 | 0 | 0 | 0 | 0 | 0 | 0 | 0 | 0 | 0 | 0 | 0 | 0 | 0 | 0 | 0 | 0 | 0 | 0 | 0 | 0 | 0 | 0 | 0 | 0 | 0 | 0 | 0 | 0 | 0 | 0 | 0 | 0 | 0 | 0 | 0 | 0 | 0 | 0 | 0 | 0 | 0 | 0 | 0 | 0 | 0 | 0 | 0 | 0 | 0 | 0 | 0 | 0 | 0 | 0 | 0 | 0 | 0 | 0 | 0 | 0 | 0 | 0 | 0 | 0 | 0 | 0 | 0 | 0 | 0 | 0 | 0 | 0 | 0 | 0 | 0 | 0 | 0 | 0 | 0 | 0 | 0 | 0 | 0 | 0 | 0 | 0 | 0 | 0 | 0 | 0 | 0 | 0 | 0 | 0 | 0 | 0 | 0 | 0 | 0 | 0 | 0 | 0 | 0 | 0 | 0 | 0 | 0 | 0 | 0 | 0 | 0 | 0 | 0 | 0 | 0 | 0 | 0 | 0 | 0 | 0 | 0 | 0 | 0 | 0 | 0 | 0 | 0 | 0 | 0 | 0 | 0 | 0 | 0 | 0 | 0 | 0 | 0 | 0 | 0 | 0 | 0 | 0 | 0 | 0 | 0 | 0 | 0 | 0 | 0 | 0 | 0 | 0 | 0 | 0 | 0 | 0 | 0 | 0 | 0 | 0 | 0 | 0 | 0 | 0 | 0 | 0 | 0 | 0 | 0 | 0 | 0 | 0 | 0 | 0 | 0 | 0 | 0 | 0 | 0 | 0 | 0 | 0
OR_Commercial_Interruptible - Miscellaneous_New_Water Heating_Natural Gas_Strategic Energy Management_A | OR | Commercial | Interruptible - Miscellaneous | New | Water Heating | Natural Gas | Strategic Energy Management | A | OCM952 | No strategic energy management. | Implementation of strategic energy management. | 3 | 0 | 0 | 0 | 0 | 0 | 0 | 0 | 0.28365 | 0.25 | sqft | 0% | 77% | Discretionary | RetroEven20_OR | 82.88% | Water Heating | 0% | 0 |  | 0 |  | 0 | DL20_COM_SEM-Misc-2021PLN-V4-1 | BEHAV_SEM-All-CPUC-2018_PG-2 | DL20_COM_SEM-Misc-2021PLN-V4-15 | No strategic energy management. | No strategic energy management. | No strategic energy management. | No strategic energy management. | No strategic energy management. | No strategic energy management. | No strategic energy management. | No strategic energy management. | No strategic energy management. | No strategic energy management. | No strategic energy management. | No strategic energy management. | No strategic energy management. | No strategic energy management. | No strategic energy management. | No strategic energy management. | No strategic energy management. | No strategic energy management. | No strategic energy management. | No strategic energy management. | No strategic energy management. | No strategic energy management. | No strategic energy management. | No strategic energy management. | No strategic energy management. | No strategic energy management. | No strategic energy management. | Implementation of strategic energy management. | Implementation of strategic energy management. | Implementation of strategic energy management. | Implementation of strategic energy management. | Implementation of strategic energy management. | Implementation of strategic energy management. | Implementation of strategic energy management. | Implementation of strategic energy management. | Implementation of strategic energy management. | Implementation of strategic energy management. | Implementation of strategic energy management. | Implementation of strategic energy management. | Implementation of strategic energy management. | Implementation of strategic energy management. | Implementation of strategic energy management. | Implementation of strategic energy management. | Implementation of strategic energy management. | Implementation of strategic energy management. | Implementation of strategic energy management. | Implementation of strategic energy management. | Implementation of strategic energy management. | Implementation of strategic energy management. | Implementation of strategic energy management. | Implementation of strategic energy management. | Implementation of strategic energy management. | Implementation of strategic energy management. | Implementation of strategic energy management. | 0 | 0 | 0 | 0 | 0 | 0 | 0 | 0 | 0 | 0 | 0 | 0 | 0 | 0 | 0 | 0 | 0 | 0 | 0 | 0 | 0 | 0 | 0 | 0 | 0 | 0 | 0 | 0 | 0 | 0 | 0 | 0 | 0 | 0 | 0 | 0 | 0 | 0 | 0 | 0 | 0 | 0 | 0 | 0 | 0 | 0 | 0 | 0 | 0 | 0 | 0 | 0 | 0 | 0 | 0 | 0 | 0 | 0 | 0 | 0 | 0 | 0 | 0 | 0 | 0 | 0 | 0 | 0 | 0 | 0 | 0 | 0 | 0 | 0 | 0 | 0 | 0 | 0 | 0 | 0 | 0 | 0 | 0 | 0 | 0 | 0 | 0 | 0 | 0 | 0 | 0 | 0 | 0 | 0 | 0 | 0 | 0 | 0 | 0 | 0 | 0 | 0 | 0 | 0 | 0 | 0 | 0 | 0 | 0 | 0 | 0 | 0 | 0 | 0 | 0 | 0 | 0 | 0 | 0 | 0 | 0 | 0 | 0 | 0 | 0 | 0 | 0 | 0 | 0 | 0 | 0 | 0 | 0 | 0 | 0 | 0 | 0 | 0 | 0 | 0 | 0 | 0 | 0 | 0 | 0 | 0 | 0 | 0 | 0 | 0 | 0 | 0 | 0 | 0 | 0 | 0 | 0 | 0 | 0 | 0 | 0 | 0 | 0 | 0 | 0 | 0 | 0 | 0 | 0 | 0 | 0 | 0 | 0 | 0 | 0 | 0 | 0 | 0 | 0 | 0 | 0 | 0 | 0 | 0 | 0 | 0 | 0 | 0 | 0 | 0 | 0 | 0 | 0 | 0 | 0 | 0 | 0 | 0 | 0 | 0 | 0 | 0 | 0 | 0 | 0 | 0 | 0 | 0 | 0 | 0 | 0 | 0 | 0 | 0 | 0 | 0 | 0 | 0 | 0 | 0 | 0 | 0 | 0 | 0 | 0 | 0 | 0 | 0 | 0 | 0 | 0 | 0 | 0 | 0 | 0 | 0 | 0 | 0 | 0 | 0 | 0 | 0 | 0 | 0 | 0 | 0 | 0 | 0 | 0 | 0 | 0 | 0 | 0 | 0 | 0 | 0 | 0 | 0 | 0 | 0 | 0 | 0 | 0 | 0 | 0 | 0 | 0 | 0 | 0 | 0 | 0 | 0 | 0 | 0 | 0 | 0 | 0 | 0 | 0 | 0 | 0 | 0 | 0 | 0 | 0 | 0 | 0 | 0 | 0 | 0 | 0 | 0 | 0 | 0 | 0 | 0 | 0 | 0 | 0 | 0 | 0 | 0 | 0 | 0 | 0 | 0 | 0 | 0 | 0 | 0 | 0 | 0 | 0 | 0 | 0 | 0 | 0 | 0 | 0 | 0 | 0 | 0 | 0 | 0 | 0 | 0 | 0 | 0 | 0 | 0 | 0 | 0 | 0 | 0 | 0 | 0 | 0 | 0 | 0 | 0 | 0 | 0 | 0 | 0 | 0 | 0 | 0 | 0 | 0 | 0 | 0 | 0 | 0 | 0 | 0 | 0 | 0 | 0 | 0 | 0 | 0 | 0 | 0 | 0 | 0 | 0 | 0 | 0 | 0 | 0 | 0 | 0 | 0 | 0 | 0 | 0 | 0 | 0 | 0 | 0 | 0 | 0 | 0 | 0 | 0 | 0 | 0 | 0 | 0 | 0 | 0 | 0 | 0 | 0 | 0 | 0 | 0 | 0 | 0 | 0 | 0 | 0 | 0 | 0 | 0 | 0 | 0 | 0 | 0 | 0 | 0 | 0 | 0 | 0 | 0 | 0 | 0 | 0 | 0 | 0 | 0 | 0 | 0 | 0 | 0 | 0 | 0 | 0 | 0 | 0 | 0 | 0 | 0 | 0 | 0 | 0 | 0 | 0 | 0 | 0 | 0 | 0 | 0 | 0 | 0 | 0 | 0 | 0 | 0 | 0 | 0 | 0 | 0 | 0 | 0 | 0 | 0 | 0 | 0 | 0 | 0 | 0 | 0 | 0 | 0 | 0 | 0 | 0 | 0 | 0 | 0 | 0 | 0 | 0 | 0 | 0 | 0 | 0 | 0 | 0 | 0 | 0 | 0 | 0 | 0 | 0 | 0 | 0 | 0 | 0 | 0 | 0 | 0 | 0 | 0 | 0 | 0 | 0 | 0 | 0 | 0 | 0 | 0 | 0
OR_Commercial_Interruptible - Miscellaneous_New_Space Heating_Natural Gas_Retrocommissioning_A | OR | Commercial | Interruptible - Miscellaneous | New | Space Heating | Natural Gas | Retrocommissioning | A | OCM953 | No retro commissioning. | Periodic recommissioning of building systems. | 3 | 0 | 0 | 0 | 1.31 | 0 | 0 | 0 | 0.28365 | 0.25 | sqft | 0% | 0% | Discretionary | RetroEven20_OR | 82.88% | Space Heating | 0% | 0 |  | 0 |  | 0 | COM_RCX-HVAC-AEG-1 | N/A | COM_RCX-HVAC-AEG-1 | No retro commissioning. | No retro commissioning. | No retro commissioning. | No retro commissioning. | No retro commissioning. | No retro commissioning. | No retro commissioning. | No retro commissioning. | No retro commissioning. | No retro commissioning. | No retro commissioning. | No retro commissioning. | No retro commissioning. | No retro commissioning. | No retro commissioning. | No retro commissioning. | No retro commissioning. | No retro commissioning. | No retro commissioning. | No retro commissioning. | No retro commissioning. | No retro commissioning. | No retro commissioning. | No retro commissioning. | No retro commissioning. | No retro commissioning. | No retro commissioning. | Periodic recommissioning of building systems. | Periodic recommissioning of building systems. | Periodic recommissioning of building systems. | Periodic recommissioning of building systems. | Periodic recommissioning of building systems. | Periodic recommissioning of building systems. | Periodic recommissioning of building systems. | Periodic recommissioning of building systems. | Periodic recommissioning of building systems. | Periodic recommissioning of building systems. | Periodic recommissioning of building systems. | Periodic recommissioning of building systems. | Periodic recommissioning of building systems. | Periodic recommissioning of building systems. | Periodic recommissioning of building systems. | Periodic recommissioning of building systems. | Periodic recommissioning of building systems. | Periodic recommissioning of building systems. | Periodic recommissioning of building systems. | Periodic recommissioning of building systems. | Periodic recommissioning of building systems. | Periodic recommissioning of building systems. | Periodic recommissioning of building systems. | Periodic recommissioning of building systems. | Periodic recommissioning of building systems. | Periodic recommissioning of building systems. | Periodic recommissioning of building systems. | 1.31 | 1.31 | 1.31 | 1.31 | 1.31 | 1.31 | 1.31 | 1.31 | 1.31 | 1.31 | 1.31 | 1.31 | 1.31 | 1.31 | 1.31 | 1.31 | 1.31 | 1.31 | 1.31 | 1.31 | 1.31 | 1.31 | 1.31 | 1.31 | 1.31 | 1.31 | 1.31 | 0 | 0 | 0 | 0 | 0 | 0 | 0 | 0 | 0 | 0 | 0 | 0 | 0 | 0 | 0 | 0 | 0 | 0 | 0 | 0 | 0 | 0 | 0 | 0 | 0 | 0 | 0 | 0 | 0 | 0 | 0 | 0 | 0 | 0 | 0 | 0 | 0 | 0 | 0 | 0 | 0 | 0 | 0 | 0 | 0 | 0 | 0 | 0 | 0 | 0 | 0 | 0 | 0 | 0 | 0 | 0 | 0 | 0 | 0 | 0 | 0 | 0 | 0 | 0 | 0 | 0 | 0 | 0 | 0 | 0 | 0 | 0 | 0 | 0 | 0 | 0 | 0 | 0 | 0 | 0 | 0 | 0 | 0 | 0 | 0 | 0 | 0 | 0 | 0 | 0 | 0 | 0 | 0 | 0 | 0 | 0 | 0 | 0 | 0 | 0 | 0 | 0 | 0 | 0 | 0 | 0 | 0 | 0 | 0 | 0 | 0 | 0 | 0 | 0 | 0 | 0 | 0 | 0 | 0 | 0 | 0 | 0 | 0 | 0 | 0 | 0 | 0 | 0 | 0 | 0 | 0 | 0 | 0 | 0 | 0 | 0 | 0 | 0 | 0 | 0 | 0 | 0 | 0 | 0 | 0 | 0 | 0 | 0 | 0 | 0 | 0 | 0 | 0 | 0 | 0 | 0 | 0 | 0 | 0 | 0 | 0 | 0 | 0 | 0 | 0 | 0 | 0 | 0 | 0 | 0 | 0 | 0 | 0 | 0 | 0 | 0 | 0 | 0 | 0 | 0 | 0 | 0 | 0 | 0 | 0 | 0 | 0 | 0 | 0 | 0 | 0 | 0 | 0 | 0 | 0 | 0 | 0 | 0 | 0 | 0 | 0 | 0 | 0 | 0 | 0 | 0 | 0 | 0 | 0 | 0 | 0 | 0 | 0 | 0 | 0 | 0 | 0 | 0 | 0 | 0 | 0 | 0 | 0 | 0 | 0 | 0 | 0 | 0 | 0 | 0 | 0 | 0 | 0 | 0 | 0 | 0 | 0 | 0 | 0 | 0 | 0 | 0 | 0 | 0 | 0 | 0 | 0 | 0 | 0 | 0 | 0 | 0 | 0 | 0 | 0 | 0 | 0 | 0 | 0 | 0 | 0 | 0 | 0 | 0 | 0 | 0 | 0 | 0 | 0 | 0 | 0 | 0 | 0 | 0 | 0 | 0 | 0 | 0 | 0 | 0 | 0 | 0 | 0 | 0 | 0 | 0 | 0 | 0 | 0 | 0 | 0 | 0 | 0 | 0 | 0 | 0 | 0 | 0 | 0 | 0 | 0 | 0 | 0 | 0 | 0 | 0 | 0 | 0 | 0 | 0 | 0 | 0 | 0 | 0 | 0 | 0 | 0 | 0 | 0 | 0 | 0 | 0 | 0 | 0 | 0 | 0 | 0 | 0 | 0 | 0 | 0 | 0 | 0 | 0 | 0 | 0 | 0 | 0 | 0 | 0 | 0 | 0 | 0 | 0 | 0 | 0 | 0 | 0 | 0 | 0 | 0 | 0 | 0 | 0 | 0 | 0 | 0 | 0 | 0 | 0 | 0 | 0 | 0 | 0 | 0 | 0 | 0 | 0 | 0 | 0 | 0 | 0 | 0 | 0 | 0 | 0 | 0 | 0 | 0 | 0 | 0 | 0 | 0 | 0 | 0 | 0 | 0 | 0 | 0 | 0 | 0 | 0 | 0 | 0 | 0 | 0 | 0 | 0 | 0 | 0 | 0 | 0 | 0 | 0 | 0 | 0 | 0 | 0 | 0 | 0 | 0 | 0 | 0 | 0 | 0 | 0 | 0 | 0 | 0 | 0 | 0 | 0 | 0 | 0 | 0 | 0 | 0 | 0 | 0 | 0 | 0 | 0 | 0 | 0 | 0 | 0 | 0 | 0 | 0 | 0 | 0 | 0 | 0 | 0 | 0 | 0 | 0 | 0 | 0 | 0 | 0 | 0 | 0 | 0 | 0 | 0 | 0 | 0 | 0 | 0 | 0 | 0 | 0 | 0 | 0 | 0 | 0 | 0 | 0 | 0 | 0 | 0 | 0 | 0 | 0 | 0 | 0
OR_Commercial_Interruptible - Miscellaneous_New_Water Heating_Natural Gas_Retrocommissioning_A | OR | Commercial | Interruptible - Miscellaneous | New | Water Heating | Natural Gas | Retrocommissioning | A | OCM954 | No retro commissioning. | Periodic recommissioning of building systems. | 3 | 0 | 0 | 0 | 1.31 | 0 | 0 | 0 | 0.28365 | 0.25 | sqft | 0% | 0% | Discretionary | RetroEven20_OR | 82.88% | Water Heating | 0% | 0 |  | 0 |  | 0 | COM_RCX-HVAC-AEG-1 | N/A | COM_RCX-HVAC-AEG-1 | No retro commissioning. | No retro commissioning. | No retro commissioning. | No retro commissioning. | No retro commissioning. | No retro commissioning. | No retro commissioning. | No retro commissioning. | No retro commissioning. | No retro commissioning. | No retro commissioning. | No retro commissioning. | No retro commissioning. | No retro commissioning. | No retro commissioning. | No retro commissioning. | No retro commissioning. | No retro commissioning. | No retro commissioning. | No retro commissioning. | No retro commissioning. | No retro commissioning. | No retro commissioning. | No retro commissioning. | No retro commissioning. | No retro commissioning. | No retro commissioning. | Periodic recommissioning of building systems. | Periodic recommissioning of building systems. | Periodic recommissioning of building systems. | Periodic recommissioning of building systems. | Periodic recommissioning of building systems. | Periodic recommissioning of building systems. | Periodic recommissioning of building systems. | Periodic recommissioning of building systems. | Periodic recommissioning of building systems. | Periodic recommissioning of building systems. | Periodic recommissioning of building systems. | Periodic recommissioning of building systems. | Periodic recommissioning of building systems. | Periodic recommissioning of building systems. | Periodic recommissioning of building systems. | Periodic recommissioning of building systems. | Periodic recommissioning of building systems. | Periodic recommissioning of building systems. | Periodic recommissioning of building systems. | Periodic recommissioning of building systems. | Periodic recommissioning of building systems. | Periodic recommissioning of building systems. | Periodic recommissioning of building systems. | Periodic recommissioning of building systems. | Periodic recommissioning of building systems. | Periodic recommissioning of building systems. | Periodic recommissioning of building systems. | 1.31 | 1.31 | 1.31 | 1.31 | 1.31 | 1.31 | 1.31 | 1.31 | 1.31 | 1.31 | 1.31 | 1.31 | 1.31 | 1.31 | 1.31 | 1.31 | 1.31 | 1.31 | 1.31 | 1.31 | 1.31 | 1.31 | 1.31 | 1.31 | 1.31 | 1.31 | 1.31 | 0 | 0 | 0 | 0 | 0 | 0 | 0 | 0 | 0 | 0 | 0 | 0 | 0 | 0 | 0 | 0 | 0 | 0 | 0 | 0 | 0 | 0 | 0 | 0 | 0 | 0 | 0 | 0 | 0 | 0 | 0 | 0 | 0 | 0 | 0 | 0 | 0 | 0 | 0 | 0 | 0 | 0 | 0 | 0 | 0 | 0 | 0 | 0 | 0 | 0 | 0 | 0 | 0 | 0 | 0 | 0 | 0 | 0 | 0 | 0 | 0 | 0 | 0 | 0 | 0 | 0 | 0 | 0 | 0 | 0 | 0 | 0 | 0 | 0 | 0 | 0 | 0 | 0 | 0 | 0 | 0 | 0 | 0 | 0 | 0 | 0 | 0 | 0 | 0 | 0 | 0 | 0 | 0 | 0 | 0 | 0 | 0 | 0 | 0 | 0 | 0 | 0 | 0 | 0 | 0 | 0 | 0 | 0 | 0 | 0 | 0 | 0 | 0 | 0 | 0 | 0 | 0 | 0 | 0 | 0 | 0 | 0 | 0 | 0 | 0 | 0 | 0 | 0 | 0 | 0 | 0 | 0 | 0 | 0 | 0 | 0 | 0 | 0 | 0 | 0 | 0 | 0 | 0 | 0 | 0 | 0 | 0 | 0 | 0 | 0 | 0 | 0 | 0 | 0 | 0 | 0 | 0 | 0 | 0 | 0 | 0 | 0 | 0 | 0 | 0 | 0 | 0 | 0 | 0 | 0 | 0 | 0 | 0 | 0 | 0 | 0 | 0 | 0 | 0 | 0 | 0 | 0 | 0 | 0 | 0 | 0 | 0 | 0 | 0 | 0 | 0 | 0 | 0 | 0 | 0 | 0 | 0 | 0 | 0 | 0 | 0 | 0 | 0 | 0 | 0 | 0 | 0 | 0 | 0 | 0 | 0 | 0 | 0 | 0 | 0 | 0 | 0 | 0 | 0 | 0 | 0 | 0 | 0 | 0 | 0 | 0 | 0 | 0 | 0 | 0 | 0 | 0 | 0 | 0 | 0 | 0 | 0 | 0 | 0 | 0 | 0 | 0 | 0 | 0 | 0 | 0 | 0 | 0 | 0 | 0 | 0 | 0 | 0 | 0 | 0 | 0 | 0 | 0 | 0 | 0 | 0 | 0 | 0 | 0 | 0 | 0 | 0 | 0 | 0 | 0 | 0 | 0 | 0 | 0 | 0 | 0 | 0 | 0 | 0 | 0 | 0 | 0 | 0 | 0 | 0 | 0 | 0 | 0 | 0 | 0 | 0 | 0 | 0 | 0 | 0 | 0 | 0 | 0 | 0 | 0 | 0 | 0 | 0 | 0 | 0 | 0 | 0 | 0 | 0 | 0 | 0 | 0 | 0 | 0 | 0 | 0 | 0 | 0 | 0 | 0 | 0 | 0 | 0 | 0 | 0 | 0 | 0 | 0 | 0 | 0 | 0 | 0 | 0 | 0 | 0 | 0 | 0 | 0 | 0 | 0 | 0 | 0 | 0 | 0 | 0 | 0 | 0 | 0 | 0 | 0 | 0 | 0 | 0 | 0 | 0 | 0 | 0 | 0 | 0 | 0 | 0 | 0 | 0 | 0 | 0 | 0 | 0 | 0 | 0 | 0 | 0 | 0 | 0 | 0 | 0 | 0 | 0 | 0 | 0 | 0 | 0 | 0 | 0 | 0 | 0 | 0 | 0 | 0 | 0 | 0 | 0 | 0 | 0 | 0 | 0 | 0 | 0 | 0 | 0 | 0 | 0 | 0 | 0 | 0 | 0 | 0 | 0 | 0 | 0 | 0 | 0 | 0 | 0 | 0 | 0 | 0 | 0 | 0 | 0 | 0 | 0 | 0 | 0 | 0 | 0 | 0 | 0 | 0 | 0 | 0 | 0 | 0 | 0 | 0 | 0 | 0 | 0 | 0 | 0 | 0 | 0 | 0 | 0 | 0 | 0 | 0 | 0 | 0 | 0 | 0 | 0 | 0 | 0 | 0 | 0 | 0 | 0 | 0 | 0 | 0 | 0 | 0 | 0 | 0 | 0 | 0 | 0 | 0 | 0 | 0 | 0 | 0 | 0 | 0 | 0 | 0 | 0

## Pre-Defined
Return | Measure | [8 empty] | Characteristics | [10 empty] | Sources |  |  | Measure Assumptions in 2021
Key | State | Sector | Segment | Vintage | End Use | Fuel | Measure | Option | Efficient Definition | Measure Identifier | Replacement Type | Baseline Definition (First Year) | Measure Description | Measure Ramp Rate Name | Ramp Offset | Assigned Loadshape | Input Unit of Measure | Input Units | Units per Sqft | Line Loss | Lifetime Source | Costs Source | Savings Source | Measure Lifetime (Years) | Incremental Measure Cost ($) | Incremental O&M Cost ($) | Incremental Non-Energy Benefits ($) | RVT-Only Non-Energy Benefits ($) | Cost Scalar | Energy Savings @ meter (kWh) | Summer Peak Savings @ meter (kW) | Winter Peak Savings @ meter (KW) | Incentive Cost (%) | Administrative Cost (%) | Base Saturation | Applicability | Engine | NEM Savings Code | Purchase Override? | Override LoadMAP Efficient? | Unstacked LCOE | Rank
Commercial_WA - College_Existing_Space Heating_Natural Gas_Furnace_A | WA | Commercial | WA - College | Existing | Space Heating | Natural Gas | Furnace | A | AFUE 90% | WCNG1 | Lost Opportunity | n/a | AFUE 90% | LO1Slow_WA | 0 | TBD | 400 kBtu/hr | 1 | 0.000162 | 0% | EIA18_Tech Forecast Updates_p.90_2020 Typical | EIA18_Tech Forecast Updates_p.90_2020 Typical | AEG BEST | 23 | 956.7894 | 5.7244 | 0 | 0 | 1.0631 | 246.556 | 0 | 0 | 70% | 20% | 8.126% | 100% | EQ | N/A | FALSE | FALSE | 3232.095 | 82
Commercial_WA - College_Existing_Space Heating_Natural Gas_Boiler_A | WA | Commercial | WA - College | Existing | Space Heating | Natural Gas | Boiler | A | AFUE 85% | WCNG2 | Lost Opportunity | n/a | AFUE 85% | LO20Fast_WA | 0 | TBD | 800 kBtu/hr | 1 | 8.1e-05 | 0% | EIA 2018 Tech Forecast | EIA 2018 Tech Forecast | AEG BEST | 25 | 6982.7461 | 0 | 0 | 0 | 1.05 | 375.9733 | 0 | 0 | 70% | 20% | 69.31% | 100% | EQ | N/A | FALSE | FALSE | 4998.5223 | 83
Commercial_WA - College_Existing_Space Heating_Natural Gas_Unit Heater_A | WA | Commercial | WA - College | Existing | Space Heating | Natural Gas | Unit Heater | A | Condensing | WCNG3 | Lost Opportunity | n/a | Condensing | LO5Med_WA | 0 | TBD | 120 kBtu/Hr | 1 | 4.5769e-07 | 0% | Xcel CO 2021/22 DSM Plan/TRM p.424 | Xcel CO 2021/22 DSM Plan/TRM p.416 | Xcel CO 2021/22 DSM Plan/TRM p.416 | 20 | 16127.3721 | 2197.2892 | 0 | 0 | 1.0873 | 0 | 0 | 0 | 70% | 20% | 0% | 100% | EQ | N/A | FALSE | FALSE | 0 | 579
Commercial_WA - College_Existing_Water Heating_Natural Gas_Water Heater_A | WA | Commercial | WA - College | Existing | Water Heating | Natural Gas | Water Heater | A | TE 96% | WCNG4 | Lost Opportunity | n/a | TE 96% | LO12Med_WA | 0 | TBD | 1 kBtu/hr | 1 | 0.0041992 | 0% | AEO 2021 - gas_water_heater 2017 ENERGY STAR | AEO 2021 - gas_water_heater 2017 ENERGY STAR | DHW_WH-Water Heating-NMTRM-2016-7 | 10 | 4.8991 | 0 | 1.3034 | 0 | 1.1464 | 4.8851 | 0 | 0 | 70% | 20% | 87.23% | 100% | EQ | N/A | FALSE | FALSE | 831.1094 | 84
Commercial_WA - College_Existing_Food Preparation_Natural Gas_Oven_A | WA | Commercial | WA - College | Existing | Food Preparation | Natural Gas | Oven | A | ENERGY STAR (>42% Baking Efficiency) | WCNG5 | Lost Opportunity | n/a | ENERGY STAR (>42% Baking Efficiency) | LOEven20_WA | 0 | TBD | 1 units | 1 | 1.7996e-05 | 0% | IL TRM - 4.2.1 - CI-FSE-CBOV-V02-160601 | EIA 2018 Tech Forecast | ETO Measure Input Sheet | 12 | 436.3686 | 0 | 0 | 0 | 1.1247 | 106.6752 | 0 | 0 | 70% | 20% | 8.361% | 100% | EQ | N/A | FALSE | FALSE | 1672.3763 | 79
Commercial_WA - College_Existing_Food Preparation_Natural Gas_Conveyor Oven_A | WA | Commercial | WA - College | Existing | Food Preparation | Natural Gas | Conveyor Oven | A | Efficient (>42% Baking Efficiency) | WCNG6 | Lost Opportunity | n/a | Efficient (>42% Baking Efficiency) | LOEven20_WA | 0 | TBD | 1 units | 1 | 9.2659e-06 | 0% | IL TRM - 4.2.4 - CI-FSE-CVOV-V02-180101 | PGE Workpaper, PGECOFST117 R5, 2015 | MN TRM 3.1 - Gas Conveyor Oven v1.1 | 17 | 2424.76 | 0 | 0 | 0 | 1.0873 | 692.0657 | 0 | 0 | 70% | 20% | 4.18% | 100% | EQ | N/A | FALSE | FALSE | 1120.2944 | 80
Commercial_WA - College_Existing_Food Preparation_Natural Gas_Double Rack Oven_A | WA | Commercial | WA - College | Existing | Food Preparation | Natural Gas | Double Rack Oven | A | FTSC Qualified (>50% Cooking Efficiency) | WCNG7 | Lost Opportunity | n/a | FTSC Qualified (>50% Cooking Efficiency) | LOEven20_WA | 0 | TBD | 1 units | 1 | 1.1545e-05 | 0% | IL TRM - 4.2.18 - CI-FSE-RKOV-VO2-180101 | PGE Workpaper, PGECOFST109 R6, 2016 | IL TRM - 4.2.18 - CI-FSE-RKOV-VO2-180101 | 12 | 5342.4659 | 0 | 0 | 0 | 1.1667 | 1621.62 | 0 | 0 | 70% | 20% | 4.18% | 100% | EQ | N/A | FALSE | FALSE | 1346.9045 | 81
Commercial_WA - College_Existing_Food Preparation_Natural Gas_Fryer_A | WA | Commercial | WA - College | Existing | Food Preparation | Natural Gas | Fryer | A | ENERGY STAR | WCNG8 | Lost Opportunity | n/a | ENERGY STAR | LO5Med_WA | 0 | TBD | 1 units | 1 | 2.251e-05 | 0% | RTF Wkbk - ComCookingFryer_v5_0 | RTF Wkbk - ComCookingFryer_v5_0 | RTF Wkbk - ComCookingFryer_v5_0 | 9 | 933.1211 | 0 | 0 | 0 | 1.0743 | 395.2691 | 0 | 0 | 70% | 20% | 10.82% | 100% | EQ | N/A | FALSE | FALSE | 1274.2627 | 85
Commercial_WA - College_Existing_Food Preparation_Natural Gas_Broiler_A | WA | Commercial | WA - College | Existing | Food Preparation | Natural Gas | Broiler | A | Infrared Burners | WCNG9 | Lost Opportunity | n/a | Infrared Burners | LOEven20_WA | 0 | TBD | 1 units | 1 | 3.3478e-05 | 0% | IL TRM - 4.2.14 - CI-FSE-IRBL-V02-180101 | IL TRM - 4.2.14 - CI-FSE-IRBL-V02-180101 | IL TRM - 4.2.14 - CI-FSE-IRBL-V02-180101 | 12 | 1166.7179 | 0 | 0 | 0 | 1.1667 | 240.24 | 0 | 0 | 70% | 20% | 16.72% | 100% | EQ | N/A | FALSE | FALSE | 1985.4762 | 89
Commercial_WA - College_Existing_Food Preparation_Natural Gas_Griddle_A | WA | Commercial | WA - College | Existing | Food Preparation | Natural Gas | Griddle | A | ENERGY STAR | WCNG10 | Lost Opportunity | n/a | ENERGY STAR | LOEven20_WA | 0 | TBD | 1 units | 1 | 1.3062e-05 | 0% | IL TRM - 4.2.8 - CI-FSE-ESGR-V04-200101 | IL TRM - 4.2.8 - CI-FSE-ESGR-V04-200101 | IL TRM - 4.2.8 - CI-FSE-ESGR-V04-200101 | 12 | 1405.8266 | 0 | 0 | 0 | 1.1247 | 167.9465 | 0 | 0 | 70% | 20% | 23.61% | 100% | EQ | N/A | FALSE | FALSE | 3422.1973 | 90
Commercial_WA - College_Existing_Food Preparation_Natural Gas_Range_A | WA | Commercial | WA - College | Existing | Food Preparation | Natural Gas | Range | A | High Efficiency | WCNG11 | Lost Opportunity | n/a | High Efficiency | LOEven20_WA | 0 | TBD | 1 units | 1 | 1.2922e-05 | 0% | COOK_OVN-Food Preparation-AEO17-1 | EIA 2018 Tech Forecast | EIA 2018 Tech Forecast | 10 | 0.010631 | 0 | 0 | 0 | 1.0631 | 171.4286 | 0 | 0 | 70% | 20% | 29.18% | 100% | EQ | N/A | FALSE | FALSE | 0.029988 | 91
Commercial_WA - College_Existing_Food Preparation_Natural Gas_Steamer_A | WA | Commercial | WA - College | Existing | Food Preparation | Natural Gas | Steamer | A | ENERGY STAR | WCNG12 | Lost Opportunity | n/a | ENERGY STAR | LOEven20_WA | 0 | TBD | 1 units | 1 | 1.9593e-05 | 0% | RTF Wkbk - ComCookingSteamer_v5_0 | RTF Wkbk - ComCookingSteamer_v5_0 | RTF Wkbk - ComCookingSteamer_v5_0 | 8 | 0.010743 | 0 | 737.8685 | 0 | 1.0743 | 1215.1419 | 0 | 0 | 70% | 20% | 10.49% | 100% | EQ | N/A | FALSE | FALSE | 0.0054566 | 86
Commercial_WA - College_Existing_Food Preparation_Natural Gas_Commercial Food Prep Other_A | WA | Commercial | WA - College | Existing | Food Preparation | Natural Gas | Commercial Food Prep Other | A | ENERGY STAR | WCNG13 | Lost Opportunity | n/a | ENERGY STAR | LOEven20_WA | 0 | TBD | 1 units | 1 | 4.8596e-06 | 0% | N/A | N/A | N/A | 10 | 254.6373 | 0 | 0 | 0 | 1.1857 | 366.1618 | 0 | 0 | 70% | 20% | 1.311% | 100% | EQ | N/A | FALSE | FALSE | 336.2867 | 87
Commercial_WA - College_Existing_Miscellaneous_Natural Gas_Pool Heater_A | WA | Commercial | WA - College | Existing | Miscellaneous | Natural Gas | Pool Heater | A | Condensing (EF .90) | WCNG14 | Lost Opportunity | n/a | Condensing (EF .90) | LO1Slow_WA | 0 | TBD | 1 units | 1 | 1.5386e-07 | 0% | DOE Commercial R&D 2016 - Table 7-6 | DOE Commercial R&D 2016 - Table 7-7 | DOE Commercial R&D 2016 - Table 7-9 | 6 | 12715.4132 | 0 | 0 | 0 | 1.1051 | 2233.5 | 0 | 0 | 70% | 20% | 1.215% | 100% | EQ | N/A | FALSE | FALSE | 5108.8094 | 88
Commercial_WA - College_New_Space Heating_Natural Gas_Furnace_A | WA | Commercial | WA - College | New | Space Heating | Natural Gas | Furnace | A | AFUE 90% | WCNG15 | Lost Opportunity | n/a | AFUE 90% | LO1Slow_WA | 0 | TBD | 400 kBtu/hr | 1 | 0.000162 | 0% | EIA18_Tech Forecast Updates_p.90_2020 Typical | EIA18_Tech Forecast Updates_p.90_2020 Typical | AEG BEST | 23 | 956.7894 | 5.7244 | 0 | 0 | 1.0631 | 0 | 0 | 0 | 70% | 20% | 8.126% | 100% | EQ | N/A | FALSE | FALSE | 0 | 550
Commercial_WA - College_New_Space Heating_Natural Gas_Boiler_A | WA | Commercial | WA - College | New | Space Heating | Natural Gas | Boiler | A | AFUE 85% | WCNG16 | Lost Opportunity | n/a | AFUE 85% | LO20Fast_WA | 0 | TBD | 800 kBtu/hr | 1 | 8.1e-05 | 0% | EIA 2018 Tech Forecast | EIA 2018 Tech Forecast | AEG BEST | 25 | 6982.7461 | 0 | 0 | 0 | 1.05 | 0 | 0 | 0 | 70% | 20% | 69.31% | 100% | EQ | N/A | FALSE | FALSE | 0 | 739
Commercial_WA - College_New_Space Heating_Natural Gas_Unit Heater_A | WA | Commercial | WA - College | New | Space Heating | Natural Gas | Unit Heater | A | Condensing | WCNG17 | Lost Opportunity | n/a | Condensing | LO5Med_WA | 0 | TBD | 120 kBtu/Hr | 1 | 4.5769e-07 | 0% | Xcel CO 2021/22 DSM Plan/TRM p.424 | Xcel CO 2021/22 DSM Plan/TRM p.416 | Xcel CO 2021/22 DSM Plan/TRM p.416 | 20 | 16127.3721 | 2197.2892 | 0 | 0 | 1.0873 | 0 | 0 | 0 | 70% | 20% | 0% | 100% | EQ | N/A | FALSE | FALSE | 0 | 780
Commercial_WA - College_New_Water Heating_Natural Gas_Water Heater_A | WA | Commercial | WA - College | New | Water Heating | Natural Gas | Water Heater | A | TE 96% | WCNG18 | Lost Opportunity | n/a | TE 96% | LO12Med_WA | 0 | TBD | 1 kBtu/hr | 1 | 0.0041992 | 0% | AEO 2021 - gas_water_heater 2017 ENERGY STAR | AEO 2021 - gas_water_heater 2017 ENERGY STAR | DHW_WH-Water Heating-NMTRM-2016-7 | 10 | 4.8991 | 0 | 1.3034 | 0 | 1.1464 | 0 | 0 | 0 | 70% | 20% | 87.23% | 100% | EQ | N/A | FALSE | FALSE | 0 | 653
Commercial_WA - College_New_Food Preparation_Natural Gas_Oven_A | WA | Commercial | WA - College | New | Food Preparation | Natural Gas | Oven | A | ENERGY STAR (>42% Baking Efficiency) | WCNG19 | Lost Opportunity | n/a | ENERGY STAR (>42% Baking Efficiency) | LOEven20_WA | 0 | TBD | 1 units | 1 | 1.7996e-05 | 0% | IL TRM - 4.2.1 - CI-FSE-CBOV-V02-160601 | EIA 2018 Tech Forecast | ETO Measure Input Sheet | 12 | 436.3686 | 0 | 0 | 0 | 1.1247 | 0 | 0 | 0 | 70% | 20% | 8.361% | 100% | EQ | N/A | FALSE | FALSE | 0 | 703
Commercial_WA - College_New_Food Preparation_Natural Gas_Conveyor Oven_A | WA | Commercial | WA - College | New | Food Preparation | Natural Gas | Conveyor Oven | A | Efficient (>42% Baking Efficiency) | WCNG20 | Lost Opportunity | n/a | Efficient (>42% Baking Efficiency) | LOEven20_WA | 0 | TBD | 1 units | 1 | 9.2659e-06 | 0% | IL TRM - 4.2.4 - CI-FSE-CVOV-V02-180101 | PGE Workpaper, PGECOFST117 R5, 2015 | MN TRM 3.1 - Gas Conveyor Oven v1.1 | 17 | 2424.76 | 0 | 0 | 0 | 1.0873 | 0 | 0 | 0 | 70% | 20% | 4.18% | 100% | EQ | N/A | FALSE | FALSE | 0 | 736
Commercial_WA - College_New_Food Preparation_Natural Gas_Double Rack Oven_A | WA | Commercial | WA - College | New | Food Preparation | Natural Gas | Double Rack Oven | A | FTSC Qualified (>50% Cooking Efficiency) | WCNG21 | Lost Opportunity | n/a | FTSC Qualified (>50% Cooking Efficiency) | LOEven20_WA | 0 | TBD | 1 units | 1 | 1.1545e-05 | 0% | IL TRM - 4.2.18 - CI-FSE-RKOV-VO2-180101 | PGE Workpaper, PGECOFST109 R6, 2016 | IL TRM - 4.2.18 - CI-FSE-RKOV-VO2-180101 | 12 | 5342.4659 | 0 | 0 | 0 | 1.1667 | 0 | 0 | 0 | 70% | 20% | 4.18% | 100% | EQ | N/A | FALSE | FALSE | 0 | 589
Commercial_WA - College_New_Food Preparation_Natural Gas_Fryer_A | WA | Commercial | WA - College | New | Food Preparation | Natural Gas | Fryer | A | ENERGY STAR | WCNG22 | Lost Opportunity | n/a | ENERGY STAR | LO5Med_WA | 0 | TBD | 1 units | 1 | 2.251e-05 | 0% | RTF Wkbk - ComCookingFryer_v5_0 | RTF Wkbk - ComCookingFryer_v5_0 | RTF Wkbk - ComCookingFryer_v5_0 | 9 | 933.1211 | 0 | 0 | 0 | 1.0743 | 0 | 0 | 0 | 70% | 20% | 10.82% | 100% | EQ | N/A | FALSE | FALSE | 0 | 1054
Commercial_WA - College_New_Food Preparation_Natural Gas_Broiler_A | WA | Commercial | WA - College | New | Food Preparation | Natural Gas | Broiler | A | Infrared Burners | WCNG23 | Lost Opportunity | n/a | Infrared Burners | LOEven20_WA | 0 | TBD | 1 units | 1 | 3.3478e-05 | 0% | IL TRM - 4.2.14 - CI-FSE-IRBL-V02-180101 | IL TRM - 4.2.14 - CI-FSE-IRBL-V02-180101 | IL TRM - 4.2.14 - CI-FSE-IRBL-V02-180101 | 12 | 1166.7179 | 0 | 0 | 0 | 1.1667 | 0 | 0 | 0 | 70% | 20% | 16.72% | 100% | EQ | N/A | FALSE | FALSE | 0 | 1082
Commercial_WA - College_New_Food Preparation_Natural Gas_Griddle_A | WA | Commercial | WA - College | New | Food Preparation | Natural Gas | Griddle | A | ENERGY STAR | WCNG24 | Lost Opportunity | n/a | ENERGY STAR | LOEven20_WA | 0 | TBD | 1 units | 1 | 1.3062e-05 | 0% | IL TRM - 4.2.8 - CI-FSE-ESGR-V04-200101 | IL TRM - 4.2.8 - CI-FSE-ESGR-V04-200101 | IL TRM - 4.2.8 - CI-FSE-ESGR-V04-200101 | 12 | 1405.8266 | 0 | 0 | 0 | 1.1247 | 0 | 0 | 0 | 70% | 20% | 23.61% | 100% | EQ | N/A | FALSE | FALSE | 0 | 1010
Commercial_WA - College_New_Food Preparation_Natural Gas_Range_A | WA | Commercial | WA - College | New | Food Preparation | Natural Gas | Range | A | High Efficiency | WCNG25 | Lost Opportunity | n/a | High Efficiency | LOEven20_WA | 0 | TBD | 1 units | 1 | 1.2922e-05 | 0% | COOK_OVN-Food Preparation-AEO17-1 | EIA 2018 Tech Forecast | EIA 2018 Tech Forecast | 10 | 0.010631 | 0 | 0 | 0 | 1.0631 | 0 | 0 | 0 | 70% | 20% | 29.18% | 100% | EQ | N/A | FALSE | FALSE | 0 | 1004
Commercial_WA - College_New_Food Preparation_Natural Gas_Steamer_A | WA | Commercial | WA - College | New | Food Preparation | Natural Gas | Steamer | A | ENERGY STAR | WCNG26 | Lost Opportunity | n/a | ENERGY STAR | LOEven20_WA | 0 | TBD | 1 units | 1 | 1.9593e-05 | 0% | RTF Wkbk - ComCookingSteamer_v5_0 | RTF Wkbk - ComCookingSteamer_v5_0 | RTF Wkbk - ComCookingSteamer_v5_0 | 8 | 0.010743 | 0 | 737.8685 | 0 | 1.0743 | 0 | 0 | 0 | 70% | 20% | 10.49% | 100% | EQ | N/A | FALSE | FALSE | 0 | 1170
Commercial_WA - College_New_Food Preparation_Natural Gas_Commercial Food Prep Other_A | WA | Commercial | WA - College | New | Food Preparation | Natural Gas | Commercial Food Prep Other | A | ENERGY STAR | WCNG27 | Lost Opportunity | n/a | ENERGY STAR | LOEven20_WA | 0 | TBD | 1 units | 1 | 4.8596e-06 | 0% | N/A | N/A | N/A | 10 | 254.6373 | 0 | 0 | 0 | 1.1857 | 0 | 0 | 0 | 70% | 20% | 1.311% | 100% | EQ | N/A | FALSE | FALSE | 0 | 1158
Commercial_WA - College_New_Miscellaneous_Natural Gas_Pool Heater_A | WA | Commercial | WA - College | New | Miscellaneous | Natural Gas | Pool Heater | A | Condensing (EF .90) | WCNG28 | Lost Opportunity | n/a | Condensing (EF .90) | LO1Slow_WA | 0 | TBD | 1 units | 1 | 1.5386e-07 | 0% | DOE Commercial R&D 2016 - Table 7-6 | DOE Commercial R&D 2016 - Table 7-7 | DOE Commercial R&D 2016 - Table 7-9 | 6 | 12715.4132 | 0 | 0 | 0 | 1.1051 | 0 | 0 | 0 | 70% | 20% | 1.215% | 100% | EQ | N/A | FALSE | FALSE | 0 | 1111
Commercial_WA - Health_Existing_Space Heating_Natural Gas_Furnace_A | WA | Commercial | WA - Health | Existing | Space Heating | Natural Gas | Furnace | A | AFUE 90% | WCNG29 | Lost Opportunity | n/a | AFUE 90% | LO1Slow_WA | 0 | TBD | 400 kBtu/hr | 1 | 0.00014727 | 0% | EIA18_Tech Forecast Updates_p.90_2020 Typical | EIA18_Tech Forecast Updates_p.90_2020 Typical | AEG BEST | 23 | 956.7894 | 5.7244 | 0 | 0 | 1.0631 | 249.9184 | 0 | 0 | 70% | 20% | 13.17% | 100% | EQ | N/A | FALSE | FALSE | 3188.6098 | 67
Commercial_WA - Health_Existing_Space Heating_Natural Gas_Boiler_A | WA | Commercial | WA - Health | Existing | Space Heating | Natural Gas | Boiler | A | AFUE 85% | WCNG30 | Lost Opportunity | n/a | AFUE 85% | LO20Fast_WA | 0 | TBD | 800 kBtu/hr | 1 | 7.3636e-05 | 0% | EIA 2018 Tech Forecast | EIA 2018 Tech Forecast | AEG BEST | 25 | 6982.7461 | 0 | 0 | 0 | 1.05 | 431.2043 | 0 | 0 | 70% | 20% | 74.23% | 100% | EQ | N/A | FALSE | FALSE | 4358.2844 | 68
Commercial_WA - Health_Existing_Space Heating_Natural Gas_Unit Heater_A | WA | Commercial | WA - Health | Existing | Space Heating | Natural Gas | Unit Heater | A | Condensing | WCNG31 | Lost Opportunity | n/a | Condensing | LO5Med_WA | 0 | TBD | 120 kBtu/Hr | 1 | 4.2175e-07 | 0% | Xcel CO 2021/22 DSM Plan/TRM p.424 | Xcel CO 2021/22 DSM Plan/TRM p.416 | Xcel CO 2021/22 DSM Plan/TRM p.416 | 20 | 16127.3721 | 2197.2892 | 0 | 0 | 1.0873 | 0 | 0 | 0 | 70% | 20% | 0% | 100% | EQ | N/A | FALSE | FALSE | 0 | 860
Commercial_WA - Health_Existing_Water Heating_Natural Gas_Water Heater_A | WA | Commercial | WA - Health | Existing | Water Heating | Natural Gas | Water Heater | A | TE 96% | WCNG32 | Lost Opportunity | n/a | TE 96% | LO12Med_WA | 0 | TBD | 1 kBtu/hr | 1 | 0.0093131 | 0% | AEO 2021 - gas_water_heater 2017 ENERGY STAR | AEO 2021 - gas_water_heater 2017 ENERGY STAR | DHW_WH-Water Heating-NMTRM-2016-7 | 10 | 4.8991 | 0 | 1.3034 | 0 | 1.1464 | 4.8851 | 0 | 0 | 70% | 20% | 80.97% | 100% | EQ | N/A | FALSE | FALSE | 831.1094 | 72
Commercial_WA - Health_Existing_Food Preparation_Natural Gas_Oven_A | WA | Commercial | WA - Health | Existing | Food Preparation | Natural Gas | Oven | A | ENERGY STAR (>42% Baking Efficiency) | WCNG33 | Lost Opportunity | n/a | ENERGY STAR (>42% Baking Efficiency) | LOEven20_WA | 0 | TBD | 1 units | 1 | 0.00025623 | 0% | IL TRM - 4.2.1 - CI-FSE-CBOV-V02-160601 | EIA 2018 Tech Forecast | ETO Measure Input Sheet | 12 | 436.3686 | 0 | 0 | 0 | 1.1247 | 106.6752 | 0 | 0 | 70% | 20% | 1.976% | 100% | EQ | N/A | FALSE | FALSE | 1672.3763 | 76
Commercial_WA - Health_Existing_Food Preparation_Natural Gas_Conveyor Oven_A | WA | Commercial | WA - Health | Existing | Food Preparation | Natural Gas | Conveyor Oven | A | Efficient (>42% Baking Efficiency) | WCNG34 | Lost Opportunity | n/a | Efficient (>42% Baking Efficiency) | LOEven20_WA | 0 | TBD | 1 units | 1 | 0.00013193 | 0% | IL TRM - 4.2.4 - CI-FSE-CVOV-V02-180101 | PGE Workpaper, PGECOFST117 R5, 2015 | MN TRM 3.1 - Gas Conveyor Oven v1.1 | 17 | 2424.76 | 0 | 0 | 0 | 1.0873 | 692.0657 | 0 | 0 | 70% | 20% | 0.988% | 100% | EQ | N/A | FALSE | FALSE | 1120.2944 | 77
Commercial_WA - Health_Existing_Food Preparation_Natural Gas_Double Rack Oven_A | WA | Commercial | WA - Health | Existing | Food Preparation | Natural Gas | Double Rack Oven | A | FTSC Qualified (>50% Cooking Efficiency) | WCNG35 | Lost Opportunity | n/a | FTSC Qualified (>50% Cooking Efficiency) | LOEven20_WA | 0 | TBD | 1 units | 1 | 0.00016438 | 0% | IL TRM - 4.2.18 - CI-FSE-RKOV-VO2-180101 | PGE Workpaper, PGECOFST109 R6, 2016 | IL TRM - 4.2.18 - CI-FSE-RKOV-VO2-180101 | 12 | 5342.4659 | 0 | 0 | 0 | 1.1667 | 1621.62 | 0 | 0 | 70% | 20% | 0.988% | 100% | EQ | N/A | FALSE | FALSE | 1346.9045 | 78
Commercial_WA - Health_Existing_Food Preparation_Natural Gas_Fryer_A | WA | Commercial | WA - Health | Existing | Food Preparation | Natural Gas | Fryer | A | ENERGY STAR | WCNG36 | Lost Opportunity | n/a | ENERGY STAR | LO5Med_WA | 0 | TBD | 1 units | 1 | 0.00032049 | 0% | RTF Wkbk - ComCookingFryer_v5_0 | RTF Wkbk - ComCookingFryer_v5_0 | RTF Wkbk - ComCookingFryer_v5_0 | 9 | 933.1211 | 0 | 0 | 0 | 1.0743 | 395.2691 | 0 | 0 | 70% | 20% | 22.87% | 100% | EQ | N/A | FALSE | FALSE | 1274.2627 | 73
Commercial_WA - Health_Existing_Food Preparation_Natural Gas_Broiler_A | WA | Commercial | WA - Health | Existing | Food Preparation | Natural Gas | Broiler | A | Infrared Burners | WCNG37 | Lost Opportunity | n/a | Infrared Burners | LOEven20_WA | 0 | TBD | 1 units | 1 | 0.00047666 | 0% | IL TRM - 4.2.14 - CI-FSE-IRBL-V02-180101 | IL TRM - 4.2.14 - CI-FSE-IRBL-V02-180101 | IL TRM - 4.2.14 - CI-FSE-IRBL-V02-180101 | 12 | 1166.7179 | 0 | 0 | 0 | 1.1667 | 240.24 | 0 | 0 | 70% | 20% | 5.15% | 100% | EQ | N/A | FALSE | FALSE | 1985.4762 | 74
Commercial_WA - Health_Existing_Food Preparation_Natural Gas_Griddle_A | WA | Commercial | WA - Health | Existing | Food Preparation | Natural Gas | Griddle | A | ENERGY STAR | WCNG38 | Lost Opportunity | n/a | ENERGY STAR | LOEven20_WA | 0 | TBD | 1 units | 1 | 0.00018597 | 0% | IL TRM - 4.2.8 - CI-FSE-ESGR-V04-200101 | IL TRM - 4.2.8 - CI-FSE-ESGR-V04-200101 | IL TRM - 4.2.8 - CI-FSE-ESGR-V04-200101 | 12 | 1405.8266 | 0 | 0 | 0 | 1.1247 | 167.9465 | 0 | 0 | 70% | 20% | 5.15% | 100% | EQ | N/A | FALSE | FALSE | 3422.1973 | 75
Commercial_WA - Health_Existing_Food Preparation_Natural Gas_Range_A | WA | Commercial | WA - Health | Existing | Food Preparation | Natural Gas | Range | A | High Efficiency | WCNG39 | Lost Opportunity | n/a | High Efficiency | LOEven20_WA | 0 | TBD | 1 units | 1 | 0.00018398 | 0% | COOK_OVN-Food Preparation-AEO17-1 | EIA 2018 Tech Forecast | EIA 2018 Tech Forecast | 10 | 0.010631 | 0 | 0 | 0 | 1.0631 | 171.4286 | 0 | 0 | 70% | 20% | 21.77% | 100% | EQ | N/A | FALSE | FALSE | 0.029988 | 92
Commercial_WA - Health_Existing_Food Preparation_Natural Gas_Steamer_A | WA | Commercial | WA - Health | Existing | Food Preparation | Natural Gas | Steamer | A | ENERGY STAR | WCNG40 | Lost Opportunity | n/a | ENERGY STAR | LOEven20_WA | 0 | TBD | 1 units | 1 | 0.00027896 | 0% | RTF Wkbk - ComCookingSteamer_v5_0 | RTF Wkbk - ComCookingSteamer_v5_0 | RTF Wkbk - ComCookingSteamer_v5_0 | 8 | 0.010743 | 0 | 737.8685 | 0 | 1.0743 | 1215.1419 | 0 | 0 | 70% | 20% | 2.392% | 100% | EQ | N/A | FALSE | FALSE | 0.0054566 | 114
Commercial_WA - Health_Existing_Food Preparation_Natural Gas_Commercial Food Prep Other_A | WA | Commercial | WA - Health | Existing | Food Preparation | Natural Gas | Commercial Food Prep Other | A | ENERGY STAR | WCNG41 | Lost Opportunity | n/a | ENERGY STAR | LOEven20_WA | 0 | TBD | 1 units | 1 | 6.919e-05 | 0% | N/A | N/A | N/A | 10 | 254.6373 | 0 | 0 | 0 | 1.1857 | 0 | 0 | 0 | 70% | 20% | 0% | 100% | EQ | N/A | FALSE | FALSE | 0 | 849
Commercial_WA - Health_Existing_Miscellaneous_Natural Gas_Pool Heater_A | WA | Commercial | WA - Health | Existing | Miscellaneous | Natural Gas | Pool Heater | A | Condensing (EF .90) | WCNG42 | Lost Opportunity | n/a | Condensing (EF .90) | LO1Slow_WA | 0 | TBD | 1 units | 1 | 6.7159e-09 | 0% | DOE Commercial R&D 2016 - Table 7-6 | DOE Commercial R&D 2016 - Table 7-7 | DOE Commercial R&D 2016 - Table 7-9 | 6 | 12715.4132 | 0 | 0 | 0 | 1.1051 | 0 | 0 | 0 | 70% | 20% | 0% | 100% | EQ | N/A | FALSE | FALSE | 0 | 865
Commercial_WA - Health_New_Space Heating_Natural Gas_Furnace_A | WA | Commercial | WA - Health | New | Space Heating | Natural Gas | Furnace | A | AFUE 90% | WCNG43 | Lost Opportunity | n/a | AFUE 90% | LO1Slow_WA | 0 | TBD | 400 kBtu/hr | 1 | 0.00014727 | 0% | EIA18_Tech Forecast Updates_p.90_2020 Typical | EIA18_Tech Forecast Updates_p.90_2020 Typical | AEG BEST | 23 | 956.7894 | 5.7244 | 0 | 0 | 1.0631 | 0 | 0 | 0 | 70% | 20% | 13.17% | 100% | EQ | N/A | FALSE | FALSE | 0 | 793
Commercial_WA - Health_New_Space Heating_Natural Gas_Boiler_A | WA | Commercial | WA - Health | New | Space Heating | Natural Gas | Boiler | A | AFUE 85% | WCNG44 | Lost Opportunity | n/a | AFUE 85% | LO20Fast_WA | 0 | TBD | 800 kBtu/hr | 1 | 7.3636e-05 | 0% | EIA 2018 Tech Forecast | EIA 2018 Tech Forecast | AEG BEST | 25 | 6982.7461 | 0 | 0 | 0 | 1.05 | 0 | 0 | 0 | 70% | 20% | 74.23% | 100% | EQ | N/A | FALSE | FALSE | 0 | 819
Commercial_WA - Health_New_Space Heating_Natural Gas_Unit Heater_A | WA | Commercial | WA - Health | New | Space Heating | Natural Gas | Unit Heater | A | Condensing | WCNG45 | Lost Opportunity | n/a | Condensing | LO5Med_WA | 0 | TBD | 120 kBtu/Hr | 1 | 4.2175e-07 | 0% | Xcel CO 2021/22 DSM Plan/TRM p.424 | Xcel CO 2021/22 DSM Plan/TRM p.416 | Xcel CO 2021/22 DSM Plan/TRM p.416 | 20 | 16127.3721 | 2197.2892 | 0 | 0 | 1.0873 | 0 | 0 | 0 | 70% | 20% | 0% | 100% | EQ | N/A | FALSE | FALSE | 0 | 890
Commercial_WA - Health_New_Water Heating_Natural Gas_Water Heater_A | WA | Commercial | WA - Health | New | Water Heating | Natural Gas | Water Heater | A | TE 96% | WCNG46 | Lost Opportunity | n/a | TE 96% | LO12Med_WA | 0 | TBD | 1 kBtu/hr | 1 | 0.0093131 | 0% | AEO 2021 - gas_water_heater 2017 ENERGY STAR | AEO 2021 - gas_water_heater 2017 ENERGY STAR | DHW_WH-Water Heating-NMTRM-2016-7 | 10 | 4.8991 | 0 | 1.3034 | 0 | 1.1464 | 0 | 0 | 0 | 70% | 20% | 80.97% | 100% | EQ | N/A | FALSE | FALSE | 0 | 960
Commercial_WA - Health_New_Food Preparation_Natural Gas_Oven_A | WA | Commercial | WA - Health | New | Food Preparation | Natural Gas | Oven | A | ENERGY STAR (>42% Baking Efficiency) | WCNG47 | Lost Opportunity | n/a | ENERGY STAR (>42% Baking Efficiency) | LOEven20_WA | 0 | TBD | 1 units | 1 | 0.00025623 | 0% | IL TRM - 4.2.1 - CI-FSE-CBOV-V02-160601 | EIA 2018 Tech Forecast | ETO Measure Input Sheet | 12 | 436.3686 | 0 | 0 | 0 | 1.1247 | 0 | 0 | 0 | 70% | 20% | 1.976% | 100% | EQ | N/A | FALSE | FALSE | 0 | 961
Commercial_WA - Health_New_Food Preparation_Natural Gas_Conveyor Oven_A | WA | Commercial | WA - Health | New | Food Preparation | Natural Gas | Conveyor Oven | A | Efficient (>42% Baking Efficiency) | WCNG48 | Lost Opportunity | n/a | Efficient (>42% Baking Efficiency) | LOEven20_WA | 0 | TBD | 1 units | 1 | 0.00013193 | 0% | IL TRM - 4.2.4 - CI-FSE-CVOV-V02-180101 | PGE Workpaper, PGECOFST117 R5, 2015 | MN TRM 3.1 - Gas Conveyor Oven v1.1 | 17 | 2424.76 | 0 | 0 | 0 | 1.0873 | 0 | 0 | 0 | 70% | 20% | 0.988% | 100% | EQ | N/A | FALSE | FALSE | 0 | 962
Commercial_WA - Health_New_Food Preparation_Natural Gas_Double Rack Oven_A | WA | Commercial | WA - Health | New | Food Preparation | Natural Gas | Double Rack Oven | A | FTSC Qualified (>50% Cooking Efficiency) | WCNG49 | Lost Opportunity | n/a | FTSC Qualified (>50% Cooking Efficiency) | LOEven20_WA | 0 | TBD | 1 units | 1 | 0.00016438 | 0% | IL TRM - 4.2.18 - CI-FSE-RKOV-VO2-180101 | PGE Workpaper, PGECOFST109 R6, 2016 | IL TRM - 4.2.18 - CI-FSE-RKOV-VO2-180101 | 12 | 5342.4659 | 0 | 0 | 0 | 1.1667 | 0 | 0 | 0 | 70% | 20% | 0.988% | 100% | EQ | N/A | FALSE | FALSE | 0 | 957
Commercial_WA - Health_New_Food Preparation_Natural Gas_Fryer_A | WA | Commercial | WA - Health | New | Food Preparation | Natural Gas | Fryer | A | ENERGY STAR | WCNG50 | Lost Opportunity | n/a | ENERGY STAR | LO5Med_WA | 0 | TBD | 1 units | 1 | 0.00032049 | 0% | RTF Wkbk - ComCookingFryer_v5_0 | RTF Wkbk - ComCookingFryer_v5_0 | RTF Wkbk - ComCookingFryer_v5_0 | 9 | 933.1211 | 0 | 0 | 0 | 1.0743 | 0 | 0 | 0 | 70% | 20% | 22.87% | 100% | EQ | N/A | FALSE | FALSE | 0 | 958
Commercial_WA - Health_New_Food Preparation_Natural Gas_Broiler_A | WA | Commercial | WA - Health | New | Food Preparation | Natural Gas | Broiler | A | Infrared Burners | WCNG51 | Lost Opportunity | n/a | Infrared Burners | LOEven20_WA | 0 | TBD | 1 units | 1 | 0.00047666 | 0% | IL TRM - 4.2.14 - CI-FSE-IRBL-V02-180101 | IL TRM - 4.2.14 - CI-FSE-IRBL-V02-180101 | IL TRM - 4.2.14 - CI-FSE-IRBL-V02-180101 | 12 | 1166.7179 | 0 | 0 | 0 | 1.1667 | 0 | 0 | 0 | 70% | 20% | 5.15% | 100% | EQ | N/A | FALSE | FALSE | 0 | 959
Commercial_WA - Health_New_Food Preparation_Natural Gas_Griddle_A | WA | Commercial | WA - Health | New | Food Preparation | Natural Gas | Griddle | A | ENERGY STAR | WCNG52 | Lost Opportunity | n/a | ENERGY STAR | LOEven20_WA | 0 | TBD | 1 units | 1 | 0.00018597 | 0% | IL TRM - 4.2.8 - CI-FSE-ESGR-V04-200101 | IL TRM - 4.2.8 - CI-FSE-ESGR-V04-200101 | IL TRM - 4.2.8 - CI-FSE-ESGR-V04-200101 | 12 | 1405.8266 | 0 | 0 | 0 | 1.1247 | 0 | 0 | 0 | 70% | 20% | 5.15% | 100% | EQ | N/A | FALSE | FALSE | 0 | 963
Commercial_WA - Health_New_Food Preparation_Natural Gas_Range_A | WA | Commercial | WA - Health | New | Food Preparation | Natural Gas | Range | A | High Efficiency | WCNG53 | Lost Opportunity | n/a | High Efficiency | LOEven20_WA | 0 | TBD | 1 units | 1 | 0.00018398 | 0% | COOK_OVN-Food Preparation-AEO17-1 | EIA 2018 Tech Forecast | EIA 2018 Tech Forecast | 10 | 0.010631 | 0 | 0 | 0 | 1.0631 | 0 | 0 | 0 | 70% | 20% | 21.77% | 100% | EQ | N/A | FALSE | FALSE | 0 | 967
Commercial_WA - Health_New_Food Preparation_Natural Gas_Steamer_A | WA | Commercial | WA - Health | New | Food Preparation | Natural Gas | Steamer | A | ENERGY STAR | WCNG54 | Lost Opportunity | n/a | ENERGY STAR | LOEven20_WA | 0 | TBD | 1 units | 1 | 0.00027896 | 0% | RTF Wkbk - ComCookingSteamer_v5_0 | RTF Wkbk - ComCookingSteamer_v5_0 | RTF Wkbk - ComCookingSteamer_v5_0 | 8 | 0.010743 | 0 | 737.8685 | 0 | 1.0743 | 0 | 0 | 0 | 70% | 20% | 2.392% | 100% | EQ | N/A | FALSE | FALSE | 0 | 968
Commercial_WA - Health_New_Food Preparation_Natural Gas_Commercial Food Prep Other_A | WA | Commercial | WA - Health | New | Food Preparation | Natural Gas | Commercial Food Prep Other | A | ENERGY STAR | WCNG55 | Lost Opportunity | n/a | ENERGY STAR | LOEven20_WA | 0 | TBD | 1 units | 1 | 6.919e-05 | 0% | N/A | N/A | N/A | 10 | 254.6373 | 0 | 0 | 0 | 1.1857 | 0 | 0 | 0 | 70% | 20% | 0% | 100% | EQ | N/A | FALSE | FALSE | 0 | 969
Commercial_WA - Health_New_Miscellaneous_Natural Gas_Pool Heater_A | WA | Commercial | WA - Health | New | Miscellaneous | Natural Gas | Pool Heater | A | Condensing (EF .90) | WCNG56 | Lost Opportunity | n/a | Condensing (EF .90) | LO1Slow_WA | 0 | TBD | 1 units | 1 | 6.7159e-09 | 0% | DOE Commercial R&D 2016 - Table 7-6 | DOE Commercial R&D 2016 - Table 7-7 | DOE Commercial R&D 2016 - Table 7-9 | 6 | 12715.4132 | 0 | 0 | 0 | 1.1051 | 0 | 0 | 0 | 70% | 20% | 0% | 100% | EQ | N/A | FALSE | FALSE | 0 | 964
Commercial_WA - Miscellaneous_Existing_Space Heating_Natural Gas_Furnace_A | WA | Commercial | WA - Miscellaneous | Existing | Space Heating | Natural Gas | Furnace | A | AFUE 90% | WCNG57 | Lost Opportunity | n/a | AFUE 90% | LO1Slow_WA | 0 | TBD | 400 kBtu/hr | 1 | 0.000162 | 0% | EIA18_Tech Forecast Updates_p.90_2020 Typical | EIA18_Tech Forecast Updates_p.90_2020 Typical | AEG BEST | 23 | 956.7894 | 5.7244 | 0 | 0 | 1.0631 | 638.6601 | 0 | 0 | 70% | 20% | 53.91% | 100% | EQ | N/A | FALSE | FALSE | 1247.7565 | 102
Commercial_WA - Miscellaneous_Existing_Space Heating_Natural Gas_Boiler_A | WA | Commercial | WA - Miscellaneous | Existing | Space Heating | Natural Gas | Boiler | A | AFUE 85% | WCNG58 | Lost Opportunity | n/a | AFUE 85% | LO20Fast_WA | 0 | TBD | 800 kBtu/hr | 1 | 8.1e-05 | 0% | EIA 2018 Tech Forecast | EIA 2018 Tech Forecast | AEG BEST | 25 | 21006.5738 | 0 | 0 | 0 | 1.05 | 2088.5667 | 0 | 0 | 70% | 20% | 25.45% | 100% | EQ | N/A | FALSE | FALSE | 2881.0004 | 103
Commercial_WA - Miscellaneous_Existing_Space Heating_Natural Gas_Unit Heater_A | WA | Commercial | WA - Miscellaneous | Existing | Space Heating | Natural Gas | Unit Heater | A | Condensing | WCNG59 | Lost Opportunity | n/a | Condensing | LO5Med_WA | 0 | TBD | 120 kBtu/Hr | 1 | 1.1856e-06 | 0% | Xcel CO 2021/22 DSM Plan/TRM p.424 | Xcel CO 2021/22 DSM Plan/TRM p.416 | Xcel CO 2021/22 DSM Plan/TRM p.416 | 20 | 16127.3721 | 2197.2892 | 0 | 0 | 1.0873 | 30983.2092 | 0 | 0 | 70% | 20% | 0.4776% | 100% | EQ | N/A | FALSE | FALSE | 180.5719 | 95
Commercial_WA - Miscellaneous_Existing_Water Heating_Natural Gas_Water Heater_A | WA | Commercial | WA - Miscellaneous | Existing | Water Heating | Natural Gas | Water Heater | A | TE 96% | WCNG60 | Lost Opportunity | n/a | TE 96% | LO12Med_WA | 0 | TBD | 1 kBtu/hr | 1 | 0.0069511 | 0% | AEO 2021 - gas_water_heater 2017 ENERGY STAR | AEO 2021 - gas_water_heater 2017 ENERGY STAR | DHW_WH-Water Heating-NMTRM-2016-7 | 10 | 4.8991 | 0 | 1.3034 | 0 | 1.1464 | 4.8851 | 0 | 0 | 70% | 20% | 59.12% | 100% | EQ | N/A | FALSE | FALSE | 831.1094 | 94
Commercial_WA - Miscellaneous_Existing_Food Preparation_Natural Gas_Oven_A | WA | Commercial | WA - Miscellaneous | Existing | Food Preparation | Natural Gas | Oven | A | ENERGY STAR (>42% Baking Efficiency) | WCNG61 | Lost Opportunity | n/a | ENERGY STAR (>42% Baking Efficiency) | LOEven20_WA | 0 | TBD | 1 units | 1 | 1.5567e-05 | 0% | IL TRM - 4.2.1 - CI-FSE-CBOV-V02-160601 | EIA 2018 Tech Forecast | ETO Measure Input Sheet | 12 | 436.3686 | 0 | 0 | 0 | 1.1247 | 106.6752 | 0 | 0 | 70% | 20% | 33.1% | 100% | EQ | N/A | FALSE | FALSE | 1672.3763 | 98
Commercial_WA - Miscellaneous_Existing_Food Preparation_Natural Gas_Conveyor Oven_A | WA | Commercial | WA - Miscellaneous | Existing | Food Preparation | Natural Gas | Conveyor Oven | A | Efficient (>42% Baking Efficiency) | WCNG62 | Lost Opportunity | n/a | Efficient (>42% Baking Efficiency) | LOEven20_WA | 0 | TBD | 1 units | 1 | 8.0152e-06 | 0% | IL TRM - 4.2.4 - CI-FSE-CVOV-V02-180101 | PGE Workpaper, PGECOFST117 R5, 2015 | MN TRM 3.1 - Gas Conveyor Oven v1.1 | 17 | 2424.76 | 0 | 0 | 0 | 1.0873 | 692.0657 | 0 | 0 | 70% | 20% | 16.55% | 100% | EQ | N/A | FALSE | FALSE | 1120.2944 | 97
Commercial_WA - Miscellaneous_Existing_Food Preparation_Natural Gas_Double Rack Oven_A | WA | Commercial | WA - Miscellaneous | Existing | Food Preparation | Natural Gas | Double Rack Oven | A | FTSC Qualified (>50% Cooking Efficiency) | WCNG63 | Lost Opportunity | n/a | FTSC Qualified (>50% Cooking Efficiency) | LOEven20_WA | 0 | TBD | 1 units | 1 | 9.9866e-06 | 0% | IL TRM - 4.2.18 - CI-FSE-RKOV-VO2-180101 | PGE Workpaper, PGECOFST109 R6, 2016 | IL TRM - 4.2.18 - CI-FSE-RKOV-VO2-180101 | 12 | 5342.4659 | 0 | 0 | 0 | 1.1667 | 1621.62 | 0 | 0 | 70% | 20% | 16.55% | 100% | EQ | N/A | FALSE | FALSE | 1346.9045 | 106
Commercial_WA - Miscellaneous_Existing_Food Preparation_Natural Gas_Fryer_A | WA | Commercial | WA - Miscellaneous | Existing | Food Preparation | Natural Gas | Fryer | A | ENERGY STAR | WCNG64 | Lost Opportunity | n/a | ENERGY STAR | LO5Med_WA | 0 | TBD | 1 units | 1 | 1.9471e-05 | 0% | RTF Wkbk - ComCookingFryer_v5_0 | RTF Wkbk - ComCookingFryer_v5_0 | RTF Wkbk - ComCookingFryer_v5_0 | 9 | 933.1211 | 0 | 0 | 0 | 1.0743 | 395.2691 | 0 | 0 | 70% | 20% | 2.842% | 100% | EQ | N/A | FALSE | FALSE | 1274.2627 | 110
Commercial_WA - Miscellaneous_Existing_Food Preparation_Natural Gas_Broiler_A | WA | Commercial | WA - Miscellaneous | Existing | Food Preparation | Natural Gas | Broiler | A | Infrared Burners | WCNG65 | Lost Opportunity | n/a | Infrared Burners | LOEven20_WA | 0 | TBD | 1 units | 1 | 2.8959e-05 | 0% | IL TRM - 4.2.14 - CI-FSE-IRBL-V02-180101 | IL TRM - 4.2.14 - CI-FSE-IRBL-V02-180101 | IL TRM - 4.2.14 - CI-FSE-IRBL-V02-180101 | 12 | 1166.7179 | 0 | 0 | 0 | 1.1667 | 240.24 | 0 | 0 | 70% | 20% | 32.39% | 100% | EQ | N/A | FALSE | FALSE | 1985.4762 | 108
Commercial_WA - Miscellaneous_Existing_Food Preparation_Natural Gas_Griddle_A | WA | Commercial | WA - Miscellaneous | Existing | Food Preparation | Natural Gas | Griddle | A | ENERGY STAR | WCNG66 | Lost Opportunity | n/a | ENERGY STAR | LOEven20_WA | 0 | TBD | 1 units | 1 | 1.1299e-05 | 0% | IL TRM - 4.2.8 - CI-FSE-ESGR-V04-200101 | IL TRM - 4.2.8 - CI-FSE-ESGR-V04-200101 | IL TRM - 4.2.8 - CI-FSE-ESGR-V04-200101 | 12 | 1405.8266 | 0 | 0 | 0 | 1.1247 | 167.9465 | 0 | 0 | 70% | 20% | 35.93% | 100% | EQ | N/A | FALSE | FALSE | 3422.1973 | 22
Commercial_WA - Miscellaneous_Existing_Food Preparation_Natural Gas_Range_A | WA | Commercial | WA - Miscellaneous | Existing | Food Preparation | Natural Gas | Range | A | High Efficiency | WCNG67 | Lost Opportunity | n/a | High Efficiency | LOEven20_WA | 0 | TBD | 1 units | 1 | 1.1178e-05 | 0% | COOK_OVN-Food Preparation-AEO17-1 | EIA 2018 Tech Forecast | EIA 2018 Tech Forecast | 10 | 0.010631 | 0 | 0 | 0 | 1.0631 | 171.4286 | 0 | 0 | 70% | 20% | 39.94% | 100% | EQ | N/A | FALSE | FALSE | 0.029988 | 21
Commercial_WA - Miscellaneous_Existing_Food Preparation_Natural Gas_Steamer_A | WA | Commercial | WA - Miscellaneous | Existing | Food Preparation | Natural Gas | Steamer | A | ENERGY STAR | WCNG68 | Lost Opportunity | n/a | ENERGY STAR | LOEven20_WA | 0 | TBD | 1 units | 1 | 1.6948e-05 | 0% | RTF Wkbk - ComCookingSteamer_v5_0 | RTF Wkbk - ComCookingSteamer_v5_0 | RTF Wkbk - ComCookingSteamer_v5_0 | 8 | 0.010743 | 0 | 737.8685 | 0 | 1.0743 | 1215.1419 | 0 | 0 | 70% | 20% | 1.408% | 100% | EQ | N/A | FALSE | FALSE | 0.0054566 | 24
Commercial_WA - Miscellaneous_Existing_Food Preparation_Natural Gas_Commercial Food Prep Other_A | WA | Commercial | WA - Miscellaneous | Existing | Food Preparation | Natural Gas | Commercial Food Prep Other | A | ENERGY STAR | WCNG69 | Lost Opportunity | n/a | ENERGY STAR | LOEven20_WA | 0 | TBD | 1 units | 1 | 4.2036e-06 | 0% | N/A | N/A | N/A | 10 | 254.6373 | 0 | 0 | 0 | 1.1857 | 0 | 0 | 0 | 70% | 20% | 0% | 100% | EQ | N/A | FALSE | FALSE | 0 | 987
Commercial_WA - Miscellaneous_Existing_Miscellaneous_Natural Gas_Pool Heater_A | WA | Commercial | WA - Miscellaneous | Existing | Miscellaneous | Natural Gas | Pool Heater | A | Condensing (EF .90) | WCNG70 | Lost Opportunity | n/a | Condensing (EF .90) | LO1Slow_WA | 0 | TBD | 1 units | 1 | 1.2995e-05 | 0% | DOE Commercial R&D 2016 - Table 7-6 | DOE Commercial R&D 2016 - Table 7-7 | DOE Commercial R&D 2016 - Table 7-9 | 6 | 12715.4132 | 0 | 0 | 0 | 1.1051 | 2233.5 | 0 | 0 | 70% | 20% | 1.215% | 100% | EQ | N/A | FALSE | FALSE | 5108.8094 | 18
Commercial_WA - Miscellaneous_New_Space Heating_Natural Gas_Furnace_A | WA | Commercial | WA - Miscellaneous | New | Space Heating | Natural Gas | Furnace | A | AFUE 90% | WCNG71 | Lost Opportunity | n/a | AFUE 90% | LO1Slow_WA | 0 | TBD | 400 kBtu/hr | 1 | 0.000162 | 0% | EIA18_Tech Forecast Updates_p.90_2020 Typical | EIA18_Tech Forecast Updates_p.90_2020 Typical | AEG BEST | 23 | 956.7894 | 5.7244 | 0 | 0 | 1.0631 | 0 | 0 | 0 | 70% | 20% | 53.91% | 100% | EQ | N/A | FALSE | FALSE | 0 | 988
Commercial_WA - Miscellaneous_New_Space Heating_Natural Gas_Boiler_A | WA | Commercial | WA - Miscellaneous | New | Space Heating | Natural Gas | Boiler | A | AFUE 85% | WCNG72 | Lost Opportunity | n/a | AFUE 85% | LO20Fast_WA | 0 | TBD | 800 kBtu/hr | 1 | 8.1e-05 | 0% | EIA 2018 Tech Forecast | EIA 2018 Tech Forecast | AEG BEST | 25 | 21006.5738 | 0 | 0 | 0 | 1.05 | 0 | 0 | 0 | 70% | 20% | 25.45% | 100% | EQ | N/A | FALSE | FALSE | 0 | 983
Commercial_WA - Miscellaneous_New_Space Heating_Natural Gas_Unit Heater_A | WA | Commercial | WA - Miscellaneous | New | Space Heating | Natural Gas | Unit Heater | A | Condensing | WCNG73 | Lost Opportunity | n/a | Condensing | LO5Med_WA | 0 | TBD | 120 kBtu/Hr | 1 | 1.1856e-06 | 0% | Xcel CO 2021/22 DSM Plan/TRM p.424 | Xcel CO 2021/22 DSM Plan/TRM p.416 | Xcel CO 2021/22 DSM Plan/TRM p.416 | 20 | 16127.3721 | 2197.2892 | 0 | 0 | 1.0873 | 0 | 0 | 0 | 70% | 20% | 0.4776% | 100% | EQ | N/A | FALSE | FALSE | 0 | 984
Commercial_WA - Miscellaneous_New_Water Heating_Natural Gas_Water Heater_A | WA | Commercial | WA - Miscellaneous | New | Water Heating | Natural Gas | Water Heater | A | TE 96% | WCNG74 | Lost Opportunity | n/a | TE 96% | LO12Med_WA | 0 | TBD | 1 kBtu/hr | 1 | 0.0069511 | 0% | AEO 2021 - gas_water_heater 2017 ENERGY STAR | AEO 2021 - gas_water_heater 2017 ENERGY STAR | DHW_WH-Water Heating-NMTRM-2016-7 | 10 | 4.8991 | 0 | 1.3034 | 0 | 1.1464 | 0 | 0 | 0 | 70% | 20% | 59.12% | 100% | EQ | N/A | FALSE | FALSE | 0 | 985
Commercial_WA - Miscellaneous_New_Food Preparation_Natural Gas_Oven_A | WA | Commercial | WA - Miscellaneous | New | Food Preparation | Natural Gas | Oven | A | ENERGY STAR (>42% Baking Efficiency) | WCNG75 | Lost Opportunity | n/a | ENERGY STAR (>42% Baking Efficiency) | LOEven20_WA | 0 | TBD | 1 units | 1 | 1.5567e-05 | 0% | IL TRM - 4.2.1 - CI-FSE-CBOV-V02-160601 | EIA 2018 Tech Forecast | ETO Measure Input Sheet | 12 | 436.3686 | 0 | 0 | 0 | 1.1247 | 0 | 0 | 0 | 70% | 20% | 33.1% | 100% | EQ | N/A | FALSE | FALSE | 0 | 989
Commercial_WA - Miscellaneous_New_Food Preparation_Natural Gas_Conveyor Oven_A | WA | Commercial | WA - Miscellaneous | New | Food Preparation | Natural Gas | Conveyor Oven | A | Efficient (>42% Baking Efficiency) | WCNG76 | Lost Opportunity | n/a | Efficient (>42% Baking Efficiency) | LOEven20_WA | 0 | TBD | 1 units | 1 | 8.0152e-06 | 0% | IL TRM - 4.2.4 - CI-FSE-CVOV-V02-180101 | PGE Workpaper, PGECOFST117 R5, 2015 | MN TRM 3.1 - Gas Conveyor Oven v1.1 | 17 | 2424.76 | 0 | 0 | 0 | 1.0873 | 0 | 0 | 0 | 70% | 20% | 16.55% | 100% | EQ | N/A | FALSE | FALSE | 0 | 993
Commercial_WA - Miscellaneous_New_Food Preparation_Natural Gas_Double Rack Oven_A | WA | Commercial | WA - Miscellaneous | New | Food Preparation | Natural Gas | Double Rack Oven | A | FTSC Qualified (>50% Cooking Efficiency) | WCNG77 | Lost Opportunity | n/a | FTSC Qualified (>50% Cooking Efficiency) | LOEven20_WA | 0 | TBD | 1 units | 1 | 9.9866e-06 | 0% | IL TRM - 4.2.18 - CI-FSE-RKOV-VO2-180101 | PGE Workpaper, PGECOFST109 R6, 2016 | IL TRM - 4.2.18 - CI-FSE-RKOV-VO2-180101 | 12 | 5342.4659 | 0 | 0 | 0 | 1.1667 | 0 | 0 | 0 | 70% | 20% | 16.55% | 100% | EQ | N/A | FALSE | FALSE | 0 | 994
Commercial_WA - Miscellaneous_New_Food Preparation_Natural Gas_Fryer_A | WA | Commercial | WA - Miscellaneous | New | Food Preparation | Natural Gas | Fryer | A | ENERGY STAR | WCNG78 | Lost Opportunity | n/a | ENERGY STAR | LO5Med_WA | 0 | TBD | 1 units | 1 | 1.9471e-05 | 0% | RTF Wkbk - ComCookingFryer_v5_0 | RTF Wkbk - ComCookingFryer_v5_0 | RTF Wkbk - ComCookingFryer_v5_0 | 9 | 933.1211 | 0 | 0 | 0 | 1.0743 | 0 | 0 | 0 | 70% | 20% | 2.842% | 100% | EQ | N/A | FALSE | FALSE | 0 | 995
Commercial_WA - Miscellaneous_New_Food Preparation_Natural Gas_Broiler_A | WA | Commercial | WA - Miscellaneous | New | Food Preparation | Natural Gas | Broiler | A | Infrared Burners | WCNG79 | Lost Opportunity | n/a | Infrared Burners | LOEven20_WA | 0 | TBD | 1 units | 1 | 2.8959e-05 | 0% | IL TRM - 4.2.14 - CI-FSE-IRBL-V02-180101 | IL TRM - 4.2.14 - CI-FSE-IRBL-V02-180101 | IL TRM - 4.2.14 - CI-FSE-IRBL-V02-180101 | 12 | 1166.7179 | 0 | 0 | 0 | 1.1667 | 0 | 0 | 0 | 70% | 20% | 32.39% | 100% | EQ | N/A | FALSE | FALSE | 0 | 991
Commercial_WA - Miscellaneous_New_Food Preparation_Natural Gas_Griddle_A | WA | Commercial | WA - Miscellaneous | New | Food Preparation | Natural Gas | Griddle | A | ENERGY STAR | WCNG80 | Lost Opportunity | n/a | ENERGY STAR | LOEven20_WA | 0 | TBD | 1 units | 1 | 1.1299e-05 | 0% | IL TRM - 4.2.8 - CI-FSE-ESGR-V04-200101 | IL TRM - 4.2.8 - CI-FSE-ESGR-V04-200101 | IL TRM - 4.2.8 - CI-FSE-ESGR-V04-200101 | 12 | 1405.8266 | 0 | 0 | 0 | 1.1247 | 0 | 0 | 0 | 70% | 20% | 35.93% | 100% | EQ | N/A | FALSE | FALSE | 0 | 992
Commercial_WA - Miscellaneous_New_Food Preparation_Natural Gas_Range_A | WA | Commercial | WA - Miscellaneous | New | Food Preparation | Natural Gas | Range | A | High Efficiency | WCNG81 | Lost Opportunity | n/a | High Efficiency | LOEven20_WA | 0 | TBD | 1 units | 1 | 1.1178e-05 | 0% | COOK_OVN-Food Preparation-AEO17-1 | EIA 2018 Tech Forecast | EIA 2018 Tech Forecast | 10 | 0.010631 | 0 | 0 | 0 | 1.0631 | 0 | 0 | 0 | 70% | 20% | 39.94% | 100% | EQ | N/A | FALSE | FALSE | 0 | 907
Commercial_WA - Miscellaneous_New_Food Preparation_Natural Gas_Steamer_A | WA | Commercial | WA - Miscellaneous | New | Food Preparation | Natural Gas | Steamer | A | ENERGY STAR | WCNG82 | Lost Opportunity | n/a | ENERGY STAR | LOEven20_WA | 0 | TBD | 1 units | 1 | 1.6948e-05 | 0% | RTF Wkbk - ComCookingSteamer_v5_0 | RTF Wkbk - ComCookingSteamer_v5_0 | RTF Wkbk - ComCookingSteamer_v5_0 | 8 | 0.010743 | 0 | 737.8685 | 0 | 1.0743 | 0 | 0 | 0 | 70% | 20% | 1.408% | 100% | EQ | N/A | FALSE | FALSE | 0 | 908
Commercial_WA - Miscellaneous_New_Food Preparation_Natural Gas_Commercial Food Prep Other_A | WA | Commercial | WA - Miscellaneous | New | Food Preparation | Natural Gas | Commercial Food Prep Other | A | ENERGY STAR | WCNG83 | Lost Opportunity | n/a | ENERGY STAR | LOEven20_WA | 0 | TBD | 1 units | 1 | 4.2036e-06 | 0% | N/A | N/A | N/A | 10 | 254.6373 | 0 | 0 | 0 | 1.1857 | 0 | 0 | 0 | 70% | 20% | 0% | 100% | EQ | N/A | FALSE | FALSE | 0 | 909
Commercial_WA - Miscellaneous_New_Miscellaneous_Natural Gas_Pool Heater_A | WA | Commercial | WA - Miscellaneous | New | Miscellaneous | Natural Gas | Pool Heater | A | Condensing (EF .90) | WCNG84 | Lost Opportunity | n/a | Condensing (EF .90) | LO1Slow_WA | 0 | TBD | 1 units | 1 | 1.2995e-05 | 0% | DOE Commercial R&D 2016 - Table 7-6 | DOE Commercial R&D 2016 - Table 7-7 | DOE Commercial R&D 2016 - Table 7-9 | 6 | 12715.4132 | 0 | 0 | 0 | 1.1051 | 0 | 0 | 0 | 70% | 20% | 1.215% | 100% | EQ | N/A | FALSE | FALSE | 0 | 904
Commercial_OR - College_Existing_Space Heating_Natural Gas_Furnace_A | OR | Commercial | OR - College | Existing | Space Heating | Natural Gas | Furnace | A | AFUE 90% | WCNG85 | Lost Opportunity | n/a | AFUE 90% | LO1Slow_OR | 0 | TBD | 400 kBtu/hr | 1 | 0.000162 | 0% | EIA18_Tech Forecast Updates_p.90_2020 Typical | EIA18_Tech Forecast Updates_p.90_2020 Typical | AEG BEST | 23 | 956.7894 | 5.7244 | 0 | 0 | 1.0631 | 246.556 | 0 | 0 | 70% | 20% | 8.126% | 100% | EQ | N/A | FALSE | FALSE | 3232.095 | 7
Commercial_OR - College_Existing_Space Heating_Natural Gas_Boiler_A | OR | Commercial | OR - College | Existing | Space Heating | Natural Gas | Boiler | A | AFUE 85% | WCNG86 | Lost Opportunity | n/a | AFUE 85% | LO20Fast_OR | 0 | TBD | 800 kBtu/hr | 1 | 8.1e-05 | 0% | EIA 2018 Tech Forecast | EIA 2018 Tech Forecast | AEG BEST | 25 | 6982.7461 | 0 | 0 | 0 | 1.05 | 375.9733 | 0 | 0 | 70% | 20% | 69.31% | 100% | EQ | N/A | FALSE | FALSE | 4998.5223 | 2
Commercial_OR - College_Existing_Space Heating_Natural Gas_Unit Heater_A | OR | Commercial | OR - College | Existing | Space Heating | Natural Gas | Unit Heater | A | Condensing | WCNG87 | Lost Opportunity | n/a | Condensing | LO5Med_OR | 0 | TBD | 120 kBtu/Hr | 1 | 4.5769e-07 | 0% | Xcel CO 2021/22 DSM Plan/TRM p.424 | Xcel CO 2021/22 DSM Plan/TRM p.416 | Xcel CO 2021/22 DSM Plan/TRM p.416 | 20 | 16127.3721 | 2197.2892 | 0 | 0 | 1.0873 | 0 | 0 | 0 | 70% | 20% | 0% | 100% | EQ | N/A | FALSE | FALSE | 0 | 905
Commercial_OR - College_Existing_Water Heating_Natural Gas_Water Heater_A | OR | Commercial | OR - College | Existing | Water Heating | Natural Gas | Water Heater | A | TE 96% | WCNG88 | Lost Opportunity | n/a | TE 96% | LO12Med_OR | 0 | TBD | 1 kBtu/hr | 1 | 0.0041992 | 0% | AEO 2021 - gas_water_heater 2017 ENERGY STAR | AEO 2021 - gas_water_heater 2017 ENERGY STAR | DHW_WH-Water Heating-NMTRM-2016-7 | 10 | 4.8991 | 0 | 1.3034 | 0 | 1.1464 | 4.8851 | 0 | 0 | 70% | 20% | 87.23% | 100% | EQ | N/A | FALSE | FALSE | 831.1094 | 4
Commercial_OR - College_Existing_Food Preparation_Natural Gas_Oven_A | OR | Commercial | OR - College | Existing | Food Preparation | Natural Gas | Oven | A | ENERGY STAR (>42% Baking Efficiency) | WCNG89 | Lost Opportunity | n/a | ENERGY STAR (>42% Baking Efficiency) | LOEven20_OR | 0 | TBD | 1 units | 1 | 1.7996e-05 | 0% | IL TRM - 4.2.1 - CI-FSE-CBOV-V02-160601 | EIA 2018 Tech Forecast | ETO Measure Input Sheet | 12 | 436.3686 | 0 | 0 | 0 | 1.1247 | 106.6752 | 0 | 0 | 70% | 20% | 8.361% | 100% | EQ | N/A | FALSE | FALSE | 1672.3763 | 3
Commercial_OR - College_Existing_Food Preparation_Natural Gas_Conveyor Oven_A | OR | Commercial | OR - College | Existing | Food Preparation | Natural Gas | Conveyor Oven | A | Efficient (>42% Baking Efficiency) | WCNG90 | Lost Opportunity | n/a | Efficient (>42% Baking Efficiency) | LOEven20_OR | 0 | TBD | 1 units | 1 | 9.2659e-06 | 0% | IL TRM - 4.2.4 - CI-FSE-CVOV-V02-180101 | PGE Workpaper, PGECOFST117 R5, 2015 | MN TRM 3.1 - Gas Conveyor Oven v1.1 | 17 | 2424.76 | 0 | 0 | 0 | 1.0873 | 692.0657 | 0 | 0 | 70% | 20% | 4.18% | 100% | EQ | N/A | FALSE | FALSE | 1120.2944 | 14
Commercial_OR - College_Existing_Food Preparation_Natural Gas_Double Rack Oven_A | OR | Commercial | OR - College | Existing | Food Preparation | Natural Gas | Double Rack Oven | A | FTSC Qualified (>50% Cooking Efficiency) | WCNG91 | Lost Opportunity | n/a | FTSC Qualified (>50% Cooking Efficiency) | LOEven20_OR | 0 | TBD | 1 units | 1 | 1.1545e-05 | 0% | IL TRM - 4.2.18 - CI-FSE-RKOV-VO2-180101 | PGE Workpaper, PGECOFST109 R6, 2016 | IL TRM - 4.2.18 - CI-FSE-RKOV-VO2-180101 | 12 | 5342.4659 | 0 | 0 | 0 | 1.1667 | 1621.62 | 0 | 0 | 70% | 20% | 4.18% | 100% | EQ | N/A | FALSE | FALSE | 1346.9045 | 13
Commercial_OR - College_Existing_Food Preparation_Natural Gas_Fryer_A | OR | Commercial | OR - College | Existing | Food Preparation | Natural Gas | Fryer | A | ENERGY STAR | WCNG92 | Lost Opportunity | n/a | ENERGY STAR | LO5Med_OR | 0 | TBD | 1 units | 1 | 2.251e-05 | 0% | RTF Wkbk - ComCookingFryer_v5_0 | RTF Wkbk - ComCookingFryer_v5_0 | RTF Wkbk - ComCookingFryer_v5_0 | 9 | 933.1211 | 0 | 0 | 0 | 1.0743 | 395.2691 | 0 | 0 | 70% | 20% | 10.82% | 100% | EQ | N/A | FALSE | FALSE | 1274.2627 | 16
Commercial_OR - College_Existing_Food Preparation_Natural Gas_Broiler_A | OR | Commercial | OR - College | Existing | Food Preparation | Natural Gas | Broiler | A | Infrared Burners | WCNG93 | Lost Opportunity | n/a | Infrared Burners | LOEven20_OR | 0 | TBD | 1 units | 1 | 3.3478e-05 | 0% | IL TRM - 4.2.14 - CI-FSE-IRBL-V02-180101 | IL TRM - 4.2.14 - CI-FSE-IRBL-V02-180101 | IL TRM - 4.2.14 - CI-FSE-IRBL-V02-180101 | 12 | 1166.7179 | 0 | 0 | 0 | 1.1667 | 240.24 | 0 | 0 | 70% | 20% | 16.72% | 100% | EQ | N/A | FALSE | FALSE | 1985.4762 | 15
Commercial_OR - College_Existing_Food Preparation_Natural Gas_Griddle_A | OR | Commercial | OR - College | Existing | Food Preparation | Natural Gas | Griddle | A | ENERGY STAR | WCNG94 | Lost Opportunity | n/a | ENERGY STAR | LOEven20_OR | 0 | TBD | 1 units | 1 | 1.3062e-05 | 0% | IL TRM - 4.2.8 - CI-FSE-ESGR-V04-200101 | IL TRM - 4.2.8 - CI-FSE-ESGR-V04-200101 | IL TRM - 4.2.8 - CI-FSE-ESGR-V04-200101 | 12 | 1405.8266 | 0 | 0 | 0 | 1.1247 | 167.9465 | 0 | 0 | 70% | 20% | 23.61% | 100% | EQ | N/A | FALSE | FALSE | 3422.1973 | 10
Commercial_OR - College_Existing_Food Preparation_Natural Gas_Range_A | OR | Commercial | OR - College | Existing | Food Preparation | Natural Gas | Range | A | High Efficiency | WCNG95 | Lost Opportunity | n/a | High Efficiency | LOEven20_OR | 0 | TBD | 1 units | 1 | 1.2922e-05 | 0% | COOK_OVN-Food Preparation-AEO17-1 | EIA 2018 Tech Forecast | EIA 2018 Tech Forecast | 10 | 0.010631 | 0 | 0 | 0 | 1.0631 | 171.4286 | 0 | 0 | 70% | 20% | 29.18% | 100% | EQ | N/A | FALSE | FALSE | 0.029988 | 9
Commercial_OR - College_Existing_Food Preparation_Natural Gas_Steamer_A | OR | Commercial | OR - College | Existing | Food Preparation | Natural Gas | Steamer | A | ENERGY STAR | WCNG96 | Lost Opportunity | n/a | ENERGY STAR | LOEven20_OR | 0 | TBD | 1 units | 1 | 1.9593e-05 | 0% | RTF Wkbk - ComCookingSteamer_v5_0 | RTF Wkbk - ComCookingSteamer_v5_0 | RTF Wkbk - ComCookingSteamer_v5_0 | 8 | 0.010743 | 0 | 737.8685 | 0 | 1.0743 | 1215.1419 | 0 | 0 | 70% | 20% | 10.49% | 100% | EQ | N/A | FALSE | FALSE | 0.0054566 | 12
Commercial_OR - College_Existing_Food Preparation_Natural Gas_Commercial Food Prep Other_A | OR | Commercial | OR - College | Existing | Food Preparation | Natural Gas | Commercial Food Prep Other | A | ENERGY STAR | WCNG97 | Lost Opportunity | n/a | ENERGY STAR | LOEven20_OR | 0 | TBD | 1 units | 1 | 4.8596e-06 | 0% | N/A | N/A | N/A | 10 | 254.6373 | 0 | 0 | 0 | 1.1857 | 366.1618 | 0 | 0 | 70% | 20% | 1.311% | 100% | EQ | N/A | FALSE | FALSE | 336.2867 | 11
Commercial_OR - College_Existing_Miscellaneous_Natural Gas_Pool Heater_A | OR | Commercial | OR - College | Existing | Miscellaneous | Natural Gas | Pool Heater | A | Condensing (EF .90) | WCNG98 | Lost Opportunity | n/a | Condensing (EF .90) | LO1Slow_OR | 0 | TBD | 1 units | 1 | 1.5386e-07 | 0% | DOE Commercial R&D 2016 - Table 7-6 | DOE Commercial R&D 2016 - Table 7-7 | DOE Commercial R&D 2016 - Table 7-9 | 6 | 12715.4132 | 0 | 0 | 0 | 1.1051 | 2233.5 | 0 | 0 | 70% | 20% | 1.215% | 100% | EQ | N/A | FALSE | FALSE | 5108.8094 | 33
Commercial_OR - College_New_Space Heating_Natural Gas_Furnace_A | OR | Commercial | OR - College | New | Space Heating | Natural Gas | Furnace | A | AFUE 90% | WCNG99 | Lost Opportunity | n/a | AFUE 90% | LO1Slow_OR | 0 | TBD | 400 kBtu/hr | 1 | 0.000162 | 0% | EIA18_Tech Forecast Updates_p.90_2020 Typical | EIA18_Tech Forecast Updates_p.90_2020 Typical | AEG BEST | 23 | 956.7894 | 5.7244 | 0 | 0 | 1.0631 | 0 | 0 | 0 | 70% | 20% | 8.126% | 100% | EQ | N/A | FALSE | FALSE | 0 | 906
Commercial_OR - College_New_Space Heating_Natural Gas_Boiler_A | OR | Commercial | OR - College | New | Space Heating | Natural Gas | Boiler | A | AFUE 85% | WCNG100 | Lost Opportunity | n/a | AFUE 85% | LO20Fast_OR | 0 | TBD | 800 kBtu/hr | 1 | 8.1e-05 | 0% | EIA 2018 Tech Forecast | EIA 2018 Tech Forecast | AEG BEST | 25 | 6982.7461 | 0 | 0 | 0 | 1.05 | 0 | 0 | 0 | 70% | 20% | 69.31% | 100% | EQ | N/A | FALSE | FALSE | 0 | 910
Commercial_OR - College_New_Space Heating_Natural Gas_Unit Heater_A | OR | Commercial | OR - College | New | Space Heating | Natural Gas | Unit Heater | A | Condensing | WCNG101 | Lost Opportunity | n/a | Condensing | LO5Med_OR | 0 | TBD | 120 kBtu/Hr | 1 | 4.5769e-07 | 0% | Xcel CO 2021/22 DSM Plan/TRM p.424 | Xcel CO 2021/22 DSM Plan/TRM p.416 | Xcel CO 2021/22 DSM Plan/TRM p.416 | 20 | 16127.3721 | 2197.2892 | 0 | 0 | 1.0873 | 0 | 0 | 0 | 70% | 20% | 0% | 100% | EQ | N/A | FALSE | FALSE | 0 | 914
Commercial_OR - College_New_Water Heating_Natural Gas_Water Heater_A | OR | Commercial | OR - College | New | Water Heating | Natural Gas | Water Heater | A | TE 96% | WCNG102 | Lost Opportunity | n/a | TE 96% | LO12Med_OR | 0 | TBD | 1 kBtu/hr | 1 | 0.0041992 | 0% | AEO 2021 - gas_water_heater 2017 ENERGY STAR | AEO 2021 - gas_water_heater 2017 ENERGY STAR | DHW_WH-Water Heating-NMTRM-2016-7 | 10 | 4.8991 | 0 | 1.3034 | 0 | 1.1464 | 0 | 0 | 0 | 70% | 20% | 87.23% | 100% | EQ | N/A | FALSE | FALSE | 0 | 915
Commercial_OR - College_New_Food Preparation_Natural Gas_Oven_A | OR | Commercial | OR - College | New | Food Preparation | Natural Gas | Oven | A | ENERGY STAR (>42% Baking Efficiency) | WCNG103 | Lost Opportunity | n/a | ENERGY STAR (>42% Baking Efficiency) | LOEven20_OR | 0 | TBD | 1 units | 1 | 1.7996e-05 | 0% | IL TRM - 4.2.1 - CI-FSE-CBOV-V02-160601 | EIA 2018 Tech Forecast | ETO Measure Input Sheet | 12 | 436.3686 | 0 | 0 | 0 | 1.1247 | 0 | 0 | 0 | 70% | 20% | 8.361% | 100% | EQ | N/A | FALSE | FALSE | 0 | 916
Commercial_OR - College_New_Food Preparation_Natural Gas_Conveyor Oven_A | OR | Commercial | OR - College | New | Food Preparation | Natural Gas | Conveyor Oven | A | Efficient (>42% Baking Efficiency) | WCNG104 | Lost Opportunity | n/a | Efficient (>42% Baking Efficiency) | LOEven20_OR | 0 | TBD | 1 units | 1 | 9.2659e-06 | 0% | IL TRM - 4.2.4 - CI-FSE-CVOV-V02-180101 | PGE Workpaper, PGECOFST117 R5, 2015 | MN TRM 3.1 - Gas Conveyor Oven v1.1 | 17 | 2424.76 | 0 | 0 | 0 | 1.0873 | 0 | 0 | 0 | 70% | 20% | 4.18% | 100% | EQ | N/A | FALSE | FALSE | 0 | 911
Commercial_OR - College_New_Food Preparation_Natural Gas_Double Rack Oven_A | OR | Commercial | OR - College | New | Food Preparation | Natural Gas | Double Rack Oven | A | FTSC Qualified (>50% Cooking Efficiency) | WCNG105 | Lost Opportunity | n/a | FTSC Qualified (>50% Cooking Efficiency) | LOEven20_OR | 0 | TBD | 1 units | 1 | 1.1545e-05 | 0% | IL TRM - 4.2.18 - CI-FSE-RKOV-VO2-180101 | PGE Workpaper, PGECOFST109 R6, 2016 | IL TRM - 4.2.18 - CI-FSE-RKOV-VO2-180101 | 12 | 5342.4659 | 0 | 0 | 0 | 1.1667 | 0 | 0 | 0 | 70% | 20% | 4.18% | 100% | EQ | N/A | FALSE | FALSE | 0 | 913
Commercial_OR - College_New_Food Preparation_Natural Gas_Fryer_A | OR | Commercial | OR - College | New | Food Preparation | Natural Gas | Fryer | A | ENERGY STAR | WCNG106 | Lost Opportunity | n/a | ENERGY STAR | LO5Med_OR | 0 | TBD | 1 units | 1 | 2.251e-05 | 0% | RTF Wkbk - ComCookingFryer_v5_0 | RTF Wkbk - ComCookingFryer_v5_0 | RTF Wkbk - ComCookingFryer_v5_0 | 9 | 933.1211 | 0 | 0 | 0 | 1.0743 | 0 | 0 | 0 | 70% | 20% | 10.82% | 100% | EQ | N/A | FALSE | FALSE | 0 | 894
Commercial_OR - College_New_Food Preparation_Natural Gas_Broiler_A | OR | Commercial | OR - College | New | Food Preparation | Natural Gas | Broiler | A | Infrared Burners | WCNG107 | Lost Opportunity | n/a | Infrared Burners | LOEven20_OR | 0 | TBD | 1 units | 1 | 3.3478e-05 | 0% | IL TRM - 4.2.14 - CI-FSE-IRBL-V02-180101 | IL TRM - 4.2.14 - CI-FSE-IRBL-V02-180101 | IL TRM - 4.2.14 - CI-FSE-IRBL-V02-180101 | 12 | 1166.7179 | 0 | 0 | 0 | 1.1667 | 0 | 0 | 0 | 70% | 20% | 16.72% | 100% | EQ | N/A | FALSE | FALSE | 0 | 935
Commercial_OR - College_New_Food Preparation_Natural Gas_Griddle_A | OR | Commercial | OR - College | New | Food Preparation | Natural Gas | Griddle | A | ENERGY STAR | WCNG108 | Lost Opportunity | n/a | ENERGY STAR | LOEven20_OR | 0 | TBD | 1 units | 1 | 1.3062e-05 | 0% | IL TRM - 4.2.8 - CI-FSE-ESGR-V04-200101 | IL TRM - 4.2.8 - CI-FSE-ESGR-V04-200101 | IL TRM - 4.2.8 - CI-FSE-ESGR-V04-200101 | 12 | 1405.8266 | 0 | 0 | 0 | 1.1247 | 0 | 0 | 0 | 70% | 20% | 23.61% | 100% | EQ | N/A | FALSE | FALSE | 0 | 931
Commercial_OR - College_New_Food Preparation_Natural Gas_Range_A | OR | Commercial | OR - College | New | Food Preparation | Natural Gas | Range | A | High Efficiency | WCNG109 | Lost Opportunity | n/a | High Efficiency | LOEven20_OR | 0 | TBD | 1 units | 1 | 1.2922e-05 | 0% | COOK_OVN-Food Preparation-AEO17-1 | EIA 2018 Tech Forecast | EIA 2018 Tech Forecast | 10 | 0.010631 | 0 | 0 | 0 | 1.0631 | 0 | 0 | 0 | 70% | 20% | 29.18% | 100% | EQ | N/A | FALSE | FALSE | 0 | 932
Commercial_OR - College_New_Food Preparation_Natural Gas_Steamer_A | OR | Commercial | OR - College | New | Food Preparation | Natural Gas | Steamer | A | ENERGY STAR | WCNG110 | Lost Opportunity | n/a | ENERGY STAR | LOEven20_OR | 0 | TBD | 1 units | 1 | 1.9593e-05 | 0% | RTF Wkbk - ComCookingSteamer_v5_0 | RTF Wkbk - ComCookingSteamer_v5_0 | RTF Wkbk - ComCookingSteamer_v5_0 | 8 | 0.010743 | 0 | 737.8685 | 0 | 1.0743 | 0 | 0 | 0 | 70% | 20% | 10.49% | 100% | EQ | N/A | FALSE | FALSE | 0 | 936
Commercial_OR - College_New_Food Preparation_Natural Gas_Commercial Food Prep Other_A | OR | Commercial | OR - College | New | Food Preparation | Natural Gas | Commercial Food Prep Other | A | ENERGY STAR | WCNG111 | Lost Opportunity | n/a | ENERGY STAR | LOEven20_OR | 0 | TBD | 1 units | 1 | 4.8596e-06 | 0% | N/A | N/A | N/A | 10 | 254.6373 | 0 | 0 | 0 | 1.1857 | 0 | 0 | 0 | 70% | 20% | 1.311% | 100% | EQ | N/A | FALSE | FALSE | 0 | 940
Commercial_OR - College_New_Miscellaneous_Natural Gas_Pool Heater_A | OR | Commercial | OR - College | New | Miscellaneous | Natural Gas | Pool Heater | A | Condensing (EF .90) | WCNG112 | Lost Opportunity | n/a | Condensing (EF .90) | LO1Slow_OR | 0 | TBD | 1 units | 1 | 1.5386e-07 | 0% | DOE Commercial R&D 2016 - Table 7-6 | DOE Commercial R&D 2016 - Table 7-7 | DOE Commercial R&D 2016 - Table 7-9 | 6 | 12715.4132 | 0 | 0 | 0 | 1.1051 | 0 | 0 | 0 | 70% | 20% | 1.215% | 100% | EQ | N/A | FALSE | FALSE | 0 | 941
Commercial_OR - Health_Existing_Space Heating_Natural Gas_Furnace_A | OR | Commercial | OR - Health | Existing | Space Heating | Natural Gas | Furnace | A | AFUE 90% | WCNG113 | Lost Opportunity | n/a | AFUE 90% | LO1Slow_OR | 0 | TBD | 400 kBtu/hr | 1 | 0.00014727 | 0% | EIA18_Tech Forecast Updates_p.90_2020 Typical | EIA18_Tech Forecast Updates_p.90_2020 Typical | AEG BEST | 23 | 956.7894 | 5.7244 | 0 | 0 | 1.0631 | 249.9184 | 0 | 0 | 70% | 20% | 13.17% | 100% | EQ | N/A | FALSE | FALSE | 3188.6098 | 61
Commercial_OR - Health_Existing_Space Heating_Natural Gas_Boiler_A | OR | Commercial | OR - Health | Existing | Space Heating | Natural Gas | Boiler | A | AFUE 85% | WCNG114 | Lost Opportunity | n/a | AFUE 85% | LO20Fast_OR | 0 | TBD | 800 kBtu/hr | 1 | 7.3636e-05 | 0% | EIA 2018 Tech Forecast | EIA 2018 Tech Forecast | AEG BEST | 25 | 6982.7461 | 0 | 0 | 0 | 1.05 | 431.2043 | 0 | 0 | 70% | 20% | 74.23% | 100% | EQ | N/A | FALSE | FALSE | 4358.2844 | 60
Commercial_OR - Health_Existing_Space Heating_Natural Gas_Unit Heater_A | OR | Commercial | OR - Health | Existing | Space Heating | Natural Gas | Unit Heater | A | Condensing | WCNG115 | Lost Opportunity | n/a | Condensing | LO5Med_OR | 0 | TBD | 120 kBtu/Hr | 1 | 4.2175e-07 | 0% | Xcel CO 2021/22 DSM Plan/TRM p.424 | Xcel CO 2021/22 DSM Plan/TRM p.416 | Xcel CO 2021/22 DSM Plan/TRM p.416 | 20 | 16127.3721 | 2197.2892 | 0 | 0 | 1.0873 | 0 | 0 | 0 | 70% | 20% | 0% | 100% | EQ | N/A | FALSE | FALSE | 0 | 942
Commercial_OR - Health_Existing_Water Heating_Natural Gas_Water Heater_A | OR | Commercial | OR - Health | Existing | Water Heating | Natural Gas | Water Heater | A | TE 96% | WCNG116 | Lost Opportunity | n/a | TE 96% | LO12Med_OR | 0 | TBD | 1 kBtu/hr | 1 | 0.0093131 | 0% | AEO 2021 - gas_water_heater 2017 ENERGY STAR | AEO 2021 - gas_water_heater 2017 ENERGY STAR | DHW_WH-Water Heating-NMTRM-2016-7 | 10 | 4.8991 | 0 | 1.3034 | 0 | 1.1464 | 4.8851 | 0 | 0 | 70% | 20% | 80.97% | 100% | EQ | N/A | FALSE | FALSE | 831.1094 | 38
Commercial_OR - Health_Existing_Food Preparation_Natural Gas_Oven_A | OR | Commercial | OR - Health | Existing | Food Preparation | Natural Gas | Oven | A | ENERGY STAR (>42% Baking Efficiency) | WCNG117 | Lost Opportunity | n/a | ENERGY STAR (>42% Baking Efficiency) | LOEven20_OR | 0 | TBD | 1 units | 1 | 0.00025623 | 0% | IL TRM - 4.2.1 - CI-FSE-CBOV-V02-160601 | EIA 2018 Tech Forecast | ETO Measure Input Sheet | 12 | 436.3686 | 0 | 0 | 0 | 1.1247 | 106.6752 | 0 | 0 | 70% | 20% | 1.976% | 100% | EQ | N/A | FALSE | FALSE | 1672.3763 | 41
Commercial_OR - Health_Existing_Food Preparation_Natural Gas_Conveyor Oven_A | OR | Commercial | OR - Health | Existing | Food Preparation | Natural Gas | Conveyor Oven | A | Efficient (>42% Baking Efficiency) | WCNG118 | Lost Opportunity | n/a | Efficient (>42% Baking Efficiency) | LOEven20_OR | 0 | TBD | 1 units | 1 | 0.00013193 | 0% | IL TRM - 4.2.4 - CI-FSE-CVOV-V02-180101 | PGE Workpaper, PGECOFST117 R5, 2015 | MN TRM 3.1 - Gas Conveyor Oven v1.1 | 17 | 2424.76 | 0 | 0 | 0 | 1.0873 | 692.0657 | 0 | 0 | 70% | 20% | 0.988% | 100% | EQ | N/A | FALSE | FALSE | 1120.2944 | 40
Commercial_OR - Health_Existing_Food Preparation_Natural Gas_Double Rack Oven_A | OR | Commercial | OR - Health | Existing | Food Preparation | Natural Gas | Double Rack Oven | A | FTSC Qualified (>50% Cooking Efficiency) | WCNG119 | Lost Opportunity | n/a | FTSC Qualified (>50% Cooking Efficiency) | LOEven20_OR | 0 | TBD | 1 units | 1 | 0.00016438 | 0% | IL TRM - 4.2.18 - CI-FSE-RKOV-VO2-180101 | PGE Workpaper, PGECOFST109 R6, 2016 | IL TRM - 4.2.18 - CI-FSE-RKOV-VO2-180101 | 12 | 5342.4659 | 0 | 0 | 0 | 1.1667 | 1621.62 | 0 | 0 | 70% | 20% | 0.988% | 100% | EQ | N/A | FALSE | FALSE | 1346.9045 | 35
Commercial_OR - Health_Existing_Food Preparation_Natural Gas_Fryer_A | OR | Commercial | OR - Health | Existing | Food Preparation | Natural Gas | Fryer | A | ENERGY STAR | WCNG120 | Lost Opportunity | n/a | ENERGY STAR | LO5Med_OR | 0 | TBD | 1 units | 1 | 0.00032049 | 0% | RTF Wkbk - ComCookingFryer_v5_0 | RTF Wkbk - ComCookingFryer_v5_0 | RTF Wkbk - ComCookingFryer_v5_0 | 9 | 933.1211 | 0 | 0 | 0 | 1.0743 | 395.2691 | 0 | 0 | 70% | 20% | 22.87% | 100% | EQ | N/A | FALSE | FALSE | 1274.2627 | 34
Commercial_OR - Health_Existing_Food Preparation_Natural Gas_Broiler_A | OR | Commercial | OR - Health | Existing | Food Preparation | Natural Gas | Broiler | A | Infrared Burners | WCNG121 | Lost Opportunity | n/a | Infrared Burners | LOEven20_OR | 0 | TBD | 1 units | 1 | 0.00047666 | 0% | IL TRM - 4.2.14 - CI-FSE-IRBL-V02-180101 | IL TRM - 4.2.14 - CI-FSE-IRBL-V02-180101 | IL TRM - 4.2.14 - CI-FSE-IRBL-V02-180101 | 12 | 1166.7179 | 0 | 0 | 0 | 1.1667 | 240.24 | 0 | 0 | 70% | 20% | 5.15% | 100% | EQ | N/A | FALSE | FALSE | 1985.4762 | 37
Commercial_OR - Health_Existing_Food Preparation_Natural Gas_Griddle_A | OR | Commercial | OR - Health | Existing | Food Preparation | Natural Gas | Griddle | A | ENERGY STAR | WCNG122 | Lost Opportunity | n/a | ENERGY STAR | LOEven20_OR | 0 | TBD | 1 units | 1 | 0.00018597 | 0% | IL TRM - 4.2.8 - CI-FSE-ESGR-V04-200101 | IL TRM - 4.2.8 - CI-FSE-ESGR-V04-200101 | IL TRM - 4.2.8 - CI-FSE-ESGR-V04-200101 | 12 | 1405.8266 | 0 | 0 | 0 | 1.1247 | 167.9465 | 0 | 0 | 70% | 20% | 5.15% | 100% | EQ | N/A | FALSE | FALSE | 3422.1973 | 36
Commercial_OR - Health_Existing_Food Preparation_Natural Gas_Range_A | OR | Commercial | OR - Health | Existing | Food Preparation | Natural Gas | Range | A | High Efficiency | WCNG123 | Lost Opportunity | n/a | High Efficiency | LOEven20_OR | 0 | TBD | 1 units | 1 | 0.00018398 | 0% | COOK_OVN-Food Preparation-AEO17-1 | EIA 2018 Tech Forecast | EIA 2018 Tech Forecast | 10 | 0.010631 | 0 | 0 | 0 | 1.0631 | 171.4286 | 0 | 0 | 70% | 20% | 21.77% | 100% | EQ | N/A | FALSE | FALSE | 0.029988 | 47
Commercial_OR - Health_Existing_Food Preparation_Natural Gas_Steamer_A | OR | Commercial | OR - Health | Existing | Food Preparation | Natural Gas | Steamer | A | ENERGY STAR | WCNG124 | Lost Opportunity | n/a | ENERGY STAR | LOEven20_OR | 0 | TBD | 1 units | 1 | 0.00027896 | 0% | RTF Wkbk - ComCookingSteamer_v5_0 | RTF Wkbk - ComCookingSteamer_v5_0 | RTF Wkbk - ComCookingSteamer_v5_0 | 8 | 0.010743 | 0 | 737.8685 | 0 | 1.0743 | 1215.1419 | 0 | 0 | 70% | 20% | 2.392% | 100% | EQ | N/A | FALSE | FALSE | 0.0054566 | 46
Commercial_OR - Health_Existing_Food Preparation_Natural Gas_Commercial Food Prep Other_A | OR | Commercial | OR - Health | Existing | Food Preparation | Natural Gas | Commercial Food Prep Other | A | ENERGY STAR | WCNG125 | Lost Opportunity | n/a | ENERGY STAR | LOEven20_OR | 0 | TBD | 1 units | 1 | 6.919e-05 | 0% | N/A | N/A | N/A | 10 | 254.6373 | 0 | 0 | 0 | 1.1857 | 0 | 0 | 0 | 70% | 20% | 0% | 100% | EQ | N/A | FALSE | FALSE | 0 | 937
Commercial_OR - Health_Existing_Miscellaneous_Natural Gas_Pool Heater_A | OR | Commercial | OR - Health | Existing | Miscellaneous | Natural Gas | Pool Heater | A | Condensing (EF .90) | WCNG126 | Lost Opportunity | n/a | Condensing (EF .90) | LO1Slow_OR | 0 | TBD | 1 units | 1 | 6.7159e-09 | 0% | DOE Commercial R&D 2016 - Table 7-6 | DOE Commercial R&D 2016 - Table 7-7 | DOE Commercial R&D 2016 - Table 7-9 | 6 | 12715.4132 | 0 | 0 | 0 | 1.1051 | 0 | 0 | 0 | 70% | 20% | 0% | 100% | EQ | N/A | FALSE | FALSE | 0 | 938
Commercial_OR - Health_New_Space Heating_Natural Gas_Furnace_A | OR | Commercial | OR - Health | New | Space Heating | Natural Gas | Furnace | A | AFUE 90% | WCNG127 | Lost Opportunity | n/a | AFUE 90% | LO1Slow_OR | 0 | TBD | 400 kBtu/hr | 1 | 0.00014727 | 0% | EIA18_Tech Forecast Updates_p.90_2020 Typical | EIA18_Tech Forecast Updates_p.90_2020 Typical | AEG BEST | 23 | 956.7894 | 5.7244 | 0 | 0 | 1.0631 | 0 | 0 | 0 | 70% | 20% | 13.17% | 100% | EQ | N/A | FALSE | FALSE | 0 | 939
Commercial_OR - Health_New_Space Heating_Natural Gas_Boiler_A | OR | Commercial | OR - Health | New | Space Heating | Natural Gas | Boiler | A | AFUE 85% | WCNG128 | Lost Opportunity | n/a | AFUE 85% | LO20Fast_OR | 0 | TBD | 800 kBtu/hr | 1 | 7.3636e-05 | 0% | EIA 2018 Tech Forecast | EIA 2018 Tech Forecast | AEG BEST | 25 | 6982.7461 | 0 | 0 | 0 | 1.05 | 0 | 0 | 0 | 70% | 20% | 74.23% | 100% | EQ | N/A | FALSE | FALSE | 0 | 920
Commercial_OR - Health_New_Space Heating_Natural Gas_Unit Heater_A | OR | Commercial | OR - Health | New | Space Heating | Natural Gas | Unit Heater | A | Condensing | WCNG129 | Lost Opportunity | n/a | Condensing | LO5Med_OR | 0 | TBD | 120 kBtu/Hr | 1 | 4.2175e-07 | 0% | Xcel CO 2021/22 DSM Plan/TRM p.424 | Xcel CO 2021/22 DSM Plan/TRM p.416 | Xcel CO 2021/22 DSM Plan/TRM p.416 | 20 | 16127.3721 | 2197.2892 | 0 | 0 | 1.0873 | 0 | 0 | 0 | 70% | 20% | 0% | 100% | EQ | N/A | FALSE | FALSE | 0 | 921
Commercial_OR - Health_New_Water Heating_Natural Gas_Water Heater_A | OR | Commercial | OR - Health | New | Water Heating | Natural Gas | Water Heater | A | TE 96% | WCNG130 | Lost Opportunity | n/a | TE 96% | LO12Med_OR | 0 | TBD | 1 kBtu/hr | 1 | 0.0093131 | 0% | AEO 2021 - gas_water_heater 2017 ENERGY STAR | AEO 2021 - gas_water_heater 2017 ENERGY STAR | DHW_WH-Water Heating-NMTRM-2016-7 | 10 | 4.8991 | 0 | 1.3034 | 0 | 1.1464 | 0 | 0 | 0 | 70% | 20% | 80.97% | 100% | EQ | N/A | FALSE | FALSE | 0 | 922
Commercial_OR - Health_New_Food Preparation_Natural Gas_Oven_A | OR | Commercial | OR - Health | New | Food Preparation | Natural Gas | Oven | A | ENERGY STAR (>42% Baking Efficiency) | WCNG131 | Lost Opportunity | n/a | ENERGY STAR (>42% Baking Efficiency) | LOEven20_OR | 0 | TBD | 1 units | 1 | 0.00025623 | 0% | IL TRM - 4.2.1 - CI-FSE-CBOV-V02-160601 | EIA 2018 Tech Forecast | ETO Measure Input Sheet | 12 | 436.3686 | 0 | 0 | 0 | 1.1247 | 0 | 0 | 0 | 70% | 20% | 1.976% | 100% | EQ | N/A | FALSE | FALSE | 0 | 926
Commercial_OR - Health_New_Food Preparation_Natural Gas_Conveyor Oven_A | OR | Commercial | OR - Health | New | Food Preparation | Natural Gas | Conveyor Oven | A | Efficient (>42% Baking Efficiency) | WCNG132 | Lost Opportunity | n/a | Efficient (>42% Baking Efficiency) | LOEven20_OR | 0 | TBD | 1 units | 1 | 0.00013193 | 0% | IL TRM - 4.2.4 - CI-FSE-CVOV-V02-180101 | PGE Workpaper, PGECOFST117 R5, 2015 | MN TRM 3.1 - Gas Conveyor Oven v1.1 | 17 | 2424.76 | 0 | 0 | 0 | 1.0873 | 0 | 0 | 0 | 70% | 20% | 0.988% | 100% | EQ | N/A | FALSE | FALSE | 0 | 925
Commercial_OR - Health_New_Food Preparation_Natural Gas_Double Rack Oven_A | OR | Commercial | OR - Health | New | Food Preparation | Natural Gas | Double Rack Oven | A | FTSC Qualified (>50% Cooking Efficiency) | WCNG133 | Lost Opportunity | n/a | FTSC Qualified (>50% Cooking Efficiency) | LOEven20_OR | 0 | TBD | 1 units | 1 | 0.00016438 | 0% | IL TRM - 4.2.18 - CI-FSE-RKOV-VO2-180101 | PGE Workpaper, PGECOFST109 R6, 2016 | IL TRM - 4.2.18 - CI-FSE-RKOV-VO2-180101 | 12 | 5342.4659 | 0 | 0 | 0 | 1.1667 | 0 | 0 | 0 | 70% | 20% | 0.988% | 100% | EQ | N/A | FALSE | FALSE | 0 | 924
Commercial_OR - Health_New_Food Preparation_Natural Gas_Fryer_A | OR | Commercial | OR - Health | New | Food Preparation | Natural Gas | Fryer | A | ENERGY STAR | WCNG134 | Lost Opportunity | n/a | ENERGY STAR | LO5Med_OR | 0 | TBD | 1 units | 1 | 0.00032049 | 0% | RTF Wkbk - ComCookingFryer_v5_0 | RTF Wkbk - ComCookingFryer_v5_0 | RTF Wkbk - ComCookingFryer_v5_0 | 9 | 933.1211 | 0 | 0 | 0 | 1.0743 | 0 | 0 | 0 | 70% | 20% | 22.87% | 100% | EQ | N/A | FALSE | FALSE | 0 | 929
Commercial_OR - Health_New_Food Preparation_Natural Gas_Broiler_A | OR | Commercial | OR - Health | New | Food Preparation | Natural Gas | Broiler | A | Infrared Burners | WCNG135 | Lost Opportunity | n/a | Infrared Burners | LOEven20_OR | 0 | TBD | 1 units | 1 | 0.00047666 | 0% | IL TRM - 4.2.14 - CI-FSE-IRBL-V02-180101 | IL TRM - 4.2.14 - CI-FSE-IRBL-V02-180101 | IL TRM - 4.2.14 - CI-FSE-IRBL-V02-180101 | 12 | 1166.7179 | 0 | 0 | 0 | 1.1667 | 0 | 0 | 0 | 70% | 20% | 5.15% | 100% | EQ | N/A | FALSE | FALSE | 0 | 928
Commercial_OR - Health_New_Food Preparation_Natural Gas_Griddle_A | OR | Commercial | OR - Health | New | Food Preparation | Natural Gas | Griddle | A | ENERGY STAR | WCNG136 | Lost Opportunity | n/a | ENERGY STAR | LOEven20_OR | 0 | TBD | 1 units | 1 | 0.00018597 | 0% | IL TRM - 4.2.8 - CI-FSE-ESGR-V04-200101 | IL TRM - 4.2.8 - CI-FSE-ESGR-V04-200101 | IL TRM - 4.2.8 - CI-FSE-ESGR-V04-200101 | 12 | 1405.8266 | 0 | 0 | 0 | 1.1247 | 0 | 0 | 0 | 70% | 20% | 5.15% | 100% | EQ | N/A | FALSE | FALSE | 0 | 927
Commercial_OR - Health_New_Food Preparation_Natural Gas_Range_A | OR | Commercial | OR - Health | New | Food Preparation | Natural Gas | Range | A | High Efficiency | WCNG137 | Lost Opportunity | n/a | High Efficiency | LOEven20_OR | 0 | TBD | 1 units | 1 | 0.00018398 | 0% | COOK_OVN-Food Preparation-AEO17-1 | EIA 2018 Tech Forecast | EIA 2018 Tech Forecast | 10 | 0.010631 | 0 | 0 | 0 | 1.0631 | 0 | 0 | 0 | 70% | 20% | 21.77% | 100% | EQ | N/A | FALSE | FALSE | 0 | 923
Commercial_OR - Health_New_Food Preparation_Natural Gas_Steamer_A | OR | Commercial | OR - Health | New | Food Preparation | Natural Gas | Steamer | A | ENERGY STAR | WCNG138 | Lost Opportunity | n/a | ENERGY STAR | LOEven20_OR | 0 | TBD | 1 units | 1 | 0.00027896 | 0% | RTF Wkbk - ComCookingSteamer_v5_0 | RTF Wkbk - ComCookingSteamer_v5_0 | RTF Wkbk - ComCookingSteamer_v5_0 | 8 | 0.010743 | 0 | 737.8685 | 0 | 1.0743 | 0 | 0 | 0 | 70% | 20% | 2.392% | 100% | EQ | N/A | FALSE | FALSE | 0 | 919
Commercial_OR - Health_New_Food Preparation_Natural Gas_Commercial Food Prep Other_A | OR | Commercial | OR - Health | New | Food Preparation | Natural Gas | Commercial Food Prep Other | A | ENERGY STAR | WCNG139 | Lost Opportunity | n/a | ENERGY STAR | LOEven20_OR | 0 | TBD | 1 units | 1 | 6.919e-05 | 0% | N/A | N/A | N/A | 10 | 254.6373 | 0 | 0 | 0 | 1.1857 | 0 | 0 | 0 | 70% | 20% | 0% | 100% | EQ | N/A | FALSE | FALSE | 0 | 918
Commercial_OR - Health_New_Miscellaneous_Natural Gas_Pool Heater_A | OR | Commercial | OR - Health | New | Miscellaneous | Natural Gas | Pool Heater | A | Condensing (EF .90) | WCNG140 | Lost Opportunity | n/a | Condensing (EF .90) | LO1Slow_OR | 0 | TBD | 1 units | 1 | 6.7159e-09 | 0% | DOE Commercial R&D 2016 - Table 7-6 | DOE Commercial R&D 2016 - Table 7-7 | DOE Commercial R&D 2016 - Table 7-9 | 6 | 12715.4132 | 0 | 0 | 0 | 1.1051 | 0 | 0 | 0 | 70% | 20% | 0% | 100% | EQ | N/A | FALSE | FALSE | 0 | 917
Commercial_OR - Miscellaneous_Existing_Space Heating_Natural Gas_Furnace_A | OR | Commercial | OR - Miscellaneous | Existing | Space Heating | Natural Gas | Furnace | A | AFUE 90% | WCNG141 | Lost Opportunity | n/a | AFUE 90% | LO1Slow_OR | 0 | TBD | 400 kBtu/hr | 1 | 0.000162 | 0% | EIA18_Tech Forecast Updates_p.90_2020 Typical | EIA18_Tech Forecast Updates_p.90_2020 Typical | AEG BEST | 23 | 956.7894 | 5.7244 | 0 | 0 | 1.0631 | 638.6601 | 0 | 0 | 70% | 20% | 53.91% | 100% | EQ | N/A | FALSE | FALSE | 1247.7565 | 44
Commercial_OR - Miscellaneous_Existing_Space Heating_Natural Gas_Boiler_A | OR | Commercial | OR - Miscellaneous | Existing | Space Heating | Natural Gas | Boiler | A | AFUE 85% | WCNG142 | Lost Opportunity | n/a | AFUE 85% | LO20Fast_OR | 0 | TBD | 800 kBtu/hr | 1 | 8.1e-05 | 0% | EIA 2018 Tech Forecast | EIA 2018 Tech Forecast | AEG BEST | 25 | 21006.5738 | 0 | 0 | 0 | 1.05 | 2088.5667 | 0 | 0 | 70% | 20% | 25.45% | 100% | EQ | N/A | FALSE | FALSE | 2881.0004 | 45
Commercial_OR - Miscellaneous_Existing_Space Heating_Natural Gas_Unit Heater_A | OR | Commercial | OR - Miscellaneous | Existing | Space Heating | Natural Gas | Unit Heater | A | Condensing | WCNG143 | Lost Opportunity | n/a | Condensing | LO5Med_OR | 0 | TBD | 120 kBtu/Hr | 1 | 1.1856e-06 | 0% | Xcel CO 2021/22 DSM Plan/TRM p.424 | Xcel CO 2021/22 DSM Plan/TRM p.416 | Xcel CO 2021/22 DSM Plan/TRM p.416 | 20 | 16127.3721 | 2197.2892 | 0 | 0 | 1.0873 | 30983.2092 | 0 | 0 | 70% | 20% | 0.4776% | 100% | EQ | N/A | FALSE | FALSE | 180.5719 | 42
Commercial_OR - Miscellaneous_Existing_Water Heating_Natural Gas_Water Heater_A | OR | Commercial | OR - Miscellaneous | Existing | Water Heating | Natural Gas | Water Heater | A | TE 96% | WCNG144 | Lost Opportunity | n/a | TE 96% | LO12Med_OR | 0 | TBD | 1 kBtu/hr | 1 | 0.0069511 | 0% | AEO 2021 - gas_water_heater 2017 ENERGY STAR | AEO 2021 - gas_water_heater 2017 ENERGY STAR | DHW_WH-Water Heating-NMTRM-2016-7 | 10 | 4.8991 | 0 | 1.3034 | 0 | 1.1464 | 4.8851 | 0 | 0 | 70% | 20% | 59.12% | 100% | EQ | N/A | FALSE | FALSE | 831.1094 | 43
Commercial_OR - Miscellaneous_Existing_Food Preparation_Natural Gas_Oven_A | OR | Commercial | OR - Miscellaneous | Existing | Food Preparation | Natural Gas | Oven | A | ENERGY STAR (>42% Baking Efficiency) | WCNG145 | Lost Opportunity | n/a | ENERGY STAR (>42% Baking Efficiency) | LOEven20_OR | 0 | TBD | 1 units | 1 | 1.5567e-05 | 0% | IL TRM - 4.2.1 - CI-FSE-CBOV-V02-160601 | EIA 2018 Tech Forecast | ETO Measure Input Sheet | 12 | 436.3686 | 0 | 0 | 0 | 1.1247 | 106.6752 | 0 | 0 | 70% | 20% | 33.1% | 100% | EQ | N/A | FALSE | FALSE | 1672.3763 | 48
Commercial_OR - Miscellaneous_Existing_Food Preparation_Natural Gas_Conveyor Oven_A | OR | Commercial | OR - Miscellaneous | Existing | Food Preparation | Natural Gas | Conveyor Oven | A | Efficient (>42% Baking Efficiency) | WCNG146 | Lost Opportunity | n/a | Efficient (>42% Baking Efficiency) | LOEven20_OR | 0 | TBD | 1 units | 1 | 8.0152e-06 | 0% | IL TRM - 4.2.4 - CI-FSE-CVOV-V02-180101 | PGE Workpaper, PGECOFST117 R5, 2015 | MN TRM 3.1 - Gas Conveyor Oven v1.1 | 17 | 2424.76 | 0 | 0 | 0 | 1.0873 | 692.0657 | 0 | 0 | 70% | 20% | 16.55% | 100% | EQ | N/A | FALSE | FALSE | 1120.2944 | 49
Commercial_OR - Miscellaneous_Existing_Food Preparation_Natural Gas_Double Rack Oven_A | OR | Commercial | OR - Miscellaneous | Existing | Food Preparation | Natural Gas | Double Rack Oven | A | FTSC Qualified (>50% Cooking Efficiency) | WCNG147 | Lost Opportunity | n/a | FTSC Qualified (>50% Cooking Efficiency) | LOEven20_OR | 0 | TBD | 1 units | 1 | 9.9866e-06 | 0% | IL TRM - 4.2.18 - CI-FSE-RKOV-VO2-180101 | PGE Workpaper, PGECOFST109 R6, 2016 | IL TRM - 4.2.18 - CI-FSE-RKOV-VO2-180101 | 12 | 5342.4659 | 0 | 0 | 0 | 1.1667 | 1621.62 | 0 | 0 | 70% | 20% | 16.55% | 100% | EQ | N/A | FALSE | FALSE | 1346.9045 | 39
Commercial_OR - Miscellaneous_Existing_Food Preparation_Natural Gas_Fryer_A | OR | Commercial | OR - Miscellaneous | Existing | Food Preparation | Natural Gas | Fryer | A | ENERGY STAR | WCNG148 | Lost Opportunity | n/a | ENERGY STAR | LO5Med_OR | 0 | TBD | 1 units | 1 | 1.9471e-05 | 0% | RTF Wkbk - ComCookingFryer_v5_0 | RTF Wkbk - ComCookingFryer_v5_0 | RTF Wkbk - ComCookingFryer_v5_0 | 9 | 933.1211 | 0 | 0 | 0 | 1.0743 | 395.2691 | 0 | 0 | 70% | 20% | 2.842% | 100% | EQ | N/A | FALSE | FALSE | 1274.2627 | 58
Commercial_OR - Miscellaneous_Existing_Food Preparation_Natural Gas_Broiler_A | OR | Commercial | OR - Miscellaneous | Existing | Food Preparation | Natural Gas | Broiler | A | Infrared Burners | WCNG149 | Lost Opportunity | n/a | Infrared Burners | LOEven20_OR | 0 | TBD | 1 units | 1 | 2.8959e-05 | 0% | IL TRM - 4.2.14 - CI-FSE-IRBL-V02-180101 | IL TRM - 4.2.14 - CI-FSE-IRBL-V02-180101 | IL TRM - 4.2.14 - CI-FSE-IRBL-V02-180101 | 12 | 1166.7179 | 0 | 0 | 0 | 1.1667 | 240.24 | 0 | 0 | 70% | 20% | 32.39% | 100% | EQ | N/A | FALSE | FALSE | 1985.4762 | 59
Commercial_OR - Miscellaneous_Existing_Food Preparation_Natural Gas_Griddle_A | OR | Commercial | OR - Miscellaneous | Existing | Food Preparation | Natural Gas | Griddle | A | ENERGY STAR | WCNG150 | Lost Opportunity | n/a | ENERGY STAR | LOEven20_OR | 0 | TBD | 1 units | 1 | 1.1299e-05 | 0% | IL TRM - 4.2.8 - CI-FSE-ESGR-V04-200101 | IL TRM - 4.2.8 - CI-FSE-ESGR-V04-200101 | IL TRM - 4.2.8 - CI-FSE-ESGR-V04-200101 | 12 | 1405.8266 | 0 | 0 | 0 | 1.1247 | 167.9465 | 0 | 0 | 70% | 20% | 35.93% | 100% | EQ | N/A | FALSE | FALSE | 3422.1973 | 64
Commercial_OR - Miscellaneous_Existing_Food Preparation_Natural Gas_Range_A | OR | Commercial | OR - Miscellaneous | Existing | Food Preparation | Natural Gas | Range | A | High Efficiency | WCNG151 | Lost Opportunity | n/a | High Efficiency | LOEven20_OR | 0 | TBD | 1 units | 1 | 1.1178e-05 | 0% | COOK_OVN-Food Preparation-AEO17-1 | EIA 2018 Tech Forecast | EIA 2018 Tech Forecast | 10 | 0.010631 | 0 | 0 | 0 | 1.0631 | 171.4286 | 0 | 0 | 70% | 20% | 39.94% | 100% | EQ | N/A | FALSE | FALSE | 0.029988 | 65
Commercial_OR - Miscellaneous_Existing_Food Preparation_Natural Gas_Steamer_A | OR | Commercial | OR - Miscellaneous | Existing | Food Preparation | Natural Gas | Steamer | A | ENERGY STAR | WCNG152 | Lost Opportunity | n/a | ENERGY STAR | LOEven20_OR | 0 | TBD | 1 units | 1 | 1.6948e-05 | 0% | RTF Wkbk - ComCookingSteamer_v5_0 | RTF Wkbk - ComCookingSteamer_v5_0 | RTF Wkbk - ComCookingSteamer_v5_0 | 8 | 0.010743 | 0 | 737.8685 | 0 | 1.0743 | 1215.1419 | 0 | 0 | 70% | 20% | 1.408% | 100% | EQ | N/A | FALSE | FALSE | 0.0054566 | 62
Commercial_OR - Miscellaneous_Existing_Food Preparation_Natural Gas_Commercial Food Prep Other_A | OR | Commercial | OR - Miscellaneous | Existing | Food Preparation | Natural Gas | Commercial Food Prep Other | A | ENERGY STAR | WCNG153 | Lost Opportunity | n/a | ENERGY STAR | LOEven20_OR | 0 | TBD | 1 units | 1 | 4.2036e-06 | 0% | N/A | N/A | N/A | 10 | 254.6373 | 0 | 0 | 0 | 1.1857 | 0 | 0 | 0 | 70% | 20% | 0% | 100% | EQ | N/A | FALSE | FALSE | 0 | 930
Commercial_OR - Miscellaneous_Existing_Miscellaneous_Natural Gas_Pool Heater_A | OR | Commercial | OR - Miscellaneous | Existing | Miscellaneous | Natural Gas | Pool Heater | A | Condensing (EF .90) | WCNG154 | Lost Opportunity | n/a | Condensing (EF .90) | LO1Slow_OR | 0 | TBD | 1 units | 1 | 1.2995e-05 | 0% | DOE Commercial R&D 2016 - Table 7-6 | DOE Commercial R&D 2016 - Table 7-7 | DOE Commercial R&D 2016 - Table 7-9 | 6 | 12715.4132 | 0 | 0 | 0 | 1.1051 | 2233.5 | 0 | 0 | 70% | 20% | 1.215% | 100% | EQ | N/A | FALSE | FALSE | 5108.8094 | 63
Commercial_OR - Miscellaneous_New_Space Heating_Natural Gas_Furnace_A | OR | Commercial | OR - Miscellaneous | New | Space Heating | Natural Gas | Furnace | A | AFUE 90% | WCNG155 | Lost Opportunity | n/a | AFUE 90% | LO1Slow_OR | 0 | TBD | 400 kBtu/hr | 1 | 0.000162 | 0% | EIA18_Tech Forecast Updates_p.90_2020 Typical | EIA18_Tech Forecast Updates_p.90_2020 Typical | AEG BEST | 23 | 956.7894 | 5.7244 | 0 | 0 | 1.0631 | 0 | 0 | 0 | 70% | 20% | 53.91% | 100% | EQ | N/A | FALSE | FALSE | 0 | 934
Commercial_OR - Miscellaneous_New_Space Heating_Natural Gas_Boiler_A | OR | Commercial | OR - Miscellaneous | New | Space Heating | Natural Gas | Boiler | A | AFUE 85% | WCNG156 | Lost Opportunity | n/a | AFUE 85% | LO20Fast_OR | 0 | TBD | 800 kBtu/hr | 1 | 8.1e-05 | 0% | EIA 2018 Tech Forecast | EIA 2018 Tech Forecast | AEG BEST | 25 | 21006.5738 | 0 | 0 | 0 | 1.05 | 0 | 0 | 0 | 70% | 20% | 25.45% | 100% | EQ | N/A | FALSE | FALSE | 0 | 933
Commercial_OR - Miscellaneous_New_Space Heating_Natural Gas_Unit Heater_A | OR | Commercial | OR - Miscellaneous | New | Space Heating | Natural Gas | Unit Heater | A | Condensing | WCNG157 | Lost Opportunity | n/a | Condensing | LO5Med_OR | 0 | TBD | 120 kBtu/Hr | 1 | 1.1856e-06 | 0% | Xcel CO 2021/22 DSM Plan/TRM p.424 | Xcel CO 2021/22 DSM Plan/TRM p.416 | Xcel CO 2021/22 DSM Plan/TRM p.416 | 20 | 16127.3721 | 2197.2892 | 0 | 0 | 1.0873 | 0 | 0 | 0 | 70% | 20% | 0.4776% | 100% | EQ | N/A | FALSE | FALSE | 0 | 900
Commercial_OR - Miscellaneous_New_Water Heating_Natural Gas_Water Heater_A | OR | Commercial | OR - Miscellaneous | New | Water Heating | Natural Gas | Water Heater | A | TE 96% | WCNG158 | Lost Opportunity | n/a | TE 96% | LO12Med_OR | 0 | TBD | 1 kBtu/hr | 1 | 0.0069511 | 0% | AEO 2021 - gas_water_heater 2017 ENERGY STAR | AEO 2021 - gas_water_heater 2017 ENERGY STAR | DHW_WH-Water Heating-NMTRM-2016-7 | 10 | 4.8991 | 0 | 1.3034 | 0 | 1.1464 | 0 | 0 | 0 | 70% | 20% | 59.12% | 100% | EQ | N/A | FALSE | FALSE | 0 | 899
Commercial_OR - Miscellaneous_New_Food Preparation_Natural Gas_Oven_A | OR | Commercial | OR - Miscellaneous | New | Food Preparation | Natural Gas | Oven | A | ENERGY STAR (>42% Baking Efficiency) | WCNG159 | Lost Opportunity | n/a | ENERGY STAR (>42% Baking Efficiency) | LOEven20_OR | 0 | TBD | 1 units | 1 | 1.5567e-05 | 0% | IL TRM - 4.2.1 - CI-FSE-CBOV-V02-160601 | EIA 2018 Tech Forecast | ETO Measure Input Sheet | 12 | 436.3686 | 0 | 0 | 0 | 1.1247 | 0 | 0 | 0 | 70% | 20% | 33.1% | 100% | EQ | N/A | FALSE | FALSE | 0 | 898
Commercial_OR - Miscellaneous_New_Food Preparation_Natural Gas_Conveyor Oven_A | OR | Commercial | OR - Miscellaneous | New | Food Preparation | Natural Gas | Conveyor Oven | A | Efficient (>42% Baking Efficiency) | WCNG160 | Lost Opportunity | n/a | Efficient (>42% Baking Efficiency) | LOEven20_OR | 0 | TBD | 1 units | 1 | 8.0152e-06 | 0% | IL TRM - 4.2.4 - CI-FSE-CVOV-V02-180101 | PGE Workpaper, PGECOFST117 R5, 2015 | MN TRM 3.1 - Gas Conveyor Oven v1.1 | 17 | 2424.76 | 0 | 0 | 0 | 1.0873 | 0 | 0 | 0 | 70% | 20% | 16.55% | 100% | EQ | N/A | FALSE | FALSE | 0 | 903
Commercial_OR - Miscellaneous_New_Food Preparation_Natural Gas_Double Rack Oven_A | OR | Commercial | OR - Miscellaneous | New | Food Preparation | Natural Gas | Double Rack Oven | A | FTSC Qualified (>50% Cooking Efficiency) | WCNG161 | Lost Opportunity | n/a | FTSC Qualified (>50% Cooking Efficiency) | LOEven20_OR | 0 | TBD | 1 units | 1 | 9.9866e-06 | 0% | IL TRM - 4.2.18 - CI-FSE-RKOV-VO2-180101 | PGE Workpaper, PGECOFST109 R6, 2016 | IL TRM - 4.2.18 - CI-FSE-RKOV-VO2-180101 | 12 | 5342.4659 | 0 | 0 | 0 | 1.1667 | 0 | 0 | 0 | 70% | 20% | 16.55% | 100% | EQ | N/A | FALSE | FALSE | 0 | 902
Commercial_OR - Miscellaneous_New_Food Preparation_Natural Gas_Fryer_A | OR | Commercial | OR - Miscellaneous | New | Food Preparation | Natural Gas | Fryer | A | ENERGY STAR | WCNG162 | Lost Opportunity | n/a | ENERGY STAR | LO5Med_OR | 0 | TBD | 1 units | 1 | 1.9471e-05 | 0% | RTF Wkbk - ComCookingFryer_v5_0 | RTF Wkbk - ComCookingFryer_v5_0 | RTF Wkbk - ComCookingFryer_v5_0 | 9 | 933.1211 | 0 | 0 | 0 | 1.0743 | 0 | 0 | 0 | 70% | 20% | 2.842% | 100% | EQ | N/A | FALSE | FALSE | 0 | 901
Commercial_OR - Miscellaneous_New_Food Preparation_Natural Gas_Broiler_A | OR | Commercial | OR - Miscellaneous | New | Food Preparation | Natural Gas | Broiler | A | Infrared Burners | WCNG163 | Lost Opportunity | n/a | Infrared Burners | LOEven20_OR | 0 | TBD | 1 units | 1 | 2.8959e-05 | 0% | IL TRM - 4.2.14 - CI-FSE-IRBL-V02-180101 | IL TRM - 4.2.14 - CI-FSE-IRBL-V02-180101 | IL TRM - 4.2.14 - CI-FSE-IRBL-V02-180101 | 12 | 1166.7179 | 0 | 0 | 0 | 1.1667 | 0 | 0 | 0 | 70% | 20% | 32.39% | 100% | EQ | N/A | FALSE | FALSE | 0 | 897
Commercial_OR - Miscellaneous_New_Food Preparation_Natural Gas_Griddle_A | OR | Commercial | OR - Miscellaneous | New | Food Preparation | Natural Gas | Griddle | A | ENERGY STAR | WCNG164 | Lost Opportunity | n/a | ENERGY STAR | LOEven20_OR | 0 | TBD | 1 units | 1 | 1.1299e-05 | 0% | IL TRM - 4.2.8 - CI-FSE-ESGR-V04-200101 | IL TRM - 4.2.8 - CI-FSE-ESGR-V04-200101 | IL TRM - 4.2.8 - CI-FSE-ESGR-V04-200101 | 12 | 1405.8266 | 0 | 0 | 0 | 1.1247 | 0 | 0 | 0 | 70% | 20% | 35.93% | 100% | EQ | N/A | FALSE | FALSE | 0 | 893
Commercial_OR - Miscellaneous_New_Food Preparation_Natural Gas_Range_A | OR | Commercial | OR - Miscellaneous | New | Food Preparation | Natural Gas | Range | A | High Efficiency | WCNG165 | Lost Opportunity | n/a | High Efficiency | LOEven20_OR | 0 | TBD | 1 units | 1 | 1.1178e-05 | 0% | COOK_OVN-Food Preparation-AEO17-1 | EIA 2018 Tech Forecast | EIA 2018 Tech Forecast | 10 | 0.010631 | 0 | 0 | 0 | 1.0631 | 0 | 0 | 0 | 70% | 20% | 39.94% | 100% | EQ | N/A | FALSE | FALSE | 0 | 892
Commercial_OR - Miscellaneous_New_Food Preparation_Natural Gas_Steamer_A | OR | Commercial | OR - Miscellaneous | New | Food Preparation | Natural Gas | Steamer | A | ENERGY STAR | WCNG166 | Lost Opportunity | n/a | ENERGY STAR | LOEven20_OR | 0 | TBD | 1 units | 1 | 1.6948e-05 | 0% | RTF Wkbk - ComCookingSteamer_v5_0 | RTF Wkbk - ComCookingSteamer_v5_0 | RTF Wkbk - ComCookingSteamer_v5_0 | 8 | 0.010743 | 0 | 737.8685 | 0 | 1.0743 | 0 | 0 | 0 | 70% | 20% | 1.408% | 100% | EQ | N/A | FALSE | FALSE | 0 | 891
Commercial_OR - Miscellaneous_New_Food Preparation_Natural Gas_Commercial Food Prep Other_A | OR | Commercial | OR - Miscellaneous | New | Food Preparation | Natural Gas | Commercial Food Prep Other | A | ENERGY STAR | WCNG167 | Lost Opportunity | n/a | ENERGY STAR | LOEven20_OR | 0 | TBD | 1 units | 1 | 4.2036e-06 | 0% | N/A | N/A | N/A | 10 | 254.6373 | 0 | 0 | 0 | 1.1857 | 0 | 0 | 0 | 70% | 20% | 0% | 100% | EQ | N/A | FALSE | FALSE | 0 | 896
Commercial_OR - Miscellaneous_New_Miscellaneous_Natural Gas_Pool Heater_A | OR | Commercial | OR - Miscellaneous | New | Miscellaneous | Natural Gas | Pool Heater | A | Condensing (EF .90) | WCNG168 | Lost Opportunity | n/a | Condensing (EF .90) | LO1Slow_OR | 0 | TBD | 1 units | 1 | 1.2995e-05 | 0% | DOE Commercial R&D 2016 - Table 7-6 | DOE Commercial R&D 2016 - Table 7-7 | DOE Commercial R&D 2016 - Table 7-9 | 6 | 12715.4132 | 0 | 0 | 0 | 1.1051 | 0 | 0 | 0 | 70% | 20% | 1.215% | 100% | EQ | N/A | FALSE | FALSE | 0 | 895
Commercial_Interruptible - College_Existing_Space Heating_Natural Gas_Furnace_A | OR | Commercial | Interruptible - College | Existing | Space Heating | Natural Gas | Furnace | A | AFUE 90% | WCNG169 | Lost Opportunity | n/a | AFUE 90% | LO1Slow_OR | 0 | TBD | 400 kBtu/hr | 1 | 0.000162 | 0% | EIA18_Tech Forecast Updates_p.90_2020 Typical | EIA18_Tech Forecast Updates_p.90_2020 Typical | AEG BEST | 23 | 956.7894 | 5.7244 | 0 | 0 | 1.0631 | 246.556 | 0 | 0 | 70% | 20% | 8.126% | 100% | EQ | N/A | FALSE | FALSE | 3232.095 | 52
Commercial_Interruptible - College_Existing_Space Heating_Natural Gas_Boiler_A | OR | Commercial | Interruptible - College | Existing | Space Heating | Natural Gas | Boiler | A | AFUE 85% | WCNG170 | Lost Opportunity | n/a | AFUE 85% | LO20Fast_OR | 0 | TBD | 800 kBtu/hr | 1 | 8.1e-05 | 0% | EIA 2018 Tech Forecast | EIA 2018 Tech Forecast | AEG BEST | 25 | 6982.7461 | 0 | 0 | 0 | 1.05 | 375.9733 | 0 | 0 | 70% | 20% | 69.31% | 100% | EQ | N/A | FALSE | FALSE | 4998.5223 | 53
Commercial_Interruptible - College_Existing_Space Heating_Natural Gas_Unit Heater_A | OR | Commercial | Interruptible - College | Existing | Space Heating | Natural Gas | Unit Heater | A | Condensing | WCNG171 | Lost Opportunity | n/a | Condensing | LO5Med_OR | 0 | TBD | 120 kBtu/Hr | 1 | 4.5769e-07 | 0% | Xcel CO 2021/22 DSM Plan/TRM p.424 | Xcel CO 2021/22 DSM Plan/TRM p.416 | Xcel CO 2021/22 DSM Plan/TRM p.416 | 20 | 16127.3721 | 2197.2892 | 0 | 0 | 1.0873 | 0 | 0 | 0 | 70% | 20% | 0% | 100% | EQ | N/A | FALSE | FALSE | 0 | 912
Commercial_Interruptible - College_Existing_Water Heating_Natural Gas_Water Heater_A | OR | Commercial | Interruptible - College | Existing | Water Heating | Natural Gas | Water Heater | A | TE 96% | WCNG172 | Lost Opportunity | n/a | TE 96% | LO12Med_OR | 0 | TBD | 1 kBtu/hr | 1 | 0.0041992 | 0% | AEO 2021 - gas_water_heater 2017 ENERGY STAR | AEO 2021 - gas_water_heater 2017 ENERGY STAR | DHW_WH-Water Heating-NMTRM-2016-7 | 10 | 4.8991 | 0 | 1.3034 | 0 | 1.1464 | 4.8851 | 0 | 0 | 70% | 20% | 87.23% | 100% | EQ | N/A | FALSE | FALSE | 831.1094 | 50
Commercial_Interruptible - College_Existing_Food Preparation_Natural Gas_Oven_A | OR | Commercial | Interruptible - College | Existing | Food Preparation | Natural Gas | Oven | A | ENERGY STAR (>42% Baking Efficiency) | WCNG173 | Lost Opportunity | n/a | ENERGY STAR (>42% Baking Efficiency) | LOEven20_OR | 0 | TBD | 1 units | 1 | 1.7996e-05 | 0% | IL TRM - 4.2.1 - CI-FSE-CBOV-V02-160601 | EIA 2018 Tech Forecast | ETO Measure Input Sheet | 12 | 436.3686 | 0 | 0 | 0 | 1.1247 | 106.6752 | 0 | 0 | 70% | 20% | 8.361% | 100% | EQ | N/A | FALSE | FALSE | 1672.3763 | 51
Commercial_Interruptible - College_Existing_Food Preparation_Natural Gas_Conveyor Oven_A | OR | Commercial | Interruptible - College | Existing | Food Preparation | Natural Gas | Conveyor Oven | A | Efficient (>42% Baking Efficiency) | WCNG174 | Lost Opportunity | n/a | Efficient (>42% Baking Efficiency) | LOEven20_OR | 0 | TBD | 1 units | 1 | 9.2659e-06 | 0% | IL TRM - 4.2.4 - CI-FSE-CVOV-V02-180101 | PGE Workpaper, PGECOFST117 R5, 2015 | MN TRM 3.1 - Gas Conveyor Oven v1.1 | 17 | 2424.76 | 0 | 0 | 0 | 1.0873 | 692.0657 | 0 | 0 | 70% | 20% | 4.18% | 100% | EQ | N/A | FALSE | FALSE | 1120.2944 | 56
Commercial_Interruptible - College_Existing_Food Preparation_Natural Gas_Double Rack Oven_A | OR | Commercial | Interruptible - College | Existing | Food Preparation | Natural Gas | Double Rack Oven | A | FTSC Qualified (>50% Cooking Efficiency) | WCNG175 | Lost Opportunity | n/a | FTSC Qualified (>50% Cooking Efficiency) | LOEven20_OR | 0 | TBD | 1 units | 1 | 1.1545e-05 | 0% | IL TRM - 4.2.18 - CI-FSE-RKOV-VO2-180101 | PGE Workpaper, PGECOFST109 R6, 2016 | IL TRM - 4.2.18 - CI-FSE-RKOV-VO2-180101 | 12 | 5342.4659 | 0 | 0 | 0 | 1.1667 | 1621.62 | 0 | 0 | 70% | 20% | 4.18% | 100% | EQ | N/A | FALSE | FALSE | 1346.9045 | 57
Commercial_Interruptible - College_Existing_Food Preparation_Natural Gas_Fryer_A | OR | Commercial | Interruptible - College | Existing | Food Preparation | Natural Gas | Fryer | A | ENERGY STAR | WCNG176 | Lost Opportunity | n/a | ENERGY STAR | LO5Med_OR | 0 | TBD | 1 units | 1 | 2.251e-05 | 0% | RTF Wkbk - ComCookingFryer_v5_0 | RTF Wkbk - ComCookingFryer_v5_0 | RTF Wkbk - ComCookingFryer_v5_0 | 9 | 933.1211 | 0 | 0 | 0 | 1.0743 | 395.2691 | 0 | 0 | 70% | 20% | 10.82% | 100% | EQ | N/A | FALSE | FALSE | 1274.2627 | 54
Commercial_Interruptible - College_Existing_Food Preparation_Natural Gas_Broiler_A | OR | Commercial | Interruptible - College | Existing | Food Preparation | Natural Gas | Broiler | A | Infrared Burners | WCNG177 | Lost Opportunity | n/a | Infrared Burners | LOEven20_OR | 0 | TBD | 1 units | 1 | 3.3478e-05 | 0% | IL TRM - 4.2.14 - CI-FSE-IRBL-V02-180101 | IL TRM - 4.2.14 - CI-FSE-IRBL-V02-180101 | IL TRM - 4.2.14 - CI-FSE-IRBL-V02-180101 | 12 | 1166.7179 | 0 | 0 | 0 | 1.1667 | 240.24 | 0 | 0 | 70% | 20% | 16.72% | 100% | EQ | N/A | FALSE | FALSE | 1985.4762 | 55
Commercial_Interruptible - College_Existing_Food Preparation_Natural Gas_Griddle_A | OR | Commercial | Interruptible - College | Existing | Food Preparation | Natural Gas | Griddle | A | ENERGY STAR | WCNG178 | Lost Opportunity | n/a | ENERGY STAR | LOEven20_OR | 0 | TBD | 1 units | 1 | 1.3062e-05 | 0% | IL TRM - 4.2.8 - CI-FSE-ESGR-V04-200101 | IL TRM - 4.2.8 - CI-FSE-ESGR-V04-200101 | IL TRM - 4.2.8 - CI-FSE-ESGR-V04-200101 | 12 | 1405.8266 | 0 | 0 | 0 | 1.1247 | 167.9465 | 0 | 0 | 70% | 20% | 23.61% | 100% | EQ | N/A | FALSE | FALSE | 3422.1973 | 1
Commercial_Interruptible - College_Existing_Food Preparation_Natural Gas_Range_A | OR | Commercial | Interruptible - College | Existing | Food Preparation | Natural Gas | Range | A | High Efficiency | WCNG179 | Lost Opportunity | n/a | High Efficiency | LOEven20_OR | 0 | TBD | 1 units | 1 | 1.2922e-05 | 0% | COOK_OVN-Food Preparation-AEO17-1 | EIA 2018 Tech Forecast | EIA 2018 Tech Forecast | 10 | 0.010631 | 0 | 0 | 0 | 1.0631 | 171.4286 | 0 | 0 | 70% | 20% | 29.18% | 100% | EQ | N/A | FALSE | FALSE | 0.029988 | 8
Commercial_Interruptible - College_Existing_Food Preparation_Natural Gas_Steamer_A | OR | Commercial | Interruptible - College | Existing | Food Preparation | Natural Gas | Steamer | A | ENERGY STAR | WCNG180 | Lost Opportunity | n/a | ENERGY STAR | LOEven20_OR | 0 | TBD | 1 units | 1 | 1.9593e-05 | 0% | RTF Wkbk - ComCookingSteamer_v5_0 | RTF Wkbk - ComCookingSteamer_v5_0 | RTF Wkbk - ComCookingSteamer_v5_0 | 8 | 0.010743 | 0 | 737.8685 | 0 | 1.0743 | 1215.1419 | 0 | 0 | 70% | 20% | 10.49% | 100% | EQ | N/A | FALSE | FALSE | 0.0054566 | 5
Commercial_Interruptible - College_Existing_Food Preparation_Natural Gas_Commercial Food Prep Other_A | OR | Commercial | Interruptible - College | Existing | Food Preparation | Natural Gas | Commercial Food Prep Other | A | ENERGY STAR | WCNG181 | Lost Opportunity | n/a | ENERGY STAR | LOEven20_OR | 0 | TBD | 1 units | 1 | 4.8596e-06 | 0% | N/A | N/A | N/A | 10 | 254.6373 | 0 | 0 | 0 | 1.1857 | 366.1618 | 0 | 0 | 70% | 20% | 1.311% | 100% | EQ | N/A | FALSE | FALSE | 336.2867 | 6
Commercial_Interruptible - College_Existing_Miscellaneous_Natural Gas_Pool Heater_A | OR | Commercial | Interruptible - College | Existing | Miscellaneous | Natural Gas | Pool Heater | A | Condensing (EF .90) | WCNG182 | Lost Opportunity | n/a | Condensing (EF .90) | LO1Slow_OR | 0 | TBD | 1 units | 1 | 1.5386e-07 | 0% | DOE Commercial R&D 2016 - Table 7-6 | DOE Commercial R&D 2016 - Table 7-7 | DOE Commercial R&D 2016 - Table 7-9 | 6 | 12715.4132 | 0 | 0 | 0 | 1.1051 | 2233.5 | 0 | 0 | 70% | 20% | 1.215% | 100% | EQ | N/A | FALSE | FALSE | 5108.8094 | 27
Commercial_Interruptible - College_New_Space Heating_Natural Gas_Furnace_A | OR | Commercial | Interruptible - College | New | Space Heating | Natural Gas | Furnace | A | AFUE 90% | WCNG183 | Lost Opportunity | n/a | AFUE 90% | LO1Slow_OR | 0 | TBD | 400 kBtu/hr | 1 | 0.000162 | 0% | EIA18_Tech Forecast Updates_p.90_2020 Typical | EIA18_Tech Forecast Updates_p.90_2020 Typical | AEG BEST | 23 | 956.7894 | 5.7244 | 0 | 0 | 1.0631 | 0 | 0 | 0 | 70% | 20% | 8.126% | 100% | EQ | N/A | FALSE | FALSE | 0 | 943
Commercial_Interruptible - College_New_Space Heating_Natural Gas_Boiler_A | OR | Commercial | Interruptible - College | New | Space Heating | Natural Gas | Boiler | A | AFUE 85% | WCNG184 | Lost Opportunity | n/a | AFUE 85% | LO20Fast_OR | 0 | TBD | 800 kBtu/hr | 1 | 8.1e-05 | 0% | EIA 2018 Tech Forecast | EIA 2018 Tech Forecast | AEG BEST | 25 | 6982.7461 | 0 | 0 | 0 | 1.05 | 0 | 0 | 0 | 70% | 20% | 69.31% | 100% | EQ | N/A | FALSE | FALSE | 0 | 979
Commercial_Interruptible - College_New_Space Heating_Natural Gas_Unit Heater_A | OR | Commercial | Interruptible - College | New | Space Heating | Natural Gas | Unit Heater | A | Condensing | WCNG185 | Lost Opportunity | n/a | Condensing | LO5Med_OR | 0 | TBD | 120 kBtu/Hr | 1 | 4.5769e-07 | 0% | Xcel CO 2021/22 DSM Plan/TRM p.424 | Xcel CO 2021/22 DSM Plan/TRM p.416 | Xcel CO 2021/22 DSM Plan/TRM p.416 | 20 | 16127.3721 | 2197.2892 | 0 | 0 | 1.0873 | 0 | 0 | 0 | 70% | 20% | 0% | 100% | EQ | N/A | FALSE | FALSE | 0 | 978
Commercial_Interruptible - College_New_Water Heating_Natural Gas_Water Heater_A | OR | Commercial | Interruptible - College | New | Water Heating | Natural Gas | Water Heater | A | TE 96% | WCNG186 | Lost Opportunity | n/a | TE 96% | LO12Med_OR | 0 | TBD | 1 kBtu/hr | 1 | 0.0041992 | 0% | AEO 2021 - gas_water_heater 2017 ENERGY STAR | AEO 2021 - gas_water_heater 2017 ENERGY STAR | DHW_WH-Water Heating-NMTRM-2016-7 | 10 | 4.8991 | 0 | 1.3034 | 0 | 1.1464 | 0 | 0 | 0 | 70% | 20% | 87.23% | 100% | EQ | N/A | FALSE | FALSE | 0 | 977
Commercial_Interruptible - College_New_Food Preparation_Natural Gas_Oven_A | OR | Commercial | Interruptible - College | New | Food Preparation | Natural Gas | Oven | A | ENERGY STAR (>42% Baking Efficiency) | WCNG187 | Lost Opportunity | n/a | ENERGY STAR (>42% Baking Efficiency) | LOEven20_OR | 0 | TBD | 1 units | 1 | 1.7996e-05 | 0% | IL TRM - 4.2.1 - CI-FSE-CBOV-V02-160601 | EIA 2018 Tech Forecast | ETO Measure Input Sheet | 12 | 436.3686 | 0 | 0 | 0 | 1.1247 | 0 | 0 | 0 | 70% | 20% | 8.361% | 100% | EQ | N/A | FALSE | FALSE | 0 | 982
Commercial_Interruptible - College_New_Food Preparation_Natural Gas_Conveyor Oven_A | OR | Commercial | Interruptible - College | New | Food Preparation | Natural Gas | Conveyor Oven | A | Efficient (>42% Baking Efficiency) | WCNG188 | Lost Opportunity | n/a | Efficient (>42% Baking Efficiency) | LOEven20_OR | 0 | TBD | 1 units | 1 | 9.2659e-06 | 0% | IL TRM - 4.2.4 - CI-FSE-CVOV-V02-180101 | PGE Workpaper, PGECOFST117 R5, 2015 | MN TRM 3.1 - Gas Conveyor Oven v1.1 | 17 | 2424.76 | 0 | 0 | 0 | 1.0873 | 0 | 0 | 0 | 70% | 20% | 4.18% | 100% | EQ | N/A | FALSE | FALSE | 0 | 981
Commercial_Interruptible - College_New_Food Preparation_Natural Gas_Double Rack Oven_A | OR | Commercial | Interruptible - College | New | Food Preparation | Natural Gas | Double Rack Oven | A | FTSC Qualified (>50% Cooking Efficiency) | WCNG189 | Lost Opportunity | n/a | FTSC Qualified (>50% Cooking Efficiency) | LOEven20_OR | 0 | TBD | 1 units | 1 | 1.1545e-05 | 0% | IL TRM - 4.2.18 - CI-FSE-RKOV-VO2-180101 | PGE Workpaper, PGECOFST109 R6, 2016 | IL TRM - 4.2.18 - CI-FSE-RKOV-VO2-180101 | 12 | 5342.4659 | 0 | 0 | 0 | 1.1667 | 0 | 0 | 0 | 70% | 20% | 4.18% | 100% | EQ | N/A | FALSE | FALSE | 0 | 980
Commercial_Interruptible - College_New_Food Preparation_Natural Gas_Fryer_A | OR | Commercial | Interruptible - College | New | Food Preparation | Natural Gas | Fryer | A | ENERGY STAR | WCNG190 | Lost Opportunity | n/a | ENERGY STAR | LO5Med_OR | 0 | TBD | 1 units | 1 | 2.251e-05 | 0% | RTF Wkbk - ComCookingFryer_v5_0 | RTF Wkbk - ComCookingFryer_v5_0 | RTF Wkbk - ComCookingFryer_v5_0 | 9 | 933.1211 | 0 | 0 | 0 | 1.0743 | 0 | 0 | 0 | 70% | 20% | 10.82% | 100% | EQ | N/A | FALSE | FALSE | 0 | 976
Commercial_Interruptible - College_New_Food Preparation_Natural Gas_Broiler_A | OR | Commercial | Interruptible - College | New | Food Preparation | Natural Gas | Broiler | A | Infrared Burners | WCNG191 | Lost Opportunity | n/a | Infrared Burners | LOEven20_OR | 0 | TBD | 1 units | 1 | 3.3478e-05 | 0% | IL TRM - 4.2.14 - CI-FSE-IRBL-V02-180101 | IL TRM - 4.2.14 - CI-FSE-IRBL-V02-180101 | IL TRM - 4.2.14 - CI-FSE-IRBL-V02-180101 | 12 | 1166.7179 | 0 | 0 | 0 | 1.1667 | 0 | 0 | 0 | 70% | 20% | 16.72% | 100% | EQ | N/A | FALSE | FALSE | 0 | 972
Commercial_Interruptible - College_New_Food Preparation_Natural Gas_Griddle_A | OR | Commercial | Interruptible - College | New | Food Preparation | Natural Gas | Griddle | A | ENERGY STAR | WCNG192 | Lost Opportunity | n/a | ENERGY STAR | LOEven20_OR | 0 | TBD | 1 units | 1 | 1.3062e-05 | 0% | IL TRM - 4.2.8 - CI-FSE-ESGR-V04-200101 | IL TRM - 4.2.8 - CI-FSE-ESGR-V04-200101 | IL TRM - 4.2.8 - CI-FSE-ESGR-V04-200101 | 12 | 1405.8266 | 0 | 0 | 0 | 1.1247 | 0 | 0 | 0 | 70% | 20% | 23.61% | 100% | EQ | N/A | FALSE | FALSE | 0 | 971
Commercial_Interruptible - College_New_Food Preparation_Natural Gas_Range_A | OR | Commercial | Interruptible - College | New | Food Preparation | Natural Gas | Range | A | High Efficiency | WCNG193 | Lost Opportunity | n/a | High Efficiency | LOEven20_OR | 0 | TBD | 1 units | 1 | 1.2922e-05 | 0% | COOK_OVN-Food Preparation-AEO17-1 | EIA 2018 Tech Forecast | EIA 2018 Tech Forecast | 10 | 0.010631 | 0 | 0 | 0 | 1.0631 | 0 | 0 | 0 | 70% | 20% | 29.18% | 100% | EQ | N/A | FALSE | FALSE | 0 | 970
Commercial_Interruptible - College_New_Food Preparation_Natural Gas_Steamer_A | OR | Commercial | Interruptible - College | New | Food Preparation | Natural Gas | Steamer | A | ENERGY STAR | WCNG194 | Lost Opportunity | n/a | ENERGY STAR | LOEven20_OR | 0 | TBD | 1 units | 1 | 1.9593e-05 | 0% | RTF Wkbk - ComCookingSteamer_v5_0 | RTF Wkbk - ComCookingSteamer_v5_0 | RTF Wkbk - ComCookingSteamer_v5_0 | 8 | 0.010743 | 0 | 737.8685 | 0 | 1.0743 | 0 | 0 | 0 | 70% | 20% | 10.49% | 100% | EQ | N/A | FALSE | FALSE | 0 | 975
Commercial_Interruptible - College_New_Food Preparation_Natural Gas_Commercial Food Prep Other_A | OR | Commercial | Interruptible - College | New | Food Preparation | Natural Gas | Commercial Food Prep Other | A | ENERGY STAR | WCNG195 | Lost Opportunity | n/a | ENERGY STAR | LOEven20_OR | 0 | TBD | 1 units | 1 | 4.8596e-06 | 0% | N/A | N/A | N/A | 10 | 254.6373 | 0 | 0 | 0 | 1.1857 | 0 | 0 | 0 | 70% | 20% | 1.311% | 100% | EQ | N/A | FALSE | FALSE | 0 | 974
Commercial_Interruptible - College_New_Miscellaneous_Natural Gas_Pool Heater_A | OR | Commercial | Interruptible - College | New | Miscellaneous | Natural Gas | Pool Heater | A | Condensing (EF .90) | WCNG196 | Lost Opportunity | n/a | Condensing (EF .90) | LO1Slow_OR | 0 | TBD | 1 units | 1 | 1.5386e-07 | 0% | DOE Commercial R&D 2016 - Table 7-6 | DOE Commercial R&D 2016 - Table 7-7 | DOE Commercial R&D 2016 - Table 7-9 | 6 | 12715.4132 | 0 | 0 | 0 | 1.1051 | 0 | 0 | 0 | 70% | 20% | 1.215% | 100% | EQ | N/A | FALSE | FALSE | 0 | 973
Commercial_Interruptible - Health_Existing_Space Heating_Natural Gas_Furnace_A | OR | Commercial | Interruptible - Health | Existing | Space Heating | Natural Gas | Furnace | A | AFUE 90% | WCNG197 | Lost Opportunity | n/a | AFUE 90% | LO1Slow_OR | 0 | TBD | 400 kBtu/hr | 1 | 0.00014727 | 0% | EIA18_Tech Forecast Updates_p.90_2020 Typical | EIA18_Tech Forecast Updates_p.90_2020 Typical | AEG BEST | 23 | 956.7894 | 5.7244 | 0 | 0 | 1.0631 | 249.9184 | 0 | 0 | 70% | 20% | 13.17% | 100% | EQ | N/A | FALSE | FALSE | 3188.6098 | 28
Commercial_Interruptible - Health_Existing_Space Heating_Natural Gas_Boiler_A | OR | Commercial | Interruptible - Health | Existing | Space Heating | Natural Gas | Boiler | A | AFUE 85% | WCNG198 | Lost Opportunity | n/a | AFUE 85% | LO20Fast_OR | 0 | TBD | 800 kBtu/hr | 1 | 7.3636e-05 | 0% | EIA 2018 Tech Forecast | EIA 2018 Tech Forecast | AEG BEST | 25 | 6982.7461 | 0 | 0 | 0 | 1.05 | 431.2043 | 0 | 0 | 70% | 20% | 74.23% | 100% | EQ | N/A | FALSE | FALSE | 4358.2844 | 25
Commercial_Interruptible - Health_Existing_Space Heating_Natural Gas_Unit Heater_A | OR | Commercial | Interruptible - Health | Existing | Space Heating | Natural Gas | Unit Heater | A | Condensing | WCNG199 | Lost Opportunity | n/a | Condensing | LO5Med_OR | 0 | TBD | 120 kBtu/Hr | 1 | 4.2175e-07 | 0% | Xcel CO 2021/22 DSM Plan/TRM p.424 | Xcel CO 2021/22 DSM Plan/TRM p.416 | Xcel CO 2021/22 DSM Plan/TRM p.416 | 20 | 16127.3721 | 2197.2892 | 0 | 0 | 1.0873 | 0 | 0 | 0 | 70% | 20% | 0% | 100% | EQ | N/A | FALSE | FALSE | 0 | 990
Commercial_Interruptible - Health_Existing_Water Heating_Natural Gas_Water Heater_A | OR | Commercial | Interruptible - Health | Existing | Water Heating | Natural Gas | Water Heater | A | TE 96% | WCNG200 | Lost Opportunity | n/a | TE 96% | LO12Med_OR | 0 | TBD | 1 kBtu/hr | 1 | 0.0093131 | 0% | AEO 2021 - gas_water_heater 2017 ENERGY STAR | AEO 2021 - gas_water_heater 2017 ENERGY STAR | DHW_WH-Water Heating-NMTRM-2016-7 | 10 | 4.8991 | 0 | 1.3034 | 0 | 1.1464 | 4.8851 | 0 | 0 | 70% | 20% | 80.97% | 100% | EQ | N/A | FALSE | FALSE | 831.1094 | 26
Commercial_Interruptible - Health_Existing_Food Preparation_Natural Gas_Oven_A | OR | Commercial | Interruptible - Health | Existing | Food Preparation | Natural Gas | Oven | A | ENERGY STAR (>42% Baking Efficiency) | WCNG201 | Lost Opportunity | n/a | ENERGY STAR (>42% Baking Efficiency) | LOEven20_OR | 0 | TBD | 1 units | 1 | 0.00025623 | 0% | IL TRM - 4.2.1 - CI-FSE-CBOV-V02-160601 | EIA 2018 Tech Forecast | ETO Measure Input Sheet | 12 | 436.3686 | 0 | 0 | 0 | 1.1247 | 106.6752 | 0 | 0 | 70% | 20% | 1.976% | 100% | EQ | N/A | FALSE | FALSE | 1672.3763 | 31
Commercial_Interruptible - Health_Existing_Food Preparation_Natural Gas_Conveyor Oven_A | OR | Commercial | Interruptible - Health | Existing | Food Preparation | Natural Gas | Conveyor Oven | A | Efficient (>42% Baking Efficiency) | WCNG202 | Lost Opportunity | n/a | Efficient (>42% Baking Efficiency) | LOEven20_OR | 0 | TBD | 1 units | 1 | 0.00013193 | 0% | IL TRM - 4.2.4 - CI-FSE-CVOV-V02-180101 | PGE Workpaper, PGECOFST117 R5, 2015 | MN TRM 3.1 - Gas Conveyor Oven v1.1 | 17 | 2424.76 | 0 | 0 | 0 | 1.0873 | 692.0657 | 0 | 0 | 70% | 20% | 0.988% | 100% | EQ | N/A | FALSE | FALSE | 1120.2944 | 32
Commercial_Interruptible - Health_Existing_Food Preparation_Natural Gas_Double Rack Oven_A | OR | Commercial | Interruptible - Health | Existing | Food Preparation | Natural Gas | Double Rack Oven | A | FTSC Qualified (>50% Cooking Efficiency) | WCNG203 | Lost Opportunity | n/a | FTSC Qualified (>50% Cooking Efficiency) | LOEven20_OR | 0 | TBD | 1 units | 1 | 0.00016438 | 0% | IL TRM - 4.2.18 - CI-FSE-RKOV-VO2-180101 | PGE Workpaper, PGECOFST109 R6, 2016 | IL TRM - 4.2.18 - CI-FSE-RKOV-VO2-180101 | 12 | 5342.4659 | 0 | 0 | 0 | 1.1667 | 1621.62 | 0 | 0 | 70% | 20% | 0.988% | 100% | EQ | N/A | FALSE | FALSE | 1346.9045 | 29
Commercial_Interruptible - Health_Existing_Food Preparation_Natural Gas_Fryer_A | OR | Commercial | Interruptible - Health | Existing | Food Preparation | Natural Gas | Fryer | A | ENERGY STAR | WCNG204 | Lost Opportunity | n/a | ENERGY STAR | LO5Med_OR | 0 | TBD | 1 units | 1 | 0.00032049 | 0% | RTF Wkbk - ComCookingFryer_v5_0 | RTF Wkbk - ComCookingFryer_v5_0 | RTF Wkbk - ComCookingFryer_v5_0 | 9 | 933.1211 | 0 | 0 | 0 | 1.0743 | 395.2691 | 0 | 0 | 70% | 20% | 22.87% | 100% | EQ | N/A | FALSE | FALSE | 1274.2627 | 30
Commercial_Interruptible - Health_Existing_Food Preparation_Natural Gas_Broiler_A | OR | Commercial | Interruptible - Health | Existing | Food Preparation | Natural Gas | Broiler | A | Infrared Burners | WCNG205 | Lost Opportunity | n/a | Infrared Burners | LOEven20_OR | 0 | TBD | 1 units | 1 | 0.00047666 | 0% | IL TRM - 4.2.14 - CI-FSE-IRBL-V02-180101 | IL TRM - 4.2.14 - CI-FSE-IRBL-V02-180101 | IL TRM - 4.2.14 - CI-FSE-IRBL-V02-180101 | 12 | 1166.7179 | 0 | 0 | 0 | 1.1667 | 240.24 | 0 | 0 | 70% | 20% | 5.15% | 100% | EQ | N/A | FALSE | FALSE | 1985.4762 | 19
Commercial_Interruptible - Health_Existing_Food Preparation_Natural Gas_Griddle_A | OR | Commercial | Interruptible - Health | Existing | Food Preparation | Natural Gas | Griddle | A | ENERGY STAR | WCNG206 | Lost Opportunity | n/a | ENERGY STAR | LOEven20_OR | 0 | TBD | 1 units | 1 | 0.00018597 | 0% | IL TRM - 4.2.8 - CI-FSE-ESGR-V04-200101 | IL TRM - 4.2.8 - CI-FSE-ESGR-V04-200101 | IL TRM - 4.2.8 - CI-FSE-ESGR-V04-200101 | 12 | 1405.8266 | 0 | 0 | 0 | 1.1247 | 167.9465 | 0 | 0 | 70% | 20% | 5.15% | 100% | EQ | N/A | FALSE | FALSE | 3422.1973 | 20
Commercial_Interruptible - Health_Existing_Food Preparation_Natural Gas_Range_A | OR | Commercial | Interruptible - Health | Existing | Food Preparation | Natural Gas | Range | A | High Efficiency | WCNG207 | Lost Opportunity | n/a | High Efficiency | LOEven20_OR | 0 | TBD | 1 units | 1 | 0.00018398 | 0% | COOK_OVN-Food Preparation-AEO17-1 | EIA 2018 Tech Forecast | EIA 2018 Tech Forecast | 10 | 0.010631 | 0 | 0 | 0 | 1.0631 | 171.4286 | 0 | 0 | 70% | 20% | 21.77% | 100% | EQ | N/A | FALSE | FALSE | 0.029988 | 17
Commercial_Interruptible - Health_Existing_Food Preparation_Natural Gas_Steamer_A | OR | Commercial | Interruptible - Health | Existing | Food Preparation | Natural Gas | Steamer | A | ENERGY STAR | WCNG208 | Lost Opportunity | n/a | ENERGY STAR | LOEven20_OR | 0 | TBD | 1 units | 1 | 0.00027896 | 0% | RTF Wkbk - ComCookingSteamer_v5_0 | RTF Wkbk - ComCookingSteamer_v5_0 | RTF Wkbk - ComCookingSteamer_v5_0 | 8 | 0.010743 | 0 | 737.8685 | 0 | 1.0743 | 1215.1419 | 0 | 0 | 70% | 20% | 2.392% | 100% | EQ | N/A | FALSE | FALSE | 0.0054566 | 23
Commercial_Interruptible - Health_Existing_Food Preparation_Natural Gas_Commercial Food Prep Other_A | OR | Commercial | Interruptible - Health | Existing | Food Preparation | Natural Gas | Commercial Food Prep Other | A | ENERGY STAR | WCNG209 | Lost Opportunity | n/a | ENERGY STAR | LOEven20_OR | 0 | TBD | 1 units | 1 | 6.919e-05 | 0% | N/A | N/A | N/A | 10 | 254.6373 | 0 | 0 | 0 | 1.1857 | 0 | 0 | 0 | 70% | 20% | 0% | 100% | EQ | N/A | FALSE | FALSE | 0 | 986
Commercial_Interruptible - Health_Existing_Miscellaneous_Natural Gas_Pool Heater_A | OR | Commercial | Interruptible - Health | Existing | Miscellaneous | Natural Gas | Pool Heater | A | Condensing (EF .90) | WCNG210 | Lost Opportunity | n/a | Condensing (EF .90) | LO1Slow_OR | 0 | TBD | 1 units | 1 | 6.7159e-09 | 0% | DOE Commercial R&D 2016 - Table 7-6 | DOE Commercial R&D 2016 - Table 7-7 | DOE Commercial R&D 2016 - Table 7-9 | 6 | 12715.4132 | 0 | 0 | 0 | 1.1051 | 0 | 0 | 0 | 70% | 20% | 0% | 100% | EQ | N/A | FALSE | FALSE | 0 | 953
Commercial_Interruptible - Health_New_Space Heating_Natural Gas_Furnace_A | OR | Commercial | Interruptible - Health | New | Space Heating | Natural Gas | Furnace | A | AFUE 90% | WCNG211 | Lost Opportunity | n/a | AFUE 90% | LO1Slow_OR | 0 | TBD | 400 kBtu/hr | 1 | 0.00014727 | 0% | EIA18_Tech Forecast Updates_p.90_2020 Typical | EIA18_Tech Forecast Updates_p.90_2020 Typical | AEG BEST | 23 | 956.7894 | 5.7244 | 0 | 0 | 1.0631 | 0 | 0 | 0 | 70% | 20% | 13.17% | 100% | EQ | N/A | FALSE | FALSE | 0 | 952
Commercial_Interruptible - Health_New_Space Heating_Natural Gas_Boiler_A | OR | Commercial | Interruptible - Health | New | Space Heating | Natural Gas | Boiler | A | AFUE 85% | WCNG212 | Lost Opportunity | n/a | AFUE 85% | LO20Fast_OR | 0 | TBD | 800 kBtu/hr | 1 | 7.3636e-05 | 0% | EIA 2018 Tech Forecast | EIA 2018 Tech Forecast | AEG BEST | 25 | 6982.7461 | 0 | 0 | 0 | 1.05 | 0 | 0 | 0 | 70% | 20% | 74.23% | 100% | EQ | N/A | FALSE | FALSE | 0 | 951
Commercial_Interruptible - Health_New_Space Heating_Natural Gas_Unit Heater_A | OR | Commercial | Interruptible - Health | New | Space Heating | Natural Gas | Unit Heater | A | Condensing | WCNG213 | Lost Opportunity | n/a | Condensing | LO5Med_OR | 0 | TBD | 120 kBtu/Hr | 1 | 4.2175e-07 | 0% | Xcel CO 2021/22 DSM Plan/TRM p.424 | Xcel CO 2021/22 DSM Plan/TRM p.416 | Xcel CO 2021/22 DSM Plan/TRM p.416 | 20 | 16127.3721 | 2197.2892 | 0 | 0 | 1.0873 | 0 | 0 | 0 | 70% | 20% | 0% | 100% | EQ | N/A | FALSE | FALSE | 0 | 956
Commercial_Interruptible - Health_New_Water Heating_Natural Gas_Water Heater_A | OR | Commercial | Interruptible - Health | New | Water Heating | Natural Gas | Water Heater | A | TE 96% | WCNG214 | Lost Opportunity | n/a | TE 96% | LO12Med_OR | 0 | TBD | 1 kBtu/hr | 1 | 0.0093131 | 0% | AEO 2021 - gas_water_heater 2017 ENERGY STAR | AEO 2021 - gas_water_heater 2017 ENERGY STAR | DHW_WH-Water Heating-NMTRM-2016-7 | 10 | 4.8991 | 0 | 1.3034 | 0 | 1.1464 | 0 | 0 | 0 | 70% | 20% | 80.97% | 100% | EQ | N/A | FALSE | FALSE | 0 | 955
Commercial_Interruptible - Health_New_Food Preparation_Natural Gas_Oven_A | OR | Commercial | Interruptible - Health | New | Food Preparation | Natural Gas | Oven | A | ENERGY STAR (>42% Baking Efficiency) | WCNG215 | Lost Opportunity | n/a | ENERGY STAR (>42% Baking Efficiency) | LOEven20_OR | 0 | TBD | 1 units | 1 | 0.00025623 | 0% | IL TRM - 4.2.1 - CI-FSE-CBOV-V02-160601 | EIA 2018 Tech Forecast | ETO Measure Input Sheet | 12 | 436.3686 | 0 | 0 | 0 | 1.1247 | 0 | 0 | 0 | 70% | 20% | 1.976% | 100% | EQ | N/A | FALSE | FALSE | 0 | 954
Commercial_Interruptible - Health_New_Food Preparation_Natural Gas_Conveyor Oven_A | OR | Commercial | Interruptible - Health | New | Food Preparation | Natural Gas | Conveyor Oven | A | Efficient (>42% Baking Efficiency) | WCNG216 | Lost Opportunity | n/a | Efficient (>42% Baking Efficiency) | LOEven20_OR | 0 | TBD | 1 units | 1 | 0.00013193 | 0% | IL TRM - 4.2.4 - CI-FSE-CVOV-V02-180101 | PGE Workpaper, PGECOFST117 R5, 2015 | MN TRM 3.1 - Gas Conveyor Oven v1.1 | 17 | 2424.76 | 0 | 0 | 0 | 1.0873 | 0 | 0 | 0 | 70% | 20% | 0.988% | 100% | EQ | N/A | FALSE | FALSE | 0 | 950
Commercial_Interruptible - Health_New_Food Preparation_Natural Gas_Double Rack Oven_A | OR | Commercial | Interruptible - Health | New | Food Preparation | Natural Gas | Double Rack Oven | A | FTSC Qualified (>50% Cooking Efficiency) | WCNG217 | Lost Opportunity | n/a | FTSC Qualified (>50% Cooking Efficiency) | LOEven20_OR | 0 | TBD | 1 units | 1 | 0.00016438 | 0% | IL TRM - 4.2.18 - CI-FSE-RKOV-VO2-180101 | PGE Workpaper, PGECOFST109 R6, 2016 | IL TRM - 4.2.18 - CI-FSE-RKOV-VO2-180101 | 12 | 5342.4659 | 0 | 0 | 0 | 1.1667 | 0 | 0 | 0 | 70% | 20% | 0.988% | 100% | EQ | N/A | FALSE | FALSE | 0 | 946
Commercial_Interruptible - Health_New_Food Preparation_Natural Gas_Fryer_A | OR | Commercial | Interruptible - Health | New | Food Preparation | Natural Gas | Fryer | A | ENERGY STAR | WCNG218 | Lost Opportunity | n/a | ENERGY STAR | LO5Med_OR | 0 | TBD | 1 units | 1 | 0.00032049 | 0% | RTF Wkbk - ComCookingFryer_v5_0 | RTF Wkbk - ComCookingFryer_v5_0 | RTF Wkbk - ComCookingFryer_v5_0 | 9 | 933.1211 | 0 | 0 | 0 | 1.0743 | 0 | 0 | 0 | 70% | 20% | 22.87% | 100% | EQ | N/A | FALSE | FALSE | 0 | 945
Commercial_Interruptible - Health_New_Food Preparation_Natural Gas_Broiler_A | OR | Commercial | Interruptible - Health | New | Food Preparation | Natural Gas | Broiler | A | Infrared Burners | WCNG219 | Lost Opportunity | n/a | Infrared Burners | LOEven20_OR | 0 | TBD | 1 units | 1 | 0.00047666 | 0% | IL TRM - 4.2.14 - CI-FSE-IRBL-V02-180101 | IL TRM - 4.2.14 - CI-FSE-IRBL-V02-180101 | IL TRM - 4.2.14 - CI-FSE-IRBL-V02-180101 | 12 | 1166.7179 | 0 | 0 | 0 | 1.1667 | 0 | 0 | 0 | 70% | 20% | 5.15% | 100% | EQ | N/A | FALSE | FALSE | 0 | 944
Commercial_Interruptible - Health_New_Food Preparation_Natural Gas_Griddle_A | OR | Commercial | Interruptible - Health | New | Food Preparation | Natural Gas | Griddle | A | ENERGY STAR | WCNG220 | Lost Opportunity | n/a | ENERGY STAR | LOEven20_OR | 0 | TBD | 1 units | 1 | 0.00018597 | 0% | IL TRM - 4.2.8 - CI-FSE-ESGR-V04-200101 | IL TRM - 4.2.8 - CI-FSE-ESGR-V04-200101 | IL TRM - 4.2.8 - CI-FSE-ESGR-V04-200101 | 12 | 1405.8266 | 0 | 0 | 0 | 1.1247 | 0 | 0 | 0 | 70% | 20% | 5.15% | 100% | EQ | N/A | FALSE | FALSE | 0 | 949
Commercial_Interruptible - Health_New_Food Preparation_Natural Gas_Range_A | OR | Commercial | Interruptible - Health | New | Food Preparation | Natural Gas | Range | A | High Efficiency | WCNG221 | Lost Opportunity | n/a | High Efficiency | LOEven20_OR | 0 | TBD | 1 units | 1 | 0.00018398 | 0% | COOK_OVN-Food Preparation-AEO17-1 | EIA 2018 Tech Forecast | EIA 2018 Tech Forecast | 10 | 0.010631 | 0 | 0 | 0 | 1.0631 | 0 | 0 | 0 | 70% | 20% | 21.77% | 100% | EQ | N/A | FALSE | FALSE | 0 | 948
Commercial_Interruptible - Health_New_Food Preparation_Natural Gas_Steamer_A | OR | Commercial | Interruptible - Health | New | Food Preparation | Natural Gas | Steamer | A | ENERGY STAR | WCNG222 | Lost Opportunity | n/a | ENERGY STAR | LOEven20_OR | 0 | TBD | 1 units | 1 | 0.00027896 | 0% | RTF Wkbk - ComCookingSteamer_v5_0 | RTF Wkbk - ComCookingSteamer_v5_0 | RTF Wkbk - ComCookingSteamer_v5_0 | 8 | 0.010743 | 0 | 737.8685 | 0 | 1.0743 | 0 | 0 | 0 | 70% | 20% | 2.392% | 100% | EQ | N/A | FALSE | FALSE | 0 | 947
Commercial_Interruptible - Health_New_Food Preparation_Natural Gas_Commercial Food Prep Other_A | OR | Commercial | Interruptible - Health | New | Food Preparation | Natural Gas | Commercial Food Prep Other | A | ENERGY STAR | WCNG223 | Lost Opportunity | n/a | ENERGY STAR | LOEven20_OR | 0 | TBD | 1 units | 1 | 6.919e-05 | 0% | N/A | N/A | N/A | 10 | 254.6373 | 0 | 0 | 0 | 1.1857 | 0 | 0 | 0 | 70% | 20% | 0% | 100% | EQ | N/A | FALSE | FALSE | 0 | 966
Commercial_Interruptible - Health_New_Miscellaneous_Natural Gas_Pool Heater_A | OR | Commercial | Interruptible - Health | New | Miscellaneous | Natural Gas | Pool Heater | A | Condensing (EF .90) | WCNG224 | Lost Opportunity | n/a | Condensing (EF .90) | LO1Slow_OR | 0 | TBD | 1 units | 1 | 6.7159e-09 | 0% | DOE Commercial R&D 2016 - Table 7-6 | DOE Commercial R&D 2016 - Table 7-7 | DOE Commercial R&D 2016 - Table 7-9 | 6 | 12715.4132 | 0 | 0 | 0 | 1.1051 | 0 | 0 | 0 | 70% | 20% | 0% | 100% | EQ | N/A | FALSE | FALSE | 0 | 965
Commercial_Interruptible - Miscellaneous_Existing_Space Heating_Natural Gas_Furnace_A | OR | Commercial | Interruptible - Miscellaneous | Existing | Space Heating | Natural Gas | Furnace | A | AFUE 90% | WCNG225 | Lost Opportunity | n/a | AFUE 90% | LO1Slow_OR | 0 | TBD | 400 kBtu/hr | 1 | 0.000162 | 0% | EIA18_Tech Forecast Updates_p.90_2020 Typical | EIA18_Tech Forecast Updates_p.90_2020 Typical | AEG BEST | 23 | 956.7894 | 5.7244 | 0 | 0 | 1.0631 | 638.6601 | 0 | 0 | 70% | 20% | 53.91% | 100% | EQ | N/A | FALSE | FALSE | 1247.7565 | 101
Commercial_Interruptible - Miscellaneous_Existing_Space Heating_Natural Gas_Boiler_A | OR | Commercial | Interruptible - Miscellaneous | Existing | Space Heating | Natural Gas | Boiler | A | AFUE 85% | WCNG226 | Lost Opportunity | n/a | AFUE 85% | LO20Fast_OR | 0 | TBD | 800 kBtu/hr | 1 | 8.1e-05 | 0% | EIA 2018 Tech Forecast | EIA 2018 Tech Forecast | AEG BEST | 25 | 21006.5738 | 0 | 0 | 0 | 1.05 | 2088.5667 | 0 | 0 | 70% | 20% | 25.45% | 100% | EQ | N/A | FALSE | FALSE | 2881.0004 | 100
Commercial_Interruptible - Miscellaneous_Existing_Space Heating_Natural Gas_Unit Heater_A | OR | Commercial | Interruptible - Miscellaneous | Existing | Space Heating | Natural Gas | Unit Heater | A | Condensing | WCNG227 | Lost Opportunity | n/a | Condensing | LO5Med_OR | 0 | TBD | 120 kBtu/Hr | 1 | 1.1856e-06 | 0% | Xcel CO 2021/22 DSM Plan/TRM p.424 | Xcel CO 2021/22 DSM Plan/TRM p.416 | Xcel CO 2021/22 DSM Plan/TRM p.416 | 20 | 16127.3721 | 2197.2892 | 0 | 0 | 1.0873 | 30983.2092 | 0 | 0 | 70% | 20% | 0.4776% | 100% | EQ | N/A | FALSE | FALSE | 180.5719 | 105
Commercial_Interruptible - Miscellaneous_Existing_Water Heating_Natural Gas_Water Heater_A | OR | Commercial | Interruptible - Miscellaneous | Existing | Water Heating | Natural Gas | Water Heater | A | TE 96% | WCNG228 | Lost Opportunity | n/a | TE 96% | LO12Med_OR | 0 | TBD | 1 kBtu/hr | 1 | 0.0069511 | 0% | AEO 2021 - gas_water_heater 2017 ENERGY STAR | AEO 2021 - gas_water_heater 2017 ENERGY STAR | DHW_WH-Water Heating-NMTRM-2016-7 | 10 | 4.8991 | 0 | 1.3034 | 0 | 1.1464 | 4.8851 | 0 | 0 | 70% | 20% | 59.12% | 100% | EQ | N/A | FALSE | FALSE | 831.1094 | 104
Commercial_Interruptible - Miscellaneous_Existing_Food Preparation_Natural Gas_Oven_A | OR | Commercial | Interruptible - Miscellaneous | Existing | Food Preparation | Natural Gas | Oven | A | ENERGY STAR (>42% Baking Efficiency) | WCNG229 | Lost Opportunity | n/a | ENERGY STAR (>42% Baking Efficiency) | LOEven20_OR | 0 | TBD | 1 units | 1 | 1.5567e-05 | 0% | IL TRM - 4.2.1 - CI-FSE-CBOV-V02-160601 | EIA 2018 Tech Forecast | ETO Measure Input Sheet | 12 | 436.3686 | 0 | 0 | 0 | 1.1247 | 106.6752 | 0 | 0 | 70% | 20% | 33.1% | 100% | EQ | N/A | FALSE | FALSE | 1672.3763 | 99
Commercial_Interruptible - Miscellaneous_Existing_Food Preparation_Natural Gas_Conveyor Oven_A | OR | Commercial | Interruptible - Miscellaneous | Existing | Food Preparation | Natural Gas | Conveyor Oven | A | Efficient (>42% Baking Efficiency) | WCNG230 | Lost Opportunity | n/a | Efficient (>42% Baking Efficiency) | LOEven20_OR | 0 | TBD | 1 units | 1 | 8.0152e-06 | 0% | IL TRM - 4.2.4 - CI-FSE-CVOV-V02-180101 | PGE Workpaper, PGECOFST117 R5, 2015 | MN TRM 3.1 - Gas Conveyor Oven v1.1 | 17 | 2424.76 | 0 | 0 | 0 | 1.0873 | 692.0657 | 0 | 0 | 70% | 20% | 16.55% | 100% | EQ | N/A | FALSE | FALSE | 1120.2944 | 93
Commercial_Interruptible - Miscellaneous_Existing_Food Preparation_Natural Gas_Double Rack Oven_A | OR | Commercial | Interruptible - Miscellaneous | Existing | Food Preparation | Natural Gas | Double Rack Oven | A | FTSC Qualified (>50% Cooking Efficiency) | WCNG231 | Lost Opportunity | n/a | FTSC Qualified (>50% Cooking Efficiency) | LOEven20_OR | 0 | TBD | 1 units | 1 | 9.9866e-06 | 0% | IL TRM - 4.2.18 - CI-FSE-RKOV-VO2-180101 | PGE Workpaper, PGECOFST109 R6, 2016 | IL TRM - 4.2.18 - CI-FSE-RKOV-VO2-180101 | 12 | 5342.4659 | 0 | 0 | 0 | 1.1667 | 1621.62 | 0 | 0 | 70% | 20% | 16.55% | 100% | EQ | N/A | FALSE | FALSE | 1346.9045 | 96
Commercial_Interruptible - Miscellaneous_Existing_Food Preparation_Natural Gas_Fryer_A | OR | Commercial | Interruptible - Miscellaneous | Existing | Food Preparation | Natural Gas | Fryer | A | ENERGY STAR | WCNG232 | Lost Opportunity | n/a | ENERGY STAR | LO5Med_OR | 0 | TBD | 1 units | 1 | 1.9471e-05 | 0% | RTF Wkbk - ComCookingFryer_v5_0 | RTF Wkbk - ComCookingFryer_v5_0 | RTF Wkbk - ComCookingFryer_v5_0 | 9 | 933.1211 | 0 | 0 | 0 | 1.0743 | 395.2691 | 0 | 0 | 70% | 20% | 2.842% | 100% | EQ | N/A | FALSE | FALSE | 1274.2627 | 113
Commercial_Interruptible - Miscellaneous_Existing_Food Preparation_Natural Gas_Broiler_A | OR | Commercial | Interruptible - Miscellaneous | Existing | Food Preparation | Natural Gas | Broiler | A | Infrared Burners | WCNG233 | Lost Opportunity | n/a | Infrared Burners | LOEven20_OR | 0 | TBD | 1 units | 1 | 2.8959e-05 | 0% | IL TRM - 4.2.14 - CI-FSE-IRBL-V02-180101 | IL TRM - 4.2.14 - CI-FSE-IRBL-V02-180101 | IL TRM - 4.2.14 - CI-FSE-IRBL-V02-180101 | 12 | 1166.7179 | 0 | 0 | 0 | 1.1667 | 240.24 | 0 | 0 | 70% | 20% | 32.39% | 100% | EQ | N/A | FALSE | FALSE | 1985.4762 | 115
Commercial_Interruptible - Miscellaneous_Existing_Food Preparation_Natural Gas_Griddle_A | OR | Commercial | Interruptible - Miscellaneous | Existing | Food Preparation | Natural Gas | Griddle | A | ENERGY STAR | WCNG234 | Lost Opportunity | n/a | ENERGY STAR | LOEven20_OR | 0 | TBD | 1 units | 1 | 1.1299e-05 | 0% | IL TRM - 4.2.8 - CI-FSE-ESGR-V04-200101 | IL TRM - 4.2.8 - CI-FSE-ESGR-V04-200101 | IL TRM - 4.2.8 - CI-FSE-ESGR-V04-200101 | 12 | 1405.8266 | 0 | 0 | 0 | 1.1247 | 167.9465 | 0 | 0 | 70% | 20% | 35.93% | 100% | EQ | N/A | FALSE | FALSE | 3422.1973 | 109
Commercial_Interruptible - Miscellaneous_Existing_Food Preparation_Natural Gas_Range_A | OR | Commercial | Interruptible - Miscellaneous | Existing | Food Preparation | Natural Gas | Range | A | High Efficiency | WCNG235 | Lost Opportunity | n/a | High Efficiency | LOEven20_OR | 0 | TBD | 1 units | 1 | 1.1178e-05 | 0% | COOK_OVN-Food Preparation-AEO17-1 | EIA 2018 Tech Forecast | EIA 2018 Tech Forecast | 10 | 0.010631 | 0 | 0 | 0 | 1.0631 | 171.4286 | 0 | 0 | 70% | 20% | 39.94% | 100% | EQ | N/A | FALSE | FALSE | 0.029988 | 107
Commercial_Interruptible - Miscellaneous_Existing_Food Preparation_Natural Gas_Steamer_A | OR | Commercial | Interruptible - Miscellaneous | Existing | Food Preparation | Natural Gas | Steamer | A | ENERGY STAR | WCNG236 | Lost Opportunity | n/a | ENERGY STAR | LOEven20_OR | 0 | TBD | 1 units | 1 | 1.6948e-05 | 0% | RTF Wkbk - ComCookingSteamer_v5_0 | RTF Wkbk - ComCookingSteamer_v5_0 | RTF Wkbk - ComCookingSteamer_v5_0 | 8 | 0.010743 | 0 | 737.8685 | 0 | 1.0743 | 1215.1419 | 0 | 0 | 70% | 20% | 1.408% | 100% | EQ | N/A | FALSE | FALSE | 0.0054566 | 112
Commercial_Interruptible - Miscellaneous_Existing_Food Preparation_Natural Gas_Commercial Food Prep Other_A | OR | Commercial | Interruptible - Miscellaneous | Existing | Food Preparation | Natural Gas | Commercial Food Prep Other | A | ENERGY STAR | WCNG237 | Lost Opportunity | n/a | ENERGY STAR | LOEven20_OR | 0 | TBD | 1 units | 1 | 4.2036e-06 | 0% | N/A | N/A | N/A | 10 | 254.6373 | 0 | 0 | 0 | 1.1857 | 0 | 0 | 0 | 70% | 20% | 0% | 100% | EQ | N/A | FALSE | FALSE | 0 | 820
Commercial_Interruptible - Miscellaneous_Existing_Miscellaneous_Natural Gas_Pool Heater_A | OR | Commercial | Interruptible - Miscellaneous | Existing | Miscellaneous | Natural Gas | Pool Heater | A | Condensing (EF .90) | WCNG238 | Lost Opportunity | n/a | Condensing (EF .90) | LO1Slow_OR | 0 | TBD | 1 units | 1 | 1.2995e-05 | 0% | DOE Commercial R&D 2016 - Table 7-6 | DOE Commercial R&D 2016 - Table 7-7 | DOE Commercial R&D 2016 - Table 7-9 | 6 | 12715.4132 | 0 | 0 | 0 | 1.1051 | 2233.5 | 0 | 0 | 70% | 20% | 1.215% | 100% | EQ | N/A | FALSE | FALSE | 5108.8094 | 111
Commercial_Interruptible - Miscellaneous_New_Space Heating_Natural Gas_Furnace_A | OR | Commercial | Interruptible - Miscellaneous | New | Space Heating | Natural Gas | Furnace | A | AFUE 90% | WCNG239 | Lost Opportunity | n/a | AFUE 90% | LO1Slow_OR | 0 | TBD | 400 kBtu/hr | 1 | 0.000162 | 0% | EIA18_Tech Forecast Updates_p.90_2020 Typical | EIA18_Tech Forecast Updates_p.90_2020 Typical | AEG BEST | 23 | 956.7894 | 5.7244 | 0 | 0 | 1.0631 | 0 | 0 | 0 | 70% | 20% | 53.91% | 100% | EQ | N/A | FALSE | FALSE | 0 | 818
Commercial_Interruptible - Miscellaneous_New_Space Heating_Natural Gas_Boiler_A | OR | Commercial | Interruptible - Miscellaneous | New | Space Heating | Natural Gas | Boiler | A | AFUE 85% | WCNG240 | Lost Opportunity | n/a | AFUE 85% | LO20Fast_OR | 0 | TBD | 800 kBtu/hr | 1 | 8.1e-05 | 0% | EIA 2018 Tech Forecast | EIA 2018 Tech Forecast | AEG BEST | 25 | 21006.5738 | 0 | 0 | 0 | 1.05 | 0 | 0 | 0 | 70% | 20% | 25.45% | 100% | EQ | N/A | FALSE | FALSE | 0 | 823
Commercial_Interruptible - Miscellaneous_New_Space Heating_Natural Gas_Unit Heater_A | OR | Commercial | Interruptible - Miscellaneous | New | Space Heating | Natural Gas | Unit Heater | A | Condensing | WCNG241 | Lost Opportunity | n/a | Condensing | LO5Med_OR | 0 | TBD | 120 kBtu/Hr | 1 | 1.1856e-06 | 0% | Xcel CO 2021/22 DSM Plan/TRM p.424 | Xcel CO 2021/22 DSM Plan/TRM p.416 | Xcel CO 2021/22 DSM Plan/TRM p.416 | 20 | 16127.3721 | 2197.2892 | 0 | 0 | 1.0873 | 0 | 0 | 0 | 70% | 20% | 0.4776% | 100% | EQ | N/A | FALSE | FALSE | 0 | 822
Commercial_Interruptible - Miscellaneous_New_Water Heating_Natural Gas_Water Heater_A | OR | Commercial | Interruptible - Miscellaneous | New | Water Heating | Natural Gas | Water Heater | A | TE 96% | WCNG242 | Lost Opportunity | n/a | TE 96% | LO12Med_OR | 0 | TBD | 1 kBtu/hr | 1 | 0.0069511 | 0% | AEO 2021 - gas_water_heater 2017 ENERGY STAR | AEO 2021 - gas_water_heater 2017 ENERGY STAR | DHW_WH-Water Heating-NMTRM-2016-7 | 10 | 4.8991 | 0 | 1.3034 | 0 | 1.1464 | 0 | 0 | 0 | 70% | 20% | 59.12% | 100% | EQ | N/A | FALSE | FALSE | 0 | 821
Commercial_Interruptible - Miscellaneous_New_Food Preparation_Natural Gas_Oven_A | OR | Commercial | Interruptible - Miscellaneous | New | Food Preparation | Natural Gas | Oven | A | ENERGY STAR (>42% Baking Efficiency) | WCNG243 | Lost Opportunity | n/a | ENERGY STAR (>42% Baking Efficiency) | LOEven20_OR | 0 | TBD | 1 units | 1 | 1.5567e-05 | 0% | IL TRM - 4.2.1 - CI-FSE-CBOV-V02-160601 | EIA 2018 Tech Forecast | ETO Measure Input Sheet | 12 | 436.3686 | 0 | 0 | 0 | 1.1247 | 0 | 0 | 0 | 70% | 20% | 33.1% | 100% | EQ | N/A | FALSE | FALSE | 0 | 817
Commercial_Interruptible - Miscellaneous_New_Food Preparation_Natural Gas_Conveyor Oven_A | OR | Commercial | Interruptible - Miscellaneous | New | Food Preparation | Natural Gas | Conveyor Oven | A | Efficient (>42% Baking Efficiency) | WCNG244 | Lost Opportunity | n/a | Efficient (>42% Baking Efficiency) | LOEven20_OR | 0 | TBD | 1 units | 1 | 8.0152e-06 | 0% | IL TRM - 4.2.4 - CI-FSE-CVOV-V02-180101 | PGE Workpaper, PGECOFST117 R5, 2015 | MN TRM 3.1 - Gas Conveyor Oven v1.1 | 17 | 2424.76 | 0 | 0 | 0 | 1.0873 | 0 | 0 | 0 | 70% | 20% | 16.55% | 100% | EQ | N/A | FALSE | FALSE | 0 | 813
Commercial_Interruptible - Miscellaneous_New_Food Preparation_Natural Gas_Double Rack Oven_A | OR | Commercial | Interruptible - Miscellaneous | New | Food Preparation | Natural Gas | Double Rack Oven | A | FTSC Qualified (>50% Cooking Efficiency) | WCNG245 | Lost Opportunity | n/a | FTSC Qualified (>50% Cooking Efficiency) | LOEven20_OR | 0 | TBD | 1 units | 1 | 9.9866e-06 | 0% | IL TRM - 4.2.18 - CI-FSE-RKOV-VO2-180101 | PGE Workpaper, PGECOFST109 R6, 2016 | IL TRM - 4.2.18 - CI-FSE-RKOV-VO2-180101 | 12 | 5342.4659 | 0 | 0 | 0 | 1.1667 | 0 | 0 | 0 | 70% | 20% | 16.55% | 100% | EQ | N/A | FALSE | FALSE | 0 | 812
Commercial_Interruptible - Miscellaneous_New_Food Preparation_Natural Gas_Fryer_A | OR | Commercial | Interruptible - Miscellaneous | New | Food Preparation | Natural Gas | Fryer | A | ENERGY STAR | WCNG246 | Lost Opportunity | n/a | ENERGY STAR | LO5Med_OR | 0 | TBD | 1 units | 1 | 1.9471e-05 | 0% | RTF Wkbk - ComCookingFryer_v5_0 | RTF Wkbk - ComCookingFryer_v5_0 | RTF Wkbk - ComCookingFryer_v5_0 | 9 | 933.1211 | 0 | 0 | 0 | 1.0743 | 0 | 0 | 0 | 70% | 20% | 2.842% | 100% | EQ | N/A | FALSE | FALSE | 0 | 811
Commercial_Interruptible - Miscellaneous_New_Food Preparation_Natural Gas_Broiler_A | OR | Commercial | Interruptible - Miscellaneous | New | Food Preparation | Natural Gas | Broiler | A | Infrared Burners | WCNG247 | Lost Opportunity | n/a | Infrared Burners | LOEven20_OR | 0 | TBD | 1 units | 1 | 2.8959e-05 | 0% | IL TRM - 4.2.14 - CI-FSE-IRBL-V02-180101 | IL TRM - 4.2.14 - CI-FSE-IRBL-V02-180101 | IL TRM - 4.2.14 - CI-FSE-IRBL-V02-180101 | 12 | 1166.7179 | 0 | 0 | 0 | 1.1667 | 0 | 0 | 0 | 70% | 20% | 32.39% | 100% | EQ | N/A | FALSE | FALSE | 0 | 816
Commercial_Interruptible - Miscellaneous_New_Food Preparation_Natural Gas_Griddle_A | OR | Commercial | Interruptible - Miscellaneous | New | Food Preparation | Natural Gas | Griddle | A | ENERGY STAR | WCNG248 | Lost Opportunity | n/a | ENERGY STAR | LOEven20_OR | 0 | TBD | 1 units | 1 | 1.1299e-05 | 0% | IL TRM - 4.2.8 - CI-FSE-ESGR-V04-200101 | IL TRM - 4.2.8 - CI-FSE-ESGR-V04-200101 | IL TRM - 4.2.8 - CI-FSE-ESGR-V04-200101 | 12 | 1405.8266 | 0 | 0 | 0 | 1.1247 | 0 | 0 | 0 | 70% | 20% | 35.93% | 100% | EQ | N/A | FALSE | FALSE | 0 | 815
Commercial_Interruptible - Miscellaneous_New_Food Preparation_Natural Gas_Range_A | OR | Commercial | Interruptible - Miscellaneous | New | Food Preparation | Natural Gas | Range | A | High Efficiency | WCNG249 | Lost Opportunity | n/a | High Efficiency | LOEven20_OR | 0 | TBD | 1 units | 1 | 1.1178e-05 | 0% | COOK_OVN-Food Preparation-AEO17-1 | EIA 2018 Tech Forecast | EIA 2018 Tech Forecast | 10 | 0.010631 | 0 | 0 | 0 | 1.0631 | 0 | 0 | 0 | 70% | 20% | 39.94% | 100% | EQ | N/A | FALSE | FALSE | 0 | 814
Commercial_Interruptible - Miscellaneous_New_Food Preparation_Natural Gas_Steamer_A | OR | Commercial | Interruptible - Miscellaneous | New | Food Preparation | Natural Gas | Steamer | A | ENERGY STAR | WCNG250 | Lost Opportunity | n/a | ENERGY STAR | LOEven20_OR | 0 | TBD | 1 units | 1 | 1.6948e-05 | 0% | RTF Wkbk - ComCookingSteamer_v5_0 | RTF Wkbk - ComCookingSteamer_v5_0 | RTF Wkbk - ComCookingSteamer_v5_0 | 8 | 0.010743 | 0 | 737.8685 | 0 | 1.0743 | 0 | 0 | 0 | 70% | 20% | 1.408% | 100% | EQ | N/A | FALSE | FALSE | 0 | 833
Commercial_Interruptible - Miscellaneous_New_Food Preparation_Natural Gas_Commercial Food Prep Other_A | OR | Commercial | Interruptible - Miscellaneous | New | Food Preparation | Natural Gas | Commercial Food Prep Other | A | ENERGY STAR | WCNG251 | Lost Opportunity | n/a | ENERGY STAR | LOEven20_OR | 0 | TBD | 1 units | 1 | 4.2036e-06 | 0% | N/A | N/A | N/A | 10 | 254.6373 | 0 | 0 | 0 | 1.1857 | 0 | 0 | 0 | 70% | 20% | 0% | 100% | EQ | N/A | FALSE | FALSE | 0 | 832
Commercial_Interruptible - Miscellaneous_New_Miscellaneous_Natural Gas_Pool Heater_A | OR | Commercial | Interruptible - Miscellaneous | New | Miscellaneous | Natural Gas | Pool Heater | A | Condensing (EF .90) | WCNG252 | Lost Opportunity | n/a | Condensing (EF .90) | LO1Slow_OR | 0 | TBD | 1 units | 1 | 1.2995e-05 | 0% | DOE Commercial R&D 2016 - Table 7-6 | DOE Commercial R&D 2016 - Table 7-7 | DOE Commercial R&D 2016 - Table 7-9 | 6 | 12715.4132 | 0 | 0 | 0 | 1.1051 | 0 | 0 | 0 | 70% | 20% | 1.215% | 100% | EQ | N/A | FALSE | FALSE | 0 | 831
Commercial_WA - College_Existing_Space Heating_Natural Gas_Insulation - Ceiling_A | WA | Commercial | WA - College | Existing | Space Heating | Natural Gas | Insulation - Ceiling | A | R-38 | WCM1 | Discretionary | R-13 | R-38 | Retro1Slow_WA | 0 | Space Heating | sqft roof | 1 | 1 | 0% | Avista TRM | Avista TRM | Avista TRM | 22 | 0.78647 | 0 | 0.021813 | 0 | 1.0348 | 0.058604 | 0 | 0 | 24.32% | 25% | 15% | 46.67% | NEM | All | FALSE | FALSE | 4449.7431 | 425
Commercial_WA - College_Existing_Space Heating_Natural Gas_Insulation - Ducting_A | WA | Commercial | WA - College | Existing | Space Heating | Natural Gas | Insulation - Ducting | A | R-8 | WCM2 | Discretionary | R-4 | R-8 | Retro1Slow_WA | 0 | Central Systems | sqft duct | 1 | 0.25 | 0% | INS_DCT-All-DEER-1 | INS_DCT-All-DEER-1 | Building Energy Simulation Tool | 20 | 0.95651 | 0 | 0 | 0 | 1.2422 | 0 | 0 | 0 | 24.32% | 25% | 15% | 46.67% | NEM | Central Systems | FALSE | FALSE | 0 | 836
Commercial_WA - College_Existing_Space Heating_Natural Gas_Insulation - Wall Cavity_A | WA | Commercial | WA - College | Existing | Space Heating | Natural Gas | Insulation - Wall Cavity | A | R-23 | WCM3 | Discretionary | R-9 | R-23 | Retro1Slow_WA | 0 | Space Heating | sqft wall | 1 | 0.381 | 0% | Avista TRM | Avista TRM | Avista TRM | 22 | 0.67264 | 0 | 0.068701 | 0 | 1.0348 | 0.18458 | 0 | 0 | 24.32% | 25% | 15% | 46.67% | NEM | All | FALSE | FALSE | 1208.3102 | 281
Commercial_WA - College_Existing_Space Heating_Natural Gas_Green Roof - Vegetated Rooftop_A | WA | Commercial | WA - College | Existing | Space Heating | Natural Gas | Green Roof - Vegetated Rooftop | A | Green roof | WCM4 | Discretionary | No vegetation on roof | Green roof | Retro1Slow_WA | 0 | Space Heating | sqft roof | 1 | 1 | 0% | Measure Cost Research v1.1 - Sep 2020.xlsx | Measure Cost Research v1.1 - Sep 2020.xlsx | Measure Cost Research v1.1 - Sep 2020.xlsx | 25 | 15.275 | 1.1456 | 0 | 0 | 1.0183 | 0.0033417 | 0 | 0 | 28.36% | 25% | 0% | 0% | NEM | All | FALSE | FALSE | 1454027.4766 | 835
Commercial_WA - College_Existing_Space Heating_Natural Gas_Ducting - Repair and Sealing_A | WA | Commercial | WA - College | Existing | Space Heating | Natural Gas | Ducting - Repair and Sealing | A | Sealed | WCM5 | Discretionary | 20% Leakage | Sealed | Retro1Slow_WA | 0 | Central Systems | sqft duct | 1 | 0.25 | 0% | DCT_RPR-All-DEER-1 | DCT_RPR-Cooling-RTF-1 | Building Energy Simulation Tool | 18 | 0.65309 | 0 | 0.071073 | 0 | 1.3062 | 0.19095 | 0 | 0 | 19.52% | 25% | 15% | 66.67% | NEM | Central Systems | FALSE | FALSE | 1230.383 | 287
Commercial_WA - College_Existing_Space Heating_Natural Gas_Windows - High Efficiency Glazing_A | WA | Commercial | WA - College | Existing | Space Heating | Natural Gas | Windows - High Efficiency Glazing | A | High Efficiency Glaze | WCM6 | Discretionary | Single Glaze | High Efficiency Glaze | Retro1Slow_WA | 0 | Space Heating | sqft window | 1 | 0.09525 | 0% | WND_HE-Heating-RTF-v2.1-1 | WND_HE-Heating-RTF-v2.1-1 | Building Energy Simulation Tool | 45 | 22.037 | 0 | 0 | 0 | 1.2422 | 0 | 0 | 0 | 28.36% | 25% | 47.83% | 63.78% | NEM | All | FALSE | FALSE | 0 | 834
Commercial_WA - College_Existing_Space Heating_Natural Gas_Windows - Secondary Glazing Systems_A | WA | Commercial | WA - College | Existing | Space Heating | Natural Gas | Windows - Secondary Glazing Systems | A | Windows rated to U-Factor 0.4 and SHGC 0.2. | WCM7 | Discretionary | Windows rated to U-Factor 0.62 and SHGC 0.27. | Windows rated to U-Factor 0.4 and SHGC 0.2. | Retro1Slow_WA | 0 | Space Heating | sqft window | 1 | 0.09525 | 0% | RTF - ComSecondaryGlazingSystems_v1_1 | RTF - ComSecondaryGlazingSystems_v1_1 | RTF - ComSecondaryGlazingSystems_v1_1 | 30 | 37.6923 | 0 | 0.75381 | 0 | 1.1464 | 2.0253 | 0 | 0 | 28.36% | 25% | 47.83% | 63.78% | NEM | All | FALSE | FALSE | 5643.5773 | 487
Commercial_WA - College_Existing_Space Heating_Natural Gas_HVAC - Energy Recovery Ventilator_A | WA | Commercial | WA - College | Existing | Space Heating | Natural Gas | HVAC - Energy Recovery Ventilator | A | ERV | WCM8 | Discretionary | No ERV | ERV | RetroEven20_WA | 0 | Space Heating | sqft | 1 | 1 | 0% | HRV-Cooling/Heating-E3T-1 | HRV-Cooling/Heating-E3T-1 | HRV-Cooling/Heating-E3T-1 | 20 | 1.0873 | 0 | 0 | 0 | 1.0873 | 0.14321 | 0 | 0 | 28.36% | 25% | 5% | 20% | NEM | All | FALSE | FALSE | 2609.7531 | 371
Commercial_WA - College_Existing_Space Heating_Natural Gas_Building Shell - Air Sealing (Infiltration Control)_A | WA | Commercial | WA - College | Existing | Space Heating | Natural Gas | Building Shell - Air Sealing (Infiltration Control) | A | Air sealing to reduce air infiltration. | WCM9 | Discretionary | Building with air infiltration. | Air sealing to reduce air infiltration. | Retro1Slow_WA | 0 | Space Heating | foot door | 1 | 0.0014 | 0% | IL TRM - CI-MSC-WTST-V01-200101 | IL TRM - CI-MSC-WTST-V01-200101 | IL TRM - CI-MSC-WTST-V01-200101 | 10 | 8 | 0 | 0.91234 | 0 | 1 | 2.4512 | 0 | 0 | 28.36% | 25% | 45% | 66.67% | NEM | All | FALSE | FALSE | 1741.4106 | 326
Commercial_WA - College_Existing_Space Heating_Natural Gas_Ventilation - Demand Controlled_A | WA | Commercial | WA - College | Existing | Space Heating | Natural Gas | Ventilation - Demand Controlled | A | Outdoor air controlled based on occupancy to meet ASHRAE 62.1 | WCM10 | Discretionary | No occupancy based outdoor air controls. | Outdoor air controlled based on occupancy to meet ASHRAE 62.1 | Retro5Med_WA | 0 | Central Systems | sqft | 1 | 1 | 0% | IL TRM - CI-HVC-DCV-V05-190101 | VENT_DCV-Heating-7PLN-v5-8 | IL TRM - CI-HVC-DCV-V05-190101 | 10 | 0.24838 | 0 | 0.013118 | 0 | 1.1464 | 0.035244 | 0 | 0 | 28.36% | 25% | 55% | 75% | NEM | Central Systems | FALSE | FALSE | 3760.3206 | 412
Commercial_WA - College_Existing_Space Heating_Natural Gas_HVAC - Dedicated Outdoor Air System (DOAS)_A | WA | Commercial | WA - College | Existing | Space Heating | Natural Gas | HVAC - Dedicated Outdoor Air System (DOAS) | A | Outdoor air supplied by a DOAS. | WCM11 | Discretionary | No DOAS. | Outdoor air supplied by a DOAS. | RetroEven20_WA | 0 | Central Systems | sqft | 1 | 1 | 0% | 2021P_Com-VRF-DOAS-2021P_V2 | 2021P_Com-VRF-DOAS-2021P_V2 | 2021P_Com-VRF-DOAS-2021P_V2 | 20 | 8.1645 | 0 | 0 | 0 | 1.0743 | 0.14508 | 0 | 0 | 28.36% | 25% | 3.406% | 10.95% | NEM | Central Systems | FALSE | FALSE | 19344.3968 | 830
Commercial_WA - College_Existing_Space Heating_Natural Gas_Destratification Fans (HVLS)_A | WA | Commercial | WA - College | Existing | Space Heating | Natural Gas | Destratification Fans (HVLS) | A | High volume low speed destratification fans. | WCM12 | Discretionary | No destratification fans. | High volume low speed destratification fans. | RetroEven20_WA | 0 | Space Heating | Strat Fan | 1 | 8.6207e-05 | 0% | DL20_IHVLS-Ag-2021PLN-v2-8 | DL20_IHVLS-Ag-2021PLN-v2-8 | HVLS-Heating-AEG-v5.0-121 | 15 | 9799.2638 | 0 | 0 | 0 | 1.0743 | 718.9258 | 0 | 0 | 28.36% | 25% | 15% | 33.33% | NEM | All | FALSE | FALSE | 5391.6742 | 477
Commercial_WA - College_Existing_Space Heating_Natural Gas_Gas Boiler - Maintenance_A | WA | Commercial | WA - College | Existing | Space Heating | Natural Gas | Gas Boiler - Maintenance | A | General cleaning and maintenance | WCM13 | Discretionary | Degrade performance | General cleaning and maintenance | Retro12Med_WA | 0 | Boiler | kBtuh Heat | 1 | 0.0648 | 0% | GBLR_MNT-Heating-ILTRM-v4.0-43 | GBLR_MNT-Heating-ILTRM-v4.0-43 | GBLR_MNT-Heating-ILTRM-v4.0-1 | 3 | 0.95148 | 0 | 0 | 0 | 1.1464 | 0.14071 | 0 | 0 | 28.36% | 25% | 20% | 30% | NEM | Boiler | FALSE | FALSE | 18839.7419 | 826
Commercial_WA - College_Existing_Space Heating_Natural Gas_Gas Furnace - Maintenance_A | WA | Commercial | WA - College | Existing | Space Heating | Natural Gas | Gas Furnace - Maintenance | A | General cleaning and maintenance | WCM14 | Discretionary | Degrade performance | General cleaning and maintenance | Retro12Med_WA | 0 | Furnace | kBtuh Heat | 1 | 0.0648 | 0% | IL TRM - CI-HVC-FTUN-V03-200101 | GBLR_MNT-Heating-ILTRM-v4.0-43 | IL TRM - CI-HVC-FTUN-V03-200101 | 3 | 0.95148 | 0 | 0 | 0 | 1.1464 | 0.063466 | 0 | 0 | 28.36% | 25% | 20% | 30% | NEM | Furnace | FALSE | FALSE | 41770.0636 | 825
Commercial_WA - College_Existing_Space Heating_Natural Gas_Gas Boiler - Hot Water Reset_A | WA | Commercial | WA - College | Existing | Space Heating | Natural Gas | Gas Boiler - Hot Water Reset | A | Reset control installed | WCM15 | Discretionary | No control | Reset control installed | RetroEven20_WA | 0 | Boiler | BoilerCtrl | 1 | 0.000162 | 0% | GBLR_HWRST-Heating-ILTRM-v4.0-43 | GBLR_HWRST-Heating-ILTRM-v4.0-1 | GBLR_HWRST-Heating-ILTRM-v4.0-1 | 20 | 799.3848 | 0 | 0 | 0 | 1.3062 | 250.1546 | 0 | 0 | 28.36% | 25% | 35% | 55% | NEM | Boiler | FALSE | FALSE | 1098.4227 | 256
Commercial_WA - College_Existing_Space Heating_Natural Gas_Gas Boiler - Steam Trap Replacement_A | WA | Commercial | WA - College | Existing | Space Heating | Natural Gas | Gas Boiler - Steam Trap Replacement | A | Cleaning and maintenance | WCM16 | Discretionary | Degrade performance | Cleaning and maintenance | RetroEven20_WA | 0 | Boiler | perBLDg | 1 | 5e-05 | 0% | IL TRM v9, Section 4.4.16 | IL TRM v9, Section 4.4.16 | IL TRM - CI-HVC-STRE-V06-200101 | 6 | 89.8373 | 0 | 0 | 0 | 1.1667 | 74.7764 | 0 | 0 | 28.36% | 25% | 73% | 100% | NEM | Boiler | FALSE | FALSE | 1138.1911 | 263
Commercial_WA - College_Existing_Space Heating_Natural Gas_Gas Boiler - High Turndown Burner_A | WA | Commercial | WA - College | Existing | Space Heating | Natural Gas | Gas Boiler - High Turndown Burner | A | Turndown control installed | WCM17 | Discretionary | No control | Turndown control installed | Retro5Med_WA | 0 | Boiler | kbtuh heat | 1 | 0.0648 | 0% | GBLR_TRN-Heating-MNTRM-v2.1-1 | GBLR_TRN-Heating-MNTRM-v2.1-1 | GBLR_TRN-Heating-MNTRM-v2.1-1 | 15 | 2.7959 | 0 | 0 | 0 | 1.1051 | 0.23452 | 0 | 0 | 28.36% | 25% | 25% | 50% | NEM | Boiler | FALSE | FALSE | 4715.8633 | 440
Commercial_WA - College_Existing_Space Heating_Natural Gas_Gas Boiler - Burner Control Optimization_A | WA | Commercial | WA - College | Existing | Space Heating | Natural Gas | Gas Boiler - Burner Control Optimization | A | Optimized burner controls | WCM18 | Discretionary | Average performance | Optimized burner controls | Retro1Slow_WA | 0 | Boiler | kBtuh heat | 1 | 0.0648 | 0% | GBLR_O2TRM-Heating-ILTRM-v4.0-1 | GBLR_O2TRM-Heating-MEMD-2018-1 | GBLR_O2TRM-Heating-ILTRM-v4.0-1 | 18 | 0.93934 | 0 | 0 | 0 | 1.1051 | 0.068011 | 0 | 0 | 28.36% | 25% | 5% | 85% | NEM | Boiler | FALSE | FALSE | 4968.6508 | 455
Commercial_WA - College_Existing_Space Heating_Natural Gas_Gas Boiler - Stack Economizer_A | WA | Commercial | WA - College | Existing | Space Heating | Natural Gas | Gas Boiler - Stack Economizer | A | Economizer installed | WCM19 | Discretionary | None | Economizer installed | Retro5Med_WA | 0 | Boiler | kBtuh Heat | 1 | 0.0648 | 0% | IL TRM - CI-HVC-BECO-V01-150601 | IL TRM - CI-HVC-BECO-V01-150601 | IL TRM - CI-HVC-BECO-V01-150601 | 15 | 10.3483 | 0 | 0 | 0 | 1.0348 | 0.22514 | 0 | 0 | 28.36% | 25% | 15% | 55% | NEM | Boiler | FALSE | FALSE | 18181.5856 | 824
Commercial_WA - College_Existing_Space Heating_Natural Gas_Gas Boiler - Thermostatic Radiator Valves_A | WA | Commercial | WA - College | Existing | Space Heating | Natural Gas | Gas Boiler - Thermostatic Radiator Valves | A | TBD | WCM20 | Discretionary | TBD | TBD | RetroEven20_WA | 0 | Boiler | radiator | 1 | 0.0048244 | 0% | IL TRM - 5.3.19 - RS-HVC-TRVS-V01-210101 | AEG Cost Characterization, 2021 | IL TRM - 5.3.19 - RS-HVC-TRVS-V01-210101 | 15 | 61.19 | 0 | 0 | 0 | 1 | 15.75 | 0 | 0 | 28.36% | 25% | 25% | 50% | NEM | Boiler | FALSE | FALSE | 1536.7888 | 316
Commercial_WA - College_Existing_Space Heating_Natural Gas_HVAC - Shut Off Damper_A | WA | Commercial | WA - College | Existing | Space Heating | Natural Gas | HVAC - Shut Off Damper | A | Damper installed | WCM21 | Discretionary | No damper | Damper installed | Retro5Med_WA | 0 | Central Systems | BoilerCtrl | 1 | 0.000162 | 0% | HVAC_DMPROFF-Heating-ILTRM-v4.0-1 | HVAC_DMPROFF-Heating-ILTRM-v4.0-1 | HVAC_DMPROFF-Heating-ILTRM-v4.0-1 | 15 | 1657.6673 | 112.8045 | 0 | 0 | 1.1051 | 29.468 | 0 | 0 | 28.36% | 25% | 0% | 75% | NEM | Central Systems | FALSE | FALSE | 22251.6077 | 829
Commercial_WA - College_Existing_Space Heating_Natural Gas_Gas Furnace - Tube Inserts_A | WA | Commercial | WA - College | Existing | Space Heating | Natural Gas | Gas Furnace - Tube Inserts | A | Tube inserts installed | WCM22 | Discretionary | None | Tube inserts installed | Retro1Slow_WA | 0 | Furnace | sqft | 1 | 1 | 0% | n/a | n/a | n/a | 5 | 1 | 0 | 0 | 0 | 1 | 0 | 0 | 0 | 28.36% | 25% | 73% | 100% | NEM | Furnace | FALSE | FALSE | 0 | 828
Commercial_WA - College_Existing_Space Heating_Natural Gas_Gas Boiler - Insulate Steam Lines/Condensate Tank_A | WA | Commercial | WA - College | Existing | Space Heating | Natural Gas | Gas Boiler - Insulate Steam Lines/Condensate Tank | A | Lines and condenstate tank insulated | WCM23 | Discretionary | No insulation | Lines and condenstate tank insulated | RetroEven20_WA | 0 | Boiler | boiler pipe | 1 | 0.028284 | 0% | GBLR_PINS-Heating-ILTRM-v4.0-1 | GBLR_PINS_STM-Heating-PGE-R7-1 | GBLR_PINS_STM-Heating-PGE-R7-1 | 15 | 13.9626 | 0 | 0 | 0 | 1.1464 | 5.99 | 0 | 0 | 28.36% | 25% | 30% | 40% | NEM | Boiler | FALSE | FALSE | 922.0516 | 238
Commercial_WA - College_Existing_Space Heating_Natural Gas_Gas Boiler - Insulate Hot Water Lines_A | WA | Commercial | WA - College | Existing | Space Heating | Natural Gas | Gas Boiler - Insulate Hot Water Lines | A | Insulated water lines | WCM24 | Discretionary | No insulation | Insulated water lines | RetroEven20_WA | 0 | Boiler | boiler pipe | 1 | 0.028284 | 0% | GBLR_PINS_HW-Heating-PGE-R7-1 | GBLR_PINS_HW-Heating-PGE-R7-1 | GBLR_PINS_HW-Heating-PGE-R7-1 | 11 | 26.0797 | 0 | 0 | 0 | 1.1464 | 4.01 | 0 | 0 | 28.36% | 25% | 30% | 40% | NEM | Boiler | FALSE | FALSE | 3195.7745 | 395
Commercial_WA - College_Existing_Space Heating_Natural Gas_Condensing RTU_A | WA | Commercial | WA - College | Existing | Space Heating | Natural Gas | Condensing RTU | A | TBD | WCM25 | Discretionary | TBD | TBD | RetroEven20_WA | 0 | Furnace | sqft cond | 1 | 1 | 0% | NEEA Condensing Rooftop Unit Field Study - October 28, 2019 | NEEA Condensing Rooftop Unit Field Study - October 28, 2019 | NEEA Condensing Rooftop Unit Field Study - October 28, 2019 | 5 | 2.6526 | 0 | 0 | 0 | 1.0348 | 0.02715 | 0 | 0 | 28.36% | 25% | 5% | 20% | NEM | Furnace | FALSE | FALSE | 119508.7115 | 827
Commercial_WA - College_Existing_Space Heating_Natural Gas_Hydronic Heating Radiator Replacement_A | WA | Commercial | WA - College | Existing | Space Heating | Natural Gas | Hydronic Heating Radiator Replacement | A | TBD | WCM26 | Discretionary | TBD | TBD | RetroEven20_WA | 0 | Boiler | radiator | 1 | 0.0048244 | 0% | IL TRM - 4.4.52 - CI-HVC-HHRR-V01-210101 | IL TRM - 4.4.52 - CI-HVC-HHRR-V01-210101 | IL TRM - 4.4.52 - CI-HVC-HHRR-V01-210101 | 25 | 624.7488 | 0 | 0 | 0 | 1.0183 | 34 | 0 | 0 | 28.36% | 25% | 30% | 40% | NEM | Boiler | FALSE | FALSE | 5844.9436 | 497
Commercial_WA - College_Existing_Space Heating_Natural Gas_Thermostat - Connected_A | WA | Commercial | WA - College | Existing | Space Heating | Natural Gas | Thermostat - Connected | A | Thermostat connected to building management control system. | WCM27 | Discretionary | Standard thermostat. | Thermostat connected to building management control system. | Retro5Med_WA | 0 | Space Heating | Stat Unit | 1 | 0.001 | 0% | DL20_CSTAT_SMRT-Cool-RTF-v1.1-5 | IL TRM - CI-HVC-THST-V01-200101 | DL20_CSTAT_SMRT-Heat-RTF-v1.1-1 | 5 | 222.9079 | 0 | 11.846 | 0 | 1.1247 | 31.827 | 0 | 0 | 28.36% | 25% | 30% | 53.33% | NEM | All | FALSE | FALSE | 8567.0592 | 525
Commercial_WA - College_Existing_Water Heating_Natural Gas_Water Heater - Thermostatic Shower Restriction Valve_A | WA | Commercial | WA - College | Existing | Water Heating | Natural Gas | Water Heater - Thermostatic Shower Restriction Valve | A | Thermostatic shower restriction valve. | WCM28 | Discretionary | No thermostatic control on shower. | Thermostatic shower restriction valve. | Retro5Med_WA | 0 | Water Heater | showerhead | 1 | 0.0001 | 0% | ThermostaticShowerRestrictionValve_v4_2 | ThermostaticShowerRestrictionValve_v4_2 | ThermostaticShowerRestrictionValve_v4_2 | 10 | 24.4642 | 0 | 6.8441 | 0 | 1.1464 | 2.4821 | 0 | 0 | 28.36% | 25% | 86.67% | 86.67% | NEM | Water Heater | FALSE | FALSE | 5259.0637 | 467
Commercial_WA - College_Existing_Water Heating_Natural Gas_Water Heater - Pre-Rinse Spray Valve_A | WA | Commercial | WA - College | Existing | Water Heating | Natural Gas | Water Heater - Pre-Rinse Spray Valve | A | Low flow pre-rinse spray valve. | WCM29 | Discretionary | Standard pre-rinse spray valve. | Low flow pre-rinse spray valve. | Retro5Med_WA | 0 | Water Heater | KitchenFaucet | 1 | 5e-05 | 0% | Avista TRM | Avista TRM | Avista TRM | 4 | 112.1961 | 0 | 0 | 0 | 1.0348 | 16.81 | 0 | 0 | 28.36% | 25% | 25% | 53.33% | NEM | Water Heater | FALSE | FALSE | 11500.8864 | 794
Commercial_WA - College_Existing_Water Heating_Natural Gas_Water Heater - Temperature Setback_A | WA | Commercial | WA - College | Existing | Water Heating | Natural Gas | Water Heater - Temperature Setback | A | Water heater temperature setback. | WCM30 | Discretionary | No water heater temperature setback. | Water heater temperature setback. | Retro5Med_WA | 0 | Water Heater | WHunits | 1 | 6.4604e-05 | 0% | IL TRM - RS-HWE-TMPS-V08-210101 | IL TRM - RS-HWE-TMPS-V08-210101 | IL TRM - RS-HWE-TMPS-V08-210101 | 2 | 5 | 0 | 0 | 0 | 1 | 103.9223 | 0 | 0 | 28.36% | 25% | 15% | 100% | NEM | Water Heater | FALSE | FALSE | 277.8046 | 173
Commercial_WA - College_Existing_Water Heating_Natural Gas_Water Heater - Faucet Aerators_A | WA | Commercial | WA - College | Existing | Water Heating | Natural Gas | Water Heater - Faucet Aerators | A | 0 | WCM31 | Discretionary | 0 | 0 | Retro5Med_WA | 0 | Water Heater | faucet | 1 | 0.0002 | 0% | DHW_AER-Water Heating-XCELCO-2017-18-6 | DHW_AER-Water Heating-XCELCO-2017-18-6 | DHW_AER-Water Heating-ILTRM-v5.0-23 | 10 | 7.4417 | 0 | 14.8834 | 0 | 1.0631 | 13.3737 | 0 | 0 | 28.36% | 25% | 86.67% | 86.67% | NEM | Water Heater | FALSE | FALSE | 296.901 | 183
Commercial_WA - College_Existing_Water Heating_Natural Gas_Water Heater - Low-Flow Showerheads_A | WA | Commercial | WA - College | Existing | Water Heating | Natural Gas | Water Heater - Low-Flow Showerheads | A | 0 | WCM32 | Discretionary | 0 | 0 | Retro5Med_WA | 0 | Water Heater | Showerhead | 1 | 0.0001 | 0% | Com-Showerheads-2021P_V2 | Com-Showerheads-2021P_V2 | Com-Showerheads-2021P_V2 | 10 | 19.7518 | 0 | 18.2061 | 0 | 1.1464 | 4.81 | 0 | 0 | 28.36% | 25% | 86.67% | 86.67% | NEM | Water Heater | FALSE | FALSE | 2191.0616 | 338
Commercial_WA - College_Existing_Water Heating_Natural Gas_Water Heater - Tank Blanket/Insulation_A | WA | Commercial | WA - College | Existing | Water Heating | Natural Gas | Water Heater - Tank Blanket/Insulation | A | 0 | WCM33 | Discretionary | 0 | 0 | Retro5Med_WA | 0 | Water Heater | WHUnits | 1 | 6.4604e-05 | 0% | IL TRM - 4.3.12 Tank Insulation - CI-HWE-TKIN-V01-210101 / PA TRM - 2.3.4 - State of Pennsylvania TRM, Volume 2: Residential Measures, 2021 Final Order. August 8, 2019. | IL TRM - 4.3.12 Tank Insulation - CI-HWE-TKIN-V01-210101 / PA TRM - 2.3.4 - State of Pennsylvania TRM, Volume 2: Residential Measures, 2021 Final Order. August 8, 2019. | IL TRM - 4.3.12 Tank Insulation - CI-HWE-TKIN-V01-210101 / PA TRM - 2.3.4 - State of Pennsylvania TRM, Volume 2: Residential Measures, 2021 Final Order. August 8, 2019. | 15 | 1.4664 | 0 | 0 | 0 | 1.0183 | 200.7769 | 0 | 0 | 28.36% | 25% | 75% | 100% | NEM | Water Heater | FALSE | FALSE | 2.889 | 125
Commercial_WA - College_Existing_Water Heating_Natural Gas_Water Heater - Drainwater Heat Recovery_A | WA | Commercial | WA - College | Existing | Water Heating | Natural Gas | Water Heater - Drainwater Heat Recovery | A | 0 | WCM34 | Discretionary | 0 | 0 | Retro5Med_WA | 0 | Water Heater | faucet | 1 | 0.0002 | 0% | DHW_DWHR-Water Heating-OPATRM-v1-1 | DHW_DWHR-Water Heating-OPATRM-v1-1 | DHW_DWHR-Water Heating-MNTRM-v1.0-7 | 40 | 948.5609 | 0 | 0 | 0 | 1.1857 | 27.6423 | 0 | 0 | 28.36% | 25% | 86.67% | 86.67% | NEM | Water Heater | FALSE | FALSE | 9852.459 | 543
Commercial_WA - College_Existing_Water Heating_Natural Gas_Water Heater - Circulation Pump Controls_A | WA | Commercial | WA - College | Existing | Water Heating | Natural Gas | Water Heater - Circulation Pump Controls | A | Controlled circulation pump. | WCM35 | Discretionary | Circulation pump with no controls. | Controlled circulation pump. | Retro5Med_WA | 0 | Water Heater | perbldg | 1 | 5e-05 | 0% | RTF - ComResCirculatorPumps_2_3 - AEG Edited | RTF - ComResCirculatorPumps_2_3 - AEG Edited | RTF - ComResCirculatorPumps_2_3 - AEG Edited | 11.5 | 913.5582 | 0 | 0 | 0 | 1.1464 | 1451.3983 | 0 | 0 | 28.36% | 25% | 15% | 26.67% | NEM | Water Heater | FALSE | FALSE | 298.4161 | 185
Commercial_WA - College_Existing_Water Heating_Natural Gas_Water Heater - Pipe Insulation_A | WA | Commercial | WA - College | Existing | Water Heating | Natural Gas | Water Heater - Pipe Insulation | A | Water heater pipe insulation. | WCM36 | Discretionary | No insulation. | Water heater pipe insulation. | Retro5Med_WA | 0 | Water Heater | PipeFeet | 1 | 0.00025 | 0% | IL TRM v10 - 4.4.14 Pipe Insulation - CI-HVC-PINS-V07-220101 | IL TRM v10 - 4.4.14 Pipe Insulation - CI-HVC-PINS-V07-220101 | IL TRM v10 - 4.4.14 Pipe Insulation - CI-HVC-PINS-V07-220101 | 15 | 19.3862 | 0 | 0 | 0 | 1.1857 | 5.02 | 0 | 0 | 28.36% | 25% | 15.8% | 100% | NEM | Water Heater | FALSE | FALSE | 1527.5787 | 309
Commercial_WA - College_Existing_Water Heating_Natural Gas_Water Heater - Motion Control Faucet_A | WA | Commercial | WA - College | Existing | Water Heating | Natural Gas | Water Heater - Motion Control Faucet | A | 0.35 gpm w/ motion sensor | WCM37 | Discretionary | 1.39 gpm w/o motion sensor | 0.35 gpm w/ motion sensor | Retro5Med_WA | 0 | Water Heater | sqft | 1 | 1 | 0% | n/a | n/a | n/a | 5 | 1.0743 | 0 | 0 | 0 | 1.0743 | 0 | 0 | 0 | 28.36% | 25% | 30% | 75% | NEM | Water Heater | FALSE | FALSE | 0 | 792
Commercial_WA - College_Existing_Water Heating_Natural Gas_Water Heater - Solar System_A | WA | Commercial | WA - College | Existing | Water Heating | Natural Gas | Water Heater - Solar System | A | Solar water heater with electric backup unit | WCM38 | Discretionary | 0 | Solar water heater with electric backup unit | Retro5Med_WA | 0 | Water Heater | DHW kbtuh | 1 | 0.0033594 | 0% | DHW_WH-Water Heating-AEO17-8 | DHW_WH-Water Heating-AEO17-8 | DHW_WH-Water Heating-DOE-PTool2014-1 | 20 | 278.7625 | 0 | 0 | 0 | 1.1247 | 40.1544 | 0 | 0 | 28.36% | 25% | 1% | 40% | NEM | Water Heater | 2 | FALSE | 2386.2887 | 345
Commercial_WA - College_Existing_Water Heating_Natural Gas_Commercial Laundry - Ozone Treatment_A | WA | Commercial | WA - College | Existing | Water Heating | Natural Gas | Commercial Laundry - Ozone Treatment | A | Ozone laundry treatment system. | WCM39 | Discretionary | Standard commercial washer. | Ozone laundry treatment system. | Retro5Med_WA | 0 | Water Heater | perBldg | 1 | 5e-05 | 0% | CW_OZON-Water Heating-ILTRM-v4.0-4 | CW_OZON-Water Heating-ILTRM-v4.0-4 | CW_OZON-Water Heating-ILTRM-v4.0-4 | 10 | 10064.6736 | 222.0834 | 0 | 0 | 1.1051 | 365.3575 | 0 | 0 | 28.36% | 25% | 0% | 6.667% | NEM | Water Heater | FALSE | FALSE | 14698.5445 | 797
Commercial_WA - College_Existing_Water Heating_Natural Gas_Commercial Laundry - ENERGY STAR Washer_A | WA | Commercial | WA - College | Existing | Water Heating | Natural Gas | Commercial Laundry - ENERGY STAR Washer | A | ENERGY STAR rated washer. | WCM40 | Discretionary | Standard efficiency washer. | ENERGY STAR rated washer. | Retro5Med_WA | 0 | Water Heater | ClothesWashers | 1 | 1.5587e-05 | 0% | CW-Miscellaneous-RTF-v5.1-21 | CW-Miscellaneous-RTF-v5.1-21 | CW-Miscellaneous-RTF-PreQCv5.0-8 | 7 | 458.1094 | 0 | 200.1723 | 0 | 1.1464 | 35.5089 | 0 | 0 | 28.36% | 25% | 0% | 6.667% | NEM | Water Heater | FALSE | FALSE | 10043.494 | 796
Commercial_WA - College_Existing_Water Heating_Natural Gas_Water Heater - Efficient Dishwasher_A | WA | Commercial | WA - College | Existing | Water Heating | Natural Gas | Water Heater - Efficient Dishwasher | A | ENERGY STAR | WCM41 | Discretionary | 0 | ENERGY STAR | Retro5Med_WA | 0 | Water Heater | perBldg | 1 | 5e-05 | 0% | Avista TRM | Avista TRM | Avista TRM | 12 | 2377.0012 | 0 | 1319.9187 | 0 | 1.0348 | 102.8166 | 0 | 0 | 28.36% | 25% | 0% | 75% | NEM | Water Heater | FALSE | FALSE | 10607.6481 | 795
Commercial_WA - College_Existing_Water Heating_Natural Gas_Commercial Laundry - Alternative Dry-Cleaning Methods_A | WA | Commercial | WA - College | Existing | Water Heating | Natural Gas | Commercial Laundry - Alternative Dry-Cleaning Methods | A | High efficiency alternative dry-cleaning methods. | WCM42 | Discretionary | Standard efficiency dryer. | High efficiency alternative dry-cleaning methods. | Retro5Med_WA | 0 | Water Heater | perBldg | 1 | 5e-05 | 0% | CW_ALTDRYCLN-Miscellaneous-SCE-ET05.01-6 | CW_ALTDRYCLN-Miscellaneous-SCE-ET05.01-6 | CW_ALTDRYCLN-Miscellaneous-SCE-ET05.01-6 | 15 | 66246.8389 | 0 | 0 | 0 | 1.2089 | 0 | 0 | 0 | 28.36% | 25% | 0% | 6.667% | NEM | Water Heater | FALSE | FALSE | 0 | 791
Commercial_WA - College_Existing_Space Heating_Natural Gas_Advanced Kitchen Ventilation Controls_A | WA | Commercial | WA - College | Existing | Space Heating | Natural Gas | Advanced Kitchen Ventilation Controls | A | Variable exhaust hood flow based on temperature or grease sensor. | WCM43 | Discretionary | No controls on exhaust hoods. | Variable exhaust hood flow based on temperature or grease sensor. | RetroEven20_WA | 0 | Space Heating | sqft | 1 | 1 | 0% | IL TRM - CI-FSE-VENT-V03-160601 | COOK_EXHD-Ventilation-XCELCO-2017-18-2 | COOK_EXHD-Ventilation-XCELCO-2017-18-2 | 15 | 0.11676 | 0 | 0.014215 | 0 | 1.1051 | 0.03819 | 0 | 0 | 28.36% | 25% | 10% | 20% | NEM | All | FALSE | FALSE | 1209.3362 | 283
Commercial_WA - College_Existing_Space Heating_Natural Gas_Infiltration Control - Loading Dock Sealing_A | WA | Commercial | WA - College | Existing | Space Heating | Natural Gas | Infiltration Control - Loading Dock Sealing | A | 0 | WCM44 | Discretionary | 0 | 0 | RetroEven20_WA | 0 | Space Heating | perBldg | 1 | 5e-05 | 0% | MEMD - Truck Loading Dock Seals - 8.10.01.FES-E10.v01 | MEMD - Truck Loading Dock Seals - 8.10.01.FES-E10.v01 | MEMD - Truck Loading Dock Seals - 8.10.01.FES-E10.v01 | 10 | 3106.5198 | 0 | 0 | 0 | 1.0873 | 201 | 0 | 0 | 28.36% | 25% | 0% | 0% | NEM | All | FALSE | FALSE | 8246.5198 | 520
Commercial_WA - College_Existing_Space Heating_Natural Gas_Greenhouse Heat Curtain_A | WA | Commercial | WA - College | Existing | Space Heating | Natural Gas | Greenhouse Heat Curtain | A | 0 | WCM45 | Discretionary | No heat curtain. | 0 | RetroEven20_WA | 0 | Space Heating | perBldg | 1 | 5e-05 | 0% | CA eTRM https://www.caetrm.com/measure/SWBE001/01/ | CA eTRM https://www.caetrm.com/measure/SWBE001/01/ | CA eTRM https://www.caetrm.com/measure/SWBE001/01/ | 5 | 408.7573 | 0 | 0 | 0 | 1.0348 | 175.5 | 0 | 0 | 28.36% | 25% | 0% | 0% | NEM | All | FALSE | FALSE | 2848.9872 | 386
Commercial_WA - College_Existing_Space Heating_Natural Gas_Ventilation - Parking Garages, Demand Controlled_A | WA | Commercial | WA - College | Existing | Space Heating | Natural Gas | Ventilation - Parking Garages, Demand Controlled | A | 0 | WCM46 | Discretionary | 0 | 0 | RetroEven20_WA | 0 | Central Systems | garage | 1 | 1e-05 | 0% | FOE - Parking Garage Ventilation Controls - W0047 | FOE - Parking Garage Ventilation Controls - W0047 | FOE - Parking Garage Ventilation Controls - W0047 | 5 | 843.0596 | 0 | 0 | 0 | 1.0183 | 0 | 0 | 0 | 28.36% | 25% | 0% | 0% | NEM | Central Systems | FALSE | FALSE | 0 | 787
Commercial_WA - College_Existing_Miscellaneous_Natural Gas_Pool Heater - Night Covers_A | WA | Commercial | WA - College | Existing | Miscellaneous | Natural Gas | Pool Heater - Night Covers | A | Night covers on pool. | WCM47 | Discretionary | Uncovered. | Night covers on pool. | Retro12Med_WA | 0 | Pool Heater | sqft pool | 1 | 0.09375 | 0% | PL_COV-Water Heating-SCG-R0-62 | PL_COV-Water Heating-SCG-R0-62 | PL_COV-Water Heating-SCG-R0-1 | 5 | 1.3642 | 0 | 0 | 0 | 1.1464 | 0.0011799 | 0 | 0 | 28.36% | 25% | 15% | 100% | NEM | Pool Heater | FALSE | FALSE | 1414187.8759 | 786
Commercial_WA - College_Existing_Space Heating_Natural Gas_Advanced New Construction Designs_A | WA | Commercial | WA - College | Existing | Space Heating | Natural Gas | Advanced New Construction Designs | A | New construction designs exceeding ASHRAE 90.1 requirements. | WCM48 | Discretionary | Standard new construction design. | New construction designs exceeding ASHRAE 90.1 requirements. | LO1Slow_WA | 0 | Space Heating | sqft | 1 | 1 | 0% | COM_CX-HVAC-AEG-1 | COM_CX-All-AEG-5 | COM_CX-All-AEG-5 | 3 | 1.4023 | 0 | 0 | 0 | 1.2089 | 0 | 0 | 0 | 28.36% | 25% | 0% | 0% | NEM | All | 20 | FALSE | 0 | 785
Commercial_WA - College_Existing_Water Heating_Natural Gas_Advanced New Construction Designs_A | WA | Commercial | WA - College | Existing | Water Heating | Natural Gas | Advanced New Construction Designs | A | New construction designs exceeding ASHRAE 90.1 requirements. | WCM49 | Discretionary | Standard new construction design. | New construction designs exceeding ASHRAE 90.1 requirements. | LO1Slow_WA | 0 | Water Heating | sqft | 1 | 1 | 0% | COM_CX-HVAC-AEG-1 | COM_CX-All-AEG-5 | COM_CX-All-AEG-5 | 3 | 1.4023 | 0 | 0 | 0 | 1.2089 | 0 | 0 | 0 | 28.36% | 25% | 0% | 0% | NEM | All | FALSE | FALSE | 0 | 790
Commercial_WA - College_Existing_Space Heating_Natural Gas_Strategic Energy Management_A | WA | Commercial | WA - College | Existing | Space Heating | Natural Gas | Strategic Energy Management | A | Implementation of strategic energy management. | WCM50 | Discretionary | No strategic energy management. | Implementation of strategic energy management. | RetroEven20_WA | 0 | Space Heating | sqft | 1 | 1 | 0% | DL20_COM_SEM-Misc-2021PLN-V4-1 | BEHAV_SEM-All-CPUC-2018_PG-2 | DL20_COM_SEM-Misc-2021PLN-V4-15 | 3 | 0.090237 | 0 | 0.018482 | 0 | 1.0743 | 0.023327 | 0 | 0 | 28.36% | 25% | 63% | 100% | NEM | All | FALSE | FALSE | 14731.9146 | 789
Commercial_WA - College_Existing_Water Heating_Natural Gas_Strategic Energy Management_A | WA | Commercial | WA - College | Existing | Water Heating | Natural Gas | Strategic Energy Management | A | Implementation of strategic energy management. | WCM51 | Discretionary | No strategic energy management. | Implementation of strategic energy management. | RetroEven20_WA | 0 | Water Heating | sqft | 1 | 1 | 0% | DL20_COM_SEM-Misc-2021PLN-V4-1 | BEHAV_SEM-All-CPUC-2018_PG-2 | DL20_COM_SEM-Misc-2021PLN-V4-15 | 3 | 0.090237 | 0 | 0.018482 | 0 | 1.0743 | 0.010806 | 0 | 0 | 28.36% | 25% | 63% | 100% | NEM | All | FALSE | FALSE | 14731.9146 | 788
Commercial_WA - College_Existing_Space Heating_Natural Gas_Retrocommissioning_A | WA | Commercial | WA - College | Existing | Space Heating | Natural Gas | Retrocommissioning | A | Periodic recommissioning of building systems. | WCM52 | Discretionary | No retro commissioning. | Periodic recommissioning of building systems. | RetroEven20_WA | 0 | Space Heating | sqft | 1 | 1 | 0% | COM_RCX-HVAC-AEG-1 | COM_RCX-Heating-7PLN-v5-8 | COM_RCX-HVAC-AEG-1 | 3 | 0.14844 | 0 | 0.022694 | 0 | 1.3062 | 0.028643 | 0 | 0 | 28.36% | 25% | 11% | 69.33% | NEM | All | FALSE | FALSE | 19735.7939 | 807
Commercial_WA - College_Existing_Water Heating_Natural Gas_Retrocommissioning_A | WA | Commercial | WA - College | Existing | Water Heating | Natural Gas | Retrocommissioning | A | Periodic recommissioning of building systems. | WCM53 | Discretionary | No retro commissioning. | Periodic recommissioning of building systems. | RetroEven20_WA | 0 | Water Heating | sqft | 1 | 1 | 0% | COM_RCX-HVAC-AEG-1 | COM_RCX-Heating-7PLN-v5-8 | COM_RCX-HVAC-AEG-1 | 3 | 0.14844 | 0 | 0.022694 | 0 | 1.3062 | 0.013268 | 0 | 0 | 28.36% | 25% | 11% | 69.33% | NEM | All | FALSE | FALSE | 19735.7939 | 806
Commercial_WA - College_New_Space Heating_Natural Gas_Insulation - Ceiling_A | WA | Commercial | WA - College | New | Space Heating | Natural Gas | Insulation - Ceiling | A | R-38 | WCM54 | Discretionary | R-13 | R-38 | Retro1Slow_WA | 0 | Space Heating | sqft roof | 1 | 1 | 0% | Avista TRM | Avista TRM | Avista TRM | 22 | 0.78647 | 0 | 0 | 0 | 1.0348 | 0 | 0 | 0 | 24.32% | 25% | 0% | 0% | NEM | All | FALSE | FALSE | 0 | 805
Commercial_WA - College_New_Space Heating_Natural Gas_Insulation - Ducting_A | WA | Commercial | WA - College | New | Space Heating | Natural Gas | Insulation - Ducting | A | R-8 | WCM55 | Discretionary | R-4 | R-8 | Retro1Slow_WA | 0 | Central Systems | sqft duct | 1 | 0.25 | 0% | INS_DCT-All-DEER-1 | INS_DCT-All-DEER-1 | Building Energy Simulation Tool | 20 | 0.95651 | 0 | 0 | 0 | 1.2422 | 0 | 0 | 0 | 24.32% | 25% | 0% | 0% | NEM | Central Systems | FALSE | FALSE | 0 | 810
Commercial_WA - College_New_Space Heating_Natural Gas_Insulation - Wall Cavity_A | WA | Commercial | WA - College | New | Space Heating | Natural Gas | Insulation - Wall Cavity | A | R-23 | WCM56 | Discretionary | R-9 | R-23 | Retro1Slow_WA | 0 | Space Heating | sqft wall | 1 | 0.381 | 0% | Avista TRM | Avista TRM | Avista TRM | 22 | 0.67264 | 0 | 0 | 0 | 1.0348 | 0 | 0 | 0 | 24.32% | 25% | 0% | 0% | NEM | All | FALSE | FALSE | 0 | 809
Commercial_WA - College_New_Space Heating_Natural Gas_Green Roof - Vegetated Rooftop_A | WA | Commercial | WA - College | New | Space Heating | Natural Gas | Green Roof - Vegetated Rooftop | A | Green roof | WCM57 | Discretionary | No vegetation on roof | Green roof | Retro1Slow_WA | 0 | Space Heating | sqft roof | 1 | 1 | 0% | Measure Cost Research v1.1 - Sep 2020.xlsx | Measure Cost Research v1.1 - Sep 2020.xlsx | Measure Cost Research v1.1 - Sep 2020.xlsx | 25 | 15.275 | 1.1456 | 0 | 0 | 1.0183 | 0 | 0 | 0 | 28.36% | 25% | 15% | 46.67% | NEM | All | FALSE | FALSE | 0 | 808
Commercial_WA - College_New_Space Heating_Natural Gas_Ducting - Repair and Sealing_A | WA | Commercial | WA - College | New | Space Heating | Natural Gas | Ducting - Repair and Sealing | A | Sealed | WCM58 | Discretionary | 20% Leakage | Sealed | Retro1Slow_WA | 0 | Central Systems | sqft duct | 1 | 0.25 | 0% | DCT_RPR-All-DEER-1 | DCT_RPR-Cooling-RTF-1 | Building Energy Simulation Tool | 18 | 0.65309 | 0 | 0 | 0 | 1.3062 | 0 | 0 | 0 | 19.52% | 25% | 15% | 46.67% | NEM | Central Systems | FALSE | FALSE | 0 | 804
Commercial_WA - College_New_Space Heating_Natural Gas_Windows - High Efficiency Glazing_A | WA | Commercial | WA - College | New | Space Heating | Natural Gas | Windows - High Efficiency Glazing | A | High Efficiency Glaze | WCM59 | Discretionary | Single Glaze | High Efficiency Glaze | Retro1Slow_WA | 0 | Space Heating | sqft window | 1 | 0.09525 | 0% | WND_HE-Heating-RTF-v2.1-1 | WND_HE-Heating-RTF-v2.1-1 | Building Energy Simulation Tool | 45 | 22.037 | 0 | 0 | 0 | 1.2422 | 0 | 0 | 0 | 28.36% | 25% | 66.35% | 88.47% | NEM | All | FALSE | FALSE | 0 | 800
Commercial_WA - College_New_Space Heating_Natural Gas_Windows - Secondary Glazing Systems_A | WA | Commercial | WA - College | New | Space Heating | Natural Gas | Windows - Secondary Glazing Systems | A | Windows rated to U-Factor 0.4 and SHGC 0.2. | WCM60 | Discretionary | Windows rated to U-Factor 0.62 and SHGC 0.27. | Windows rated to U-Factor 0.4 and SHGC 0.2. | Retro1Slow_WA | 0 | Space Heating | sqft window | 1 | 0.09525 | 0% | RTF - ComSecondaryGlazingSystems_v1_1 | RTF - ComSecondaryGlazingSystems_v1_1 | RTF - ComSecondaryGlazingSystems_v1_1 | 30 | 37.6923 | 0 | 0 | 0 | 1.1464 | 0 | 0 | 0 | 28.36% | 25% | 66.35% | 88.47% | NEM | All | FALSE | FALSE | 0 | 799
Commercial_WA - College_New_Space Heating_Natural Gas_HVAC - Energy Recovery Ventilator_A | WA | Commercial | WA - College | New | Space Heating | Natural Gas | HVAC - Energy Recovery Ventilator | A | ERV | WCM61 | Discretionary | No ERV | ERV | RetroEven20_WA | 0 | Space Heating | sqft | 1 | 1 | 0% | HRV-Cooling/Heating-E3T-1 | HRV-Cooling/Heating-E3T-1 | HRV-Cooling/Heating-E3T-1 | 20 | 1.0873 | 0 | 0 | 0 | 1.0873 | 0 | 0 | 0 | 28.36% | 25% | 100% | 100% | NEM | All | FALSE | FALSE | 0 | 798
Commercial_WA - College_New_Space Heating_Natural Gas_Building Shell - Air Sealing (Infiltration Control)_A | WA | Commercial | WA - College | New | Space Heating | Natural Gas | Building Shell - Air Sealing (Infiltration Control) | A | Air sealing to reduce air infiltration. | WCM62 | Discretionary | Building with air infiltration. | Air sealing to reduce air infiltration. | Retro1Slow_WA | 0 | Space Heating | foot door | 1 | 0.0014 | 0% | IL TRM - CI-MSC-WTST-V01-200101 | IL TRM - CI-MSC-WTST-V01-200101 | IL TRM - CI-MSC-WTST-V01-200101 | 10 | 8 | 0 | 0 | 0 | 1 | 0 | 0 | 0 | 28.36% | 25% | 45% | 66.67% | NEM | All | FALSE | FALSE | 0 | 803
Commercial_WA - College_New_Space Heating_Natural Gas_Ventilation - Demand Controlled_A | WA | Commercial | WA - College | New | Space Heating | Natural Gas | Ventilation - Demand Controlled | A | Outdoor air controlled based on occupancy to meet ASHRAE 62.1 | WCM63 | Discretionary | No occupancy based outdoor air controls. | Outdoor air controlled based on occupancy to meet ASHRAE 62.1 | Retro5Med_WA | 0 | Central Systems | sqft | 1 | 1 | 0% | IL TRM - CI-HVC-DCV-V05-190101 | VENT_DCV-Heating-7PLN-v5-8 | IL TRM - CI-HVC-DCV-V05-190101 | 10 | 0.15285 | 0 | 0 | 0 | 1.1464 | 0 | 0 | 0 | 28.36% | 25% | 100% | 100% | NEM | Central Systems | FALSE | FALSE | 0 | 802
Commercial_WA - College_New_Space Heating_Natural Gas_HVAC - Dedicated Outdoor Air System (DOAS)_A | WA | Commercial | WA - College | New | Space Heating | Natural Gas | HVAC - Dedicated Outdoor Air System (DOAS) | A | Outdoor air supplied by a DOAS. | WCM64 | Discretionary | No DOAS. | Outdoor air supplied by a DOAS. | RetroEven20_WA | 0 | Central Systems | sqft | 1 | 1 | 0% | 2021P_Com-VRF-DOAS-2021P_V2 | 2021P_Com-VRF-DOAS-2021P_V2 | 2021P_Com-VRF-DOAS-2021P_V2 | 20 | 8.1645 | 0 | 0 | 0 | 1.0743 | 0 | 0 | 0 | 28.36% | 25% | 0% | 0% | NEM | Central Systems | FALSE | FALSE | 0 | 801
Commercial_WA - College_New_Space Heating_Natural Gas_Destratification Fans (HVLS)_A | WA | Commercial | WA - College | New | Space Heating | Natural Gas | Destratification Fans (HVLS) | A | High volume low speed destratification fans. | WCM65 | Discretionary | No destratification fans. | High volume low speed destratification fans. | RetroEven20_WA | 0 | Space Heating | Strat Fan | 1 | 8.6207e-05 | 0% | DL20_IHVLS-Ag-2021PLN-v2-8 | DL20_IHVLS-Ag-2021PLN-v2-8 | HVLS-Heating-AEG-v5.0-121 | 15 | 9799.2638 | 0 | 0 | 0 | 1.0743 | 0 | 0 | 0 | 28.36% | 25% | 15% | 33.33% | NEM | All | FALSE | FALSE | 0 | 837
Commercial_WA - College_New_Space Heating_Natural Gas_Gas Boiler - Maintenance_A | WA | Commercial | WA - College | New | Space Heating | Natural Gas | Gas Boiler - Maintenance | A | General cleaning and maintenance | WCM66 | Discretionary | Degrade performance | General cleaning and maintenance | Retro12Med_WA | 0 | Boiler | kBtuh Heat | 1 | 0.0648 | 0% | GBLR_MNT-Heating-ILTRM-v4.0-43 | GBLR_MNT-Heating-ILTRM-v4.0-43 | GBLR_MNT-Heating-ILTRM-v4.0-1 | 3 | 0.95148 | 0 | 0 | 0 | 1.1464 | 0.13226 | 0 | 0 | 28.36% | 25% | 5% | 10% | NEM | Boiler | FALSE | FALSE | 20043.5329 | 873
Commercial_WA - College_New_Space Heating_Natural Gas_Gas Furnace - Maintenance_A | WA | Commercial | WA - College | New | Space Heating | Natural Gas | Gas Furnace - Maintenance | A | General cleaning and maintenance | WCM67 | Discretionary | Degrade performance | General cleaning and maintenance | Retro12Med_WA | 0 | Furnace | kBtuh Heat | 1 | 0.0648 | 0% | IL TRM - CI-HVC-FTUN-V03-200101 | GBLR_MNT-Heating-ILTRM-v4.0-43 | IL TRM - CI-HVC-FTUN-V03-200101 | 3 | 0.95148 | 0 | 0 | 0 | 1.1464 | 0.061879 | 0 | 0 | 28.36% | 25% | 5% | 10% | NEM | Furnace | FALSE | FALSE | 42841.0908 | 872
Commercial_WA - College_New_Space Heating_Natural Gas_Gas Boiler - Hot Water Reset_A | WA | Commercial | WA - College | New | Space Heating | Natural Gas | Gas Boiler - Hot Water Reset | A | Reset control installed | WCM68 | Discretionary | No control | Reset control installed | RetroEven20_WA | 0 | Boiler | BoilerCtrl | 1 | 0.000162 | 0% | GBLR_HWRST-Heating-ILTRM-v4.0-43 | GBLR_HWRST-Heating-ILTRM-v4.0-1 | GBLR_HWRST-Heating-ILTRM-v4.0-1 | 20 | 799.3848 | 0 | 0 | 0 | 1.3062 | 235.1306 | 0 | 0 | 28.36% | 25% | 100% | 100% | NEM | Boiler | FALSE | FALSE | 1168.6079 | 272
Commercial_WA - College_New_Space Heating_Natural Gas_Gas Boiler - Steam Trap Replacement_A | WA | Commercial | WA - College | New | Space Heating | Natural Gas | Gas Boiler - Steam Trap Replacement | A | Cleaning and maintenance | WCM69 | Discretionary | Degrade performance | Cleaning and maintenance | RetroEven20_WA | 0 | Boiler | perBLDg | 1 | 5e-05 | 0% | IL TRM v9, Section 4.4.16 | IL TRM v9, Section 4.4.16 | IL TRM - CI-HVC-STRE-V06-200101 | 6 | 89.8373 | 0 | 0 | 0 | 1.1667 | 74.7764 | 0 | 0 | 28.36% | 25% | 0% | 10% | NEM | Boiler | FALSE | FALSE | 1138.1911 | 267
Commercial_WA - College_New_Space Heating_Natural Gas_Gas Boiler - High Turndown Burner_A | WA | Commercial | WA - College | New | Space Heating | Natural Gas | Gas Boiler - High Turndown Burner | A | Turndown control installed | WCM70 | Discretionary | No control | Turndown control installed | Retro5Med_WA | 0 | Boiler | kbtuh heat | 1 | 0.0648 | 0% | GBLR_TRN-Heating-MNTRM-v2.1-1 | GBLR_TRN-Heating-MNTRM-v2.1-1 | GBLR_TRN-Heating-MNTRM-v2.1-1 | 15 | 2.7959 | 0 | 0 | 0 | 1.1051 | 0.22043 | 0 | 0 | 28.36% | 25% | 100% | 100% | NEM | Boiler | FALSE | FALSE | 5017.1898 | 458
Commercial_WA - College_New_Space Heating_Natural Gas_Gas Boiler - Burner Control Optimization_A | WA | Commercial | WA - College | New | Space Heating | Natural Gas | Gas Boiler - Burner Control Optimization | A | Optimized burner controls | WCM71 | Discretionary | Average performance | Optimized burner controls | Retro1Slow_WA | 0 | Boiler | kBtuh heat | 1 | 0.0648 | 0% | GBLR_O2TRM-Heating-ILTRM-v4.0-1 | GBLR_O2TRM-Heating-MEMD-2018-1 | GBLR_O2TRM-Heating-ILTRM-v4.0-1 | 18 | 0.93934 | 0 | 0 | 0 | 1.1051 | 0.063926 | 0 | 0 | 28.36% | 25% | 5% | 85% | NEM | Boiler | FALSE | FALSE | 5286.1295 | 468
Commercial_WA - College_New_Space Heating_Natural Gas_Gas Boiler - Stack Economizer_A | WA | Commercial | WA - College | New | Space Heating | Natural Gas | Gas Boiler - Stack Economizer | A | Economizer installed | WCM72 | Discretionary | None | Economizer installed | Retro5Med_WA | 0 | Boiler | kBtuh Heat | 1 | 0.0648 | 0% | IL TRM - CI-HVC-BECO-V01-150601 | IL TRM - CI-HVC-BECO-V01-150601 | IL TRM - CI-HVC-BECO-V01-150601 | 15 | 10.3483 | 0 | 0 | 0 | 1.0348 | 0.21162 | 0 | 0 | 28.36% | 25% | 15% | 55% | NEM | Boiler | FALSE | FALSE | 19343.3228 | 871
Commercial_WA - College_New_Space Heating_Natural Gas_Gas Boiler - Thermostatic Radiator Valves_A | WA | Commercial | WA - College | New | Space Heating | Natural Gas | Gas Boiler - Thermostatic Radiator Valves | A | TBD | WCM73 | Discretionary | TBD | TBD | RetroEven20_WA | 0 | Boiler | radiator | 1 | 0.0045347 | 0% | IL TRM - 5.3.19 - RS-HVC-TRVS-V01-210101 | AEG Cost Characterization, 2021 | IL TRM - 5.3.19 - RS-HVC-TRVS-V01-210101 | 15 | 61.19 | 0 | 0 | 0 | 1 | 5.25 | 0 | 0 | 28.36% | 25% | 100% | 100% | NEM | Boiler | FALSE | FALSE | 4610.3664 | 435
Commercial_WA - College_New_Space Heating_Natural Gas_HVAC - Shut Off Damper_A | WA | Commercial | WA - College | New | Space Heating | Natural Gas | HVAC - Shut Off Damper | A | Damper installed | WCM74 | Discretionary | No damper | Damper installed | Retro5Med_WA | 0 | Central Systems | BoilerCtrl | 1 | 0.000162 | 0% | HVAC_DMPROFF-Heating-ILTRM-v4.0-1 | HVAC_DMPROFF-Heating-ILTRM-v4.0-1 | HVAC_DMPROFF-Heating-ILTRM-v4.0-1 | 15 | 1657.6673 | 123.7725 | 0 | 0 | 1.1051 | 0 | 0 | 0 | 28.36% | 25% | 0% | 75% | NEM | Central Systems | FALSE | FALSE | 0 | 876
Commercial_WA - College_New_Space Heating_Natural Gas_Gas Furnace - Tube Inserts_A | WA | Commercial | WA - College | New | Space Heating | Natural Gas | Gas Furnace - Tube Inserts | A | Tube inserts installed | WCM75 | Discretionary | None | Tube inserts installed | Retro1Slow_WA | 0 | Furnace | sqft | 1 | 1 | 0% | n/a | n/a | n/a | 5 | 1 | 0 | 0 | 0 | 1 | 0 | 0 | 0 | 28.36% | 25% | 0% | 10% | NEM | Furnace | FALSE | FALSE | 0 | 875
Commercial_WA - College_New_Space Heating_Natural Gas_Gas Boiler - Insulate Steam Lines/Condensate Tank_A | WA | Commercial | WA - College | New | Space Heating | Natural Gas | Gas Boiler - Insulate Steam Lines/Condensate Tank | A | Lines and condenstate tank insulated | WCM76 | Discretionary | No insulation | Lines and condenstate tank insulated | RetroEven20_WA | 0 | Boiler | boiler pipe | 1 | 0.028284 | 0% | GBLR_PINS-Heating-ILTRM-v4.0-1 | GBLR_PINS_STM-Heating-PGE-R7-1 | GBLR_PINS_STM-Heating-PGE-R7-1 | 15 | 13.9626 | 0 | 0 | 0 | 1.1464 | 5.99 | 0 | 0 | 28.36% | 25% | 100% | 100% | NEM | Boiler | FALSE | FALSE | 922.0516 | 241
Commercial_WA - College_New_Space Heating_Natural Gas_Gas Boiler - Insulate Hot Water Lines_A | WA | Commercial | WA - College | New | Space Heating | Natural Gas | Gas Boiler - Insulate Hot Water Lines | A | Insulated water lines | WCM77 | Discretionary | No insulation | Insulated water lines | RetroEven20_WA | 0 | Boiler | boiler pipe | 1 | 0.028284 | 0% | GBLR_PINS_HW-Heating-PGE-R7-1 | GBLR_PINS_HW-Heating-PGE-R7-1 | GBLR_PINS_HW-Heating-PGE-R7-1 | 11 | 26.0797 | 0 | 0 | 0 | 1.1464 | 4.01 | 0 | 0 | 28.36% | 25% | 100% | 100% | NEM | Boiler | FALSE | FALSE | 3195.7745 | 400
Commercial_WA - College_New_Space Heating_Natural Gas_Condensing RTU_A | WA | Commercial | WA - College | New | Space Heating | Natural Gas | Condensing RTU | A | TBD | WCM78 | Discretionary | TBD | TBD | RetroEven20_WA | 0 | Furnace | sqft cond | 1 | 1 | 0% | NEEA Condensing Rooftop Unit Field Study - October 28, 2019 | NEEA Condensing Rooftop Unit Field Study - October 28, 2019 | NEEA Condensing Rooftop Unit Field Study - October 28, 2019 | 5 | 0.27741 | 0 | 0 | 0 | 1.0348 | 0.026472 | 0 | 0 | 28.36% | 25% | 100% | 100% | NEM | Furnace | FALSE | FALSE | 12818.7205 | 874
Commercial_WA - College_New_Space Heating_Natural Gas_Hydronic Heating Radiator Replacement_A | WA | Commercial | WA - College | New | Space Heating | Natural Gas | Hydronic Heating Radiator Replacement | A | TBD | WCM79 | Discretionary | TBD | TBD | RetroEven20_WA | 0 | Boiler | radiator | 1 | 0.0045347 | 0% | IL TRM - 4.4.52 - CI-HVC-HHRR-V01-210101 | IL TRM - 4.4.52 - CI-HVC-HHRR-V01-210101 | IL TRM - 4.4.52 - CI-HVC-HHRR-V01-210101 | 25 | 624.7488 | 0 | 0 | 0 | 1.0183 | 34 | 0 | 0 | 28.36% | 25% | 100% | 100% | NEM | Boiler | FALSE | FALSE | 5844.9436 | 492
Commercial_WA - College_New_Space Heating_Natural Gas_Thermostat - Connected_A | WA | Commercial | WA - College | New | Space Heating | Natural Gas | Thermostat - Connected | A | Thermostat connected to building management control system. | WCM80 | Discretionary | Standard thermostat. | Thermostat connected to building management control system. | Retro5Med_WA | 0 | Space Heating | Stat Unit | 1 | 0.001 | 0% | DL20_CSTAT_SMRT-Cool-RTF-v1.1-5 | IL TRM - CI-HVC-THST-V01-200101 | DL20_CSTAT_SMRT-Heat-RTF-v1.1-1 | 5 | 222.9079 | 0 | 0 | 0 | 1.1247 | 0 | 0 | 0 | 28.36% | 25% | 30% | 53.33% | NEM | All | FALSE | FALSE | 0 | 870
Commercial_WA - College_New_Water Heating_Natural Gas_Water Heater - Thermostatic Shower Restriction Valve_A | WA | Commercial | WA - College | New | Water Heating | Natural Gas | Water Heater - Thermostatic Shower Restriction Valve | A | Thermostatic shower restriction valve. | WCM81 | Discretionary | No thermostatic control on shower. | Thermostatic shower restriction valve. | Retro5Med_WA | 0 | Water Heater | showerhead | 1 | 0.0001 | 0% | ThermostaticShowerRestrictionValve_v4_2 | ThermostaticShowerRestrictionValve_v4_2 | ThermostaticShowerRestrictionValve_v4_2 | 10 | 24.4642 | 0 | 6.8441 | 0 | 1.1464 | 2.1605 | 0 | 0 | 28.36% | 25% | 86.67% | 86.67% | NEM | Water Heater | FALSE | FALSE | 6041.7442 | 504
Commercial_WA - College_New_Water Heating_Natural Gas_Water Heater - Pre-Rinse Spray Valve_A | WA | Commercial | WA - College | New | Water Heating | Natural Gas | Water Heater - Pre-Rinse Spray Valve | A | Low flow pre-rinse spray valve. | WCM82 | Discretionary | Standard pre-rinse spray valve. | Low flow pre-rinse spray valve. | Retro5Med_WA | 0 | Water Heater | KitchenFaucet | 1 | 5e-05 | 0% | Avista TRM | Avista TRM | Avista TRM | 4 | 112.1961 | 0 | 0 | 0 | 1.0348 | 16.81 | 0 | 0 | 28.36% | 25% | 25% | 53.33% | NEM | Water Heater | FALSE | FALSE | 11500.8864 | 866
Commercial_WA - College_New_Water Heating_Natural Gas_Water Heater - Temperature Setback_A | WA | Commercial | WA - College | New | Water Heating | Natural Gas | Water Heater - Temperature Setback | A | Water heater temperature setback. | WCM83 | Discretionary | No water heater temperature setback. | Water heater temperature setback. | Retro5Med_WA | 0 | Water Heater | WHunits | 1 | 5.6235e-05 | 0% | IL TRM - RS-HWE-TMPS-V08-210101 | IL TRM - RS-HWE-TMPS-V08-210101 | IL TRM - RS-HWE-TMPS-V08-210101 | 2 | 5 | 0 | 0 | 0 | 1 | 103.9223 | 0 | 0 | 28.36% | 25% | 15% | 100% | NEM | Water Heater | FALSE | FALSE | 277.8046 | 175
Commercial_WA - College_New_Water Heating_Natural Gas_Water Heater - Faucet Aerators_A | WA | Commercial | WA - College | New | Water Heating | Natural Gas | Water Heater - Faucet Aerators | A | 0 | WCM84 | Discretionary | 0 | 0 | Retro5Med_WA | 0 | Water Heater | faucet | 1 | 0.0002 | 0% | DHW_AER-Water Heating-XCELCO-2017-18-6 | DHW_AER-Water Heating-XCELCO-2017-18-6 | DHW_AER-Water Heating-ILTRM-v5.0-23 | 10 | 7.4417 | 0 | 14.8834 | 0 | 1.0631 | 13.3737 | 0 | 0 | 28.36% | 25% | 86.67% | 86.67% | NEM | Water Heater | FALSE | FALSE | 296.901 | 182
Commercial_WA - College_New_Water Heating_Natural Gas_Water Heater - Low-Flow Showerheads_A | WA | Commercial | WA - College | New | Water Heating | Natural Gas | Water Heater - Low-Flow Showerheads | A | 0 | WCM85 | Discretionary | 0 | 0 | Retro5Med_WA | 0 | Water Heater | Showerhead | 1 | 0.0001 | 0% | Com-Showerheads-2021P_V2 | Com-Showerheads-2021P_V2 | Com-Showerheads-2021P_V2 | 10 | 19.7518 | 0 | 18.2061 | 0 | 1.1464 | 4.1869 | 0 | 0 | 28.36% | 25% | 86.67% | 86.67% | NEM | Water Heater | FALSE | FALSE | 2517.1464 | 358
Commercial_WA - College_New_Water Heating_Natural Gas_Water Heater - Tank Blanket/Insulation_A | WA | Commercial | WA - College | New | Water Heating | Natural Gas | Water Heater - Tank Blanket/Insulation | A | 0 | WCM86 | Discretionary | 0 | 0 | Retro5Med_WA | 0 | Water Heater | WHUnits | 1 | 5.6235e-05 | 0% | IL TRM - 4.3.12 Tank Insulation - CI-HWE-TKIN-V01-210101 / PA TRM - 2.3.4 - State of Pennsylvania TRM, Volume 2: Residential Measures, 2021 Final Order. August 8, 2019. | IL TRM - 4.3.12 Tank Insulation - CI-HWE-TKIN-V01-210101 / PA TRM - 2.3.4 - State of Pennsylvania TRM, Volume 2: Residential Measures, 2021 Final Order. August 8, 2019. | IL TRM - 4.3.12 Tank Insulation - CI-HWE-TKIN-V01-210101 / PA TRM - 2.3.4 - State of Pennsylvania TRM, Volume 2: Residential Measures, 2021 Final Order. August 8, 2019. | 15 | 1.4664 | 0 | 0 | 0 | 1.0183 | 200.7769 | 0 | 0 | 28.36% | 25% | 100% | 100% | NEM | Water Heater | FALSE | FALSE | 2.889 | 124
Commercial_WA - College_New_Water Heating_Natural Gas_Water Heater - Drainwater Heat Recovery_A | WA | Commercial | WA - College | New | Water Heating | Natural Gas | Water Heater - Drainwater Heat Recovery | A | 0 | WCM87 | Discretionary | 0 | 0 | Retro5Med_WA | 0 | Water Heater | faucet | 1 | 0.0002 | 0% | DHW_DWHR-Water Heating-OPATRM-v1-1 | DHW_DWHR-Water Heating-OPATRM-v1-1 | DHW_DWHR-Water Heating-MNTRM-v1.0-7 | 40 | 948.5609 | 0 | 0 | 0 | 1.1857 | 24.0613 | 0 | 0 | 28.36% | 25% | 86.67% | 86.67% | NEM | Water Heater | FALSE | FALSE | 11318.7519 | 864
Commercial_WA - College_New_Water Heating_Natural Gas_Water Heater - Circulation Pump Controls_A | WA | Commercial | WA - College | New | Water Heating | Natural Gas | Water Heater - Circulation Pump Controls | A | Controlled circulation pump. | WCM88 | Discretionary | Circulation pump with no controls. | Controlled circulation pump. | Retro5Med_WA | 0 | Water Heater | perbldg | 1 | 5e-05 | 0% | RTF - ComResCirculatorPumps_2_3 - AEG Edited | RTF - ComResCirculatorPumps_2_3 - AEG Edited | RTF - ComResCirculatorPumps_2_3 - AEG Edited | 11.5 | 913.5582 | 0 | 0 | 0 | 1.1464 | 1263.3763 | 0 | 0 | 28.36% | 25% | 15% | 26.67% | NEM | Water Heater | FALSE | FALSE | 342.8279 | 189
Commercial_WA - College_New_Water Heating_Natural Gas_Water Heater - Pipe Insulation_A | WA | Commercial | WA - College | New | Water Heating | Natural Gas | Water Heater - Pipe Insulation | A | Water heater pipe insulation. | WCM89 | Discretionary | No insulation. | Water heater pipe insulation. | Retro5Med_WA | 0 | Water Heater | PipeFeet | 1 | 0.00025 | 0% | IL TRM v10 - 4.4.14 Pipe Insulation - CI-HVC-PINS-V07-220101 | IL TRM v10 - 4.4.14 Pipe Insulation - CI-HVC-PINS-V07-220101 | IL TRM v10 - 4.4.14 Pipe Insulation - CI-HVC-PINS-V07-220101 | 15 | 19.3862 | 0 | 0 | 0 | 1.1857 | 5.02 | 0 | 0 | 28.36% | 25% | 1.124% | 100% | NEM | Water Heater | FALSE | FALSE | 1527.5787 | 307
Commercial_WA - College_New_Water Heating_Natural Gas_Water Heater - Motion Control Faucet_A | WA | Commercial | WA - College | New | Water Heating | Natural Gas | Water Heater - Motion Control Faucet | A | 0.35 gpm w/ motion sensor | WCM90 | Discretionary | 1.39 gpm w/o motion sensor | 0.35 gpm w/ motion sensor | Retro5Med_WA | 0 | Water Heater | sqft | 1 | 1 | 0% | n/a | n/a | n/a | 5 | 1.0743 | 0 | 0 | 0 | 1.0743 | 0 | 0 | 0 | 28.36% | 25% | 30% | 75% | NEM | Water Heater | FALSE | FALSE | 0 | 869
Commercial_WA - College_New_Water Heating_Natural Gas_Water Heater - Solar System_A | WA | Commercial | WA - College | New | Water Heating | Natural Gas | Water Heater - Solar System | A | Solar water heater with electric backup unit | WCM91 | Discretionary | 0 | Solar water heater with electric backup unit | Retro5Med_WA | 0 | Water Heater | DHW kbtuh | 1 | 0.0029242 | 0% | DHW_WH-Water Heating-AEO17-8 | DHW_WH-Water Heating-AEO17-8 | DHW_WH-Water Heating-DOE-PTool2014-1 | 20 | 278.7625 | 0 | 0 | 0 | 1.1247 | 40.1544 | 0 | 0 | 28.36% | 25% | 1% | 40% | NEM | Water Heater | 3 | FALSE | 2386.2887 | 353
Commercial_WA - College_New_Water Heating_Natural Gas_Commercial Laundry - Ozone Treatment_A | WA | Commercial | WA - College | New | Water Heating | Natural Gas | Commercial Laundry - Ozone Treatment | A | Ozone laundry treatment system. | WCM92 | Discretionary | Standard commercial washer. | Ozone laundry treatment system. | Retro5Med_WA | 0 | Water Heater | perBldg | 1 | 5e-05 | 0% | CW_OZON-Water Heating-ILTRM-v4.0-4 | CW_OZON-Water Heating-ILTRM-v4.0-4 | CW_OZON-Water Heating-ILTRM-v4.0-4 | 10 | 10064.6736 | 222.0834 | 0 | 0 | 1.1051 | 345.2823 | 0 | 0 | 28.36% | 25% | 0% | 6.667% | NEM | Water Heater | FALSE | FALSE | 15553.1357 | 868
Commercial_WA - College_New_Water Heating_Natural Gas_Commercial Laundry - ENERGY STAR Washer_A | WA | Commercial | WA - College | New | Water Heating | Natural Gas | Commercial Laundry - ENERGY STAR Washer | A | ENERGY STAR rated washer. | WCM93 | Discretionary | Standard efficiency washer. | ENERGY STAR rated washer. | Retro5Med_WA | 0 | Water Heater | ClothesWashers | 1 | 1.5587e-05 | 0% | CW-Miscellaneous-RTF-v5.1-21 | CW-Miscellaneous-RTF-v5.1-21 | CW-Miscellaneous-RTF-PreQCv5.0-8 | 7 | 458.1094 | 0 | 200.1723 | 0 | 1.1464 | 35.5089 | 0 | 0 | 28.36% | 25% | 0% | 6.667% | NEM | Water Heater | FALSE | FALSE | 10043.494 | 867
Commercial_WA - College_New_Water Heating_Natural Gas_Water Heater - Efficient Dishwasher_A | WA | Commercial | WA - College | New | Water Heating | Natural Gas | Water Heater - Efficient Dishwasher | A | ENERGY STAR | WCM94 | Discretionary | 0 | ENERGY STAR | Retro5Med_WA | 0 | Water Heater | perBldg | 1 | 5e-05 | 0% | Avista TRM | Avista TRM | Avista TRM | 12 | 2377.0012 | 0 | 1319.9187 | 0 | 1.0348 | 102.8166 | 0 | 0 | 28.36% | 25% | 0% | 6.667% | NEM | Water Heater | FALSE | FALSE | 10607.6481 | 886
Commercial_WA - College_New_Water Heating_Natural Gas_Commercial Laundry - Alternative Dry-Cleaning Methods_A | WA | Commercial | WA - College | New | Water Heating | Natural Gas | Commercial Laundry - Alternative Dry-Cleaning Methods | A | High efficiency alternative dry-cleaning methods. | WCM95 | Discretionary | Standard efficiency dryer. | High efficiency alternative dry-cleaning methods. | Retro5Med_WA | 0 | Water Heater | perBldg | 1 | 5e-05 | 0% | CW_ALTDRYCLN-Miscellaneous-SCE-ET05.01-6 | CW_ALTDRYCLN-Miscellaneous-SCE-ET05.01-6 | CW_ALTDRYCLN-Miscellaneous-SCE-ET05.01-6 | 15 | 66246.8389 | 0 | 0 | 0 | 1.2089 | 0 | 0 | 0 | 28.36% | 25% | 0% | 6.667% | NEM | Water Heater | FALSE | FALSE | 0 | 885
Commercial_WA - College_New_Space Heating_Natural Gas_Advanced Kitchen Ventilation Controls_A | WA | Commercial | WA - College | New | Space Heating | Natural Gas | Advanced Kitchen Ventilation Controls | A | Variable exhaust hood flow based on temperature or grease sensor. | WCM96 | Discretionary | No controls on exhaust hoods. | Variable exhaust hood flow based on temperature or grease sensor. | RetroEven20_WA | 0 | Space Heating | sqft | 1 | 1 | 0% | IL TRM - CI-FSE-VENT-V03-160601 | COOK_EXHD-Ventilation-XCELCO-2017-18-2 | COOK_EXHD-Ventilation-XCELCO-2017-18-2 | 15 | 0.11676 | 0 | 0 | 0 | 1.1051 | 0 | 0 | 0 | 28.36% | 25% | 10% | 20% | NEM | All | FALSE | FALSE | 0 | 884
Commercial_WA - College_New_Space Heating_Natural Gas_Infiltration Control - Loading Dock Sealing_A | WA | Commercial | WA - College | New | Space Heating | Natural Gas | Infiltration Control - Loading Dock Sealing | A | 0 | WCM97 | Discretionary | 0 | 0 | RetroEven20_WA | 0 | Space Heating | perBldg | 1 | 5e-05 | 0% | MEMD - Truck Loading Dock Seals - 8.10.01.FES-E10.v01 | MEMD - Truck Loading Dock Seals - 8.10.01.FES-E10.v01 | MEMD - Truck Loading Dock Seals - 8.10.01.FES-E10.v01 | 10 | 3106.5198 | 0 | 0 | 0 | 1.0873 | 0 | 0 | 0 | 28.36% | 25% | 0% | 0% | NEM | All | FALSE | FALSE | 0 | 889
Commercial_WA - College_New_Space Heating_Natural Gas_Greenhouse Heat Curtain_A | WA | Commercial | WA - College | New | Space Heating | Natural Gas | Greenhouse Heat Curtain | A | 0 | WCM98 | Discretionary | No heat curtain. | 0 | RetroEven20_WA | 0 | Space Heating | perBldg | 1 | 5e-05 | 0% | CA eTRM https://www.caetrm.com/measure/SWBE001/01/ | CA eTRM https://www.caetrm.com/measure/SWBE001/01/ | CA eTRM https://www.caetrm.com/measure/SWBE001/01/ | 5 | 408.7573 | 0 | 0 | 0 | 1.0348 | 0 | 0 | 0 | 28.36% | 25% | 0% | 0% | NEM | All | FALSE | FALSE | 0 | 888
Commercial_WA - College_New_Space Heating_Natural Gas_Ventilation - Parking Garages, Demand Controlled_A | WA | Commercial | WA - College | New | Space Heating | Natural Gas | Ventilation - Parking Garages, Demand Controlled | A | 0 | WCM99 | Discretionary | 0 | 0 | RetroEven20_WA | 0 | Central Systems | garage | 1 | 1e-05 | 0% | FOE - Parking Garage Ventilation Controls - W0047 | FOE - Parking Garage Ventilation Controls - W0047 | FOE - Parking Garage Ventilation Controls - W0047 | 5 | 843.0596 | 0 | 0 | 0 | 1.0183 | 0 | 0 | 0 | 28.36% | 25% | 0% | 0% | NEM | Central Systems | FALSE | FALSE | 0 | 887
Commercial_WA - College_New_Miscellaneous_Natural Gas_Pool Heater - Night Covers_A | WA | Commercial | WA - College | New | Miscellaneous | Natural Gas | Pool Heater - Night Covers | A | Night covers on pool. | WCM100 | Discretionary | Uncovered. | Night covers on pool. | Retro12Med_WA | 0 | Pool Heater | sqft pool | 1 | 0.09375 | 0% | PL_COV-Water Heating-SCG-R0-62 | PL_COV-Water Heating-SCG-R0-62 | PL_COV-Water Heating-SCG-R0-1 | 5 | 1.3642 | 0 | 0 | 0 | 1.1464 | 0.0011799 | 0 | 0 | 28.36% | 25% | 15% | 100% | NEM | Pool Heater | FALSE | FALSE | 1414187.8759 | 883
Commercial_WA - College_New_Space Heating_Natural Gas_Advanced New Construction Designs_A | WA | Commercial | WA - College | New | Space Heating | Natural Gas | Advanced New Construction Designs | A | New construction designs exceeding ASHRAE 90.1 requirements. | WCM101 | Discretionary | Standard new construction design. | New construction designs exceeding ASHRAE 90.1 requirements. | LO1Slow_WA | 0 | Space Heating | sqft | 1 | 1 | 0% | COM_CX-HVAC-AEG-1 | COM_CX-All-AEG-5 | COM_CX-All-AEG-5 | 3 | 1.4023 | 0 | 0 | 0 | 1.2089 | 0 | 0 | 0 | 28.36% | 25% | 10% | 40% | NEM | All | FALSE | FALSE | 0 | 879
Commercial_WA - College_New_Water Heating_Natural Gas_Advanced New Construction Designs_A | WA | Commercial | WA - College | New | Water Heating | Natural Gas | Advanced New Construction Designs | A | New construction designs exceeding ASHRAE 90.1 requirements. | WCM102 | Discretionary | Standard new construction design. | New construction designs exceeding ASHRAE 90.1 requirements. | LO1Slow_WA | 0 | Water Heating | sqft | 1 | 1 | 0% | COM_CX-HVAC-AEG-1 | COM_CX-All-AEG-5 | COM_CX-All-AEG-5 | 3 | 1.4023 | 0 | 0 | 0 | 1.2089 | 0 | 0 | 0 | 28.36% | 25% | 10% | 40% | NEM | All | 21 | FALSE | 0 | 878
Commercial_WA - College_New_Space Heating_Natural Gas_Strategic Energy Management_A | WA | Commercial | WA - College | New | Space Heating | Natural Gas | Strategic Energy Management | A | Implementation of strategic energy management. | WCM103 | Discretionary | No strategic energy management. | Implementation of strategic energy management. | RetroEven20_WA | 0 | Space Heating | sqft | 1 | 1 | 0% | DL20_COM_SEM-Misc-2021PLN-V4-1 | BEHAV_SEM-All-CPUC-2018_PG-2 | DL20_COM_SEM-Misc-2021PLN-V4-15 | 3 | 0.086954 | 0 | 0 | 0 | 1.0743 | 0 | 0 | 0 | 28.36% | 25% | 63% | 100% | NEM | All | FALSE | FALSE | 0 | 877
Commercial_WA - College_New_Water Heating_Natural Gas_Strategic Energy Management_A | WA | Commercial | WA - College | New | Water Heating | Natural Gas | Strategic Energy Management | A | Implementation of strategic energy management. | WCM104 | Discretionary | No strategic energy management. | Implementation of strategic energy management. | RetroEven20_WA | 0 | Water Heating | sqft | 1 | 1 | 0% | DL20_COM_SEM-Misc-2021PLN-V4-1 | BEHAV_SEM-All-CPUC-2018_PG-2 | DL20_COM_SEM-Misc-2021PLN-V4-15 | 3 | 0.086954 | 0 | 0 | 0 | 1.0743 | 0 | 0 | 0 | 28.36% | 25% | 63% | 100% | NEM | All | FALSE | FALSE | 0 | 882
Commercial_WA - College_New_Space Heating_Natural Gas_Retrocommissioning_A | WA | Commercial | WA - College | New | Space Heating | Natural Gas | Retrocommissioning | A | Periodic recommissioning of building systems. | WCM105 | Discretionary | No retro commissioning. | Periodic recommissioning of building systems. | RetroEven20_WA | 0 | Space Heating | sqft | 1 | 1 | 0% | COM_RCX-HVAC-AEG-1 | N/A | COM_RCX-HVAC-AEG-1 | 3 | 1.3062 | 0 | 0 | 0 | 1.3062 | 0 | 0 | 0 | 28.36% | 25% | 0% | 0% | NEM | All | FALSE | FALSE | 0 | 881
Commercial_WA - College_New_Water Heating_Natural Gas_Retrocommissioning_A | WA | Commercial | WA - College | New | Water Heating | Natural Gas | Retrocommissioning | A | Periodic recommissioning of building systems. | WCM106 | Discretionary | No retro commissioning. | Periodic recommissioning of building systems. | RetroEven20_WA | 0 | Water Heating | sqft | 1 | 1 | 0% | COM_RCX-HVAC-AEG-1 | N/A | COM_RCX-HVAC-AEG-1 | 3 | 1.3062 | 0 | 0 | 0 | 1.3062 | 0 | 0 | 0 | 28.36% | 25% | 0% | 0% | NEM | All | FALSE | FALSE | 0 | 880
Commercial_WA - Health_Existing_Space Heating_Natural Gas_Insulation - Ceiling_A | WA | Commercial | WA - Health | Existing | Space Heating | Natural Gas | Insulation - Ceiling | A | R-38 | WCM107 | Discretionary | R-13 | R-38 | Retro1Slow_WA | 0 | Space Heating | sqft roof | 1 | 0.5 | 0% | Avista TRM | Avista TRM | Avista TRM | 22 | 1.5729 | 0 | 0.052201 | 0 | 1.0348 | 0.11792 | 0 | 0 | 24.32% | 25% | 15% | 46.67% | NEM | All | FALSE | FALSE | 4422.721 | 421
Commercial_WA - Health_Existing_Space Heating_Natural Gas_Insulation - Ducting_A | WA | Commercial | WA - Health | Existing | Space Heating | Natural Gas | Insulation - Ducting | A | R-8 | WCM108 | Discretionary | R-4 | R-8 | Retro1Slow_WA | 0 | Central Systems | sqft duct | 1 | 0.25 | 0% | INS_DCT-All-DEER-1 | INS_DCT-All-DEER-1 | Building Energy Simulation Tool | 20 | 1.913 | 0 | 0 | 0 | 1.2422 | 0 | 0 | 0 | 24.32% | 25% | 15% | 46.67% | NEM | Central Systems | FALSE | FALSE | 0 | 847
Commercial_WA - Health_Existing_Space Heating_Natural Gas_Insulation - Wall Cavity_A | WA | Commercial | WA - Health | Existing | Space Heating | Natural Gas | Insulation - Wall Cavity | A | R-23 | WCM109 | Discretionary | R-9 | R-23 | Retro1Slow_WA | 0 | Space Heating | sqft wall | 1 | 0.37498 | 0% | Avista TRM | Avista TRM | Avista TRM | 22 | 0.93209 | 0 | 0.14467 | 0 | 1.0348 | 0.18869 | 0 | 0 | 24.32% | 25% | 15% | 46.67% | NEM | All | FALSE | FALSE | 1637.912 | 321
Commercial_WA - Health_Existing_Space Heating_Natural Gas_Green Roof - Vegetated Rooftop_A | WA | Commercial | WA - Health | Existing | Space Heating | Natural Gas | Green Roof - Vegetated Rooftop | A | Green roof | WCM110 | Discretionary | No vegetation on roof | Green roof | Retro1Slow_WA | 0 | Space Heating | sqft roof | 1 | 0.5 | 0% | Measure Cost Research v1.1 - Sep 2020.xlsx | Measure Cost Research v1.1 - Sep 2020.xlsx | Measure Cost Research v1.1 - Sep 2020.xlsx | 25 | 30.5501 | 2.2913 | 0 | 0 | 1.0183 | 0.0067242 | 0 | 0 | 28.36% | 25% | 0% | 0% | NEM | All | FALSE | FALSE | 1445197.5647 | 846
Commercial_WA - Health_Existing_Space Heating_Natural Gas_Ducting - Repair and Sealing_A | WA | Commercial | WA - Health | Existing | Space Heating | Natural Gas | Ducting - Repair and Sealing | A | Sealed | WCM111 | Discretionary | 20% Leakage | Sealed | Retro1Slow_WA | 0 | Central Systems | sqft duct | 1 | 0.25 | 0% | DCT_RPR-All-DEER-1 | DCT_RPR-Cooling-RTF-1 | Building Energy Simulation Tool | 18 | 1.3062 | 0 | 0.081604 | 0 | 1.3062 | 0.19212 | 0 | 0 | 19.52% | 25% | 15% | 66.67% | NEM | Central Systems | FALSE | FALSE | 2445.8225 | 355
Commercial_WA - Health_Existing_Space Heating_Natural Gas_Windows - High Efficiency Glazing_A | WA | Commercial | WA - Health | Existing | Space Heating | Natural Gas | Windows - High Efficiency Glazing | A | High Efficiency Glaze | WCM112 | Discretionary | Single Glaze | High Efficiency Glaze | Retro1Slow_WA | 0 | Space Heating | sqft window | 1 | 0.018749 | 0% | WND_HE-Heating-RTF-v2.1-1 | WND_HE-Heating-RTF-v2.1-1 | Building Energy Simulation Tool | 45 | 305.3722 | 0 | 1.0992 | 0 | 1.2422 | 3.8426 | 0 | 0 | 28.36% | 25% | 47.83% | 63.78% | NEM | All | FALSE | FALSE | 22435.0422 | 845
Commercial_WA - Health_Existing_Space Heating_Natural Gas_Windows - Secondary Glazing Systems_A | WA | Commercial | WA - Health | Existing | Space Heating | Natural Gas | Windows - Secondary Glazing Systems | A | Windows rated to U-Factor 0.4 and SHGC 0.2. | WCM113 | Discretionary | Windows rated to U-Factor 0.62 and SHGC 0.27. | Windows rated to U-Factor 0.4 and SHGC 0.2. | Retro1Slow_WA | 0 | Space Heating | sqft window | 1 | 0.018749 | 0% | RTF - ComSecondaryGlazingSystems_v1_1 | RTF - ComSecondaryGlazingSystems_v1_1 | RTF - ComSecondaryGlazingSystems_v1_1 | 30 | 522.3119 | 0 | 4.3909 | 0 | 1.1464 | 10.3519 | 0 | 0 | 28.36% | 25% | 47.83% | 63.78% | NEM | All | FALSE | FALSE | 15300.1829 | 850
Commercial_WA - Health_Existing_Space Heating_Natural Gas_HVAC - Energy Recovery Ventilator_A | WA | Commercial | WA - Health | Existing | Space Heating | Natural Gas | HVAC - Energy Recovery Ventilator | A | ERV | WCM114 | Discretionary | No ERV | ERV | RetroEven20_WA | 0 | Space Heating | sqft | 1 | 1 | 0% | HRV-Cooling/Heating-E3T-1 | HRV-Cooling/Heating-E3T-1 | HRV-Cooling/Heating-E3T-1 | 20 | 1.0873 | 0 | 0 | 0 | 1.0873 | 0.14409 | 0 | 0 | 28.36% | 25% | 5% | 15% | NEM | All | FALSE | FALSE | 2593.9048 | 368
Commercial_WA - Health_Existing_Space Heating_Natural Gas_Building Shell - Air Sealing (Infiltration Control)_A | WA | Commercial | WA - Health | Existing | Space Heating | Natural Gas | Building Shell - Air Sealing (Infiltration Control) | A | Air sealing to reduce air infiltration. | WCM115 | Discretionary | Building with air infiltration. | Air sealing to reduce air infiltration. | Retro1Slow_WA | 0 | Space Heating | foot door | 1 | 0.00025735 | 0% | IL TRM - CI-MSC-WTST-V01-200101 | IL TRM - CI-MSC-WTST-V01-200101 | IL TRM - CI-MSC-WTST-V01-200101 | 10 | 174.08 | 0 | 25.8459 | 0 | 1 | 130.4724 | 0 | 0 | 28.36% | 25% | 45% | 66.67% | NEM | All | FALSE | FALSE | 711.9064 | 221
Commercial_WA - Health_Existing_Space Heating_Natural Gas_Ventilation - Demand Controlled_A | WA | Commercial | WA - Health | Existing | Space Heating | Natural Gas | Ventilation - Demand Controlled | A | Outdoor air controlled based on occupancy to meet ASHRAE 62.1 | WCM116 | Discretionary | No occupancy based outdoor air controls. | Outdoor air controlled based on occupancy to meet ASHRAE 62.1 | Retro5Med_WA | 0 | Central Systems | sqft | 1 | 1 | 0% | IL TRM - CI-HVC-DCV-V05-190101 | VENT_DCV-Heating-7PLN-v5-8 | IL TRM - CI-HVC-DCV-V05-190101 | 10 | 0.24838 | 0 | 0.015061 | 0 | 1.1464 | 0.035459 | 0 | 0 | 28.36% | 25% | 55% | 75% | NEM | Central Systems | FALSE | FALSE | 3737.4852 | 409
Commercial_WA - Health_Existing_Space Heating_Natural Gas_HVAC - Dedicated Outdoor Air System (DOAS)_A | WA | Commercial | WA - Health | Existing | Space Heating | Natural Gas | HVAC - Dedicated Outdoor Air System (DOAS) | A | Outdoor air supplied by a DOAS. | WCM117 | Discretionary | No DOAS. | Outdoor air supplied by a DOAS. | RetroEven20_WA | 0 | Central Systems | sqft | 1 | 1 | 0% | 2021P_Com-VRF-DOAS-2021P_V2 | 2021P_Com-VRF-DOAS-2021P_V2 | 2021P_Com-VRF-DOAS-2021P_V2 | 20 | 8.1645 | 0 | 0 | 0 | 1.0743 | -0.03069 | 0 | 0 | 28.36% | 25% | 3.406% | 8.762% | NEM | Central Systems | FALSE | FALSE | -91444.3539 | 116
Commercial_WA - Health_Existing_Space Heating_Natural Gas_Destratification Fans (HVLS)_A | WA | Commercial | WA - Health | Existing | Space Heating | Natural Gas | Destratification Fans (HVLS) | A | High volume low speed destratification fans. | WCM118 | Discretionary | No destratification fans. | High volume low speed destratification fans. | RetroEven20_WA | 0 | Space Heating | Strat Fan | 1 | 8.6207e-05 | 0% | DL20_IHVLS-Ag-2021PLN-v2-8 | DL20_IHVLS-Ag-2021PLN-v2-8 | HVLS-Heating-AEG-v5.0-121 | 15 | 9799.2638 | 0 | 0 | 0 | 1.0743 | 718.9258 | 0 | 0 | 28.36% | 25% | 15% | 20% | NEM | All | FALSE | FALSE | 5391.6742 | 473
Commercial_WA - Health_Existing_Space Heating_Natural Gas_Gas Boiler - Maintenance_A | WA | Commercial | WA - Health | Existing | Space Heating | Natural Gas | Gas Boiler - Maintenance | A | General cleaning and maintenance | WCM119 | Discretionary | Degrade performance | General cleaning and maintenance | Retro12Med_WA | 0 | Boiler | kBtuh Heat | 1 | 0.058909 | 0% | GBLR_MNT-Heating-ILTRM-v4.0-43 | GBLR_MNT-Heating-ILTRM-v4.0-43 | GBLR_MNT-Heating-ILTRM-v4.0-1 | 3 | 1.0466 | 0 | 0 | 0 | 1.1464 | 0.16138 | 0 | 0 | 28.36% | 25% | 20% | 30% | NEM | Boiler | FALSE | FALSE | 18069.3099 | 848
Commercial_WA - Health_Existing_Space Heating_Natural Gas_Gas Furnace - Maintenance_A | WA | Commercial | WA - Health | Existing | Space Heating | Natural Gas | Gas Furnace - Maintenance | A | General cleaning and maintenance | WCM120 | Discretionary | Degrade performance | General cleaning and maintenance | Retro12Med_WA | 0 | Furnace | kBtuh Heat | 1 | 0.058909 | 0% | IL TRM - CI-HVC-FTUN-V03-200101 | GBLR_MNT-Heating-ILTRM-v4.0-43 | IL TRM - CI-HVC-FTUN-V03-200101 | 3 | 1.0466 | 0 | 0 | 0 | 1.1464 | 0.064331 | 0 | 0 | 28.36% | 25% | 20% | 30% | NEM | Furnace | FALSE | FALSE | 45328.8897 | 844
Commercial_WA - Health_Existing_Space Heating_Natural Gas_Gas Boiler - Hot Water Reset_A | WA | Commercial | WA - Health | Existing | Space Heating | Natural Gas | Gas Boiler - Hot Water Reset | A | Reset control installed | WCM121 | Discretionary | No control | Reset control installed | RetroEven20_WA | 0 | Boiler | BoilerCtrl | 1 | 0.00014727 | 0% | GBLR_HWRST-Heating-ILTRM-v4.0-43 | GBLR_HWRST-Heating-ILTRM-v4.0-1 | GBLR_HWRST-Heating-ILTRM-v4.0-1 | 20 | 879.3232 | 0 | 0 | 0 | 1.3062 | 286.9026 | 0 | 0 | 28.36% | 25% | 35% | 55% | NEM | Boiler | FALSE | FALSE | 1053.5038 | 250
Commercial_WA - Health_Existing_Space Heating_Natural Gas_Gas Boiler - Steam Trap Replacement_A | WA | Commercial | WA - Health | Existing | Space Heating | Natural Gas | Gas Boiler - Steam Trap Replacement | A | Cleaning and maintenance | WCM122 | Discretionary | Degrade performance | Cleaning and maintenance | RetroEven20_WA | 0 | Boiler | perBLDg | 1 | 2.451e-05 | 0% | IL TRM v9, Section 4.4.16 | IL TRM v9, Section 4.4.16 | IL TRM - CI-HVC-STRE-V06-200101 | 6 | 733.0722 | 0 | 0 | 0 | 1.1667 | 74.7764 | 0 | 0 | 28.36% | 25% | 73% | 100% | NEM | Boiler | FALSE | FALSE | 9287.6392 | 533
Commercial_WA - Health_Existing_Space Heating_Natural Gas_Gas Boiler - High Turndown Burner_A | WA | Commercial | WA - Health | Existing | Space Heating | Natural Gas | Gas Boiler - High Turndown Burner | A | Turndown control installed | WCM123 | Discretionary | No control | Turndown control installed | Retro5Med_WA | 0 | Boiler | kbtuh heat | 1 | 0.058909 | 0% | GBLR_TRN-Heating-MNTRM-v2.1-1 | GBLR_TRN-Heating-MNTRM-v2.1-1 | GBLR_TRN-Heating-MNTRM-v2.1-1 | 15 | 3.0755 | 0 | 0 | 0 | 1.1051 | 0.26897 | 0 | 0 | 28.36% | 25% | 25% | 50% | NEM | Boiler | FALSE | FALSE | 4523.0129 | 428
Commercial_WA - Health_Existing_Space Heating_Natural Gas_Gas Boiler - Burner Control Optimization_A | WA | Commercial | WA - Health | Existing | Space Heating | Natural Gas | Gas Boiler - Burner Control Optimization | A | Optimized burner controls | WCM124 | Discretionary | Average performance | Optimized burner controls | Retro1Slow_WA | 0 | Boiler | kBtuh heat | 1 | 0.058909 | 0% | GBLR_O2TRM-Heating-ILTRM-v4.0-1 | GBLR_O2TRM-Heating-MEMD-2018-1 | GBLR_O2TRM-Heating-ILTRM-v4.0-1 | 18 | 1.0333 | 0 | 0 | 0 | 1.1051 | 0.078002 | 0 | 0 | 28.36% | 25% | 5% | 85% | NEM | Boiler | FALSE | FALSE | 4765.4629 | 446
Commercial_WA - Health_Existing_Space Heating_Natural Gas_Gas Boiler - Stack Economizer_A | WA | Commercial | WA - Health | Existing | Space Heating | Natural Gas | Gas Boiler - Stack Economizer | A | Economizer installed | WCM125 | Discretionary | None | Economizer installed | Retro5Med_WA | 0 | Boiler | kBtuh Heat | 1 | 0.058909 | 0% | IL TRM - CI-HVC-BECO-V01-150601 | IL TRM - CI-HVC-BECO-V01-150601 | IL TRM - CI-HVC-BECO-V01-150601 | 15 | 11.3831 | 0 | 0 | 0 | 1.0348 | 0.25821 | 0 | 0 | 28.36% | 25% | 15% | 55% | NEM | Boiler | FALSE | FALSE | 17438.0683 | 840
Commercial_WA - Health_Existing_Space Heating_Natural Gas_Gas Boiler - Thermostatic Radiator Valves_A | WA | Commercial | WA - Health | Existing | Space Heating | Natural Gas | Gas Boiler - Thermostatic Radiator Valves | A | TBD | WCM126 | Discretionary | TBD | TBD | RetroEven20_WA | 0 | Boiler | radiator | 1 | 0.0050301 | 0% | IL TRM - 5.3.19 - RS-HVC-TRVS-V01-210101 | AEG Cost Characterization, 2021 | IL TRM - 5.3.19 - RS-HVC-TRVS-V01-210101 | 15 | 109.4239 | 0 | 0 | 0 | 1 | 15.75 | 0 | 0 | 28.36% | 25% | 25% | 50% | NEM | Boiler | FALSE | FALSE | 2748.1853 | 378
Commercial_WA - Health_Existing_Space Heating_Natural Gas_HVAC - Shut Off Damper_A | WA | Commercial | WA - Health | Existing | Space Heating | Natural Gas | HVAC - Shut Off Damper | A | Damper installed | WCM127 | Discretionary | No damper | Damper installed | Retro5Med_WA | 0 | Central Systems | BoilerCtrl | 1 | 0.00014727 | 0% | HVAC_DMPROFF-Heating-ILTRM-v4.0-1 | HVAC_DMPROFF-Heating-ILTRM-v4.0-1 | HVAC_DMPROFF-Heating-ILTRM-v4.0-1 | 15 | 1823.434 | 122.2973 | 0 | 0 | 1.1051 | 32.6128 | 0 | 0 | 28.36% | 25% | 0% | 75% | NEM | Central Systems | FALSE | FALSE | 22116.4797 | 839
Commercial_WA - Health_Existing_Space Heating_Natural Gas_Gas Furnace - Tube Inserts_A | WA | Commercial | WA - Health | Existing | Space Heating | Natural Gas | Gas Furnace - Tube Inserts | A | Tube inserts installed | WCM128 | Discretionary | None | Tube inserts installed | Retro1Slow_WA | 0 | Furnace | sqft | 1 | 1 | 0% | n/a | n/a | n/a | 5 | 1 | 0 | 0 | 0 | 1 | 0 | 0 | 0 | 28.36% | 25% | 73% | 100% | NEM | Furnace | FALSE | FALSE | 0 | 838
Commercial_WA - Health_Existing_Space Heating_Natural Gas_Gas Boiler - Insulate Steam Lines/Condensate Tank_A | WA | Commercial | WA - Health | Existing | Space Heating | Natural Gas | Gas Boiler - Insulate Steam Lines/Condensate Tank | A | Lines and condenstate tank insulated | WCM129 | Discretionary | No insulation | Lines and condenstate tank insulated | RetroEven20_WA | 0 | Boiler | boiler pipe | 1 | 0.019803 | 0% | GBLR_PINS-Heating-ILTRM-v4.0-1 | GBLR_PINS_STM-Heating-PGE-R7-1 | GBLR_PINS_STM-Heating-PGE-R7-1 | 15 | 39.8853 | 0 | 0 | 0 | 1.1464 | 5.99 | 0 | 0 | 28.36% | 25% | 30% | 40% | NEM | Boiler | FALSE | FALSE | 2633.9062 | 372
Commercial_WA - Health_Existing_Space Heating_Natural Gas_Gas Boiler - Insulate Hot Water Lines_A | WA | Commercial | WA - Health | Existing | Space Heating | Natural Gas | Gas Boiler - Insulate Hot Water Lines | A | Insulated water lines | WCM130 | Discretionary | No insulation | Insulated water lines | RetroEven20_WA | 0 | Boiler | boiler pipe | 1 | 0.019803 | 0% | GBLR_PINS_HW-Heating-PGE-R7-1 | GBLR_PINS_HW-Heating-PGE-R7-1 | GBLR_PINS_HW-Heating-PGE-R7-1 | 11 | 74.4984 | 0 | 0 | 0 | 1.1464 | 4.01 | 0 | 0 | 28.36% | 25% | 30% | 40% | NEM | Boiler | FALSE | FALSE | 9128.9579 | 530
Commercial_WA - Health_Existing_Space Heating_Natural Gas_Condensing RTU_A | WA | Commercial | WA - Health | Existing | Space Heating | Natural Gas | Condensing RTU | A | TBD | WCM131 | Discretionary | TBD | TBD | RetroEven20_WA | 0 | Furnace | sqft cond | 1 | 1 | 0% | NEEA Condensing Rooftop Unit Field Study - October 28, 2019 | NEEA Condensing Rooftop Unit Field Study - October 28, 2019 | NEEA Condensing Rooftop Unit Field Study - October 28, 2019 | 5 | 20.3371 | 0 | 0 | 0 | 1.0348 | 0.02218 | 0 | 0 | 28.36% | 25% | 5% | 15% | NEM | Furnace | FALSE | FALSE | 1121592.8363 | 843
Commercial_WA - Health_Existing_Space Heating_Natural Gas_Hydronic Heating Radiator Replacement_A | WA | Commercial | WA - Health | Existing | Space Heating | Natural Gas | Hydronic Heating Radiator Replacement | A | TBD | WCM132 | Discretionary | TBD | TBD | RetroEven20_WA | 0 | Boiler | radiator | 1 | 0.0050301 | 0% | IL TRM - 4.4.52 - CI-HVC-HHRR-V01-210101 | IL TRM - 4.4.52 - CI-HVC-HHRR-V01-210101 | IL TRM - 4.4.52 - CI-HVC-HHRR-V01-210101 | 25 | 1117.2163 | 0 | 0 | 0 | 1.0183 | 34 | 0 | 0 | 28.36% | 25% | 30% | 40% | NEM | Boiler | FALSE | FALSE | 10452.3068 | 842
Commercial_WA - Health_Existing_Space Heating_Natural Gas_Thermostat - Connected_A | WA | Commercial | WA - Health | Existing | Space Heating | Natural Gas | Thermostat - Connected | A | Thermostat connected to building management control system. | WCM133 | Discretionary | Standard thermostat. | Thermostat connected to building management control system. | Retro5Med_WA | 0 | Space Heating | Stat Unit | 1 | 0.001 | 0% | DL20_CSTAT_SMRT-Cool-RTF-v1.1-5 | IL TRM - CI-HVC-THST-V01-200101 | DL20_CSTAT_SMRT-Heat-RTF-v1.1-1 | 5 | 222.9079 | 0 | 13.5824 | 0 | 1.1247 | 32.0215 | 0 | 0 | 28.36% | 25% | 30% | 53.33% | NEM | All | FALSE | FALSE | 8515.0338 | 522
Commercial_WA - Health_Existing_Water Heating_Natural Gas_Water Heater - Thermostatic Shower Restriction Valve_A | WA | Commercial | WA - Health | Existing | Water Heating | Natural Gas | Water Heater - Thermostatic Shower Restriction Valve | A | Thermostatic shower restriction valve. | WCM134 | Discretionary | No thermostatic control on shower. | Thermostatic shower restriction valve. | Retro5Med_WA | 0 | Water Heater | showerhead | 1 | 4.902e-05 | 0% | ThermostaticShowerRestrictionValve_v4_2 | ThermostaticShowerRestrictionValve_v4_2 | ThermostaticShowerRestrictionValve_v4_2 | 10 | 199.6279 | 0 | 55.8479 | 0 | 1.1464 | 222.3829 | 0 | 0 | 28.36% | 25% | 86.67% | 86.67% | NEM | Water Heater | FALSE | FALSE | 478.9748 | 196
Commercial_WA - Health_Existing_Water Heating_Natural Gas_Water Heater - Pre-Rinse Spray Valve_A | WA | Commercial | WA - Health | Existing | Water Heating | Natural Gas | Water Heater - Pre-Rinse Spray Valve | A | Low flow pre-rinse spray valve. | WCM135 | Discretionary | Standard pre-rinse spray valve. | Low flow pre-rinse spray valve. | Retro5Med_WA | 0 | Water Heater | KitchenFaucet | 1 | 2.451e-05 | 0% | Avista TRM | Avista TRM | Avista TRM | 4 | 915.5203 | 0 | 0 | 0 | 1.0348 | 16.81 | 0 | 0 | 28.36% | 25% | 25% | 53.33% | NEM | Water Heater | FALSE | FALSE | 93847.2326 | 841
Commercial_WA - Health_Existing_Water Heating_Natural Gas_Water Heater - Temperature Setback_A | WA | Commercial | WA - Health | Existing | Water Heating | Natural Gas | Water Heater - Temperature Setback | A | Water heater temperature setback. | WCM136 | Discretionary | No water heater temperature setback. | Water heater temperature setback. | Retro5Med_WA | 0 | Water Heater | WHunits | 1 | 0.00014328 | 0% | IL TRM - RS-HWE-TMPS-V08-210101 | IL TRM - RS-HWE-TMPS-V08-210101 | IL TRM - RS-HWE-TMPS-V08-210101 | 2 | 3.7319 | 0 | 0 | 0 | 1 | 103.9223 | 0 | 0 | 28.36% | 25% | 15% | 100% | NEM | Water Heater | FALSE | FALSE | 207.348 | 163
Commercial_WA - Health_Existing_Water Heating_Natural Gas_Water Heater - Faucet Aerators_A | WA | Commercial | WA - Health | Existing | Water Heating | Natural Gas | Water Heater - Faucet Aerators | A | 0 | WCM137 | Discretionary | 0 | 0 | Retro5Med_WA | 0 | Water Heater | faucet | 1 | 9.8039e-05 | 0% | DHW_AER-Water Heating-XCELCO-2017-18-6 | DHW_AER-Water Heating-XCELCO-2017-18-6 | DHW_AER-Water Heating-ILTRM-v5.0-24 | 10 | 60.7242 | 0 | 121.4485 | 0 | 1.0631 | 24.4071 | 0 | 0 | 28.36% | 25% | 86.67% | 86.67% | NEM | Water Heater | FALSE | FALSE | 1327.5134 | 295
Commercial_WA - Health_Existing_Water Heating_Natural Gas_Water Heater - Low-Flow Showerheads_A | WA | Commercial | WA - Health | Existing | Water Heating | Natural Gas | Water Heater - Low-Flow Showerheads | A | 0 | WCM138 | Discretionary | 0 | 0 | Retro5Med_WA | 0 | Water Heater | Showerhead | 1 | 4.902e-05 | 0% | Com-Showerheads-2021P_V2 | Com-Showerheads-2021P_V2 | Com-Showerheads-2021P_V2 | 10 | 161.1751 | 0 | 323.7443 | 0 | 1.1464 | 671.9214 | 0 | 0 | 28.36% | 25% | 86.67% | 86.67% | NEM | Water Heater | FALSE | FALSE | 127.9888 | 145
Commercial_WA - Health_Existing_Water Heating_Natural Gas_Water Heater - Tank Blanket/Insulation_A | WA | Commercial | WA - Health | Existing | Water Heating | Natural Gas | Water Heater - Tank Blanket/Insulation | A | 0 | WCM139 | Discretionary | 0 | 0 | Retro5Med_WA | 0 | Water Heater | WHUnits | 1 | 0.00014328 | 0% | IL TRM - 4.3.12 Tank Insulation - CI-HWE-TKIN-V01-210101 / PA TRM - 2.3.4 - State of Pennsylvania TRM, Volume 2: Residential Measures, 2021 Final Order. August 8, 2019. | IL TRM - 4.3.12 Tank Insulation - CI-HWE-TKIN-V01-210101 / PA TRM - 2.3.4 - State of Pennsylvania TRM, Volume 2: Residential Measures, 2021 Final Order. August 8, 2019. | IL TRM - 4.3.12 Tank Insulation - CI-HWE-TKIN-V01-210101 / PA TRM - 2.3.4 - State of Pennsylvania TRM, Volume 2: Residential Measures, 2021 Final Order. August 8, 2019. | 15 | 1.0945 | 0 | 0 | 0 | 1.0183 | 200.7769 | 0 | 0 | 28.36% | 25% | 75% | 100% | NEM | Water Heater | FALSE | FALSE | 2.1563 | 120
Commercial_WA - Health_Existing_Water Heating_Natural Gas_Water Heater - Drainwater Heat Recovery_A | WA | Commercial | WA - Health | Existing | Water Heating | Natural Gas | Water Heater - Drainwater Heat Recovery | A | 0 | WCM140 | Discretionary | 0 | 0 | Retro5Med_WA | 0 | Water Heater | faucet | 1 | 9.8039e-05 | 0% | DHW_DWHR-Water Heating-OPATRM-v1-1 | DHW_DWHR-Water Heating-OPATRM-v1-1 | DHW_DWHR-Water Heating-MNTRM-v1.0-7 | 40 | 7740.2573 | 0 | 0 | 0 | 1.1857 | 125.0629 | 0 | 0 | 28.36% | 25% | 86.67% | 86.67% | NEM | Water Heater | FALSE | FALSE | 17769.7038 | 859
Commercial_WA - Health_Existing_Water Heating_Natural Gas_Water Heater - Circulation Pump Controls_A | WA | Commercial | WA - Health | Existing | Water Heating | Natural Gas | Water Heater - Circulation Pump Controls | A | Controlled circulation pump. | WCM141 | Discretionary | Circulation pump with no controls. | Controlled circulation pump. | Retro5Med_WA | 0 | Water Heater | perbldg | 1 | 2.451e-05 | 0% | RTF - ComResCirculatorPumps_2_3 - AEG Edited | RTF - ComResCirculatorPumps_2_3 - AEG Edited | RTF - ComResCirculatorPumps_2_3 - AEG Edited | 11.5 | 7454.635 | 0 | 0 | 0 | 1.1464 | 6566.6101 | 0 | 0 | 28.36% | 25% | 15% | 40% | NEM | Water Heater | FALSE | FALSE | 538.2174 | 204
Commercial_WA - Health_Existing_Water Heating_Natural Gas_Water Heater - Pipe Insulation_A | WA | Commercial | WA - Health | Existing | Water Heating | Natural Gas | Water Heater - Pipe Insulation | A | Water heater pipe insulation. | WCM142 | Discretionary | No insulation. | Water heater pipe insulation. | Retro5Med_WA | 0 | Water Heater | PipeFeet | 1 | 0.00012255 | 0% | IL TRM v10 - 4.4.14 Pipe Insulation - CI-HVC-PINS-V07-220101 | IL TRM v10 - 4.4.14 Pipe Insulation - CI-HVC-PINS-V07-220101 | IL TRM v10 - 4.4.14 Pipe Insulation - CI-HVC-PINS-V07-220101 | 15 | 158.1915 | 0 | 0 | 0 | 1.1857 | 5.02 | 0 | 0 | 28.36% | 25% | 15.8% | 100% | NEM | Water Heater | FALSE | FALSE | 12465.0419 | 858
Commercial_WA - Health_Existing_Water Heating_Natural Gas_Water Heater - Motion Control Faucet_A | WA | Commercial | WA - Health | Existing | Water Heating | Natural Gas | Water Heater - Motion Control Faucet | A | 0.35 gpm w/ motion sensor | WCM143 | Discretionary | 1.39 gpm w/o motion sensor | 0.35 gpm w/ motion sensor | Retro5Med_WA | 0 | Water Heater | sqft | 1 | 1 | 0% | n/a | n/a | n/a | 5 | 1.0743 | 0 | 0 | 0 | 1.0743 | 0 | 0 | 0 | 28.36% | 25% | 30% | 75% | NEM | Water Heater | FALSE | FALSE | 0 | 863
Commercial_WA - Health_Existing_Water Heating_Natural Gas_Water Heater - Solar System_A | WA | Commercial | WA - Health | Existing | Water Heating | Natural Gas | Water Heater - Solar System | A | Solar water heater with electric backup unit | WCM144 | Discretionary | 0 | Solar water heater with electric backup unit | Retro5Med_WA | 0 | Water Heater | DHW kbtuh | 1 | 0.0074505 | 0% | DHW_WH-Water Heating-AEO17-8 | DHW_WH-Water Heating-AEO17-8 | DHW_WH-Water Heating-DOE-PTool2014-1 | 20 | 208.0629 | 0 | 0 | 0 | 1.1247 | 40.1544 | 0 | 0 | 28.36% | 25% | 1% | 40% | NEM | Water Heater | 4 | FALSE | 1781.0796 | 331
Commercial_WA - Health_Existing_Water Heating_Natural Gas_Commercial Laundry - Ozone Treatment_A | WA | Commercial | WA - Health | Existing | Water Heating | Natural Gas | Commercial Laundry - Ozone Treatment | A | Ozone laundry treatment system. | WCM145 | Discretionary | Standard commercial washer. | Ozone laundry treatment system. | Retro5Med_WA | 0 | Water Heater | perBldg | 1 | 2.451e-05 | 0% | CW_OZON-Water Heating-ILTRM-v4.0-4 | CW_OZON-Water Heating-ILTRM-v4.0-4 | CW_OZON-Water Heating-ILTRM-v4.0-4 | 10 | 151053.9624 | 1812.2008 | 0 | 0 | 1.1051 | 1833.2024 | 0 | 0 | 28.36% | 25% | 0% | 6.667% | NEM | Water Heater | FALSE | FALSE | 43965.7347 | 862
Commercial_WA - Health_Existing_Water Heating_Natural Gas_Commercial Laundry - ENERGY STAR Washer_A | WA | Commercial | WA - Health | Existing | Water Heating | Natural Gas | Commercial Laundry - ENERGY STAR Washer | A | ENERGY STAR rated washer. | WCM146 | Discretionary | Standard efficiency washer. | ENERGY STAR rated washer. | Retro5Med_WA | 0 | Water Heater | ClothesWashers | 1 | 7.6408e-06 | 0% | CW-Miscellaneous-RTF-v5.1-21 | CW-Miscellaneous-RTF-v5.1-21 | CW-Miscellaneous-RTF-PreQCv5.0-8 | 7 | 971.9249 | 0 | 424.6855 | 0 | 1.1464 | 35.5089 | 0 | 0 | 28.36% | 25% | 0% | 6.667% | NEM | Water Heater | FALSE | FALSE | 21308.2768 | 861
Commercial_WA - Health_Existing_Water Heating_Natural Gas_Water Heater - Efficient Dishwasher_A | WA | Commercial | WA - Health | Existing | Water Heating | Natural Gas | Water Heater - Efficient Dishwasher | A | ENERGY STAR | WCM147 | Discretionary | 0 | ENERGY STAR | Retro5Med_WA | 0 | Water Heater | perBldg | 1 | 2.451e-05 | 0% | Avista TRM | Avista TRM | Avista TRM | 12 | 19396.3302 | 0 | 10770.5364 | 0 | 1.0348 | 102.8166 | 0 | 0 | 28.36% | 25% | 0% | 75% | NEM | Water Heater | FALSE | FALSE | 86558.4081 | 857
Commercial_WA - Health_Existing_Water Heating_Natural Gas_Commercial Laundry - Alternative Dry-Cleaning Methods_A | WA | Commercial | WA - Health | Existing | Water Heating | Natural Gas | Commercial Laundry - Alternative Dry-Cleaning Methods | A | High efficiency alternative dry-cleaning methods. | WCM148 | Discretionary | Standard efficiency dryer. | High efficiency alternative dry-cleaning methods. | Retro5Med_WA | 0 | Water Heater | perBldg | 1 | 2.451e-05 | 0% | CW_ALTDRYCLN-Miscellaneous-SCE-ET05.01-6 | CW_ALTDRYCLN-Miscellaneous-SCE-ET05.01-6 | CW_ALTDRYCLN-Miscellaneous-SCE-ET05.01-6 | 15 | 540574.2055 | 0 | 0 | 0 | 1.2089 | 0 | 0 | 0 | 28.36% | 25% | 0% | 6.667% | NEM | Water Heater | FALSE | FALSE | 0 | 853
Commercial_WA - Health_Existing_Space Heating_Natural Gas_Advanced Kitchen Ventilation Controls_A | WA | Commercial | WA - Health | Existing | Space Heating | Natural Gas | Advanced Kitchen Ventilation Controls | A | Variable exhaust hood flow based on temperature or grease sensor. | WCM149 | Discretionary | No controls on exhaust hoods. | Variable exhaust hood flow based on temperature or grease sensor. | RetroEven20_WA | 0 | Space Heating | sqft | 1 | 1 | 0% | IL TRM - CI-FSE-VENT-V03-160601 | COOK_EXHD-Ventilation-XCELCO-2017-18-2 | COOK_EXHD-Ventilation-XCELCO-2017-18-2 | 15 | 0.18192 | 0 | 0.016298 | 0 | 1.1051 | 0.038424 | 0 | 0 | 28.36% | 25% | 10% | 20% | NEM | All | FALSE | FALSE | 1872.8474 | 335
Commercial_WA - Health_Existing_Space Heating_Natural Gas_Infiltration Control - Loading Dock Sealing_A | WA | Commercial | WA - Health | Existing | Space Heating | Natural Gas | Infiltration Control - Loading Dock Sealing | A | 0 | WCM150 | Discretionary | 0 | 0 | RetroEven20_WA | 0 | Space Heating | perBldg | 1 | 2.451e-05 | 0% | MEMD - Truck Loading Dock Seals - 8.10.01.FES-E10.v01 | MEMD - Truck Loading Dock Seals - 8.10.01.FES-E10.v01 | MEMD - Truck Loading Dock Seals - 8.10.01.FES-E10.v01 | 10 | 25349.2018 | 0 | 0 | 0 | 1.0873 | 201 | 0 | 0 | 28.36% | 25% | 0% | 0% | NEM | All | FALSE | FALSE | 67291.6014 | 852
Commercial_WA - Health_Existing_Space Heating_Natural Gas_Greenhouse Heat Curtain_A | WA | Commercial | WA - Health | Existing | Space Heating | Natural Gas | Greenhouse Heat Curtain | A | 0 | WCM151 | Discretionary | No heat curtain. | 0 | RetroEven20_WA | 0 | Space Heating | perBldg | 1 | 2.451e-05 | 0% | CA eTRM https://www.caetrm.com/measure/SWBE001/01/ | CA eTRM https://www.caetrm.com/measure/SWBE001/01/ | CA eTRM https://www.caetrm.com/measure/SWBE001/01/ | 5 | 3335.4595 | 0 | 0 | 0 | 1.0348 | 175.5 | 0 | 0 | 28.36% | 25% | 0% | 0% | NEM | All | FALSE | FALSE | 23247.7354 | 851
Commercial_WA - Health_Existing_Space Heating_Natural Gas_Ventilation - Parking Garages, Demand Controlled_A | WA | Commercial | WA - Health | Existing | Space Heating | Natural Gas | Ventilation - Parking Garages, Demand Controlled | A | 0 | WCM152 | Discretionary | 0 | 0 | RetroEven20_WA | 0 | Central Systems | garage | 1 | 1e-05 | 0% | FOE - Parking Garage Ventilation Controls - W0047 | FOE - Parking Garage Ventilation Controls - W0047 | FOE - Parking Garage Ventilation Controls - W0047 | 5 | 843.0596 | 0 | 0 | 0 | 1.0183 | 0 | 0 | 0 | 28.36% | 25% | 0% | 0% | NEM | Central Systems | FALSE | FALSE | 0 | 856
Commercial_WA - Health_Existing_Miscellaneous_Natural Gas_Pool Heater - Night Covers_A | WA | Commercial | WA - Health | Existing | Miscellaneous | Natural Gas | Pool Heater - Night Covers | A | Night covers on pool. | WCM153 | Discretionary | Uncovered. | Night covers on pool. | Retro12Med_WA | 0 | Pool Heater | sqft pool | 1 | 0.045956 | 0% | PL_COV-Water Heating-SCG-R0-62 | PL_COV-Water Heating-SCG-R0-62 | PL_COV-Water Heating-SCG-R0-1 | 5 | 11.1316 | 0 | 0 | 0 | 1.1464 | 0.00010507 | 0 | 0 | 28.36% | 25% | 15% | 100% | NEM | Pool Heater | FALSE | FALSE | 129593053.0627 | 855
Commercial_WA - Health_Existing_Space Heating_Natural Gas_Advanced New Construction Designs_A | WA | Commercial | WA - Health | Existing | Space Heating | Natural Gas | Advanced New Construction Designs | A | New construction designs exceeding ASHRAE 90.1 requirements. | WCM154 | Discretionary | Standard new construction design. | New construction designs exceeding ASHRAE 90.1 requirements. | LO1Slow_WA | 0 | Space Heating | sqft | 1 | 1 | 0% | COM_CX-HVAC-AEG-1 | COM_CX-All-AEG-5 | COM_CX-All-AEG-5 | 3 | 1.4023 | 0 | 0 | 0 | 1.2089 | 0 | 0 | 0 | 28.36% | 25% | 0% | 0% | NEM | All | 22 | FALSE | 0 | 854
Commercial_WA - Health_Existing_Water Heating_Natural Gas_Advanced New Construction Designs_A | WA | Commercial | WA - Health | Existing | Water Heating | Natural Gas | Advanced New Construction Designs | A | New construction designs exceeding ASHRAE 90.1 requirements. | WCM155 | Discretionary | Standard new construction design. | New construction designs exceeding ASHRAE 90.1 requirements. | LO1Slow_WA | 0 | Water Heating | sqft | 1 | 1 | 0% | COM_CX-HVAC-AEG-1 | COM_CX-All-AEG-5 | COM_CX-All-AEG-5 | 3 | 1.4023 | 0 | 0 | 0 | 1.2089 | 0 | 0 | 0 | 28.36% | 25% | 0% | 0% | NEM | All | FALSE | FALSE | 0 | 1137
Commercial_WA - Health_Existing_Space Heating_Natural Gas_Strategic Energy Management_A | WA | Commercial | WA - Health | Existing | Space Heating | Natural Gas | Strategic Energy Management | A | Implementation of strategic energy management. | WCM156 | Discretionary | No strategic energy management. | Implementation of strategic energy management. | RetroEven20_WA | 0 | Space Heating | sqft | 1 | 1 | 0% | DL20_COM_SEM-Misc-2021PLN-V4-1 | BEHAV_SEM-All-CPUC-2018_PG-2 | DL20_COM_SEM-Misc-2021PLN-V4-15 | 3 | 0 | 0 | 0.019754 | 0 | 1.0743 | 0.023469 | 0 | 0 | 28.36% | 25% | 69% | 100% | NEM | All | FALSE | FALSE | 0 | 1136
Commercial_WA - Health_Existing_Water Heating_Natural Gas_Strategic Energy Management_A | WA | Commercial | WA - Health | Existing | Water Heating | Natural Gas | Strategic Energy Management | A | Implementation of strategic energy management. | WCM157 | Discretionary | No strategic energy management. | Implementation of strategic energy management. | RetroEven20_WA | 0 | Water Heating | sqft | 1 | 1 | 0% | DL20_COM_SEM-Misc-2021PLN-V4-1 | BEHAV_SEM-All-CPUC-2018_PG-2 | DL20_COM_SEM-Misc-2021PLN-V4-15 | 3 | 0 | 0 | 0.019754 | 0 | 1.0743 | 0.023965 | 0 | 0 | 28.36% | 25% | 69% | 100% | NEM | All | FALSE | FALSE | 0 | 1135
Commercial_WA - Health_Existing_Space Heating_Natural Gas_Retrocommissioning_A | WA | Commercial | WA - Health | Existing | Space Heating | Natural Gas | Retrocommissioning | A | Periodic recommissioning of building systems. | WCM158 | Discretionary | No retro commissioning. | Periodic recommissioning of building systems. | RetroEven20_WA | 0 | Space Heating | sqft | 1 | 1 | 0% | COM_RCX-HVAC-AEG-1 | COM_RCX-Heating-7PLN-v5-15 | COM_RCX-HVAC-AEG-1 | 3 | 0.13359 | 0 | 0.024256 | 0 | 1.3062 | 0.028818 | 0 | 0 | 28.36% | 25% | 15% | 73.33% | NEM | All | FALSE | FALSE | 12781.2223 | 1140
Commercial_WA - Health_Existing_Water Heating_Natural Gas_Retrocommissioning_A | WA | Commercial | WA - Health | Existing | Water Heating | Natural Gas | Retrocommissioning | A | Periodic recommissioning of building systems. | WCM159 | Discretionary | No retro commissioning. | Periodic recommissioning of building systems. | RetroEven20_WA | 0 | Water Heating | sqft | 1 | 1 | 0% | COM_RCX-HVAC-AEG-1 | COM_RCX-Heating-7PLN-v5-15 | COM_RCX-HVAC-AEG-1 | 3 | 0.13359 | 0 | 0.024256 | 0 | 1.3062 | 0.029427 | 0 | 0 | 28.36% | 25% | 15% | 73.33% | NEM | All | FALSE | FALSE | 12781.2223 | 1139
Commercial_WA - Health_New_Space Heating_Natural Gas_Insulation - Ceiling_A | WA | Commercial | WA - Health | New | Space Heating | Natural Gas | Insulation - Ceiling | A | R-38 | WCM160 | Discretionary | R-13 | R-38 | Retro1Slow_WA | 0 | Space Heating | sqft roof | 1 | 0.5 | 0% | Avista TRM | Avista TRM | Avista TRM | 22 | 1.5729 | 0 | 0 | 0 | 1.0348 | 0 | 0 | 0 | 24.32% | 25% | 0% | 0% | NEM | All | FALSE | FALSE | 0 | 1138
Commercial_WA - Health_New_Space Heating_Natural Gas_Insulation - Ducting_A | WA | Commercial | WA - Health | New | Space Heating | Natural Gas | Insulation - Ducting | A | R-8 | WCM161 | Discretionary | R-4 | R-8 | Retro1Slow_WA | 0 | Central Systems | sqft duct | 1 | 0.25 | 0% | INS_DCT-All-DEER-1 | INS_DCT-All-DEER-1 | Building Energy Simulation Tool | 20 | 1.913 | 0 | 0 | 0 | 1.2422 | 0 | 0 | 0 | 24.32% | 25% | 0% | 0% | NEM | Central Systems | FALSE | FALSE | 0 | 1134
Commercial_WA - Health_New_Space Heating_Natural Gas_Insulation - Wall Cavity_A | WA | Commercial | WA - Health | New | Space Heating | Natural Gas | Insulation - Wall Cavity | A | R-23 | WCM162 | Discretionary | R-9 | R-23 | Retro1Slow_WA | 0 | Space Heating | sqft wall | 1 | 0.37498 | 0% | Avista TRM | Avista TRM | Avista TRM | 22 | 0.93209 | 0 | 0 | 0 | 1.0348 | 0 | 0 | 0 | 24.32% | 25% | 0% | 0% | NEM | All | FALSE | FALSE | 0 | 1130
Commercial_WA - Health_New_Space Heating_Natural Gas_Green Roof - Vegetated Rooftop_A | WA | Commercial | WA - Health | New | Space Heating | Natural Gas | Green Roof - Vegetated Rooftop | A | Green roof | WCM163 | Discretionary | No vegetation on roof | Green roof | Retro1Slow_WA | 0 | Space Heating | sqft roof | 1 | 0.5 | 0% | Measure Cost Research v1.1 - Sep 2020.xlsx | Measure Cost Research v1.1 - Sep 2020.xlsx | Measure Cost Research v1.1 - Sep 2020.xlsx | 25 | 30.5501 | 2.2913 | 0 | 0 | 1.0183 | 0 | 0 | 0 | 28.36% | 25% | 15% | 46.67% | NEM | All | FALSE | FALSE | 0 | 1129
Commercial_WA - Health_New_Space Heating_Natural Gas_Ducting - Repair and Sealing_A | WA | Commercial | WA - Health | New | Space Heating | Natural Gas | Ducting - Repair and Sealing | A | Sealed | WCM164 | Discretionary | 20% Leakage | Sealed | Retro1Slow_WA | 0 | Central Systems | sqft duct | 1 | 0.25 | 0% | DCT_RPR-All-DEER-1 | DCT_RPR-Cooling-RTF-1 | Building Energy Simulation Tool | 18 | 1.3062 | 0 | 0 | 0 | 1.3062 | 0 | 0 | 0 | 19.52% | 25% | 15% | 46.67% | NEM | Central Systems | FALSE | FALSE | 0 | 1128
Commercial_WA - Health_New_Space Heating_Natural Gas_Windows - High Efficiency Glazing_A | WA | Commercial | WA - Health | New | Space Heating | Natural Gas | Windows - High Efficiency Glazing | A | High Efficiency Glaze | WCM165 | Discretionary | Single Glaze | High Efficiency Glaze | Retro1Slow_WA | 0 | Space Heating | sqft window | 1 | 0.018749 | 0% | WND_HE-Heating-RTF-v2.1-1 | WND_HE-Heating-RTF-v2.1-1 | Building Energy Simulation Tool | 45 | 305.3722 | 0 | 0 | 0 | 1.2422 | 0 | 0 | 0 | 28.36% | 25% | 66.35% | 88.47% | NEM | All | FALSE | FALSE | 0 | 1133
Commercial_WA - Health_New_Space Heating_Natural Gas_Windows - Secondary Glazing Systems_A | WA | Commercial | WA - Health | New | Space Heating | Natural Gas | Windows - Secondary Glazing Systems | A | Windows rated to U-Factor 0.4 and SHGC 0.2. | WCM166 | Discretionary | Windows rated to U-Factor 0.62 and SHGC 0.27. | Windows rated to U-Factor 0.4 and SHGC 0.2. | Retro1Slow_WA | 0 | Space Heating | sqft window | 1 | 0.018749 | 0% | RTF - ComSecondaryGlazingSystems_v1_1 | RTF - ComSecondaryGlazingSystems_v1_1 | RTF - ComSecondaryGlazingSystems_v1_1 | 30 | 522.3119 | 0 | 0 | 0 | 1.1464 | 0 | 0 | 0 | 28.36% | 25% | 66.35% | 88.47% | NEM | All | FALSE | FALSE | 0 | 1132
Commercial_WA - Health_New_Space Heating_Natural Gas_HVAC - Energy Recovery Ventilator_A | WA | Commercial | WA - Health | New | Space Heating | Natural Gas | HVAC - Energy Recovery Ventilator | A | ERV | WCM167 | Discretionary | No ERV | ERV | RetroEven20_WA | 0 | Space Heating | sqft | 1 | 1 | 0% | HRV-Cooling/Heating-E3T-1 | HRV-Cooling/Heating-E3T-1 | HRV-Cooling/Heating-E3T-1 | 20 | 1.0873 | 0 | 0 | 0 | 1.0873 | 0 | 0 | 0 | 28.36% | 25% | 100% | 100% | NEM | All | FALSE | FALSE | 0 | 1131
Commercial_WA - Health_New_Space Heating_Natural Gas_Building Shell - Air Sealing (Infiltration Control)_A | WA | Commercial | WA - Health | New | Space Heating | Natural Gas | Building Shell - Air Sealing (Infiltration Control) | A | Air sealing to reduce air infiltration. | WCM168 | Discretionary | Building with air infiltration. | Air sealing to reduce air infiltration. | Retro1Slow_WA | 0 | Space Heating | foot door | 1 | 0.00025735 | 0% | IL TRM - CI-MSC-WTST-V01-200101 | IL TRM - CI-MSC-WTST-V01-200101 | IL TRM - CI-MSC-WTST-V01-200101 | 10 | 174.08 | 0 | 0 | 0 | 1 | 0 | 0 | 0 | 28.36% | 25% | 45% | 66.67% | NEM | All | FALSE | FALSE | 0 | 1150
Commercial_WA - Health_New_Space Heating_Natural Gas_Ventilation - Demand Controlled_A | WA | Commercial | WA - Health | New | Space Heating | Natural Gas | Ventilation - Demand Controlled | A | Outdoor air controlled based on occupancy to meet ASHRAE 62.1 | WCM169 | Discretionary | No occupancy based outdoor air controls. | Outdoor air controlled based on occupancy to meet ASHRAE 62.1 | Retro5Med_WA | 0 | Central Systems | sqft | 1 | 1 | 0% | IL TRM - CI-HVC-DCV-V05-190101 | VENT_DCV-Heating-7PLN-v5-8 | IL TRM - CI-HVC-DCV-V05-190101 | 10 | 0.15285 | 0 | 0 | 0 | 1.1464 | 0 | 0 | 0 | 28.36% | 25% | 100% | 100% | NEM | Central Systems | FALSE | FALSE | 0 | 1149
Commercial_WA - Health_New_Space Heating_Natural Gas_HVAC - Dedicated Outdoor Air System (DOAS)_A | WA | Commercial | WA - Health | New | Space Heating | Natural Gas | HVAC - Dedicated Outdoor Air System (DOAS) | A | Outdoor air supplied by a DOAS. | WCM170 | Discretionary | No DOAS. | Outdoor air supplied by a DOAS. | RetroEven20_WA | 0 | Central Systems | sqft | 1 | 1 | 0% | 2021P_Com-VRF-DOAS-2021P_V2 | 2021P_Com-VRF-DOAS-2021P_V2 | 2021P_Com-VRF-DOAS-2021P_V2 | 20 | 8.1645 | 0 | 0 | 0 | 1.0743 | 0 | 0 | 0 | 28.36% | 25% | 0% | 0% | NEM | Central Systems | FALSE | FALSE | 0 | 1148
Commercial_WA - Health_New_Space Heating_Natural Gas_Destratification Fans (HVLS)_A | WA | Commercial | WA - Health | New | Space Heating | Natural Gas | Destratification Fans (HVLS) | A | High volume low speed destratification fans. | WCM171 | Discretionary | No destratification fans. | High volume low speed destratification fans. | RetroEven20_WA | 0 | Space Heating | Strat Fan | 1 | 8.6207e-05 | 0% | DL20_IHVLS-Ag-2021PLN-v2-8 | DL20_IHVLS-Ag-2021PLN-v2-8 | HVLS-Heating-AEG-v5.0-121 | 15 | 9799.2638 | 0 | 0 | 0 | 1.0743 | 0 | 0 | 0 | 28.36% | 25% | 15% | 20% | NEM | All | FALSE | FALSE | 0 | 1153
Commercial_WA - Health_New_Space Heating_Natural Gas_Gas Boiler - Maintenance_A | WA | Commercial | WA - Health | New | Space Heating | Natural Gas | Gas Boiler - Maintenance | A | General cleaning and maintenance | WCM172 | Discretionary | Degrade performance | General cleaning and maintenance | Retro12Med_WA | 0 | Boiler | kBtuh Heat | 1 | 0.058909 | 0% | GBLR_MNT-Heating-ILTRM-v4.0-43 | GBLR_MNT-Heating-ILTRM-v4.0-43 | GBLR_MNT-Heating-ILTRM-v4.0-1 | 3 | 1.0466 | 0 | 0 | 0 | 1.1464 | 0.15169 | 0 | 0 | 28.36% | 25% | 5% | 10% | NEM | Boiler | FALSE | FALSE | 19223.8731 | 1152
Commercial_WA - Health_New_Space Heating_Natural Gas_Gas Furnace - Maintenance_A | WA | Commercial | WA - Health | New | Space Heating | Natural Gas | Gas Furnace - Maintenance | A | General cleaning and maintenance | WCM173 | Discretionary | Degrade performance | General cleaning and maintenance | Retro12Med_WA | 0 | Furnace | kBtuh Heat | 1 | 0.058909 | 0% | IL TRM - CI-HVC-FTUN-V03-200101 | GBLR_MNT-Heating-ILTRM-v4.0-43 | IL TRM - CI-HVC-FTUN-V03-200101 | 3 | 1.0466 | 0 | 0 | 0 | 1.1464 | 0.05892 | 0 | 0 | 28.36% | 25% | 5% | 10% | NEM | Furnace | FALSE | FALSE | 49492.2138 | 1151
Commercial_WA - Health_New_Space Heating_Natural Gas_Gas Boiler - Hot Water Reset_A | WA | Commercial | WA - Health | New | Space Heating | Natural Gas | Gas Boiler - Hot Water Reset | A | Reset control installed | WCM174 | Discretionary | No control | Reset control installed | RetroEven20_WA | 0 | Boiler | BoilerCtrl | 1 | 0.00014727 | 0% | GBLR_HWRST-Heating-ILTRM-v4.0-43 | GBLR_HWRST-Heating-ILTRM-v4.0-1 | GBLR_HWRST-Heating-ILTRM-v4.0-1 | 20 | 879.3232 | 0 | 0 | 0 | 1.3062 | 269.6716 | 0 | 0 | 28.36% | 25% | 100% | 100% | NEM | Boiler | FALSE | FALSE | 1120.8189 | 260
Commercial_WA - Health_New_Space Heating_Natural Gas_Gas Boiler - Steam Trap Replacement_A | WA | Commercial | WA - Health | New | Space Heating | Natural Gas | Gas Boiler - Steam Trap Replacement | A | Cleaning and maintenance | WCM175 | Discretionary | Degrade performance | Cleaning and maintenance | RetroEven20_WA | 0 | Boiler | perBLDg | 1 | 2.451e-05 | 0% | IL TRM v9, Section 4.4.16 | IL TRM v9, Section 4.4.16 | IL TRM - CI-HVC-STRE-V06-200101 | 6 | 733.0722 | 0 | 0 | 0 | 1.1667 | 74.7764 | 0 | 0 | 28.36% | 25% | 0% | 10% | NEM | Boiler | FALSE | FALSE | 9287.6392 | 534
Commercial_WA - Health_New_Space Heating_Natural Gas_Gas Boiler - High Turndown Burner_A | WA | Commercial | WA - Health | New | Space Heating | Natural Gas | Gas Boiler - High Turndown Burner | A | Turndown control installed | WCM176 | Discretionary | No control | Turndown control installed | Retro5Med_WA | 0 | Boiler | kbtuh heat | 1 | 0.058909 | 0% | GBLR_TRN-Heating-MNTRM-v2.1-1 | GBLR_TRN-Heating-MNTRM-v2.1-1 | GBLR_TRN-Heating-MNTRM-v2.1-1 | 15 | 3.0755 | 0 | 0 | 0 | 1.1051 | 0.25282 | 0 | 0 | 28.36% | 25% | 100% | 100% | NEM | Boiler | FALSE | FALSE | 4812.017 | 450
Commercial_WA - Health_New_Space Heating_Natural Gas_Gas Boiler - Burner Control Optimization_A | WA | Commercial | WA - Health | New | Space Heating | Natural Gas | Gas Boiler - Burner Control Optimization | A | Optimized burner controls | WCM177 | Discretionary | Average performance | Optimized burner controls | Retro1Slow_WA | 0 | Boiler | kBtuh heat | 1 | 0.058909 | 0% | GBLR_O2TRM-Heating-ILTRM-v4.0-1 | GBLR_O2TRM-Heating-MEMD-2018-1 | GBLR_O2TRM-Heating-ILTRM-v4.0-1 | 18 | 1.0333 | 0 | 0 | 0 | 1.1051 | 0.073317 | 0 | 0 | 28.36% | 25% | 5% | 85% | NEM | Boiler | FALSE | FALSE | 5069.9587 | 461
Commercial_WA - Health_New_Space Heating_Natural Gas_Gas Boiler - Stack Economizer_A | WA | Commercial | WA - Health | New | Space Heating | Natural Gas | Gas Boiler - Stack Economizer | A | Economizer installed | WCM178 | Discretionary | None | Economizer installed | Retro5Med_WA | 0 | Boiler | kBtuh Heat | 1 | 0.058909 | 0% | IL TRM - CI-HVC-BECO-V01-150601 | IL TRM - CI-HVC-BECO-V01-150601 | IL TRM - CI-HVC-BECO-V01-150601 | 15 | 11.3831 | 0 | 0 | 0 | 1.0348 | 0.2427 | 0 | 0 | 28.36% | 25% | 15% | 55% | NEM | Boiler | FALSE | FALSE | 18552.2975 | 1147
Commercial_WA - Health_New_Space Heating_Natural Gas_Gas Boiler - Thermostatic Radiator Valves_A | WA | Commercial | WA - Health | New | Space Heating | Natural Gas | Gas Boiler - Thermostatic Radiator Valves | A | TBD | WCM179 | Discretionary | TBD | TBD | RetroEven20_WA | 0 | Boiler | radiator | 1 | 0.004728 | 0% | IL TRM - 5.3.19 - RS-HVC-TRVS-V01-210101 | AEG Cost Characterization, 2021 | IL TRM - 5.3.19 - RS-HVC-TRVS-V01-210101 | 15 | 109.4239 | 0 | 0 | 0 | 1 | 5.25 | 0 | 0 | 28.36% | 25% | 100% | 100% | NEM | Boiler | FALSE | FALSE | 8244.5559 | 515
Commercial_WA - Health_New_Space Heating_Natural Gas_HVAC - Shut Off Damper_A | WA | Commercial | WA - Health | New | Space Heating | Natural Gas | HVAC - Shut Off Damper | A | Damper installed | WCM180 | Discretionary | No damper | Damper installed | Retro5Med_WA | 0 | Central Systems | BoilerCtrl | 1 | 0.00014727 | 0% | HVAC_DMPROFF-Heating-ILTRM-v4.0-1 | HVAC_DMPROFF-Heating-ILTRM-v4.0-1 | HVAC_DMPROFF-Heating-ILTRM-v4.0-1 | 15 | 1823.434 | 136.1497 | 0 | 0 | 1.1051 | 0 | 0 | 0 | 28.36% | 25% | 0% | 75% | NEM | Central Systems | FALSE | FALSE | 0 | 1143
Commercial_WA - Health_New_Space Heating_Natural Gas_Gas Furnace - Tube Inserts_A | WA | Commercial | WA - Health | New | Space Heating | Natural Gas | Gas Furnace - Tube Inserts | A | Tube inserts installed | WCM181 | Discretionary | None | Tube inserts installed | Retro1Slow_WA | 0 | Furnace | sqft | 1 | 1 | 0% | n/a | n/a | n/a | 5 | 1 | 0 | 0 | 0 | 1 | 0 | 0 | 0 | 28.36% | 25% | 0% | 10% | NEM | Furnace | FALSE | FALSE | 0 | 1142
Commercial_WA - Health_New_Space Heating_Natural Gas_Gas Boiler - Insulate Steam Lines/Condensate Tank_A | WA | Commercial | WA - Health | New | Space Heating | Natural Gas | Gas Boiler - Insulate Steam Lines/Condensate Tank | A | Lines and condenstate tank insulated | WCM182 | Discretionary | No insulation | Lines and condenstate tank insulated | RetroEven20_WA | 0 | Boiler | boiler pipe | 1 | 0.019803 | 0% | GBLR_PINS-Heating-ILTRM-v4.0-1 | GBLR_PINS_STM-Heating-PGE-R7-1 | GBLR_PINS_STM-Heating-PGE-R7-1 | 15 | 39.8853 | 0 | 0 | 0 | 1.1464 | 5.99 | 0 | 0 | 28.36% | 25% | 100% | 100% | NEM | Boiler | FALSE | FALSE | 2633.9062 | 373
Commercial_WA - Health_New_Space Heating_Natural Gas_Gas Boiler - Insulate Hot Water Lines_A | WA | Commercial | WA - Health | New | Space Heating | Natural Gas | Gas Boiler - Insulate Hot Water Lines | A | Insulated water lines | WCM183 | Discretionary | No insulation | Insulated water lines | RetroEven20_WA | 0 | Boiler | boiler pipe | 1 | 0.019803 | 0% | GBLR_PINS_HW-Heating-PGE-R7-1 | GBLR_PINS_HW-Heating-PGE-R7-1 | GBLR_PINS_HW-Heating-PGE-R7-1 | 11 | 74.4984 | 0 | 0 | 0 | 1.1464 | 4.01 | 0 | 0 | 28.36% | 25% | 100% | 100% | NEM | Boiler | FALSE | FALSE | 9128.9579 | 531
Commercial_WA - Health_New_Space Heating_Natural Gas_Condensing RTU_A | WA | Commercial | WA - Health | New | Space Heating | Natural Gas | Condensing RTU | A | TBD | WCM184 | Discretionary | TBD | TBD | RetroEven20_WA | 0 | Furnace | sqft cond | 1 | 1 | 0% | NEEA Condensing Rooftop Unit Field Study - October 28, 2019 | NEEA Condensing Rooftop Unit Field Study - October 28, 2019 | NEEA Condensing Rooftop Unit Field Study - October 28, 2019 | 5 | 2.2456 | 0 | 0 | 0 | 1.0348 | 0.020314 | 0 | 0 | 28.36% | 25% | 100% | 100% | NEM | Furnace | FALSE | FALSE | 135218.2375 | 1141
Commercial_WA - Health_New_Space Heating_Natural Gas_Hydronic Heating Radiator Replacement_A | WA | Commercial | WA - Health | New | Space Heating | Natural Gas | Hydronic Heating Radiator Replacement | A | TBD | WCM185 | Discretionary | TBD | TBD | RetroEven20_WA | 0 | Boiler | radiator | 1 | 0.004728 | 0% | IL TRM - 4.4.52 - CI-HVC-HHRR-V01-210101 | IL TRM - 4.4.52 - CI-HVC-HHRR-V01-210101 | IL TRM - 4.4.52 - CI-HVC-HHRR-V01-210101 | 25 | 1117.2163 | 0 | 0 | 0 | 1.0183 | 34 | 0 | 0 | 28.36% | 25% | 100% | 100% | NEM | Boiler | FALSE | FALSE | 10452.3068 | 1146
Commercial_WA - Health_New_Space Heating_Natural Gas_Thermostat - Connected_A | WA | Commercial | WA - Health | New | Space Heating | Natural Gas | Thermostat - Connected | A | Thermostat connected to building management control system. | WCM186 | Discretionary | Standard thermostat. | Thermostat connected to building management control system. | Retro5Med_WA | 0 | Space Heating | Stat Unit | 1 | 0.001 | 0% | DL20_CSTAT_SMRT-Cool-RTF-v1.1-5 | IL TRM - CI-HVC-THST-V01-200101 | DL20_CSTAT_SMRT-Heat-RTF-v1.1-1 | 5 | 222.9079 | 0 | 0 | 0 | 1.1247 | 0 | 0 | 0 | 28.36% | 25% | 30% | 53.33% | NEM | All | FALSE | FALSE | 0 | 1145
Commercial_WA - Health_New_Water Heating_Natural Gas_Water Heater - Thermostatic Shower Restriction Valve_A | WA | Commercial | WA - Health | New | Water Heating | Natural Gas | Water Heater - Thermostatic Shower Restriction Valve | A | Thermostatic shower restriction valve. | WCM187 | Discretionary | No thermostatic control on shower. | Thermostatic shower restriction valve. | Retro5Med_WA | 0 | Water Heater | showerhead | 1 | 4.902e-05 | 0% | ThermostaticShowerRestrictionValve_v4_2 | ThermostaticShowerRestrictionValve_v4_2 | ThermostaticShowerRestrictionValve_v4_2 | 10 | 199.6279 | 0 | 55.8479 | 0 | 1.1464 | 193.5742 | 0 | 0 | 28.36% | 25% | 86.67% | 86.67% | NEM | Water Heater | FALSE | FALSE | 550.2582 | 205
Commercial_WA - Health_New_Water Heating_Natural Gas_Water Heater - Pre-Rinse Spray Valve_A | WA | Commercial | WA - Health | New | Water Heating | Natural Gas | Water Heater - Pre-Rinse Spray Valve | A | Low flow pre-rinse spray valve. | WCM188 | Discretionary | Standard pre-rinse spray valve. | Low flow pre-rinse spray valve. | Retro5Med_WA | 0 | Water Heater | KitchenFaucet | 1 | 4.902e-05 | 0% | Avista TRM | Avista TRM | Avista TRM | 4 | 457.7601 | 0 | 0 | 0 | 1.0348 | 16.81 | 0 | 0 | 28.36% | 25% | 25% | 53.33% | NEM | Water Heater | FALSE | FALSE | 46923.6163 | 1144
Commercial_WA - Health_New_Water Heating_Natural Gas_Water Heater - Temperature Setback_A | WA | Commercial | WA - Health | New | Water Heating | Natural Gas | Water Heater - Temperature Setback | A | Water heater temperature setback. | WCM189 | Discretionary | No water heater temperature setback. | Water heater temperature setback. | Retro5Med_WA | 0 | Water Heater | WHunits | 1 | 0.00012472 | 0% | IL TRM - RS-HWE-TMPS-V08-210101 | IL TRM - RS-HWE-TMPS-V08-210101 | IL TRM - RS-HWE-TMPS-V08-210101 | 2 | 3.7319 | 0 | 0 | 0 | 1 | 103.9223 | 0 | 0 | 28.36% | 25% | 15% | 100% | NEM | Water Heater | FALSE | FALSE | 207.348 | 164
Commercial_WA - Health_New_Water Heating_Natural Gas_Water Heater - Faucet Aerators_A | WA | Commercial | WA - Health | New | Water Heating | Natural Gas | Water Heater - Faucet Aerators | A | 0 | WCM190 | Discretionary | 0 | 0 | Retro5Med_WA | 0 | Water Heater | faucet | 1 | 0.00019608 | 0% | DHW_AER-Water Heating-XCELCO-2017-18-6 | DHW_AER-Water Heating-XCELCO-2017-18-6 | DHW_AER-Water Heating-ILTRM-v5.0-24 | 10 | 30.3621 | 0 | 60.7242 | 0 | 1.0631 | 24.4071 | 0 | 0 | 28.36% | 25% | 86.67% | 86.67% | NEM | Water Heater | FALSE | FALSE | 663.7567 | 218
Commercial_WA - Health_New_Water Heating_Natural Gas_Water Heater - Low-Flow Showerheads_A | WA | Commercial | WA - Health | New | Water Heating | Natural Gas | Water Heater - Low-Flow Showerheads | A | 0 | WCM191 | Discretionary | 0 | 0 | Retro5Med_WA | 0 | Water Heater | Showerhead | 1 | 4.902e-05 | 0% | Com-Showerheads-2021P_V2 | Com-Showerheads-2021P_V2 | Com-Showerheads-2021P_V2 | 10 | 161.1751 | 0 | 323.7443 | 0 | 1.1464 | 584.8771 | 0 | 0 | 28.36% | 25% | 86.67% | 86.67% | NEM | Water Heater | FALSE | FALSE | 147.0368 | 152
Commercial_WA - Health_New_Water Heating_Natural Gas_Water Heater - Tank Blanket/Insulation_A | WA | Commercial | WA - Health | New | Water Heating | Natural Gas | Water Heater - Tank Blanket/Insulation | A | 0 | WCM192 | Discretionary | 0 | 0 | Retro5Med_WA | 0 | Water Heater | WHUnits | 1 | 0.00012472 | 0% | IL TRM - 4.3.12 Tank Insulation - CI-HWE-TKIN-V01-210101 / PA TRM - 2.3.4 - State of Pennsylvania TRM, Volume 2: Residential Measures, 2021 Final Order. August 8, 2019. | IL TRM - 4.3.12 Tank Insulation - CI-HWE-TKIN-V01-210101 / PA TRM - 2.3.4 - State of Pennsylvania TRM, Volume 2: Residential Measures, 2021 Final Order. August 8, 2019. | IL TRM - 4.3.12 Tank Insulation - CI-HWE-TKIN-V01-210101 / PA TRM - 2.3.4 - State of Pennsylvania TRM, Volume 2: Residential Measures, 2021 Final Order. August 8, 2019. | 15 | 1.0945 | 0 | 0 | 0 | 1.0183 | 200.7769 | 0 | 0 | 28.36% | 25% | 100% | 100% | NEM | Water Heater | FALSE | FALSE | 2.1563 | 119
Commercial_WA - Health_New_Water Heating_Natural Gas_Water Heater - Drainwater Heat Recovery_A | WA | Commercial | WA - Health | New | Water Heating | Natural Gas | Water Heater - Drainwater Heat Recovery | A | 0 | WCM193 | Discretionary | 0 | 0 | Retro5Med_WA | 0 | Water Heater | faucet | 1 | 0.00019608 | 0% | DHW_DWHR-Water Heating-OPATRM-v1-1 | DHW_DWHR-Water Heating-OPATRM-v1-1 | DHW_DWHR-Water Heating-MNTRM-v1.0-7 | 40 | 3870.1286 | 0 | 0 | 0 | 1.1857 | 54.4308 | 0 | 0 | 28.36% | 25% | 86.67% | 86.67% | NEM | Water Heater | FALSE | FALSE | 20414.2811 | 1110
Commercial_WA - Health_New_Water Heating_Natural Gas_Water Heater - Circulation Pump Controls_A | WA | Commercial | WA - Health | New | Water Heating | Natural Gas | Water Heater - Circulation Pump Controls | A | Controlled circulation pump. | WCM194 | Discretionary | Circulation pump with no controls. | Controlled circulation pump. | Retro5Med_WA | 0 | Water Heater | perbldg | 1 | 2.451e-05 | 0% | RTF - ComResCirculatorPumps_2_3 - AEG Edited | RTF - ComResCirculatorPumps_2_3 - AEG Edited | RTF - ComResCirculatorPumps_2_3 - AEG Edited | 11.5 | 7454.635 | 0 | 0 | 0 | 1.1464 | 5715.9356 | 0 | 0 | 28.36% | 25% | 15% | 40% | NEM | Water Heater | FALSE | FALSE | 618.3177 | 213
Commercial_WA - Health_New_Water Heating_Natural Gas_Water Heater - Pipe Insulation_A | WA | Commercial | WA - Health | New | Water Heating | Natural Gas | Water Heater - Pipe Insulation | A | Water heater pipe insulation. | WCM195 | Discretionary | No insulation. | Water heater pipe insulation. | Retro5Med_WA | 0 | Water Heater | PipeFeet | 1 | 0.00012255 | 0% | IL TRM v10 - 4.4.14 Pipe Insulation - CI-HVC-PINS-V07-220101 | IL TRM v10 - 4.4.14 Pipe Insulation - CI-HVC-PINS-V07-220101 | IL TRM v10 - 4.4.14 Pipe Insulation - CI-HVC-PINS-V07-220101 | 15 | 158.1915 | 0 | 0 | 0 | 1.1857 | 5.02 | 0 | 0 | 28.36% | 25% | 1.124% | 100% | NEM | Water Heater | FALSE | FALSE | 12465.0419 | 1109
Commercial_WA - Health_New_Water Heating_Natural Gas_Water Heater - Motion Control Faucet_A | WA | Commercial | WA - Health | New | Water Heating | Natural Gas | Water Heater - Motion Control Faucet | A | 0.35 gpm w/ motion sensor | WCM196 | Discretionary | 1.39 gpm w/o motion sensor | 0.35 gpm w/ motion sensor | Retro5Med_WA | 0 | Water Heater | sqft | 1 | 1 | 0% | n/a | n/a | n/a | 5 | 1.0743 | 0 | 0 | 0 | 1.0743 | 0 | 0 | 0 | 28.36% | 25% | 30% | 75% | NEM | Water Heater | FALSE | FALSE | 0 | 1114
Commercial_WA - Health_New_Water Heating_Natural Gas_Water Heater - Solar System_A | WA | Commercial | WA - Health | New | Water Heating | Natural Gas | Water Heater - Solar System | A | Solar water heater with electric backup unit | WCM197 | Discretionary | 0 | Solar water heater with electric backup unit | Retro5Med_WA | 0 | Water Heater | DHW kbtuh | 1 | 0.0064853 | 0% | DHW_WH-Water Heating-AEO17-8 | DHW_WH-Water Heating-AEO17-8 | DHW_WH-Water Heating-DOE-PTool2014-1 | 20 | 208.0629 | 0 | 0 | 0 | 1.1247 | 40.1544 | 0 | 0 | 28.36% | 25% | 1% | 40% | NEM | Water Heater | 5 | FALSE | 1781.0796 | 332
Commercial_WA - Health_New_Water Heating_Natural Gas_Commercial Laundry - Ozone Treatment_A | WA | Commercial | WA - Health | New | Water Heating | Natural Gas | Commercial Laundry - Ozone Treatment | A | Ozone laundry treatment system. | WCM198 | Discretionary | Standard commercial washer. | Ozone laundry treatment system. | Retro5Med_WA | 0 | Water Heater | perBldg | 1 | 2.451e-05 | 0% | CW_OZON-Water Heating-ILTRM-v4.0-4 | CW_OZON-Water Heating-ILTRM-v4.0-4 | CW_OZON-Water Heating-ILTRM-v4.0-4 | 10 | 151053.9624 | 1812.2008 | 0 | 0 | 1.1051 | 1833.2024 | 0 | 0 | 28.36% | 25% | 0% | 6.667% | NEM | Water Heater | FALSE | FALSE | 43965.7347 | 1113
Commercial_WA - Health_New_Water Heating_Natural Gas_Commercial Laundry - ENERGY STAR Washer_A | WA | Commercial | WA - Health | New | Water Heating | Natural Gas | Commercial Laundry - ENERGY STAR Washer | A | ENERGY STAR rated washer. | WCM199 | Discretionary | Standard efficiency washer. | ENERGY STAR rated washer. | Retro5Med_WA | 0 | Water Heater | ClothesWashers | 1 | 7.6408e-06 | 0% | CW-Miscellaneous-RTF-v5.1-21 | CW-Miscellaneous-RTF-v5.1-21 | CW-Miscellaneous-RTF-PreQCv5.0-8 | 7 | 971.9249 | 0 | 424.6855 | 0 | 1.1464 | 35.5089 | 0 | 0 | 28.36% | 25% | 0% | 6.667% | NEM | Water Heater | FALSE | FALSE | 21308.2768 | 1112
Commercial_WA - Health_New_Water Heating_Natural Gas_Water Heater - Efficient Dishwasher_A | WA | Commercial | WA - Health | New | Water Heating | Natural Gas | Water Heater - Efficient Dishwasher | A | ENERGY STAR | WCM200 | Discretionary | 0 | ENERGY STAR | Retro5Med_WA | 0 | Water Heater | perBldg | 1 | 2.451e-05 | 0% | Avista TRM | Avista TRM | Avista TRM | 12 | 19396.3302 | 0 | 10770.5364 | 0 | 1.0348 | 102.8166 | 0 | 0 | 28.36% | 25% | 0% | 6.667% | NEM | Water Heater | FALSE | FALSE | 86558.4081 | 1108
Commercial_WA - Health_New_Water Heating_Natural Gas_Commercial Laundry - Alternative Dry-Cleaning Methods_A | WA | Commercial | WA - Health | New | Water Heating | Natural Gas | Commercial Laundry - Alternative Dry-Cleaning Methods | A | High efficiency alternative dry-cleaning methods. | WCM201 | Discretionary | Standard efficiency dryer. | High efficiency alternative dry-cleaning methods. | Retro5Med_WA | 0 | Water Heater | perBldg | 1 | 2.451e-05 | 0% | CW_ALTDRYCLN-Miscellaneous-SCE-ET05.01-6 | CW_ALTDRYCLN-Miscellaneous-SCE-ET05.01-6 | CW_ALTDRYCLN-Miscellaneous-SCE-ET05.01-6 | 15 | 540574.2055 | 0 | 0 | 0 | 1.2089 | 0 | 0 | 0 | 28.36% | 25% | 0% | 6.667% | NEM | Water Heater | FALSE | FALSE | 0 | 1104
Commercial_WA - Health_New_Space Heating_Natural Gas_Advanced Kitchen Ventilation Controls_A | WA | Commercial | WA - Health | New | Space Heating | Natural Gas | Advanced Kitchen Ventilation Controls | A | Variable exhaust hood flow based on temperature or grease sensor. | WCM202 | Discretionary | No controls on exhaust hoods. | Variable exhaust hood flow based on temperature or grease sensor. | RetroEven20_WA | 0 | Space Heating | sqft | 1 | 1 | 0% | IL TRM - CI-FSE-VENT-V03-160601 | COOK_EXHD-Ventilation-XCELCO-2017-18-2 | COOK_EXHD-Ventilation-XCELCO-2017-18-2 | 15 | 0.18192 | 0 | 0 | 0 | 1.1051 | 0 | 0 | 0 | 28.36% | 25% | 10% | 20% | NEM | All | FALSE | FALSE | 0 | 1103
Commercial_WA - Health_New_Space Heating_Natural Gas_Infiltration Control - Loading Dock Sealing_A | WA | Commercial | WA - Health | New | Space Heating | Natural Gas | Infiltration Control - Loading Dock Sealing | A | 0 | WCM203 | Discretionary | 0 | 0 | RetroEven20_WA | 0 | Space Heating | perBldg | 1 | 2.451e-05 | 0% | MEMD - Truck Loading Dock Seals - 8.10.01.FES-E10.v01 | MEMD - Truck Loading Dock Seals - 8.10.01.FES-E10.v01 | MEMD - Truck Loading Dock Seals - 8.10.01.FES-E10.v01 | 10 | 25349.2018 | 0 | 0 | 0 | 1.0873 | 0 | 0 | 0 | 28.36% | 25% | 0% | 0% | NEM | All | FALSE | FALSE | 0 | 1102
Commercial_WA - Health_New_Space Heating_Natural Gas_Greenhouse Heat Curtain_A | WA | Commercial | WA - Health | New | Space Heating | Natural Gas | Greenhouse Heat Curtain | A | 0 | WCM204 | Discretionary | No heat curtain. | 0 | RetroEven20_WA | 0 | Space Heating | perBldg | 1 | 2.451e-05 | 0% | CA eTRM https://www.caetrm.com/measure/SWBE001/01/ | CA eTRM https://www.caetrm.com/measure/SWBE001/01/ | CA eTRM https://www.caetrm.com/measure/SWBE001/01/ | 5 | 3335.4595 | 0 | 0 | 0 | 1.0348 | 0 | 0 | 0 | 28.36% | 25% | 0% | 0% | NEM | All | FALSE | FALSE | 0 | 1107
Commercial_WA - Health_New_Space Heating_Natural Gas_Ventilation - Parking Garages, Demand Controlled_A | WA | Commercial | WA - Health | New | Space Heating | Natural Gas | Ventilation - Parking Garages, Demand Controlled | A | 0 | WCM205 | Discretionary | 0 | 0 | RetroEven20_WA | 0 | Central Systems | garage | 1 | 1e-05 | 0% | FOE - Parking Garage Ventilation Controls - W0047 | FOE - Parking Garage Ventilation Controls - W0047 | FOE - Parking Garage Ventilation Controls - W0047 | 5 | 843.0596 | 0 | 0 | 0 | 1.0183 | 0 | 0 | 0 | 28.36% | 25% | 0% | 0% | NEM | Central Systems | FALSE | FALSE | 0 | 1106
Commercial_WA - Health_New_Miscellaneous_Natural Gas_Pool Heater - Night Covers_A | WA | Commercial | WA - Health | New | Miscellaneous | Natural Gas | Pool Heater - Night Covers | A | Night covers on pool. | WCM206 | Discretionary | Uncovered. | Night covers on pool. | Retro12Med_WA | 0 | Pool Heater | sqft pool | 1 | 0.045956 | 0% | PL_COV-Water Heating-SCG-R0-62 | PL_COV-Water Heating-SCG-R0-62 | PL_COV-Water Heating-SCG-R0-1 | 5 | 11.1316 | 0 | 0 | 0 | 1.1464 | 0.00010507 | 0 | 0 | 28.36% | 25% | 15% | 100% | NEM | Pool Heater | FALSE | FALSE | 129593053.0627 | 1105
Commercial_WA - Health_New_Space Heating_Natural Gas_Advanced New Construction Designs_A | WA | Commercial | WA - Health | New | Space Heating | Natural Gas | Advanced New Construction Designs | A | New construction designs exceeding ASHRAE 90.1 requirements. | WCM207 | Discretionary | Standard new construction design. | New construction designs exceeding ASHRAE 90.1 requirements. | LO1Slow_WA | 0 | Space Heating | sqft | 1 | 1 | 0% | COM_CX-HVAC-AEG-1 | COM_CX-All-AEG-5 | COM_CX-All-AEG-5 | 3 | 1.4023 | 0 | 0 | 0 | 1.2089 | 0 | 0 | 0 | 28.36% | 25% | 10% | 33.33% | NEM | All | FALSE | FALSE | 0 | 1124
Commercial_WA - Health_New_Water Heating_Natural Gas_Advanced New Construction Designs_A | WA | Commercial | WA - Health | New | Water Heating | Natural Gas | Advanced New Construction Designs | A | New construction designs exceeding ASHRAE 90.1 requirements. | WCM208 | Discretionary | Standard new construction design. | New construction designs exceeding ASHRAE 90.1 requirements. | LO1Slow_WA | 0 | Water Heating | sqft | 1 | 1 | 0% | COM_CX-HVAC-AEG-1 | COM_CX-All-AEG-5 | COM_CX-All-AEG-5 | 3 | 1.4023 | 0 | 0 | 0 | 1.2089 | 0 | 0 | 0 | 28.36% | 25% | 10% | 33.33% | NEM | All | 23 | FALSE | 0 | 1123
Commercial_WA - Health_New_Space Heating_Natural Gas_Strategic Energy Management_A | WA | Commercial | WA - Health | New | Space Heating | Natural Gas | Strategic Energy Management | A | Implementation of strategic energy management. | WCM209 | Discretionary | No strategic energy management. | Implementation of strategic energy management. | RetroEven20_WA | 0 | Space Heating | sqft | 1 | 1 | 0% | DL20_COM_SEM-Misc-2021PLN-V4-1 | BEHAV_SEM-All-CPUC-2018_PG-2 | DL20_COM_SEM-Misc-2021PLN-V4-15 | 3 | 0 | 0 | 0 | 0 | 1.0743 | 0 | 0 | 0 | 28.36% | 25% | 69% | 100% | NEM | All | FALSE | FALSE | 0 | 1122
Commercial_WA - Health_New_Water Heating_Natural Gas_Strategic Energy Management_A | WA | Commercial | WA - Health | New | Water Heating | Natural Gas | Strategic Energy Management | A | Implementation of strategic energy management. | WCM210 | Discretionary | No strategic energy management. | Implementation of strategic energy management. | RetroEven20_WA | 0 | Water Heating | sqft | 1 | 1 | 0% | DL20_COM_SEM-Misc-2021PLN-V4-1 | BEHAV_SEM-All-CPUC-2018_PG-2 | DL20_COM_SEM-Misc-2021PLN-V4-15 | 3 | 0 | 0 | 0 | 0 | 1.0743 | 0 | 0 | 0 | 28.36% | 25% | 69% | 100% | NEM | All | FALSE | FALSE | 0 | 1127
Commercial_WA - Health_New_Space Heating_Natural Gas_Retrocommissioning_A | WA | Commercial | WA - Health | New | Space Heating | Natural Gas | Retrocommissioning | A | Periodic recommissioning of building systems. | WCM211 | Discretionary | No retro commissioning. | Periodic recommissioning of building systems. | RetroEven20_WA | 0 | Space Heating | sqft | 1 | 1 | 0% | COM_RCX-HVAC-AEG-1 | N/A | COM_RCX-HVAC-AEG-1 | 3 | 1.3062 | 0 | 0 | 0 | 1.3062 | 0 | 0 | 0 | 28.36% | 25% | 0% | 0% | NEM | All | FALSE | FALSE | 0 | 1126
Commercial_WA - Health_New_Water Heating_Natural Gas_Retrocommissioning_A | WA | Commercial | WA - Health | New | Water Heating | Natural Gas | Retrocommissioning | A | Periodic recommissioning of building systems. | WCM212 | Discretionary | No retro commissioning. | Periodic recommissioning of building systems. | RetroEven20_WA | 0 | Water Heating | sqft | 1 | 1 | 0% | COM_RCX-HVAC-AEG-1 | N/A | COM_RCX-HVAC-AEG-1 | 3 | 1.3062 | 0 | 0 | 0 | 1.3062 | 0 | 0 | 0 | 28.36% | 25% | 0% | 0% | NEM | All | FALSE | FALSE | 0 | 1125
Commercial_WA - Miscellaneous_Existing_Space Heating_Natural Gas_Insulation - Ceiling_A | WA | Commercial | WA - Miscellaneous | Existing | Space Heating | Natural Gas | Insulation - Ceiling | A | R-38 | WCM213 | Discretionary | R-13 | R-38 | Retro1Slow_WA | 0 | Space Heating | sqft roof | 1 | 1 | 0% | Avista TRM | Avista TRM | Avista TRM | 22 | 0.39323 | 0 | 0.021854 | 0 | 1.0348 | 0.09 | 0 | 0 | 24.32% | 25% | 15% | 46.67% | NEM | All | FALSE | FALSE | 1448.7415 | 300
Commercial_WA - Miscellaneous_Existing_Space Heating_Natural Gas_Insulation - Ducting_A | WA | Commercial | WA - Miscellaneous | Existing | Space Heating | Natural Gas | Insulation - Ducting | A | R-8 | WCM214 | Discretionary | R-4 | R-8 | Retro1Slow_WA | 0 | Central Systems | sqft duct | 1 | 0.5 | 0% | INS_DCT-All-DEER-1 | INS_DCT-All-DEER-1 | Building Energy Simulation Tool | 20 | 0.47825 | 0 | 0 | 0 | 1.2422 | 0 | 0 | 0 | 24.32% | 25% | 15% | 66.67% | NEM | Central Systems | FALSE | FALSE | 0 | 1121
Commercial_WA - Miscellaneous_Existing_Space Heating_Natural Gas_Insulation - Wall Cavity_A | WA | Commercial | WA - Miscellaneous | Existing | Space Heating | Natural Gas | Insulation - Wall Cavity | A | R-23 | WCM215 | Discretionary | R-9 | R-23 | Retro1Slow_WA | 0 | Space Heating | sqft wall | 1 | 0.51962 | 0% | Avista TRM | Avista TRM | Avista TRM | 22 | 0.4854 | 0 | 0.050469 | 0 | 1.0348 | 0.36 | 0 | 0 | 24.32% | 25% | 15% | 46.67% | NEM | All | FALSE | FALSE | 447.0777 | 195
Commercial_WA - Miscellaneous_Existing_Space Heating_Natural Gas_Green Roof - Vegetated Rooftop_A | WA | Commercial | WA - Miscellaneous | Existing | Space Heating | Natural Gas | Green Roof - Vegetated Rooftop | A | Green roof | WCM216 | Discretionary | No vegetation on roof | Green roof | Retro1Slow_WA | 0 | Space Heating | sqft roof | 1 | 1 | 0% | Measure Cost Research v1.1 - Sep 2020.xlsx | Measure Cost Research v1.1 - Sep 2020.xlsx | Measure Cost Research v1.1 - Sep 2020.xlsx | 25 | 7.6375 | 0.57281 | 0 | 0 | 1.0183 | 0.0049174 | 0 | 0 | 28.36% | 25% | 0% | 0% | NEM | All | FALSE | FALSE | 494046.8831 | 1117
Commercial_WA - Miscellaneous_Existing_Space Heating_Natural Gas_Ducting - Repair and Sealing_A | WA | Commercial | WA - Miscellaneous | Existing | Space Heating | Natural Gas | Ducting - Repair and Sealing | A | Sealed | WCM217 | Discretionary | 20% Leakage | Sealed | Retro1Slow_WA | 0 | Central Systems | sqft duct | 1 | 0.5 | 0% | DCT_RPR-All-DEER-1 | DCT_RPR-Cooling-RTF-1 | Building Energy Simulation Tool | 18 | 0.32655 | 0 | 0.035604 | 0 | 1.3062 | 0.14099 | 0 | 0 | 19.52% | 25% | 15% | 66.67% | NEM | Central Systems | FALSE | FALSE | 833.2127 | 232
Commercial_WA - Miscellaneous_Existing_Space Heating_Natural Gas_Windows - High Efficiency Glazing_A | WA | Commercial | WA - Miscellaneous | Existing | Space Heating | Natural Gas | Windows - High Efficiency Glazing | A | High Efficiency Glaze | WCM218 | Discretionary | Single Glaze | High Efficiency Glaze | Retro1Slow_WA | 0 | Space Heating | sqft window | 1 | 0.25981 | 0% | WND_HE-Heating-RTF-v2.1-1 | WND_HE-Heating-RTF-v2.1-1 | Building Energy Simulation Tool | 45 | 1.5903 | 0 | 0.10278 | 0 | 1.2422 | 0.27353 | 0 | 0 | 28.36% | 25% | 47.83% | 63.78% | NEM | All | FALSE | FALSE | 1641.3511 | 322
Commercial_WA - Miscellaneous_Existing_Space Heating_Natural Gas_Windows - Secondary Glazing Systems_A | WA | Commercial | WA - Miscellaneous | Existing | Space Heating | Natural Gas | Windows - Secondary Glazing Systems | A | Windows rated to U-Factor 0.4 and SHGC 0.2. | WCM219 | Discretionary | Windows rated to U-Factor 0.62 and SHGC 0.27. | Windows rated to U-Factor 0.4 and SHGC 0.2. | Retro1Slow_WA | 0 | Space Heating | sqft window | 1 | 0.25981 | 0% | RTF - ComSecondaryGlazingSystems_v1_1 | RTF - ComSecondaryGlazingSystems_v1_1 | RTF - ComSecondaryGlazingSystems_v1_1 | 30 | 2.72 | 0 | 0.27688 | 0 | 1.1464 | 1.0926 | 0 | 0 | 28.36% | 25% | 47.83% | 63.78% | NEM | All | FALSE | FALSE | 754.9008 | 226
Commercial_WA - Miscellaneous_Existing_Space Heating_Natural Gas_HVAC - Energy Recovery Ventilator_A | WA | Commercial | WA - Miscellaneous | Existing | Space Heating | Natural Gas | HVAC - Energy Recovery Ventilator | A | ERV | WCM220 | Discretionary | No ERV | ERV | RetroEven20_WA | 0 | Space Heating | sqft | 1 | 1 | 0% | HRV-Cooling/Heating-E3T-1 | HRV-Cooling/Heating-E3T-1 | HRV-Cooling/Heating-E3T-1 | 20 | 1.0873 | 0 | 0 | 0 | 1.0873 | 0.21075 | 0 | 0 | 28.36% | 25% | 5% | 15% | NEM | All | FALSE | FALSE | 1773.4746 | 329
Commercial_WA - Miscellaneous_Existing_Space Heating_Natural Gas_Building Shell - Air Sealing (Infiltration Control)_A | WA | Commercial | WA - Miscellaneous | Existing | Space Heating | Natural Gas | Building Shell - Air Sealing (Infiltration Control) | A | Air sealing to reduce air infiltration. | WCM221 | Discretionary | Building with air infiltration. | Air sealing to reduce air infiltration. | Retro1Slow_WA | 0 | Space Heating | foot door | 1 | 0.0056 | 0% | IL TRM - CI-MSC-WTST-V01-200101 | IL TRM - CI-MSC-WTST-V01-200101 | IL TRM - CI-MSC-WTST-V01-200101 | 10 | 0.36765 | 0 | 2.2224 | 0 | 1 | 4.0957 | 0 | 0 | 28.36% | 25% | 45% | 66.67% | NEM | All | FALSE | FALSE | 47.8959 | 135
Commercial_WA - Miscellaneous_Existing_Space Heating_Natural Gas_Ventilation - Demand Controlled_A | WA | Commercial | WA - Miscellaneous | Existing | Space Heating | Natural Gas | Ventilation - Demand Controlled | A | Outdoor air controlled based on occupancy to meet ASHRAE 62.1 | WCM222 | Discretionary | No occupancy based outdoor air controls. | Outdoor air controlled based on occupancy to meet ASHRAE 62.1 | Retro5Med_WA | 0 | Central Systems | sqft | 1 | 1 | 0% | IL TRM - CI-HVC-DCV-V05-190101 | VENT_DCV-Heating-7PLN-v5-8 | IL TRM - CI-HVC-DCV-V05-190101 | 10 | 0.24838 | 0 | 0.013143 | 0 | 1.1464 | 0.052043 | 0 | 0 | 28.36% | 25% | 55% | 75% | NEM | Central Systems | FALSE | FALSE | 2546.4809 | 363
Commercial_WA - Miscellaneous_Existing_Space Heating_Natural Gas_HVAC - Dedicated Outdoor Air System (DOAS)_A | WA | Commercial | WA - Miscellaneous | Existing | Space Heating | Natural Gas | HVAC - Dedicated Outdoor Air System (DOAS) | A | Outdoor air supplied by a DOAS. | WCM223 | Discretionary | No DOAS. | Outdoor air supplied by a DOAS. | RetroEven20_WA | 0 | Central Systems | sqft | 1 | 1 | 0% | 2021P_Com-VRF-DOAS-2021P_V2 | 2021P_Com-VRF-DOAS-2021P_V2 | 2021P_Com-VRF-DOAS-2021P_V2 | 20 | 9.8834 | 0 | 0 | 0 | 1.0743 | 0.21423 | 0 | 0 | 28.36% | 25% | 6.967% | 20.85% | NEM | Central Systems | FALSE | FALSE | 15857.8745 | 1116
Commercial_WA - Miscellaneous_Existing_Space Heating_Natural Gas_Destratification Fans (HVLS)_A | WA | Commercial | WA - Miscellaneous | Existing | Space Heating | Natural Gas | Destratification Fans (HVLS) | A | High volume low speed destratification fans. | WCM224 | Discretionary | No destratification fans. | High volume low speed destratification fans. | RetroEven20_WA | 0 | Space Heating | Strat Fan | 1 | 8.6207e-05 | 0% | DL20_IHVLS-Ag-2021PLN-v2-8 | DL20_IHVLS-Ag-2021PLN-v2-8 | HVLS-Heating-AEG-v5.0-121 | 15 | 9799.2638 | 0 | 0 | 0 | 1.0743 | 718.9258 | 0 | 0 | 28.36% | 25% | 15% | 20% | NEM | All | FALSE | FALSE | 5391.6742 | 481
Commercial_WA - Miscellaneous_Existing_Space Heating_Natural Gas_Gas Boiler - Maintenance_A | WA | Commercial | WA - Miscellaneous | Existing | Space Heating | Natural Gas | Gas Boiler - Maintenance | A | General cleaning and maintenance | WCM225 | Discretionary | Degrade performance | General cleaning and maintenance | Retro12Med_WA | 0 | Boiler | kBtuh Heat | 1 | 0.0648 | 0% | GBLR_MNT-Heating-ILTRM-v4.0-43 | GBLR_MNT-Heating-ILTRM-v4.0-43 | GBLR_MNT-Heating-ILTRM-v4.0-1 | 3 | 0.86498 | 0 | 0 | 0 | 1.1464 | 0.26236 | 0 | 0 | 28.36% | 25% | 20% | 30% | NEM | Boiler | FALSE | FALSE | 9185.8016 | 532
Commercial_WA - Miscellaneous_Existing_Space Heating_Natural Gas_Gas Furnace - Maintenance_A | WA | Commercial | WA - Miscellaneous | Existing | Space Heating | Natural Gas | Gas Furnace - Maintenance | A | General cleaning and maintenance | WCM226 | Discretionary | Degrade performance | General cleaning and maintenance | Retro12Med_WA | 0 | Furnace | kBtuh Heat | 1 | 0.0648 | 0% | IL TRM - CI-HVC-FTUN-V03-200101 | GBLR_MNT-Heating-ILTRM-v4.0-43 | IL TRM - CI-HVC-FTUN-V03-200101 | 3 | 0.86498 | 0 | 0 | 0 | 1.1464 | 0.1644 | 0 | 0 | 28.36% | 25% | 20% | 30% | NEM | Furnace | FALSE | FALSE | 14659.4671 | 1115
Commercial_WA - Miscellaneous_Existing_Space Heating_Natural Gas_Gas Boiler - Hot Water Reset_A | WA | Commercial | WA - Miscellaneous | Existing | Space Heating | Natural Gas | Gas Boiler - Hot Water Reset | A | Reset control installed | WCM227 | Discretionary | No control | Reset control installed | RetroEven20_WA | 0 | Boiler | BoilerCtrl | 1 | 0.000162 | 0% | GBLR_HWRST-Heating-ILTRM-v4.0-43 | GBLR_HWRST-Heating-ILTRM-v4.0-1 | GBLR_HWRST-Heating-ILTRM-v4.0-1 | 20 | 726.7134 | 0 | 0 | 0 | 1.3062 | 466.4162 | 0 | 0 | 28.36% | 25% | 35% | 55% | NEM | Boiler | FALSE | FALSE | 535.5643 | 203
Commercial_WA - Miscellaneous_Existing_Space Heating_Natural Gas_Gas Boiler - Steam Trap Replacement_A | WA | Commercial | WA - Miscellaneous | Existing | Space Heating | Natural Gas | Gas Boiler - Steam Trap Replacement | A | Cleaning and maintenance | WCM228 | Discretionary | Degrade performance | Cleaning and maintenance | RetroEven20_WA | 0 | Boiler | perBLDg | 1 | 0.0002 | 0% | IL TRM v9, Section 4.4.16 | IL TRM v9, Section 4.4.16 | IL TRM - CI-HVC-STRE-V06-200101 | 6 | 11.0095 | 0 | 0 | 0 | 1.1667 | 74.7764 | 0 | 0 | 28.36% | 25% | 73% | 100% | NEM | Boiler | FALSE | FALSE | 139.4842 | 149
Commercial_WA - Miscellaneous_Existing_Space Heating_Natural Gas_Gas Boiler - High Turndown Burner_A | WA | Commercial | WA - Miscellaneous | Existing | Space Heating | Natural Gas | Gas Boiler - High Turndown Burner | A | Turndown control installed | WCM229 | Discretionary | No control | Turndown control installed | Retro5Med_WA | 0 | Boiler | kbtuh heat | 1 | 0.0648 | 0% | GBLR_TRN-Heating-MNTRM-v2.1-1 | GBLR_TRN-Heating-MNTRM-v2.1-1 | GBLR_TRN-Heating-MNTRM-v2.1-1 | 15 | 2.5418 | 0 | 0 | 0 | 1.1051 | 0.43727 | 0 | 0 | 28.36% | 25% | 25% | 50% | NEM | Boiler | FALSE | FALSE | 2299.3407 | 341
Commercial_WA - Miscellaneous_Existing_Space Heating_Natural Gas_Gas Boiler - Burner Control Optimization_A | WA | Commercial | WA - Miscellaneous | Existing | Space Heating | Natural Gas | Gas Boiler - Burner Control Optimization | A | Optimized burner controls | WCM230 | Discretionary | Average performance | Optimized burner controls | Retro1Slow_WA | 0 | Boiler | kBtuh heat | 1 | 0.0648 | 0% | GBLR_O2TRM-Heating-ILTRM-v4.0-1 | GBLR_O2TRM-Heating-MEMD-2018-1 | GBLR_O2TRM-Heating-ILTRM-v4.0-1 | 18 | 0.85395 | 0 | 0 | 0 | 1.1051 | 0.12681 | 0 | 0 | 28.36% | 25% | 5% | 85% | NEM | Boiler | FALSE | FALSE | 2422.5937 | 354
Commercial_WA - Miscellaneous_Existing_Space Heating_Natural Gas_Gas Boiler - Stack Economizer_A | WA | Commercial | WA - Miscellaneous | Existing | Space Heating | Natural Gas | Gas Boiler - Stack Economizer | A | Economizer installed | WCM231 | Discretionary | None | Economizer installed | Retro5Med_WA | 0 | Boiler | kBtuh Heat | 1 | 0.0648 | 0% | IL TRM - CI-HVC-BECO-V01-150601 | IL TRM - CI-HVC-BECO-V01-150601 | IL TRM - CI-HVC-BECO-V01-150601 | 15 | 9.4075 | 0 | 0 | 0 | 1.0348 | 0.41977 | 0 | 0 | 28.36% | 25% | 15% | 55% | NEM | Boiler | FALSE | FALSE | 8864.9006 | 529
Commercial_WA - Miscellaneous_Existing_Space Heating_Natural Gas_Gas Boiler - Thermostatic Radiator Valves_A | WA | Commercial | WA - Miscellaneous | Existing | Space Heating | Natural Gas | Gas Boiler - Thermostatic Radiator Valves | A | TBD | WCM232 | Discretionary | TBD | TBD | RetroEven20_WA | 0 | Boiler | radiator | 1 | 0.0089952 | 0% | IL TRM - 5.3.19 - RS-HVC-TRVS-V01-210101 | AEG Cost Characterization, 2021 | IL TRM - 5.3.19 - RS-HVC-TRVS-V01-210101 | 15 | 34.2175 | 0 | 0 | 0 | 1 | 15.75 | 0 | 0 | 28.36% | 25% | 25% | 50% | NEM | Boiler | FALSE | FALSE | 859.3743 | 233
Commercial_WA - Miscellaneous_Existing_Space Heating_Natural Gas_HVAC - Shut Off Damper_A | WA | Commercial | WA - Miscellaneous | Existing | Space Heating | Natural Gas | HVAC - Shut Off Damper | A | Damper installed | WCM233 | Discretionary | No damper | Damper installed | Retro5Med_WA | 0 | Central Systems | BoilerCtrl | 1 | 0.000162 | 0% | HVAC_DMPROFF-Heating-ILTRM-v4.0-1 | HVAC_DMPROFF-Heating-ILTRM-v4.0-1 | HVAC_DMPROFF-Heating-ILTRM-v4.0-1 | 15 | 1506.9703 | 101.5316 | 0 | 0 | 1.1051 | 43.5146 | 0 | 0 | 28.36% | 25% | 0% | 75% | NEM | Central Systems | FALSE | FALSE | 13698.8546 | 1120
Commercial_WA - Miscellaneous_Existing_Space Heating_Natural Gas_Gas Furnace - Tube Inserts_A | WA | Commercial | WA - Miscellaneous | Existing | Space Heating | Natural Gas | Gas Furnace - Tube Inserts | A | Tube inserts installed | WCM234 | Discretionary | None | Tube inserts installed | Retro1Slow_WA | 0 | Furnace | sqft | 1 | 1 | 0% | n/a | n/a | n/a | 5 | 1 | 0 | 0 | 0 | 1 | 0 | 0 | 0 | 28.36% | 25% | 73% | 100% | NEM | Furnace | FALSE | FALSE | 0 | 1119
Commercial_WA - Miscellaneous_Existing_Space Heating_Natural Gas_Gas Boiler - Insulate Steam Lines/Condensate Tank_A | WA | Commercial | WA - Miscellaneous | Existing | Space Heating | Natural Gas | Gas Boiler - Insulate Steam Lines/Condensate Tank | A | Lines and condenstate tank insulated | WCM235 | Discretionary | No insulation | Lines and condenstate tank insulated | RetroEven20_WA | 0 | Boiler | boiler pipe | 1 | 0.056569 | 0% | GBLR_PINS-Heating-ILTRM-v4.0-1 | GBLR_PINS_STM-Heating-PGE-R7-1 | GBLR_PINS_STM-Heating-PGE-R7-1 | 15 | 4.8879 | 0 | 0 | 0 | 1.1464 | 3.7498 | 0 | 0 | 28.36% | 25% | 30% | 40% | NEM | Boiler | FALSE | FALSE | 515.6125 | 198
Commercial_WA - Miscellaneous_Existing_Space Heating_Natural Gas_Gas Boiler - Insulate Hot Water Lines_A | WA | Commercial | WA - Miscellaneous | Existing | Space Heating | Natural Gas | Gas Boiler - Insulate Hot Water Lines | A | Insulated water lines | WCM236 | Discretionary | No insulation | Insulated water lines | RetroEven20_WA | 0 | Boiler | boiler pipe | 1 | 0.056569 | 0% | GBLR_PINS_HW-Heating-PGE-R7-1 | GBLR_PINS_HW-Heating-PGE-R7-1 | GBLR_PINS_HW-Heating-PGE-R7-1 | 11 | 9.1297 | 0 | 0 | 0 | 1.1464 | 2.5103 | 0 | 0 | 28.36% | 25% | 30% | 40% | NEM | Boiler | FALSE | FALSE | 1787.0813 | 333
Commercial_WA - Miscellaneous_Existing_Space Heating_Natural Gas_Condensing RTU_A | WA | Commercial | WA - Miscellaneous | Existing | Space Heating | Natural Gas | Condensing RTU | A | TBD | WCM237 | Discretionary | TBD | TBD | RetroEven20_WA | 0 | Furnace | sqft cond | 1 | 1 | 0% | NEEA Condensing Rooftop Unit Field Study - October 28, 2019 | NEEA Condensing Rooftop Unit Field Study - October 28, 2019 | NEEA Condensing Rooftop Unit Field Study - October 28, 2019 | 5 | 4.3154 | 0 | 0 | 0 | 1.0348 | 0.068896 | 0 | 0 | 28.36% | 25% | 5% | 15% | NEM | Furnace | FALSE | FALSE | 76617.4123 | 1118
Commercial_WA - Miscellaneous_Existing_Space Heating_Natural Gas_Hydronic Heating Radiator Replacement_A | WA | Commercial | WA - Miscellaneous | Existing | Space Heating | Natural Gas | Hydronic Heating Radiator Replacement | A | TBD | WCM238 | Discretionary | TBD | TBD | RetroEven20_WA | 0 | Boiler | radiator | 1 | 0.0089952 | 0% | IL TRM - 4.4.52 - CI-HVC-HHRR-V01-210101 | IL TRM - 4.4.52 - CI-HVC-HHRR-V01-210101 | IL TRM - 4.4.52 - CI-HVC-HHRR-V01-210101 | 25 | 349.3604 | 0 | 0 | 0 | 1.0183 | 34 | 0 | 0 | 28.36% | 25% | 30% | 40% | NEM | Boiler | FALSE | FALSE | 3268.5001 | 404
Commercial_WA - Miscellaneous_Existing_Space Heating_Natural Gas_Thermostat - Connected_A | WA | Commercial | WA - Miscellaneous | Existing | Space Heating | Natural Gas | Thermostat - Connected | A | Thermostat connected to building management control system. | WCM239 | Discretionary | Standard thermostat. | Thermostat connected to building management control system. | Retro5Med_WA | 0 | Space Heating | Stat Unit | 1 | 0.001 | 0% | DL20_CSTAT_SMRT-Cool-RTF-v1.1-5 | IL TRM - CI-HVC-THST-V01-200101 | DL20_CSTAT_SMRT-Heat-RTF-v1.1-1 | 5 | 222.9079 | 0 | 11.8685 | 0 | 1.1247 | 46.835 | 0 | 0 | 28.36% | 25% | 30% | 53.33% | NEM | All | FALSE | FALSE | 5821.8005 | 489
Commercial_WA - Miscellaneous_Existing_Water Heating_Natural Gas_Water Heater - Thermostatic Shower Restriction Valve_A | WA | Commercial | WA - Miscellaneous | Existing | Water Heating | Natural Gas | Water Heater - Thermostatic Shower Restriction Valve | A | Thermostatic shower restriction valve. | WCM240 | Discretionary | No thermostatic control on shower. | Thermostatic shower restriction valve. | Retro5Med_WA | 0 | Water Heater | showerhead | 1 | 0.0004 | 0% | ThermostaticShowerRestrictionValve_v4_2 | ThermostaticShowerRestrictionValve_v4_2 | ThermostaticShowerRestrictionValve_v4_2 | 10 | 2.9981 | 0 | 0.83874 | 0 | 1.1464 | 4.2439 | 0 | 0 | 28.36% | 25% | 86.67% | 86.67% | NEM | Water Heater | FALSE | FALSE | 376.9408 | 193
Commercial_WA - Miscellaneous_Existing_Water Heating_Natural Gas_Water Heater - Pre-Rinse Spray Valve_A | WA | Commercial | WA - Miscellaneous | Existing | Water Heating | Natural Gas | Water Heater - Pre-Rinse Spray Valve | A | Low flow pre-rinse spray valve. | WCM241 | Discretionary | Standard pre-rinse spray valve. | Low flow pre-rinse spray valve. | Retro5Med_WA | 0 | Water Heater | KitchenFaucet | 1 | 0.0002 | 0% | Avista TRM | Avista TRM | Avista TRM | 4 | 13.7495 | 0 | 0 | 0 | 1.0348 | 16.81 | 0 | 0 | 28.36% | 25% | 0% | 0% | NEM | Water Heater | FALSE | FALSE | 1409.4223 | 299
Commercial_WA - Miscellaneous_Existing_Water Heating_Natural Gas_Water Heater - Temperature Setback_A | WA | Commercial | WA - Miscellaneous | Existing | Water Heating | Natural Gas | Water Heater - Temperature Setback | A | Water heater temperature setback. | WCM242 | Discretionary | No water heater temperature setback. | Water heater temperature setback. | Retro5Med_WA | 0 | Water Heater | WHunits | 1 | 0.00010694 | 0% | IL TRM - RS-HWE-TMPS-V08-210101 | IL TRM - RS-HWE-TMPS-V08-210101 | IL TRM - RS-HWE-TMPS-V08-210101 | 2 | 6.699 | 0 | 0 | 0 | 1 | 103.9223 | 0 | 0 | 28.36% | 25% | 15% | 100% | NEM | Water Heater | FALSE | FALSE | 372.2024 | 192
Commercial_WA - Miscellaneous_Existing_Water Heating_Natural Gas_Water Heater - Faucet Aerators_A | WA | Commercial | WA - Miscellaneous | Existing | Water Heating | Natural Gas | Water Heater - Faucet Aerators | A | 0 | WCM243 | Discretionary | 0 | 0 | Retro5Med_WA | 0 | Water Heater | faucet | 1 | 0.0008 | 0% | DHW_AER-Water Heating-XCELCO-2017-18-6 | DHW_AER-Water Heating-XCELCO-2017-18-6 | DHW_AER-Water Heating-ILTRM-v5.0-14 | 10 | 0.91197 | 0 | 1.8239 | 0 | 1.0631 | 7.4299 | 0 | 0 | 28.36% | 25% | 86.67% | 86.67% | NEM | Water Heater | FALSE | FALSE | 65.4929 | 136
Commercial_WA - Miscellaneous_Existing_Water Heating_Natural Gas_Water Heater - Low-Flow Showerheads_A | WA | Commercial | WA - Miscellaneous | Existing | Water Heating | Natural Gas | Water Heater - Low-Flow Showerheads | A | 0 | WCM244 | Discretionary | 0 | 0 | Retro5Med_WA | 0 | Water Heater | Showerhead | 1 | 0.0004 | 0% | Com-Showerheads-2021P_V2 | Com-Showerheads-2021P_V2 | Com-Showerheads-2021P_V2 | 10 | 2.4206 | 0 | 4.8621 | 0 | 1.1464 | 12.8226 | 0 | 0 | 28.36% | 25% | 86.67% | 86.67% | NEM | Water Heater | FALSE | FALSE | 100.7239 | 140
Commercial_WA - Miscellaneous_Existing_Water Heating_Natural Gas_Water Heater - Tank Blanket/Insulation_A | WA | Commercial | WA - Miscellaneous | Existing | Water Heating | Natural Gas | Water Heater - Tank Blanket/Insulation | A | 0 | WCM245 | Discretionary | 0 | 0 | Retro5Med_WA | 0 | Water Heater | WHUnits | 1 | 0.00010694 | 0% | IL TRM - 4.3.12 Tank Insulation - CI-HWE-TKIN-V01-210101 / PA TRM - 2.3.4 - State of Pennsylvania TRM, Volume 2: Residential Measures, 2021 Final Order. August 8, 2019. | IL TRM - 4.3.12 Tank Insulation - CI-HWE-TKIN-V01-210101 / PA TRM - 2.3.4 - State of Pennsylvania TRM, Volume 2: Residential Measures, 2021 Final Order. August 8, 2019. | IL TRM - 4.3.12 Tank Insulation - CI-HWE-TKIN-V01-210101 / PA TRM - 2.3.4 - State of Pennsylvania TRM, Volume 2: Residential Measures, 2021 Final Order. August 8, 2019. | 15 | 1.9647 | 0 | 0 | 0 | 1.0183 | 200.7769 | 0 | 0 | 28.36% | 25% | 75% | 100% | NEM | Water Heater | FALSE | FALSE | 3.8707 | 131
Commercial_WA - Miscellaneous_Existing_Water Heating_Natural Gas_Water Heater - Drainwater Heat Recovery_A | WA | Commercial | WA - Miscellaneous | Existing | Water Heating | Natural Gas | Water Heater - Drainwater Heat Recovery | A | 0 | WCM246 | Discretionary | 0 | 0 | Retro5Med_WA | 0 | Water Heater | faucet | 1 | 0.0008 | 0% | DHW_DWHR-Water Heating-OPATRM-v1-1 | DHW_DWHR-Water Heating-OPATRM-v1-1 | DHW_DWHR-Water Heating-MNTRM-v1.0-7 | 40 | 116.2452 | 0 | 0 | 0 | 1.1857 | 11.4393 | 0 | 0 | 28.36% | 25% | 86.67% | 86.67% | NEM | Water Heater | FALSE | FALSE | 2917.6265 | 390
Commercial_WA - Miscellaneous_Existing_Water Heating_Natural Gas_Water Heater - Circulation Pump Controls_A | WA | Commercial | WA - Miscellaneous | Existing | Water Heating | Natural Gas | Water Heater - Circulation Pump Controls | A | Controlled circulation pump. | WCM247 | Discretionary | Circulation pump with no controls. | Controlled circulation pump. | Retro5Med_WA | 0 | Water Heater | perbldg | 1 | 0.0002 | 0% | RTF - ComResCirculatorPumps_2_3 - AEG Edited | RTF - ComResCirculatorPumps_2_3 - AEG Edited | RTF - ComResCirculatorPumps_2_3 - AEG Edited | 11.5 | 111.9557 | 0 | 0 | 0 | 1.1464 | 600.6361 | 0 | 0 | 28.36% | 25% | 15% | 26.67% | NEM | Water Heater | FALSE | FALSE | 88.3705 | 139
Commercial_WA - Miscellaneous_Existing_Water Heating_Natural Gas_Water Heater - Pipe Insulation_A | WA | Commercial | WA - Miscellaneous | Existing | Water Heating | Natural Gas | Water Heater - Pipe Insulation | A | Water heater pipe insulation. | WCM248 | Discretionary | No insulation. | Water heater pipe insulation. | Retro5Med_WA | 0 | Water Heater | PipeFeet | 1 | 0.001 | 0% | IL TRM v10 - 4.4.14 Pipe Insulation - CI-HVC-PINS-V07-220101 | IL TRM v10 - 4.4.14 Pipe Insulation - CI-HVC-PINS-V07-220101 | IL TRM v10 - 4.4.14 Pipe Insulation - CI-HVC-PINS-V07-220101 | 15 | 2.3758 | 0 | 0 | 0 | 1.1857 | 5.02 | 0 | 0 | 28.36% | 25% | 15.8% | 100% | NEM | Water Heater | FALSE | FALSE | 187.2033 | 161
Commercial_WA - Miscellaneous_Existing_Water Heating_Natural Gas_Water Heater - Motion Control Faucet_A | WA | Commercial | WA - Miscellaneous | Existing | Water Heating | Natural Gas | Water Heater - Motion Control Faucet | A | 0.35 gpm w/ motion sensor | WCM249 | Discretionary | 1.39 gpm w/o motion sensor | 0.35 gpm w/ motion sensor | Retro5Med_WA | 0 | Water Heater | sqft | 1 | 1 | 0% | n/a | n/a | n/a | 5 | 1.0743 | 0 | 0 | 0 | 1.0743 | 0 | 0 | 0 | 28.36% | 25% | 30% | 75% | NEM | Water Heater | FALSE | FALSE | 0 | 1154
Commercial_WA - Miscellaneous_Existing_Water Heating_Natural Gas_Water Heater - Solar System_A | WA | Commercial | WA - Miscellaneous | Existing | Water Heating | Natural Gas | Water Heater - Solar System | A | Solar water heater with electric backup unit | WCM250 | Discretionary | 0 | Solar water heater with electric backup unit | Retro5Med_WA | 0 | Water Heater | DHW kbtuh | 1 | 0.0055609 | 0% | DHW_WH-Water Heating-AEO17-8 | DHW_WH-Water Heating-AEO17-8 | DHW_WH-Water Heating-DOE-PTool2014-1 | 20 | 373.4857 | 0 | 0 | 0 | 1.1247 | 40.1544 | 0 | 0 | 28.36% | 25% | 1% | 40% | NEM | Water Heater | 6 | FALSE | 3197.1473 | 402
Commercial_WA - Miscellaneous_Existing_Water Heating_Natural Gas_Commercial Laundry - Ozone Treatment_A | WA | Commercial | WA - Miscellaneous | Existing | Water Heating | Natural Gas | Commercial Laundry - Ozone Treatment | A | Ozone laundry treatment system. | WCM251 | Discretionary | Standard commercial washer. | Ozone laundry treatment system. | Retro5Med_WA | 0 | Water Heater | perBldg | 1 | 0.0002 | 0% | CW_OZON-Water Heating-ILTRM-v4.0-4 | CW_OZON-Water Heating-ILTRM-v4.0-4 | CW_OZON-Water Heating-ILTRM-v4.0-4 | 10 | 2750.5494 | 27.2161 | 0 | 0 | 1.1051 | 151.1969 | 0 | 0 | 28.36% | 25% | 0% | 6.667% | NEM | Water Heater | FALSE | FALSE | 9706.6483 | 538
Commercial_WA - Miscellaneous_Existing_Water Heating_Natural Gas_Commercial Laundry - ENERGY STAR Washer_A | WA | Commercial | WA - Miscellaneous | Existing | Water Heating | Natural Gas | Commercial Laundry - ENERGY STAR Washer | A | ENERGY STAR rated washer. | WCM252 | Discretionary | Standard efficiency washer. | ENERGY STAR rated washer. | Retro5Med_WA | 0 | Water Heater | ClothesWashers | 1 | 1.6211e-05 | 0% | CW-Miscellaneous-RTF-v5.1-21 | CW-Miscellaneous-RTF-v5.1-21 | CW-Miscellaneous-RTF-PreQCv5.0-8 | 7 | 215.9264 | 0 | 94.3497 | 0 | 1.1464 | 35.5089 | 0 | 0 | 28.36% | 25% | 0% | 6.667% | NEM | Water Heater | FALSE | FALSE | 4733.9244 | 441
Commercial_WA - Miscellaneous_Existing_Water Heating_Natural Gas_Water Heater - Efficient Dishwasher_A | WA | Commercial | WA - Miscellaneous | Existing | Water Heating | Natural Gas | Water Heater - Efficient Dishwasher | A | ENERGY STAR | WCM253 | Discretionary | 0 | ENERGY STAR | Retro5Med_WA | 0 | Water Heater | perBldg | 1 | 0.0002 | 0% | Avista TRM | Avista TRM | Avista TRM | 12 | 291.2992 | 0 | 161.7547 | 0 | 1.0348 | 102.8166 | 0 | 0 | 28.36% | 25% | 0% | 75% | NEM | Water Heater | FALSE | FALSE | 1299.9569 | 292
Commercial_WA - Miscellaneous_Existing_Water Heating_Natural Gas_Commercial Laundry - Alternative Dry-Cleaning Methods_A | WA | Commercial | WA - Miscellaneous | Existing | Water Heating | Natural Gas | Commercial Laundry - Alternative Dry-Cleaning Methods | A | High efficiency alternative dry-cleaning methods. | WCM254 | Discretionary | Standard efficiency dryer. | High efficiency alternative dry-cleaning methods. | Retro5Med_WA | 0 | Water Heater | perBldg | 1 | 0.0002 | 0% | CW_ALTDRYCLN-Miscellaneous-SCE-ET05.01-6 | CW_ALTDRYCLN-Miscellaneous-SCE-ET05.01-6 | CW_ALTDRYCLN-Miscellaneous-SCE-ET05.01-6 | 15 | 8118.4852 | 0 | 0 | 0 | 1.2089 | 0 | 0 | 0 | 28.36% | 25% | 0% | 6.667% | NEM | Water Heater | FALSE | FALSE | 0 | 1190
Commercial_WA - Miscellaneous_Existing_Space Heating_Natural Gas_Advanced Kitchen Ventilation Controls_A | WA | Commercial | WA - Miscellaneous | Existing | Space Heating | Natural Gas | Advanced Kitchen Ventilation Controls | A | Variable exhaust hood flow based on temperature or grease sensor. | WCM255 | Discretionary | No controls on exhaust hoods. | Variable exhaust hood flow based on temperature or grease sensor. | RetroEven20_WA | 0 | Space Heating | sqft | 1 | 1 | 0% | IL TRM - CI-FSE-VENT-V03-160601 | COOK_EXHD-Ventilation-XCELCO-2017-18-2 | COOK_EXHD-Ventilation-XCELCO-2017-18-2 | 15 | 0.11562 | 0 | 0.014242 | 0 | 1.1051 | 0.056199 | 0 | 0 | 28.36% | 25% | 10% | 10% | NEM | All | FALSE | FALSE | 813.7784 | 228
Commercial_WA - Miscellaneous_Existing_Space Heating_Natural Gas_Infiltration Control - Loading Dock Sealing_A | WA | Commercial | WA - Miscellaneous | Existing | Space Heating | Natural Gas | Infiltration Control - Loading Dock Sealing | A | 0 | WCM256 | Discretionary | 0 | 0 | RetroEven20_WA | 0 | Space Heating | perBldg | 1 | 0.0002 | 0% | MEMD - Truck Loading Dock Seals - 8.10.01.FES-E10.v01 | MEMD - Truck Loading Dock Seals - 8.10.01.FES-E10.v01 | MEMD - Truck Loading Dock Seals - 8.10.01.FES-E10.v01 | 10 | 380.701 | 0 | 0 | 0 | 1.0873 | 201 | 0 | 0 | 28.36% | 25% | 0% | 0% | NEM | All | FALSE | FALSE | 1010.6029 | 247
Commercial_WA - Miscellaneous_Existing_Space Heating_Natural Gas_Greenhouse Heat Curtain_A | WA | Commercial | WA - Miscellaneous | Existing | Space Heating | Natural Gas | Greenhouse Heat Curtain | A | 0 | WCM257 | Discretionary | No heat curtain. | 0 | RetroEven20_WA | 0 | Space Heating | perBldg | 1 | 0.0002 | 0% | CA eTRM https://www.caetrm.com/measure/SWBE001/01/ | CA eTRM https://www.caetrm.com/measure/SWBE001/01/ | CA eTRM https://www.caetrm.com/measure/SWBE001/01/ | 5 | 50.0928 | 0 | 0 | 0 | 1.0348 | 175.5 | 0 | 0 | 28.36% | 25% | 0% | 0% | NEM | All | FALSE | FALSE | 349.1406 | 190
Commercial_WA - Miscellaneous_Existing_Space Heating_Natural Gas_Ventilation - Parking Garages, Demand Controlled_A | WA | Commercial | WA - Miscellaneous | Existing | Space Heating | Natural Gas | Ventilation - Parking Garages, Demand Controlled | A | 0 | WCM258 | Discretionary | 0 | 0 | RetroEven20_WA | 0 | Central Systems | garage | 1 | 1e-05 | 0% | FOE - Parking Garage Ventilation Controls - W0047 | FOE - Parking Garage Ventilation Controls - W0047 | FOE - Parking Garage Ventilation Controls - W0047 | 5 | 843.0596 | 0 | 0 | 0 | 1.0183 | 0 | 0 | 0 | 28.36% | 25% | 0% | 0% | NEM | Central Systems | FALSE | FALSE | 0 | 1189
Commercial_WA - Miscellaneous_Existing_Miscellaneous_Natural Gas_Pool Heater - Night Covers_A | WA | Commercial | WA - Miscellaneous | Existing | Miscellaneous | Natural Gas | Pool Heater - Night Covers | A | Night covers on pool. | WCM259 | Discretionary | Uncovered. | Night covers on pool. | Retro12Med_WA | 0 | Pool Heater | sqft pool | 1 | 0.375 | 0% | PL_COV-Water Heating-SCG-R0-62 | PL_COV-Water Heating-SCG-R0-62 | PL_COV-Water Heating-SCG-R0-1 | 5 | 0.16718 | 0 | 0 | 0 | 1.1464 | 0.024915 | 0 | 0 | 28.36% | 25% | 15% | 100% | NEM | Pool Heater | FALSE | FALSE | 8207.577 | 513
Commercial_WA - Miscellaneous_Existing_Space Heating_Natural Gas_Advanced New Construction Designs_A | WA | Commercial | WA - Miscellaneous | Existing | Space Heating | Natural Gas | Advanced New Construction Designs | A | New construction designs exceeding ASHRAE 90.1 requirements. | WCM260 | Discretionary | Standard new construction design. | New construction designs exceeding ASHRAE 90.1 requirements. | LO1Slow_WA | 0 | Space Heating | sqft | 1 | 1 | 0% | COM_CX-HVAC-AEG-1 | COM_CX-All-AEG-5 | COM_CX-All-AEG-5 | 3 | 1.4023 | 0 | 0 | 0 | 1.2089 | 0 | 0 | 0 | 28.36% | 25% | 0% | 0% | NEM | All | 24 | FALSE | 0 | 1188
Commercial_WA - Miscellaneous_Existing_Water Heating_Natural Gas_Advanced New Construction Designs_A | WA | Commercial | WA - Miscellaneous | Existing | Water Heating | Natural Gas | Advanced New Construction Designs | A | New construction designs exceeding ASHRAE 90.1 requirements. | WCM261 | Discretionary | Standard new construction design. | New construction designs exceeding ASHRAE 90.1 requirements. | LO1Slow_WA | 0 | Water Heating | sqft | 1 | 1 | 0% | COM_CX-HVAC-AEG-1 | COM_CX-All-AEG-5 | COM_CX-All-AEG-5 | 3 | 1.4023 | 0 | 0 | 0 | 1.2089 | 0 | 0 | 0 | 28.36% | 25% | 0% | 0% | NEM | All | FALSE | FALSE | 0 | 1193
Commercial_WA - Miscellaneous_Existing_Space Heating_Natural Gas_Strategic Energy Management_A | WA | Commercial | WA - Miscellaneous | Existing | Space Heating | Natural Gas | Strategic Energy Management | A | Implementation of strategic energy management. | WCM262 | Discretionary | No strategic energy management. | Implementation of strategic energy management. | RetroEven20_WA | 0 | Space Heating | sqft | 1 | 1 | 0% | DL20_COM_SEM-Misc-2021PLN-V4-1 | BEHAV_SEM-All-CPUC-2018_PG-2 | DL20_COM_SEM-Misc-2021PLN-V4-15 | 3 | 0.089355 | 0 | 0.018498 | 0 | 1.0743 | 0.034326 | 0 | 0 | 28.36% | 25% | 0% | 77% | NEM | All | FALSE | FALSE | 9536.2567 | 536
Commercial_WA - Miscellaneous_Existing_Water Heating_Natural Gas_Strategic Energy Management_A | WA | Commercial | WA - Miscellaneous | Existing | Water Heating | Natural Gas | Strategic Energy Management | A | Implementation of strategic energy management. | WCM263 | Discretionary | No strategic energy management. | Implementation of strategic energy management. | RetroEven20_WA | 0 | Water Heating | sqft | 1 | 1 | 0% | DL20_COM_SEM-Misc-2021PLN-V4-1 | BEHAV_SEM-All-CPUC-2018_PG-2 | DL20_COM_SEM-Misc-2021PLN-V4-15 | 3 | 0.089355 | 0 | 0.018498 | 0 | 1.0743 | 0.017887 | 0 | 0 | 28.36% | 25% | 0% | 77% | NEM | All | FALSE | FALSE | 9536.2567 | 537
Commercial_WA - Miscellaneous_Existing_Space Heating_Natural Gas_Retrocommissioning_A | WA | Commercial | WA - Miscellaneous | Existing | Space Heating | Natural Gas | Retrocommissioning | A | Periodic recommissioning of building systems. | WCM264 | Discretionary | No retro commissioning. | Periodic recommissioning of building systems. | RetroEven20_WA | 0 | Space Heating | sqft | 1 | 1 | 0% | COM_RCX-HVAC-AEG-1 | COM_RCX-Heating-7PLN-v5-18 | COM_RCX-HVAC-AEG-1 | 3 | 0.14844 | 0 | 0.022714 | 0 | 1.3062 | 0.042149 | 0 | 0 | 28.36% | 25% | 10% | 86.67% | NEM | All | FALSE | FALSE | 12901.4864 | 1192
Commercial_WA - Miscellaneous_Existing_Water Heating_Natural Gas_Retrocommissioning_A | WA | Commercial | WA - Miscellaneous | Existing | Water Heating | Natural Gas | Retrocommissioning | A | Periodic recommissioning of building systems. | WCM265 | Discretionary | No retro commissioning. | Periodic recommissioning of building systems. | RetroEven20_WA | 0 | Water Heating | sqft | 1 | 1 | 0% | COM_RCX-HVAC-AEG-1 | COM_RCX-Heating-7PLN-v5-18 | COM_RCX-HVAC-AEG-1 | 3 | 0.14844 | 0 | 0.022714 | 0 | 1.3062 | 0.021963 | 0 | 0 | 28.36% | 25% | 10% | 86.67% | NEM | All | FALSE | FALSE | 12901.4864 | 1191
Commercial_WA - Miscellaneous_New_Space Heating_Natural Gas_Insulation - Ceiling_A | WA | Commercial | WA - Miscellaneous | New | Space Heating | Natural Gas | Insulation - Ceiling | A | R-38 | WCM266 | Discretionary | R-13 | R-38 | Retro1Slow_WA | 0 | Space Heating | sqft roof | 1 | 1 | 0% | Avista TRM | Avista TRM | Avista TRM | 22 | 0.39323 | 0 | 0 | 0 | 1.0348 | 0 | 0 | 0 | 24.32% | 25% | 0% | 0% | NEM | All | FALSE | FALSE | 0 | 1187
Commercial_WA - Miscellaneous_New_Space Heating_Natural Gas_Insulation - Ducting_A | WA | Commercial | WA - Miscellaneous | New | Space Heating | Natural Gas | Insulation - Ducting | A | R-8 | WCM267 | Discretionary | R-4 | R-8 | Retro1Slow_WA | 0 | Central Systems | sqft duct | 1 | 0.5 | 0% | INS_DCT-All-DEER-1 | INS_DCT-All-DEER-1 | Building Energy Simulation Tool | 20 | 0.47825 | 0 | 0 | 0 | 1.2422 | 0 | 0 | 0 | 24.32% | 25% | 0% | 0% | NEM | Central Systems | FALSE | FALSE | 0 | 1183
Commercial_WA - Miscellaneous_New_Space Heating_Natural Gas_Insulation - Wall Cavity_A | WA | Commercial | WA - Miscellaneous | New | Space Heating | Natural Gas | Insulation - Wall Cavity | A | R-23 | WCM268 | Discretionary | R-9 | R-23 | Retro1Slow_WA | 0 | Space Heating | sqft wall | 1 | 0.51962 | 0% | Avista TRM | Avista TRM | Avista TRM | 22 | 0.4854 | 0 | 0 | 0 | 1.0348 | 0 | 0 | 0 | 24.32% | 25% | 0% | 0% | NEM | All | FALSE | FALSE | 0 | 1182
Commercial_WA - Miscellaneous_New_Space Heating_Natural Gas_Green Roof - Vegetated Rooftop_A | WA | Commercial | WA - Miscellaneous | New | Space Heating | Natural Gas | Green Roof - Vegetated Rooftop | A | Green roof | WCM269 | Discretionary | No vegetation on roof | Green roof | Retro1Slow_WA | 0 | Space Heating | sqft roof | 1 | 1 | 0% | Measure Cost Research v1.1 - Sep 2020.xlsx | Measure Cost Research v1.1 - Sep 2020.xlsx | Measure Cost Research v1.1 - Sep 2020.xlsx | 25 | 7.6375 | 0.57281 | 0 | 0 | 1.0183 | 0 | 0 | 0 | 28.36% | 25% | 15% | 46.67% | NEM | All | FALSE | FALSE | 0 | 1181
Commercial_WA - Miscellaneous_New_Space Heating_Natural Gas_Ducting - Repair and Sealing_A | WA | Commercial | WA - Miscellaneous | New | Space Heating | Natural Gas | Ducting - Repair and Sealing | A | Sealed | WCM270 | Discretionary | 20% Leakage | Sealed | Retro1Slow_WA | 0 | Central Systems | sqft duct | 1 | 0.5 | 0% | DCT_RPR-All-DEER-1 | DCT_RPR-Cooling-RTF-1 | Building Energy Simulation Tool | 18 | 0.32655 | 0 | 0 | 0 | 1.3062 | 0 | 0 | 0 | 19.52% | 25% | 15% | 66.67% | NEM | Central Systems | FALSE | FALSE | 0 | 1186
Commercial_WA - Miscellaneous_New_Space Heating_Natural Gas_Windows - High Efficiency Glazing_A | WA | Commercial | WA - Miscellaneous | New | Space Heating | Natural Gas | Windows - High Efficiency Glazing | A | High Efficiency Glaze | WCM271 | Discretionary | Single Glaze | High Efficiency Glaze | Retro1Slow_WA | 0 | Space Heating | sqft window | 1 | 0.25981 | 0% | WND_HE-Heating-RTF-v2.1-1 | WND_HE-Heating-RTF-v2.1-1 | Building Energy Simulation Tool | 45 | 1.5903 | 0 | 0 | 0 | 1.2422 | 0 | 0 | 0 | 28.36% | 25% | 66.35% | 88.47% | NEM | All | FALSE | FALSE | 0 | 1185
Commercial_WA - Miscellaneous_New_Space Heating_Natural Gas_Windows - Secondary Glazing Systems_A | WA | Commercial | WA - Miscellaneous | New | Space Heating | Natural Gas | Windows - Secondary Glazing Systems | A | Windows rated to U-Factor 0.4 and SHGC 0.2. | WCM272 | Discretionary | Windows rated to U-Factor 0.62 and SHGC 0.27. | Windows rated to U-Factor 0.4 and SHGC 0.2. | Retro1Slow_WA | 0 | Space Heating | sqft window | 1 | 0.25981 | 0% | RTF - ComSecondaryGlazingSystems_v1_1 | RTF - ComSecondaryGlazingSystems_v1_1 | RTF - ComSecondaryGlazingSystems_v1_1 | 30 | 2.72 | 0 | 0 | 0 | 1.1464 | 0 | 0 | 0 | 28.36% | 25% | 66.35% | 88.47% | NEM | All | FALSE | FALSE | 0 | 1184
Commercial_WA - Miscellaneous_New_Space Heating_Natural Gas_HVAC - Energy Recovery Ventilator_A | WA | Commercial | WA - Miscellaneous | New | Space Heating | Natural Gas | HVAC - Energy Recovery Ventilator | A | ERV | WCM273 | Discretionary | No ERV | ERV | RetroEven20_WA | 0 | Space Heating | sqft | 1 | 1 | 0% | HRV-Cooling/Heating-E3T-1 | HRV-Cooling/Heating-E3T-1 | HRV-Cooling/Heating-E3T-1 | 20 | 1.0873 | 0 | 0 | 0 | 1.0873 | 0 | 0 | 0 | 28.36% | 25% | 100% | 100% | NEM | All | FALSE | FALSE | 0 | 1203
Commercial_WA - Miscellaneous_New_Space Heating_Natural Gas_Building Shell - Air Sealing (Infiltration Control)_A | WA | Commercial | WA - Miscellaneous | New | Space Heating | Natural Gas | Building Shell - Air Sealing (Infiltration Control) | A | Air sealing to reduce air infiltration. | WCM274 | Discretionary | Building with air infiltration. | Air sealing to reduce air infiltration. | Retro1Slow_WA | 0 | Space Heating | foot door | 1 | 0.0056 | 0% | IL TRM - CI-MSC-WTST-V01-200101 | IL TRM - CI-MSC-WTST-V01-200101 | IL TRM - CI-MSC-WTST-V01-200101 | 10 | 0.36765 | 0 | 0 | 0 | 1 | 0 | 0 | 0 | 28.36% | 25% | 45% | 66.67% | NEM | All | FALSE | FALSE | 0 | 1202
Commercial_WA - Miscellaneous_New_Space Heating_Natural Gas_Ventilation - Demand Controlled_A | WA | Commercial | WA - Miscellaneous | New | Space Heating | Natural Gas | Ventilation - Demand Controlled | A | Outdoor air controlled based on occupancy to meet ASHRAE 62.1 | WCM275 | Discretionary | No occupancy based outdoor air controls. | Outdoor air controlled based on occupancy to meet ASHRAE 62.1 | Retro5Med_WA | 0 | Central Systems | sqft | 1 | 1 | 0% | IL TRM - CI-HVC-DCV-V05-190101 | VENT_DCV-Heating-7PLN-v5-8 | IL TRM - CI-HVC-DCV-V05-190101 | 10 | 0.15285 | 0 | 0 | 0 | 1.1464 | 0 | 0 | 0 | 28.36% | 25% | 100% | 100% | NEM | Central Systems | FALSE | FALSE | 0 | 1201
Commercial_WA - Miscellaneous_New_Space Heating_Natural Gas_HVAC - Dedicated Outdoor Air System (DOAS)_A | WA | Commercial | WA - Miscellaneous | New | Space Heating | Natural Gas | HVAC - Dedicated Outdoor Air System (DOAS) | A | Outdoor air supplied by a DOAS. | WCM276 | Discretionary | No DOAS. | Outdoor air supplied by a DOAS. | RetroEven20_WA | 0 | Central Systems | sqft | 1 | 1 | 0% | 2021P_Com-VRF-DOAS-2021P_V2 | 2021P_Com-VRF-DOAS-2021P_V2 | 2021P_Com-VRF-DOAS-2021P_V2 | 20 | 9.8834 | 0 | 0 | 0 | 1.0743 | 0 | 0 | 0 | 28.36% | 25% | 0% | 0% | NEM | Central Systems | FALSE | FALSE | 0 | 1206
Commercial_WA - Miscellaneous_New_Space Heating_Natural Gas_Destratification Fans (HVLS)_A | WA | Commercial | WA - Miscellaneous | New | Space Heating | Natural Gas | Destratification Fans (HVLS) | A | High volume low speed destratification fans. | WCM277 | Discretionary | No destratification fans. | High volume low speed destratification fans. | RetroEven20_WA | 0 | Space Heating | Strat Fan | 1 | 8.6207e-05 | 0% | DL20_IHVLS-Ag-2021PLN-v2-8 | DL20_IHVLS-Ag-2021PLN-v2-8 | HVLS-Heating-AEG-v5.0-121 | 15 | 9799.2638 | 0 | 0 | 0 | 1.0743 | 0 | 0 | 0 | 28.36% | 25% | 15% | 20% | NEM | All | FALSE | FALSE | 0 | 1205
Commercial_WA - Miscellaneous_New_Space Heating_Natural Gas_Gas Boiler - Maintenance_A | WA | Commercial | WA - Miscellaneous | New | Space Heating | Natural Gas | Gas Boiler - Maintenance | A | General cleaning and maintenance | WCM278 | Discretionary | Degrade performance | General cleaning and maintenance | Retro12Med_WA | 0 | Boiler | kBtuh Heat | 1 | 0.0648 | 0% | GBLR_MNT-Heating-ILTRM-v4.0-43 | GBLR_MNT-Heating-ILTRM-v4.0-43 | GBLR_MNT-Heating-ILTRM-v4.0-1 | 3 | 0.86498 | 0 | 0 | 0 | 1.1464 | 0.2466 | 0 | 0 | 28.36% | 25% | 5% | 10% | NEM | Boiler | FALSE | FALSE | 9772.7409 | 541
Commercial_WA - Miscellaneous_New_Space Heating_Natural Gas_Gas Furnace - Maintenance_A | WA | Commercial | WA - Miscellaneous | New | Space Heating | Natural Gas | Gas Furnace - Maintenance | A | General cleaning and maintenance | WCM279 | Discretionary | Degrade performance | General cleaning and maintenance | Retro12Med_WA | 0 | Furnace | kBtuh Heat | 1 | 0.0648 | 0% | IL TRM - CI-HVC-FTUN-V03-200101 | GBLR_MNT-Heating-ILTRM-v4.0-43 | IL TRM - CI-HVC-FTUN-V03-200101 | 3 | 0.86498 | 0 | 0 | 0 | 1.1464 | 0.16029 | 0 | 0 | 28.36% | 25% | 5% | 10% | NEM | Furnace | FALSE | FALSE | 15035.3509 | 1204
Commercial_WA - Miscellaneous_New_Space Heating_Natural Gas_Gas Boiler - Hot Water Reset_A | WA | Commercial | WA - Miscellaneous | New | Space Heating | Natural Gas | Gas Boiler - Hot Water Reset | A | Reset control installed | WCM280 | Discretionary | No control | Reset control installed | RetroEven20_WA | 0 | Boiler | BoilerCtrl | 1 | 0.000162 | 0% | GBLR_HWRST-Heating-ILTRM-v4.0-43 | GBLR_HWRST-Heating-ILTRM-v4.0-1 | GBLR_HWRST-Heating-ILTRM-v4.0-1 | 20 | 726.7134 | 0 | 0 | 0 | 1.3062 | 438.4038 | 0 | 0 | 28.36% | 25% | 100% | 100% | NEM | Boiler | FALSE | FALSE | 569.7849 | 208
Commercial_WA - Miscellaneous_New_Space Heating_Natural Gas_Gas Boiler - Steam Trap Replacement_A | WA | Commercial | WA - Miscellaneous | New | Space Heating | Natural Gas | Gas Boiler - Steam Trap Replacement | A | Cleaning and maintenance | WCM281 | Discretionary | Degrade performance | Cleaning and maintenance | RetroEven20_WA | 0 | Boiler | perBLDg | 1 | 0.0002 | 0% | IL TRM v9, Section 4.4.16 | IL TRM v9, Section 4.4.16 | IL TRM - CI-HVC-STRE-V06-200101 | 6 | 11.0095 | 0 | 0 | 0 | 1.1667 | 74.7764 | 0 | 0 | 28.36% | 25% | 0% | 10% | NEM | Boiler | FALSE | FALSE | 139.4842 | 148
Commercial_WA - Miscellaneous_New_Space Heating_Natural Gas_Gas Boiler - High Turndown Burner_A | WA | Commercial | WA - Miscellaneous | New | Space Heating | Natural Gas | Gas Boiler - High Turndown Burner | A | Turndown control installed | WCM282 | Discretionary | No control | Turndown control installed | Retro5Med_WA | 0 | Boiler | kbtuh heat | 1 | 0.0648 | 0% | GBLR_TRN-Heating-MNTRM-v2.1-1 | GBLR_TRN-Heating-MNTRM-v2.1-1 | GBLR_TRN-Heating-MNTRM-v2.1-1 | 15 | 2.5418 | 0 | 0 | 0 | 1.1051 | 0.411 | 0 | 0 | 28.36% | 25% | 100% | 100% | NEM | Boiler | FALSE | FALSE | 2446.2602 | 356
Commercial_WA - Miscellaneous_New_Space Heating_Natural Gas_Gas Boiler - Burner Control Optimization_A | WA | Commercial | WA - Miscellaneous | New | Space Heating | Natural Gas | Gas Boiler - Burner Control Optimization | A | Optimized burner controls | WCM283 | Discretionary | Average performance | Optimized burner controls | Retro1Slow_WA | 0 | Boiler | kBtuh heat | 1 | 0.0648 | 0% | GBLR_O2TRM-Heating-ILTRM-v4.0-1 | GBLR_O2TRM-Heating-MEMD-2018-1 | GBLR_O2TRM-Heating-ILTRM-v4.0-1 | 18 | 0.85395 | 0 | 0 | 0 | 1.1051 | 0.11919 | 0 | 0 | 28.36% | 25% | 5% | 85% | NEM | Boiler | FALSE | FALSE | 2577.3887 | 364
Commercial_WA - Miscellaneous_New_Space Heating_Natural Gas_Gas Boiler - Stack Economizer_A | WA | Commercial | WA - Miscellaneous | New | Space Heating | Natural Gas | Gas Boiler - Stack Economizer | A | Economizer installed | WCM284 | Discretionary | None | Economizer installed | Retro5Med_WA | 0 | Boiler | kBtuh Heat | 1 | 0.0648 | 0% | IL TRM - CI-HVC-BECO-V01-150601 | IL TRM - CI-HVC-BECO-V01-150601 | IL TRM - CI-HVC-BECO-V01-150601 | 15 | 9.4075 | 0 | 0 | 0 | 1.0348 | 0.39456 | 0 | 0 | 28.36% | 25% | 15% | 55% | NEM | Boiler | FALSE | FALSE | 9431.3355 | 535
Commercial_WA - Miscellaneous_New_Space Heating_Natural Gas_Gas Boiler - Thermostatic Radiator Valves_A | WA | Commercial | WA - Miscellaneous | New | Space Heating | Natural Gas | Gas Boiler - Thermostatic Radiator Valves | A | TBD | WCM285 | Discretionary | TBD | TBD | RetroEven20_WA | 0 | Boiler | radiator | 1 | 0.0084549 | 0% | IL TRM - 5.3.19 - RS-HVC-TRVS-V01-210101 | AEG Cost Characterization, 2021 | IL TRM - 5.3.19 - RS-HVC-TRVS-V01-210101 | 15 | 34.2175 | 0 | 0 | 0 | 1 | 5.25 | 0 | 0 | 28.36% | 25% | 100% | 100% | NEM | Boiler | FALSE | FALSE | 2578.1229 | 365
Commercial_WA - Miscellaneous_New_Space Heating_Natural Gas_HVAC - Shut Off Damper_A | WA | Commercial | WA - Miscellaneous | New | Space Heating | Natural Gas | HVAC - Shut Off Damper | A | Damper installed | WCM286 | Discretionary | No damper | Damper installed | Retro5Med_WA | 0 | Central Systems | BoilerCtrl | 1 | 0.000162 | 0% | HVAC_DMPROFF-Heating-ILTRM-v4.0-1 | HVAC_DMPROFF-Heating-ILTRM-v4.0-1 | HVAC_DMPROFF-Heating-ILTRM-v4.0-1 | 15 | 1506.9703 | 112.5204 | 0 | 0 | 1.1051 | 0 | 0 | 0 | 28.36% | 25% | 0% | 75% | NEM | Central Systems | FALSE | FALSE | 0 | 1200
Commercial_WA - Miscellaneous_New_Space Heating_Natural Gas_Gas Furnace - Tube Inserts_A | WA | Commercial | WA - Miscellaneous | New | Space Heating | Natural Gas | Gas Furnace - Tube Inserts | A | Tube inserts installed | WCM287 | Discretionary | None | Tube inserts installed | Retro1Slow_WA | 0 | Furnace | sqft | 1 | 1 | 0% | n/a | n/a | n/a | 5 | 1 | 0 | 0 | 0 | 1 | 0 | 0 | 0 | 28.36% | 25% | 0% | 10% | NEM | Furnace | FALSE | FALSE | 0 | 1196
Commercial_WA - Miscellaneous_New_Space Heating_Natural Gas_Gas Boiler - Insulate Steam Lines/Condensate Tank_A | WA | Commercial | WA - Miscellaneous | New | Space Heating | Natural Gas | Gas Boiler - Insulate Steam Lines/Condensate Tank | A | Lines and condenstate tank insulated | WCM288 | Discretionary | No insulation | Lines and condenstate tank insulated | RetroEven20_WA | 0 | Boiler | boiler pipe | 1 | 0.056569 | 0% | GBLR_PINS-Heating-ILTRM-v4.0-1 | GBLR_PINS_STM-Heating-PGE-R7-1 | GBLR_PINS_STM-Heating-PGE-R7-1 | 15 | 4.8879 | 0 | 0 | 0 | 1.1464 | 3.7498 | 0 | 0 | 28.36% | 25% | 100% | 100% | NEM | Boiler | FALSE | FALSE | 515.6125 | 197
Commercial_WA - Miscellaneous_New_Space Heating_Natural Gas_Gas Boiler - Insulate Hot Water Lines_A | WA | Commercial | WA - Miscellaneous | New | Space Heating | Natural Gas | Gas Boiler - Insulate Hot Water Lines | A | Insulated water lines | WCM289 | Discretionary | No insulation | Insulated water lines | RetroEven20_WA | 0 | Boiler | boiler pipe | 1 | 0.056569 | 0% | GBLR_PINS_HW-Heating-PGE-R7-1 | GBLR_PINS_HW-Heating-PGE-R7-1 | GBLR_PINS_HW-Heating-PGE-R7-1 | 11 | 9.1297 | 0 | 0 | 0 | 1.1464 | 2.5103 | 0 | 0 | 28.36% | 25% | 100% | 100% | NEM | Boiler | FALSE | FALSE | 1787.0813 | 334
Commercial_WA - Miscellaneous_New_Space Heating_Natural Gas_Condensing RTU_A | WA | Commercial | WA - Miscellaneous | New | Space Heating | Natural Gas | Condensing RTU | A | TBD | WCM290 | Discretionary | TBD | TBD | RetroEven20_WA | 0 | Furnace | sqft cond | 1 | 1 | 0% | NEEA Condensing Rooftop Unit Field Study - October 28, 2019 | NEEA Condensing Rooftop Unit Field Study - October 28, 2019 | NEEA Condensing Rooftop Unit Field Study - October 28, 2019 | 5 | 0.43435 | 0 | 0 | 0 | 1.0348 | 0.067173 | 0 | 0 | 28.36% | 25% | 100% | 100% | NEM | Furnace | FALSE | FALSE | 7909.4518 | 511
Commercial_WA - Miscellaneous_New_Space Heating_Natural Gas_Hydronic Heating Radiator Replacement_A | WA | Commercial | WA - Miscellaneous | New | Space Heating | Natural Gas | Hydronic Heating Radiator Replacement | A | TBD | WCM291 | Discretionary | TBD | TBD | RetroEven20_WA | 0 | Boiler | radiator | 1 | 0.0084549 | 0% | IL TRM - 4.4.52 - CI-HVC-HHRR-V01-210101 | IL TRM - 4.4.52 - CI-HVC-HHRR-V01-210101 | IL TRM - 4.4.52 - CI-HVC-HHRR-V01-210101 | 25 | 349.3604 | 0 | 0 | 0 | 1.0183 | 34 | 0 | 0 | 28.36% | 25% | 100% | 100% | NEM | Boiler | FALSE | FALSE | 3268.5001 | 403
Commercial_WA - Miscellaneous_New_Space Heating_Natural Gas_Thermostat - Connected_A | WA | Commercial | WA - Miscellaneous | New | Space Heating | Natural Gas | Thermostat - Connected | A | Thermostat connected to building management control system. | WCM292 | Discretionary | Standard thermostat. | Thermostat connected to building management control system. | Retro5Med_WA | 0 | Space Heating | Stat Unit | 1 | 0.001 | 0% | DL20_CSTAT_SMRT-Cool-RTF-v1.1-5 | IL TRM - CI-HVC-THST-V01-200101 | DL20_CSTAT_SMRT-Heat-RTF-v1.1-1 | 5 | 222.9079 | 0 | 0 | 0 | 1.1247 | 0 | 0 | 0 | 28.36% | 25% | 30% | 53.33% | NEM | All | FALSE | FALSE | 0 | 1195
Commercial_WA - Miscellaneous_New_Water Heating_Natural Gas_Water Heater - Thermostatic Shower Restriction Valve_A | WA | Commercial | WA - Miscellaneous | New | Water Heating | Natural Gas | Water Heater - Thermostatic Shower Restriction Valve | A | Thermostatic shower restriction valve. | WCM293 | Discretionary | No thermostatic control on shower. | Thermostatic shower restriction valve. | Retro5Med_WA | 0 | Water Heater | showerhead | 1 | 0.0004 | 0% | ThermostaticShowerRestrictionValve_v4_2 | ThermostaticShowerRestrictionValve_v4_2 | ThermostaticShowerRestrictionValve_v4_2 | 10 | 2.9981 | 0 | 0.83874 | 0 | 1.1464 | 3.6941 | 0 | 0 | 28.36% | 25% | 86.67% | 86.67% | NEM | Water Heater | FALSE | FALSE | 433.039 | 194
Commercial_WA - Miscellaneous_New_Water Heating_Natural Gas_Water Heater - Pre-Rinse Spray Valve_A | WA | Commercial | WA - Miscellaneous | New | Water Heating | Natural Gas | Water Heater - Pre-Rinse Spray Valve | A | Low flow pre-rinse spray valve. | WCM294 | Discretionary | Standard pre-rinse spray valve. | Low flow pre-rinse spray valve. | Retro5Med_WA | 0 | Water Heater | KitchenFaucet | 1 | 0.0002 | 0% | Avista TRM | Avista TRM | Avista TRM | 4 | 27.499 | 0 | 0 | 0 | 1.0348 | 16.81 | 0 | 0 | 28.36% | 25% | 0% | 0% | NEM | Water Heater | FALSE | FALSE | 2818.8447 | 379
Commercial_WA - Miscellaneous_New_Water Heating_Natural Gas_Water Heater - Temperature Setback_A | WA | Commercial | WA - Miscellaneous | New | Water Heating | Natural Gas | Water Heater - Temperature Setback | A | Water heater temperature setback. | WCM295 | Discretionary | No water heater temperature setback. | Water heater temperature setback. | Retro5Med_WA | 0 | Water Heater | WHunits | 1 | 9.3087e-05 | 0% | IL TRM - RS-HWE-TMPS-V08-210101 | IL TRM - RS-HWE-TMPS-V08-210101 | IL TRM - RS-HWE-TMPS-V08-210101 | 2 | 6.699 | 0 | 0 | 0 | 1 | 103.9223 | 0 | 0 | 28.36% | 25% | 15% | 100% | NEM | Water Heater | FALSE | FALSE | 372.2024 | 191
Commercial_WA - Miscellaneous_New_Water Heating_Natural Gas_Water Heater - Faucet Aerators_A | WA | Commercial | WA - Miscellaneous | New | Water Heating | Natural Gas | Water Heater - Faucet Aerators | A | 0 | WCM296 | Discretionary | 0 | 0 | Retro5Med_WA | 0 | Water Heater | faucet | 1 | 0.0008 | 0% | DHW_AER-Water Heating-XCELCO-2017-18-6 | DHW_AER-Water Heating-XCELCO-2017-18-6 | DHW_AER-Water Heating-ILTRM-v5.0-14 | 10 | 1.8239 | 0 | 3.6479 | 0 | 1.0631 | 7.4299 | 0 | 0 | 28.36% | 25% | 86.67% | 86.67% | NEM | Water Heater | FALSE | FALSE | 130.9857 | 146
Commercial_WA - Miscellaneous_New_Water Heating_Natural Gas_Water Heater - Low-Flow Showerheads_A | WA | Commercial | WA - Miscellaneous | New | Water Heating | Natural Gas | Water Heater - Low-Flow Showerheads | A | 0 | WCM297 | Discretionary | 0 | 0 | Retro5Med_WA | 0 | Water Heater | Showerhead | 1 | 0.0004 | 0% | Com-Showerheads-2021P_V2 | Com-Showerheads-2021P_V2 | Com-Showerheads-2021P_V2 | 10 | 2.4206 | 0 | 4.8621 | 0 | 1.1464 | 11.1615 | 0 | 0 | 28.36% | 25% | 86.67% | 86.67% | NEM | Water Heater | FALSE | FALSE | 115.7141 | 142
Commercial_WA - Miscellaneous_New_Water Heating_Natural Gas_Water Heater - Tank Blanket/Insulation_A | WA | Commercial | WA - Miscellaneous | New | Water Heating | Natural Gas | Water Heater - Tank Blanket/Insulation | A | 0 | WCM298 | Discretionary | 0 | 0 | Retro5Med_WA | 0 | Water Heater | WHUnits | 1 | 9.3087e-05 | 0% | IL TRM - 4.3.12 Tank Insulation - CI-HWE-TKIN-V01-210101 / PA TRM - 2.3.4 - State of Pennsylvania TRM, Volume 2: Residential Measures, 2021 Final Order. August 8, 2019. | IL TRM - 4.3.12 Tank Insulation - CI-HWE-TKIN-V01-210101 / PA TRM - 2.3.4 - State of Pennsylvania TRM, Volume 2: Residential Measures, 2021 Final Order. August 8, 2019. | IL TRM - 4.3.12 Tank Insulation - CI-HWE-TKIN-V01-210101 / PA TRM - 2.3.4 - State of Pennsylvania TRM, Volume 2: Residential Measures, 2021 Final Order. August 8, 2019. | 15 | 1.9647 | 0 | 0 | 0 | 1.0183 | 200.7769 | 0 | 0 | 28.36% | 25% | 100% | 100% | NEM | Water Heater | FALSE | FALSE | 3.8707 | 132
Commercial_WA - Miscellaneous_New_Water Heating_Natural Gas_Water Heater - Drainwater Heat Recovery_A | WA | Commercial | WA - Miscellaneous | New | Water Heating | Natural Gas | Water Heater - Drainwater Heat Recovery | A | 0 | WCM299 | Discretionary | 0 | 0 | Retro5Med_WA | 0 | Water Heater | faucet | 1 | 0.0008 | 0% | DHW_DWHR-Water Heating-OPATRM-v1-1 | DHW_DWHR-Water Heating-OPATRM-v1-1 | DHW_DWHR-Water Heating-MNTRM-v1.0-7 | 40 | 232.4904 | 0 | 0 | 0 | 1.1857 | 9.9574 | 0 | 0 | 28.36% | 25% | 86.67% | 86.67% | NEM | Water Heater | FALSE | FALSE | 6703.6849 | 509
Commercial_WA - Miscellaneous_New_Water Heating_Natural Gas_Water Heater - Circulation Pump Controls_A | WA | Commercial | WA - Miscellaneous | New | Water Heating | Natural Gas | Water Heater - Circulation Pump Controls | A | Controlled circulation pump. | WCM300 | Discretionary | Circulation pump with no controls. | Controlled circulation pump. | Retro5Med_WA | 0 | Water Heater | perbldg | 1 | 0.0002 | 0% | RTF - ComResCirculatorPumps_2_3 - AEG Edited | RTF - ComResCirculatorPumps_2_3 - AEG Edited | RTF - ComResCirculatorPumps_2_3 - AEG Edited | 11.5 | 111.9557 | 0 | 0 | 0 | 1.1464 | 522.8264 | 0 | 0 | 28.36% | 25% | 15% | 26.67% | NEM | Water Heater | FALSE | FALSE | 101.5222 | 141
Commercial_WA - Miscellaneous_New_Water Heating_Natural Gas_Water Heater - Pipe Insulation_A | WA | Commercial | WA - Miscellaneous | New | Water Heating | Natural Gas | Water Heater - Pipe Insulation | A | Water heater pipe insulation. | WCM301 | Discretionary | No insulation. | Water heater pipe insulation. | Retro5Med_WA | 0 | Water Heater | PipeFeet | 1 | 0.001 | 0% | IL TRM v10 - 4.4.14 Pipe Insulation - CI-HVC-PINS-V07-220101 | IL TRM v10 - 4.4.14 Pipe Insulation - CI-HVC-PINS-V07-220101 | IL TRM v10 - 4.4.14 Pipe Insulation - CI-HVC-PINS-V07-220101 | 15 | 2.3758 | 0 | 0 | 0 | 1.1857 | 5.02 | 0 | 0 | 28.36% | 25% | 1.124% | 100% | NEM | Water Heater | FALSE | FALSE | 187.2033 | 160
Commercial_WA - Miscellaneous_New_Water Heating_Natural Gas_Water Heater - Motion Control Faucet_A | WA | Commercial | WA - Miscellaneous | New | Water Heating | Natural Gas | Water Heater - Motion Control Faucet | A | 0.35 gpm w/ motion sensor | WCM302 | Discretionary | 1.39 gpm w/o motion sensor | 0.35 gpm w/ motion sensor | Retro5Med_WA | 0 | Water Heater | sqft | 1 | 1 | 0% | n/a | n/a | n/a | 5 | 1.0743 | 0 | 0 | 0 | 1.0743 | 0 | 0 | 0 | 28.36% | 25% | 30% | 75% | NEM | Water Heater | FALSE | FALSE | 0 | 1194
Commercial_WA - Miscellaneous_New_Water Heating_Natural Gas_Water Heater - Solar System_A | WA | Commercial | WA - Miscellaneous | New | Water Heating | Natural Gas | Water Heater - Solar System | A | Solar water heater with electric backup unit | WCM303 | Discretionary | 0 | Solar water heater with electric backup unit | Retro5Med_WA | 0 | Water Heater | DHW kbtuh | 1 | 0.0048405 | 0% | DHW_WH-Water Heating-AEO17-8 | DHW_WH-Water Heating-AEO17-8 | DHW_WH-Water Heating-DOE-PTool2014-1 | 20 | 373.4857 | 0 | 0 | 0 | 1.1247 | 40.1544 | 0 | 0 | 28.36% | 25% | 1% | 40% | NEM | Water Heater | 7 | FALSE | 3197.1473 | 401
Commercial_WA - Miscellaneous_New_Water Heating_Natural Gas_Commercial Laundry - Ozone Treatment_A | WA | Commercial | WA - Miscellaneous | New | Water Heating | Natural Gas | Commercial Laundry - Ozone Treatment | A | Ozone laundry treatment system. | WCM304 | Discretionary | Standard commercial washer. | Ozone laundry treatment system. | Retro5Med_WA | 0 | Water Heater | perBldg | 1 | 0.0002 | 0% | CW_OZON-Water Heating-ILTRM-v4.0-4 | CW_OZON-Water Heating-ILTRM-v4.0-4 | CW_OZON-Water Heating-ILTRM-v4.0-4 | 10 | 2750.5494 | 27.2161 | 0 | 0 | 1.1051 | 142.8891 | 0 | 0 | 28.36% | 25% | 0% | 6.667% | NEM | Water Heater | FALSE | FALSE | 10271.0046 | 1199
Commercial_WA - Miscellaneous_New_Water Heating_Natural Gas_Commercial Laundry - ENERGY STAR Washer_A | WA | Commercial | WA - Miscellaneous | New | Water Heating | Natural Gas | Commercial Laundry - ENERGY STAR Washer | A | ENERGY STAR rated washer. | WCM305 | Discretionary | Standard efficiency washer. | ENERGY STAR rated washer. | Retro5Med_WA | 0 | Water Heater | ClothesWashers | 1 | 1.6211e-05 | 0% | CW-Miscellaneous-RTF-v5.1-21 | CW-Miscellaneous-RTF-v5.1-21 | CW-Miscellaneous-RTF-PreQCv5.0-8 | 7 | 215.9264 | 0 | 94.3497 | 0 | 1.1464 | 35.5089 | 0 | 0 | 28.36% | 25% | 0% | 6.667% | NEM | Water Heater | FALSE | FALSE | 4733.9244 | 442
Commercial_WA - Miscellaneous_New_Water Heating_Natural Gas_Water Heater - Efficient Dishwasher_A | WA | Commercial | WA - Miscellaneous | New | Water Heating | Natural Gas | Water Heater - Efficient Dishwasher | A | ENERGY STAR | WCM306 | Discretionary | 0 | ENERGY STAR | Retro5Med_WA | 0 | Water Heater | perBldg | 1 | 0.0002 | 0% | Avista TRM | Avista TRM | Avista TRM | 12 | 291.2992 | 0 | 161.7547 | 0 | 1.0348 | 102.8166 | 0 | 0 | 28.36% | 25% | 0% | 6.667% | NEM | Water Heater | FALSE | FALSE | 1299.9569 | 291
Commercial_WA - Miscellaneous_New_Water Heating_Natural Gas_Commercial Laundry - Alternative Dry-Cleaning Methods_A | WA | Commercial | WA - Miscellaneous | New | Water Heating | Natural Gas | Commercial Laundry - Alternative Dry-Cleaning Methods | A | High efficiency alternative dry-cleaning methods. | WCM307 | Discretionary | Standard efficiency dryer. | High efficiency alternative dry-cleaning methods. | Retro5Med_WA | 0 | Water Heater | perBldg | 1 | 0.0002 | 0% | CW_ALTDRYCLN-Miscellaneous-SCE-ET05.01-6 | CW_ALTDRYCLN-Miscellaneous-SCE-ET05.01-6 | CW_ALTDRYCLN-Miscellaneous-SCE-ET05.01-6 | 15 | 8118.4852 | 0 | 0 | 0 | 1.2089 | 0 | 0 | 0 | 28.36% | 25% | 0% | 6.667% | NEM | Water Heater | FALSE | FALSE | 0 | 1198
Commercial_WA - Miscellaneous_New_Space Heating_Natural Gas_Advanced Kitchen Ventilation Controls_A | WA | Commercial | WA - Miscellaneous | New | Space Heating | Natural Gas | Advanced Kitchen Ventilation Controls | A | Variable exhaust hood flow based on temperature or grease sensor. | WCM308 | Discretionary | No controls on exhaust hoods. | Variable exhaust hood flow based on temperature or grease sensor. | RetroEven20_WA | 0 | Space Heating | sqft | 1 | 1 | 0% | IL TRM - CI-FSE-VENT-V03-160601 | COOK_EXHD-Ventilation-XCELCO-2017-18-2 | COOK_EXHD-Ventilation-XCELCO-2017-18-2 | 15 | 0.11562 | 0 | 0 | 0 | 1.1051 | 0 | 0 | 0 | 28.36% | 25% | 10% | 10% | NEM | All | FALSE | FALSE | 0 | 1197
Commercial_WA - Miscellaneous_New_Space Heating_Natural Gas_Infiltration Control - Loading Dock Sealing_A | WA | Commercial | WA - Miscellaneous | New | Space Heating | Natural Gas | Infiltration Control - Loading Dock Sealing | A | 0 | WCM309 | Discretionary | 0 | 0 | RetroEven20_WA | 0 | Space Heating | perBldg | 1 | 0.0002 | 0% | MEMD - Truck Loading Dock Seals - 8.10.01.FES-E10.v01 | MEMD - Truck Loading Dock Seals - 8.10.01.FES-E10.v01 | MEMD - Truck Loading Dock Seals - 8.10.01.FES-E10.v01 | 10 | 380.701 | 0 | 0 | 0 | 1.0873 | 0 | 0 | 0 | 28.36% | 25% | 0% | 0% | NEM | All | FALSE | FALSE | 0 | 1164
Commercial_WA - Miscellaneous_New_Space Heating_Natural Gas_Greenhouse Heat Curtain_A | WA | Commercial | WA - Miscellaneous | New | Space Heating | Natural Gas | Greenhouse Heat Curtain | A | 0 | WCM310 | Discretionary | No heat curtain. | 0 | RetroEven20_WA | 0 | Space Heating | perBldg | 1 | 0.0002 | 0% | CA eTRM https://www.caetrm.com/measure/SWBE001/01/ | CA eTRM https://www.caetrm.com/measure/SWBE001/01/ | CA eTRM https://www.caetrm.com/measure/SWBE001/01/ | 5 | 50.0928 | 0 | 0 | 0 | 1.0348 | 0 | 0 | 0 | 28.36% | 25% | 0% | 0% | NEM | All | FALSE | FALSE | 0 | 1163
Commercial_WA - Miscellaneous_New_Space Heating_Natural Gas_Ventilation - Parking Garages, Demand Controlled_A | WA | Commercial | WA - Miscellaneous | New | Space Heating | Natural Gas | Ventilation - Parking Garages, Demand Controlled | A | 0 | WCM311 | Discretionary | 0 | 0 | RetroEven20_WA | 0 | Central Systems | garage | 1 | 1e-05 | 0% | FOE - Parking Garage Ventilation Controls - W0047 | FOE - Parking Garage Ventilation Controls - W0047 | FOE - Parking Garage Ventilation Controls - W0047 | 5 | 843.0596 | 0 | 0 | 0 | 1.0183 | 0 | 0 | 0 | 28.36% | 25% | 0% | 0% | NEM | Central Systems | FALSE | FALSE | 0 | 1162
Commercial_WA - Miscellaneous_New_Miscellaneous_Natural Gas_Pool Heater - Night Covers_A | WA | Commercial | WA - Miscellaneous | New | Miscellaneous | Natural Gas | Pool Heater - Night Covers | A | Night covers on pool. | WCM312 | Discretionary | Uncovered. | Night covers on pool. | Retro12Med_WA | 0 | Pool Heater | sqft pool | 1 | 0.375 | 0% | PL_COV-Water Heating-SCG-R0-62 | PL_COV-Water Heating-SCG-R0-62 | PL_COV-Water Heating-SCG-R0-1 | 5 | 0.16718 | 0 | 0 | 0 | 1.1464 | 0.024915 | 0 | 0 | 28.36% | 25% | 15% | 100% | NEM | Pool Heater | FALSE | FALSE | 8207.577 | 512
Commercial_WA - Miscellaneous_New_Space Heating_Natural Gas_Advanced New Construction Designs_A | WA | Commercial | WA - Miscellaneous | New | Space Heating | Natural Gas | Advanced New Construction Designs | A | New construction designs exceeding ASHRAE 90.1 requirements. | WCM313 | Discretionary | Standard new construction design. | New construction designs exceeding ASHRAE 90.1 requirements. | LO1Slow_WA | 0 | Space Heating | sqft | 1 | 1 | 0% | COM_CX-HVAC-AEG-1 | COM_CX-All-AEG-5 | COM_CX-All-AEG-5 | 3 | 1.4023 | 0 | 0 | 0 | 1.2089 | 0 | 0 | 0 | 28.36% | 25% | 10% | 20% | NEM | All | FALSE | FALSE | 0 | 1167
Commercial_WA - Miscellaneous_New_Water Heating_Natural Gas_Advanced New Construction Designs_A | WA | Commercial | WA - Miscellaneous | New | Water Heating | Natural Gas | Advanced New Construction Designs | A | New construction designs exceeding ASHRAE 90.1 requirements. | WCM314 | Discretionary | Standard new construction design. | New construction designs exceeding ASHRAE 90.1 requirements. | LO1Slow_WA | 0 | Water Heating | sqft | 1 | 1 | 0% | COM_CX-HVAC-AEG-1 | COM_CX-All-AEG-5 | COM_CX-All-AEG-5 | 3 | 1.4023 | 0 | 0 | 0 | 1.2089 | 0 | 0 | 0 | 28.36% | 25% | 10% | 20% | NEM | All | 25 | FALSE | 0 | 1166
Commercial_WA - Miscellaneous_New_Space Heating_Natural Gas_Strategic Energy Management_A | WA | Commercial | WA - Miscellaneous | New | Space Heating | Natural Gas | Strategic Energy Management | A | Implementation of strategic energy management. | WCM315 | Discretionary | No strategic energy management. | Implementation of strategic energy management. | RetroEven20_WA | 0 | Space Heating | sqft | 1 | 1 | 0% | DL20_COM_SEM-Misc-2021PLN-V4-1 | BEHAV_SEM-All-CPUC-2018_PG-2 | DL20_COM_SEM-Misc-2021PLN-V4-15 | 3 | 0.079736 | 0 | 0 | 0 | 1.0743 | 0 | 0 | 0 | 28.36% | 25% | 0% | 77% | NEM | All | FALSE | FALSE | 0 | 1165
Commercial_WA - Miscellaneous_New_Water Heating_Natural Gas_Strategic Energy Management_A | WA | Commercial | WA - Miscellaneous | New | Water Heating | Natural Gas | Strategic Energy Management | A | Implementation of strategic energy management. | WCM316 | Discretionary | No strategic energy management. | Implementation of strategic energy management. | RetroEven20_WA | 0 | Water Heating | sqft | 1 | 1 | 0% | DL20_COM_SEM-Misc-2021PLN-V4-1 | BEHAV_SEM-All-CPUC-2018_PG-2 | DL20_COM_SEM-Misc-2021PLN-V4-15 | 3 | 0.079736 | 0 | 0 | 0 | 1.0743 | 0 | 0 | 0 | 28.36% | 25% | 0% | 77% | NEM | All | FALSE | FALSE | 0 | 1161
Commercial_WA - Miscellaneous_New_Space Heating_Natural Gas_Retrocommissioning_A | WA | Commercial | WA - Miscellaneous | New | Space Heating | Natural Gas | Retrocommissioning | A | Periodic recommissioning of building systems. | WCM317 | Discretionary | No retro commissioning. | Periodic recommissioning of building systems. | RetroEven20_WA | 0 | Space Heating | sqft | 1 | 1 | 0% | COM_RCX-HVAC-AEG-1 | N/A | COM_RCX-HVAC-AEG-1 | 3 | 1.3062 | 0 | 0 | 0 | 1.3062 | 0 | 0 | 0 | 28.36% | 25% | 0% | 0% | NEM | All | FALSE | FALSE | 0 | 1157
Commercial_WA - Miscellaneous_New_Water Heating_Natural Gas_Retrocommissioning_A | WA | Commercial | WA - Miscellaneous | New | Water Heating | Natural Gas | Retrocommissioning | A | Periodic recommissioning of building systems. | WCM318 | Discretionary | No retro commissioning. | Periodic recommissioning of building systems. | RetroEven20_WA | 0 | Water Heating | sqft | 1 | 1 | 0% | COM_RCX-HVAC-AEG-1 | N/A | COM_RCX-HVAC-AEG-1 | 3 | 1.3062 | 0 | 0 | 0 | 1.3062 | 0 | 0 | 0 | 28.36% | 25% | 0% | 0% | NEM | All | FALSE | FALSE | 0 | 1156
Commercial_OR - College_Existing_Space Heating_Natural Gas_Insulation - Ceiling_A | OR | Commercial | OR - College | Existing | Space Heating | Natural Gas | Insulation - Ceiling | A | R-38 | OCM319 | Discretionary | R-13 | R-38 | Retro1Slow_OR | 0 | Space Heating | sqft roof | 1 | 1 | 0% | Avista TRM | Avista TRM | Avista TRM | 22 | 0.78647 | 0 | 0.021813 | 0 | 1.0348 | 0.058604 | 0 | 0 | 24.32% | 25% | 15% | 46.67% | NEM | All | FALSE | FALSE | 4449.7431 | 424
Commercial_OR - College_Existing_Space Heating_Natural Gas_Insulation - Ducting_A | OR | Commercial | OR - College | Existing | Space Heating | Natural Gas | Insulation - Ducting | A | R-8 | OCM320 | Discretionary | R-4 | R-8 | Retro1Slow_OR | 0 | Central Systems | sqft duct | 1 | 0.25 | 0% | INS_DCT-All-DEER-1 | INS_DCT-All-DEER-1 | Building Energy Simulation Tool | 20 | 0.95651 | 0 | 0 | 0 | 1.2422 | 0 | 0 | 0 | 24.32% | 25% | 15% | 46.67% | NEM | Central Systems | FALSE | FALSE | 0 | 1155
Commercial_OR - College_Existing_Space Heating_Natural Gas_Insulation - Wall Cavity_A | OR | Commercial | OR - College | Existing | Space Heating | Natural Gas | Insulation - Wall Cavity | A | R-23 | OCM321 | Discretionary | R-9 | R-23 | Retro1Slow_OR | 0 | Space Heating | sqft wall | 1 | 0.381 | 0% | Avista TRM | Avista TRM | Avista TRM | 22 | 0.67264 | 0 | 0.068701 | 0 | 1.0348 | 0.18458 | 0 | 0 | 24.32% | 25% | 15% | 46.67% | NEM | All | FALSE | FALSE | 1208.3102 | 280
Commercial_OR - College_Existing_Space Heating_Natural Gas_Green Roof - Vegetated Rooftop_A | OR | Commercial | OR - College | Existing | Space Heating | Natural Gas | Green Roof - Vegetated Rooftop | A | Green roof | OCM322 | Discretionary | No vegetation on roof | Green roof | Retro1Slow_OR | 0 | Space Heating | sqft roof | 1 | 1 | 0% | Measure Cost Research v1.1 - Sep 2020.xlsx | Measure Cost Research v1.1 - Sep 2020.xlsx | Measure Cost Research v1.1 - Sep 2020.xlsx | 25 | 15.275 | 1.1456 | 0 | 0 | 1.0183 | 0.0033417 | 0 | 0 | 28.36% | 25% | 0% | 0% | NEM | All | FALSE | FALSE | 1454027.4766 | 1160
Commercial_OR - College_Existing_Space Heating_Natural Gas_Ducting - Repair and Sealing_A | OR | Commercial | OR - College | Existing | Space Heating | Natural Gas | Ducting - Repair and Sealing | A | Sealed | OCM323 | Discretionary | 20% Leakage | Sealed | Retro1Slow_OR | 0 | Central Systems | sqft duct | 1 | 0.25 | 0% | DCT_RPR-All-DEER-1 | DCT_RPR-Cooling-RTF-1 | Building Energy Simulation Tool | 18 | 0.65309 | 0 | 0.071073 | 0 | 1.3062 | 0.19095 | 0 | 0 | 19.52% | 25% | 15% | 66.67% | NEM | Central Systems | FALSE | FALSE | 1230.383 | 286
Commercial_OR - College_Existing_Space Heating_Natural Gas_Windows - High Efficiency Glazing_A | OR | Commercial | OR - College | Existing | Space Heating | Natural Gas | Windows - High Efficiency Glazing | A | High Efficiency Glaze | OCM324 | Discretionary | Single Glaze | High Efficiency Glaze | Retro1Slow_OR | 0 | Space Heating | sqft window | 1 | 0.09525 | 0% | WND_HE-Heating-RTF-v2.1-1 | WND_HE-Heating-RTF-v2.1-1 | Building Energy Simulation Tool | 45 | 22.037 | 0 | 0 | 0 | 1.2422 | 0 | 0 | 0 | 28.36% | 25% | 47.83% | 63.78% | NEM | All | FALSE | FALSE | 0 | 1159
Commercial_OR - College_Existing_Space Heating_Natural Gas_Windows - Secondary Glazing Systems_A | OR | Commercial | OR - College | Existing | Space Heating | Natural Gas | Windows - Secondary Glazing Systems | A | Windows rated to U-Factor 0.4 and SHGC 0.2. | OCM325 | Discretionary | Windows rated to U-Factor 0.62 and SHGC 0.27. | Windows rated to U-Factor 0.4 and SHGC 0.2. | Retro1Slow_OR | 0 | Space Heating | sqft window | 1 | 0.09525 | 0% | RTF - ComSecondaryGlazingSystems_v1_1 | RTF - ComSecondaryGlazingSystems_v1_1 | RTF - ComSecondaryGlazingSystems_v1_1 | 30 | 37.6923 | 0 | 0.75381 | 0 | 1.1464 | 2.0253 | 0 | 0 | 28.36% | 25% | 47.83% | 63.78% | NEM | All | FALSE | FALSE | 5643.5773 | 486
Commercial_OR - College_Existing_Space Heating_Natural Gas_HVAC - Energy Recovery Ventilator_A | OR | Commercial | OR - College | Existing | Space Heating | Natural Gas | HVAC - Energy Recovery Ventilator | A | ERV | OCM326 | Discretionary | No ERV | ERV | RetroEven20_OR | 0 | Space Heating | sqft | 1 | 1 | 0% | HRV-Cooling/Heating-E3T-1 | HRV-Cooling/Heating-E3T-1 | HRV-Cooling/Heating-E3T-1 | 20 | 1.0873 | 0 | 0 | 0 | 1.0873 | 0.14321 | 0 | 0 | 28.36% | 25% | 5% | 20% | NEM | All | FALSE | FALSE | 2609.7531 | 369
Commercial_OR - College_Existing_Space Heating_Natural Gas_Building Shell - Air Sealing (Infiltration Control)_A | OR | Commercial | OR - College | Existing | Space Heating | Natural Gas | Building Shell - Air Sealing (Infiltration Control) | A | Air sealing to reduce air infiltration. | OCM327 | Discretionary | Building with air infiltration. | Air sealing to reduce air infiltration. | Retro1Slow_OR | 0 | Space Heating | foot door | 1 | 0.0014 | 0% | IL TRM - CI-MSC-WTST-V01-200101 | IL TRM - CI-MSC-WTST-V01-200101 | IL TRM - CI-MSC-WTST-V01-200101 | 10 | 8 | 0 | 2.2951 | 0 | 1 | 6.1663 | 0 | 0 | 28.36% | 25% | 45% | 66.67% | NEM | All | FALSE | FALSE | 692.2447 | 219
Commercial_OR - College_Existing_Space Heating_Natural Gas_Ventilation - Demand Controlled_A | OR | Commercial | OR - College | Existing | Space Heating | Natural Gas | Ventilation - Demand Controlled | A | Outdoor air controlled based on occupancy to meet ASHRAE 62.1 | OCM328 | Discretionary | No occupancy based outdoor air controls. | Outdoor air controlled based on occupancy to meet ASHRAE 62.1 | Retro5Med_OR | 0 | Central Systems | sqft | 1 | 1 | 0% | IL TRM - CI-HVC-DCV-V05-190101 | VENT_DCV-Heating-7PLN-v5-8 | IL TRM - CI-HVC-DCV-V05-190101 | 10 | 0.24838 | 0 | 0.013118 | 0 | 1.1464 | 0.035244 | 0 | 0 | 28.36% | 25% | 55% | 75% | NEM | Central Systems | FALSE | FALSE | 3760.3206 | 411
Commercial_OR - College_Existing_Space Heating_Natural Gas_HVAC - Dedicated Outdoor Air System (DOAS)_A | OR | Commercial | OR - College | Existing | Space Heating | Natural Gas | HVAC - Dedicated Outdoor Air System (DOAS) | A | Outdoor air supplied by a DOAS. | OCM329 | Discretionary | No DOAS. | Outdoor air supplied by a DOAS. | RetroEven20_OR | 0 | Central Systems | sqft | 1 | 1 | 0% | 2021P_Com-VRF-DOAS-2021P_V2 | 2021P_Com-VRF-DOAS-2021P_V2 | 2021P_Com-VRF-DOAS-2021P_V2 | 20 | 9.8834 | 0 | 0 | 0 | 1.0743 | -0.030504 | 0 | 0 | 28.36% | 25% | 3.406% | 10.95% | NEM | Central Systems | FALSE | FALSE | -111372.1294 | 66
Commercial_OR - College_Existing_Space Heating_Natural Gas_Destratification Fans (HVLS)_A | OR | Commercial | OR - College | Existing | Space Heating | Natural Gas | Destratification Fans (HVLS) | A | High volume low speed destratification fans. | OCM330 | Discretionary | No destratification fans. | High volume low speed destratification fans. | RetroEven20_OR | 0 | Space Heating | Strat Fan | 1 | 8.6207e-05 | 0% | DL20_IHVLS-Ag-2021PLN-v2-8 | DL20_IHVLS-Ag-2021PLN-v2-8 | HVLS-Heating-AEG-v5.0-121 | 15 | 9799.2638 | 0 | 0 | 0 | 1.0743 | 718.9258 | 0 | 0 | 28.36% | 25% | 15% | 33.33% | NEM | All | FALSE | FALSE | 5391.6742 | 480
Commercial_OR - College_Existing_Space Heating_Natural Gas_Gas Boiler - Maintenance_A | OR | Commercial | OR - College | Existing | Space Heating | Natural Gas | Gas Boiler - Maintenance | A | General cleaning and maintenance | OCM331 | Discretionary | Degrade performance | General cleaning and maintenance | Retro12Med_OR | 0 | Boiler | kBtuh Heat | 1 | 0.0648 | 0% | GBLR_MNT-Heating-ILTRM-v4.0-43 | GBLR_MNT-Heating-ILTRM-v4.0-43 | GBLR_MNT-Heating-ILTRM-v4.0-1 | 3 | 0.95148 | 0 | 0 | 0 | 1.1464 | 0.14071 | 0 | 0 | 28.36% | 25% | 20% | 30% | NEM | Boiler | FALSE | FALSE | 18839.7419 | 1177
Commercial_OR - College_Existing_Space Heating_Natural Gas_Gas Furnace - Maintenance_A | OR | Commercial | OR - College | Existing | Space Heating | Natural Gas | Gas Furnace - Maintenance | A | General cleaning and maintenance | OCM332 | Discretionary | Degrade performance | General cleaning and maintenance | Retro12Med_OR | 0 | Furnace | kBtuh Heat | 1 | 0.0648 | 0% | IL TRM - CI-HVC-FTUN-V03-200101 | GBLR_MNT-Heating-ILTRM-v4.0-43 | IL TRM - CI-HVC-FTUN-V03-200101 | 3 | 0.95148 | 0 | 0 | 0 | 1.1464 | 0.063466 | 0 | 0 | 28.36% | 25% | 20% | 30% | NEM | Furnace | FALSE | FALSE | 41770.0636 | 1176
Commercial_OR - College_Existing_Space Heating_Natural Gas_Gas Boiler - Hot Water Reset_A | OR | Commercial | OR - College | Existing | Space Heating | Natural Gas | Gas Boiler - Hot Water Reset | A | Reset control installed | OCM333 | Discretionary | No control | Reset control installed | RetroEven20_OR | 0 | Boiler | BoilerCtrl | 1 | 0.000162 | 0% | GBLR_HWRST-Heating-ILTRM-v4.0-43 | GBLR_HWRST-Heating-ILTRM-v4.0-1 | GBLR_HWRST-Heating-ILTRM-v4.0-1 | 20 | 799.3848 | 0 | 0 | 0 | 1.3062 | 250.1546 | 0 | 0 | 28.36% | 25% | 35% | 55% | NEM | Boiler | FALSE | FALSE | 1098.4227 | 257
Commercial_OR - College_Existing_Space Heating_Natural Gas_Gas Boiler - Steam Trap Replacement_A | OR | Commercial | OR - College | Existing | Space Heating | Natural Gas | Gas Boiler - Steam Trap Replacement | A | Cleaning and maintenance | OCM334 | Discretionary | Degrade performance | Cleaning and maintenance | RetroEven20_OR | 0 | Boiler | perBLDg | 1 | 5e-05 | 0% | IL TRM v9, Section 4.4.16 | IL TRM v9, Section 4.4.16 | IL TRM - CI-HVC-STRE-V06-200101 | 6 | 89.8373 | 0 | 0 | 0 | 1.1667 | 74.7764 | 0 | 0 | 28.36% | 25% | 73% | 100% | NEM | Boiler | FALSE | FALSE | 1138.1911 | 270
Commercial_OR - College_Existing_Space Heating_Natural Gas_Gas Boiler - High Turndown Burner_A | OR | Commercial | OR - College | Existing | Space Heating | Natural Gas | Gas Boiler - High Turndown Burner | A | Turndown control installed | OCM335 | Discretionary | No control | Turndown control installed | Retro5Med_OR | 0 | Boiler | kbtuh heat | 1 | 0.0648 | 0% | GBLR_TRN-Heating-MNTRM-v2.1-1 | GBLR_TRN-Heating-MNTRM-v2.1-1 | GBLR_TRN-Heating-MNTRM-v2.1-1 | 15 | 2.7959 | 0 | 0 | 0 | 1.1051 | 0.23452 | 0 | 0 | 28.36% | 25% | 25% | 50% | NEM | Boiler | FALSE | FALSE | 4715.8633 | 439
Commercial_OR - College_Existing_Space Heating_Natural Gas_Gas Boiler - Burner Control Optimization_A | OR | Commercial | OR - College | Existing | Space Heating | Natural Gas | Gas Boiler - Burner Control Optimization | A | Optimized burner controls | OCM336 | Discretionary | Average performance | Optimized burner controls | Retro1Slow_OR | 0 | Boiler | kBtuh heat | 1 | 0.0648 | 0% | GBLR_O2TRM-Heating-ILTRM-v4.0-1 | GBLR_O2TRM-Heating-MEMD-2018-1 | GBLR_O2TRM-Heating-ILTRM-v4.0-1 | 18 | 0.93934 | 0 | 0 | 0 | 1.1051 | 0.068011 | 0 | 0 | 28.36% | 25% | 5% | 85% | NEM | Boiler | FALSE | FALSE | 4968.6508 | 456
Commercial_OR - College_Existing_Space Heating_Natural Gas_Gas Boiler - Stack Economizer_A | OR | Commercial | OR - College | Existing | Space Heating | Natural Gas | Gas Boiler - Stack Economizer | A | Economizer installed | OCM337 | Discretionary | None | Economizer installed | Retro5Med_OR | 0 | Boiler | kBtuh Heat | 1 | 0.0648 | 0% | IL TRM - CI-HVC-BECO-V01-150601 | IL TRM - CI-HVC-BECO-V01-150601 | IL TRM - CI-HVC-BECO-V01-150601 | 15 | 10.3483 | 0 | 0 | 0 | 1.0348 | 0.22514 | 0 | 0 | 28.36% | 25% | 15% | 55% | NEM | Boiler | FALSE | FALSE | 18181.5856 | 1175
Commercial_OR - College_Existing_Space Heating_Natural Gas_Gas Boiler - Thermostatic Radiator Valves_A | OR | Commercial | OR - College | Existing | Space Heating | Natural Gas | Gas Boiler - Thermostatic Radiator Valves | A | TBD | OCM338 | Discretionary | TBD | TBD | RetroEven20_OR | 0 | Boiler | radiator | 1 | 0.0048244 | 0% | IL TRM - 5.3.19 - RS-HVC-TRVS-V01-210101 | AEG Cost Characterization, 2021 | IL TRM - 5.3.19 - RS-HVC-TRVS-V01-210101 | 15 | 61.19 | 0 | 0 | 0 | 1 | 15.75 | 0 | 0 | 28.36% | 25% | 25% | 50% | NEM | Boiler | FALSE | FALSE | 1536.7888 | 314
Commercial_OR - College_Existing_Space Heating_Natural Gas_HVAC - Shut Off Damper_A | OR | Commercial | OR - College | Existing | Space Heating | Natural Gas | HVAC - Shut Off Damper | A | Damper installed | OCM339 | Discretionary | No damper | Damper installed | Retro5Med_OR | 0 | Central Systems | BoilerCtrl | 1 | 0.000162 | 0% | HVAC_DMPROFF-Heating-ILTRM-v4.0-1 | HVAC_DMPROFF-Heating-ILTRM-v4.0-1 | HVAC_DMPROFF-Heating-ILTRM-v4.0-1 | 15 | 1657.6673 | 112.8045 | 0 | 0 | 1.1051 | 29.468 | 0 | 0 | 28.36% | 25% | 0% | 75% | NEM | Central Systems | FALSE | FALSE | 22251.6077 | 1180
Commercial_OR - College_Existing_Space Heating_Natural Gas_Gas Furnace - Tube Inserts_A | OR | Commercial | OR - College | Existing | Space Heating | Natural Gas | Gas Furnace - Tube Inserts | A | Tube inserts installed | OCM340 | Discretionary | None | Tube inserts installed | Retro1Slow_OR | 0 | Furnace | sqft | 1 | 1 | 0% | n/a | n/a | n/a | 5 | 1 | 0 | 0 | 0 | 1 | 0 | 0 | 0 | 28.36% | 25% | 73% | 100% | NEM | Furnace | FALSE | FALSE | 0 | 1179
Commercial_OR - College_Existing_Space Heating_Natural Gas_Gas Boiler - Insulate Steam Lines/Condensate Tank_A | OR | Commercial | OR - College | Existing | Space Heating | Natural Gas | Gas Boiler - Insulate Steam Lines/Condensate Tank | A | Lines and condenstate tank insulated | OCM341 | Discretionary | No insulation | Lines and condenstate tank insulated | RetroEven20_OR | 0 | Boiler | boiler pipe | 1 | 0.028284 | 0% | GBLR_PINS-Heating-ILTRM-v4.0-1 | GBLR_PINS_STM-Heating-PGE-R7-1 | GBLR_PINS_STM-Heating-PGE-R7-1 | 15 | 13.9626 | 0 | 0 | 0 | 1.1464 | 4.0223 | 0 | 0 | 28.36% | 25% | 30% | 40% | NEM | Boiler | FALSE | FALSE | 1373.1048 | 297
Commercial_OR - College_Existing_Space Heating_Natural Gas_Gas Boiler - Insulate Hot Water Lines_A | OR | Commercial | OR - College | Existing | Space Heating | Natural Gas | Gas Boiler - Insulate Hot Water Lines | A | Insulated water lines | OCM342 | Discretionary | No insulation | Insulated water lines | RetroEven20_OR | 0 | Boiler | boiler pipe | 1 | 0.028284 | 0% | GBLR_PINS_HW-Heating-PGE-R7-1 | GBLR_PINS_HW-Heating-PGE-R7-1 | GBLR_PINS_HW-Heating-PGE-R7-1 | 11 | 26.0797 | 0 | 0 | 0 | 1.1464 | 2.6927 | 0 | 0 | 28.36% | 25% | 30% | 40% | NEM | Boiler | FALSE | FALSE | 4759.0974 | 444
Commercial_OR - College_Existing_Space Heating_Natural Gas_Condensing RTU_A | OR | Commercial | OR - College | Existing | Space Heating | Natural Gas | Condensing RTU | A | TBD | OCM343 | Discretionary | TBD | TBD | RetroEven20_OR | 0 | Furnace | sqft cond | 1 | 1 | 0% | NEEA Condensing Rooftop Unit Field Study - October 28, 2019 | NEEA Condensing Rooftop Unit Field Study - October 28, 2019 | NEEA Condensing Rooftop Unit Field Study - October 28, 2019 | 5 | 20.3371 | 0 | 0 | 0 | 1.0348 | 0.026597 | 0 | 0 | 28.36% | 25% | 5% | 20% | NEM | Furnace | FALSE | FALSE | 935305.0807 | 1178
Commercial_OR - College_Existing_Space Heating_Natural Gas_Hydronic Heating Radiator Replacement_A | OR | Commercial | OR - College | Existing | Space Heating | Natural Gas | Hydronic Heating Radiator Replacement | A | TBD | OCM344 | Discretionary | TBD | TBD | RetroEven20_OR | 0 | Boiler | radiator | 1 | 0.0048244 | 0% | IL TRM - 4.4.52 - CI-HVC-HHRR-V01-210101 | IL TRM - 4.4.52 - CI-HVC-HHRR-V01-210101 | IL TRM - 4.4.52 - CI-HVC-HHRR-V01-210101 | 25 | 624.7488 | 0 | 0 | 0 | 1.0183 | 34 | 0 | 0 | 28.36% | 25% | 30% | 40% | NEM | Boiler | FALSE | FALSE | 5844.9436 | 495
Commercial_OR - College_Existing_Space Heating_Natural Gas_Thermostat - Connected_A | OR | Commercial | OR - College | Existing | Space Heating | Natural Gas | Thermostat - Connected | A | Thermostat connected to building management control system. | OCM345 | Discretionary | Standard thermostat. | Thermostat connected to building management control system. | Retro5Med_OR | 0 | Space Heating | Stat Unit | 1 | 0.001 | 0% | DL20_CSTAT_SMRT-Cool-RTF-v1.1-5 | IL TRM - CI-HVC-THST-V01-200101 | DL20_CSTAT_SMRT-Heat-RTF-v1.1-1 | 5 | 222.9079 | 0 | 11.846 | 0 | 1.1247 | 31.827 | 0 | 0 | 28.36% | 25% | 30% | 53.33% | NEM | All | FALSE | FALSE | 8567.0592 | 527
Commercial_OR - College_Existing_Water Heating_Natural Gas_Water Heater - Thermostatic Shower Restriction Valve_A | OR | Commercial | OR - College | Existing | Water Heating | Natural Gas | Water Heater - Thermostatic Shower Restriction Valve | A | Thermostatic shower restriction valve. | OCM346 | Discretionary | No thermostatic control on shower. | Thermostatic shower restriction valve. | Retro5Med_OR | 0 | Water Heater | showerhead | 1 | 0.0001 | 0% | ThermostaticShowerRestrictionValve_v4_2 | ThermostaticShowerRestrictionValve_v4_2 | ThermostaticShowerRestrictionValve_v4_2 | 10 | 24.4642 | 0 | 6.8441 | 0 | 1.1464 | 3.9438 | 0 | 0 | 28.36% | 25% | 86.67% | 86.67% | NEM | Water Heater | FALSE | FALSE | 3309.877 | 405
Commercial_OR - College_Existing_Water Heating_Natural Gas_Water Heater - Pre-Rinse Spray Valve_A | OR | Commercial | OR - College | Existing | Water Heating | Natural Gas | Water Heater - Pre-Rinse Spray Valve | A | Low flow pre-rinse spray valve. | OCM347 | Discretionary | Standard pre-rinse spray valve. | Low flow pre-rinse spray valve. | Retro5Med_OR | 0 | Water Heater | KitchenFaucet | 1 | 5e-05 | 0% | Avista TRM | Avista TRM | Avista TRM | 4 | 112.1961 | 0 | 0 | 0 | 1.0348 | 16.81 | 0 | 0 | 28.36% | 25% | 25% | 53.33% | NEM | Water Heater | FALSE | FALSE | 11500.8864 | 1174
Commercial_OR - College_Existing_Water Heating_Natural Gas_Water Heater - Temperature Setback_A | OR | Commercial | OR - College | Existing | Water Heating | Natural Gas | Water Heater - Temperature Setback | A | Water heater temperature setback. | OCM348 | Discretionary | No water heater temperature setback. | Water heater temperature setback. | Retro5Med_OR | 0 | Water Heater | WHunits | 1 | 6.4604e-05 | 0% | IL TRM - RS-HWE-TMPS-V08-210101 | IL TRM - RS-HWE-TMPS-V08-210101 | IL TRM - RS-HWE-TMPS-V08-210101 | 2 | 5 | 0 | 0 | 0 | 1 | 103.9223 | 0 | 0 | 28.36% | 25% | 15% | 100% | NEM | Water Heater | FALSE | FALSE | 277.8046 | 174
Commercial_OR - College_Existing_Water Heating_Natural Gas_Water Heater - Faucet Aerators_A | OR | Commercial | OR - College | Existing | Water Heating | Natural Gas | Water Heater - Faucet Aerators | A | 0 | OCM349 | Discretionary | 0 | 0 | Retro5Med_OR | 0 | Water Heater | faucet | 1 | 0.0002 | 0% | DHW_AER-Water Heating-XCELCO-2017-18-6 | DHW_AER-Water Heating-XCELCO-2017-18-6 | DHW_AER-Water Heating-ILTRM-v5.0-23 | 10 | 7.4417 | 0 | 14.8834 | 0 | 1.0631 | 13.3737 | 0 | 0 | 28.36% | 25% | 86.67% | 86.67% | NEM | Water Heater | FALSE | FALSE | 296.901 | 181
Commercial_OR - College_Existing_Water Heating_Natural Gas_Water Heater - Low-Flow Showerheads_A | OR | Commercial | OR - College | Existing | Water Heating | Natural Gas | Water Heater - Low-Flow Showerheads | A | 0 | OCM350 | Discretionary | 0 | 0 | Retro5Med_OR | 0 | Water Heater | Showerhead | 1 | 0.0001 | 0% | Com-Showerheads-2021P_V2 | Com-Showerheads-2021P_V2 | Com-Showerheads-2021P_V2 | 10 | 19.7518 | 0 | 39.6745 | 0 | 1.1464 | 11.916 | 0 | 0 | 28.36% | 25% | 86.67% | 86.67% | NEM | Water Heater | FALSE | FALSE | 884.4459 | 234
Commercial_OR - College_Existing_Water Heating_Natural Gas_Water Heater - Tank Blanket/Insulation_A | OR | Commercial | OR - College | Existing | Water Heating | Natural Gas | Water Heater - Tank Blanket/Insulation | A | 0 | OCM351 | Discretionary | 0 | 0 | Retro5Med_OR | 0 | Water Heater | WHUnits | 1 | 6.4604e-05 | 0% | IL TRM - 4.3.12 Tank Insulation - CI-HWE-TKIN-V01-210101 / PA TRM - 2.3.4 - State of Pennsylvania TRM, Volume 2: Residential Measures, 2021 Final Order. August 8, 2019. | IL TRM - 4.3.12 Tank Insulation - CI-HWE-TKIN-V01-210101 / PA TRM - 2.3.4 - State of Pennsylvania TRM, Volume 2: Residential Measures, 2021 Final Order. August 8, 2019. | IL TRM - 4.3.12 Tank Insulation - CI-HWE-TKIN-V01-210101 / PA TRM - 2.3.4 - State of Pennsylvania TRM, Volume 2: Residential Measures, 2021 Final Order. August 8, 2019. | 15 | 1.4664 | 0 | 0 | 0 | 1.0183 | 200.7769 | 0 | 0 | 28.36% | 25% | 75% | 100% | NEM | Water Heater | FALSE | FALSE | 2.889 | 122
Commercial_OR - College_Existing_Water Heating_Natural Gas_Water Heater - Drainwater Heat Recovery_A | OR | Commercial | OR - College | Existing | Water Heating | Natural Gas | Water Heater - Drainwater Heat Recovery | A | 0 | OCM352 | Discretionary | 0 | 0 | Retro5Med_OR | 0 | Water Heater | faucet | 1 | 0.0002 | 0% | DHW_DWHR-Water Heating-OPATRM-v1-1 | DHW_DWHR-Water Heating-OPATRM-v1-1 | DHW_DWHR-Water Heating-MNTRM-v1.0-7 | 40 | 948.5609 | 0 | 0 | 0 | 1.1857 | 27.6423 | 0 | 0 | 28.36% | 25% | 86.67% | 86.67% | NEM | Water Heater | FALSE | FALSE | 9852.459 | 542
Commercial_OR - College_Existing_Water Heating_Natural Gas_Water Heater - Circulation Pump Controls_A | OR | Commercial | OR - College | Existing | Water Heating | Natural Gas | Water Heater - Circulation Pump Controls | A | Controlled circulation pump. | OCM353 | Discretionary | Circulation pump with no controls. | Controlled circulation pump. | Retro5Med_OR | 0 | Water Heater | perbldg | 1 | 5e-05 | 0% | RTF - ComResCirculatorPumps_2_3 - AEG Edited | RTF - ComResCirculatorPumps_2_3 - AEG Edited | RTF - ComResCirculatorPumps_2_3 - AEG Edited | 11.5 | 913.5582 | 0 | 0 | 0 | 1.1464 | 1451.3983 | 0 | 0 | 28.36% | 25% | 15% | 26.67% | NEM | Water Heater | FALSE | FALSE | 298.4161 | 186
Commercial_OR - College_Existing_Water Heating_Natural Gas_Water Heater - Pipe Insulation_A | OR | Commercial | OR - College | Existing | Water Heating | Natural Gas | Water Heater - Pipe Insulation | A | Water heater pipe insulation. | OCM354 | Discretionary | No insulation. | Water heater pipe insulation. | Retro5Med_OR | 0 | Water Heater | PipeFeet | 1 | 0.00025 | 0% | IL TRM v10 - 4.4.14 Pipe Insulation - CI-HVC-PINS-V07-220101 | IL TRM v10 - 4.4.14 Pipe Insulation - CI-HVC-PINS-V07-220101 | IL TRM v10 - 4.4.14 Pipe Insulation - CI-HVC-PINS-V07-220101 | 15 | 19.3862 | 0 | 0 | 0 | 1.1857 | 5.02 | 0 | 0 | 28.36% | 25% | 15.8% | 100% | NEM | Water Heater | FALSE | FALSE | 1527.5787 | 311
Commercial_OR - College_Existing_Water Heating_Natural Gas_Water Heater - Motion Control Faucet_A | OR | Commercial | OR - College | Existing | Water Heating | Natural Gas | Water Heater - Motion Control Faucet | A | 0.35 gpm w/ motion sensor | OCM355 | Discretionary | 1.39 gpm w/o motion sensor | 0.35 gpm w/ motion sensor | Retro5Med_OR | 0 | Water Heater | sqft | 1 | 1 | 0% | n/a | n/a | n/a | 5 | 1.0743 | 0 | 0 | 0 | 1.0743 | 0 | 0 | 0 | 28.36% | 25% | 30% | 75% | NEM | Water Heater | FALSE | FALSE | 0 | 1169
Commercial_OR - College_Existing_Water Heating_Natural Gas_Water Heater - Solar System_A | OR | Commercial | OR - College | Existing | Water Heating | Natural Gas | Water Heater - Solar System | A | Solar water heater with electric backup unit | OCM356 | Discretionary | 0 | Solar water heater with electric backup unit | Retro5Med_OR | 0 | Water Heater | DHW kbtuh | 1 | 0.0033594 | 0% | DHW_WH-Water Heating-AEO17-8 | DHW_WH-Water Heating-AEO17-8 | DHW_WH-Water Heating-DOE-PTool2014-1 | 20 | 278.7625 | 0 | 0 | 0 | 1.1247 | 40.1544 | 0 | 0 | 28.36% | 25% | 1% | 40% | NEM | Water Heater | 8 | FALSE | 2386.2887 | 344
Commercial_OR - College_Existing_Water Heating_Natural Gas_Commercial Laundry - Ozone Treatment_A | OR | Commercial | OR - College | Existing | Water Heating | Natural Gas | Commercial Laundry - Ozone Treatment | A | Ozone laundry treatment system. | OCM357 | Discretionary | Standard commercial washer. | Ozone laundry treatment system. | Retro5Med_OR | 0 | Water Heater | perBldg | 1 | 5e-05 | 0% | CW_OZON-Water Heating-ILTRM-v4.0-4 | CW_OZON-Water Heating-ILTRM-v4.0-4 | CW_OZON-Water Heating-ILTRM-v4.0-4 | 10 | 10064.6736 | 222.0834 | 0 | 0 | 1.1051 | 365.3575 | 0 | 0 | 28.36% | 25% | 0% | 6.667% | NEM | Water Heater | FALSE | FALSE | 14698.5445 | 1168
Commercial_OR - College_Existing_Water Heating_Natural Gas_Commercial Laundry - ENERGY STAR Washer_A | OR | Commercial | OR - College | Existing | Water Heating | Natural Gas | Commercial Laundry - ENERGY STAR Washer | A | ENERGY STAR rated washer. | OCM358 | Discretionary | Standard efficiency washer. | ENERGY STAR rated washer. | Retro5Med_OR | 0 | Water Heater | ClothesWashers | 1 | 1.5587e-05 | 0% | CW-Miscellaneous-RTF-v5.1-21 | CW-Miscellaneous-RTF-v5.1-21 | CW-Miscellaneous-RTF-PreQCv5.0-8 | 7 | 458.1094 | 0 | 200.1723 | 0 | 1.1464 | 35.5089 | 0 | 0 | 28.36% | 25% | 0% | 6.667% | NEM | Water Heater | FALSE | FALSE | 10043.494 | 1173
Commercial_OR - College_Existing_Water Heating_Natural Gas_Water Heater - Efficient Dishwasher_A | OR | Commercial | OR - College | Existing | Water Heating | Natural Gas | Water Heater - Efficient Dishwasher | A | ENERGY STAR | OCM359 | Discretionary | 0 | ENERGY STAR | Retro5Med_OR | 0 | Water Heater | perBldg | 1 | 5e-05 | 0% | Avista TRM | Avista TRM | Avista TRM | 12 | 2377.0012 | 0 | 1319.9187 | 0 | 1.0348 | 102.8166 | 0 | 0 | 28.36% | 25% | 0% | 75% | NEM | Water Heater | FALSE | FALSE | 10607.6481 | 1172
Commercial_OR - College_Existing_Water Heating_Natural Gas_Commercial Laundry - Alternative Dry-Cleaning Methods_A | OR | Commercial | OR - College | Existing | Water Heating | Natural Gas | Commercial Laundry - Alternative Dry-Cleaning Methods | A | High efficiency alternative dry-cleaning methods. | OCM360 | Discretionary | Standard efficiency dryer. | High efficiency alternative dry-cleaning methods. | Retro5Med_OR | 0 | Water Heater | perBldg | 1 | 5e-05 | 0% | CW_ALTDRYCLN-Miscellaneous-SCE-ET05.01-6 | CW_ALTDRYCLN-Miscellaneous-SCE-ET05.01-6 | CW_ALTDRYCLN-Miscellaneous-SCE-ET05.01-6 | 15 | 66246.8389 | 0 | 0 | 0 | 1.2089 | 0 | 0 | 0 | 28.36% | 25% | 0% | 6.667% | NEM | Water Heater | FALSE | FALSE | 0 | 1171
Commercial_OR - College_Existing_Space Heating_Natural Gas_Advanced Kitchen Ventilation Controls_A | OR | Commercial | OR - College | Existing | Space Heating | Natural Gas | Advanced Kitchen Ventilation Controls | A | Variable exhaust hood flow based on temperature or grease sensor. | OCM361 | Discretionary | No controls on exhaust hoods. | Variable exhaust hood flow based on temperature or grease sensor. | RetroEven20_OR | 0 | Space Heating | sqft | 1 | 1 | 0% | IL TRM - CI-FSE-VENT-V03-160601 | COOK_EXHD-Ventilation-XCELCO-2017-18-2 | COOK_EXHD-Ventilation-XCELCO-2017-18-2 | 15 | 0.11676 | 0 | 0.014215 | 0 | 1.1051 | 0.03819 | 0 | 0 | 28.36% | 25% | 10% | 20% | NEM | All | FALSE | FALSE | 1209.3362 | 282
Commercial_OR - College_Existing_Space Heating_Natural Gas_Infiltration Control - Loading Dock Sealing_A | OR | Commercial | OR - College | Existing | Space Heating | Natural Gas | Infiltration Control - Loading Dock Sealing | A | 0 | OCM362 | Discretionary | 0 | 0 | RetroEven20_OR | 0 | Space Heating | perBldg | 1 | 5e-05 | 0% | MEMD - Truck Loading Dock Seals - 8.10.01.FES-E10.v01 | MEMD - Truck Loading Dock Seals - 8.10.01.FES-E10.v01 | MEMD - Truck Loading Dock Seals - 8.10.01.FES-E10.v01 | 10 | 3106.5198 | 0 | 0 | 0 | 1.0873 | 201 | 0 | 0 | 28.36% | 25% | 0% | 0% | NEM | All | FALSE | FALSE | 8246.5198 | 516
Commercial_OR - College_Existing_Space Heating_Natural Gas_Greenhouse Heat Curtain_A | OR | Commercial | OR - College | Existing | Space Heating | Natural Gas | Greenhouse Heat Curtain | A | 0 | OCM363 | Discretionary | No heat curtain. | 0 | RetroEven20_OR | 0 | Space Heating | perBldg | 1 | 5e-05 | 0% | CA eTRM https://www.caetrm.com/measure/SWBE001/01/ | CA eTRM https://www.caetrm.com/measure/SWBE001/01/ | CA eTRM https://www.caetrm.com/measure/SWBE001/01/ | 5 | 408.7573 | 0 | 0 | 0 | 1.0348 | 175.5 | 0 | 0 | 28.36% | 25% | 0% | 0% | NEM | All | FALSE | FALSE | 2848.9872 | 385
Commercial_OR - College_Existing_Space Heating_Natural Gas_Ventilation - Parking Garages, Demand Controlled_A | OR | Commercial | OR - College | Existing | Space Heating | Natural Gas | Ventilation - Parking Garages, Demand Controlled | A | 0 | OCM364 | Discretionary | 0 | 0 | RetroEven20_OR | 0 | Central Systems | garage | 1 | 1e-05 | 0% | FOE - Parking Garage Ventilation Controls - W0047 | FOE - Parking Garage Ventilation Controls - W0047 | FOE - Parking Garage Ventilation Controls - W0047 | 5 | 843.0596 | 0 | 0 | 0 | 1.0183 | 0 | 0 | 0 | 28.36% | 25% | 0% | 0% | NEM | Central Systems | FALSE | FALSE | 0 | 1101
Commercial_OR - College_Existing_Miscellaneous_Natural Gas_Pool Heater - Night Covers_A | OR | Commercial | OR - College | Existing | Miscellaneous | Natural Gas | Pool Heater - Night Covers | A | Night covers on pool. | OCM365 | Discretionary | Uncovered. | Night covers on pool. | Retro12Med_OR | 0 | Pool Heater | sqft pool | 1 | 0.09375 | 0% | PL_COV-Water Heating-SCG-R0-62 | PL_COV-Water Heating-SCG-R0-62 | PL_COV-Water Heating-SCG-R0-1 | 5 | 1.3642 | 0 | 0 | 0 | 1.1464 | 0.0011799 | 0 | 0 | 28.36% | 25% | 15% | 100% | NEM | Pool Heater | FALSE | FALSE | 1414187.8759 | 1031
Commercial_OR - College_Existing_Space Heating_Natural Gas_Advanced New Construction Designs_A | OR | Commercial | OR - College | Existing | Space Heating | Natural Gas | Advanced New Construction Designs | A | New construction designs exceeding ASHRAE 90.1 requirements. | OCM366 | Discretionary | Standard new construction design. | New construction designs exceeding ASHRAE 90.1 requirements. | LO1Slow_OR | 0 | Space Heating | sqft | 1 | 1 | 0% | COM_CX-HVAC-AEG-1 | COM_CX-All-AEG-5 | COM_CX-All-AEG-5 | 3 | 1.4023 | 0 | 0 | 0 | 1.2089 | 0 | 0 | 0 | 28.36% | 25% | 0% | 0% | NEM | All | 26 | FALSE | 0 | 1030
Commercial_OR - College_Existing_Water Heating_Natural Gas_Advanced New Construction Designs_A | OR | Commercial | OR - College | Existing | Water Heating | Natural Gas | Advanced New Construction Designs | A | New construction designs exceeding ASHRAE 90.1 requirements. | OCM367 | Discretionary | Standard new construction design. | New construction designs exceeding ASHRAE 90.1 requirements. | LO1Slow_OR | 0 | Water Heating | sqft | 1 | 1 | 0% | COM_CX-HVAC-AEG-1 | COM_CX-All-AEG-5 | COM_CX-All-AEG-5 | 3 | 1.4023 | 0 | 0 | 0 | 1.2089 | 0 | 0 | 0 | 28.36% | 25% | 0% | 0% | NEM | All | FALSE | FALSE | 0 | 1029
Commercial_OR - College_Existing_Space Heating_Natural Gas_Strategic Energy Management_A | OR | Commercial | OR - College | Existing | Space Heating | Natural Gas | Strategic Energy Management | A | Implementation of strategic energy management. | OCM368 | Discretionary | No strategic energy management. | Implementation of strategic energy management. | RetroEven20_OR | 0 | Space Heating | sqft | 1 | 1 | 0% | DL20_COM_SEM-Misc-2021PLN-V4-1 | BEHAV_SEM-All-CPUC-2018_PG-2 | DL20_COM_SEM-Misc-2021PLN-V4-15 | 3 | 0.090237 | 0 | 0.018482 | 0 | 1.0743 | 0.023327 | 0 | 0 | 28.36% | 25% | 63% | 100% | NEM | All | FALSE | FALSE | 14731.9146 | 1034
Commercial_OR - College_Existing_Water Heating_Natural Gas_Strategic Energy Management_A | OR | Commercial | OR - College | Existing | Water Heating | Natural Gas | Strategic Energy Management | A | Implementation of strategic energy management. | OCM369 | Discretionary | No strategic energy management. | Implementation of strategic energy management. | RetroEven20_OR | 0 | Water Heating | sqft | 1 | 1 | 0% | DL20_COM_SEM-Misc-2021PLN-V4-1 | BEHAV_SEM-All-CPUC-2018_PG-2 | DL20_COM_SEM-Misc-2021PLN-V4-15 | 3 | 0.090237 | 0 | 0.018482 | 0 | 1.0743 | 0.010806 | 0 | 0 | 28.36% | 25% | 63% | 100% | NEM | All | FALSE | FALSE | 14731.9146 | 1033
Commercial_OR - College_Existing_Space Heating_Natural Gas_Retrocommissioning_A | OR | Commercial | OR - College | Existing | Space Heating | Natural Gas | Retrocommissioning | A | Periodic recommissioning of building systems. | OCM370 | Discretionary | No retro commissioning. | Periodic recommissioning of building systems. | RetroEven20_OR | 0 | Space Heating | sqft | 1 | 1 | 0% | COM_RCX-HVAC-AEG-1 | COM_RCX-Heating-7PLN-v5-8 | COM_RCX-HVAC-AEG-1 | 3 | 0.14844 | 0 | 0.022694 | 0 | 1.3062 | 0.028643 | 0 | 0 | 28.36% | 25% | 11% | 69.33% | NEM | All | FALSE | FALSE | 19735.7939 | 1032
Commercial_OR - College_Existing_Water Heating_Natural Gas_Retrocommissioning_A | OR | Commercial | OR - College | Existing | Water Heating | Natural Gas | Retrocommissioning | A | Periodic recommissioning of building systems. | OCM371 | Discretionary | No retro commissioning. | Periodic recommissioning of building systems. | RetroEven20_OR | 0 | Water Heating | sqft | 1 | 1 | 0% | COM_RCX-HVAC-AEG-1 | COM_RCX-Heating-7PLN-v5-8 | COM_RCX-HVAC-AEG-1 | 3 | 0.14844 | 0 | 0.022694 | 0 | 1.3062 | 0.013268 | 0 | 0 | 28.36% | 25% | 11% | 69.33% | NEM | All | FALSE | FALSE | 19735.7939 | 1028
Commercial_OR - College_New_Space Heating_Natural Gas_Insulation - Ceiling_A | OR | Commercial | OR - College | New | Space Heating | Natural Gas | Insulation - Ceiling | A | R-38 | OCM372 | Discretionary | R-13 | R-38 | Retro1Slow_OR | 0 | Space Heating | sqft roof | 1 | 1 | 0% | Avista TRM | Avista TRM | Avista TRM | 22 | 0.78647 | 0 | 0 | 0 | 1.0348 | 0 | 0 | 0 | 24.32% | 25% | 0% | 0% | NEM | All | FALSE | FALSE | 0 | 1024
Commercial_OR - College_New_Space Heating_Natural Gas_Insulation - Ducting_A | OR | Commercial | OR - College | New | Space Heating | Natural Gas | Insulation - Ducting | A | R-8 | OCM373 | Discretionary | R-4 | R-8 | Retro1Slow_OR | 0 | Central Systems | sqft duct | 1 | 0.25 | 0% | INS_DCT-All-DEER-1 | INS_DCT-All-DEER-1 | Building Energy Simulation Tool | 20 | 0.95651 | 0 | 0 | 0 | 1.2422 | 0 | 0 | 0 | 24.32% | 25% | 0% | 0% | NEM | Central Systems | FALSE | FALSE | 0 | 1023
Commercial_OR - College_New_Space Heating_Natural Gas_Insulation - Wall Cavity_A | OR | Commercial | OR - College | New | Space Heating | Natural Gas | Insulation - Wall Cavity | A | R-23 | OCM374 | Discretionary | R-9 | R-23 | Retro1Slow_OR | 0 | Space Heating | sqft wall | 1 | 0.381 | 0% | Avista TRM | Avista TRM | Avista TRM | 22 | 0.67264 | 0 | 0 | 0 | 1.0348 | 0 | 0 | 0 | 24.32% | 25% | 0% | 0% | NEM | All | FALSE | FALSE | 0 | 1022
Commercial_OR - College_New_Space Heating_Natural Gas_Green Roof - Vegetated Rooftop_A | OR | Commercial | OR - College | New | Space Heating | Natural Gas | Green Roof - Vegetated Rooftop | A | Green roof | OCM375 | Discretionary | No vegetation on roof | Green roof | Retro1Slow_OR | 0 | Space Heating | sqft roof | 1 | 1 | 0% | Measure Cost Research v1.1 - Sep 2020.xlsx | Measure Cost Research v1.1 - Sep 2020.xlsx | Measure Cost Research v1.1 - Sep 2020.xlsx | 25 | 15.275 | 1.1456 | 0 | 0 | 1.0183 | 0 | 0 | 0 | 28.36% | 25% | 15% | 46.67% | NEM | All | FALSE | FALSE | 0 | 1027
Commercial_OR - College_New_Space Heating_Natural Gas_Ducting - Repair and Sealing_A | OR | Commercial | OR - College | New | Space Heating | Natural Gas | Ducting - Repair and Sealing | A | Sealed | OCM376 | Discretionary | 20% Leakage | Sealed | Retro1Slow_OR | 0 | Central Systems | sqft duct | 1 | 0.25 | 0% | DCT_RPR-All-DEER-1 | DCT_RPR-Cooling-RTF-1 | Building Energy Simulation Tool | 18 | 0.65309 | 0 | 0 | 0 | 1.3062 | 0 | 0 | 0 | 19.52% | 25% | 15% | 46.67% | NEM | Central Systems | FALSE | FALSE | 0 | 1026
Commercial_OR - College_New_Space Heating_Natural Gas_Windows - High Efficiency Glazing_A | OR | Commercial | OR - College | New | Space Heating | Natural Gas | Windows - High Efficiency Glazing | A | High Efficiency Glaze | OCM377 | Discretionary | Single Glaze | High Efficiency Glaze | Retro1Slow_OR | 0 | Space Heating | sqft window | 1 | 0.09525 | 0% | WND_HE-Heating-RTF-v2.1-1 | WND_HE-Heating-RTF-v2.1-1 | Building Energy Simulation Tool | 45 | 22.037 | 0 | 0 | 0 | 1.2422 | 0 | 0 | 0 | 28.36% | 25% | 66.35% | 88.47% | NEM | All | FALSE | FALSE | 0 | 1025
Commercial_OR - College_New_Space Heating_Natural Gas_Windows - Secondary Glazing Systems_A | OR | Commercial | OR - College | New | Space Heating | Natural Gas | Windows - Secondary Glazing Systems | A | Windows rated to U-Factor 0.4 and SHGC 0.2. | OCM378 | Discretionary | Windows rated to U-Factor 0.62 and SHGC 0.27. | Windows rated to U-Factor 0.4 and SHGC 0.2. | Retro1Slow_OR | 0 | Space Heating | sqft window | 1 | 0.09525 | 0% | RTF - ComSecondaryGlazingSystems_v1_1 | RTF - ComSecondaryGlazingSystems_v1_1 | RTF - ComSecondaryGlazingSystems_v1_1 | 30 | 37.6923 | 0 | 0 | 0 | 1.1464 | 0 | 0 | 0 | 28.36% | 25% | 66.35% | 88.47% | NEM | All | FALSE | FALSE | 0 | 1044
Commercial_OR - College_New_Space Heating_Natural Gas_HVAC - Energy Recovery Ventilator_A | OR | Commercial | OR - College | New | Space Heating | Natural Gas | HVAC - Energy Recovery Ventilator | A | ERV | OCM379 | Discretionary | No ERV | ERV | RetroEven20_OR | 0 | Space Heating | sqft | 1 | 1 | 0% | HRV-Cooling/Heating-E3T-1 | HRV-Cooling/Heating-E3T-1 | HRV-Cooling/Heating-E3T-1 | 20 | 1.0873 | 0 | 0 | 0 | 1.0873 | 0 | 0 | 0 | 28.36% | 25% | 100% | 100% | NEM | All | FALSE | FALSE | 0 | 1043
Commercial_OR - College_New_Space Heating_Natural Gas_Building Shell - Air Sealing (Infiltration Control)_A | OR | Commercial | OR - College | New | Space Heating | Natural Gas | Building Shell - Air Sealing (Infiltration Control) | A | Air sealing to reduce air infiltration. | OCM380 | Discretionary | Building with air infiltration. | Air sealing to reduce air infiltration. | Retro1Slow_OR | 0 | Space Heating | foot door | 1 | 0.0014 | 0% | IL TRM - CI-MSC-WTST-V01-200101 | IL TRM - CI-MSC-WTST-V01-200101 | IL TRM - CI-MSC-WTST-V01-200101 | 10 | 8 | 0 | 0 | 0 | 1 | 0 | 0 | 0 | 28.36% | 25% | 45% | 66.67% | NEM | All | FALSE | FALSE | 0 | 1042
Commercial_OR - College_New_Space Heating_Natural Gas_Ventilation - Demand Controlled_A | OR | Commercial | OR - College | New | Space Heating | Natural Gas | Ventilation - Demand Controlled | A | Outdoor air controlled based on occupancy to meet ASHRAE 62.1 | OCM381 | Discretionary | No occupancy based outdoor air controls. | Outdoor air controlled based on occupancy to meet ASHRAE 62.1 | Retro5Med_OR | 0 | Central Systems | sqft | 1 | 1 | 0% | IL TRM - CI-HVC-DCV-V05-190101 | VENT_DCV-Heating-7PLN-v5-8 | IL TRM - CI-HVC-DCV-V05-190101 | 10 | 0.15285 | 0 | 0 | 0 | 1.1464 | 0 | 0 | 0 | 28.36% | 25% | 100% | 100% | NEM | Central Systems | FALSE | FALSE | 0 | 1047
Commercial_OR - College_New_Space Heating_Natural Gas_HVAC - Dedicated Outdoor Air System (DOAS)_A | OR | Commercial | OR - College | New | Space Heating | Natural Gas | HVAC - Dedicated Outdoor Air System (DOAS) | A | Outdoor air supplied by a DOAS. | OCM382 | Discretionary | No DOAS. | Outdoor air supplied by a DOAS. | RetroEven20_OR | 0 | Central Systems | sqft | 1 | 1 | 0% | 2021P_Com-VRF-DOAS-2021P_V2 | 2021P_Com-VRF-DOAS-2021P_V2 | 2021P_Com-VRF-DOAS-2021P_V2 | 20 | 9.8834 | 0 | 0 | 0 | 1.0743 | 0 | 0 | 0 | 28.36% | 25% | 0% | 0% | NEM | Central Systems | FALSE | FALSE | 0 | 1046
Commercial_OR - College_New_Space Heating_Natural Gas_Destratification Fans (HVLS)_A | OR | Commercial | OR - College | New | Space Heating | Natural Gas | Destratification Fans (HVLS) | A | High volume low speed destratification fans. | OCM383 | Discretionary | No destratification fans. | High volume low speed destratification fans. | RetroEven20_OR | 0 | Space Heating | Strat Fan | 1 | 8.6207e-05 | 0% | DL20_IHVLS-Ag-2021PLN-v2-8 | DL20_IHVLS-Ag-2021PLN-v2-8 | HVLS-Heating-AEG-v5.0-121 | 15 | 9799.2638 | 0 | 0 | 0 | 1.0743 | 0 | 0 | 0 | 28.36% | 25% | 15% | 33.33% | NEM | All | FALSE | FALSE | 0 | 1045
Commercial_OR - College_New_Space Heating_Natural Gas_Gas Boiler - Maintenance_A | OR | Commercial | OR - College | New | Space Heating | Natural Gas | Gas Boiler - Maintenance | A | General cleaning and maintenance | OCM384 | Discretionary | Degrade performance | General cleaning and maintenance | Retro12Med_OR | 0 | Boiler | kBtuh Heat | 1 | 0.0648 | 0% | GBLR_MNT-Heating-ILTRM-v4.0-43 | GBLR_MNT-Heating-ILTRM-v4.0-43 | GBLR_MNT-Heating-ILTRM-v4.0-1 | 3 | 0.95148 | 0 | 0 | 0 | 1.1464 | 0.13226 | 0 | 0 | 28.36% | 25% | 5% | 10% | NEM | Boiler | FALSE | FALSE | 20043.5329 | 1041
Commercial_OR - College_New_Space Heating_Natural Gas_Gas Furnace - Maintenance_A | OR | Commercial | OR - College | New | Space Heating | Natural Gas | Gas Furnace - Maintenance | A | General cleaning and maintenance | OCM385 | Discretionary | Degrade performance | General cleaning and maintenance | Retro12Med_OR | 0 | Furnace | kBtuh Heat | 1 | 0.0648 | 0% | IL TRM - CI-HVC-FTUN-V03-200101 | GBLR_MNT-Heating-ILTRM-v4.0-43 | IL TRM - CI-HVC-FTUN-V03-200101 | 3 | 0.95148 | 0 | 0 | 0 | 1.1464 | 0.061879 | 0 | 0 | 28.36% | 25% | 5% | 10% | NEM | Furnace | FALSE | FALSE | 42841.0908 | 1037
Commercial_OR - College_New_Space Heating_Natural Gas_Gas Boiler - Hot Water Reset_A | OR | Commercial | OR - College | New | Space Heating | Natural Gas | Gas Boiler - Hot Water Reset | A | Reset control installed | OCM386 | Discretionary | No control | Reset control installed | RetroEven20_OR | 0 | Boiler | BoilerCtrl | 1 | 0.000162 | 0% | GBLR_HWRST-Heating-ILTRM-v4.0-43 | GBLR_HWRST-Heating-ILTRM-v4.0-1 | GBLR_HWRST-Heating-ILTRM-v4.0-1 | 20 | 799.3848 | 0 | 0 | 0 | 1.3062 | 235.1306 | 0 | 0 | 28.36% | 25% | 100% | 100% | NEM | Boiler | FALSE | FALSE | 1168.6079 | 273
Commercial_OR - College_New_Space Heating_Natural Gas_Gas Boiler - Steam Trap Replacement_A | OR | Commercial | OR - College | New | Space Heating | Natural Gas | Gas Boiler - Steam Trap Replacement | A | Cleaning and maintenance | OCM387 | Discretionary | Degrade performance | Cleaning and maintenance | RetroEven20_OR | 0 | Boiler | perBLDg | 1 | 5e-05 | 0% | IL TRM v9, Section 4.4.16 | IL TRM v9, Section 4.4.16 | IL TRM - CI-HVC-STRE-V06-200101 | 6 | 89.8373 | 0 | 0 | 0 | 1.1667 | 74.7764 | 0 | 0 | 28.36% | 25% | 0% | 10% | NEM | Boiler | FALSE | FALSE | 1138.1911 | 264
Commercial_OR - College_New_Space Heating_Natural Gas_Gas Boiler - High Turndown Burner_A | OR | Commercial | OR - College | New | Space Heating | Natural Gas | Gas Boiler - High Turndown Burner | A | Turndown control installed | OCM388 | Discretionary | No control | Turndown control installed | Retro5Med_OR | 0 | Boiler | kbtuh heat | 1 | 0.0648 | 0% | GBLR_TRN-Heating-MNTRM-v2.1-1 | GBLR_TRN-Heating-MNTRM-v2.1-1 | GBLR_TRN-Heating-MNTRM-v2.1-1 | 15 | 2.7959 | 0 | 0 | 0 | 1.1051 | 0.22043 | 0 | 0 | 28.36% | 25% | 100% | 100% | NEM | Boiler | FALSE | FALSE | 5017.1898 | 459
Commercial_OR - College_New_Space Heating_Natural Gas_Gas Boiler - Burner Control Optimization_A | OR | Commercial | OR - College | New | Space Heating | Natural Gas | Gas Boiler - Burner Control Optimization | A | Optimized burner controls | OCM389 | Discretionary | Average performance | Optimized burner controls | Retro1Slow_OR | 0 | Boiler | kBtuh heat | 1 | 0.0648 | 0% | GBLR_O2TRM-Heating-ILTRM-v4.0-1 | GBLR_O2TRM-Heating-MEMD-2018-1 | GBLR_O2TRM-Heating-ILTRM-v4.0-1 | 18 | 0.93934 | 0 | 0 | 0 | 1.1051 | 0.063926 | 0 | 0 | 28.36% | 25% | 5% | 85% | NEM | Boiler | FALSE | FALSE | 5286.1295 | 469
Commercial_OR - College_New_Space Heating_Natural Gas_Gas Boiler - Stack Economizer_A | OR | Commercial | OR - College | New | Space Heating | Natural Gas | Gas Boiler - Stack Economizer | A | Economizer installed | OCM390 | Discretionary | None | Economizer installed | Retro5Med_OR | 0 | Boiler | kBtuh Heat | 1 | 0.0648 | 0% | IL TRM - CI-HVC-BECO-V01-150601 | IL TRM - CI-HVC-BECO-V01-150601 | IL TRM - CI-HVC-BECO-V01-150601 | 15 | 10.3483 | 0 | 0 | 0 | 1.0348 | 0.21162 | 0 | 0 | 28.36% | 25% | 15% | 55% | NEM | Boiler | FALSE | FALSE | 19343.3228 | 1036
Commercial_OR - College_New_Space Heating_Natural Gas_Gas Boiler - Thermostatic Radiator Valves_A | OR | Commercial | OR - College | New | Space Heating | Natural Gas | Gas Boiler - Thermostatic Radiator Valves | A | TBD | OCM391 | Discretionary | TBD | TBD | RetroEven20_OR | 0 | Boiler | radiator | 1 | 0.0045347 | 0% | IL TRM - 5.3.19 - RS-HVC-TRVS-V01-210101 | AEG Cost Characterization, 2021 | IL TRM - 5.3.19 - RS-HVC-TRVS-V01-210101 | 15 | 61.19 | 0 | 0 | 0 | 1 | 5.25 | 0 | 0 | 28.36% | 25% | 100% | 100% | NEM | Boiler | FALSE | FALSE | 4610.3664 | 437
Commercial_OR - College_New_Space Heating_Natural Gas_HVAC - Shut Off Damper_A | OR | Commercial | OR - College | New | Space Heating | Natural Gas | HVAC - Shut Off Damper | A | Damper installed | OCM392 | Discretionary | No damper | Damper installed | Retro5Med_OR | 0 | Central Systems | BoilerCtrl | 1 | 0.000162 | 0% | HVAC_DMPROFF-Heating-ILTRM-v4.0-1 | HVAC_DMPROFF-Heating-ILTRM-v4.0-1 | HVAC_DMPROFF-Heating-ILTRM-v4.0-1 | 15 | 1657.6673 | 123.7725 | 0 | 0 | 1.1051 | 0 | 0 | 0 | 28.36% | 25% | 0% | 75% | NEM | Central Systems | FALSE | FALSE | 0 | 1035
Commercial_OR - College_New_Space Heating_Natural Gas_Gas Furnace - Tube Inserts_A | OR | Commercial | OR - College | New | Space Heating | Natural Gas | Gas Furnace - Tube Inserts | A | Tube inserts installed | OCM393 | Discretionary | None | Tube inserts installed | Retro1Slow_OR | 0 | Furnace | sqft | 1 | 1 | 0% | n/a | n/a | n/a | 5 | 1 | 0 | 0 | 0 | 1 | 0 | 0 | 0 | 28.36% | 25% | 0% | 10% | NEM | Furnace | FALSE | FALSE | 0 | 1040
Commercial_OR - College_New_Space Heating_Natural Gas_Gas Boiler - Insulate Steam Lines/Condensate Tank_A | OR | Commercial | OR - College | New | Space Heating | Natural Gas | Gas Boiler - Insulate Steam Lines/Condensate Tank | A | Lines and condenstate tank insulated | OCM394 | Discretionary | No insulation | Lines and condenstate tank insulated | RetroEven20_OR | 0 | Boiler | boiler pipe | 1 | 0.028284 | 0% | GBLR_PINS-Heating-ILTRM-v4.0-1 | GBLR_PINS_STM-Heating-PGE-R7-1 | GBLR_PINS_STM-Heating-PGE-R7-1 | 15 | 13.9626 | 0 | 0 | 0 | 1.1464 | 4.0223 | 0 | 0 | 28.36% | 25% | 100% | 100% | NEM | Boiler | FALSE | FALSE | 1373.1048 | 296
Commercial_OR - College_New_Space Heating_Natural Gas_Gas Boiler - Insulate Hot Water Lines_A | OR | Commercial | OR - College | New | Space Heating | Natural Gas | Gas Boiler - Insulate Hot Water Lines | A | Insulated water lines | OCM395 | Discretionary | No insulation | Insulated water lines | RetroEven20_OR | 0 | Boiler | boiler pipe | 1 | 0.028284 | 0% | GBLR_PINS_HW-Heating-PGE-R7-1 | GBLR_PINS_HW-Heating-PGE-R7-1 | GBLR_PINS_HW-Heating-PGE-R7-1 | 11 | 26.0797 | 0 | 0 | 0 | 1.1464 | 2.6927 | 0 | 0 | 28.36% | 25% | 100% | 100% | NEM | Boiler | FALSE | FALSE | 4759.0974 | 443
Commercial_OR - College_New_Space Heating_Natural Gas_Condensing RTU_A | OR | Commercial | OR - College | New | Space Heating | Natural Gas | Condensing RTU | A | TBD | OCM396 | Discretionary | TBD | TBD | RetroEven20_OR | 0 | Furnace | sqft cond | 1 | 1 | 0% | NEEA Condensing Rooftop Unit Field Study - October 28, 2019 | NEEA Condensing Rooftop Unit Field Study - October 28, 2019 | NEEA Condensing Rooftop Unit Field Study - October 28, 2019 | 5 | 2.2456 | 0 | 0 | 0 | 1.0348 | 0.025932 | 0 | 0 | 28.36% | 25% | 100% | 100% | NEM | Furnace | FALSE | FALSE | 105922.1832 | 1039
Commercial_OR - College_New_Space Heating_Natural Gas_Hydronic Heating Radiator Replacement_A | OR | Commercial | OR - College | New | Space Heating | Natural Gas | Hydronic Heating Radiator Replacement | A | TBD | OCM397 | Discretionary | TBD | TBD | RetroEven20_OR | 0 | Boiler | radiator | 1 | 0.0045347 | 0% | IL TRM - 4.4.52 - CI-HVC-HHRR-V01-210101 | IL TRM - 4.4.52 - CI-HVC-HHRR-V01-210101 | IL TRM - 4.4.52 - CI-HVC-HHRR-V01-210101 | 25 | 624.7488 | 0 | 0 | 0 | 1.0183 | 34 | 0 | 0 | 28.36% | 25% | 100% | 100% | NEM | Boiler | FALSE | FALSE | 5844.9436 | 493
Commercial_OR - College_New_Space Heating_Natural Gas_Thermostat - Connected_A | OR | Commercial | OR - College | New | Space Heating | Natural Gas | Thermostat - Connected | A | Thermostat connected to building management control system. | OCM398 | Discretionary | Standard thermostat. | Thermostat connected to building management control system. | Retro5Med_OR | 0 | Space Heating | Stat Unit | 1 | 0.001 | 0% | DL20_CSTAT_SMRT-Cool-RTF-v1.1-5 | IL TRM - CI-HVC-THST-V01-200101 | DL20_CSTAT_SMRT-Heat-RTF-v1.1-1 | 5 | 222.9079 | 0 | 0 | 0 | 1.1247 | 0 | 0 | 0 | 28.36% | 25% | 30% | 53.33% | NEM | All | FALSE | FALSE | 0 | 1038
Commercial_OR - College_New_Water Heating_Natural Gas_Water Heater - Thermostatic Shower Restriction Valve_A | OR | Commercial | OR - College | New | Water Heating | Natural Gas | Water Heater - Thermostatic Shower Restriction Valve | A | Thermostatic shower restriction valve. | OCM399 | Discretionary | No thermostatic control on shower. | Thermostatic shower restriction valve. | Retro5Med_OR | 0 | Water Heater | showerhead | 1 | 0.0001 | 0% | ThermostaticShowerRestrictionValve_v4_2 | ThermostaticShowerRestrictionValve_v4_2 | ThermostaticShowerRestrictionValve_v4_2 | 10 | 24.4642 | 0 | 6.8441 | 0 | 1.1464 | 3.4329 | 0 | 0 | 28.36% | 25% | 86.67% | 86.67% | NEM | Water Heater | FALSE | FALSE | 3802.4697 | 414
Commercial_OR - College_New_Water Heating_Natural Gas_Water Heater - Pre-Rinse Spray Valve_A | OR | Commercial | OR - College | New | Water Heating | Natural Gas | Water Heater - Pre-Rinse Spray Valve | A | Low flow pre-rinse spray valve. | OCM400 | Discretionary | Standard pre-rinse spray valve. | Low flow pre-rinse spray valve. | Retro5Med_OR | 0 | Water Heater | KitchenFaucet | 1 | 5e-05 | 0% | Avista TRM | Avista TRM | Avista TRM | 4 | 112.1961 | 0 | 0 | 0 | 1.0348 | 16.81 | 0 | 0 | 28.36% | 25% | 25% | 53.33% | NEM | Water Heater | FALSE | FALSE | 11500.8864 | 1005
Commercial_OR - College_New_Water Heating_Natural Gas_Water Heater - Temperature Setback_A | OR | Commercial | OR - College | New | Water Heating | Natural Gas | Water Heater - Temperature Setback | A | Water heater temperature setback. | OCM401 | Discretionary | No water heater temperature setback. | Water heater temperature setback. | Retro5Med_OR | 0 | Water Heater | WHunits | 1 | 5.6235e-05 | 0% | IL TRM - RS-HWE-TMPS-V08-210101 | IL TRM - RS-HWE-TMPS-V08-210101 | IL TRM - RS-HWE-TMPS-V08-210101 | 2 | 5 | 0 | 0 | 0 | 1 | 103.9223 | 0 | 0 | 28.36% | 25% | 15% | 100% | NEM | Water Heater | FALSE | FALSE | 277.8046 | 169
Commercial_OR - College_New_Water Heating_Natural Gas_Water Heater - Faucet Aerators_A | OR | Commercial | OR - College | New | Water Heating | Natural Gas | Water Heater - Faucet Aerators | A | 0 | OCM402 | Discretionary | 0 | 0 | Retro5Med_OR | 0 | Water Heater | faucet | 1 | 0.0002 | 0% | DHW_AER-Water Heating-XCELCO-2017-18-6 | DHW_AER-Water Heating-XCELCO-2017-18-6 | DHW_AER-Water Heating-ILTRM-v5.0-23 | 10 | 7.4417 | 0 | 14.8834 | 0 | 1.0631 | 13.3737 | 0 | 0 | 28.36% | 25% | 86.67% | 86.67% | NEM | Water Heater | FALSE | FALSE | 296.901 | 184
Commercial_OR - College_New_Water Heating_Natural Gas_Water Heater - Low-Flow Showerheads_A | OR | Commercial | OR - College | New | Water Heating | Natural Gas | Water Heater - Low-Flow Showerheads | A | 0 | OCM403 | Discretionary | 0 | 0 | Retro5Med_OR | 0 | Water Heater | Showerhead | 1 | 0.0001 | 0% | Com-Showerheads-2021P_V2 | Com-Showerheads-2021P_V2 | Com-Showerheads-2021P_V2 | 10 | 19.7518 | 0 | 39.6745 | 0 | 1.1464 | 10.3723 | 0 | 0 | 28.36% | 25% | 86.67% | 86.67% | NEM | Water Heater | FALSE | FALSE | 1016.0736 | 248
Commercial_OR - College_New_Water Heating_Natural Gas_Water Heater - Tank Blanket/Insulation_A | OR | Commercial | OR - College | New | Water Heating | Natural Gas | Water Heater - Tank Blanket/Insulation | A | 0 | OCM404 | Discretionary | 0 | 0 | Retro5Med_OR | 0 | Water Heater | WHUnits | 1 | 5.6235e-05 | 0% | IL TRM - 4.3.12 Tank Insulation - CI-HWE-TKIN-V01-210101 / PA TRM - 2.3.4 - State of Pennsylvania TRM, Volume 2: Residential Measures, 2021 Final Order. August 8, 2019. | IL TRM - 4.3.12 Tank Insulation - CI-HWE-TKIN-V01-210101 / PA TRM - 2.3.4 - State of Pennsylvania TRM, Volume 2: Residential Measures, 2021 Final Order. August 8, 2019. | IL TRM - 4.3.12 Tank Insulation - CI-HWE-TKIN-V01-210101 / PA TRM - 2.3.4 - State of Pennsylvania TRM, Volume 2: Residential Measures, 2021 Final Order. August 8, 2019. | 15 | 1.4664 | 0 | 0 | 0 | 1.0183 | 200.7769 | 0 | 0 | 28.36% | 25% | 100% | 100% | NEM | Water Heater | FALSE | FALSE | 2.889 | 123
Commercial_OR - College_New_Water Heating_Natural Gas_Water Heater - Drainwater Heat Recovery_A | OR | Commercial | OR - College | New | Water Heating | Natural Gas | Water Heater - Drainwater Heat Recovery | A | 0 | OCM405 | Discretionary | 0 | 0 | Retro5Med_OR | 0 | Water Heater | faucet | 1 | 0.0002 | 0% | DHW_DWHR-Water Heating-OPATRM-v1-1 | DHW_DWHR-Water Heating-OPATRM-v1-1 | DHW_DWHR-Water Heating-MNTRM-v1.0-7 | 40 | 948.5609 | 0 | 0 | 0 | 1.1857 | 24.0613 | 0 | 0 | 28.36% | 25% | 86.67% | 86.67% | NEM | Water Heater | FALSE | FALSE | 11318.7519 | 1003
Commercial_OR - College_New_Water Heating_Natural Gas_Water Heater - Circulation Pump Controls_A | OR | Commercial | OR - College | New | Water Heating | Natural Gas | Water Heater - Circulation Pump Controls | A | Controlled circulation pump. | OCM406 | Discretionary | Circulation pump with no controls. | Controlled circulation pump. | Retro5Med_OR | 0 | Water Heater | perbldg | 1 | 5e-05 | 0% | RTF - ComResCirculatorPumps_2_3 - AEG Edited | RTF - ComResCirculatorPumps_2_3 - AEG Edited | RTF - ComResCirculatorPumps_2_3 - AEG Edited | 11.5 | 913.5582 | 0 | 0 | 0 | 1.1464 | 1263.3763 | 0 | 0 | 28.36% | 25% | 15% | 26.67% | NEM | Water Heater | FALSE | FALSE | 342.8279 | 188
Commercial_OR - College_New_Water Heating_Natural Gas_Water Heater - Pipe Insulation_A | OR | Commercial | OR - College | New | Water Heating | Natural Gas | Water Heater - Pipe Insulation | A | Water heater pipe insulation. | OCM407 | Discretionary | No insulation. | Water heater pipe insulation. | Retro5Med_OR | 0 | Water Heater | PipeFeet | 1 | 0.00025 | 0% | IL TRM v10 - 4.4.14 Pipe Insulation - CI-HVC-PINS-V07-220101 | IL TRM v10 - 4.4.14 Pipe Insulation - CI-HVC-PINS-V07-220101 | IL TRM v10 - 4.4.14 Pipe Insulation - CI-HVC-PINS-V07-220101 | 15 | 19.3862 | 0 | 0 | 0 | 1.1857 | 5.02 | 0 | 0 | 28.36% | 25% | 1.124% | 100% | NEM | Water Heater | FALSE | FALSE | 1527.5787 | 306
Commercial_OR - College_New_Water Heating_Natural Gas_Water Heater - Motion Control Faucet_A | OR | Commercial | OR - College | New | Water Heating | Natural Gas | Water Heater - Motion Control Faucet | A | 0.35 gpm w/ motion sensor | OCM408 | Discretionary | 1.39 gpm w/o motion sensor | 0.35 gpm w/ motion sensor | Retro5Med_OR | 0 | Water Heater | sqft | 1 | 1 | 0% | n/a | n/a | n/a | 5 | 1.0743 | 0 | 0 | 0 | 1.0743 | 0 | 0 | 0 | 28.36% | 25% | 30% | 75% | NEM | Water Heater | FALSE | FALSE | 0 | 1008
Commercial_OR - College_New_Water Heating_Natural Gas_Water Heater - Solar System_A | OR | Commercial | OR - College | New | Water Heating | Natural Gas | Water Heater - Solar System | A | Solar water heater with electric backup unit | OCM409 | Discretionary | 0 | Solar water heater with electric backup unit | Retro5Med_OR | 0 | Water Heater | DHW kbtuh | 1 | 0.0029242 | 0% | DHW_WH-Water Heating-AEO17-8 | DHW_WH-Water Heating-AEO17-8 | DHW_WH-Water Heating-DOE-PTool2014-1 | 20 | 278.7625 | 0 | 0 | 0 | 1.1247 | 40.1544 | 0 | 0 | 28.36% | 25% | 1% | 40% | NEM | Water Heater | 9 | FALSE | 2386.2887 | 347
Commercial_OR - College_New_Water Heating_Natural Gas_Commercial Laundry - Ozone Treatment_A | OR | Commercial | OR - College | New | Water Heating | Natural Gas | Commercial Laundry - Ozone Treatment | A | Ozone laundry treatment system. | OCM410 | Discretionary | Standard commercial washer. | Ozone laundry treatment system. | Retro5Med_OR | 0 | Water Heater | perBldg | 1 | 5e-05 | 0% | CW_OZON-Water Heating-ILTRM-v4.0-4 | CW_OZON-Water Heating-ILTRM-v4.0-4 | CW_OZON-Water Heating-ILTRM-v4.0-4 | 10 | 10064.6736 | 222.0834 | 0 | 0 | 1.1051 | 345.2823 | 0 | 0 | 28.36% | 25% | 0% | 6.667% | NEM | Water Heater | FALSE | FALSE | 15553.1357 | 1007
Commercial_OR - College_New_Water Heating_Natural Gas_Commercial Laundry - ENERGY STAR Washer_A | OR | Commercial | OR - College | New | Water Heating | Natural Gas | Commercial Laundry - ENERGY STAR Washer | A | ENERGY STAR rated washer. | OCM411 | Discretionary | Standard efficiency washer. | ENERGY STAR rated washer. | Retro5Med_OR | 0 | Water Heater | ClothesWashers | 1 | 1.5587e-05 | 0% | CW-Miscellaneous-RTF-v5.1-21 | CW-Miscellaneous-RTF-v5.1-21 | CW-Miscellaneous-RTF-PreQCv5.0-8 | 7 | 458.1094 | 0 | 200.1723 | 0 | 1.1464 | 35.5089 | 0 | 0 | 28.36% | 25% | 0% | 6.667% | NEM | Water Heater | FALSE | FALSE | 10043.494 | 1006
Commercial_OR - College_New_Water Heating_Natural Gas_Water Heater - Efficient Dishwasher_A | OR | Commercial | OR - College | New | Water Heating | Natural Gas | Water Heater - Efficient Dishwasher | A | ENERGY STAR | OCM412 | Discretionary | 0 | ENERGY STAR | Retro5Med_OR | 0 | Water Heater | perBldg | 1 | 5e-05 | 0% | Avista TRM | Avista TRM | Avista TRM | 12 | 2377.0012 | 0 | 1319.9187 | 0 | 1.0348 | 102.8166 | 0 | 0 | 28.36% | 25% | 0% | 6.667% | NEM | Water Heater | FALSE | FALSE | 10607.6481 | 1002
Commercial_OR - College_New_Water Heating_Natural Gas_Commercial Laundry - Alternative Dry-Cleaning Methods_A | OR | Commercial | OR - College | New | Water Heating | Natural Gas | Commercial Laundry - Alternative Dry-Cleaning Methods | A | High efficiency alternative dry-cleaning methods. | OCM413 | Discretionary | Standard efficiency dryer. | High efficiency alternative dry-cleaning methods. | Retro5Med_OR | 0 | Water Heater | perBldg | 1 | 5e-05 | 0% | CW_ALTDRYCLN-Miscellaneous-SCE-ET05.01-6 | CW_ALTDRYCLN-Miscellaneous-SCE-ET05.01-6 | CW_ALTDRYCLN-Miscellaneous-SCE-ET05.01-6 | 15 | 66246.8389 | 0 | 0 | 0 | 1.2089 | 0 | 0 | 0 | 28.36% | 25% | 0% | 6.667% | NEM | Water Heater | FALSE | FALSE | 0 | 998
Commercial_OR - College_New_Space Heating_Natural Gas_Advanced Kitchen Ventilation Controls_A | OR | Commercial | OR - College | New | Space Heating | Natural Gas | Advanced Kitchen Ventilation Controls | A | Variable exhaust hood flow based on temperature or grease sensor. | OCM414 | Discretionary | No controls on exhaust hoods. | Variable exhaust hood flow based on temperature or grease sensor. | RetroEven20_OR | 0 | Space Heating | sqft | 1 | 1 | 0% | IL TRM - CI-FSE-VENT-V03-160601 | COOK_EXHD-Ventilation-XCELCO-2017-18-2 | COOK_EXHD-Ventilation-XCELCO-2017-18-2 | 15 | 0.11676 | 0 | 0 | 0 | 1.1051 | 0 | 0 | 0 | 28.36% | 25% | 10% | 20% | NEM | All | FALSE | FALSE | 0 | 997
Commercial_OR - College_New_Space Heating_Natural Gas_Infiltration Control - Loading Dock Sealing_A | OR | Commercial | OR - College | New | Space Heating | Natural Gas | Infiltration Control - Loading Dock Sealing | A | 0 | OCM415 | Discretionary | 0 | 0 | RetroEven20_OR | 0 | Space Heating | perBldg | 1 | 5e-05 | 0% | MEMD - Truck Loading Dock Seals - 8.10.01.FES-E10.v01 | MEMD - Truck Loading Dock Seals - 8.10.01.FES-E10.v01 | MEMD - Truck Loading Dock Seals - 8.10.01.FES-E10.v01 | 10 | 3106.5198 | 0 | 0 | 0 | 1.0873 | 0 | 0 | 0 | 28.36% | 25% | 0% | 0% | NEM | All | FALSE | FALSE | 0 | 996
Commercial_OR - College_New_Space Heating_Natural Gas_Greenhouse Heat Curtain_A | OR | Commercial | OR - College | New | Space Heating | Natural Gas | Greenhouse Heat Curtain | A | 0 | OCM416 | Discretionary | No heat curtain. | 0 | RetroEven20_OR | 0 | Space Heating | perBldg | 1 | 5e-05 | 0% | CA eTRM https://www.caetrm.com/measure/SWBE001/01/ | CA eTRM https://www.caetrm.com/measure/SWBE001/01/ | CA eTRM https://www.caetrm.com/measure/SWBE001/01/ | 5 | 408.7573 | 0 | 0 | 0 | 1.0348 | 0 | 0 | 0 | 28.36% | 25% | 0% | 0% | NEM | All | FALSE | FALSE | 0 | 1001
Commercial_OR - College_New_Space Heating_Natural Gas_Ventilation - Parking Garages, Demand Controlled_A | OR | Commercial | OR - College | New | Space Heating | Natural Gas | Ventilation - Parking Garages, Demand Controlled | A | 0 | OCM417 | Discretionary | 0 | 0 | RetroEven20_OR | 0 | Central Systems | garage | 1 | 1e-05 | 0% | FOE - Parking Garage Ventilation Controls - W0047 | FOE - Parking Garage Ventilation Controls - W0047 | FOE - Parking Garage Ventilation Controls - W0047 | 5 | 843.0596 | 0 | 0 | 0 | 1.0183 | 0 | 0 | 0 | 28.36% | 25% | 0% | 0% | NEM | Central Systems | FALSE | FALSE | 0 | 1000
Commercial_OR - College_New_Miscellaneous_Natural Gas_Pool Heater - Night Covers_A | OR | Commercial | OR - College | New | Miscellaneous | Natural Gas | Pool Heater - Night Covers | A | Night covers on pool. | OCM418 | Discretionary | Uncovered. | Night covers on pool. | Retro12Med_OR | 0 | Pool Heater | sqft pool | 1 | 0.09375 | 0% | PL_COV-Water Heating-SCG-R0-62 | PL_COV-Water Heating-SCG-R0-62 | PL_COV-Water Heating-SCG-R0-1 | 5 | 1.3642 | 0 | 0 | 0 | 1.1464 | 0.0011799 | 0 | 0 | 28.36% | 25% | 15% | 100% | NEM | Pool Heater | FALSE | FALSE | 1414187.8759 | 999
Commercial_OR - College_New_Space Heating_Natural Gas_Advanced New Construction Designs_A | OR | Commercial | OR - College | New | Space Heating | Natural Gas | Advanced New Construction Designs | A | New construction designs exceeding ASHRAE 90.1 requirements. | OCM419 | Discretionary | Standard new construction design. | New construction designs exceeding ASHRAE 90.1 requirements. | LO1Slow_OR | 0 | Space Heating | sqft | 1 | 1 | 0% | COM_CX-HVAC-AEG-1 | COM_CX-All-AEG-5 | COM_CX-All-AEG-5 | 3 | 1.4023 | 0 | 0 | 0 | 1.2089 | 0 | 0 | 0 | 28.36% | 25% | 10% | 40% | NEM | All | FALSE | FALSE | 0 | 1018
Commercial_OR - College_New_Water Heating_Natural Gas_Advanced New Construction Designs_A | OR | Commercial | OR - College | New | Water Heating | Natural Gas | Advanced New Construction Designs | A | New construction designs exceeding ASHRAE 90.1 requirements. | OCM420 | Discretionary | Standard new construction design. | New construction designs exceeding ASHRAE 90.1 requirements. | LO1Slow_OR | 0 | Water Heating | sqft | 1 | 1 | 0% | COM_CX-HVAC-AEG-1 | COM_CX-All-AEG-5 | COM_CX-All-AEG-5 | 3 | 1.4023 | 0 | 0 | 0 | 1.2089 | 0 | 0 | 0 | 28.36% | 25% | 10% | 40% | NEM | All | 27 | FALSE | 0 | 1017
Commercial_OR - College_New_Space Heating_Natural Gas_Strategic Energy Management_A | OR | Commercial | OR - College | New | Space Heating | Natural Gas | Strategic Energy Management | A | Implementation of strategic energy management. | OCM421 | Discretionary | No strategic energy management. | Implementation of strategic energy management. | RetroEven20_OR | 0 | Space Heating | sqft | 1 | 1 | 0% | DL20_COM_SEM-Misc-2021PLN-V4-1 | BEHAV_SEM-All-CPUC-2018_PG-2 | DL20_COM_SEM-Misc-2021PLN-V4-15 | 3 | 0.086954 | 0 | 0 | 0 | 1.0743 | 0 | 0 | 0 | 28.36% | 25% | 63% | 100% | NEM | All | FALSE | FALSE | 0 | 1016
Commercial_OR - College_New_Water Heating_Natural Gas_Strategic Energy Management_A | OR | Commercial | OR - College | New | Water Heating | Natural Gas | Strategic Energy Management | A | Implementation of strategic energy management. | OCM422 | Discretionary | No strategic energy management. | Implementation of strategic energy management. | RetroEven20_OR | 0 | Water Heating | sqft | 1 | 1 | 0% | DL20_COM_SEM-Misc-2021PLN-V4-1 | BEHAV_SEM-All-CPUC-2018_PG-2 | DL20_COM_SEM-Misc-2021PLN-V4-15 | 3 | 0.086954 | 0 | 0 | 0 | 1.0743 | 0 | 0 | 0 | 28.36% | 25% | 63% | 100% | NEM | All | FALSE | FALSE | 0 | 1021
Commercial_OR - College_New_Space Heating_Natural Gas_Retrocommissioning_A | OR | Commercial | OR - College | New | Space Heating | Natural Gas | Retrocommissioning | A | Periodic recommissioning of building systems. | OCM423 | Discretionary | No retro commissioning. | Periodic recommissioning of building systems. | RetroEven20_OR | 0 | Space Heating | sqft | 1 | 1 | 0% | COM_RCX-HVAC-AEG-1 | N/A | COM_RCX-HVAC-AEG-1 | 3 | 1.3062 | 0 | 0 | 0 | 1.3062 | 0 | 0 | 0 | 28.36% | 25% | 0% | 0% | NEM | All | FALSE | FALSE | 0 | 1020
Commercial_OR - College_New_Water Heating_Natural Gas_Retrocommissioning_A | OR | Commercial | OR - College | New | Water Heating | Natural Gas | Retrocommissioning | A | Periodic recommissioning of building systems. | OCM424 | Discretionary | No retro commissioning. | Periodic recommissioning of building systems. | RetroEven20_OR | 0 | Water Heating | sqft | 1 | 1 | 0% | COM_RCX-HVAC-AEG-1 | N/A | COM_RCX-HVAC-AEG-1 | 3 | 1.3062 | 0 | 0 | 0 | 1.3062 | 0 | 0 | 0 | 28.36% | 25% | 0% | 0% | NEM | All | FALSE | FALSE | 0 | 1019
Commercial_OR - Health_Existing_Space Heating_Natural Gas_Insulation - Ceiling_A | OR | Commercial | OR - Health | Existing | Space Heating | Natural Gas | Insulation - Ceiling | A | R-38 | OCM425 | Discretionary | R-13 | R-38 | Retro1Slow_OR | 0 | Space Heating | sqft roof | 1 | 0.5 | 0% | Avista TRM | Avista TRM | Avista TRM | 22 | 1.5729 | 0 | 0.043625 | 0 | 1.0348 | 0.11792 | 0 | 0 | 24.32% | 25% | 15% | 46.67% | NEM | All | FALSE | FALSE | 4422.721 | 422
Commercial_OR - Health_Existing_Space Heating_Natural Gas_Insulation - Ducting_A | OR | Commercial | OR - Health | Existing | Space Heating | Natural Gas | Insulation - Ducting | A | R-8 | OCM426 | Discretionary | R-4 | R-8 | Retro1Slow_OR | 0 | Central Systems | sqft duct | 1 | 0.25 | 0% | INS_DCT-All-DEER-1 | INS_DCT-All-DEER-1 | Building Energy Simulation Tool | 20 | 0.95651 | 0 | 0 | 0 | 1.2422 | 0 | 0 | 0 | 24.32% | 25% | 15% | 46.67% | NEM | Central Systems | FALSE | FALSE | 0 | 1015
Commercial_OR - Health_Existing_Space Heating_Natural Gas_Insulation - Wall Cavity_A | OR | Commercial | OR - Health | Existing | Space Heating | Natural Gas | Insulation - Wall Cavity | A | R-23 | OCM427 | Discretionary | R-9 | R-23 | Retro1Slow_OR | 0 | Space Heating | sqft wall | 1 | 0.37498 | 0% | Avista TRM | Avista TRM | Avista TRM | 22 | 0.68344 | 0 | 0.069804 | 0 | 1.0348 | 0.18869 | 0 | 0 | 24.32% | 25% | 15% | 46.67% | NEM | All | FALSE | FALSE | 1200.9724 | 278
Commercial_OR - Health_Existing_Space Heating_Natural Gas_Green Roof - Vegetated Rooftop_A | OR | Commercial | OR - Health | Existing | Space Heating | Natural Gas | Green Roof - Vegetated Rooftop | A | Green roof | OCM428 | Discretionary | No vegetation on roof | Green roof | Retro1Slow_OR | 0 | Space Heating | sqft roof | 1 | 0.5 | 0% | Measure Cost Research v1.1 - Sep 2020.xlsx | Measure Cost Research v1.1 - Sep 2020.xlsx | Measure Cost Research v1.1 - Sep 2020.xlsx | 25 | 30.5501 | 2.2913 | 0 | 0 | 1.0183 | 0.0067242 | 0 | 0 | 28.36% | 25% | 0% | 0% | NEM | All | FALSE | FALSE | 1445197.5647 | 1011
Commercial_OR - Health_Existing_Space Heating_Natural Gas_Ducting - Repair and Sealing_A | OR | Commercial | OR - Health | Existing | Space Heating | Natural Gas | Ducting - Repair and Sealing | A | Sealed | OCM429 | Discretionary | 20% Leakage | Sealed | Retro1Slow_OR | 0 | Central Systems | sqft duct | 1 | 0.25 | 0% | DCT_RPR-All-DEER-1 | DCT_RPR-Cooling-RTF-1 | Building Energy Simulation Tool | 18 | 0.65309 | 0 | 0.071073 | 0 | 1.3062 | 0.19212 | 0 | 0 | 19.52% | 25% | 15% | 66.67% | NEM | Central Systems | FALSE | FALSE | 1222.9113 | 284
Commercial_OR - Health_Existing_Space Heating_Natural Gas_Windows - High Efficiency Glazing_A | OR | Commercial | OR - Health | Existing | Space Heating | Natural Gas | Windows - High Efficiency Glazing | A | High Efficiency Glaze | OCM430 | Discretionary | Single Glaze | High Efficiency Glaze | Retro1Slow_OR | 0 | Space Heating | sqft window | 1 | 0.018749 | 0% | WND_HE-Heating-RTF-v2.1-1 | WND_HE-Heating-RTF-v2.1-1 | Building Energy Simulation Tool | 45 | 111.9546 | 0 | 0 | 0 | 1.2422 | 3.8426 | 0 | 0 | 28.36% | 25% | 47.83% | 63.78% | NEM | All | FALSE | FALSE | 8225.0653 | 514
Commercial_OR - Health_Existing_Space Heating_Natural Gas_Windows - Secondary Glazing Systems_A | OR | Commercial | OR - Health | Existing | Space Heating | Natural Gas | Windows - Secondary Glazing Systems | A | Windows rated to U-Factor 0.4 and SHGC 0.2. | OCM431 | Discretionary | Windows rated to U-Factor 0.62 and SHGC 0.27. | Windows rated to U-Factor 0.4 and SHGC 0.2. | Retro1Slow_OR | 0 | Space Heating | sqft window | 1 | 0.018749 | 0% | RTF - ComSecondaryGlazingSystems_v1_1 | RTF - ComSecondaryGlazingSystems_v1_1 | RTF - ComSecondaryGlazingSystems_v1_1 | 30 | 191.4884 | 0 | 3.8296 | 0 | 1.1464 | 10.3519 | 0 | 0 | 28.36% | 25% | 47.83% | 63.78% | NEM | All | FALSE | FALSE | 5609.3054 | 484
Commercial_OR - Health_Existing_Space Heating_Natural Gas_HVAC - Energy Recovery Ventilator_A | OR | Commercial | OR - Health | Existing | Space Heating | Natural Gas | HVAC - Energy Recovery Ventilator | A | ERV | OCM432 | Discretionary | No ERV | ERV | RetroEven20_OR | 0 | Space Heating | sqft | 1 | 1 | 0% | HRV-Cooling/Heating-E3T-1 | HRV-Cooling/Heating-E3T-1 | HRV-Cooling/Heating-E3T-1 | 20 | 1.0873 | 0 | 0 | 0 | 1.0873 | 0.14409 | 0 | 0 | 28.36% | 25% | 5% | 15% | NEM | All | FALSE | FALSE | 2593.9048 | 366
Commercial_OR - Health_Existing_Space Heating_Natural Gas_Building Shell - Air Sealing (Infiltration Control)_A | OR | Commercial | OR - Health | Existing | Space Heating | Natural Gas | Building Shell - Air Sealing (Infiltration Control) | A | Air sealing to reduce air infiltration. | OCM433 | Discretionary | Building with air infiltration. | Air sealing to reduce air infiltration. | Retro1Slow_OR | 0 | Space Heating | foot door | 1 | 0.00025735 | 0% | IL TRM - CI-MSC-WTST-V01-200101 | IL TRM - CI-MSC-WTST-V01-200101 | IL TRM - CI-MSC-WTST-V01-200101 | 10 | 43.52 | 0 | 9.0091 | 0 | 1 | 7.7796 | 0 | 0 | 28.36% | 25% | 45% | 66.67% | NEM | All | FALSE | FALSE | 2984.8453 | 391
Commercial_OR - Health_Existing_Space Heating_Natural Gas_Ventilation - Demand Controlled_A | OR | Commercial | OR - Health | Existing | Space Heating | Natural Gas | Ventilation - Demand Controlled | A | Outdoor air controlled based on occupancy to meet ASHRAE 62.1 | OCM434 | Discretionary | No occupancy based outdoor air controls. | Outdoor air controlled based on occupancy to meet ASHRAE 62.1 | Retro5Med_OR | 0 | Central Systems | sqft | 1 | 1 | 0% | IL TRM - CI-HVC-DCV-V05-190101 | VENT_DCV-Heating-7PLN-v5-8 | IL TRM - CI-HVC-DCV-V05-190101 | 10 | 0.24838 | 0 | 0.013118 | 0 | 1.1464 | 0.035459 | 0 | 0 | 28.36% | 25% | 55% | 75% | NEM | Central Systems | FALSE | FALSE | 3737.4852 | 408
Commercial_OR - Health_Existing_Space Heating_Natural Gas_HVAC - Dedicated Outdoor Air System (DOAS)_A | OR | Commercial | OR - Health | Existing | Space Heating | Natural Gas | HVAC - Dedicated Outdoor Air System (DOAS) | A | Outdoor air supplied by a DOAS. | OCM435 | Discretionary | No DOAS. | Outdoor air supplied by a DOAS. | RetroEven20_OR | 0 | Central Systems | sqft | 1 | 1 | 0% | 2021P_Com-VRF-DOAS-2021P_V2 | 2021P_Com-VRF-DOAS-2021P_V2 | 2021P_Com-VRF-DOAS-2021P_V2 | 20 | 10.8502 | 0 | 0 | 0 | 1.0743 | -0.03069 | 0 | 0 | 28.36% | 25% | 3.406% | 8.762% | NEM | Central Systems | FALSE | FALSE | -121524.7335 | 71
Commercial_OR - Health_Existing_Space Heating_Natural Gas_Destratification Fans (HVLS)_A | OR | Commercial | OR - Health | Existing | Space Heating | Natural Gas | Destratification Fans (HVLS) | A | High volume low speed destratification fans. | OCM436 | Discretionary | No destratification fans. | High volume low speed destratification fans. | RetroEven20_OR | 0 | Space Heating | Strat Fan | 1 | 8.6207e-05 | 0% | DL20_IHVLS-Ag-2021PLN-v2-8 | DL20_IHVLS-Ag-2021PLN-v2-8 | HVLS-Heating-AEG-v5.0-121 | 15 | 9799.2638 | 0 | 0 | 0 | 1.0743 | 718.9258 | 0 | 0 | 28.36% | 25% | 15% | 20% | NEM | All | FALSE | FALSE | 5391.6742 | 478
Commercial_OR - Health_Existing_Space Heating_Natural Gas_Gas Boiler - Maintenance_A | OR | Commercial | OR - Health | Existing | Space Heating | Natural Gas | Gas Boiler - Maintenance | A | General cleaning and maintenance | OCM437 | Discretionary | Degrade performance | General cleaning and maintenance | Retro12Med_OR | 0 | Boiler | kBtuh Heat | 1 | 0.058909 | 0% | GBLR_MNT-Heating-ILTRM-v4.0-43 | GBLR_MNT-Heating-ILTRM-v4.0-43 | GBLR_MNT-Heating-ILTRM-v4.0-1 | 3 | 1.0466 | 0 | 0 | 0 | 1.1464 | 0.16138 | 0 | 0 | 28.36% | 25% | 20% | 30% | NEM | Boiler | FALSE | FALSE | 18069.3099 | 1009
Commercial_OR - Health_Existing_Space Heating_Natural Gas_Gas Furnace - Maintenance_A | OR | Commercial | OR - Health | Existing | Space Heating | Natural Gas | Gas Furnace - Maintenance | A | General cleaning and maintenance | OCM438 | Discretionary | Degrade performance | General cleaning and maintenance | Retro12Med_OR | 0 | Furnace | kBtuh Heat | 1 | 0.058909 | 0% | IL TRM - CI-HVC-FTUN-V03-200101 | GBLR_MNT-Heating-ILTRM-v4.0-43 | IL TRM - CI-HVC-FTUN-V03-200101 | 3 | 1.0466 | 0 | 0 | 0 | 1.1464 | 0.064331 | 0 | 0 | 28.36% | 25% | 20% | 30% | NEM | Furnace | FALSE | FALSE | 45328.8897 | 1014
Commercial_OR - Health_Existing_Space Heating_Natural Gas_Gas Boiler - Hot Water Reset_A | OR | Commercial | OR - Health | Existing | Space Heating | Natural Gas | Gas Boiler - Hot Water Reset | A | Reset control installed | OCM439 | Discretionary | No control | Reset control installed | RetroEven20_OR | 0 | Boiler | BoilerCtrl | 1 | 0.00014727 | 0% | GBLR_HWRST-Heating-ILTRM-v4.0-43 | GBLR_HWRST-Heating-ILTRM-v4.0-1 | GBLR_HWRST-Heating-ILTRM-v4.0-1 | 20 | 879.3232 | 0 | 0 | 0 | 1.3062 | 286.9026 | 0 | 0 | 28.36% | 25% | 35% | 55% | NEM | Boiler | FALSE | FALSE | 1053.5038 | 251
Commercial_OR - Health_Existing_Space Heating_Natural Gas_Gas Boiler - Steam Trap Replacement_A | OR | Commercial | OR - Health | Existing | Space Heating | Natural Gas | Gas Boiler - Steam Trap Replacement | A | Cleaning and maintenance | OCM440 | Discretionary | Degrade performance | Cleaning and maintenance | RetroEven20_OR | 0 | Boiler | perBLDg | 1 | 2.451e-05 | 0% | IL TRM v9, Section 4.4.16 | IL TRM v9, Section 4.4.16 | IL TRM - CI-HVC-STRE-V06-200101 | 6 | 183.268 | 0 | 0 | 0 | 1.1667 | 74.7764 | 0 | 0 | 28.36% | 25% | 73% | 100% | NEM | Boiler | FALSE | FALSE | 2321.9098 | 342
Commercial_OR - Health_Existing_Space Heating_Natural Gas_Gas Boiler - High Turndown Burner_A | OR | Commercial | OR - Health | Existing | Space Heating | Natural Gas | Gas Boiler - High Turndown Burner | A | Turndown control installed | OCM441 | Discretionary | No control | Turndown control installed | Retro5Med_OR | 0 | Boiler | kbtuh heat | 1 | 0.058909 | 0% | GBLR_TRN-Heating-MNTRM-v2.1-1 | GBLR_TRN-Heating-MNTRM-v2.1-1 | GBLR_TRN-Heating-MNTRM-v2.1-1 | 15 | 3.0755 | 0 | 0 | 0 | 1.1051 | 0.26897 | 0 | 0 | 28.36% | 25% | 25% | 50% | NEM | Boiler | FALSE | FALSE | 4523.0129 | 427
Commercial_OR - Health_Existing_Space Heating_Natural Gas_Gas Boiler - Burner Control Optimization_A | OR | Commercial | OR - Health | Existing | Space Heating | Natural Gas | Gas Boiler - Burner Control Optimization | A | Optimized burner controls | OCM442 | Discretionary | Average performance | Optimized burner controls | Retro1Slow_OR | 0 | Boiler | kBtuh heat | 1 | 0.058909 | 0% | GBLR_O2TRM-Heating-ILTRM-v4.0-1 | GBLR_O2TRM-Heating-MEMD-2018-1 | GBLR_O2TRM-Heating-ILTRM-v4.0-1 | 18 | 1.0333 | 0 | 0 | 0 | 1.1051 | 0.078002 | 0 | 0 | 28.36% | 25% | 5% | 85% | NEM | Boiler | FALSE | FALSE | 4765.4629 | 445
Commercial_OR - Health_Existing_Space Heating_Natural Gas_Gas Boiler - Stack Economizer_A | OR | Commercial | OR - Health | Existing | Space Heating | Natural Gas | Gas Boiler - Stack Economizer | A | Economizer installed | OCM443 | Discretionary | None | Economizer installed | Retro5Med_OR | 0 | Boiler | kBtuh Heat | 1 | 0.058909 | 0% | IL TRM - CI-HVC-BECO-V01-150601 | IL TRM - CI-HVC-BECO-V01-150601 | IL TRM - CI-HVC-BECO-V01-150601 | 15 | 11.3831 | 0 | 0 | 0 | 1.0348 | 0.25821 | 0 | 0 | 28.36% | 25% | 15% | 55% | NEM | Boiler | FALSE | FALSE | 17438.0683 | 1013
Commercial_OR - Health_Existing_Space Heating_Natural Gas_Gas Boiler - Thermostatic Radiator Valves_A | OR | Commercial | OR - Health | Existing | Space Heating | Natural Gas | Gas Boiler - Thermostatic Radiator Valves | A | TBD | OCM444 | Discretionary | TBD | TBD | RetroEven20_OR | 0 | Boiler | radiator | 1 | 0.0050301 | 0% | IL TRM - 5.3.19 - RS-HVC-TRVS-V01-210101 | AEG Cost Characterization, 2021 | IL TRM - 5.3.19 - RS-HVC-TRVS-V01-210101 | 15 | 58.6877 | 0 | 0 | 0 | 1 | 15.75 | 0 | 0 | 28.36% | 25% | 25% | 50% | NEM | Boiler | FALSE | FALSE | 1473.9434 | 303
Commercial_OR - Health_Existing_Space Heating_Natural Gas_HVAC - Shut Off Damper_A | OR | Commercial | OR - Health | Existing | Space Heating | Natural Gas | HVAC - Shut Off Damper | A | Damper installed | OCM445 | Discretionary | No damper | Damper installed | Retro5Med_OR | 0 | Central Systems | BoilerCtrl | 1 | 0.00014727 | 0% | HVAC_DMPROFF-Heating-ILTRM-v4.0-1 | HVAC_DMPROFF-Heating-ILTRM-v4.0-1 | HVAC_DMPROFF-Heating-ILTRM-v4.0-1 | 15 | 1823.434 | 124.0849 | 0 | 0 | 1.1051 | 32.6128 | 0 | 0 | 28.36% | 25% | 0% | 75% | NEM | Central Systems | FALSE | FALSE | 22116.4797 | 1012
Commercial_OR - Health_Existing_Space Heating_Natural Gas_Gas Furnace - Tube Inserts_A | OR | Commercial | OR - Health | Existing | Space Heating | Natural Gas | Gas Furnace - Tube Inserts | A | Tube inserts installed | OCM446 | Discretionary | None | Tube inserts installed | Retro1Slow_OR | 0 | Furnace | sqft | 1 | 1 | 0% | n/a | n/a | n/a | 5 | 1 | 0 | 0 | 0 | 1 | 0 | 0 | 0 | 28.36% | 25% | 73% | 100% | NEM | Furnace | FALSE | FALSE | 0 | 1048
Commercial_OR - Health_Existing_Space Heating_Natural Gas_Gas Boiler - Insulate Steam Lines/Condensate Tank_A | OR | Commercial | OR - Health | Existing | Space Heating | Natural Gas | Gas Boiler - Insulate Steam Lines/Condensate Tank | A | Lines and condenstate tank insulated | OCM447 | Discretionary | No insulation | Lines and condenstate tank insulated | RetroEven20_OR | 0 | Boiler | boiler pipe | 1 | 0.019803 | 0% | GBLR_PINS-Heating-ILTRM-v4.0-1 | GBLR_PINS_STM-Heating-PGE-R7-1 | GBLR_PINS_STM-Heating-PGE-R7-1 | 15 | 19.9426 | 0 | 0 | 0 | 1.1464 | 5.99 | 0 | 0 | 28.36% | 25% | 30% | 40% | NEM | Boiler | FALSE | FALSE | 1316.9531 | 294
Commercial_OR - Health_Existing_Space Heating_Natural Gas_Gas Boiler - Insulate Hot Water Lines_A | OR | Commercial | OR - Health | Existing | Space Heating | Natural Gas | Gas Boiler - Insulate Hot Water Lines | A | Insulated water lines | OCM448 | Discretionary | No insulation | Insulated water lines | RetroEven20_OR | 0 | Boiler | boiler pipe | 1 | 0.019803 | 0% | GBLR_PINS_HW-Heating-PGE-R7-1 | GBLR_PINS_HW-Heating-PGE-R7-1 | GBLR_PINS_HW-Heating-PGE-R7-1 | 11 | 37.2492 | 0 | 0 | 0 | 1.1464 | 4.01 | 0 | 0 | 28.36% | 25% | 30% | 40% | NEM | Boiler | FALSE | FALSE | 4564.4789 | 430
Commercial_OR - Health_Existing_Space Heating_Natural Gas_Condensing RTU_A | OR | Commercial | OR - Health | Existing | Space Heating | Natural Gas | Condensing RTU | A | TBD | OCM449 | Discretionary | TBD | TBD | RetroEven20_OR | 0 | Furnace | sqft cond | 1 | 1 | 0% | NEEA Condensing Rooftop Unit Field Study - October 28, 2019 | NEEA Condensing Rooftop Unit Field Study - October 28, 2019 | NEEA Condensing Rooftop Unit Field Study - October 28, 2019 | 5 | 4.3154 | 0 | 0 | 0 | 1.0348 | 0.025011 | 0 | 0 | 28.36% | 25% | 5% | 15% | NEM | Furnace | FALSE | FALSE | 211056.0167 | 1084
Commercial_OR - Health_Existing_Space Heating_Natural Gas_Hydronic Heating Radiator Replacement_A | OR | Commercial | OR - Health | Existing | Space Heating | Natural Gas | Hydronic Heating Radiator Replacement | A | TBD | OCM450 | Discretionary | TBD | TBD | RetroEven20_OR | 0 | Boiler | radiator | 1 | 0.0050301 | 0% | IL TRM - 4.4.52 - CI-HVC-HHRR-V01-210101 | IL TRM - 4.4.52 - CI-HVC-HHRR-V01-210101 | IL TRM - 4.4.52 - CI-HVC-HHRR-V01-210101 | 25 | 599.2004 | 0 | 0 | 0 | 1.0183 | 34 | 0 | 0 | 28.36% | 25% | 30% | 40% | NEM | Boiler | FALSE | FALSE | 5605.9206 | 482
Commercial_OR - Health_Existing_Space Heating_Natural Gas_Thermostat - Connected_A | OR | Commercial | OR - Health | Existing | Space Heating | Natural Gas | Thermostat - Connected | A | Thermostat connected to building management control system. | OCM451 | Discretionary | Standard thermostat. | Thermostat connected to building management control system. | Retro5Med_OR | 0 | Space Heating | Stat Unit | 1 | 0.001 | 0% | DL20_CSTAT_SMRT-Cool-RTF-v1.1-5 | IL TRM - CI-HVC-THST-V01-200101 | DL20_CSTAT_SMRT-Heat-RTF-v1.1-1 | 5 | 222.9079 | 0 | 11.846 | 0 | 1.1247 | 32.0215 | 0 | 0 | 28.36% | 25% | 30% | 53.33% | NEM | All | FALSE | FALSE | 8515.0338 | 524
Commercial_OR - Health_Existing_Water Heating_Natural Gas_Water Heater - Thermostatic Shower Restriction Valve_A | OR | Commercial | OR - Health | Existing | Water Heating | Natural Gas | Water Heater - Thermostatic Shower Restriction Valve | A | Thermostatic shower restriction valve. | OCM452 | Discretionary | No thermostatic control on shower. | Thermostatic shower restriction valve. | Retro5Med_OR | 0 | Water Heater | showerhead | 1 | 4.902e-05 | 0% | ThermostaticShowerRestrictionValve_v4_2 | ThermostaticShowerRestrictionValve_v4_2 | ThermostaticShowerRestrictionValve_v4_2 | 10 | 49.907 | 0 | 13.962 | 0 | 1.1464 | 5.7017 | 0 | 0 | 28.36% | 25% | 86.67% | 86.67% | NEM | Water Heater | FALSE | FALSE | 4670.3547 | 438
Commercial_OR - Health_Existing_Water Heating_Natural Gas_Water Heater - Pre-Rinse Spray Valve_A | OR | Commercial | OR - Health | Existing | Water Heating | Natural Gas | Water Heater - Pre-Rinse Spray Valve | A | Low flow pre-rinse spray valve. | OCM453 | Discretionary | Standard pre-rinse spray valve. | Low flow pre-rinse spray valve. | Retro5Med_OR | 0 | Water Heater | KitchenFaucet | 1 | 2.451e-05 | 0% | Avista TRM | Avista TRM | Avista TRM | 4 | 228.8801 | 0 | 0 | 0 | 1.0348 | 16.81 | 0 | 0 | 28.36% | 25% | 25% | 53.33% | NEM | Water Heater | FALSE | FALSE | 23461.8082 | 1083
Commercial_OR - Health_Existing_Water Heating_Natural Gas_Water Heater - Temperature Setback_A | OR | Commercial | OR - Health | Existing | Water Heating | Natural Gas | Water Heater - Temperature Setback | A | Water heater temperature setback. | OCM454 | Discretionary | No water heater temperature setback. | Water heater temperature setback. | Retro5Med_OR | 0 | Water Heater | WHunits | 1 | 0.00014328 | 0% | IL TRM - RS-HWE-TMPS-V08-210101 | IL TRM - RS-HWE-TMPS-V08-210101 | IL TRM - RS-HWE-TMPS-V08-210101 | 2 | 2.2545 | 0 | 0 | 0 | 1 | 103.9223 | 0 | 0 | 28.36% | 25% | 15% | 100% | NEM | Water Heater | FALSE | FALSE | 125.2608 | 144
Commercial_OR - Health_Existing_Water Heating_Natural Gas_Water Heater - Faucet Aerators_A | OR | Commercial | OR - Health | Existing | Water Heating | Natural Gas | Water Heater - Faucet Aerators | A | 0 | OCM455 | Discretionary | 0 | 0 | Retro5Med_OR | 0 | Water Heater | faucet | 1 | 9.8039e-05 | 0% | DHW_AER-Water Heating-XCELCO-2017-18-6 | DHW_AER-Water Heating-XCELCO-2017-18-6 | DHW_AER-Water Heating-ILTRM-v5.0-24 | 10 | 15.1811 | 0 | 30.3621 | 0 | 1.0631 | 24.4071 | 0 | 0 | 28.36% | 25% | 86.67% | 86.67% | NEM | Water Heater | FALSE | FALSE | 331.8784 | 187
Commercial_OR - Health_Existing_Water Heating_Natural Gas_Water Heater - Low-Flow Showerheads_A | OR | Commercial | OR - Health | Existing | Water Heating | Natural Gas | Water Heater - Low-Flow Showerheads | A | 0 | OCM456 | Discretionary | 0 | 0 | Retro5Med_OR | 0 | Water Heater | Showerhead | 1 | 4.902e-05 | 0% | Com-Showerheads-2021P_V2 | Com-Showerheads-2021P_V2 | Com-Showerheads-2021P_V2 | 10 | 40.2938 | 0 | 58.6998 | 0 | 1.1464 | 12.562 | 0 | 0 | 28.36% | 25% | 86.67% | 86.67% | NEM | Water Heater | FALSE | FALSE | 1711.4757 | 325
Commercial_OR - Health_Existing_Water Heating_Natural Gas_Water Heater - Tank Blanket/Insulation_A | OR | Commercial | OR - Health | Existing | Water Heating | Natural Gas | Water Heater - Tank Blanket/Insulation | A | 0 | OCM457 | Discretionary | 0 | 0 | Retro5Med_OR | 0 | Water Heater | WHUnits | 1 | 0.00014328 | 0% | IL TRM - 4.3.12 Tank Insulation - CI-HWE-TKIN-V01-210101 / PA TRM - 2.3.4 - State of Pennsylvania TRM, Volume 2: Residential Measures, 2021 Final Order. August 8, 2019. | IL TRM - 4.3.12 Tank Insulation - CI-HWE-TKIN-V01-210101 / PA TRM - 2.3.4 - State of Pennsylvania TRM, Volume 2: Residential Measures, 2021 Final Order. August 8, 2019. | IL TRM - 4.3.12 Tank Insulation - CI-HWE-TKIN-V01-210101 / PA TRM - 2.3.4 - State of Pennsylvania TRM, Volume 2: Residential Measures, 2021 Final Order. August 8, 2019. | 15 | 0.66119 | 0 | 0 | 0 | 1.0183 | 200.7769 | 0 | 0 | 28.36% | 25% | 75% | 100% | NEM | Water Heater | FALSE | FALSE | 1.3027 | 117
Commercial_OR - Health_Existing_Water Heating_Natural Gas_Water Heater - Drainwater Heat Recovery_A | OR | Commercial | OR - Health | Existing | Water Heating | Natural Gas | Water Heater - Drainwater Heat Recovery | A | 0 | OCM458 | Discretionary | 0 | 0 | Retro5Med_OR | 0 | Water Heater | faucet | 1 | 9.8039e-05 | 0% | DHW_DWHR-Water Heating-OPATRM-v1-1 | DHW_DWHR-Water Heating-OPATRM-v1-1 | DHW_DWHR-Water Heating-MNTRM-v1.0-7 | 40 | 1935.0643 | 0 | 0 | 0 | 1.1857 | 125.0629 | 0 | 0 | 28.36% | 25% | 86.67% | 86.67% | NEM | Water Heater | FALSE | FALSE | 4442.4259 | 423
Commercial_OR - Health_Existing_Water Heating_Natural Gas_Water Heater - Circulation Pump Controls_A | OR | Commercial | OR - Health | Existing | Water Heating | Natural Gas | Water Heater - Circulation Pump Controls | A | Controlled circulation pump. | OCM459 | Discretionary | Circulation pump with no controls. | Controlled circulation pump. | Retro5Med_OR | 0 | Water Heater | perbldg | 1 | 2.451e-05 | 0% | RTF - ComResCirculatorPumps_2_3 - AEG Edited | RTF - ComResCirculatorPumps_2_3 - AEG Edited | RTF - ComResCirculatorPumps_2_3 - AEG Edited | 11.5 | 1863.6587 | 0 | 0 | 0 | 1.1464 | 6566.6101 | 0 | 0 | 28.36% | 25% | 15% | 40% | NEM | Water Heater | FALSE | FALSE | 134.5544 | 147
Commercial_OR - Health_Existing_Water Heating_Natural Gas_Water Heater - Pipe Insulation_A | OR | Commercial | OR - Health | Existing | Water Heating | Natural Gas | Water Heater - Pipe Insulation | A | Water heater pipe insulation. | OCM460 | Discretionary | No insulation. | Water heater pipe insulation. | Retro5Med_OR | 0 | Water Heater | PipeFeet | 1 | 0.00012255 | 0% | IL TRM v10 - 4.4.14 Pipe Insulation - CI-HVC-PINS-V07-220101 | IL TRM v10 - 4.4.14 Pipe Insulation - CI-HVC-PINS-V07-220101 | IL TRM v10 - 4.4.14 Pipe Insulation - CI-HVC-PINS-V07-220101 | 15 | 39.5479 | 0 | 0 | 0 | 1.1857 | 5.02 | 0 | 0 | 28.36% | 25% | 15.8% | 100% | NEM | Water Heater | FALSE | FALSE | 3116.2605 | 392
Commercial_OR - Health_Existing_Water Heating_Natural Gas_Water Heater - Motion Control Faucet_A | OR | Commercial | OR - Health | Existing | Water Heating | Natural Gas | Water Heater - Motion Control Faucet | A | 0.35 gpm w/ motion sensor | OCM461 | Discretionary | 1.39 gpm w/o motion sensor | 0.35 gpm w/ motion sensor | Retro5Med_OR | 0 | Water Heater | sqft | 1 | 1 | 0% | n/a | n/a | n/a | 5 | 1.0743 | 0 | 0 | 0 | 1.0743 | 0 | 0 | 0 | 28.36% | 25% | 30% | 75% | NEM | Water Heater | FALSE | FALSE | 0 | 1087
Commercial_OR - Health_Existing_Water Heating_Natural Gas_Water Heater - Solar System_A | OR | Commercial | OR - Health | Existing | Water Heating | Natural Gas | Water Heater - Solar System | A | Solar water heater with electric backup unit | OCM462 | Discretionary | 0 | Solar water heater with electric backup unit | Retro5Med_OR | 0 | Water Heater | DHW kbtuh | 1 | 0.0074505 | 0% | DHW_WH-Water Heating-AEO17-8 | DHW_WH-Water Heating-AEO17-8 | DHW_WH-Water Heating-DOE-PTool2014-1 | 20 | 125.6926 | 0 | 0 | 0 | 1.1247 | 40.1544 | 0 | 0 | 28.36% | 25% | 1% | 40% | NEM | Water Heater | 10 | FALSE | 1075.966 | 254
Commercial_OR - Health_Existing_Water Heating_Natural Gas_Commercial Laundry - Ozone Treatment_A | OR | Commercial | OR - Health | Existing | Water Heating | Natural Gas | Commercial Laundry - Ozone Treatment | A | Ozone laundry treatment system. | OCM463 | Discretionary | Standard commercial washer. | Ozone laundry treatment system. | Retro5Med_OR | 0 | Water Heater | perBldg | 1 | 2.451e-05 | 0% | CW_OZON-Water Heating-ILTRM-v4.0-4 | CW_OZON-Water Heating-ILTRM-v4.0-4 | CW_OZON-Water Heating-ILTRM-v4.0-4 | 10 | 20531.9342 | 453.0502 | 0 | 0 | 1.1051 | 1833.2024 | 0 | 0 | 28.36% | 25% | 0% | 6.667% | NEM | Water Heater | FALSE | FALSE | 5976.0205 | 503
Commercial_OR - Health_Existing_Water Heating_Natural Gas_Commercial Laundry - ENERGY STAR Washer_A | OR | Commercial | OR - Health | Existing | Water Heating | Natural Gas | Commercial Laundry - ENERGY STAR Washer | A | ENERGY STAR rated washer. | OCM464 | Discretionary | Standard efficiency washer. | ENERGY STAR rated washer. | Retro5Med_OR | 0 | Water Heater | ClothesWashers | 1 | 7.6408e-06 | 0% | CW-Miscellaneous-RTF-v5.1-21 | CW-Miscellaneous-RTF-v5.1-21 | CW-Miscellaneous-RTF-PreQCv5.0-8 | 7 | 934.5432 | 0 | 408.3514 | 0 | 1.1464 | 35.5089 | 0 | 0 | 28.36% | 25% | 0% | 6.667% | NEM | Water Heater | FALSE | FALSE | 20488.7277 | 1086
Commercial_OR - Health_Existing_Water Heating_Natural Gas_Water Heater - Efficient Dishwasher_A | OR | Commercial | OR - Health | Existing | Water Heating | Natural Gas | Water Heater - Efficient Dishwasher | A | ENERGY STAR | OCM465 | Discretionary | 0 | ENERGY STAR | Retro5Med_OR | 0 | Water Heater | perBldg | 1 | 2.451e-05 | 0% | Avista TRM | Avista TRM | Avista TRM | 12 | 4849.0825 | 0 | 2692.6341 | 0 | 1.0348 | 102.8166 | 0 | 0 | 28.36% | 25% | 0% | 75% | NEM | Water Heater | FALSE | FALSE | 21639.602 | 1085
Commercial_OR - Health_Existing_Water Heating_Natural Gas_Commercial Laundry - Alternative Dry-Cleaning Methods_A | OR | Commercial | OR - Health | Existing | Water Heating | Natural Gas | Commercial Laundry - Alternative Dry-Cleaning Methods | A | High efficiency alternative dry-cleaning methods. | OCM466 | Discretionary | Standard efficiency dryer. | High efficiency alternative dry-cleaning methods. | Retro5Med_OR | 0 | Water Heater | perBldg | 1 | 2.451e-05 | 0% | CW_ALTDRYCLN-Miscellaneous-SCE-ET05.01-6 | CW_ALTDRYCLN-Miscellaneous-SCE-ET05.01-6 | CW_ALTDRYCLN-Miscellaneous-SCE-ET05.01-6 | 15 | 135143.5514 | 0 | 0 | 0 | 1.2089 | 0 | 0 | 0 | 28.36% | 25% | 0% | 6.667% | NEM | Water Heater | FALSE | FALSE | 0 | 1081
Commercial_OR - Health_Existing_Space Heating_Natural Gas_Advanced Kitchen Ventilation Controls_A | OR | Commercial | OR - Health | Existing | Space Heating | Natural Gas | Advanced Kitchen Ventilation Controls | A | Variable exhaust hood flow based on temperature or grease sensor. | OCM467 | Discretionary | No controls on exhaust hoods. | Variable exhaust hood flow based on temperature or grease sensor. | RetroEven20_OR | 0 | Space Heating | sqft | 1 | 1 | 0% | IL TRM - CI-FSE-VENT-V03-160601 | COOK_EXHD-Ventilation-XCELCO-2017-18-2 | COOK_EXHD-Ventilation-XCELCO-2017-18-2 | 15 | 0.11676 | 0 | 0.014215 | 0 | 1.1051 | 0.038424 | 0 | 0 | 28.36% | 25% | 10% | 20% | NEM | All | FALSE | FALSE | 1201.9922 | 279
Commercial_OR - Health_Existing_Space Heating_Natural Gas_Infiltration Control - Loading Dock Sealing_A | OR | Commercial | OR - Health | Existing | Space Heating | Natural Gas | Infiltration Control - Loading Dock Sealing | A | 0 | OCM468 | Discretionary | 0 | 0 | RetroEven20_OR | 0 | Space Heating | perBldg | 1 | 2.451e-05 | 0% | MEMD - Truck Loading Dock Seals - 8.10.01.FES-E10.v01 | MEMD - Truck Loading Dock Seals - 8.10.01.FES-E10.v01 | MEMD - Truck Loading Dock Seals - 8.10.01.FES-E10.v01 | 10 | 6337.3005 | 0 | 0 | 0 | 1.0873 | 201 | 0 | 0 | 28.36% | 25% | 0% | 0% | NEM | All | FALSE | FALSE | 16822.9004 | 1077
Commercial_OR - Health_Existing_Space Heating_Natural Gas_Greenhouse Heat Curtain_A | OR | Commercial | OR - Health | Existing | Space Heating | Natural Gas | Greenhouse Heat Curtain | A | 0 | OCM469 | Discretionary | No heat curtain. | 0 | RetroEven20_OR | 0 | Space Heating | perBldg | 1 | 2.451e-05 | 0% | CA eTRM https://www.caetrm.com/measure/SWBE001/01/ | CA eTRM https://www.caetrm.com/measure/SWBE001/01/ | CA eTRM https://www.caetrm.com/measure/SWBE001/01/ | 5 | 833.8649 | 0 | 0 | 0 | 1.0348 | 175.5 | 0 | 0 | 28.36% | 25% | 0% | 0% | NEM | All | FALSE | FALSE | 5811.9339 | 488
Commercial_OR - Health_Existing_Space Heating_Natural Gas_Ventilation - Parking Garages, Demand Controlled_A | OR | Commercial | OR - Health | Existing | Space Heating | Natural Gas | Ventilation - Parking Garages, Demand Controlled | A | 0 | OCM470 | Discretionary | 0 | 0 | RetroEven20_OR | 0 | Central Systems | garage | 1 | 1e-05 | 0% | FOE - Parking Garage Ventilation Controls - W0047 | FOE - Parking Garage Ventilation Controls - W0047 | FOE - Parking Garage Ventilation Controls - W0047 | 5 | 843.0596 | 0 | 0 | 0 | 1.0183 | 0 | 0 | 0 | 28.36% | 25% | 0% | 0% | NEM | Central Systems | FALSE | FALSE | 0 | 1076
Commercial_OR - Health_Existing_Miscellaneous_Natural Gas_Pool Heater - Night Covers_A | OR | Commercial | OR - Health | Existing | Miscellaneous | Natural Gas | Pool Heater - Night Covers | A | Night covers on pool. | OCM471 | Discretionary | Uncovered. | Night covers on pool. | Retro12Med_OR | 0 | Pool Heater | sqft pool | 1 | 0.045956 | 0% | PL_COV-Water Heating-SCG-R0-62 | PL_COV-Water Heating-SCG-R0-62 | PL_COV-Water Heating-SCG-R0-1 | 5 | 2.7829 | 0 | 0 | 0 | 1.1464 | 0.00010507 | 0 | 0 | 28.36% | 25% | 15% | 100% | NEM | Pool Heater | FALSE | FALSE | 32398263.2657 | 1075
Commercial_OR - Health_Existing_Space Heating_Natural Gas_Advanced New Construction Designs_A | OR | Commercial | OR - Health | Existing | Space Heating | Natural Gas | Advanced New Construction Designs | A | New construction designs exceeding ASHRAE 90.1 requirements. | OCM472 | Discretionary | Standard new construction design. | New construction designs exceeding ASHRAE 90.1 requirements. | LO1Slow_OR | 0 | Space Heating | sqft | 1 | 1 | 0% | COM_CX-HVAC-AEG-1 | COM_CX-All-AEG-5 | COM_CX-All-AEG-5 | 3 | 1.4023 | 0 | 0 | 0 | 1.2089 | 0 | 0 | 0 | 28.36% | 25% | 0% | 0% | NEM | All | 28 | FALSE | 0 | 1080
Commercial_OR - Health_Existing_Water Heating_Natural Gas_Advanced New Construction Designs_A | OR | Commercial | OR - Health | Existing | Water Heating | Natural Gas | Advanced New Construction Designs | A | New construction designs exceeding ASHRAE 90.1 requirements. | OCM473 | Discretionary | Standard new construction design. | New construction designs exceeding ASHRAE 90.1 requirements. | LO1Slow_OR | 0 | Water Heating | sqft | 1 | 1 | 0% | COM_CX-HVAC-AEG-1 | COM_CX-All-AEG-5 | COM_CX-All-AEG-5 | 3 | 1.4023 | 0 | 0 | 0 | 1.2089 | 0 | 0 | 0 | 28.36% | 25% | 0% | 0% | NEM | All | FALSE | FALSE | 0 | 1079
Commercial_OR - Health_Existing_Space Heating_Natural Gas_Strategic Energy Management_A | OR | Commercial | OR - Health | Existing | Space Heating | Natural Gas | Strategic Energy Management | A | Implementation of strategic energy management. | OCM474 | Discretionary | No strategic energy management. | Implementation of strategic energy management. | RetroEven20_OR | 0 | Space Heating | sqft | 1 | 1 | 0% | DL20_COM_SEM-Misc-2021PLN-V4-1 | BEHAV_SEM-All-CPUC-2018_PG-2 | DL20_COM_SEM-Misc-2021PLN-V4-15 | 3 | 0.090237 | 0 | 0.018482 | 0 | 1.0743 | 0.023469 | 0 | 0 | 28.36% | 25% | 69% | 100% | NEM | All | FALSE | FALSE | 10600.6982 | 1078
Commercial_OR - Health_Existing_Water Heating_Natural Gas_Strategic Energy Management_A | OR | Commercial | OR - Health | Existing | Water Heating | Natural Gas | Strategic Energy Management | A | Implementation of strategic energy management. | OCM475 | Discretionary | No strategic energy management. | Implementation of strategic energy management. | RetroEven20_OR | 0 | Water Heating | sqft | 1 | 1 | 0% | DL20_COM_SEM-Misc-2021PLN-V4-1 | BEHAV_SEM-All-CPUC-2018_PG-2 | DL20_COM_SEM-Misc-2021PLN-V4-15 | 3 | 0.090237 | 0 | 0.018482 | 0 | 1.0743 | 0.023965 | 0 | 0 | 28.36% | 25% | 69% | 100% | NEM | All | FALSE | FALSE | 10600.6982 | 1097
Commercial_OR - Health_Existing_Space Heating_Natural Gas_Retrocommissioning_A | OR | Commercial | OR - Health | Existing | Space Heating | Natural Gas | Retrocommissioning | A | Periodic recommissioning of building systems. | OCM476 | Discretionary | No retro commissioning. | Periodic recommissioning of building systems. | RetroEven20_OR | 0 | Space Heating | sqft | 1 | 1 | 0% | COM_RCX-HVAC-AEG-1 | COM_RCX-Heating-7PLN-v5-15 | COM_RCX-HVAC-AEG-1 | 3 | 0.14844 | 0 | 0.022694 | 0 | 1.3062 | 0.028818 | 0 | 0 | 28.36% | 25% | 15% | 73.33% | NEM | All | FALSE | FALSE | 14201.3581 | 1096
Commercial_OR - Health_Existing_Water Heating_Natural Gas_Retrocommissioning_A | OR | Commercial | OR - Health | Existing | Water Heating | Natural Gas | Retrocommissioning | A | Periodic recommissioning of building systems. | OCM477 | Discretionary | No retro commissioning. | Periodic recommissioning of building systems. | RetroEven20_OR | 0 | Water Heating | sqft | 1 | 1 | 0% | COM_RCX-HVAC-AEG-1 | COM_RCX-Heating-7PLN-v5-15 | COM_RCX-HVAC-AEG-1 | 3 | 0.14844 | 0 | 0.022694 | 0 | 1.3062 | 0.029427 | 0 | 0 | 28.36% | 25% | 15% | 73.33% | NEM | All | FALSE | FALSE | 14201.3581 | 1095
Commercial_OR - Health_New_Space Heating_Natural Gas_Insulation - Ceiling_A | OR | Commercial | OR - Health | New | Space Heating | Natural Gas | Insulation - Ceiling | A | R-38 | OCM478 | Discretionary | R-13 | R-38 | Retro1Slow_OR | 0 | Space Heating | sqft roof | 1 | 0.5 | 0% | Avista TRM | Avista TRM | Avista TRM | 22 | 1.5729 | 0 | 0 | 0 | 1.0348 | 0 | 0 | 0 | 24.32% | 25% | 0% | 0% | NEM | All | FALSE | FALSE | 0 | 1100
Commercial_OR - Health_New_Space Heating_Natural Gas_Insulation - Ducting_A | OR | Commercial | OR - Health | New | Space Heating | Natural Gas | Insulation - Ducting | A | R-8 | OCM479 | Discretionary | R-4 | R-8 | Retro1Slow_OR | 0 | Central Systems | sqft duct | 1 | 0.25 | 0% | INS_DCT-All-DEER-1 | INS_DCT-All-DEER-1 | Building Energy Simulation Tool | 20 | 0.95651 | 0 | 0 | 0 | 1.2422 | 0 | 0 | 0 | 24.32% | 25% | 0% | 0% | NEM | Central Systems | FALSE | FALSE | 0 | 1099
Commercial_OR - Health_New_Space Heating_Natural Gas_Insulation - Wall Cavity_A | OR | Commercial | OR - Health | New | Space Heating | Natural Gas | Insulation - Wall Cavity | A | R-23 | OCM480 | Discretionary | R-9 | R-23 | Retro1Slow_OR | 0 | Space Heating | sqft wall | 1 | 0.37498 | 0% | Avista TRM | Avista TRM | Avista TRM | 22 | 0.68344 | 0 | 0 | 0 | 1.0348 | 0 | 0 | 0 | 24.32% | 25% | 0% | 0% | NEM | All | FALSE | FALSE | 0 | 1098
Commercial_OR - Health_New_Space Heating_Natural Gas_Green Roof - Vegetated Rooftop_A | OR | Commercial | OR - Health | New | Space Heating | Natural Gas | Green Roof - Vegetated Rooftop | A | Green roof | OCM481 | Discretionary | No vegetation on roof | Green roof | Retro1Slow_OR | 0 | Space Heating | sqft roof | 1 | 0.5 | 0% | Measure Cost Research v1.1 - Sep 2020.xlsx | Measure Cost Research v1.1 - Sep 2020.xlsx | Measure Cost Research v1.1 - Sep 2020.xlsx | 25 | 30.5501 | 2.2913 | 0 | 0 | 1.0183 | 0 | 0 | 0 | 28.36% | 25% | 15% | 46.67% | NEM | All | FALSE | FALSE | 0 | 1094
Commercial_OR - Health_New_Space Heating_Natural Gas_Ducting - Repair and Sealing_A | OR | Commercial | OR - Health | New | Space Heating | Natural Gas | Ducting - Repair and Sealing | A | Sealed | OCM482 | Discretionary | 20% Leakage | Sealed | Retro1Slow_OR | 0 | Central Systems | sqft duct | 1 | 0.25 | 0% | DCT_RPR-All-DEER-1 | DCT_RPR-Cooling-RTF-1 | Building Energy Simulation Tool | 18 | 0.65309 | 0 | 0 | 0 | 1.3062 | 0 | 0 | 0 | 19.52% | 25% | 15% | 46.67% | NEM | Central Systems | FALSE | FALSE | 0 | 1090
Commercial_OR - Health_New_Space Heating_Natural Gas_Windows - High Efficiency Glazing_A | OR | Commercial | OR - Health | New | Space Heating | Natural Gas | Windows - High Efficiency Glazing | A | High Efficiency Glaze | OCM483 | Discretionary | Single Glaze | High Efficiency Glaze | Retro1Slow_OR | 0 | Space Heating | sqft window | 1 | 0.018749 | 0% | WND_HE-Heating-RTF-v2.1-1 | WND_HE-Heating-RTF-v2.1-1 | Building Energy Simulation Tool | 45 | 111.9546 | 0 | 0 | 0 | 1.2422 | 0 | 0 | 0 | 28.36% | 25% | 66.35% | 88.47% | NEM | All | FALSE | FALSE | 0 | 1089
Commercial_OR - Health_New_Space Heating_Natural Gas_Windows - Secondary Glazing Systems_A | OR | Commercial | OR - Health | New | Space Heating | Natural Gas | Windows - Secondary Glazing Systems | A | Windows rated to U-Factor 0.4 and SHGC 0.2. | OCM484 | Discretionary | Windows rated to U-Factor 0.62 and SHGC 0.27. | Windows rated to U-Factor 0.4 and SHGC 0.2. | Retro1Slow_OR | 0 | Space Heating | sqft window | 1 | 0.018749 | 0% | RTF - ComSecondaryGlazingSystems_v1_1 | RTF - ComSecondaryGlazingSystems_v1_1 | RTF - ComSecondaryGlazingSystems_v1_1 | 30 | 191.4884 | 0 | 0 | 0 | 1.1464 | 0 | 0 | 0 | 28.36% | 25% | 66.35% | 88.47% | NEM | All | FALSE | FALSE | 0 | 1088
Commercial_OR - Health_New_Space Heating_Natural Gas_HVAC - Energy Recovery Ventilator_A | OR | Commercial | OR - Health | New | Space Heating | Natural Gas | HVAC - Energy Recovery Ventilator | A | ERV | OCM485 | Discretionary | No ERV | ERV | RetroEven20_OR | 0 | Space Heating | sqft | 1 | 1 | 0% | HRV-Cooling/Heating-E3T-1 | HRV-Cooling/Heating-E3T-1 | HRV-Cooling/Heating-E3T-1 | 20 | 1.0873 | 0 | 0 | 0 | 1.0873 | 0 | 0 | 0 | 28.36% | 25% | 100% | 100% | NEM | All | FALSE | FALSE | 0 | 1093
Commercial_OR - Health_New_Space Heating_Natural Gas_Building Shell - Air Sealing (Infiltration Control)_A | OR | Commercial | OR - Health | New | Space Heating | Natural Gas | Building Shell - Air Sealing (Infiltration Control) | A | Air sealing to reduce air infiltration. | OCM486 | Discretionary | Building with air infiltration. | Air sealing to reduce air infiltration. | Retro1Slow_OR | 0 | Space Heating | foot door | 1 | 0.00025735 | 0% | IL TRM - CI-MSC-WTST-V01-200101 | IL TRM - CI-MSC-WTST-V01-200101 | IL TRM - CI-MSC-WTST-V01-200101 | 10 | 43.52 | 0 | 0 | 0 | 1 | 0 | 0 | 0 | 28.36% | 25% | 45% | 66.67% | NEM | All | FALSE | FALSE | 0 | 1092
Commercial_OR - Health_New_Space Heating_Natural Gas_Ventilation - Demand Controlled_A | OR | Commercial | OR - Health | New | Space Heating | Natural Gas | Ventilation - Demand Controlled | A | Outdoor air controlled based on occupancy to meet ASHRAE 62.1 | OCM487 | Discretionary | No occupancy based outdoor air controls. | Outdoor air controlled based on occupancy to meet ASHRAE 62.1 | Retro5Med_OR | 0 | Central Systems | sqft | 1 | 1 | 0% | IL TRM - CI-HVC-DCV-V05-190101 | VENT_DCV-Heating-7PLN-v5-8 | IL TRM - CI-HVC-DCV-V05-190101 | 10 | 0.15285 | 0 | 0 | 0 | 1.1464 | 0 | 0 | 0 | 28.36% | 25% | 100% | 100% | NEM | Central Systems | FALSE | FALSE | 0 | 1091
Commercial_OR - Health_New_Space Heating_Natural Gas_HVAC - Dedicated Outdoor Air System (DOAS)_A | OR | Commercial | OR - Health | New | Space Heating | Natural Gas | HVAC - Dedicated Outdoor Air System (DOAS) | A | Outdoor air supplied by a DOAS. | OCM488 | Discretionary | No DOAS. | Outdoor air supplied by a DOAS. | RetroEven20_OR | 0 | Central Systems | sqft | 1 | 1 | 0% | 2021P_Com-VRF-DOAS-2021P_V2 | 2021P_Com-VRF-DOAS-2021P_V2 | 2021P_Com-VRF-DOAS-2021P_V2 | 20 | 10.8502 | 0 | 0 | 0 | 1.0743 | 0 | 0 | 0 | 28.36% | 25% | 0% | 0% | NEM | Central Systems | FALSE | FALSE | 0 | 1058
Commercial_OR - Health_New_Space Heating_Natural Gas_Destratification Fans (HVLS)_A | OR | Commercial | OR - Health | New | Space Heating | Natural Gas | Destratification Fans (HVLS) | A | High volume low speed destratification fans. | OCM489 | Discretionary | No destratification fans. | High volume low speed destratification fans. | RetroEven20_OR | 0 | Space Heating | Strat Fan | 1 | 8.6207e-05 | 0% | DL20_IHVLS-Ag-2021PLN-v2-8 | DL20_IHVLS-Ag-2021PLN-v2-8 | HVLS-Heating-AEG-v5.0-121 | 15 | 9799.2638 | 0 | 0 | 0 | 1.0743 | 0 | 0 | 0 | 28.36% | 25% | 15% | 20% | NEM | All | FALSE | FALSE | 0 | 1057
Commercial_OR - Health_New_Space Heating_Natural Gas_Gas Boiler - Maintenance_A | OR | Commercial | OR - Health | New | Space Heating | Natural Gas | Gas Boiler - Maintenance | A | General cleaning and maintenance | OCM490 | Discretionary | Degrade performance | General cleaning and maintenance | Retro12Med_OR | 0 | Boiler | kBtuh Heat | 1 | 0.058909 | 0% | GBLR_MNT-Heating-ILTRM-v4.0-43 | GBLR_MNT-Heating-ILTRM-v4.0-43 | GBLR_MNT-Heating-ILTRM-v4.0-1 | 3 | 1.0466 | 0 | 0 | 0 | 1.1464 | 0.15169 | 0 | 0 | 28.36% | 25% | 5% | 10% | NEM | Boiler | FALSE | FALSE | 19223.8731 | 1056
Commercial_OR - Health_New_Space Heating_Natural Gas_Gas Furnace - Maintenance_A | OR | Commercial | OR - Health | New | Space Heating | Natural Gas | Gas Furnace - Maintenance | A | General cleaning and maintenance | OCM491 | Discretionary | Degrade performance | General cleaning and maintenance | Retro12Med_OR | 0 | Furnace | kBtuh Heat | 1 | 0.058909 | 0% | IL TRM - CI-HVC-FTUN-V03-200101 | GBLR_MNT-Heating-ILTRM-v4.0-43 | IL TRM - CI-HVC-FTUN-V03-200101 | 3 | 1.0466 | 0 | 0 | 0 | 1.1464 | 0.05892 | 0 | 0 | 28.36% | 25% | 5% | 10% | NEM | Furnace | FALSE | FALSE | 49492.2138 | 1061
Commercial_OR - Health_New_Space Heating_Natural Gas_Gas Boiler - Hot Water Reset_A | OR | Commercial | OR - Health | New | Space Heating | Natural Gas | Gas Boiler - Hot Water Reset | A | Reset control installed | OCM492 | Discretionary | No control | Reset control installed | RetroEven20_OR | 0 | Boiler | BoilerCtrl | 1 | 0.00014727 | 0% | GBLR_HWRST-Heating-ILTRM-v4.0-43 | GBLR_HWRST-Heating-ILTRM-v4.0-1 | GBLR_HWRST-Heating-ILTRM-v4.0-1 | 20 | 879.3232 | 0 | 0 | 0 | 1.3062 | 269.6716 | 0 | 0 | 28.36% | 25% | 100% | 100% | NEM | Boiler | FALSE | FALSE | 1120.8189 | 261
Commercial_OR - Health_New_Space Heating_Natural Gas_Gas Boiler - Steam Trap Replacement_A | OR | Commercial | OR - Health | New | Space Heating | Natural Gas | Gas Boiler - Steam Trap Replacement | A | Cleaning and maintenance | OCM493 | Discretionary | Degrade performance | Cleaning and maintenance | RetroEven20_OR | 0 | Boiler | perBLDg | 1 | 2.451e-05 | 0% | IL TRM v9, Section 4.4.16 | IL TRM v9, Section 4.4.16 | IL TRM - CI-HVC-STRE-V06-200101 | 6 | 183.268 | 0 | 0 | 0 | 1.1667 | 74.7764 | 0 | 0 | 28.36% | 25% | 0% | 10% | NEM | Boiler | FALSE | FALSE | 2321.9098 | 343
Commercial_OR - Health_New_Space Heating_Natural Gas_Gas Boiler - High Turndown Burner_A | OR | Commercial | OR - Health | New | Space Heating | Natural Gas | Gas Boiler - High Turndown Burner | A | Turndown control installed | OCM494 | Discretionary | No control | Turndown control installed | Retro5Med_OR | 0 | Boiler | kbtuh heat | 1 | 0.058909 | 0% | GBLR_TRN-Heating-MNTRM-v2.1-1 | GBLR_TRN-Heating-MNTRM-v2.1-1 | GBLR_TRN-Heating-MNTRM-v2.1-1 | 15 | 3.0755 | 0 | 0 | 0 | 1.1051 | 0.25282 | 0 | 0 | 28.36% | 25% | 100% | 100% | NEM | Boiler | FALSE | FALSE | 4812.017 | 449
Commercial_OR - Health_New_Space Heating_Natural Gas_Gas Boiler - Burner Control Optimization_A | OR | Commercial | OR - Health | New | Space Heating | Natural Gas | Gas Boiler - Burner Control Optimization | A | Optimized burner controls | OCM495 | Discretionary | Average performance | Optimized burner controls | Retro1Slow_OR | 0 | Boiler | kBtuh heat | 1 | 0.058909 | 0% | GBLR_O2TRM-Heating-ILTRM-v4.0-1 | GBLR_O2TRM-Heating-MEMD-2018-1 | GBLR_O2TRM-Heating-ILTRM-v4.0-1 | 18 | 1.0333 | 0 | 0 | 0 | 1.1051 | 0.073317 | 0 | 0 | 28.36% | 25% | 5% | 85% | NEM | Boiler | FALSE | FALSE | 5069.9587 | 460
Commercial_OR - Health_New_Space Heating_Natural Gas_Gas Boiler - Stack Economizer_A | OR | Commercial | OR - Health | New | Space Heating | Natural Gas | Gas Boiler - Stack Economizer | A | Economizer installed | OCM496 | Discretionary | None | Economizer installed | Retro5Med_OR | 0 | Boiler | kBtuh Heat | 1 | 0.058909 | 0% | IL TRM - CI-HVC-BECO-V01-150601 | IL TRM - CI-HVC-BECO-V01-150601 | IL TRM - CI-HVC-BECO-V01-150601 | 15 | 11.3831 | 0 | 0 | 0 | 1.0348 | 0.2427 | 0 | 0 | 28.36% | 25% | 15% | 55% | NEM | Boiler | FALSE | FALSE | 18552.2975 | 1060
Commercial_OR - Health_New_Space Heating_Natural Gas_Gas Boiler - Thermostatic Radiator Valves_A | OR | Commercial | OR - Health | New | Space Heating | Natural Gas | Gas Boiler - Thermostatic Radiator Valves | A | TBD | OCM497 | Discretionary | TBD | TBD | RetroEven20_OR | 0 | Boiler | radiator | 1 | 0.004728 | 0% | IL TRM - 5.3.19 - RS-HVC-TRVS-V01-210101 | AEG Cost Characterization, 2021 | IL TRM - 5.3.19 - RS-HVC-TRVS-V01-210101 | 15 | 58.6877 | 0 | 0 | 0 | 1 | 5.25 | 0 | 0 | 28.36% | 25% | 100% | 100% | NEM | Boiler | FALSE | FALSE | 4421.8302 | 420
Commercial_OR - Health_New_Space Heating_Natural Gas_HVAC - Shut Off Damper_A | OR | Commercial | OR - Health | New | Space Heating | Natural Gas | HVAC - Shut Off Damper | A | Damper installed | OCM498 | Discretionary | No damper | Damper installed | Retro5Med_OR | 0 | Central Systems | BoilerCtrl | 1 | 0.00014727 | 0% | HVAC_DMPROFF-Heating-ILTRM-v4.0-1 | HVAC_DMPROFF-Heating-ILTRM-v4.0-1 | HVAC_DMPROFF-Heating-ILTRM-v4.0-1 | 15 | 1823.434 | 136.1497 | 0 | 0 | 1.1051 | 0 | 0 | 0 | 28.36% | 25% | 0% | 75% | NEM | Central Systems | FALSE | FALSE | 0 | 1059
Commercial_OR - Health_New_Space Heating_Natural Gas_Gas Furnace - Tube Inserts_A | OR | Commercial | OR - Health | New | Space Heating | Natural Gas | Gas Furnace - Tube Inserts | A | Tube inserts installed | OCM499 | Discretionary | None | Tube inserts installed | Retro1Slow_OR | 0 | Furnace | sqft | 1 | 1 | 0% | n/a | n/a | n/a | 5 | 1 | 0 | 0 | 0 | 1 | 0 | 0 | 0 | 28.36% | 25% | 0% | 10% | NEM | Furnace | FALSE | FALSE | 0 | 1055
Commercial_OR - Health_New_Space Heating_Natural Gas_Gas Boiler - Insulate Steam Lines/Condensate Tank_A | OR | Commercial | OR - Health | New | Space Heating | Natural Gas | Gas Boiler - Insulate Steam Lines/Condensate Tank | A | Lines and condenstate tank insulated | OCM500 | Discretionary | No insulation | Lines and condenstate tank insulated | RetroEven20_OR | 0 | Boiler | boiler pipe | 1 | 0.019803 | 0% | GBLR_PINS-Heating-ILTRM-v4.0-1 | GBLR_PINS_STM-Heating-PGE-R7-1 | GBLR_PINS_STM-Heating-PGE-R7-1 | 15 | 19.9426 | 0 | 0 | 0 | 1.1464 | 5.99 | 0 | 0 | 28.36% | 25% | 100% | 100% | NEM | Boiler | FALSE | FALSE | 1316.9531 | 293
Commercial_OR - Health_New_Space Heating_Natural Gas_Gas Boiler - Insulate Hot Water Lines_A | OR | Commercial | OR - Health | New | Space Heating | Natural Gas | Gas Boiler - Insulate Hot Water Lines | A | Insulated water lines | OCM501 | Discretionary | No insulation | Insulated water lines | RetroEven20_OR | 0 | Boiler | boiler pipe | 1 | 0.019803 | 0% | GBLR_PINS_HW-Heating-PGE-R7-1 | GBLR_PINS_HW-Heating-PGE-R7-1 | GBLR_PINS_HW-Heating-PGE-R7-1 | 11 | 37.2492 | 0 | 0 | 0 | 1.1464 | 4.01 | 0 | 0 | 28.36% | 25% | 100% | 100% | NEM | Boiler | FALSE | FALSE | 4564.4789 | 431
Commercial_OR - Health_New_Space Heating_Natural Gas_Condensing RTU_A | OR | Commercial | OR - Health | New | Space Heating | Natural Gas | Condensing RTU | A | TBD | OCM502 | Discretionary | TBD | TBD | RetroEven20_OR | 0 | Furnace | sqft cond | 1 | 1 | 0% | NEEA Condensing Rooftop Unit Field Study - October 28, 2019 | NEEA Condensing Rooftop Unit Field Study - October 28, 2019 | NEEA Condensing Rooftop Unit Field Study - October 28, 2019 | 5 | 0.43435 | 0 | 0 | 0 | 1.0348 | 0.022907 | 0 | 0 | 28.36% | 25% | 100% | 100% | NEM | Furnace | FALSE | FALSE | 23194.3953 | 1051
Commercial_OR - Health_New_Space Heating_Natural Gas_Hydronic Heating Radiator Replacement_A | OR | Commercial | OR - Health | New | Space Heating | Natural Gas | Hydronic Heating Radiator Replacement | A | TBD | OCM503 | Discretionary | TBD | TBD | RetroEven20_OR | 0 | Boiler | radiator | 1 | 0.004728 | 0% | IL TRM - 4.4.52 - CI-HVC-HHRR-V01-210101 | IL TRM - 4.4.52 - CI-HVC-HHRR-V01-210101 | IL TRM - 4.4.52 - CI-HVC-HHRR-V01-210101 | 25 | 599.2004 | 0 | 0 | 0 | 1.0183 | 34 | 0 | 0 | 28.36% | 25% | 100% | 100% | NEM | Boiler | FALSE | FALSE | 5605.9206 | 483
Commercial_OR - Health_New_Space Heating_Natural Gas_Thermostat - Connected_A | OR | Commercial | OR - Health | New | Space Heating | Natural Gas | Thermostat - Connected | A | Thermostat connected to building management control system. | OCM504 | Discretionary | Standard thermostat. | Thermostat connected to building management control system. | Retro5Med_OR | 0 | Space Heating | Stat Unit | 1 | 0.001 | 0% | DL20_CSTAT_SMRT-Cool-RTF-v1.1-5 | IL TRM - CI-HVC-THST-V01-200101 | DL20_CSTAT_SMRT-Heat-RTF-v1.1-1 | 5 | 222.9079 | 0 | 0 | 0 | 1.1247 | 0 | 0 | 0 | 28.36% | 25% | 30% | 53.33% | NEM | All | FALSE | FALSE | 0 | 1050
Commercial_OR - Health_New_Water Heating_Natural Gas_Water Heater - Thermostatic Shower Restriction Valve_A | OR | Commercial | OR - Health | New | Water Heating | Natural Gas | Water Heater - Thermostatic Shower Restriction Valve | A | Thermostatic shower restriction valve. | OCM505 | Discretionary | No thermostatic control on shower. | Thermostatic shower restriction valve. | Retro5Med_OR | 0 | Water Heater | showerhead | 1 | 4.902e-05 | 0% | ThermostaticShowerRestrictionValve_v4_2 | ThermostaticShowerRestrictionValve_v4_2 | ThermostaticShowerRestrictionValve_v4_2 | 10 | 49.907 | 0 | 13.962 | 0 | 1.1464 | 4.9631 | 0 | 0 | 28.36% | 25% | 86.67% | 86.67% | NEM | Water Heater | FALSE | FALSE | 5365.4205 | 472
Commercial_OR - Health_New_Water Heating_Natural Gas_Water Heater - Pre-Rinse Spray Valve_A | OR | Commercial | OR - Health | New | Water Heating | Natural Gas | Water Heater - Pre-Rinse Spray Valve | A | Low flow pre-rinse spray valve. | OCM506 | Discretionary | Standard pre-rinse spray valve. | Low flow pre-rinse spray valve. | Retro5Med_OR | 0 | Water Heater | KitchenFaucet | 1 | 4.902e-05 | 0% | Avista TRM | Avista TRM | Avista TRM | 4 | 114.44 | 0 | 0 | 0 | 1.0348 | 16.81 | 0 | 0 | 28.36% | 25% | 25% | 53.33% | NEM | Water Heater | FALSE | FALSE | 11730.9041 | 1049
Commercial_OR - Health_New_Water Heating_Natural Gas_Water Heater - Temperature Setback_A | OR | Commercial | OR - Health | New | Water Heating | Natural Gas | Water Heater - Temperature Setback | A | Water heater temperature setback. | OCM507 | Discretionary | No water heater temperature setback. | Water heater temperature setback. | Retro5Med_OR | 0 | Water Heater | WHunits | 1 | 0.00012472 | 0% | IL TRM - RS-HWE-TMPS-V08-210101 | IL TRM - RS-HWE-TMPS-V08-210101 | IL TRM - RS-HWE-TMPS-V08-210101 | 2 | 2.2545 | 0 | 0 | 0 | 1 | 103.9223 | 0 | 0 | 28.36% | 25% | 15% | 100% | NEM | Water Heater | FALSE | FALSE | 125.2608 | 143
Commercial_OR - Health_New_Water Heating_Natural Gas_Water Heater - Faucet Aerators_A | OR | Commercial | OR - Health | New | Water Heating | Natural Gas | Water Heater - Faucet Aerators | A | 0 | OCM508 | Discretionary | 0 | 0 | Retro5Med_OR | 0 | Water Heater | faucet | 1 | 0.00019608 | 0% | DHW_AER-Water Heating-XCELCO-2017-18-6 | DHW_AER-Water Heating-XCELCO-2017-18-6 | DHW_AER-Water Heating-ILTRM-v5.0-24 | 10 | 7.5905 | 0 | 15.1811 | 0 | 1.0631 | 24.4071 | 0 | 0 | 28.36% | 25% | 86.67% | 86.67% | NEM | Water Heater | FALSE | FALSE | 165.9392 | 156
Commercial_OR - Health_New_Water Heating_Natural Gas_Water Heater - Low-Flow Showerheads_A | OR | Commercial | OR - Health | New | Water Heating | Natural Gas | Water Heater - Low-Flow Showerheads | A | 0 | OCM509 | Discretionary | 0 | 0 | Retro5Med_OR | 0 | Water Heater | Showerhead | 1 | 4.902e-05 | 0% | Com-Showerheads-2021P_V2 | Com-Showerheads-2021P_V2 | Com-Showerheads-2021P_V2 | 10 | 40.2938 | 0 | 58.6998 | 0 | 1.1464 | 10.9347 | 0 | 0 | 28.36% | 25% | 86.67% | 86.67% | NEM | Water Heater | FALSE | FALSE | 1966.1862 | 336
Commercial_OR - Health_New_Water Heating_Natural Gas_Water Heater - Tank Blanket/Insulation_A | OR | Commercial | OR - Health | New | Water Heating | Natural Gas | Water Heater - Tank Blanket/Insulation | A | 0 | OCM510 | Discretionary | 0 | 0 | Retro5Med_OR | 0 | Water Heater | WHUnits | 1 | 0.00012472 | 0% | IL TRM - 4.3.12 Tank Insulation - CI-HWE-TKIN-V01-210101 / PA TRM - 2.3.4 - State of Pennsylvania TRM, Volume 2: Residential Measures, 2021 Final Order. August 8, 2019. | IL TRM - 4.3.12 Tank Insulation - CI-HWE-TKIN-V01-210101 / PA TRM - 2.3.4 - State of Pennsylvania TRM, Volume 2: Residential Measures, 2021 Final Order. August 8, 2019. | IL TRM - 4.3.12 Tank Insulation - CI-HWE-TKIN-V01-210101 / PA TRM - 2.3.4 - State of Pennsylvania TRM, Volume 2: Residential Measures, 2021 Final Order. August 8, 2019. | 15 | 0.66119 | 0 | 0 | 0 | 1.0183 | 200.7769 | 0 | 0 | 28.36% | 25% | 100% | 100% | NEM | Water Heater | FALSE | FALSE | 1.3027 | 118
Commercial_OR - Health_New_Water Heating_Natural Gas_Water Heater - Drainwater Heat Recovery_A | OR | Commercial | OR - Health | New | Water Heating | Natural Gas | Water Heater - Drainwater Heat Recovery | A | 0 | OCM511 | Discretionary | 0 | 0 | Retro5Med_OR | 0 | Water Heater | faucet | 1 | 0.00019608 | 0% | DHW_DWHR-Water Heating-OPATRM-v1-1 | DHW_DWHR-Water Heating-OPATRM-v1-1 | DHW_DWHR-Water Heating-MNTRM-v1.0-7 | 40 | 967.5322 | 0 | 0 | 0 | 1.1857 | 54.4308 | 0 | 0 | 28.36% | 25% | 86.67% | 86.67% | NEM | Water Heater | FALSE | FALSE | 5103.5703 | 462
Commercial_OR - Health_New_Water Heating_Natural Gas_Water Heater - Circulation Pump Controls_A | OR | Commercial | OR - Health | New | Water Heating | Natural Gas | Water Heater - Circulation Pump Controls | A | Controlled circulation pump. | OCM512 | Discretionary | Circulation pump with no controls. | Controlled circulation pump. | Retro5Med_OR | 0 | Water Heater | perbldg | 1 | 2.451e-05 | 0% | RTF - ComResCirculatorPumps_2_3 - AEG Edited | RTF - ComResCirculatorPumps_2_3 - AEG Edited | RTF - ComResCirculatorPumps_2_3 - AEG Edited | 11.5 | 1863.6587 | 0 | 0 | 0 | 1.1464 | 5715.9356 | 0 | 0 | 28.36% | 25% | 15% | 40% | NEM | Water Heater | FALSE | FALSE | 154.5794 | 153
Commercial_OR - Health_New_Water Heating_Natural Gas_Water Heater - Pipe Insulation_A | OR | Commercial | OR - Health | New | Water Heating | Natural Gas | Water Heater - Pipe Insulation | A | Water heater pipe insulation. | OCM513 | Discretionary | No insulation. | Water heater pipe insulation. | Retro5Med_OR | 0 | Water Heater | PipeFeet | 1 | 0.00012255 | 0% | IL TRM v10 - 4.4.14 Pipe Insulation - CI-HVC-PINS-V07-220101 | IL TRM v10 - 4.4.14 Pipe Insulation - CI-HVC-PINS-V07-220101 | IL TRM v10 - 4.4.14 Pipe Insulation - CI-HVC-PINS-V07-220101 | 15 | 39.5479 | 0 | 0 | 0 | 1.1857 | 5.02 | 0 | 0 | 28.36% | 25% | 1.124% | 100% | NEM | Water Heater | FALSE | FALSE | 3116.2605 | 393
Commercial_OR - Health_New_Water Heating_Natural Gas_Water Heater - Motion Control Faucet_A | OR | Commercial | OR - Health | New | Water Heating | Natural Gas | Water Heater - Motion Control Faucet | A | 0.35 gpm w/ motion sensor | OCM514 | Discretionary | 1.39 gpm w/o motion sensor | 0.35 gpm w/ motion sensor | Retro5Med_OR | 0 | Water Heater | sqft | 1 | 1 | 0% | n/a | n/a | n/a | 5 | 1.0743 | 0 | 0 | 0 | 1.0743 | 0 | 0 | 0 | 28.36% | 25% | 30% | 75% | NEM | Water Heater | FALSE | FALSE | 0 | 1053
Commercial_OR - Health_New_Water Heating_Natural Gas_Water Heater - Solar System_A | OR | Commercial | OR - Health | New | Water Heating | Natural Gas | Water Heater - Solar System | A | Solar water heater with electric backup unit | OCM515 | Discretionary | 0 | Solar water heater with electric backup unit | Retro5Med_OR | 0 | Water Heater | DHW kbtuh | 1 | 0.0064853 | 0% | DHW_WH-Water Heating-AEO17-8 | DHW_WH-Water Heating-AEO17-8 | DHW_WH-Water Heating-DOE-PTool2014-1 | 20 | 125.6926 | 0 | 0 | 0 | 1.1247 | 40.1544 | 0 | 0 | 28.36% | 25% | 1% | 40% | NEM | Water Heater | 11 | FALSE | 1075.966 | 255
Commercial_OR - Health_New_Water Heating_Natural Gas_Commercial Laundry - Ozone Treatment_A | OR | Commercial | OR - Health | New | Water Heating | Natural Gas | Commercial Laundry - Ozone Treatment | A | Ozone laundry treatment system. | OCM516 | Discretionary | Standard commercial washer. | Ozone laundry treatment system. | Retro5Med_OR | 0 | Water Heater | perBldg | 1 | 2.451e-05 | 0% | CW_OZON-Water Heating-ILTRM-v4.0-4 | CW_OZON-Water Heating-ILTRM-v4.0-4 | CW_OZON-Water Heating-ILTRM-v4.0-4 | 10 | 20531.9342 | 453.0502 | 0 | 0 | 1.1051 | 1833.2024 | 0 | 0 | 28.36% | 25% | 0% | 6.667% | NEM | Water Heater | FALSE | FALSE | 5976.0205 | 502
Commercial_OR - Health_New_Water Heating_Natural Gas_Commercial Laundry - ENERGY STAR Washer_A | OR | Commercial | OR - Health | New | Water Heating | Natural Gas | Commercial Laundry - ENERGY STAR Washer | A | ENERGY STAR rated washer. | OCM517 | Discretionary | Standard efficiency washer. | ENERGY STAR rated washer. | Retro5Med_OR | 0 | Water Heater | ClothesWashers | 1 | 7.6408e-06 | 0% | CW-Miscellaneous-RTF-v5.1-21 | CW-Miscellaneous-RTF-v5.1-21 | CW-Miscellaneous-RTF-PreQCv5.0-8 | 7 | 934.5432 | 0 | 408.3514 | 0 | 1.1464 | 35.5089 | 0 | 0 | 28.36% | 25% | 0% | 6.667% | NEM | Water Heater | FALSE | FALSE | 20488.7277 | 1052
Commercial_OR - Health_New_Water Heating_Natural Gas_Water Heater - Efficient Dishwasher_A | OR | Commercial | OR - Health | New | Water Heating | Natural Gas | Water Heater - Efficient Dishwasher | A | ENERGY STAR | OCM518 | Discretionary | 0 | ENERGY STAR | Retro5Med_OR | 0 | Water Heater | perBldg | 1 | 2.451e-05 | 0% | Avista TRM | Avista TRM | Avista TRM | 12 | 4849.0825 | 0 | 2692.6341 | 0 | 1.0348 | 102.8166 | 0 | 0 | 28.36% | 25% | 0% | 6.667% | NEM | Water Heater | FALSE | FALSE | 21639.602 | 1071
Commercial_OR - Health_New_Water Heating_Natural Gas_Commercial Laundry - Alternative Dry-Cleaning Methods_A | OR | Commercial | OR - Health | New | Water Heating | Natural Gas | Commercial Laundry - Alternative Dry-Cleaning Methods | A | High efficiency alternative dry-cleaning methods. | OCM519 | Discretionary | Standard efficiency dryer. | High efficiency alternative dry-cleaning methods. | Retro5Med_OR | 0 | Water Heater | perBldg | 1 | 2.451e-05 | 0% | CW_ALTDRYCLN-Miscellaneous-SCE-ET05.01-6 | CW_ALTDRYCLN-Miscellaneous-SCE-ET05.01-6 | CW_ALTDRYCLN-Miscellaneous-SCE-ET05.01-6 | 15 | 135143.5514 | 0 | 0 | 0 | 1.2089 | 0 | 0 | 0 | 28.36% | 25% | 0% | 6.667% | NEM | Water Heater | FALSE | FALSE | 0 | 1070
Commercial_OR - Health_New_Space Heating_Natural Gas_Advanced Kitchen Ventilation Controls_A | OR | Commercial | OR - Health | New | Space Heating | Natural Gas | Advanced Kitchen Ventilation Controls | A | Variable exhaust hood flow based on temperature or grease sensor. | OCM520 | Discretionary | No controls on exhaust hoods. | Variable exhaust hood flow based on temperature or grease sensor. | RetroEven20_OR | 0 | Space Heating | sqft | 1 | 1 | 0% | IL TRM - CI-FSE-VENT-V03-160601 | COOK_EXHD-Ventilation-XCELCO-2017-18-2 | COOK_EXHD-Ventilation-XCELCO-2017-18-2 | 15 | 0.11676 | 0 | 0 | 0 | 1.1051 | 0 | 0 | 0 | 28.36% | 25% | 10% | 20% | NEM | All | FALSE | FALSE | 0 | 1069
Commercial_OR - Health_New_Space Heating_Natural Gas_Infiltration Control - Loading Dock Sealing_A | OR | Commercial | OR - Health | New | Space Heating | Natural Gas | Infiltration Control - Loading Dock Sealing | A | 0 | OCM521 | Discretionary | 0 | 0 | RetroEven20_OR | 0 | Space Heating | perBldg | 1 | 2.451e-05 | 0% | MEMD - Truck Loading Dock Seals - 8.10.01.FES-E10.v01 | MEMD - Truck Loading Dock Seals - 8.10.01.FES-E10.v01 | MEMD - Truck Loading Dock Seals - 8.10.01.FES-E10.v01 | 10 | 6337.3005 | 0 | 0 | 0 | 1.0873 | 0 | 0 | 0 | 28.36% | 25% | 0% | 0% | NEM | All | FALSE | FALSE | 0 | 1074
Commercial_OR - Health_New_Space Heating_Natural Gas_Greenhouse Heat Curtain_A | OR | Commercial | OR - Health | New | Space Heating | Natural Gas | Greenhouse Heat Curtain | A | 0 | OCM522 | Discretionary | No heat curtain. | 0 | RetroEven20_OR | 0 | Space Heating | perBldg | 1 | 2.451e-05 | 0% | CA eTRM https://www.caetrm.com/measure/SWBE001/01/ | CA eTRM https://www.caetrm.com/measure/SWBE001/01/ | CA eTRM https://www.caetrm.com/measure/SWBE001/01/ | 5 | 833.8649 | 0 | 0 | 0 | 1.0348 | 0 | 0 | 0 | 28.36% | 25% | 0% | 0% | NEM | All | FALSE | FALSE | 0 | 1073
Commercial_OR - Health_New_Space Heating_Natural Gas_Ventilation - Parking Garages, Demand Controlled_A | OR | Commercial | OR - Health | New | Space Heating | Natural Gas | Ventilation - Parking Garages, Demand Controlled | A | 0 | OCM523 | Discretionary | 0 | 0 | RetroEven20_OR | 0 | Central Systems | garage | 1 | 1e-05 | 0% | FOE - Parking Garage Ventilation Controls - W0047 | FOE - Parking Garage Ventilation Controls - W0047 | FOE - Parking Garage Ventilation Controls - W0047 | 5 | 843.0596 | 0 | 0 | 0 | 1.0183 | 0 | 0 | 0 | 28.36% | 25% | 0% | 0% | NEM | Central Systems | FALSE | FALSE | 0 | 1072
Commercial_OR - Health_New_Miscellaneous_Natural Gas_Pool Heater - Night Covers_A | OR | Commercial | OR - Health | New | Miscellaneous | Natural Gas | Pool Heater - Night Covers | A | Night covers on pool. | OCM524 | Discretionary | Uncovered. | Night covers on pool. | Retro12Med_OR | 0 | Pool Heater | sqft pool | 1 | 0.045956 | 0% | PL_COV-Water Heating-SCG-R0-62 | PL_COV-Water Heating-SCG-R0-62 | PL_COV-Water Heating-SCG-R0-1 | 5 | 2.7829 | 0 | 0 | 0 | 1.1464 | 0.00010507 | 0 | 0 | 28.36% | 25% | 15% | 100% | NEM | Pool Heater | FALSE | FALSE | 32398263.2657 | 1068
Commercial_OR - Health_New_Space Heating_Natural Gas_Advanced New Construction Designs_A | OR | Commercial | OR - Health | New | Space Heating | Natural Gas | Advanced New Construction Designs | A | New construction designs exceeding ASHRAE 90.1 requirements. | OCM525 | Discretionary | Standard new construction design. | New construction designs exceeding ASHRAE 90.1 requirements. | LO1Slow_OR | 0 | Space Heating | sqft | 1 | 1 | 0% | COM_CX-HVAC-AEG-1 | COM_CX-All-AEG-5 | COM_CX-All-AEG-5 | 3 | 1.4023 | 0 | 0 | 0 | 1.2089 | 0 | 0 | 0 | 28.36% | 25% | 10% | 33.33% | NEM | All | FALSE | FALSE | 0 | 1064
Commercial_OR - Health_New_Water Heating_Natural Gas_Advanced New Construction Designs_A | OR | Commercial | OR - Health | New | Water Heating | Natural Gas | Advanced New Construction Designs | A | New construction designs exceeding ASHRAE 90.1 requirements. | OCM526 | Discretionary | Standard new construction design. | New construction designs exceeding ASHRAE 90.1 requirements. | LO1Slow_OR | 0 | Water Heating | sqft | 1 | 1 | 0% | COM_CX-HVAC-AEG-1 | COM_CX-All-AEG-5 | COM_CX-All-AEG-5 | 3 | 1.4023 | 0 | 0 | 0 | 1.2089 | 0 | 0 | 0 | 28.36% | 25% | 10% | 33.33% | NEM | All | 29 | FALSE | 0 | 1063
Commercial_OR - Health_New_Space Heating_Natural Gas_Strategic Energy Management_A | OR | Commercial | OR - Health | New | Space Heating | Natural Gas | Strategic Energy Management | A | Implementation of strategic energy management. | OCM527 | Discretionary | No strategic energy management. | Implementation of strategic energy management. | RetroEven20_OR | 0 | Space Heating | sqft | 1 | 1 | 0% | DL20_COM_SEM-Misc-2021PLN-V4-1 | BEHAV_SEM-All-CPUC-2018_PG-2 | DL20_COM_SEM-Misc-2021PLN-V4-15 | 3 | 0.086954 | 0 | 0 | 0 | 1.0743 | 0 | 0 | 0 | 28.36% | 25% | 69% | 100% | NEM | All | FALSE | FALSE | 0 | 1062
Commercial_OR - Health_New_Water Heating_Natural Gas_Strategic Energy Management_A | OR | Commercial | OR - Health | New | Water Heating | Natural Gas | Strategic Energy Management | A | Implementation of strategic energy management. | OCM528 | Discretionary | No strategic energy management. | Implementation of strategic energy management. | RetroEven20_OR | 0 | Water Heating | sqft | 1 | 1 | 0% | DL20_COM_SEM-Misc-2021PLN-V4-1 | BEHAV_SEM-All-CPUC-2018_PG-2 | DL20_COM_SEM-Misc-2021PLN-V4-15 | 3 | 0.086954 | 0 | 0 | 0 | 1.0743 | 0 | 0 | 0 | 28.36% | 25% | 69% | 100% | NEM | All | FALSE | FALSE | 0 | 1067
Commercial_OR - Health_New_Space Heating_Natural Gas_Retrocommissioning_A | OR | Commercial | OR - Health | New | Space Heating | Natural Gas | Retrocommissioning | A | Periodic recommissioning of building systems. | OCM529 | Discretionary | No retro commissioning. | Periodic recommissioning of building systems. | RetroEven20_OR | 0 | Space Heating | sqft | 1 | 1 | 0% | COM_RCX-HVAC-AEG-1 | N/A | COM_RCX-HVAC-AEG-1 | 3 | 1.3062 | 0 | 0 | 0 | 1.3062 | 0 | 0 | 0 | 28.36% | 25% | 0% | 0% | NEM | All | FALSE | FALSE | 0 | 1066
Commercial_OR - Health_New_Water Heating_Natural Gas_Retrocommissioning_A | OR | Commercial | OR - Health | New | Water Heating | Natural Gas | Retrocommissioning | A | Periodic recommissioning of building systems. | OCM530 | Discretionary | No retro commissioning. | Periodic recommissioning of building systems. | RetroEven20_OR | 0 | Water Heating | sqft | 1 | 1 | 0% | COM_RCX-HVAC-AEG-1 | N/A | COM_RCX-HVAC-AEG-1 | 3 | 1.3062 | 0 | 0 | 0 | 1.3062 | 0 | 0 | 0 | 28.36% | 25% | 0% | 0% | NEM | All | FALSE | FALSE | 0 | 1065
Commercial_OR - Miscellaneous_Existing_Space Heating_Natural Gas_Insulation - Ceiling_A | OR | Commercial | OR - Miscellaneous | Existing | Space Heating | Natural Gas | Insulation - Ceiling | A | R-38 | OCM531 | Discretionary | R-13 | R-38 | Retro1Slow_OR | 0 | Space Heating | sqft roof | 1 | 1 | 0% | Avista TRM | Avista TRM | Avista TRM | 22 | 0.78647 | 0 | 0.026101 | 0 | 1.0348 | 0.09 | 0 | 0 | 24.32% | 25% | 15% | 46.67% | NEM | All | FALSE | FALSE | 2897.4829 | 389
Commercial_OR - Miscellaneous_Existing_Space Heating_Natural Gas_Insulation - Ducting_A | OR | Commercial | OR - Miscellaneous | Existing | Space Heating | Natural Gas | Insulation - Ducting | A | R-8 | OCM532 | Discretionary | R-4 | R-8 | Retro1Slow_OR | 0 | Central Systems | sqft duct | 1 | 0.5 | 0% | INS_DCT-All-DEER-1 | INS_DCT-All-DEER-1 | Building Energy Simulation Tool | 20 | 0.95651 | 0 | 0 | 0 | 1.2422 | 0 | 0 | 0 | 24.32% | 25% | 15% | 66.67% | NEM | Central Systems | FALSE | FALSE | 0 | 784
Commercial_OR - Miscellaneous_Existing_Space Heating_Natural Gas_Insulation - Wall Cavity_A | OR | Commercial | OR - Miscellaneous | Existing | Space Heating | Natural Gas | Insulation - Wall Cavity | A | R-23 | OCM533 | Discretionary | R-9 | R-23 | Retro1Slow_OR | 0 | Space Heating | sqft wall | 1 | 0.51962 | 0% | Avista TRM | Avista TRM | Avista TRM | 22 | 0.67264 | 0 | 0.1044 | 0 | 1.0348 | 0.36 | 0 | 0 | 24.32% | 25% | 15% | 46.67% | NEM | All | FALSE | FALSE | 619.5276 | 215
Commercial_OR - Miscellaneous_Existing_Space Heating_Natural Gas_Green Roof - Vegetated Rooftop_A | OR | Commercial | OR - Miscellaneous | Existing | Space Heating | Natural Gas | Green Roof - Vegetated Rooftop | A | Green roof | OCM534 | Discretionary | No vegetation on roof | Green roof | Retro1Slow_OR | 0 | Space Heating | sqft roof | 1 | 1 | 0% | Measure Cost Research v1.1 - Sep 2020.xlsx | Measure Cost Research v1.1 - Sep 2020.xlsx | Measure Cost Research v1.1 - Sep 2020.xlsx | 25 | 15.275 | 1.1456 | 0 | 0 | 1.0183 | 0.0049174 | 0 | 0 | 28.36% | 25% | 0% | 0% | NEM | All | FALSE | FALSE | 988093.7661 | 601
Commercial_OR - Miscellaneous_Existing_Space Heating_Natural Gas_Ducting - Repair and Sealing_A | OR | Commercial | OR - Miscellaneous | Existing | Space Heating | Natural Gas | Ducting - Repair and Sealing | A | Sealed | OCM535 | Discretionary | 20% Leakage | Sealed | Retro1Slow_OR | 0 | Central Systems | sqft duct | 1 | 0.5 | 0% | DCT_RPR-All-DEER-1 | DCT_RPR-Cooling-RTF-1 | Building Energy Simulation Tool | 18 | 0.65309 | 0 | 0.040802 | 0 | 1.3062 | 0.14099 | 0 | 0 | 19.52% | 25% | 15% | 66.67% | NEM | Central Systems | FALSE | FALSE | 1666.4254 | 323
Commercial_OR - Miscellaneous_Existing_Space Heating_Natural Gas_Windows - High Efficiency Glazing_A | OR | Commercial | OR - Miscellaneous | Existing | Space Heating | Natural Gas | Windows - High Efficiency Glazing | A | High Efficiency Glaze | OCM536 | Discretionary | Single Glaze | High Efficiency Glaze | Retro1Slow_OR | 0 | Space Heating | sqft window | 1 | 0.25981 | 0% | WND_HE-Heating-RTF-v2.1-1 | WND_HE-Heating-RTF-v2.1-1 | Building Energy Simulation Tool | 45 | 22.037 | 0 | 0.079324 | 0 | 1.2422 | 0.27353 | 0 | 0 | 28.36% | 25% | 47.83% | 63.78% | NEM | All | FALSE | FALSE | 22744.6442 | 595
Commercial_OR - Miscellaneous_Existing_Space Heating_Natural Gas_Windows - Secondary Glazing Systems_A | OR | Commercial | OR - Miscellaneous | Existing | Space Heating | Natural Gas | Windows - Secondary Glazing Systems | A | Windows rated to U-Factor 0.4 and SHGC 0.2. | OCM537 | Discretionary | Windows rated to U-Factor 0.62 and SHGC 0.27. | Windows rated to U-Factor 0.4 and SHGC 0.2. | Retro1Slow_OR | 0 | Space Heating | sqft window | 1 | 0.25981 | 0% | RTF - ComSecondaryGlazingSystems_v1_1 | RTF - ComSecondaryGlazingSystems_v1_1 | RTF - ComSecondaryGlazingSystems_v1_1 | 30 | 37.6923 | 0 | 0.31687 | 0 | 1.1464 | 1.0926 | 0 | 0 | 28.36% | 25% | 47.83% | 63.78% | NEM | All | FALSE | FALSE | 10460.8641 | 594
Commercial_OR - Miscellaneous_Existing_Space Heating_Natural Gas_HVAC - Energy Recovery Ventilator_A | OR | Commercial | OR - Miscellaneous | Existing | Space Heating | Natural Gas | HVAC - Energy Recovery Ventilator | A | ERV | OCM538 | Discretionary | No ERV | ERV | RetroEven20_OR | 0 | Space Heating | sqft | 1 | 1 | 0% | HRV-Cooling/Heating-E3T-1 | HRV-Cooling/Heating-E3T-1 | HRV-Cooling/Heating-E3T-1 | 20 | 1.0873 | 0 | 0 | 0 | 1.0873 | 0.21075 | 0 | 0 | 28.36% | 25% | 5% | 15% | NEM | All | FALSE | FALSE | 1773.4746 | 330
Commercial_OR - Miscellaneous_Existing_Space Heating_Natural Gas_Building Shell - Air Sealing (Infiltration Control)_A | OR | Commercial | OR - Miscellaneous | Existing | Space Heating | Natural Gas | Building Shell - Air Sealing (Infiltration Control) | A | Air sealing to reduce air infiltration. | OCM539 | Discretionary | Building with air infiltration. | Air sealing to reduce air infiltration. | Retro1Slow_OR | 0 | Space Heating | foot door | 1 | 0.0056 | 0% | IL TRM - CI-MSC-WTST-V01-200101 | IL TRM - CI-MSC-WTST-V01-200101 | IL TRM - CI-MSC-WTST-V01-200101 | 10 | 8 | 0 | 0.39328 | 0 | 1 | 1.3561 | 0 | 0 | 28.36% | 25% | 45% | 66.67% | NEM | All | FALSE | FALSE | 3147.6891 | 394
Commercial_OR - Miscellaneous_Existing_Space Heating_Natural Gas_Ventilation - Demand Controlled_A | OR | Commercial | OR - Miscellaneous | Existing | Space Heating | Natural Gas | Ventilation - Demand Controlled | A | Outdoor air controlled based on occupancy to meet ASHRAE 62.1 | OCM540 | Discretionary | No occupancy based outdoor air controls. | Outdoor air controlled based on occupancy to meet ASHRAE 62.1 | Retro5Med_OR | 0 | Central Systems | sqft | 1 | 1 | 0% | IL TRM - CI-HVC-DCV-V05-190101 | VENT_DCV-Heating-7PLN-v5-8 | IL TRM - CI-HVC-DCV-V05-190101 | 10 | 0.24838 | 0 | 0.015061 | 0 | 1.1464 | 0.052043 | 0 | 0 | 28.36% | 25% | 55% | 75% | NEM | Central Systems | FALSE | FALSE | 2546.4809 | 361
Commercial_OR - Miscellaneous_Existing_Space Heating_Natural Gas_HVAC - Dedicated Outdoor Air System (DOAS)_A | OR | Commercial | OR - Miscellaneous | Existing | Space Heating | Natural Gas | HVAC - Dedicated Outdoor Air System (DOAS) | A | Outdoor air supplied by a DOAS. | OCM541 | Discretionary | No DOAS. | Outdoor air supplied by a DOAS. | RetroEven20_OR | 0 | Central Systems | sqft | 1 | 1 | 0% | 2021P_Com-VRF-DOAS-2021P_V2 | 2021P_Com-VRF-DOAS-2021P_V2 | 2021P_Com-VRF-DOAS-2021P_V2 | 20 | 10.8502 | 0 | 0 | 0 | 1.0743 | 0.33956 | 0 | 0 | 28.36% | 25% | 6.967% | 20.85% | NEM | Central Systems | FALSE | FALSE | 10983.7442 | 608
Commercial_OR - Miscellaneous_Existing_Space Heating_Natural Gas_Destratification Fans (HVLS)_A | OR | Commercial | OR - Miscellaneous | Existing | Space Heating | Natural Gas | Destratification Fans (HVLS) | A | High volume low speed destratification fans. | OCM542 | Discretionary | No destratification fans. | High volume low speed destratification fans. | RetroEven20_OR | 0 | Space Heating | Strat Fan | 1 | 8.6207e-05 | 0% | DL20_IHVLS-Ag-2021PLN-v2-8 | DL20_IHVLS-Ag-2021PLN-v2-8 | HVLS-Heating-AEG-v5.0-121 | 15 | 9799.2638 | 0 | 0 | 0 | 1.0743 | 718.9258 | 0 | 0 | 28.36% | 25% | 15% | 20% | NEM | All | FALSE | FALSE | 5391.6742 | 476
Commercial_OR - Miscellaneous_Existing_Space Heating_Natural Gas_Gas Boiler - Maintenance_A | OR | Commercial | OR - Miscellaneous | Existing | Space Heating | Natural Gas | Gas Boiler - Maintenance | A | General cleaning and maintenance | OCM543 | Discretionary | Degrade performance | General cleaning and maintenance | Retro12Med_OR | 0 | Boiler | kBtuh Heat | 1 | 0.0648 | 0% | GBLR_MNT-Heating-ILTRM-v4.0-43 | GBLR_MNT-Heating-ILTRM-v4.0-43 | GBLR_MNT-Heating-ILTRM-v4.0-1 | 3 | 0.95148 | 0 | 0 | 0 | 1.1464 | 0.26236 | 0 | 0 | 28.36% | 25% | 20% | 30% | NEM | Boiler | FALSE | FALSE | 10104.3818 | 607
Commercial_OR - Miscellaneous_Existing_Space Heating_Natural Gas_Gas Furnace - Maintenance_A | OR | Commercial | OR - Miscellaneous | Existing | Space Heating | Natural Gas | Gas Furnace - Maintenance | A | General cleaning and maintenance | OCM544 | Discretionary | Degrade performance | General cleaning and maintenance | Retro12Med_OR | 0 | Furnace | kBtuh Heat | 1 | 0.0648 | 0% | IL TRM - CI-HVC-FTUN-V03-200101 | GBLR_MNT-Heating-ILTRM-v4.0-43 | IL TRM - CI-HVC-FTUN-V03-200101 | 3 | 0.95148 | 0 | 0 | 0 | 1.1464 | 0.1644 | 0 | 0 | 28.36% | 25% | 20% | 30% | NEM | Furnace | FALSE | FALSE | 16125.4138 | 610
Commercial_OR - Miscellaneous_Existing_Space Heating_Natural Gas_Gas Boiler - Hot Water Reset_A | OR | Commercial | OR - Miscellaneous | Existing | Space Heating | Natural Gas | Gas Boiler - Hot Water Reset | A | Reset control installed | OCM545 | Discretionary | No control | Reset control installed | RetroEven20_OR | 0 | Boiler | BoilerCtrl | 1 | 0.000162 | 0% | GBLR_HWRST-Heating-ILTRM-v4.0-43 | GBLR_HWRST-Heating-ILTRM-v4.0-1 | GBLR_HWRST-Heating-ILTRM-v4.0-1 | 20 | 799.3848 | 0 | 0 | 0 | 1.3062 | 466.4162 | 0 | 0 | 28.36% | 25% | 35% | 55% | NEM | Boiler | FALSE | FALSE | 589.1207 | 209
Commercial_OR - Miscellaneous_Existing_Space Heating_Natural Gas_Gas Boiler - Steam Trap Replacement_A | OR | Commercial | OR - Miscellaneous | Existing | Space Heating | Natural Gas | Gas Boiler - Steam Trap Replacement | A | Cleaning and maintenance | OCM546 | Discretionary | Degrade performance | Cleaning and maintenance | RetroEven20_OR | 0 | Boiler | perBLDg | 1 | 0.0002 | 0% | IL TRM v9, Section 4.4.16 | IL TRM v9, Section 4.4.16 | IL TRM - CI-HVC-STRE-V06-200101 | 6 | 89.8373 | 0 | 0 | 0 | 1.1667 | 74.7764 | 0 | 0 | 28.36% | 25% | 73% | 100% | NEM | Boiler | FALSE | FALSE | 1138.1911 | 265
Commercial_OR - Miscellaneous_Existing_Space Heating_Natural Gas_Gas Boiler - High Turndown Burner_A | OR | Commercial | OR - Miscellaneous | Existing | Space Heating | Natural Gas | Gas Boiler - High Turndown Burner | A | Turndown control installed | OCM547 | Discretionary | No control | Turndown control installed | Retro5Med_OR | 0 | Boiler | kbtuh heat | 1 | 0.0648 | 0% | GBLR_TRN-Heating-MNTRM-v2.1-1 | GBLR_TRN-Heating-MNTRM-v2.1-1 | GBLR_TRN-Heating-MNTRM-v2.1-1 | 15 | 2.7959 | 0 | 0 | 0 | 1.1051 | 0.43727 | 0 | 0 | 28.36% | 25% | 25% | 50% | NEM | Boiler | FALSE | FALSE | 2529.2747 | 359
Commercial_OR - Miscellaneous_Existing_Space Heating_Natural Gas_Gas Boiler - Burner Control Optimization_A | OR | Commercial | OR - Miscellaneous | Existing | Space Heating | Natural Gas | Gas Boiler - Burner Control Optimization | A | Optimized burner controls | OCM548 | Discretionary | Average performance | Optimized burner controls | Retro1Slow_OR | 0 | Boiler | kBtuh heat | 1 | 0.0648 | 0% | GBLR_O2TRM-Heating-ILTRM-v4.0-1 | GBLR_O2TRM-Heating-MEMD-2018-1 | GBLR_O2TRM-Heating-ILTRM-v4.0-1 | 18 | 0.93934 | 0 | 0 | 0 | 1.1051 | 0.12681 | 0 | 0 | 28.36% | 25% | 5% | 85% | NEM | Boiler | FALSE | FALSE | 2664.8531 | 374
Commercial_OR - Miscellaneous_Existing_Space Heating_Natural Gas_Gas Boiler - Stack Economizer_A | OR | Commercial | OR - Miscellaneous | Existing | Space Heating | Natural Gas | Gas Boiler - Stack Economizer | A | Economizer installed | OCM549 | Discretionary | None | Economizer installed | Retro5Med_OR | 0 | Boiler | kBtuh Heat | 1 | 0.0648 | 0% | IL TRM - CI-HVC-BECO-V01-150601 | IL TRM - CI-HVC-BECO-V01-150601 | IL TRM - CI-HVC-BECO-V01-150601 | 15 | 10.3483 | 0 | 0 | 0 | 1.0348 | 0.41977 | 0 | 0 | 28.36% | 25% | 15% | 55% | NEM | Boiler | FALSE | FALSE | 9751.3906 | 540
Commercial_OR - Miscellaneous_Existing_Space Heating_Natural Gas_Gas Boiler - Thermostatic Radiator Valves_A | OR | Commercial | OR - Miscellaneous | Existing | Space Heating | Natural Gas | Gas Boiler - Thermostatic Radiator Valves | A | TBD | OCM550 | Discretionary | TBD | TBD | RetroEven20_OR | 0 | Boiler | radiator | 1 | 0.0089952 | 0% | IL TRM - 5.3.19 - RS-HVC-TRVS-V01-210101 | AEG Cost Characterization, 2021 | IL TRM - 5.3.19 - RS-HVC-TRVS-V01-210101 | 15 | 61.19 | 0 | 0 | 0 | 1 | 15.75 | 0 | 0 | 28.36% | 25% | 25% | 50% | NEM | Boiler | FALSE | FALSE | 1536.7888 | 317
Commercial_OR - Miscellaneous_Existing_Space Heating_Natural Gas_HVAC - Shut Off Damper_A | OR | Commercial | OR - Miscellaneous | Existing | Space Heating | Natural Gas | HVAC - Shut Off Damper | A | Damper installed | OCM551 | Discretionary | No damper | Damper installed | Retro5Med_OR | 0 | Central Systems | BoilerCtrl | 1 | 0.000162 | 0% | HVAC_DMPROFF-Heating-ILTRM-v4.0-1 | HVAC_DMPROFF-Heating-ILTRM-v4.0-1 | HVAC_DMPROFF-Heating-ILTRM-v4.0-1 | 15 | 1657.6673 | 111.1793 | 0 | 0 | 1.1051 | 43.5146 | 0 | 0 | 28.36% | 25% | 0% | 75% | NEM | Central Systems | FALSE | FALSE | 15068.7401 | 580
Commercial_OR - Miscellaneous_Existing_Space Heating_Natural Gas_Gas Furnace - Tube Inserts_A | OR | Commercial | OR - Miscellaneous | Existing | Space Heating | Natural Gas | Gas Furnace - Tube Inserts | A | Tube inserts installed | OCM552 | Discretionary | None | Tube inserts installed | Retro1Slow_OR | 0 | Furnace | sqft | 1 | 1 | 0% | n/a | n/a | n/a | 5 | 1 | 0 | 0 | 0 | 1 | 0 | 0 | 0 | 28.36% | 25% | 73% | 100% | NEM | Furnace | FALSE | FALSE | 0 | 585
Commercial_OR - Miscellaneous_Existing_Space Heating_Natural Gas_Gas Boiler - Insulate Steam Lines/Condensate Tank_A | OR | Commercial | OR - Miscellaneous | Existing | Space Heating | Natural Gas | Gas Boiler - Insulate Steam Lines/Condensate Tank | A | Lines and condenstate tank insulated | OCM553 | Discretionary | No insulation | Lines and condenstate tank insulated | RetroEven20_OR | 0 | Boiler | boiler pipe | 1 | 0.056569 | 0% | GBLR_PINS-Heating-ILTRM-v4.0-1 | GBLR_PINS_STM-Heating-PGE-R7-1 | GBLR_PINS_STM-Heating-PGE-R7-1 | 15 | 13.9626 | 0 | 0 | 0 | 1.1464 | 3.7498 | 0 | 0 | 28.36% | 25% | 30% | 40% | NEM | Boiler | FALSE | FALSE | 1472.8838 | 301
Commercial_OR - Miscellaneous_Existing_Space Heating_Natural Gas_Gas Boiler - Insulate Hot Water Lines_A | OR | Commercial | OR - Miscellaneous | Existing | Space Heating | Natural Gas | Gas Boiler - Insulate Hot Water Lines | A | Insulated water lines | OCM554 | Discretionary | No insulation | Insulated water lines | RetroEven20_OR | 0 | Boiler | boiler pipe | 1 | 0.056569 | 0% | GBLR_PINS_HW-Heating-PGE-R7-1 | GBLR_PINS_HW-Heating-PGE-R7-1 | GBLR_PINS_HW-Heating-PGE-R7-1 | 11 | 26.0797 | 0 | 0 | 0 | 1.1464 | 2.5103 | 0 | 0 | 28.36% | 25% | 30% | 40% | NEM | Boiler | FALSE | FALSE | 5104.9252 | 463
Commercial_OR - Miscellaneous_Existing_Space Heating_Natural Gas_Condensing RTU_A | OR | Commercial | OR - Miscellaneous | Existing | Space Heating | Natural Gas | Condensing RTU | A | TBD | OCM555 | Discretionary | TBD | TBD | RetroEven20_OR | 0 | Furnace | sqft cond | 1 | 1 | 0% | NEEA Condensing Rooftop Unit Field Study - October 28, 2019 | NEEA Condensing Rooftop Unit Field Study - October 28, 2019 | NEEA Condensing Rooftop Unit Field Study - October 28, 2019 | 5 | 4.3154 | 0 | 0 | 0 | 1.0348 | 0.062348 | 0 | 0 | 28.36% | 25% | 5% | 15% | NEM | Furnace | FALSE | FALSE | 84664.1334 | 593
Commercial_OR - Miscellaneous_Existing_Space Heating_Natural Gas_Hydronic Heating Radiator Replacement_A | OR | Commercial | OR - Miscellaneous | Existing | Space Heating | Natural Gas | Hydronic Heating Radiator Replacement | A | TBD | OCM556 | Discretionary | TBD | TBD | RetroEven20_OR | 0 | Boiler | radiator | 1 | 0.0089952 | 0% | IL TRM - 4.4.52 - CI-HVC-HHRR-V01-210101 | IL TRM - 4.4.52 - CI-HVC-HHRR-V01-210101 | IL TRM - 4.4.52 - CI-HVC-HHRR-V01-210101 | 25 | 624.7488 | 0 | 0 | 0 | 1.0183 | 34 | 0 | 0 | 28.36% | 25% | 30% | 40% | NEM | Boiler | FALSE | FALSE | 5844.9436 | 500
Commercial_OR - Miscellaneous_Existing_Space Heating_Natural Gas_Thermostat - Connected_A | OR | Commercial | OR - Miscellaneous | Existing | Space Heating | Natural Gas | Thermostat - Connected | A | Thermostat connected to building management control system. | OCM557 | Discretionary | Standard thermostat. | Thermostat connected to building management control system. | Retro5Med_OR | 0 | Space Heating | Stat Unit | 1 | 0.001 | 0% | DL20_CSTAT_SMRT-Cool-RTF-v1.1-5 | IL TRM - CI-HVC-THST-V01-200101 | DL20_CSTAT_SMRT-Heat-RTF-v1.1-1 | 5 | 222.9079 | 0 | 13.5824 | 0 | 1.1247 | 46.835 | 0 | 0 | 28.36% | 25% | 30% | 53.33% | NEM | All | FALSE | FALSE | 5821.8005 | 491
Commercial_OR - Miscellaneous_Existing_Water Heating_Natural Gas_Water Heater - Thermostatic Shower Restriction Valve_A | OR | Commercial | OR - Miscellaneous | Existing | Water Heating | Natural Gas | Water Heater - Thermostatic Shower Restriction Valve | A | Thermostatic shower restriction valve. | OCM558 | Discretionary | No thermostatic control on shower. | Thermostatic shower restriction valve. | Retro5Med_OR | 0 | Water Heater | showerhead | 1 | 0.0004 | 0% | ThermostaticShowerRestrictionValve_v4_2 | ThermostaticShowerRestrictionValve_v4_2 | ThermostaticShowerRestrictionValve_v4_2 | 10 | 24.4642 | 0 | 6.8441 | 0 | 1.1464 | 1.7951 | 0 | 0 | 28.36% | 25% | 86.67% | 86.67% | NEM | Water Heater | FALSE | FALSE | 7271.7525 | 510
Commercial_OR - Miscellaneous_Existing_Water Heating_Natural Gas_Water Heater - Pre-Rinse Spray Valve_A | OR | Commercial | OR - Miscellaneous | Existing | Water Heating | Natural Gas | Water Heater - Pre-Rinse Spray Valve | A | Low flow pre-rinse spray valve. | OCM559 | Discretionary | Standard pre-rinse spray valve. | Low flow pre-rinse spray valve. | Retro5Med_OR | 0 | Water Heater | KitchenFaucet | 1 | 0.0002 | 0% | Avista TRM | Avista TRM | Avista TRM | 4 | 112.1961 | 0 | 0 | 0 | 1.0348 | 16.81 | 0 | 0 | 28.36% | 25% | 0% | 0% | NEM | Water Heater | FALSE | FALSE | 11500.8864 | 592
Commercial_OR - Miscellaneous_Existing_Water Heating_Natural Gas_Water Heater - Temperature Setback_A | OR | Commercial | OR - Miscellaneous | Existing | Water Heating | Natural Gas | Water Heater - Temperature Setback | A | Water heater temperature setback. | OCM560 | Discretionary | No water heater temperature setback. | Water heater temperature setback. | Retro5Med_OR | 0 | Water Heater | WHunits | 1 | 0.00010694 | 0% | IL TRM - RS-HWE-TMPS-V08-210101 | IL TRM - RS-HWE-TMPS-V08-210101 | IL TRM - RS-HWE-TMPS-V08-210101 | 2 | 5 | 0 | 0 | 0 | 1 | 103.9223 | 0 | 0 | 28.36% | 25% | 15% | 100% | NEM | Water Heater | FALSE | FALSE | 277.8046 | 176
Commercial_OR - Miscellaneous_Existing_Water Heating_Natural Gas_Water Heater - Faucet Aerators_A | OR | Commercial | OR - Miscellaneous | Existing | Water Heating | Natural Gas | Water Heater - Faucet Aerators | A | 0 | OCM561 | Discretionary | 0 | 0 | Retro5Med_OR | 0 | Water Heater | faucet | 1 | 0.0008 | 0% | DHW_AER-Water Heating-XCELCO-2017-18-6 | DHW_AER-Water Heating-XCELCO-2017-18-6 | DHW_AER-Water Heating-ILTRM-v5.0-14 | 10 | 7.4417 | 0 | 14.8834 | 0 | 1.0631 | 7.4299 | 0 | 0 | 28.36% | 25% | 86.67% | 86.67% | NEM | Water Heater | FALSE | FALSE | 534.4218 | 201
Commercial_OR - Miscellaneous_Existing_Water Heating_Natural Gas_Water Heater - Low-Flow Showerheads_A | OR | Commercial | OR - Miscellaneous | Existing | Water Heating | Natural Gas | Water Heater - Low-Flow Showerheads | A | 0 | OCM562 | Discretionary | 0 | 0 | Retro5Med_OR | 0 | Water Heater | Showerhead | 1 | 0.0004 | 0% | Com-Showerheads-2021P_V2 | Com-Showerheads-2021P_V2 | Com-Showerheads-2021P_V2 | 10 | 19.7518 | 0 | 28.7744 | 0 | 1.1464 | 4.275 | 0 | 0 | 28.36% | 25% | 86.67% | 86.67% | NEM | Water Heater | FALSE | FALSE | 2465.286 | 357
Commercial_OR - Miscellaneous_Existing_Water Heating_Natural Gas_Water Heater - Tank Blanket/Insulation_A | OR | Commercial | OR - Miscellaneous | Existing | Water Heating | Natural Gas | Water Heater - Tank Blanket/Insulation | A | 0 | OCM563 | Discretionary | 0 | 0 | Retro5Med_OR | 0 | Water Heater | WHUnits | 1 | 0.00010694 | 0% | IL TRM - 4.3.12 Tank Insulation - CI-HWE-TKIN-V01-210101 / PA TRM - 2.3.4 - State of Pennsylvania TRM, Volume 2: Residential Measures, 2021 Final Order. August 8, 2019. | IL TRM - 4.3.12 Tank Insulation - CI-HWE-TKIN-V01-210101 / PA TRM - 2.3.4 - State of Pennsylvania TRM, Volume 2: Residential Measures, 2021 Final Order. August 8, 2019. | IL TRM - 4.3.12 Tank Insulation - CI-HWE-TKIN-V01-210101 / PA TRM - 2.3.4 - State of Pennsylvania TRM, Volume 2: Residential Measures, 2021 Final Order. August 8, 2019. | 15 | 1.4664 | 0 | 0 | 0 | 1.0183 | 200.7769 | 0 | 0 | 28.36% | 25% | 75% | 100% | NEM | Water Heater | FALSE | FALSE | 2.889 | 126
Commercial_OR - Miscellaneous_Existing_Water Heating_Natural Gas_Water Heater - Drainwater Heat Recovery_A | OR | Commercial | OR - Miscellaneous | Existing | Water Heating | Natural Gas | Water Heater - Drainwater Heat Recovery | A | 0 | OCM564 | Discretionary | 0 | 0 | Retro5Med_OR | 0 | Water Heater | faucet | 1 | 0.0008 | 0% | DHW_DWHR-Water Heating-OPATRM-v1-1 | DHW_DWHR-Water Heating-OPATRM-v1-1 | DHW_DWHR-Water Heating-MNTRM-v1.0-7 | 40 | 948.5609 | 0 | 0 | 0 | 1.1857 | 11.4393 | 0 | 0 | 28.36% | 25% | 86.67% | 86.67% | NEM | Water Heater | FALSE | FALSE | 23807.8322 | 588
Commercial_OR - Miscellaneous_Existing_Water Heating_Natural Gas_Water Heater - Circulation Pump Controls_A | OR | Commercial | OR - Miscellaneous | Existing | Water Heating | Natural Gas | Water Heater - Circulation Pump Controls | A | Controlled circulation pump. | OCM565 | Discretionary | Circulation pump with no controls. | Controlled circulation pump. | Retro5Med_OR | 0 | Water Heater | perbldg | 1 | 0.0002 | 0% | RTF - ComResCirculatorPumps_2_3 - AEG Edited | RTF - ComResCirculatorPumps_2_3 - AEG Edited | RTF - ComResCirculatorPumps_2_3 - AEG Edited | 11.5 | 913.5582 | 0 | 0 | 0 | 1.1464 | 600.6361 | 0 | 0 | 28.36% | 25% | 15% | 26.67% | NEM | Water Heater | FALSE | FALSE | 721.1032 | 222
Commercial_OR - Miscellaneous_Existing_Water Heating_Natural Gas_Water Heater - Pipe Insulation_A | OR | Commercial | OR - Miscellaneous | Existing | Water Heating | Natural Gas | Water Heater - Pipe Insulation | A | Water heater pipe insulation. | OCM566 | Discretionary | No insulation. | Water heater pipe insulation. | Retro5Med_OR | 0 | Water Heater | PipeFeet | 1 | 0.001 | 0% | IL TRM v10 - 4.4.14 Pipe Insulation - CI-HVC-PINS-V07-220101 | IL TRM v10 - 4.4.14 Pipe Insulation - CI-HVC-PINS-V07-220101 | IL TRM v10 - 4.4.14 Pipe Insulation - CI-HVC-PINS-V07-220101 | 15 | 19.3862 | 0 | 0 | 0 | 1.1857 | 5.02 | 0 | 0 | 28.36% | 25% | 15.8% | 100% | NEM | Water Heater | FALSE | FALSE | 1527.5787 | 310
Commercial_OR - Miscellaneous_Existing_Water Heating_Natural Gas_Water Heater - Motion Control Faucet_A | OR | Commercial | OR - Miscellaneous | Existing | Water Heating | Natural Gas | Water Heater - Motion Control Faucet | A | 0.35 gpm w/ motion sensor | OCM567 | Discretionary | 1.39 gpm w/o motion sensor | 0.35 gpm w/ motion sensor | Retro5Med_OR | 0 | Water Heater | sqft | 1 | 1 | 0% | n/a | n/a | n/a | 5 | 1.0743 | 0 | 0 | 0 | 1.0743 | 0 | 0 | 0 | 28.36% | 25% | 30% | 75% | NEM | Water Heater | FALSE | FALSE | 0 | 635
Commercial_OR - Miscellaneous_Existing_Water Heating_Natural Gas_Water Heater - Solar System_A | OR | Commercial | OR - Miscellaneous | Existing | Water Heating | Natural Gas | Water Heater - Solar System | A | Solar water heater with electric backup unit | OCM568 | Discretionary | 0 | Solar water heater with electric backup unit | Retro5Med_OR | 0 | Water Heater | DHW kbtuh | 1 | 0.0055609 | 0% | DHW_WH-Water Heating-AEO17-8 | DHW_WH-Water Heating-AEO17-8 | DHW_WH-Water Heating-DOE-PTool2014-1 | 20 | 278.7625 | 0 | 0 | 0 | 1.1247 | 40.1544 | 0 | 0 | 28.36% | 25% | 1% | 40% | NEM | Water Heater | 12 | FALSE | 2386.2887 | 349
Commercial_OR - Miscellaneous_Existing_Water Heating_Natural Gas_Commercial Laundry - Ozone Treatment_A | OR | Commercial | OR - Miscellaneous | Existing | Water Heating | Natural Gas | Commercial Laundry - Ozone Treatment | A | Ozone laundry treatment system. | OCM569 | Discretionary | Standard commercial washer. | Ozone laundry treatment system. | Retro5Med_OR | 0 | Water Heater | perBldg | 1 | 0.0002 | 0% | CW_OZON-Water Heating-ILTRM-v4.0-4 | CW_OZON-Water Heating-ILTRM-v4.0-4 | CW_OZON-Water Heating-ILTRM-v4.0-4 | 10 | 18511.515 | 222.0834 | 0 | 0 | 1.1051 | 151.1969 | 0 | 0 | 28.36% | 25% | 0% | 6.667% | NEM | Water Heater | FALSE | FALSE | 65326.8645 | 629
Commercial_OR - Miscellaneous_Existing_Water Heating_Natural Gas_Commercial Laundry - ENERGY STAR Washer_A | OR | Commercial | OR - Miscellaneous | Existing | Water Heating | Natural Gas | Commercial Laundry - ENERGY STAR Washer | A | ENERGY STAR rated washer. | OCM570 | Discretionary | Standard efficiency washer. | ENERGY STAR rated washer. | Retro5Med_OR | 0 | Water Heater | ClothesWashers | 1 | 1.6211e-05 | 0% | CW-Miscellaneous-RTF-v5.1-21 | CW-Miscellaneous-RTF-v5.1-21 | CW-Miscellaneous-RTF-PreQCv5.0-8 | 7 | 458.1094 | 0 | 200.1723 | 0 | 1.1464 | 35.5089 | 0 | 0 | 28.36% | 25% | 0% | 6.667% | NEM | Water Heater | FALSE | FALSE | 10043.494 | 628
Commercial_OR - Miscellaneous_Existing_Water Heating_Natural Gas_Water Heater - Efficient Dishwasher_A | OR | Commercial | OR - Miscellaneous | Existing | Water Heating | Natural Gas | Water Heater - Efficient Dishwasher | A | ENERGY STAR | OCM571 | Discretionary | 0 | ENERGY STAR | Retro5Med_OR | 0 | Water Heater | perBldg | 1 | 0.0002 | 0% | Avista TRM | Avista TRM | Avista TRM | 12 | 2377.0012 | 0 | 1319.9187 | 0 | 1.0348 | 102.8166 | 0 | 0 | 28.36% | 25% | 0% | 75% | NEM | Water Heater | FALSE | FALSE | 10607.6481 | 631
Commercial_OR - Miscellaneous_Existing_Water Heating_Natural Gas_Commercial Laundry - Alternative Dry-Cleaning Methods_A | OR | Commercial | OR - Miscellaneous | Existing | Water Heating | Natural Gas | Commercial Laundry - Alternative Dry-Cleaning Methods | A | High efficiency alternative dry-cleaning methods. | OCM572 | Discretionary | Standard efficiency dryer. | High efficiency alternative dry-cleaning methods. | Retro5Med_OR | 0 | Water Heater | perBldg | 1 | 0.0002 | 0% | CW_ALTDRYCLN-Miscellaneous-SCE-ET05.01-6 | CW_ALTDRYCLN-Miscellaneous-SCE-ET05.01-6 | CW_ALTDRYCLN-Miscellaneous-SCE-ET05.01-6 | 15 | 66246.8389 | 0 | 0 | 0 | 1.2089 | 0 | 0 | 0 | 28.36% | 25% | 0% | 6.667% | NEM | Water Heater | FALSE | FALSE | 0 | 630
Commercial_OR - Miscellaneous_Existing_Space Heating_Natural Gas_Advanced Kitchen Ventilation Controls_A | OR | Commercial | OR - Miscellaneous | Existing | Space Heating | Natural Gas | Advanced Kitchen Ventilation Controls | A | Variable exhaust hood flow based on temperature or grease sensor. | OCM573 | Discretionary | No controls on exhaust hoods. | Variable exhaust hood flow based on temperature or grease sensor. | RetroEven20_OR | 0 | Space Heating | sqft | 1 | 1 | 0% | IL TRM - CI-FSE-VENT-V03-160601 | COOK_EXHD-Ventilation-XCELCO-2017-18-2 | COOK_EXHD-Ventilation-XCELCO-2017-18-2 | 15 | 0.18192 | 0 | 0.016298 | 0 | 1.1051 | 0.056199 | 0 | 0 | 28.36% | 25% | 10% | 10% | NEM | All | FALSE | FALSE | 1280.4815 | 290
Commercial_OR - Miscellaneous_Existing_Space Heating_Natural Gas_Infiltration Control - Loading Dock Sealing_A | OR | Commercial | OR - Miscellaneous | Existing | Space Heating | Natural Gas | Infiltration Control - Loading Dock Sealing | A | 0 | OCM574 | Discretionary | 0 | 0 | RetroEven20_OR | 0 | Space Heating | perBldg | 1 | 0.0002 | 0% | MEMD - Truck Loading Dock Seals - 8.10.01.FES-E10.v01 | MEMD - Truck Loading Dock Seals - 8.10.01.FES-E10.v01 | MEMD - Truck Loading Dock Seals - 8.10.01.FES-E10.v01 | 10 | 3106.5198 | 0 | 0 | 0 | 1.0873 | 201 | 0 | 0 | 28.36% | 25% | 0% | 0% | NEM | All | FALSE | FALSE | 8246.5198 | 517
Commercial_OR - Miscellaneous_Existing_Space Heating_Natural Gas_Greenhouse Heat Curtain_A | OR | Commercial | OR - Miscellaneous | Existing | Space Heating | Natural Gas | Greenhouse Heat Curtain | A | 0 | OCM575 | Discretionary | No heat curtain. | 0 | RetroEven20_OR | 0 | Space Heating | perBldg | 1 | 0.0002 | 0% | CA eTRM https://www.caetrm.com/measure/SWBE001/01/ | CA eTRM https://www.caetrm.com/measure/SWBE001/01/ | CA eTRM https://www.caetrm.com/measure/SWBE001/01/ | 5 | 408.7573 | 0 | 0 | 0 | 1.0348 | 175.5 | 0 | 0 | 28.36% | 25% | 0% | 0% | NEM | All | FALSE | FALSE | 2848.9872 | 384
Commercial_OR - Miscellaneous_Existing_Space Heating_Natural Gas_Ventilation - Parking Garages, Demand Controlled_A | OR | Commercial | OR - Miscellaneous | Existing | Space Heating | Natural Gas | Ventilation - Parking Garages, Demand Controlled | A | 0 | OCM576 | Discretionary | 0 | 0 | RetroEven20_OR | 0 | Central Systems | garage | 1 | 1e-05 | 0% | FOE - Parking Garage Ventilation Controls - W0047 | FOE - Parking Garage Ventilation Controls - W0047 | FOE - Parking Garage Ventilation Controls - W0047 | 5 | 843.0596 | 0 | 0 | 0 | 1.0183 | 0 | 0 | 0 | 28.36% | 25% | 0% | 0% | NEM | Central Systems | FALSE | FALSE | 0 | 641
Commercial_OR - Miscellaneous_Existing_Miscellaneous_Natural Gas_Pool Heater - Night Covers_A | OR | Commercial | OR - Miscellaneous | Existing | Miscellaneous | Natural Gas | Pool Heater - Night Covers | A | Night covers on pool. | OCM577 | Discretionary | Uncovered. | Night covers on pool. | Retro12Med_OR | 0 | Pool Heater | sqft pool | 1 | 0.375 | 0% | PL_COV-Water Heating-SCG-R0-62 | PL_COV-Water Heating-SCG-R0-62 | PL_COV-Water Heating-SCG-R0-1 | 5 | 1.3642 | 0 | 0 | 0 | 1.1464 | 0.024915 | 0 | 0 | 28.36% | 25% | 15% | 100% | NEM | Pool Heater | FALSE | FALSE | 66973.8283 | 644
Commercial_OR - Miscellaneous_Existing_Space Heating_Natural Gas_Advanced New Construction Designs_A | OR | Commercial | OR - Miscellaneous | Existing | Space Heating | Natural Gas | Advanced New Construction Designs | A | New construction designs exceeding ASHRAE 90.1 requirements. | OCM578 | Discretionary | Standard new construction design. | New construction designs exceeding ASHRAE 90.1 requirements. | LO1Slow_OR | 0 | Space Heating | sqft | 1 | 1 | 0% | COM_CX-HVAC-AEG-1 | COM_CX-All-AEG-5 | COM_CX-All-AEG-5 | 3 | 1.4023 | 0 | 0 | 0 | 1.2089 | 0 | 0 | 0 | 28.36% | 25% | 0% | 0% | NEM | All | 30 | FALSE | 0 | 638
Commercial_OR - Miscellaneous_Existing_Water Heating_Natural Gas_Advanced New Construction Designs_A | OR | Commercial | OR - Miscellaneous | Existing | Water Heating | Natural Gas | Advanced New Construction Designs | A | New construction designs exceeding ASHRAE 90.1 requirements. | OCM579 | Discretionary | Standard new construction design. | New construction designs exceeding ASHRAE 90.1 requirements. | LO1Slow_OR | 0 | Water Heating | sqft | 1 | 1 | 0% | COM_CX-HVAC-AEG-1 | COM_CX-All-AEG-5 | COM_CX-All-AEG-5 | 3 | 1.4023 | 0 | 0 | 0 | 1.2089 | 0 | 0 | 0 | 28.36% | 25% | 0% | 0% | NEM | All | FALSE | FALSE | 0 | 637
Commercial_OR - Miscellaneous_Existing_Space Heating_Natural Gas_Strategic Energy Management_A | OR | Commercial | OR - Miscellaneous | Existing | Space Heating | Natural Gas | Strategic Energy Management | A | Implementation of strategic energy management. | OCM580 | Discretionary | No strategic energy management. | Implementation of strategic energy management. | RetroEven20_OR | 0 | Space Heating | sqft | 1 | 1 | 0% | DL20_COM_SEM-Misc-2021PLN-V4-1 | BEHAV_SEM-All-CPUC-2018_PG-2 | DL20_COM_SEM-Misc-2021PLN-V4-15 | 3 | 0 | 0 | 0.019754 | 0 | 1.0743 | 0.034326 | 0 | 0 | 28.36% | 25% | 0% | 77% | NEM | All | FALSE | FALSE | 0 | 640
Commercial_OR - Miscellaneous_Existing_Water Heating_Natural Gas_Strategic Energy Management_A | OR | Commercial | OR - Miscellaneous | Existing | Water Heating | Natural Gas | Strategic Energy Management | A | Implementation of strategic energy management. | OCM581 | Discretionary | No strategic energy management. | Implementation of strategic energy management. | RetroEven20_OR | 0 | Water Heating | sqft | 1 | 1 | 0% | DL20_COM_SEM-Misc-2021PLN-V4-1 | BEHAV_SEM-All-CPUC-2018_PG-2 | DL20_COM_SEM-Misc-2021PLN-V4-15 | 3 | 0 | 0 | 0.019754 | 0 | 1.0743 | 0.017887 | 0 | 0 | 28.36% | 25% | 0% | 77% | NEM | All | FALSE | FALSE | 0 | 616
Commercial_OR - Miscellaneous_Existing_Space Heating_Natural Gas_Retrocommissioning_A | OR | Commercial | OR - Miscellaneous | Existing | Space Heating | Natural Gas | Retrocommissioning | A | Periodic recommissioning of building systems. | OCM582 | Discretionary | No retro commissioning. | Periodic recommissioning of building systems. | RetroEven20_OR | 0 | Space Heating | sqft | 1 | 1 | 0% | COM_RCX-HVAC-AEG-1 | COM_RCX-Heating-7PLN-v5-18 | COM_RCX-HVAC-AEG-1 | 3 | 0.13359 | 0 | 0.024256 | 0 | 1.3062 | 0.042149 | 0 | 0 | 28.36% | 25% | 10% | 86.67% | NEM | All | FALSE | FALSE | 11611.3378 | 612
Commercial_OR - Miscellaneous_Existing_Water Heating_Natural Gas_Retrocommissioning_A | OR | Commercial | OR - Miscellaneous | Existing | Water Heating | Natural Gas | Retrocommissioning | A | Periodic recommissioning of building systems. | OCM583 | Discretionary | No retro commissioning. | Periodic recommissioning of building systems. | RetroEven20_OR | 0 | Water Heating | sqft | 1 | 1 | 0% | COM_RCX-HVAC-AEG-1 | COM_RCX-Heating-7PLN-v5-18 | COM_RCX-HVAC-AEG-1 | 3 | 0.13359 | 0 | 0.024256 | 0 | 1.3062 | 0.021963 | 0 | 0 | 28.36% | 25% | 10% | 86.67% | NEM | All | FALSE | FALSE | 11611.3378 | 619
Commercial_OR - Miscellaneous_New_Space Heating_Natural Gas_Insulation - Ceiling_A | OR | Commercial | OR - Miscellaneous | New | Space Heating | Natural Gas | Insulation - Ceiling | A | R-38 | OCM584 | Discretionary | R-13 | R-38 | Retro1Slow_OR | 0 | Space Heating | sqft roof | 1 | 1 | 0% | Avista TRM | Avista TRM | Avista TRM | 22 | 0.78647 | 0 | 0 | 0 | 1.0348 | 0 | 0 | 0 | 24.32% | 25% | 0% | 0% | NEM | All | FALSE | FALSE | 0 | 625
Commercial_OR - Miscellaneous_New_Space Heating_Natural Gas_Insulation - Ducting_A | OR | Commercial | OR - Miscellaneous | New | Space Heating | Natural Gas | Insulation - Ducting | A | R-8 | OCM585 | Discretionary | R-4 | R-8 | Retro1Slow_OR | 0 | Central Systems | sqft duct | 1 | 0.5 | 0% | INS_DCT-All-DEER-1 | INS_DCT-All-DEER-1 | Building Energy Simulation Tool | 20 | 0.95651 | 0 | 0 | 0 | 1.2422 | 0 | 0 | 0 | 24.32% | 25% | 0% | 0% | NEM | Central Systems | FALSE | FALSE | 0 | 627
Commercial_OR - Miscellaneous_New_Space Heating_Natural Gas_Insulation - Wall Cavity_A | OR | Commercial | OR - Miscellaneous | New | Space Heating | Natural Gas | Insulation - Wall Cavity | A | R-23 | OCM586 | Discretionary | R-9 | R-23 | Retro1Slow_OR | 0 | Space Heating | sqft wall | 1 | 0.51962 | 0% | Avista TRM | Avista TRM | Avista TRM | 22 | 0.67264 | 0 | 0 | 0 | 1.0348 | 0 | 0 | 0 | 24.32% | 25% | 0% | 0% | NEM | All | FALSE | FALSE | 0 | 626
Commercial_OR - Miscellaneous_New_Space Heating_Natural Gas_Green Roof - Vegetated Rooftop_A | OR | Commercial | OR - Miscellaneous | New | Space Heating | Natural Gas | Green Roof - Vegetated Rooftop | A | Green roof | OCM587 | Discretionary | No vegetation on roof | Green roof | Retro1Slow_OR | 0 | Space Heating | sqft roof | 1 | 1 | 0% | Measure Cost Research v1.1 - Sep 2020.xlsx | Measure Cost Research v1.1 - Sep 2020.xlsx | Measure Cost Research v1.1 - Sep 2020.xlsx | 25 | 15.275 | 1.1456 | 0 | 0 | 1.0183 | 0 | 0 | 0 | 28.36% | 25% | 15% | 46.67% | NEM | All | FALSE | FALSE | 0 | 620
Commercial_OR - Miscellaneous_New_Space Heating_Natural Gas_Ducting - Repair and Sealing_A | OR | Commercial | OR - Miscellaneous | New | Space Heating | Natural Gas | Ducting - Repair and Sealing | A | Sealed | OCM588 | Discretionary | 20% Leakage | Sealed | Retro1Slow_OR | 0 | Central Systems | sqft duct | 1 | 0.5 | 0% | DCT_RPR-All-DEER-1 | DCT_RPR-Cooling-RTF-1 | Building Energy Simulation Tool | 18 | 0.65309 | 0 | 0 | 0 | 1.3062 | 0 | 0 | 0 | 19.52% | 25% | 15% | 66.67% | NEM | Central Systems | FALSE | FALSE | 0 | 544
Commercial_OR - Miscellaneous_New_Space Heating_Natural Gas_Windows - High Efficiency Glazing_A | OR | Commercial | OR - Miscellaneous | New | Space Heating | Natural Gas | Windows - High Efficiency Glazing | A | High Efficiency Glaze | OCM589 | Discretionary | Single Glaze | High Efficiency Glaze | Retro1Slow_OR | 0 | Space Heating | sqft window | 1 | 0.25981 | 0% | WND_HE-Heating-RTF-v2.1-1 | WND_HE-Heating-RTF-v2.1-1 | Building Energy Simulation Tool | 45 | 22.037 | 0 | 0 | 0 | 1.2422 | 0 | 0 | 0 | 28.36% | 25% | 66.35% | 88.47% | NEM | All | FALSE | FALSE | 0 | 569
Commercial_OR - Miscellaneous_New_Space Heating_Natural Gas_Windows - Secondary Glazing Systems_A | OR | Commercial | OR - Miscellaneous | New | Space Heating | Natural Gas | Windows - Secondary Glazing Systems | A | Windows rated to U-Factor 0.4 and SHGC 0.2. | OCM590 | Discretionary | Windows rated to U-Factor 0.62 and SHGC 0.27. | Windows rated to U-Factor 0.4 and SHGC 0.2. | Retro1Slow_OR | 0 | Space Heating | sqft window | 1 | 0.25981 | 0% | RTF - ComSecondaryGlazingSystems_v1_1 | RTF - ComSecondaryGlazingSystems_v1_1 | RTF - ComSecondaryGlazingSystems_v1_1 | 30 | 37.6923 | 0 | 0 | 0 | 1.1464 | 0 | 0 | 0 | 28.36% | 25% | 66.35% | 88.47% | NEM | All | FALSE | FALSE | 0 | 563
Commercial_OR - Miscellaneous_New_Space Heating_Natural Gas_HVAC - Energy Recovery Ventilator_A | OR | Commercial | OR - Miscellaneous | New | Space Heating | Natural Gas | HVAC - Energy Recovery Ventilator | A | ERV | OCM591 | Discretionary | No ERV | ERV | RetroEven20_OR | 0 | Space Heating | sqft | 1 | 1 | 0% | HRV-Cooling/Heating-E3T-1 | HRV-Cooling/Heating-E3T-1 | HRV-Cooling/Heating-E3T-1 | 20 | 1.0873 | 0 | 0 | 0 | 1.0873 | 0 | 0 | 0 | 28.36% | 25% | 100% | 100% | NEM | All | FALSE | FALSE | 0 | 560
Commercial_OR - Miscellaneous_New_Space Heating_Natural Gas_Building Shell - Air Sealing (Infiltration Control)_A | OR | Commercial | OR - Miscellaneous | New | Space Heating | Natural Gas | Building Shell - Air Sealing (Infiltration Control) | A | Air sealing to reduce air infiltration. | OCM592 | Discretionary | Building with air infiltration. | Air sealing to reduce air infiltration. | Retro1Slow_OR | 0 | Space Heating | foot door | 1 | 0.0056 | 0% | IL TRM - CI-MSC-WTST-V01-200101 | IL TRM - CI-MSC-WTST-V01-200101 | IL TRM - CI-MSC-WTST-V01-200101 | 10 | 8 | 0 | 0 | 0 | 1 | 0 | 0 | 0 | 28.36% | 25% | 45% | 66.67% | NEM | All | FALSE | FALSE | 0 | 562
Commercial_OR - Miscellaneous_New_Space Heating_Natural Gas_Ventilation - Demand Controlled_A | OR | Commercial | OR - Miscellaneous | New | Space Heating | Natural Gas | Ventilation - Demand Controlled | A | Outdoor air controlled based on occupancy to meet ASHRAE 62.1 | OCM593 | Discretionary | No occupancy based outdoor air controls. | Outdoor air controlled based on occupancy to meet ASHRAE 62.1 | Retro5Med_OR | 0 | Central Systems | sqft | 1 | 1 | 0% | IL TRM - CI-HVC-DCV-V05-190101 | VENT_DCV-Heating-7PLN-v5-8 | IL TRM - CI-HVC-DCV-V05-190101 | 10 | 0.15285 | 0 | 0 | 0 | 1.1464 | 0 | 0 | 0 | 28.36% | 25% | 100% | 100% | NEM | Central Systems | FALSE | FALSE | 0 | 561
Commercial_OR - Miscellaneous_New_Space Heating_Natural Gas_HVAC - Dedicated Outdoor Air System (DOAS)_A | OR | Commercial | OR - Miscellaneous | New | Space Heating | Natural Gas | HVAC - Dedicated Outdoor Air System (DOAS) | A | Outdoor air supplied by a DOAS. | OCM594 | Discretionary | No DOAS. | Outdoor air supplied by a DOAS. | RetroEven20_OR | 0 | Central Systems | sqft | 1 | 1 | 0% | 2021P_Com-VRF-DOAS-2021P_V2 | 2021P_Com-VRF-DOAS-2021P_V2 | 2021P_Com-VRF-DOAS-2021P_V2 | 20 | 10.8502 | 0 | 0 | 0 | 1.0743 | 0 | 0 | 0 | 28.36% | 25% | 0% | 0% | NEM | Central Systems | FALSE | FALSE | 0 | 574
Commercial_OR - Miscellaneous_New_Space Heating_Natural Gas_Destratification Fans (HVLS)_A | OR | Commercial | OR - Miscellaneous | New | Space Heating | Natural Gas | Destratification Fans (HVLS) | A | High volume low speed destratification fans. | OCM595 | Discretionary | No destratification fans. | High volume low speed destratification fans. | RetroEven20_OR | 0 | Space Heating | Strat Fan | 1 | 8.6207e-05 | 0% | DL20_IHVLS-Ag-2021PLN-v2-8 | DL20_IHVLS-Ag-2021PLN-v2-8 | HVLS-Heating-AEG-v5.0-121 | 15 | 9799.2638 | 0 | 0 | 0 | 1.0743 | 0 | 0 | 0 | 28.36% | 25% | 15% | 20% | NEM | All | FALSE | FALSE | 0 | 573
Commercial_OR - Miscellaneous_New_Space Heating_Natural Gas_Gas Boiler - Maintenance_A | OR | Commercial | OR - Miscellaneous | New | Space Heating | Natural Gas | Gas Boiler - Maintenance | A | General cleaning and maintenance | OCM596 | Discretionary | Degrade performance | General cleaning and maintenance | Retro12Med_OR | 0 | Boiler | kBtuh Heat | 1 | 0.0648 | 0% | GBLR_MNT-Heating-ILTRM-v4.0-43 | GBLR_MNT-Heating-ILTRM-v4.0-43 | GBLR_MNT-Heating-ILTRM-v4.0-1 | 3 | 0.95148 | 0 | 0 | 0 | 1.1464 | 0.2466 | 0 | 0 | 28.36% | 25% | 5% | 10% | NEM | Boiler | FALSE | FALSE | 10750.015 | 576
Commercial_OR - Miscellaneous_New_Space Heating_Natural Gas_Gas Furnace - Maintenance_A | OR | Commercial | OR - Miscellaneous | New | Space Heating | Natural Gas | Gas Furnace - Maintenance | A | General cleaning and maintenance | OCM597 | Discretionary | Degrade performance | General cleaning and maintenance | Retro12Med_OR | 0 | Furnace | kBtuh Heat | 1 | 0.0648 | 0% | IL TRM - CI-HVC-FTUN-V03-200101 | GBLR_MNT-Heating-ILTRM-v4.0-43 | IL TRM - CI-HVC-FTUN-V03-200101 | 3 | 0.95148 | 0 | 0 | 0 | 1.1464 | 0.16029 | 0 | 0 | 28.36% | 25% | 5% | 10% | NEM | Furnace | FALSE | FALSE | 16538.886 | 575
Commercial_OR - Miscellaneous_New_Space Heating_Natural Gas_Gas Boiler - Hot Water Reset_A | OR | Commercial | OR - Miscellaneous | New | Space Heating | Natural Gas | Gas Boiler - Hot Water Reset | A | Reset control installed | OCM598 | Discretionary | No control | Reset control installed | RetroEven20_OR | 0 | Boiler | BoilerCtrl | 1 | 0.000162 | 0% | GBLR_HWRST-Heating-ILTRM-v4.0-43 | GBLR_HWRST-Heating-ILTRM-v4.0-1 | GBLR_HWRST-Heating-ILTRM-v4.0-1 | 20 | 799.3848 | 0 | 0 | 0 | 1.3062 | 438.4038 | 0 | 0 | 28.36% | 25% | 100% | 100% | NEM | Boiler | FALSE | FALSE | 626.7634 | 216
Commercial_OR - Miscellaneous_New_Space Heating_Natural Gas_Gas Boiler - Steam Trap Replacement_A | OR | Commercial | OR - Miscellaneous | New | Space Heating | Natural Gas | Gas Boiler - Steam Trap Replacement | A | Cleaning and maintenance | OCM599 | Discretionary | Degrade performance | Cleaning and maintenance | RetroEven20_OR | 0 | Boiler | perBLDg | 1 | 0.0002 | 0% | IL TRM v9, Section 4.4.16 | IL TRM v9, Section 4.4.16 | IL TRM - CI-HVC-STRE-V06-200101 | 6 | 89.8373 | 0 | 0 | 0 | 1.1667 | 74.7764 | 0 | 0 | 28.36% | 25% | 0% | 10% | NEM | Boiler | FALSE | FALSE | 1138.1911 | 271
Commercial_OR - Miscellaneous_New_Space Heating_Natural Gas_Gas Boiler - High Turndown Burner_A | OR | Commercial | OR - Miscellaneous | New | Space Heating | Natural Gas | Gas Boiler - High Turndown Burner | A | Turndown control installed | OCM600 | Discretionary | No control | Turndown control installed | Retro5Med_OR | 0 | Boiler | kbtuh heat | 1 | 0.0648 | 0% | GBLR_TRN-Heating-MNTRM-v2.1-1 | GBLR_TRN-Heating-MNTRM-v2.1-1 | GBLR_TRN-Heating-MNTRM-v2.1-1 | 15 | 2.7959 | 0 | 0 | 0 | 1.1051 | 0.411 | 0 | 0 | 28.36% | 25% | 100% | 100% | NEM | Boiler | FALSE | FALSE | 2690.8862 | 376
Commercial_OR - Miscellaneous_New_Space Heating_Natural Gas_Gas Boiler - Burner Control Optimization_A | OR | Commercial | OR - Miscellaneous | New | Space Heating | Natural Gas | Gas Boiler - Burner Control Optimization | A | Optimized burner controls | OCM601 | Discretionary | Average performance | Optimized burner controls | Retro1Slow_OR | 0 | Boiler | kBtuh heat | 1 | 0.0648 | 0% | GBLR_O2TRM-Heating-ILTRM-v4.0-1 | GBLR_O2TRM-Heating-MEMD-2018-1 | GBLR_O2TRM-Heating-ILTRM-v4.0-1 | 18 | 0.93934 | 0 | 0 | 0 | 1.1051 | 0.11919 | 0 | 0 | 28.36% | 25% | 5% | 85% | NEM | Boiler | FALSE | FALSE | 2835.1275 | 381
Commercial_OR - Miscellaneous_New_Space Heating_Natural Gas_Gas Boiler - Stack Economizer_A | OR | Commercial | OR - Miscellaneous | New | Space Heating | Natural Gas | Gas Boiler - Stack Economizer | A | Economizer installed | OCM602 | Discretionary | None | Economizer installed | Retro5Med_OR | 0 | Boiler | kBtuh Heat | 1 | 0.0648 | 0% | IL TRM - CI-HVC-BECO-V01-150601 | IL TRM - CI-HVC-BECO-V01-150601 | IL TRM - CI-HVC-BECO-V01-150601 | 15 | 10.3483 | 0 | 0 | 0 | 1.0348 | 0.39456 | 0 | 0 | 28.36% | 25% | 15% | 55% | NEM | Boiler | FALSE | FALSE | 10374.469 | 547
Commercial_OR - Miscellaneous_New_Space Heating_Natural Gas_Gas Boiler - Thermostatic Radiator Valves_A | OR | Commercial | OR - Miscellaneous | New | Space Heating | Natural Gas | Gas Boiler - Thermostatic Radiator Valves | A | TBD | OCM603 | Discretionary | TBD | TBD | RetroEven20_OR | 0 | Boiler | radiator | 1 | 0.0084549 | 0% | IL TRM - 5.3.19 - RS-HVC-TRVS-V01-210101 | AEG Cost Characterization, 2021 | IL TRM - 5.3.19 - RS-HVC-TRVS-V01-210101 | 15 | 61.19 | 0 | 0 | 0 | 1 | 5.25 | 0 | 0 | 28.36% | 25% | 100% | 100% | NEM | Boiler | FALSE | FALSE | 4610.3664 | 433
Commercial_OR - Miscellaneous_New_Space Heating_Natural Gas_HVAC - Shut Off Damper_A | OR | Commercial | OR - Miscellaneous | New | Space Heating | Natural Gas | HVAC - Shut Off Damper | A | Damper installed | OCM604 | Discretionary | No damper | Damper installed | Retro5Med_OR | 0 | Central Systems | BoilerCtrl | 1 | 0.000162 | 0% | HVAC_DMPROFF-Heating-ILTRM-v4.0-1 | HVAC_DMPROFF-Heating-ILTRM-v4.0-1 | HVAC_DMPROFF-Heating-ILTRM-v4.0-1 | 15 | 1657.6673 | 123.7725 | 0 | 0 | 1.1051 | 0 | 0 | 0 | 28.36% | 25% | 0% | 75% | NEM | Central Systems | FALSE | FALSE | 0 | 546
Commercial_OR - Miscellaneous_New_Space Heating_Natural Gas_Gas Furnace - Tube Inserts_A | OR | Commercial | OR - Miscellaneous | New | Space Heating | Natural Gas | Gas Furnace - Tube Inserts | A | Tube inserts installed | OCM605 | Discretionary | None | Tube inserts installed | Retro1Slow_OR | 0 | Furnace | sqft | 1 | 1 | 0% | n/a | n/a | n/a | 5 | 1 | 0 | 0 | 0 | 1 | 0 | 0 | 0 | 28.36% | 25% | 0% | 10% | NEM | Furnace | FALSE | FALSE | 0 | 549
Commercial_OR - Miscellaneous_New_Space Heating_Natural Gas_Gas Boiler - Insulate Steam Lines/Condensate Tank_A | OR | Commercial | OR - Miscellaneous | New | Space Heating | Natural Gas | Gas Boiler - Insulate Steam Lines/Condensate Tank | A | Lines and condenstate tank insulated | OCM606 | Discretionary | No insulation | Lines and condenstate tank insulated | RetroEven20_OR | 0 | Boiler | boiler pipe | 1 | 0.056569 | 0% | GBLR_PINS-Heating-ILTRM-v4.0-1 | GBLR_PINS_STM-Heating-PGE-R7-1 | GBLR_PINS_STM-Heating-PGE-R7-1 | 15 | 13.9626 | 0 | 0 | 0 | 1.1464 | 3.7498 | 0 | 0 | 28.36% | 25% | 100% | 100% | NEM | Boiler | FALSE | FALSE | 1472.8838 | 302
Commercial_OR - Miscellaneous_New_Space Heating_Natural Gas_Gas Boiler - Insulate Hot Water Lines_A | OR | Commercial | OR - Miscellaneous | New | Space Heating | Natural Gas | Gas Boiler - Insulate Hot Water Lines | A | Insulated water lines | OCM607 | Discretionary | No insulation | Insulated water lines | RetroEven20_OR | 0 | Boiler | boiler pipe | 1 | 0.056569 | 0% | GBLR_PINS_HW-Heating-PGE-R7-1 | GBLR_PINS_HW-Heating-PGE-R7-1 | GBLR_PINS_HW-Heating-PGE-R7-1 | 11 | 26.0797 | 0 | 0 | 0 | 1.1464 | 2.5103 | 0 | 0 | 28.36% | 25% | 100% | 100% | NEM | Boiler | FALSE | FALSE | 5104.9252 | 464
Commercial_OR - Miscellaneous_New_Space Heating_Natural Gas_Condensing RTU_A | OR | Commercial | OR - Miscellaneous | New | Space Heating | Natural Gas | Condensing RTU | A | TBD | OCM608 | Discretionary | TBD | TBD | RetroEven20_OR | 0 | Furnace | sqft cond | 1 | 1 | 0% | NEEA Condensing Rooftop Unit Field Study - October 28, 2019 | NEEA Condensing Rooftop Unit Field Study - October 28, 2019 | NEEA Condensing Rooftop Unit Field Study - October 28, 2019 | 5 | 0.43435 | 0 | 0 | 0 | 1.0348 | 0.060789 | 0 | 0 | 28.36% | 25% | 100% | 100% | NEM | Furnace | FALSE | FALSE | 8740.1396 | 528
Commercial_OR - Miscellaneous_New_Space Heating_Natural Gas_Hydronic Heating Radiator Replacement_A | OR | Commercial | OR - Miscellaneous | New | Space Heating | Natural Gas | Hydronic Heating Radiator Replacement | A | TBD | OCM609 | Discretionary | TBD | TBD | RetroEven20_OR | 0 | Boiler | radiator | 1 | 0.0084549 | 0% | IL TRM - 4.4.52 - CI-HVC-HHRR-V01-210101 | IL TRM - 4.4.52 - CI-HVC-HHRR-V01-210101 | IL TRM - 4.4.52 - CI-HVC-HHRR-V01-210101 | 25 | 624.7488 | 0 | 0 | 0 | 1.0183 | 34 | 0 | 0 | 28.36% | 25% | 100% | 100% | NEM | Boiler | FALSE | FALSE | 5844.9436 | 501
Commercial_OR - Miscellaneous_New_Space Heating_Natural Gas_Thermostat - Connected_A | OR | Commercial | OR - Miscellaneous | New | Space Heating | Natural Gas | Thermostat - Connected | A | Thermostat connected to building management control system. | OCM610 | Discretionary | Standard thermostat. | Thermostat connected to building management control system. | Retro5Med_OR | 0 | Space Heating | Stat Unit | 1 | 0.001 | 0% | DL20_CSTAT_SMRT-Cool-RTF-v1.1-5 | IL TRM - CI-HVC-THST-V01-200101 | DL20_CSTAT_SMRT-Heat-RTF-v1.1-1 | 5 | 222.9079 | 0 | 0 | 0 | 1.1247 | 0 | 0 | 0 | 28.36% | 25% | 30% | 53.33% | NEM | All | FALSE | FALSE | 0 | 555
Commercial_OR - Miscellaneous_New_Water Heating_Natural Gas_Water Heater - Thermostatic Shower Restriction Valve_A | OR | Commercial | OR - Miscellaneous | New | Water Heating | Natural Gas | Water Heater - Thermostatic Shower Restriction Valve | A | Thermostatic shower restriction valve. | OCM611 | Discretionary | No thermostatic control on shower. | Thermostatic shower restriction valve. | Retro5Med_OR | 0 | Water Heater | showerhead | 1 | 0.0004 | 0% | ThermostaticShowerRestrictionValve_v4_2 | ThermostaticShowerRestrictionValve_v4_2 | ThermostaticShowerRestrictionValve_v4_2 | 10 | 24.4642 | 0 | 6.8441 | 0 | 1.1464 | 1.5625 | 0 | 0 | 28.36% | 25% | 86.67% | 86.67% | NEM | Water Heater | FALSE | FALSE | 8353.9716 | 521
Commercial_OR - Miscellaneous_New_Water Heating_Natural Gas_Water Heater - Pre-Rinse Spray Valve_A | OR | Commercial | OR - Miscellaneous | New | Water Heating | Natural Gas | Water Heater - Pre-Rinse Spray Valve | A | Low flow pre-rinse spray valve. | OCM612 | Discretionary | Standard pre-rinse spray valve. | Low flow pre-rinse spray valve. | Retro5Med_OR | 0 | Water Heater | KitchenFaucet | 1 | 0.0002 | 0% | Avista TRM | Avista TRM | Avista TRM | 4 | 112.1961 | 0 | 0 | 0 | 1.0348 | 16.81 | 0 | 0 | 28.36% | 25% | 0% | 0% | NEM | Water Heater | FALSE | FALSE | 11500.8864 | 551
Commercial_OR - Miscellaneous_New_Water Heating_Natural Gas_Water Heater - Temperature Setback_A | OR | Commercial | OR - Miscellaneous | New | Water Heating | Natural Gas | Water Heater - Temperature Setback | A | Water heater temperature setback. | OCM613 | Discretionary | No water heater temperature setback. | Water heater temperature setback. | Retro5Med_OR | 0 | Water Heater | WHunits | 1 | 9.3087e-05 | 0% | IL TRM - RS-HWE-TMPS-V08-210101 | IL TRM - RS-HWE-TMPS-V08-210101 | IL TRM - RS-HWE-TMPS-V08-210101 | 2 | 5 | 0 | 0 | 0 | 1 | 103.9223 | 0 | 0 | 28.36% | 25% | 15% | 100% | NEM | Water Heater | FALSE | FALSE | 277.8046 | 178
Commercial_OR - Miscellaneous_New_Water Heating_Natural Gas_Water Heater - Faucet Aerators_A | OR | Commercial | OR - Miscellaneous | New | Water Heating | Natural Gas | Water Heater - Faucet Aerators | A | 0 | OCM614 | Discretionary | 0 | 0 | Retro5Med_OR | 0 | Water Heater | faucet | 1 | 0.0008 | 0% | DHW_AER-Water Heating-XCELCO-2017-18-6 | DHW_AER-Water Heating-XCELCO-2017-18-6 | DHW_AER-Water Heating-ILTRM-v5.0-14 | 10 | 7.4417 | 0 | 14.8834 | 0 | 1.0631 | 7.4299 | 0 | 0 | 28.36% | 25% | 86.67% | 86.67% | NEM | Water Heater | FALSE | FALSE | 534.4218 | 200
Commercial_OR - Miscellaneous_New_Water Heating_Natural Gas_Water Heater - Low-Flow Showerheads_A | OR | Commercial | OR - Miscellaneous | New | Water Heating | Natural Gas | Water Heater - Low-Flow Showerheads | A | 0 | OCM615 | Discretionary | 0 | 0 | Retro5Med_OR | 0 | Water Heater | Showerhead | 1 | 0.0004 | 0% | Com-Showerheads-2021P_V2 | Com-Showerheads-2021P_V2 | Com-Showerheads-2021P_V2 | 10 | 19.7518 | 0 | 28.7744 | 0 | 1.1464 | 3.7212 | 0 | 0 | 28.36% | 25% | 86.67% | 86.67% | NEM | Water Heater | FALSE | FALSE | 2832.1824 | 380
Commercial_OR - Miscellaneous_New_Water Heating_Natural Gas_Water Heater - Tank Blanket/Insulation_A | OR | Commercial | OR - Miscellaneous | New | Water Heating | Natural Gas | Water Heater - Tank Blanket/Insulation | A | 0 | OCM616 | Discretionary | 0 | 0 | Retro5Med_OR | 0 | Water Heater | WHUnits | 1 | 9.3087e-05 | 0% | IL TRM - 4.3.12 Tank Insulation - CI-HWE-TKIN-V01-210101 / PA TRM - 2.3.4 - State of Pennsylvania TRM, Volume 2: Residential Measures, 2021 Final Order. August 8, 2019. | IL TRM - 4.3.12 Tank Insulation - CI-HWE-TKIN-V01-210101 / PA TRM - 2.3.4 - State of Pennsylvania TRM, Volume 2: Residential Measures, 2021 Final Order. August 8, 2019. | IL TRM - 4.3.12 Tank Insulation - CI-HWE-TKIN-V01-210101 / PA TRM - 2.3.4 - State of Pennsylvania TRM, Volume 2: Residential Measures, 2021 Final Order. August 8, 2019. | 15 | 1.4664 | 0 | 0 | 0 | 1.0183 | 200.7769 | 0 | 0 | 28.36% | 25% | 100% | 100% | NEM | Water Heater | FALSE | FALSE | 2.889 | 129
Commercial_OR - Miscellaneous_New_Water Heating_Natural Gas_Water Heater - Drainwater Heat Recovery_A | OR | Commercial | OR - Miscellaneous | New | Water Heating | Natural Gas | Water Heater - Drainwater Heat Recovery | A | 0 | OCM617 | Discretionary | 0 | 0 | Retro5Med_OR | 0 | Water Heater | faucet | 1 | 0.0008 | 0% | DHW_DWHR-Water Heating-OPATRM-v1-1 | DHW_DWHR-Water Heating-OPATRM-v1-1 | DHW_DWHR-Water Heating-MNTRM-v1.0-7 | 40 | 948.5609 | 0 | 0 | 0 | 1.1857 | 9.9574 | 0 | 0 | 28.36% | 25% | 86.67% | 86.67% | NEM | Water Heater | FALSE | FALSE | 27351.0343 | 738
Commercial_OR - Miscellaneous_New_Water Heating_Natural Gas_Water Heater - Circulation Pump Controls_A | OR | Commercial | OR - Miscellaneous | New | Water Heating | Natural Gas | Water Heater - Circulation Pump Controls | A | Controlled circulation pump. | OCM618 | Discretionary | Circulation pump with no controls. | Controlled circulation pump. | Retro5Med_OR | 0 | Water Heater | perbldg | 1 | 0.0002 | 0% | RTF - ComResCirculatorPumps_2_3 - AEG Edited | RTF - ComResCirculatorPumps_2_3 - AEG Edited | RTF - ComResCirculatorPumps_2_3 - AEG Edited | 11.5 | 913.5582 | 0 | 0 | 0 | 1.1464 | 522.8264 | 0 | 0 | 28.36% | 25% | 15% | 26.67% | NEM | Water Heater | FALSE | FALSE | 828.4214 | 231
Commercial_OR - Miscellaneous_New_Water Heating_Natural Gas_Water Heater - Pipe Insulation_A | OR | Commercial | OR - Miscellaneous | New | Water Heating | Natural Gas | Water Heater - Pipe Insulation | A | Water heater pipe insulation. | OCM619 | Discretionary | No insulation. | Water heater pipe insulation. | Retro5Med_OR | 0 | Water Heater | PipeFeet | 1 | 0.001 | 0% | IL TRM v10 - 4.4.14 Pipe Insulation - CI-HVC-PINS-V07-220101 | IL TRM v10 - 4.4.14 Pipe Insulation - CI-HVC-PINS-V07-220101 | IL TRM v10 - 4.4.14 Pipe Insulation - CI-HVC-PINS-V07-220101 | 15 | 19.3862 | 0 | 0 | 0 | 1.1857 | 5.02 | 0 | 0 | 28.36% | 25% | 1.124% | 100% | NEM | Water Heater | FALSE | FALSE | 1527.5787 | 308
Commercial_OR - Miscellaneous_New_Water Heating_Natural Gas_Water Heater - Motion Control Faucet_A | OR | Commercial | OR - Miscellaneous | New | Water Heating | Natural Gas | Water Heater - Motion Control Faucet | A | 0.35 gpm w/ motion sensor | OCM620 | Discretionary | 1.39 gpm w/o motion sensor | 0.35 gpm w/ motion sensor | Retro5Med_OR | 0 | Water Heater | sqft | 1 | 1 | 0% | n/a | n/a | n/a | 5 | 1.0743 | 0 | 0 | 0 | 1.0743 | 0 | 0 | 0 | 28.36% | 25% | 30% | 75% | NEM | Water Heater | FALSE | FALSE | 0 | 735
Commercial_OR - Miscellaneous_New_Water Heating_Natural Gas_Water Heater - Solar System_A | OR | Commercial | OR - Miscellaneous | New | Water Heating | Natural Gas | Water Heater - Solar System | A | Solar water heater with electric backup unit | OCM621 | Discretionary | 0 | Solar water heater with electric backup unit | Retro5Med_OR | 0 | Water Heater | DHW kbtuh | 1 | 0.0048405 | 0% | DHW_WH-Water Heating-AEO17-8 | DHW_WH-Water Heating-AEO17-8 | DHW_WH-Water Heating-DOE-PTool2014-1 | 20 | 278.7625 | 0 | 0 | 0 | 1.1247 | 40.1544 | 0 | 0 | 28.36% | 25% | 1% | 40% | NEM | Water Heater | 13 | FALSE | 2386.2887 | 350
Commercial_OR - Miscellaneous_New_Water Heating_Natural Gas_Commercial Laundry - Ozone Treatment_A | OR | Commercial | OR - Miscellaneous | New | Water Heating | Natural Gas | Commercial Laundry - Ozone Treatment | A | Ozone laundry treatment system. | OCM622 | Discretionary | Standard commercial washer. | Ozone laundry treatment system. | Retro5Med_OR | 0 | Water Heater | perBldg | 1 | 0.0002 | 0% | CW_OZON-Water Heating-ILTRM-v4.0-4 | CW_OZON-Water Heating-ILTRM-v4.0-4 | CW_OZON-Water Heating-ILTRM-v4.0-4 | 10 | 18511.515 | 222.0834 | 0 | 0 | 1.1051 | 142.8891 | 0 | 0 | 28.36% | 25% | 0% | 6.667% | NEM | Water Heater | FALSE | FALSE | 69125.0477 | 740
Commercial_OR - Miscellaneous_New_Water Heating_Natural Gas_Commercial Laundry - ENERGY STAR Washer_A | OR | Commercial | OR - Miscellaneous | New | Water Heating | Natural Gas | Commercial Laundry - ENERGY STAR Washer | A | ENERGY STAR rated washer. | OCM623 | Discretionary | Standard efficiency washer. | ENERGY STAR rated washer. | Retro5Med_OR | 0 | Water Heater | ClothesWashers | 1 | 1.6211e-05 | 0% | CW-Miscellaneous-RTF-v5.1-21 | CW-Miscellaneous-RTF-v5.1-21 | CW-Miscellaneous-RTF-PreQCv5.0-8 | 7 | 458.1094 | 0 | 200.1723 | 0 | 1.1464 | 35.5089 | 0 | 0 | 28.36% | 25% | 0% | 6.667% | NEM | Water Heater | FALSE | FALSE | 10043.494 | 746
Commercial_OR - Miscellaneous_New_Water Heating_Natural Gas_Water Heater - Efficient Dishwasher_A | OR | Commercial | OR - Miscellaneous | New | Water Heating | Natural Gas | Water Heater - Efficient Dishwasher | A | ENERGY STAR | OCM624 | Discretionary | 0 | ENERGY STAR | Retro5Med_OR | 0 | Water Heater | perBldg | 1 | 0.0002 | 0% | Avista TRM | Avista TRM | Avista TRM | 12 | 2377.0012 | 0 | 1319.9187 | 0 | 1.0348 | 102.8166 | 0 | 0 | 28.36% | 25% | 0% | 6.667% | NEM | Water Heater | FALSE | FALSE | 10607.6481 | 745
Commercial_OR - Miscellaneous_New_Water Heating_Natural Gas_Commercial Laundry - Alternative Dry-Cleaning Methods_A | OR | Commercial | OR - Miscellaneous | New | Water Heating | Natural Gas | Commercial Laundry - Alternative Dry-Cleaning Methods | A | High efficiency alternative dry-cleaning methods. | OCM625 | Discretionary | Standard efficiency dryer. | High efficiency alternative dry-cleaning methods. | Retro5Med_OR | 0 | Water Heater | perBldg | 1 | 0.0002 | 0% | CW_ALTDRYCLN-Miscellaneous-SCE-ET05.01-6 | CW_ALTDRYCLN-Miscellaneous-SCE-ET05.01-6 | CW_ALTDRYCLN-Miscellaneous-SCE-ET05.01-6 | 15 | 66246.8389 | 0 | 0 | 0 | 1.2089 | 0 | 0 | 0 | 28.36% | 25% | 0% | 6.667% | NEM | Water Heater | FALSE | FALSE | 0 | 748
Commercial_OR - Miscellaneous_New_Space Heating_Natural Gas_Advanced Kitchen Ventilation Controls_A | OR | Commercial | OR - Miscellaneous | New | Space Heating | Natural Gas | Advanced Kitchen Ventilation Controls | A | Variable exhaust hood flow based on temperature or grease sensor. | OCM626 | Discretionary | No controls on exhaust hoods. | Variable exhaust hood flow based on temperature or grease sensor. | RetroEven20_OR | 0 | Space Heating | sqft | 1 | 1 | 0% | IL TRM - CI-FSE-VENT-V03-160601 | COOK_EXHD-Ventilation-XCELCO-2017-18-2 | COOK_EXHD-Ventilation-XCELCO-2017-18-2 | 15 | 0.18192 | 0 | 0 | 0 | 1.1051 | 0 | 0 | 0 | 28.36% | 25% | 10% | 10% | NEM | All | FALSE | FALSE | 0 | 747
Commercial_OR - Miscellaneous_New_Space Heating_Natural Gas_Infiltration Control - Loading Dock Sealing_A | OR | Commercial | OR - Miscellaneous | New | Space Heating | Natural Gas | Infiltration Control - Loading Dock Sealing | A | 0 | OCM627 | Discretionary | 0 | 0 | RetroEven20_OR | 0 | Space Heating | perBldg | 1 | 0.0002 | 0% | MEMD - Truck Loading Dock Seals - 8.10.01.FES-E10.v01 | MEMD - Truck Loading Dock Seals - 8.10.01.FES-E10.v01 | MEMD - Truck Loading Dock Seals - 8.10.01.FES-E10.v01 | 10 | 3106.5198 | 0 | 0 | 0 | 1.0873 | 0 | 0 | 0 | 28.36% | 25% | 0% | 0% | NEM | All | FALSE | FALSE | 0 | 742
Commercial_OR - Miscellaneous_New_Space Heating_Natural Gas_Greenhouse Heat Curtain_A | OR | Commercial | OR - Miscellaneous | New | Space Heating | Natural Gas | Greenhouse Heat Curtain | A | 0 | OCM628 | Discretionary | No heat curtain. | 0 | RetroEven20_OR | 0 | Space Heating | perBldg | 1 | 0.0002 | 0% | CA eTRM https://www.caetrm.com/measure/SWBE001/01/ | CA eTRM https://www.caetrm.com/measure/SWBE001/01/ | CA eTRM https://www.caetrm.com/measure/SWBE001/01/ | 5 | 408.7573 | 0 | 0 | 0 | 1.0348 | 0 | 0 | 0 | 28.36% | 25% | 0% | 0% | NEM | All | FALSE | FALSE | 0 | 741
Commercial_OR - Miscellaneous_New_Space Heating_Natural Gas_Ventilation - Parking Garages, Demand Controlled_A | OR | Commercial | OR - Miscellaneous | New | Space Heating | Natural Gas | Ventilation - Parking Garages, Demand Controlled | A | 0 | OCM629 | Discretionary | 0 | 0 | RetroEven20_OR | 0 | Central Systems | garage | 1 | 1e-05 | 0% | FOE - Parking Garage Ventilation Controls - W0047 | FOE - Parking Garage Ventilation Controls - W0047 | FOE - Parking Garage Ventilation Controls - W0047 | 5 | 843.0596 | 0 | 0 | 0 | 1.0183 | 0 | 0 | 0 | 28.36% | 25% | 0% | 0% | NEM | Central Systems | FALSE | FALSE | 0 | 744
Commercial_OR - Miscellaneous_New_Miscellaneous_Natural Gas_Pool Heater - Night Covers_A | OR | Commercial | OR - Miscellaneous | New | Miscellaneous | Natural Gas | Pool Heater - Night Covers | A | Night covers on pool. | OCM630 | Discretionary | Uncovered. | Night covers on pool. | Retro12Med_OR | 0 | Pool Heater | sqft pool | 1 | 0.375 | 0% | PL_COV-Water Heating-SCG-R0-62 | PL_COV-Water Heating-SCG-R0-62 | PL_COV-Water Heating-SCG-R0-1 | 5 | 1.3642 | 0 | 0 | 0 | 1.1464 | 0.024915 | 0 | 0 | 28.36% | 25% | 15% | 100% | NEM | Pool Heater | FALSE | FALSE | 66973.8283 | 743
Commercial_OR - Miscellaneous_New_Space Heating_Natural Gas_Advanced New Construction Designs_A | OR | Commercial | OR - Miscellaneous | New | Space Heating | Natural Gas | Advanced New Construction Designs | A | New construction designs exceeding ASHRAE 90.1 requirements. | OCM631 | Discretionary | Standard new construction design. | New construction designs exceeding ASHRAE 90.1 requirements. | LO1Slow_OR | 0 | Space Heating | sqft | 1 | 1 | 0% | COM_CX-HVAC-AEG-1 | COM_CX-All-AEG-5 | COM_CX-All-AEG-5 | 3 | 1.4023 | 0 | 0 | 0 | 1.2089 | 0 | 0 | 0 | 28.36% | 25% | 10% | 20% | NEM | All | FALSE | FALSE | 0 | 720
Commercial_OR - Miscellaneous_New_Water Heating_Natural Gas_Advanced New Construction Designs_A | OR | Commercial | OR - Miscellaneous | New | Water Heating | Natural Gas | Advanced New Construction Designs | A | New construction designs exceeding ASHRAE 90.1 requirements. | OCM632 | Discretionary | Standard new construction design. | New construction designs exceeding ASHRAE 90.1 requirements. | LO1Slow_OR | 0 | Water Heating | sqft | 1 | 1 | 0% | COM_CX-HVAC-AEG-1 | COM_CX-All-AEG-5 | COM_CX-All-AEG-5 | 3 | 1.4023 | 0 | 0 | 0 | 1.2089 | 0 | 0 | 0 | 28.36% | 25% | 10% | 20% | NEM | All | 31 | FALSE | 0 | 719
Commercial_OR - Miscellaneous_New_Space Heating_Natural Gas_Strategic Energy Management_A | OR | Commercial | OR - Miscellaneous | New | Space Heating | Natural Gas | Strategic Energy Management | A | Implementation of strategic energy management. | OCM633 | Discretionary | No strategic energy management. | Implementation of strategic energy management. | RetroEven20_OR | 0 | Space Heating | sqft | 1 | 1 | 0% | DL20_COM_SEM-Misc-2021PLN-V4-1 | BEHAV_SEM-All-CPUC-2018_PG-2 | DL20_COM_SEM-Misc-2021PLN-V4-15 | 3 | 0 | 0 | 0 | 0 | 1.0743 | 0 | 0 | 0 | 28.36% | 25% | 0% | 77% | NEM | All | FALSE | FALSE | 0 | 722
Commercial_OR - Miscellaneous_New_Water Heating_Natural Gas_Strategic Energy Management_A | OR | Commercial | OR - Miscellaneous | New | Water Heating | Natural Gas | Strategic Energy Management | A | Implementation of strategic energy management. | OCM634 | Discretionary | No strategic energy management. | Implementation of strategic energy management. | RetroEven20_OR | 0 | Water Heating | sqft | 1 | 1 | 0% | DL20_COM_SEM-Misc-2021PLN-V4-1 | BEHAV_SEM-All-CPUC-2018_PG-2 | DL20_COM_SEM-Misc-2021PLN-V4-15 | 3 | 0 | 0 | 0 | 0 | 1.0743 | 0 | 0 | 0 | 28.36% | 25% | 0% | 77% | NEM | All | FALSE | FALSE | 0 | 721
Commercial_OR - Miscellaneous_New_Space Heating_Natural Gas_Retrocommissioning_A | OR | Commercial | OR - Miscellaneous | New | Space Heating | Natural Gas | Retrocommissioning | A | Periodic recommissioning of building systems. | OCM635 | Discretionary | No retro commissioning. | Periodic recommissioning of building systems. | RetroEven20_OR | 0 | Space Heating | sqft | 1 | 1 | 0% | COM_RCX-HVAC-AEG-1 | N/A | COM_RCX-HVAC-AEG-1 | 3 | 1.3062 | 0 | 0 | 0 | 1.3062 | 0 | 0 | 0 | 28.36% | 25% | 0% | 0% | NEM | All | FALSE | FALSE | 0 | 716
Commercial_OR - Miscellaneous_New_Water Heating_Natural Gas_Retrocommissioning_A | OR | Commercial | OR - Miscellaneous | New | Water Heating | Natural Gas | Retrocommissioning | A | Periodic recommissioning of building systems. | OCM636 | Discretionary | No retro commissioning. | Periodic recommissioning of building systems. | RetroEven20_OR | 0 | Water Heating | sqft | 1 | 1 | 0% | COM_RCX-HVAC-AEG-1 | N/A | COM_RCX-HVAC-AEG-1 | 3 | 1.3062 | 0 | 0 | 0 | 1.3062 | 0 | 0 | 0 | 28.36% | 25% | 0% | 0% | NEM | All | FALSE | FALSE | 0 | 715
Commercial_Interruptible - College_Existing_Space Heating_Natural Gas_Insulation - Ceiling_A | OR | Commercial | Interruptible - College | Existing | Space Heating | Natural Gas | Insulation - Ceiling | A | R-38 | OCM637 | Discretionary | R-13 | R-38 | Retro1Slow_OR | 0 | Space Heating | sqft roof | 1 | 1 | 0% | Avista TRM | Avista TRM | Avista TRM | 22 | 0.39323 | 0 | 0.021854 | 0 | 1.0348 | 0.058604 | 0 | 0 | 24.32% | 25% | 15% | 46.67% | NEM | All | FALSE | FALSE | 2224.8715 | 340
Commercial_Interruptible - College_Existing_Space Heating_Natural Gas_Insulation - Ducting_A | OR | Commercial | Interruptible - College | Existing | Space Heating | Natural Gas | Insulation - Ducting | A | R-8 | OCM638 | Discretionary | R-4 | R-8 | Retro1Slow_OR | 0 | Central Systems | sqft duct | 1 | 0.25 | 0% | INS_DCT-All-DEER-1 | INS_DCT-All-DEER-1 | Building Energy Simulation Tool | 20 | 0.95651 | 0 | 0 | 0 | 1.2422 | 0 | 0 | 0 | 24.32% | 25% | 15% | 46.67% | NEM | Central Systems | FALSE | FALSE | 0 | 717
Commercial_Interruptible - College_Existing_Space Heating_Natural Gas_Insulation - Wall Cavity_A | OR | Commercial | Interruptible - College | Existing | Space Heating | Natural Gas | Insulation - Wall Cavity | A | R-23 | OCM639 | Discretionary | R-9 | R-23 | Retro1Slow_OR | 0 | Space Heating | sqft wall | 1 | 0.381 | 0% | Avista TRM | Avista TRM | Avista TRM | 22 | 0.66201 | 0 | 0.068831 | 0 | 1.0348 | 0.18458 | 0 | 0 | 24.32% | 25% | 15% | 46.67% | NEM | All | FALSE | FALSE | 1189.2094 | 275
Commercial_Interruptible - College_Existing_Space Heating_Natural Gas_Green Roof - Vegetated Rooftop_A | OR | Commercial | Interruptible - College | Existing | Space Heating | Natural Gas | Green Roof - Vegetated Rooftop | A | Green roof | OCM640 | Discretionary | No vegetation on roof | Green roof | Retro1Slow_OR | 0 | Space Heating | sqft roof | 1 | 1 | 0% | Measure Cost Research v1.1 - Sep 2020.xlsx | Measure Cost Research v1.1 - Sep 2020.xlsx | Measure Cost Research v1.1 - Sep 2020.xlsx | 25 | 7.6375 | 0.57281 | 0 | 0 | 1.0183 | 0.0033417 | 0 | 0 | 28.36% | 25% | 0% | 0% | NEM | All | FALSE | FALSE | 727013.7383 | 731
Commercial_Interruptible - College_Existing_Space Heating_Natural Gas_Ducting - Repair and Sealing_A | OR | Commercial | Interruptible - College | Existing | Space Heating | Natural Gas | Ducting - Repair and Sealing | A | Sealed | OCM641 | Discretionary | 20% Leakage | Sealed | Retro1Slow_OR | 0 | Central Systems | sqft duct | 1 | 0.25 | 0% | DCT_RPR-All-DEER-1 | DCT_RPR-Cooling-RTF-1 | Building Energy Simulation Tool | 18 | 0.65309 | 0 | 0.071208 | 0 | 1.3062 | 0.19095 | 0 | 0 | 19.52% | 25% | 15% | 66.67% | NEM | Central Systems | FALSE | FALSE | 1230.383 | 288
Commercial_Interruptible - College_Existing_Space Heating_Natural Gas_Windows - High Efficiency Glazing_A | OR | Commercial | Interruptible - College | Existing | Space Heating | Natural Gas | Windows - High Efficiency Glazing | A | High Efficiency Glaze | OCM642 | Discretionary | Single Glaze | High Efficiency Glaze | Retro1Slow_OR | 0 | Space Heating | sqft window | 1 | 0.09525 | 0% | WND_HE-Heating-RTF-v2.1-1 | WND_HE-Heating-RTF-v2.1-1 | Building Energy Simulation Tool | 45 | 4.3377 | 0 | 0.28035 | 0 | 1.2422 | 0 | 0 | 0 | 28.36% | 25% | 47.83% | 63.78% | NEM | All | FALSE | FALSE | 0 | 725
Commercial_Interruptible - College_Existing_Space Heating_Natural Gas_Windows - Secondary Glazing Systems_A | OR | Commercial | Interruptible - College | Existing | Space Heating | Natural Gas | Windows - Secondary Glazing Systems | A | Windows rated to U-Factor 0.4 and SHGC 0.2. | OCM643 | Discretionary | Windows rated to U-Factor 0.62 and SHGC 0.27. | Windows rated to U-Factor 0.4 and SHGC 0.2. | Retro1Slow_OR | 0 | Space Heating | sqft window | 1 | 0.09525 | 0% | RTF - ComSecondaryGlazingSystems_v1_1 | RTF - ComSecondaryGlazingSystems_v1_1 | RTF - ComSecondaryGlazingSystems_v1_1 | 30 | 7.4193 | 0 | 0.75524 | 0 | 1.1464 | 2.0253 | 0 | 0 | 28.36% | 25% | 47.83% | 63.78% | NEM | All | FALSE | FALSE | 1110.8729 | 259
Commercial_Interruptible - College_Existing_Space Heating_Natural Gas_HVAC - Energy Recovery Ventilator_A | OR | Commercial | Interruptible - College | Existing | Space Heating | Natural Gas | HVAC - Energy Recovery Ventilator | A | ERV | OCM644 | Discretionary | No ERV | ERV | RetroEven20_OR | 0 | Space Heating | sqft | 1 | 1 | 0% | HRV-Cooling/Heating-E3T-1 | HRV-Cooling/Heating-E3T-1 | HRV-Cooling/Heating-E3T-1 | 20 | 1.0873 | 0 | 0 | 0 | 1.0873 | 0.14321 | 0 | 0 | 28.36% | 25% | 5% | 20% | NEM | All | FALSE | FALSE | 2609.7531 | 370
Commercial_Interruptible - College_Existing_Space Heating_Natural Gas_Building Shell - Air Sealing (Infiltration Control)_A | OR | Commercial | Interruptible - College | Existing | Space Heating | Natural Gas | Building Shell - Air Sealing (Infiltration Control) | A | Air sealing to reduce air infiltration. | OCM645 | Discretionary | Building with air infiltration. | Air sealing to reduce air infiltration. | Retro1Slow_OR | 0 | Space Heating | foot door | 1 | 0.0014 | 0% | IL TRM - CI-MSC-WTST-V01-200101 | IL TRM - CI-MSC-WTST-V01-200101 | IL TRM - CI-MSC-WTST-V01-200101 | 10 | 1.4706 | 0 | 0.53005 | 0 | 1 | 4.4494 | 0 | 0 | 28.36% | 25% | 45% | 66.67% | NEM | All | FALSE | FALSE | 176.3522 | 158
Commercial_Interruptible - College_Existing_Space Heating_Natural Gas_Ventilation - Demand Controlled_A | OR | Commercial | Interruptible - College | Existing | Space Heating | Natural Gas | Ventilation - Demand Controlled | A | Outdoor air controlled based on occupancy to meet ASHRAE 62.1 | OCM646 | Discretionary | No occupancy based outdoor air controls. | Outdoor air controlled based on occupancy to meet ASHRAE 62.1 | Retro5Med_OR | 0 | Central Systems | sqft | 1 | 1 | 0% | IL TRM - CI-HVC-DCV-V05-190101 | VENT_DCV-Heating-7PLN-v5-8 | IL TRM - CI-HVC-DCV-V05-190101 | 10 | 0.24838 | 0 | 0.013143 | 0 | 1.1464 | 0.035244 | 0 | 0 | 28.36% | 25% | 55% | 75% | NEM | Central Systems | FALSE | FALSE | 3760.3206 | 413
Commercial_Interruptible - College_Existing_Space Heating_Natural Gas_HVAC - Dedicated Outdoor Air System (DOAS)_A | OR | Commercial | Interruptible - College | Existing | Space Heating | Natural Gas | HVAC - Dedicated Outdoor Air System (DOAS) | A | Outdoor air supplied by a DOAS. | OCM647 | Discretionary | No DOAS. | Outdoor air supplied by a DOAS. | RetroEven20_OR | 0 | Central Systems | sqft | 1 | 1 | 0% | 2021P_Com-VRF-DOAS-2021P_V2 | 2021P_Com-VRF-DOAS-2021P_V2 | 2021P_Com-VRF-DOAS-2021P_V2 | 20 | 9.8834 | 0 | 0 | 0 | 1.0743 | 0.22995 | 0 | 0 | 28.36% | 25% | 3.406% | 10.95% | NEM | Central Systems | FALSE | FALSE | 14774.1096 | 769
Commercial_Interruptible - College_Existing_Space Heating_Natural Gas_Destratification Fans (HVLS)_A | OR | Commercial | Interruptible - College | Existing | Space Heating | Natural Gas | Destratification Fans (HVLS) | A | High volume low speed destratification fans. | OCM648 | Discretionary | No destratification fans. | High volume low speed destratification fans. | RetroEven20_OR | 0 | Space Heating | Strat Fan | 1 | 8.6207e-05 | 0% | DL20_IHVLS-Ag-2021PLN-v2-8 | DL20_IHVLS-Ag-2021PLN-v2-8 | HVLS-Heating-AEG-v5.0-121 | 15 | 9799.2638 | 0 | 0 | 0 | 1.0743 | 718.9258 | 0 | 0 | 28.36% | 25% | 15% | 33.33% | NEM | All | FALSE | FALSE | 5391.6742 | 474
Commercial_Interruptible - College_Existing_Space Heating_Natural Gas_Gas Boiler - Maintenance_A | OR | Commercial | Interruptible - College | Existing | Space Heating | Natural Gas | Gas Boiler - Maintenance | A | General cleaning and maintenance | OCM649 | Discretionary | Degrade performance | General cleaning and maintenance | Retro12Med_OR | 0 | Boiler | kBtuh Heat | 1 | 0.0648 | 0% | GBLR_MNT-Heating-ILTRM-v4.0-43 | GBLR_MNT-Heating-ILTRM-v4.0-43 | GBLR_MNT-Heating-ILTRM-v4.0-1 | 3 | 0.86498 | 0 | 0 | 0 | 1.1464 | 0.14071 | 0 | 0 | 28.36% | 25% | 20% | 30% | NEM | Boiler | FALSE | FALSE | 17127.0381 | 775
Commercial_Interruptible - College_Existing_Space Heating_Natural Gas_Gas Furnace - Maintenance_A | OR | Commercial | Interruptible - College | Existing | Space Heating | Natural Gas | Gas Furnace - Maintenance | A | General cleaning and maintenance | OCM650 | Discretionary | Degrade performance | General cleaning and maintenance | Retro12Med_OR | 0 | Furnace | kBtuh Heat | 1 | 0.0648 | 0% | IL TRM - CI-HVC-FTUN-V03-200101 | GBLR_MNT-Heating-ILTRM-v4.0-43 | IL TRM - CI-HVC-FTUN-V03-200101 | 3 | 0.86498 | 0 | 0 | 0 | 1.1464 | 0.063466 | 0 | 0 | 28.36% | 25% | 20% | 30% | NEM | Furnace | FALSE | FALSE | 37972.7851 | 781
Commercial_Interruptible - College_Existing_Space Heating_Natural Gas_Gas Boiler - Hot Water Reset_A | OR | Commercial | Interruptible - College | Existing | Space Heating | Natural Gas | Gas Boiler - Hot Water Reset | A | Reset control installed | OCM651 | Discretionary | No control | Reset control installed | RetroEven20_OR | 0 | Boiler | BoilerCtrl | 1 | 0.000162 | 0% | GBLR_HWRST-Heating-ILTRM-v4.0-43 | GBLR_HWRST-Heating-ILTRM-v4.0-1 | GBLR_HWRST-Heating-ILTRM-v4.0-1 | 20 | 726.7134 | 0 | 0 | 0 | 1.3062 | 250.1546 | 0 | 0 | 28.36% | 25% | 35% | 55% | NEM | Boiler | FALSE | FALSE | 998.5661 | 246
Commercial_Interruptible - College_Existing_Space Heating_Natural Gas_Gas Boiler - Steam Trap Replacement_A | OR | Commercial | Interruptible - College | Existing | Space Heating | Natural Gas | Gas Boiler - Steam Trap Replacement | A | Cleaning and maintenance | OCM652 | Discretionary | Degrade performance | Cleaning and maintenance | RetroEven20_OR | 0 | Boiler | perBLDg | 1 | 5e-05 | 0% | IL TRM v9, Section 4.4.16 | IL TRM v9, Section 4.4.16 | IL TRM - CI-HVC-STRE-V06-200101 | 6 | 44.0379 | 0 | 0 | 0 | 1.1667 | 74.7764 | 0 | 0 | 28.36% | 25% | 73% | 100% | NEM | Boiler | FALSE | FALSE | 557.9368 | 206
Commercial_Interruptible - College_Existing_Space Heating_Natural Gas_Gas Boiler - High Turndown Burner_A | OR | Commercial | Interruptible - College | Existing | Space Heating | Natural Gas | Gas Boiler - High Turndown Burner | A | Turndown control installed | OCM653 | Discretionary | No control | Turndown control installed | Retro5Med_OR | 0 | Boiler | kbtuh heat | 1 | 0.0648 | 0% | GBLR_TRN-Heating-MNTRM-v2.1-1 | GBLR_TRN-Heating-MNTRM-v2.1-1 | GBLR_TRN-Heating-MNTRM-v2.1-1 | 15 | 2.5418 | 0 | 0 | 0 | 1.1051 | 0.23452 | 0 | 0 | 28.36% | 25% | 25% | 50% | NEM | Boiler | FALSE | FALSE | 4287.1484 | 417
Commercial_Interruptible - College_Existing_Space Heating_Natural Gas_Gas Boiler - Burner Control Optimization_A | OR | Commercial | Interruptible - College | Existing | Space Heating | Natural Gas | Gas Boiler - Burner Control Optimization | A | Optimized burner controls | OCM654 | Discretionary | Average performance | Optimized burner controls | Retro1Slow_OR | 0 | Boiler | kBtuh heat | 1 | 0.0648 | 0% | GBLR_O2TRM-Heating-ILTRM-v4.0-1 | GBLR_O2TRM-Heating-MEMD-2018-1 | GBLR_O2TRM-Heating-ILTRM-v4.0-1 | 18 | 0.85395 | 0 | 0 | 0 | 1.1051 | 0.068011 | 0 | 0 | 28.36% | 25% | 5% | 85% | NEM | Boiler | FALSE | FALSE | 4516.9553 | 426
Commercial_Interruptible - College_Existing_Space Heating_Natural Gas_Gas Boiler - Stack Economizer_A | OR | Commercial | Interruptible - College | Existing | Space Heating | Natural Gas | Gas Boiler - Stack Economizer | A | Economizer installed | OCM655 | Discretionary | None | Economizer installed | Retro5Med_OR | 0 | Boiler | kBtuh Heat | 1 | 0.0648 | 0% | IL TRM - CI-HVC-BECO-V01-150601 | IL TRM - CI-HVC-BECO-V01-150601 | IL TRM - CI-HVC-BECO-V01-150601 | 15 | 9.4075 | 0 | 0 | 0 | 1.0348 | 0.22514 | 0 | 0 | 28.36% | 25% | 15% | 55% | NEM | Boiler | FALSE | FALSE | 16528.7142 | 777
Commercial_Interruptible - College_Existing_Space Heating_Natural Gas_Gas Boiler - Thermostatic Radiator Valves_A | OR | Commercial | Interruptible - College | Existing | Space Heating | Natural Gas | Gas Boiler - Thermostatic Radiator Valves | A | TBD | OCM656 | Discretionary | TBD | TBD | RetroEven20_OR | 0 | Boiler | radiator | 1 | 0.0048244 | 0% | IL TRM - 5.3.19 - RS-HVC-TRVS-V01-210101 | AEG Cost Characterization, 2021 | IL TRM - 5.3.19 - RS-HVC-TRVS-V01-210101 | 15 | 63.799 | 0 | 0 | 0 | 1 | 15.75 | 0 | 0 | 28.36% | 25% | 25% | 50% | NEM | Boiler | FALSE | FALSE | 1602.3138 | 319
Commercial_Interruptible - College_Existing_Space Heating_Natural Gas_HVAC - Shut Off Damper_A | OR | Commercial | Interruptible - College | Existing | Space Heating | Natural Gas | HVAC - Shut Off Damper | A | Damper installed | OCM657 | Discretionary | No damper | Damper installed | Retro5Med_OR | 0 | Central Systems | BoilerCtrl | 1 | 0.000162 | 0% | HVAC_DMPROFF-Heating-ILTRM-v4.0-1 | HVAC_DMPROFF-Heating-ILTRM-v4.0-1 | HVAC_DMPROFF-Heating-ILTRM-v4.0-1 | 15 | 1506.9703 | 101.5316 | 0 | 0 | 1.1051 | 29.468 | 0 | 0 | 28.36% | 25% | 0% | 75% | NEM | Central Systems | FALSE | FALSE | 20228.7343 | 779
Commercial_Interruptible - College_Existing_Space Heating_Natural Gas_Gas Furnace - Tube Inserts_A | OR | Commercial | Interruptible - College | Existing | Space Heating | Natural Gas | Gas Furnace - Tube Inserts | A | Tube inserts installed | OCM658 | Discretionary | None | Tube inserts installed | Retro1Slow_OR | 0 | Furnace | sqft | 1 | 1 | 0% | n/a | n/a | n/a | 5 | 1 | 0 | 0 | 0 | 1 | 0 | 0 | 0 | 28.36% | 25% | 73% | 100% | NEM | Furnace | FALSE | FALSE | 0 | 778
Commercial_Interruptible - College_Existing_Space Heating_Natural Gas_Gas Boiler - Insulate Steam Lines/Condensate Tank_A | OR | Commercial | Interruptible - College | Existing | Space Heating | Natural Gas | Gas Boiler - Insulate Steam Lines/Condensate Tank | A | Lines and condenstate tank insulated | OCM659 | Discretionary | No insulation | Lines and condenstate tank insulated | RetroEven20_OR | 0 | Boiler | boiler pipe | 1 | 0.028284 | 0% | GBLR_PINS-Heating-ILTRM-v4.0-1 | GBLR_PINS_STM-Heating-PGE-R7-1 | GBLR_PINS_STM-Heating-PGE-R7-1 | 15 | 9.7758 | 0 | 0 | 0 | 1.1464 | 4.0223 | 0 | 0 | 28.36% | 25% | 30% | 40% | NEM | Boiler | FALSE | FALSE | 961.3657 | 244
Commercial_Interruptible - College_Existing_Space Heating_Natural Gas_Gas Boiler - Insulate Hot Water Lines_A | OR | Commercial | Interruptible - College | Existing | Space Heating | Natural Gas | Gas Boiler - Insulate Hot Water Lines | A | Insulated water lines | OCM660 | Discretionary | No insulation | Insulated water lines | RetroEven20_OR | 0 | Boiler | boiler pipe | 1 | 0.028284 | 0% | GBLR_PINS_HW-Heating-PGE-R7-1 | GBLR_PINS_HW-Heating-PGE-R7-1 | GBLR_PINS_HW-Heating-PGE-R7-1 | 11 | 18.2594 | 0 | 0 | 0 | 1.1464 | 2.6927 | 0 | 0 | 28.36% | 25% | 30% | 40% | NEM | Boiler | FALSE | FALSE | 3332.0346 | 406
Commercial_Interruptible - College_Existing_Space Heating_Natural Gas_Condensing RTU_A | OR | Commercial | Interruptible - College | Existing | Space Heating | Natural Gas | Condensing RTU | A | TBD | OCM661 | Discretionary | TBD | TBD | RetroEven20_OR | 0 | Furnace | sqft cond | 1 | 1 | 0% | NEEA Condensing Rooftop Unit Field Study - October 28, 2019 | NEEA Condensing Rooftop Unit Field Study - October 28, 2019 | NEEA Condensing Rooftop Unit Field Study - October 28, 2019 | 5 | 4.9899 | 0 | 0 | 0 | 1.0348 | 0.024069 | 0 | 0 | 28.36% | 25% | 5% | 20% | NEM | Furnace | FALSE | FALSE | 253589.3433 | 757
Commercial_Interruptible - College_Existing_Space Heating_Natural Gas_Hydronic Heating Radiator Replacement_A | OR | Commercial | Interruptible - College | Existing | Space Heating | Natural Gas | Hydronic Heating Radiator Replacement | A | TBD | OCM662 | Discretionary | TBD | TBD | RetroEven20_OR | 0 | Boiler | radiator | 1 | 0.0048244 | 0% | IL TRM - 4.4.52 - CI-HVC-HHRR-V01-210101 | IL TRM - 4.4.52 - CI-HVC-HHRR-V01-210101 | IL TRM - 4.4.52 - CI-HVC-HHRR-V01-210101 | 25 | 651.3866 | 0 | 0 | 0 | 1.0183 | 34 | 0 | 0 | 28.36% | 25% | 30% | 40% | NEM | Boiler | FALSE | FALSE | 6094.158 | 505
Commercial_Interruptible - College_Existing_Space Heating_Natural Gas_Thermostat - Connected_A | OR | Commercial | Interruptible - College | Existing | Space Heating | Natural Gas | Thermostat - Connected | A | Thermostat connected to building management control system. | OCM663 | Discretionary | Standard thermostat. | Thermostat connected to building management control system. | Retro5Med_OR | 0 | Space Heating | Stat Unit | 1 | 0.001 | 0% | DL20_CSTAT_SMRT-Cool-RTF-v1.1-5 | IL TRM - CI-HVC-THST-V01-200101 | DL20_CSTAT_SMRT-Heat-RTF-v1.1-1 | 5 | 222.9079 | 0 | 11.8685 | 0 | 1.1247 | 31.827 | 0 | 0 | 28.36% | 25% | 30% | 53.33% | NEM | All | FALSE | FALSE | 8567.0592 | 526
Commercial_Interruptible - College_Existing_Water Heating_Natural Gas_Water Heater - Thermostatic Shower Restriction Valve_A | OR | Commercial | Interruptible - College | Existing | Water Heating | Natural Gas | Water Heater - Thermostatic Shower Restriction Valve | A | Thermostatic shower restriction valve. | OCM664 | Discretionary | No thermostatic control on shower. | Thermostatic shower restriction valve. | Retro5Med_OR | 0 | Water Heater | showerhead | 1 | 0.0001 | 0% | ThermostaticShowerRestrictionValve_v4_2 | ThermostaticShowerRestrictionValve_v4_2 | ThermostaticShowerRestrictionValve_v4_2 | 10 | 11.9923 | 0 | 3.355 | 0 | 1.1464 | 9.1215 | 0 | 0 | 28.36% | 25% | 86.67% | 86.67% | NEM | Water Heater | FALSE | FALSE | 701.5028 | 220
Commercial_Interruptible - College_Existing_Water Heating_Natural Gas_Water Heater - Pre-Rinse Spray Valve_A | OR | Commercial | Interruptible - College | Existing | Water Heating | Natural Gas | Water Heater - Pre-Rinse Spray Valve | A | Low flow pre-rinse spray valve. | OCM665 | Discretionary | Standard pre-rinse spray valve. | Low flow pre-rinse spray valve. | Retro5Med_OR | 0 | Water Heater | KitchenFaucet | 1 | 5e-05 | 0% | Avista TRM | Avista TRM | Avista TRM | 4 | 54.9981 | 0 | 0 | 0 | 1.0348 | 16.81 | 0 | 0 | 28.36% | 25% | 25% | 53.33% | NEM | Water Heater | FALSE | FALSE | 5637.6894 | 485
Commercial_Interruptible - College_Existing_Water Heating_Natural Gas_Water Heater - Temperature Setback_A | OR | Commercial | Interruptible - College | Existing | Water Heating | Natural Gas | Water Heater - Temperature Setback | A | Water heater temperature setback. | OCM666 | Discretionary | No water heater temperature setback. | Water heater temperature setback. | Retro5Med_OR | 0 | Water Heater | WHunits | 1 | 6.4604e-05 | 0% | IL TRM - RS-HWE-TMPS-V08-210101 | IL TRM - RS-HWE-TMPS-V08-210101 | IL TRM - RS-HWE-TMPS-V08-210101 | 2 | 11.0891 | 0 | 0 | 0 | 1 | 103.9223 | 0 | 0 | 28.36% | 25% | 15% | 100% | NEM | Water Heater | FALSE | FALSE | 616.118 | 211
Commercial_Interruptible - College_Existing_Water Heating_Natural Gas_Water Heater - Faucet Aerators_A | OR | Commercial | Interruptible - College | Existing | Water Heating | Natural Gas | Water Heater - Faucet Aerators | A | 0 | OCM667 | Discretionary | 0 | 0 | Retro5Med_OR | 0 | Water Heater | faucet | 1 | 0.0002 | 0% | DHW_AER-Water Heating-XCELCO-2017-18-6 | DHW_AER-Water Heating-XCELCO-2017-18-6 | DHW_AER-Water Heating-ILTRM-v5.0-23 | 10 | 3.6479 | 0 | 7.2958 | 0 | 1.0631 | 13.3737 | 0 | 0 | 28.36% | 25% | 86.67% | 86.67% | NEM | Water Heater | FALSE | FALSE | 145.5397 | 151
Commercial_Interruptible - College_Existing_Water Heating_Natural Gas_Water Heater - Low-Flow Showerheads_A | OR | Commercial | Interruptible - College | Existing | Water Heating | Natural Gas | Water Heater - Low-Flow Showerheads | A | 0 | OCM668 | Discretionary | 0 | 0 | Retro5Med_OR | 0 | Water Heater | Showerhead | 1 | 0.0001 | 0% | Com-Showerheads-2021P_V2 | Com-Showerheads-2021P_V2 | Com-Showerheads-2021P_V2 | 10 | 9.6823 | 0 | 16.882 | 0 | 1.1464 | 21.7226 | 0 | 0 | 28.36% | 25% | 86.67% | 86.67% | NEM | Water Heater | FALSE | FALSE | 237.8251 | 166
Commercial_Interruptible - College_Existing_Water Heating_Natural Gas_Water Heater - Tank Blanket/Insulation_A | OR | Commercial | Interruptible - College | Existing | Water Heating | Natural Gas | Water Heater - Tank Blanket/Insulation | A | 0 | OCM669 | Discretionary | 0 | 0 | Retro5Med_OR | 0 | Water Heater | WHUnits | 1 | 6.4604e-05 | 0% | IL TRM - 4.3.12 Tank Insulation - CI-HWE-TKIN-V01-210101 / PA TRM - 2.3.4 - State of Pennsylvania TRM, Volume 2: Residential Measures, 2021 Final Order. August 8, 2019. | IL TRM - 4.3.12 Tank Insulation - CI-HWE-TKIN-V01-210101 / PA TRM - 2.3.4 - State of Pennsylvania TRM, Volume 2: Residential Measures, 2021 Final Order. August 8, 2019. | IL TRM - 4.3.12 Tank Insulation - CI-HWE-TKIN-V01-210101 / PA TRM - 2.3.4 - State of Pennsylvania TRM, Volume 2: Residential Measures, 2021 Final Order. August 8, 2019. | 15 | 3.2522 | 0 | 0 | 0 | 1.0183 | 200.7769 | 0 | 0 | 28.36% | 25% | 75% | 100% | NEM | Water Heater | FALSE | FALSE | 6.4073 | 133
Commercial_Interruptible - College_Existing_Water Heating_Natural Gas_Water Heater - Drainwater Heat Recovery_A | OR | Commercial | Interruptible - College | Existing | Water Heating | Natural Gas | Water Heater - Drainwater Heat Recovery | A | 0 | OCM670 | Discretionary | 0 | 0 | Retro5Med_OR | 0 | Water Heater | faucet | 1 | 0.0002 | 0% | DHW_DWHR-Water Heating-OPATRM-v1-1 | DHW_DWHR-Water Heating-OPATRM-v1-1 | DHW_DWHR-Water Heating-MNTRM-v1.0-7 | 40 | 464.9809 | 0 | 0 | 0 | 1.1857 | 27.6423 | 0 | 0 | 28.36% | 25% | 86.67% | 86.67% | NEM | Water Heater | FALSE | FALSE | 4829.6368 | 451
Commercial_Interruptible - College_Existing_Water Heating_Natural Gas_Water Heater - Circulation Pump Controls_A | OR | Commercial | Interruptible - College | Existing | Water Heating | Natural Gas | Water Heater - Circulation Pump Controls | A | Controlled circulation pump. | OCM671 | Discretionary | Circulation pump with no controls. | Controlled circulation pump. | Retro5Med_OR | 0 | Water Heater | perbldg | 1 | 5e-05 | 0% | RTF - ComResCirculatorPumps_2_3 - AEG Edited | RTF - ComResCirculatorPumps_2_3 - AEG Edited | RTF - ComResCirculatorPumps_2_3 - AEG Edited | 11.5 | 447.8227 | 0 | 0 | 0 | 1.1464 | 1451.3983 | 0 | 0 | 28.36% | 25% | 15% | 26.67% | NEM | Water Heater | FALSE | FALSE | 146.2824 | 150
Commercial_Interruptible - College_Existing_Water Heating_Natural Gas_Water Heater - Pipe Insulation_A | OR | Commercial | Interruptible - College | Existing | Water Heating | Natural Gas | Water Heater - Pipe Insulation | A | Water heater pipe insulation. | OCM672 | Discretionary | No insulation. | Water heater pipe insulation. | Retro5Med_OR | 0 | Water Heater | PipeFeet | 1 | 0.00025 | 0% | IL TRM v10 - 4.4.14 Pipe Insulation - CI-HVC-PINS-V07-220101 | IL TRM v10 - 4.4.14 Pipe Insulation - CI-HVC-PINS-V07-220101 | IL TRM v10 - 4.4.14 Pipe Insulation - CI-HVC-PINS-V07-220101 | 15 | 9.503 | 0 | 0 | 0 | 1.1857 | 5.02 | 0 | 0 | 28.36% | 25% | 15.8% | 100% | NEM | Water Heater | FALSE | FALSE | 748.8131 | 224
Commercial_Interruptible - College_Existing_Water Heating_Natural Gas_Water Heater - Motion Control Faucet_A | OR | Commercial | Interruptible - College | Existing | Water Heating | Natural Gas | Water Heater - Motion Control Faucet | A | 0.35 gpm w/ motion sensor | OCM673 | Discretionary | 1.39 gpm w/o motion sensor | 0.35 gpm w/ motion sensor | Retro5Med_OR | 0 | Water Heater | sqft | 1 | 1 | 0% | n/a | n/a | n/a | 5 | 1.0743 | 0 | 0 | 0 | 1.0743 | 0 | 0 | 0 | 28.36% | 25% | 30% | 75% | NEM | Water Heater | FALSE | FALSE | 0 | 663
Commercial_Interruptible - College_Existing_Water Heating_Natural Gas_Water Heater - Solar System_A | OR | Commercial | Interruptible - College | Existing | Water Heating | Natural Gas | Water Heater - Solar System | A | Solar water heater with electric backup unit | OCM674 | Discretionary | 0 | Solar water heater with electric backup unit | Retro5Med_OR | 0 | Water Heater | DHW kbtuh | 1 | 0.0033594 | 0% | DHW_WH-Water Heating-AEO17-8 | DHW_WH-Water Heating-AEO17-8 | DHW_WH-Water Heating-DOE-PTool2014-1 | 20 | 618.2423 | 0 | 0 | 0 | 1.1247 | 40.1544 | 0 | 0 | 28.36% | 25% | 1% | 40% | NEM | Water Heater | 14 | FALSE | 5292.3362 | 470
Commercial_Interruptible - College_Existing_Water Heating_Natural Gas_Commercial Laundry - Ozone Treatment_A | OR | Commercial | Interruptible - College | Existing | Water Heating | Natural Gas | Commercial Laundry - Ozone Treatment | A | Ozone laundry treatment system. | OCM675 | Discretionary | Standard commercial washer. | Ozone laundry treatment system. | Retro5Med_OR | 0 | Water Heater | perBldg | 1 | 5e-05 | 0% | CW_OZON-Water Heating-ILTRM-v4.0-4 | CW_OZON-Water Heating-ILTRM-v4.0-4 | CW_OZON-Water Heating-ILTRM-v4.0-4 | 10 | 11002.1974 | 108.8644 | 0 | 0 | 1.1051 | 365.3575 | 0 | 0 | 28.36% | 25% | 0% | 6.667% | NEM | Water Heater | FALSE | FALSE | 16067.7131 | 662
Commercial_Interruptible - College_Existing_Water Heating_Natural Gas_Commercial Laundry - ENERGY STAR Washer_A | OR | Commercial | Interruptible - College | Existing | Water Heating | Natural Gas | Commercial Laundry - ENERGY STAR Washer | A | ENERGY STAR rated washer. | OCM676 | Discretionary | Standard efficiency washer. | ENERGY STAR rated washer. | Retro5Med_OR | 0 | Water Heater | ClothesWashers | 1 | 1.5587e-05 | 0% | CW-Miscellaneous-RTF-v5.1-21 | CW-Miscellaneous-RTF-v5.1-21 | CW-Miscellaneous-RTF-PreQCv5.0-8 | 7 | 224.5634 | 0 | 98.1237 | 0 | 1.1464 | 35.5089 | 0 | 0 | 28.36% | 25% | 0% | 6.667% | NEM | Water Heater | FALSE | FALSE | 4923.2814 | 452
Commercial_Interruptible - College_Existing_Water Heating_Natural Gas_Water Heater - Efficient Dishwasher_A | OR | Commercial | Interruptible - College | Existing | Water Heating | Natural Gas | Water Heater - Efficient Dishwasher | A | ENERGY STAR | OCM677 | Discretionary | 0 | ENERGY STAR | Retro5Med_OR | 0 | Water Heater | perBldg | 1 | 5e-05 | 0% | Avista TRM | Avista TRM | Avista TRM | 12 | 1165.1967 | 0 | 647.019 | 0 | 1.0348 | 102.8166 | 0 | 0 | 28.36% | 25% | 0% | 75% | NEM | Water Heater | FALSE | FALSE | 5199.8275 | 465
Commercial_Interruptible - College_Existing_Water Heating_Natural Gas_Commercial Laundry - Alternative Dry-Cleaning Methods_A | OR | Commercial | Interruptible - College | Existing | Water Heating | Natural Gas | Commercial Laundry - Alternative Dry-Cleaning Methods | A | High efficiency alternative dry-cleaning methods. | OCM678 | Discretionary | Standard efficiency dryer. | High efficiency alternative dry-cleaning methods. | Retro5Med_OR | 0 | Water Heater | perBldg | 1 | 5e-05 | 0% | CW_ALTDRYCLN-Miscellaneous-SCE-ET05.01-6 | CW_ALTDRYCLN-Miscellaneous-SCE-ET05.01-6 | CW_ALTDRYCLN-Miscellaneous-SCE-ET05.01-6 | 15 | 32473.9406 | 0 | 0 | 0 | 1.2089 | 0 | 0 | 0 | 28.36% | 25% | 0% | 6.667% | NEM | Water Heater | FALSE | FALSE | 0 | 665
Commercial_Interruptible - College_Existing_Space Heating_Natural Gas_Advanced Kitchen Ventilation Controls_A | OR | Commercial | Interruptible - College | Existing | Space Heating | Natural Gas | Advanced Kitchen Ventilation Controls | A | Variable exhaust hood flow based on temperature or grease sensor. | OCM679 | Discretionary | No controls on exhaust hoods. | Variable exhaust hood flow based on temperature or grease sensor. | RetroEven20_OR | 0 | Space Heating | sqft | 1 | 1 | 0% | IL TRM - CI-FSE-VENT-V03-160601 | COOK_EXHD-Ventilation-XCELCO-2017-18-2 | COOK_EXHD-Ventilation-XCELCO-2017-18-2 | 15 | 0.11562 | 0 | 0.014242 | 0 | 1.1051 | 0.03819 | 0 | 0 | 28.36% | 25% | 10% | 20% | NEM | All | FALSE | FALSE | 1197.5141 | 277
Commercial_Interruptible - College_Existing_Space Heating_Natural Gas_Infiltration Control - Loading Dock Sealing_A | OR | Commercial | Interruptible - College | Existing | Space Heating | Natural Gas | Infiltration Control - Loading Dock Sealing | A | 0 | OCM680 | Discretionary | 0 | 0 | RetroEven20_OR | 0 | Space Heating | perBldg | 1 | 5e-05 | 0% | MEMD - Truck Loading Dock Seals - 8.10.01.FES-E10.v01 | MEMD - Truck Loading Dock Seals - 8.10.01.FES-E10.v01 | MEMD - Truck Loading Dock Seals - 8.10.01.FES-E10.v01 | 10 | 1522.8038 | 0 | 0 | 0 | 1.0873 | 201 | 0 | 0 | 28.36% | 25% | 0% | 0% | NEM | All | FALSE | FALSE | 4042.4117 | 415
Commercial_Interruptible - College_Existing_Space Heating_Natural Gas_Greenhouse Heat Curtain_A | OR | Commercial | Interruptible - College | Existing | Space Heating | Natural Gas | Greenhouse Heat Curtain | A | 0 | OCM681 | Discretionary | No heat curtain. | 0 | RetroEven20_OR | 0 | Space Heating | perBldg | 1 | 5e-05 | 0% | CA eTRM https://www.caetrm.com/measure/SWBE001/01/ | CA eTRM https://www.caetrm.com/measure/SWBE001/01/ | CA eTRM https://www.caetrm.com/measure/SWBE001/01/ | 5 | 200.3712 | 0 | 0 | 0 | 1.0348 | 175.5 | 0 | 0 | 28.36% | 25% | 0% | 0% | NEM | All | FALSE | FALSE | 1396.5623 | 298
Commercial_Interruptible - College_Existing_Space Heating_Natural Gas_Ventilation - Parking Garages, Demand Controlled_A | OR | Commercial | Interruptible - College | Existing | Space Heating | Natural Gas | Ventilation - Parking Garages, Demand Controlled | A | 0 | OCM682 | Discretionary | 0 | 0 | RetroEven20_OR | 0 | Central Systems | garage | 1 | 1e-05 | 0% | FOE - Parking Garage Ventilation Controls - W0047 | FOE - Parking Garage Ventilation Controls - W0047 | FOE - Parking Garage Ventilation Controls - W0047 | 5 | 843.0596 | 0 | 0 | 0 | 1.0183 | 0 | 0 | 0 | 28.36% | 25% | 0% | 0% | NEM | Central Systems | FALSE | FALSE | 0 | 676
Commercial_Interruptible - College_Existing_Miscellaneous_Natural Gas_Pool Heater - Night Covers_A | OR | Commercial | Interruptible - College | Existing | Miscellaneous | Natural Gas | Pool Heater - Night Covers | A | Night covers on pool. | OCM683 | Discretionary | Uncovered. | Night covers on pool. | Retro12Med_OR | 0 | Pool Heater | sqft pool | 1 | 0.09375 | 0% | PL_COV-Water Heating-SCG-R0-62 | PL_COV-Water Heating-SCG-R0-62 | PL_COV-Water Heating-SCG-R0-1 | 5 | 0.66871 | 0 | 0 | 0 | 1.1464 | 0.0011799 | 0 | 0 | 28.36% | 25% | 15% | 100% | NEM | Pool Heater | FALSE | FALSE | 693229.351 | 675
Commercial_Interruptible - College_Existing_Space Heating_Natural Gas_Advanced New Construction Designs_A | OR | Commercial | Interruptible - College | Existing | Space Heating | Natural Gas | Advanced New Construction Designs | A | New construction designs exceeding ASHRAE 90.1 requirements. | OCM684 | Discretionary | Standard new construction design. | New construction designs exceeding ASHRAE 90.1 requirements. | LO1Slow_OR | 0 | Space Heating | sqft | 1 | 1 | 0% | COM_CX-HVAC-AEG-1 | COM_CX-All-AEG-5 | COM_CX-All-AEG-5 | 3 | 1.4023 | 0 | 0 | 0 | 1.2089 | 0 | 0 | 0 | 28.36% | 25% | 0% | 0% | NEM | All | 32 | FALSE | 0 | 678
Commercial_Interruptible - College_Existing_Water Heating_Natural Gas_Advanced New Construction Designs_A | OR | Commercial | Interruptible - College | Existing | Water Heating | Natural Gas | Advanced New Construction Designs | A | New construction designs exceeding ASHRAE 90.1 requirements. | OCM685 | Discretionary | Standard new construction design. | New construction designs exceeding ASHRAE 90.1 requirements. | LO1Slow_OR | 0 | Water Heating | sqft | 1 | 1 | 0% | COM_CX-HVAC-AEG-1 | COM_CX-All-AEG-5 | COM_CX-All-AEG-5 | 3 | 1.4023 | 0 | 0 | 0 | 1.2089 | 0 | 0 | 0 | 28.36% | 25% | 0% | 0% | NEM | All | FALSE | FALSE | 0 | 677
Commercial_Interruptible - College_Existing_Space Heating_Natural Gas_Strategic Energy Management_A | OR | Commercial | Interruptible - College | Existing | Space Heating | Natural Gas | Strategic Energy Management | A | Implementation of strategic energy management. | OCM686 | Discretionary | No strategic energy management. | Implementation of strategic energy management. | RetroEven20_OR | 0 | Space Heating | sqft | 1 | 1 | 0% | DL20_COM_SEM-Misc-2021PLN-V4-1 | BEHAV_SEM-All-CPUC-2018_PG-2 | DL20_COM_SEM-Misc-2021PLN-V4-15 | 3 | 0.089355 | 0 | 0.018498 | 0 | 1.0743 | 0.023327 | 0 | 0 | 28.36% | 25% | 63% | 100% | NEM | All | FALSE | FALSE | 14587.9002 | 672
Commercial_Interruptible - College_Existing_Water Heating_Natural Gas_Strategic Energy Management_A | OR | Commercial | Interruptible - College | Existing | Water Heating | Natural Gas | Strategic Energy Management | A | Implementation of strategic energy management. | OCM687 | Discretionary | No strategic energy management. | Implementation of strategic energy management. | RetroEven20_OR | 0 | Water Heating | sqft | 1 | 1 | 0% | DL20_COM_SEM-Misc-2021PLN-V4-1 | BEHAV_SEM-All-CPUC-2018_PG-2 | DL20_COM_SEM-Misc-2021PLN-V4-15 | 3 | 0.089355 | 0 | 0.018498 | 0 | 1.0743 | 0.010806 | 0 | 0 | 28.36% | 25% | 63% | 100% | NEM | All | FALSE | FALSE | 14587.9002 | 671
Commercial_Interruptible - College_Existing_Space Heating_Natural Gas_Retrocommissioning_A | OR | Commercial | Interruptible - College | Existing | Space Heating | Natural Gas | Retrocommissioning | A | Periodic recommissioning of building systems. | OCM688 | Discretionary | No retro commissioning. | Periodic recommissioning of building systems. | RetroEven20_OR | 0 | Space Heating | sqft | 1 | 1 | 0% | COM_RCX-HVAC-AEG-1 | COM_RCX-Heating-7PLN-v5-8 | COM_RCX-HVAC-AEG-1 | 3 | 0.14844 | 0 | 0.022714 | 0 | 1.3062 | 0.028643 | 0 | 0 | 28.36% | 25% | 11% | 69.33% | NEM | All | FALSE | FALSE | 19735.7939 | 674
Commercial_Interruptible - College_Existing_Water Heating_Natural Gas_Retrocommissioning_A | OR | Commercial | Interruptible - College | Existing | Water Heating | Natural Gas | Retrocommissioning | A | Periodic recommissioning of building systems. | OCM689 | Discretionary | No retro commissioning. | Periodic recommissioning of building systems. | RetroEven20_OR | 0 | Water Heating | sqft | 1 | 1 | 0% | COM_RCX-HVAC-AEG-1 | COM_RCX-Heating-7PLN-v5-8 | COM_RCX-HVAC-AEG-1 | 3 | 0.14844 | 0 | 0.022714 | 0 | 1.3062 | 0.013268 | 0 | 0 | 28.36% | 25% | 11% | 69.33% | NEM | All | FALSE | FALSE | 19735.7939 | 673
Commercial_Interruptible - College_New_Space Heating_Natural Gas_Insulation - Ceiling_A | OR | Commercial | Interruptible - College | New | Space Heating | Natural Gas | Insulation - Ceiling | A | R-38 | OCM690 | Discretionary | R-13 | R-38 | Retro1Slow_OR | 0 | Space Heating | sqft roof | 1 | 1 | 0% | Avista TRM | Avista TRM | Avista TRM | 22 | 0.39323 | 0 | 0 | 0 | 1.0348 | 0 | 0 | 0 | 24.32% | 25% | 0% | 0% | NEM | All | FALSE | FALSE | 0 | 652
Commercial_Interruptible - College_New_Space Heating_Natural Gas_Insulation - Ducting_A | OR | Commercial | Interruptible - College | New | Space Heating | Natural Gas | Insulation - Ducting | A | R-8 | OCM691 | Discretionary | R-4 | R-8 | Retro1Slow_OR | 0 | Central Systems | sqft duct | 1 | 0.25 | 0% | INS_DCT-All-DEER-1 | INS_DCT-All-DEER-1 | Building Energy Simulation Tool | 20 | 0.95651 | 0 | 0 | 0 | 1.2422 | 0 | 0 | 0 | 24.32% | 25% | 0% | 0% | NEM | Central Systems | FALSE | FALSE | 0 | 646
Commercial_Interruptible - College_New_Space Heating_Natural Gas_Insulation - Wall Cavity_A | OR | Commercial | Interruptible - College | New | Space Heating | Natural Gas | Insulation - Wall Cavity | A | R-23 | OCM692 | Discretionary | R-9 | R-23 | Retro1Slow_OR | 0 | Space Heating | sqft wall | 1 | 0.381 | 0% | Avista TRM | Avista TRM | Avista TRM | 22 | 0.66201 | 0 | 0 | 0 | 1.0348 | 0 | 0 | 0 | 24.32% | 25% | 0% | 0% | NEM | All | FALSE | FALSE | 0 | 661
Commercial_Interruptible - College_New_Space Heating_Natural Gas_Green Roof - Vegetated Rooftop_A | OR | Commercial | Interruptible - College | New | Space Heating | Natural Gas | Green Roof - Vegetated Rooftop | A | Green roof | OCM693 | Discretionary | No vegetation on roof | Green roof | Retro1Slow_OR | 0 | Space Heating | sqft roof | 1 | 1 | 0% | Measure Cost Research v1.1 - Sep 2020.xlsx | Measure Cost Research v1.1 - Sep 2020.xlsx | Measure Cost Research v1.1 - Sep 2020.xlsx | 25 | 7.6375 | 0.57281 | 0 | 0 | 1.0183 | 0 | 0 | 0 | 28.36% | 25% | 15% | 46.67% | NEM | All | FALSE | FALSE | 0 | 654
Commercial_Interruptible - College_New_Space Heating_Natural Gas_Ducting - Repair and Sealing_A | OR | Commercial | Interruptible - College | New | Space Heating | Natural Gas | Ducting - Repair and Sealing | A | Sealed | OCM694 | Discretionary | 20% Leakage | Sealed | Retro1Slow_OR | 0 | Central Systems | sqft duct | 1 | 0.25 | 0% | DCT_RPR-All-DEER-1 | DCT_RPR-Cooling-RTF-1 | Building Energy Simulation Tool | 18 | 0.65309 | 0 | 0 | 0 | 1.3062 | 0 | 0 | 0 | 19.52% | 25% | 15% | 46.67% | NEM | Central Systems | FALSE | FALSE | 0 | 657
Commercial_Interruptible - College_New_Space Heating_Natural Gas_Windows - High Efficiency Glazing_A | OR | Commercial | Interruptible - College | New | Space Heating | Natural Gas | Windows - High Efficiency Glazing | A | High Efficiency Glaze | OCM695 | Discretionary | Single Glaze | High Efficiency Glaze | Retro1Slow_OR | 0 | Space Heating | sqft window | 1 | 0.09525 | 0% | WND_HE-Heating-RTF-v2.1-1 | WND_HE-Heating-RTF-v2.1-1 | Building Energy Simulation Tool | 45 | 4.3377 | 0 | 0 | 0 | 1.2422 | 0 | 0 | 0 | 28.36% | 25% | 66.35% | 88.47% | NEM | All | FALSE | FALSE | 0 | 679
Commercial_Interruptible - College_New_Space Heating_Natural Gas_Windows - Secondary Glazing Systems_A | OR | Commercial | Interruptible - College | New | Space Heating | Natural Gas | Windows - Secondary Glazing Systems | A | Windows rated to U-Factor 0.4 and SHGC 0.2. | OCM696 | Discretionary | Windows rated to U-Factor 0.62 and SHGC 0.27. | Windows rated to U-Factor 0.4 and SHGC 0.2. | Retro1Slow_OR | 0 | Space Heating | sqft window | 1 | 0.09525 | 0% | RTF - ComSecondaryGlazingSystems_v1_1 | RTF - ComSecondaryGlazingSystems_v1_1 | RTF - ComSecondaryGlazingSystems_v1_1 | 30 | 7.4193 | 0 | 0 | 0 | 1.1464 | 0 | 0 | 0 | 28.36% | 25% | 66.35% | 88.47% | NEM | All | FALSE | FALSE | 0 | 702
Commercial_Interruptible - College_New_Space Heating_Natural Gas_HVAC - Energy Recovery Ventilator_A | OR | Commercial | Interruptible - College | New | Space Heating | Natural Gas | HVAC - Energy Recovery Ventilator | A | ERV | OCM697 | Discretionary | No ERV | ERV | RetroEven20_OR | 0 | Space Heating | sqft | 1 | 1 | 0% | HRV-Cooling/Heating-E3T-1 | HRV-Cooling/Heating-E3T-1 | HRV-Cooling/Heating-E3T-1 | 20 | 1.0873 | 0 | 0 | 0 | 1.0873 | 0 | 0 | 0 | 28.36% | 25% | 100% | 100% | NEM | All | FALSE | FALSE | 0 | 700
Commercial_Interruptible - College_New_Space Heating_Natural Gas_Building Shell - Air Sealing (Infiltration Control)_A | OR | Commercial | Interruptible - College | New | Space Heating | Natural Gas | Building Shell - Air Sealing (Infiltration Control) | A | Air sealing to reduce air infiltration. | OCM698 | Discretionary | Building with air infiltration. | Air sealing to reduce air infiltration. | Retro1Slow_OR | 0 | Space Heating | foot door | 1 | 0.0014 | 0% | IL TRM - CI-MSC-WTST-V01-200101 | IL TRM - CI-MSC-WTST-V01-200101 | IL TRM - CI-MSC-WTST-V01-200101 | 10 | 1.4706 | 0 | 0 | 0 | 1 | 0 | 0 | 0 | 28.36% | 25% | 45% | 66.67% | NEM | All | FALSE | FALSE | 0 | 705
Commercial_Interruptible - College_New_Space Heating_Natural Gas_Ventilation - Demand Controlled_A | OR | Commercial | Interruptible - College | New | Space Heating | Natural Gas | Ventilation - Demand Controlled | A | Outdoor air controlled based on occupancy to meet ASHRAE 62.1 | OCM699 | Discretionary | No occupancy based outdoor air controls. | Outdoor air controlled based on occupancy to meet ASHRAE 62.1 | Retro5Med_OR | 0 | Central Systems | sqft | 1 | 1 | 0% | IL TRM - CI-HVC-DCV-V05-190101 | VENT_DCV-Heating-7PLN-v5-8 | IL TRM - CI-HVC-DCV-V05-190101 | 10 | 0.15285 | 0 | 0 | 0 | 1.1464 | 0 | 0 | 0 | 28.36% | 25% | 100% | 100% | NEM | Central Systems | FALSE | FALSE | 0 | 710
Commercial_Interruptible - College_New_Space Heating_Natural Gas_HVAC - Dedicated Outdoor Air System (DOAS)_A | OR | Commercial | Interruptible - College | New | Space Heating | Natural Gas | HVAC - Dedicated Outdoor Air System (DOAS) | A | Outdoor air supplied by a DOAS. | OCM700 | Discretionary | No DOAS. | Outdoor air supplied by a DOAS. | RetroEven20_OR | 0 | Central Systems | sqft | 1 | 1 | 0% | 2021P_Com-VRF-DOAS-2021P_V2 | 2021P_Com-VRF-DOAS-2021P_V2 | 2021P_Com-VRF-DOAS-2021P_V2 | 20 | 9.8834 | 0 | 0 | 0 | 1.0743 | 0 | 0 | 0 | 28.36% | 25% | 0% | 0% | NEM | Central Systems | FALSE | FALSE | 0 | 713
Commercial_Interruptible - College_New_Space Heating_Natural Gas_Destratification Fans (HVLS)_A | OR | Commercial | Interruptible - College | New | Space Heating | Natural Gas | Destratification Fans (HVLS) | A | High volume low speed destratification fans. | OCM701 | Discretionary | No destratification fans. | High volume low speed destratification fans. | RetroEven20_OR | 0 | Space Heating | Strat Fan | 1 | 8.6207e-05 | 0% | DL20_IHVLS-Ag-2021PLN-v2-8 | DL20_IHVLS-Ag-2021PLN-v2-8 | HVLS-Heating-AEG-v5.0-121 | 15 | 9799.2638 | 0 | 0 | 0 | 1.0743 | 0 | 0 | 0 | 28.36% | 25% | 15% | 33.33% | NEM | All | FALSE | FALSE | 0 | 712
Commercial_Interruptible - College_New_Space Heating_Natural Gas_Gas Boiler - Maintenance_A | OR | Commercial | Interruptible - College | New | Space Heating | Natural Gas | Gas Boiler - Maintenance | A | General cleaning and maintenance | OCM702 | Discretionary | Degrade performance | General cleaning and maintenance | Retro12Med_OR | 0 | Boiler | kBtuh Heat | 1 | 0.0648 | 0% | GBLR_MNT-Heating-ILTRM-v4.0-43 | GBLR_MNT-Heating-ILTRM-v4.0-43 | GBLR_MNT-Heating-ILTRM-v4.0-1 | 3 | 0.86498 | 0 | 0 | 0 | 1.1464 | 0.13226 | 0 | 0 | 28.36% | 25% | 5% | 10% | NEM | Boiler | FALSE | FALSE | 18221.3936 | 707
Commercial_Interruptible - College_New_Space Heating_Natural Gas_Gas Furnace - Maintenance_A | OR | Commercial | Interruptible - College | New | Space Heating | Natural Gas | Gas Furnace - Maintenance | A | General cleaning and maintenance | OCM703 | Discretionary | Degrade performance | General cleaning and maintenance | Retro12Med_OR | 0 | Furnace | kBtuh Heat | 1 | 0.0648 | 0% | IL TRM - CI-HVC-FTUN-V03-200101 | GBLR_MNT-Heating-ILTRM-v4.0-43 | IL TRM - CI-HVC-FTUN-V03-200101 | 3 | 0.86498 | 0 | 0 | 0 | 1.1464 | 0.061879 | 0 | 0 | 28.36% | 25% | 5% | 10% | NEM | Furnace | FALSE | FALSE | 38946.4462 | 706
Commercial_Interruptible - College_New_Space Heating_Natural Gas_Gas Boiler - Hot Water Reset_A | OR | Commercial | Interruptible - College | New | Space Heating | Natural Gas | Gas Boiler - Hot Water Reset | A | Reset control installed | OCM704 | Discretionary | No control | Reset control installed | RetroEven20_OR | 0 | Boiler | BoilerCtrl | 1 | 0.000162 | 0% | GBLR_HWRST-Heating-ILTRM-v4.0-43 | GBLR_HWRST-Heating-ILTRM-v4.0-1 | GBLR_HWRST-Heating-ILTRM-v4.0-1 | 20 | 726.7134 | 0 | 0 | 0 | 1.3062 | 235.1306 | 0 | 0 | 28.36% | 25% | 100% | 100% | NEM | Boiler | FALSE | FALSE | 1062.3708 | 253
Commercial_Interruptible - College_New_Space Heating_Natural Gas_Gas Boiler - Steam Trap Replacement_A | OR | Commercial | Interruptible - College | New | Space Heating | Natural Gas | Gas Boiler - Steam Trap Replacement | A | Cleaning and maintenance | OCM705 | Discretionary | Degrade performance | Cleaning and maintenance | RetroEven20_OR | 0 | Boiler | perBLDg | 1 | 5e-05 | 0% | IL TRM v9, Section 4.4.16 | IL TRM v9, Section 4.4.16 | IL TRM - CI-HVC-STRE-V06-200101 | 6 | 44.0379 | 0 | 0 | 0 | 1.1667 | 74.7764 | 0 | 0 | 28.36% | 25% | 0% | 10% | NEM | Boiler | FALSE | FALSE | 557.9368 | 207
Commercial_Interruptible - College_New_Space Heating_Natural Gas_Gas Boiler - High Turndown Burner_A | OR | Commercial | Interruptible - College | New | Space Heating | Natural Gas | Gas Boiler - High Turndown Burner | A | Turndown control installed | OCM706 | Discretionary | No control | Turndown control installed | Retro5Med_OR | 0 | Boiler | kbtuh heat | 1 | 0.0648 | 0% | GBLR_TRN-Heating-MNTRM-v2.1-1 | GBLR_TRN-Heating-MNTRM-v2.1-1 | GBLR_TRN-Heating-MNTRM-v2.1-1 | 15 | 2.5418 | 0 | 0 | 0 | 1.1051 | 0.22043 | 0 | 0 | 28.36% | 25% | 100% | 100% | NEM | Boiler | FALSE | FALSE | 4561.0816 | 429
Commercial_Interruptible - College_New_Space Heating_Natural Gas_Gas Boiler - Burner Control Optimization_A | OR | Commercial | Interruptible - College | New | Space Heating | Natural Gas | Gas Boiler - Burner Control Optimization | A | Optimized burner controls | OCM707 | Discretionary | Average performance | Optimized burner controls | Retro1Slow_OR | 0 | Boiler | kBtuh heat | 1 | 0.0648 | 0% | GBLR_O2TRM-Heating-ILTRM-v4.0-1 | GBLR_O2TRM-Heating-MEMD-2018-1 | GBLR_O2TRM-Heating-ILTRM-v4.0-1 | 18 | 0.85395 | 0 | 0 | 0 | 1.1051 | 0.063926 | 0 | 0 | 28.36% | 25% | 5% | 85% | NEM | Boiler | FALSE | FALSE | 4805.5723 | 447
Commercial_Interruptible - College_New_Space Heating_Natural Gas_Gas Boiler - Stack Economizer_A | OR | Commercial | Interruptible - College | New | Space Heating | Natural Gas | Gas Boiler - Stack Economizer | A | Economizer installed | OCM708 | Discretionary | None | Economizer installed | Retro5Med_OR | 0 | Boiler | kBtuh Heat | 1 | 0.0648 | 0% | IL TRM - CI-HVC-BECO-V01-150601 | IL TRM - CI-HVC-BECO-V01-150601 | IL TRM - CI-HVC-BECO-V01-150601 | 15 | 9.4075 | 0 | 0 | 0 | 1.0348 | 0.21162 | 0 | 0 | 28.36% | 25% | 15% | 55% | NEM | Boiler | FALSE | FALSE | 17584.839 | 684
Commercial_Interruptible - College_New_Space Heating_Natural Gas_Gas Boiler - Thermostatic Radiator Valves_A | OR | Commercial | Interruptible - College | New | Space Heating | Natural Gas | Gas Boiler - Thermostatic Radiator Valves | A | TBD | OCM709 | Discretionary | TBD | TBD | RetroEven20_OR | 0 | Boiler | radiator | 1 | 0.0045347 | 0% | IL TRM - 5.3.19 - RS-HVC-TRVS-V01-210101 | AEG Cost Characterization, 2021 | IL TRM - 5.3.19 - RS-HVC-TRVS-V01-210101 | 15 | 63.799 | 0 | 0 | 0 | 1 | 5.25 | 0 | 0 | 28.36% | 25% | 100% | 100% | NEM | Boiler | FALSE | FALSE | 4806.9414 | 448
Commercial_Interruptible - College_New_Space Heating_Natural Gas_HVAC - Shut Off Damper_A | OR | Commercial | Interruptible - College | New | Space Heating | Natural Gas | HVAC - Shut Off Damper | A | Damper installed | OCM710 | Discretionary | No damper | Damper installed | Retro5Med_OR | 0 | Central Systems | BoilerCtrl | 1 | 0.000162 | 0% | HVAC_DMPROFF-Heating-ILTRM-v4.0-1 | HVAC_DMPROFF-Heating-ILTRM-v4.0-1 | HVAC_DMPROFF-Heating-ILTRM-v4.0-1 | 15 | 1506.9703 | 112.5204 | 0 | 0 | 1.1051 | 0 | 0 | 0 | 28.36% | 25% | 0% | 75% | NEM | Central Systems | FALSE | FALSE | 0 | 687
Commercial_Interruptible - College_New_Space Heating_Natural Gas_Gas Furnace - Tube Inserts_A | OR | Commercial | Interruptible - College | New | Space Heating | Natural Gas | Gas Furnace - Tube Inserts | A | Tube inserts installed | OCM711 | Discretionary | None | Tube inserts installed | Retro1Slow_OR | 0 | Furnace | sqft | 1 | 1 | 0% | n/a | n/a | n/a | 5 | 1 | 0 | 0 | 0 | 1 | 0 | 0 | 0 | 28.36% | 25% | 0% | 10% | NEM | Furnace | FALSE | FALSE | 0 | 686
Commercial_Interruptible - College_New_Space Heating_Natural Gas_Gas Boiler - Insulate Steam Lines/Condensate Tank_A | OR | Commercial | Interruptible - College | New | Space Heating | Natural Gas | Gas Boiler - Insulate Steam Lines/Condensate Tank | A | Lines and condenstate tank insulated | OCM712 | Discretionary | No insulation | Lines and condenstate tank insulated | RetroEven20_OR | 0 | Boiler | boiler pipe | 1 | 0.028284 | 0% | GBLR_PINS-Heating-ILTRM-v4.0-1 | GBLR_PINS_STM-Heating-PGE-R7-1 | GBLR_PINS_STM-Heating-PGE-R7-1 | 15 | 9.7758 | 0 | 0 | 0 | 1.1464 | 4.0223 | 0 | 0 | 28.36% | 25% | 100% | 100% | NEM | Boiler | FALSE | FALSE | 961.3657 | 245
Commercial_Interruptible - College_New_Space Heating_Natural Gas_Gas Boiler - Insulate Hot Water Lines_A | OR | Commercial | Interruptible - College | New | Space Heating | Natural Gas | Gas Boiler - Insulate Hot Water Lines | A | Insulated water lines | OCM713 | Discretionary | No insulation | Insulated water lines | RetroEven20_OR | 0 | Boiler | boiler pipe | 1 | 0.028284 | 0% | GBLR_PINS_HW-Heating-PGE-R7-1 | GBLR_PINS_HW-Heating-PGE-R7-1 | GBLR_PINS_HW-Heating-PGE-R7-1 | 11 | 18.2594 | 0 | 0 | 0 | 1.1464 | 2.6927 | 0 | 0 | 28.36% | 25% | 100% | 100% | NEM | Boiler | FALSE | FALSE | 3332.0346 | 407
Commercial_Interruptible - College_New_Space Heating_Natural Gas_Condensing RTU_A | OR | Commercial | Interruptible - College | New | Space Heating | Natural Gas | Condensing RTU | A | TBD | OCM714 | Discretionary | TBD | TBD | RetroEven20_OR | 0 | Furnace | sqft cond | 1 | 1 | 0% | NEEA Condensing Rooftop Unit Field Study - October 28, 2019 | NEEA Condensing Rooftop Unit Field Study - October 28, 2019 | NEEA Condensing Rooftop Unit Field Study - October 28, 2019 | 5 | 0.48326 | 0 | 0 | 0 | 1.0348 | 0.023468 | 0 | 0 | 28.36% | 25% | 100% | 100% | NEM | Furnace | FALSE | FALSE | 25189.2976 | 682
Commercial_Interruptible - College_New_Space Heating_Natural Gas_Hydronic Heating Radiator Replacement_A | OR | Commercial | Interruptible - College | New | Space Heating | Natural Gas | Hydronic Heating Radiator Replacement | A | TBD | OCM715 | Discretionary | TBD | TBD | RetroEven20_OR | 0 | Boiler | radiator | 1 | 0.0045347 | 0% | IL TRM - 4.4.52 - CI-HVC-HHRR-V01-210101 | IL TRM - 4.4.52 - CI-HVC-HHRR-V01-210101 | IL TRM - 4.4.52 - CI-HVC-HHRR-V01-210101 | 25 | 651.3866 | 0 | 0 | 0 | 1.0183 | 34 | 0 | 0 | 28.36% | 25% | 100% | 100% | NEM | Boiler | FALSE | FALSE | 6094.158 | 506
Commercial_Interruptible - College_New_Space Heating_Natural Gas_Thermostat - Connected_A | OR | Commercial | Interruptible - College | New | Space Heating | Natural Gas | Thermostat - Connected | A | Thermostat connected to building management control system. | OCM716 | Discretionary | Standard thermostat. | Thermostat connected to building management control system. | Retro5Med_OR | 0 | Space Heating | Stat Unit | 1 | 0.001 | 0% | DL20_CSTAT_SMRT-Cool-RTF-v1.1-5 | IL TRM - CI-HVC-THST-V01-200101 | DL20_CSTAT_SMRT-Heat-RTF-v1.1-1 | 5 | 222.9079 | 0 | 0 | 0 | 1.1247 | 0 | 0 | 0 | 28.36% | 25% | 30% | 53.33% | NEM | All | FALSE | FALSE | 0 | 694
Commercial_Interruptible - College_New_Water Heating_Natural Gas_Water Heater - Thermostatic Shower Restriction Valve_A | OR | Commercial | Interruptible - College | New | Water Heating | Natural Gas | Water Heater - Thermostatic Shower Restriction Valve | A | Thermostatic shower restriction valve. | OCM717 | Discretionary | No thermostatic control on shower. | Thermostatic shower restriction valve. | Retro5Med_OR | 0 | Water Heater | showerhead | 1 | 0.0001 | 0% | ThermostaticShowerRestrictionValve_v4_2 | ThermostaticShowerRestrictionValve_v4_2 | ThermostaticShowerRestrictionValve_v4_2 | 10 | 11.9923 | 0 | 3.355 | 0 | 1.1464 | 7.9398 | 0 | 0 | 28.36% | 25% | 86.67% | 86.67% | NEM | Water Heater | FALSE | FALSE | 805.904 | 227
Commercial_Interruptible - College_New_Water Heating_Natural Gas_Water Heater - Pre-Rinse Spray Valve_A | OR | Commercial | Interruptible - College | New | Water Heating | Natural Gas | Water Heater - Pre-Rinse Spray Valve | A | Low flow pre-rinse spray valve. | OCM718 | Discretionary | Standard pre-rinse spray valve. | Low flow pre-rinse spray valve. | Retro5Med_OR | 0 | Water Heater | KitchenFaucet | 1 | 5e-05 | 0% | Avista TRM | Avista TRM | Avista TRM | 4 | 109.9962 | 0 | 0 | 0 | 1.0348 | 16.81 | 0 | 0 | 28.36% | 25% | 25% | 53.33% | NEM | Water Heater | FALSE | FALSE | 11275.3788 | 690
Commercial_Interruptible - College_New_Water Heating_Natural Gas_Water Heater - Temperature Setback_A | OR | Commercial | Interruptible - College | New | Water Heating | Natural Gas | Water Heater - Temperature Setback | A | Water heater temperature setback. | OCM719 | Discretionary | No water heater temperature setback. | Water heater temperature setback. | Retro5Med_OR | 0 | Water Heater | WHunits | 1 | 5.6235e-05 | 0% | IL TRM - RS-HWE-TMPS-V08-210101 | IL TRM - RS-HWE-TMPS-V08-210101 | IL TRM - RS-HWE-TMPS-V08-210101 | 2 | 11.0891 | 0 | 0 | 0 | 1 | 103.9223 | 0 | 0 | 28.36% | 25% | 15% | 100% | NEM | Water Heater | FALSE | FALSE | 616.118 | 212
Commercial_Interruptible - College_New_Water Heating_Natural Gas_Water Heater - Faucet Aerators_A | OR | Commercial | Interruptible - College | New | Water Heating | Natural Gas | Water Heater - Faucet Aerators | A | 0 | OCM720 | Discretionary | 0 | 0 | Retro5Med_OR | 0 | Water Heater | faucet | 1 | 0.0002 | 0% | DHW_AER-Water Heating-XCELCO-2017-18-6 | DHW_AER-Water Heating-XCELCO-2017-18-6 | DHW_AER-Water Heating-ILTRM-v5.0-23 | 10 | 7.2958 | 0 | 14.5916 | 0 | 1.0631 | 13.3737 | 0 | 0 | 28.36% | 25% | 86.67% | 86.67% | NEM | Water Heater | FALSE | FALSE | 291.0794 | 180
Commercial_Interruptible - College_New_Water Heating_Natural Gas_Water Heater - Low-Flow Showerheads_A | OR | Commercial | Interruptible - College | New | Water Heating | Natural Gas | Water Heater - Low-Flow Showerheads | A | 0 | OCM721 | Discretionary | 0 | 0 | Retro5Med_OR | 0 | Water Heater | Showerhead | 1 | 0.0001 | 0% | Com-Showerheads-2021P_V2 | Com-Showerheads-2021P_V2 | Com-Showerheads-2021P_V2 | 10 | 9.6823 | 0 | 16.882 | 0 | 1.1464 | 18.9086 | 0 | 0 | 28.36% | 25% | 86.67% | 86.67% | NEM | Water Heater | FALSE | FALSE | 273.2194 | 168
Commercial_Interruptible - College_New_Water Heating_Natural Gas_Water Heater - Tank Blanket/Insulation_A | OR | Commercial | Interruptible - College | New | Water Heating | Natural Gas | Water Heater - Tank Blanket/Insulation | A | 0 | OCM722 | Discretionary | 0 | 0 | Retro5Med_OR | 0 | Water Heater | WHUnits | 1 | 5.6235e-05 | 0% | IL TRM - 4.3.12 Tank Insulation - CI-HWE-TKIN-V01-210101 / PA TRM - 2.3.4 - State of Pennsylvania TRM, Volume 2: Residential Measures, 2021 Final Order. August 8, 2019. | IL TRM - 4.3.12 Tank Insulation - CI-HWE-TKIN-V01-210101 / PA TRM - 2.3.4 - State of Pennsylvania TRM, Volume 2: Residential Measures, 2021 Final Order. August 8, 2019. | IL TRM - 4.3.12 Tank Insulation - CI-HWE-TKIN-V01-210101 / PA TRM - 2.3.4 - State of Pennsylvania TRM, Volume 2: Residential Measures, 2021 Final Order. August 8, 2019. | 15 | 3.2522 | 0 | 0 | 0 | 1.0183 | 200.7769 | 0 | 0 | 28.36% | 25% | 100% | 100% | NEM | Water Heater | FALSE | FALSE | 6.4073 | 134
Commercial_Interruptible - College_New_Water Heating_Natural Gas_Water Heater - Drainwater Heat Recovery_A | OR | Commercial | Interruptible - College | New | Water Heating | Natural Gas | Water Heater - Drainwater Heat Recovery | A | 0 | OCM723 | Discretionary | 0 | 0 | Retro5Med_OR | 0 | Water Heater | faucet | 1 | 0.0002 | 0% | DHW_DWHR-Water Heating-OPATRM-v1-1 | DHW_DWHR-Water Heating-OPATRM-v1-1 | DHW_DWHR-Water Heating-MNTRM-v1.0-7 | 40 | 929.9617 | 0 | 0 | 0 | 1.1857 | 24.0613 | 0 | 0 | 28.36% | 25% | 86.67% | 86.67% | NEM | Water Heater | FALSE | FALSE | 11096.8156 | 691
Commercial_Interruptible - College_New_Water Heating_Natural Gas_Water Heater - Circulation Pump Controls_A | OR | Commercial | Interruptible - College | New | Water Heating | Natural Gas | Water Heater - Circulation Pump Controls | A | Controlled circulation pump. | OCM724 | Discretionary | Circulation pump with no controls. | Controlled circulation pump. | Retro5Med_OR | 0 | Water Heater | perbldg | 1 | 5e-05 | 0% | RTF - ComResCirculatorPumps_2_3 - AEG Edited | RTF - ComResCirculatorPumps_2_3 - AEG Edited | RTF - ComResCirculatorPumps_2_3 - AEG Edited | 11.5 | 447.8227 | 0 | 0 | 0 | 1.1464 | 1263.3763 | 0 | 0 | 28.36% | 25% | 15% | 26.67% | NEM | Water Heater | FALSE | FALSE | 168.0529 | 157
Commercial_Interruptible - College_New_Water Heating_Natural Gas_Water Heater - Pipe Insulation_A | OR | Commercial | Interruptible - College | New | Water Heating | Natural Gas | Water Heater - Pipe Insulation | A | Water heater pipe insulation. | OCM725 | Discretionary | No insulation. | Water heater pipe insulation. | Retro5Med_OR | 0 | Water Heater | PipeFeet | 1 | 0.00025 | 0% | IL TRM v10 - 4.4.14 Pipe Insulation - CI-HVC-PINS-V07-220101 | IL TRM v10 - 4.4.14 Pipe Insulation - CI-HVC-PINS-V07-220101 | IL TRM v10 - 4.4.14 Pipe Insulation - CI-HVC-PINS-V07-220101 | 15 | 9.503 | 0 | 0 | 0 | 1.1857 | 5.02 | 0 | 0 | 28.36% | 25% | 1.124% | 100% | NEM | Water Heater | FALSE | FALSE | 748.8131 | 225
Commercial_Interruptible - College_New_Water Heating_Natural Gas_Water Heater - Motion Control Faucet_A | OR | Commercial | Interruptible - College | New | Water Heating | Natural Gas | Water Heater - Motion Control Faucet | A | 0.35 gpm w/ motion sensor | OCM726 | Discretionary | 1.39 gpm w/o motion sensor | 0.35 gpm w/ motion sensor | Retro5Med_OR | 0 | Water Heater | sqft | 1 | 1 | 0% | n/a | n/a | n/a | 5 | 1.0743 | 0 | 0 | 0 | 1.0743 | 0 | 0 | 0 | 28.36% | 25% | 30% | 75% | NEM | Water Heater | FALSE | FALSE | 0 | 692
Commercial_Interruptible - College_New_Water Heating_Natural Gas_Water Heater - Solar System_A | OR | Commercial | Interruptible - College | New | Water Heating | Natural Gas | Water Heater - Solar System | A | Solar water heater with electric backup unit | OCM727 | Discretionary | 0 | Solar water heater with electric backup unit | Retro5Med_OR | 0 | Water Heater | DHW kbtuh | 1 | 0.0029242 | 0% | DHW_WH-Water Heating-AEO17-8 | DHW_WH-Water Heating-AEO17-8 | DHW_WH-Water Heating-DOE-PTool2014-1 | 20 | 618.2423 | 0 | 0 | 0 | 1.1247 | 40.1544 | 0 | 0 | 28.36% | 25% | 1% | 40% | NEM | Water Heater | 15 | FALSE | 5292.3362 | 471
Commercial_Interruptible - College_New_Water Heating_Natural Gas_Commercial Laundry - Ozone Treatment_A | OR | Commercial | Interruptible - College | New | Water Heating | Natural Gas | Commercial Laundry - Ozone Treatment | A | Ozone laundry treatment system. | OCM728 | Discretionary | Standard commercial washer. | Ozone laundry treatment system. | Retro5Med_OR | 0 | Water Heater | perBldg | 1 | 5e-05 | 0% | CW_OZON-Water Heating-ILTRM-v4.0-4 | CW_OZON-Water Heating-ILTRM-v4.0-4 | CW_OZON-Water Heating-ILTRM-v4.0-4 | 10 | 11002.1974 | 108.8644 | 0 | 0 | 1.1051 | 345.2823 | 0 | 0 | 28.36% | 25% | 0% | 6.667% | NEM | Water Heater | FALSE | FALSE | 17001.9095 | 689
Commercial_Interruptible - College_New_Water Heating_Natural Gas_Commercial Laundry - ENERGY STAR Washer_A | OR | Commercial | Interruptible - College | New | Water Heating | Natural Gas | Commercial Laundry - ENERGY STAR Washer | A | ENERGY STAR rated washer. | OCM729 | Discretionary | Standard efficiency washer. | ENERGY STAR rated washer. | Retro5Med_OR | 0 | Water Heater | ClothesWashers | 1 | 1.5587e-05 | 0% | CW-Miscellaneous-RTF-v5.1-21 | CW-Miscellaneous-RTF-v5.1-21 | CW-Miscellaneous-RTF-PreQCv5.0-8 | 7 | 224.5634 | 0 | 98.1237 | 0 | 1.1464 | 35.5089 | 0 | 0 | 28.36% | 25% | 0% | 6.667% | NEM | Water Heater | FALSE | FALSE | 4923.2814 | 453
Commercial_Interruptible - College_New_Water Heating_Natural Gas_Water Heater - Efficient Dishwasher_A | OR | Commercial | Interruptible - College | New | Water Heating | Natural Gas | Water Heater - Efficient Dishwasher | A | ENERGY STAR | OCM730 | Discretionary | 0 | ENERGY STAR | Retro5Med_OR | 0 | Water Heater | perBldg | 1 | 5e-05 | 0% | Avista TRM | Avista TRM | Avista TRM | 12 | 1165.1967 | 0 | 647.019 | 0 | 1.0348 | 102.8166 | 0 | 0 | 28.36% | 25% | 0% | 6.667% | NEM | Water Heater | FALSE | FALSE | 5199.8275 | 466
Commercial_Interruptible - College_New_Water Heating_Natural Gas_Commercial Laundry - Alternative Dry-Cleaning Methods_A | OR | Commercial | Interruptible - College | New | Water Heating | Natural Gas | Commercial Laundry - Alternative Dry-Cleaning Methods | A | High efficiency alternative dry-cleaning methods. | OCM731 | Discretionary | Standard efficiency dryer. | High efficiency alternative dry-cleaning methods. | Retro5Med_OR | 0 | Water Heater | perBldg | 1 | 5e-05 | 0% | CW_ALTDRYCLN-Miscellaneous-SCE-ET05.01-6 | CW_ALTDRYCLN-Miscellaneous-SCE-ET05.01-6 | CW_ALTDRYCLN-Miscellaneous-SCE-ET05.01-6 | 15 | 32473.9406 | 0 | 0 | 0 | 1.2089 | 0 | 0 | 0 | 28.36% | 25% | 0% | 6.667% | NEM | Water Heater | FALSE | FALSE | 0 | 695
Commercial_Interruptible - College_New_Space Heating_Natural Gas_Advanced Kitchen Ventilation Controls_A | OR | Commercial | Interruptible - College | New | Space Heating | Natural Gas | Advanced Kitchen Ventilation Controls | A | Variable exhaust hood flow based on temperature or grease sensor. | OCM732 | Discretionary | No controls on exhaust hoods. | Variable exhaust hood flow based on temperature or grease sensor. | RetroEven20_OR | 0 | Space Heating | sqft | 1 | 1 | 0% | IL TRM - CI-FSE-VENT-V03-160601 | COOK_EXHD-Ventilation-XCELCO-2017-18-2 | COOK_EXHD-Ventilation-XCELCO-2017-18-2 | 15 | 0.11562 | 0 | 0 | 0 | 1.1051 | 0 | 0 | 0 | 28.36% | 25% | 10% | 20% | NEM | All | FALSE | FALSE | 0 | 696
Commercial_Interruptible - College_New_Space Heating_Natural Gas_Infiltration Control - Loading Dock Sealing_A | OR | Commercial | Interruptible - College | New | Space Heating | Natural Gas | Infiltration Control - Loading Dock Sealing | A | 0 | OCM733 | Discretionary | 0 | 0 | RetroEven20_OR | 0 | Space Heating | perBldg | 1 | 5e-05 | 0% | MEMD - Truck Loading Dock Seals - 8.10.01.FES-E10.v01 | MEMD - Truck Loading Dock Seals - 8.10.01.FES-E10.v01 | MEMD - Truck Loading Dock Seals - 8.10.01.FES-E10.v01 | 10 | 1522.8038 | 0 | 0 | 0 | 1.0873 | 0 | 0 | 0 | 28.36% | 25% | 0% | 0% | NEM | All | FALSE | FALSE | 0 | 693
Commercial_Interruptible - College_New_Space Heating_Natural Gas_Greenhouse Heat Curtain_A | OR | Commercial | Interruptible - College | New | Space Heating | Natural Gas | Greenhouse Heat Curtain | A | 0 | OCM734 | Discretionary | No heat curtain. | 0 | RetroEven20_OR | 0 | Space Heating | perBldg | 1 | 5e-05 | 0% | CA eTRM https://www.caetrm.com/measure/SWBE001/01/ | CA eTRM https://www.caetrm.com/measure/SWBE001/01/ | CA eTRM https://www.caetrm.com/measure/SWBE001/01/ | 5 | 200.3712 | 0 | 0 | 0 | 1.0348 | 0 | 0 | 0 | 28.36% | 25% | 0% | 0% | NEM | All | FALSE | FALSE | 0 | 688
Commercial_Interruptible - College_New_Space Heating_Natural Gas_Ventilation - Parking Garages, Demand Controlled_A | OR | Commercial | Interruptible - College | New | Space Heating | Natural Gas | Ventilation - Parking Garages, Demand Controlled | A | 0 | OCM735 | Discretionary | 0 | 0 | RetroEven20_OR | 0 | Central Systems | garage | 1 | 1e-05 | 0% | FOE - Parking Garage Ventilation Controls - W0047 | FOE - Parking Garage Ventilation Controls - W0047 | FOE - Parking Garage Ventilation Controls - W0047 | 5 | 843.0596 | 0 | 0 | 0 | 1.0183 | 0 | 0 | 0 | 28.36% | 25% | 0% | 0% | NEM | Central Systems | FALSE | FALSE | 0 | 683
Commercial_Interruptible - College_New_Miscellaneous_Natural Gas_Pool Heater - Night Covers_A | OR | Commercial | Interruptible - College | New | Miscellaneous | Natural Gas | Pool Heater - Night Covers | A | Night covers on pool. | OCM736 | Discretionary | Uncovered. | Night covers on pool. | Retro12Med_OR | 0 | Pool Heater | sqft pool | 1 | 0.09375 | 0% | PL_COV-Water Heating-SCG-R0-62 | PL_COV-Water Heating-SCG-R0-62 | PL_COV-Water Heating-SCG-R0-1 | 5 | 0.66871 | 0 | 0 | 0 | 1.1464 | 0.0011799 | 0 | 0 | 28.36% | 25% | 15% | 100% | NEM | Pool Heater | FALSE | FALSE | 693229.351 | 680
Commercial_Interruptible - College_New_Space Heating_Natural Gas_Advanced New Construction Designs_A | OR | Commercial | Interruptible - College | New | Space Heating | Natural Gas | Advanced New Construction Designs | A | New construction designs exceeding ASHRAE 90.1 requirements. | OCM737 | Discretionary | Standard new construction design. | New construction designs exceeding ASHRAE 90.1 requirements. | LO1Slow_OR | 0 | Space Heating | sqft | 1 | 1 | 0% | COM_CX-HVAC-AEG-1 | COM_CX-All-AEG-5 | COM_CX-All-AEG-5 | 3 | 1.4023 | 0 | 0 | 0 | 1.2089 | 0 | 0 | 0 | 28.36% | 25% | 10% | 40% | NEM | All | FALSE | FALSE | 0 | 681
Commercial_Interruptible - College_New_Water Heating_Natural Gas_Advanced New Construction Designs_A | OR | Commercial | Interruptible - College | New | Water Heating | Natural Gas | Advanced New Construction Designs | A | New construction designs exceeding ASHRAE 90.1 requirements. | OCM738 | Discretionary | Standard new construction design. | New construction designs exceeding ASHRAE 90.1 requirements. | LO1Slow_OR | 0 | Water Heating | sqft | 1 | 1 | 0% | COM_CX-HVAC-AEG-1 | COM_CX-All-AEG-5 | COM_CX-All-AEG-5 | 3 | 1.4023 | 0 | 0 | 0 | 1.2089 | 0 | 0 | 0 | 28.36% | 25% | 10% | 40% | NEM | All | 33 | FALSE | 0 | 685
Commercial_Interruptible - College_New_Space Heating_Natural Gas_Strategic Energy Management_A | OR | Commercial | Interruptible - College | New | Space Heating | Natural Gas | Strategic Energy Management | A | Implementation of strategic energy management. | OCM739 | Discretionary | No strategic energy management. | Implementation of strategic energy management. | RetroEven20_OR | 0 | Space Heating | sqft | 1 | 1 | 0% | DL20_COM_SEM-Misc-2021PLN-V4-1 | BEHAV_SEM-All-CPUC-2018_PG-2 | DL20_COM_SEM-Misc-2021PLN-V4-15 | 3 | 0.079736 | 0 | 0 | 0 | 1.0743 | 0 | 0 | 0 | 28.36% | 25% | 63% | 100% | NEM | All | FALSE | FALSE | 0 | 708
Commercial_Interruptible - College_New_Water Heating_Natural Gas_Strategic Energy Management_A | OR | Commercial | Interruptible - College | New | Water Heating | Natural Gas | Strategic Energy Management | A | Implementation of strategic energy management. | OCM740 | Discretionary | No strategic energy management. | Implementation of strategic energy management. | RetroEven20_OR | 0 | Water Heating | sqft | 1 | 1 | 0% | DL20_COM_SEM-Misc-2021PLN-V4-1 | BEHAV_SEM-All-CPUC-2018_PG-2 | DL20_COM_SEM-Misc-2021PLN-V4-15 | 3 | 0.079736 | 0 | 0 | 0 | 1.0743 | 0 | 0 | 0 | 28.36% | 25% | 63% | 100% | NEM | All | FALSE | FALSE | 0 | 709
Commercial_Interruptible - College_New_Space Heating_Natural Gas_Retrocommissioning_A | OR | Commercial | Interruptible - College | New | Space Heating | Natural Gas | Retrocommissioning | A | Periodic recommissioning of building systems. | OCM741 | Discretionary | No retro commissioning. | Periodic recommissioning of building systems. | RetroEven20_OR | 0 | Space Heating | sqft | 1 | 1 | 0% | COM_RCX-HVAC-AEG-1 | N/A | COM_RCX-HVAC-AEG-1 | 3 | 1.3062 | 0 | 0 | 0 | 1.3062 | 0 | 0 | 0 | 28.36% | 25% | 0% | 0% | NEM | All | FALSE | FALSE | 0 | 711
Commercial_Interruptible - College_New_Water Heating_Natural Gas_Retrocommissioning_A | OR | Commercial | Interruptible - College | New | Water Heating | Natural Gas | Retrocommissioning | A | Periodic recommissioning of building systems. | OCM742 | Discretionary | No retro commissioning. | Periodic recommissioning of building systems. | RetroEven20_OR | 0 | Water Heating | sqft | 1 | 1 | 0% | COM_RCX-HVAC-AEG-1 | N/A | COM_RCX-HVAC-AEG-1 | 3 | 1.3062 | 0 | 0 | 0 | 1.3062 | 0 | 0 | 0 | 28.36% | 25% | 0% | 0% | NEM | All | FALSE | FALSE | 0 | 699
Commercial_Interruptible - Health_Existing_Space Heating_Natural Gas_Insulation - Ceiling_A | OR | Commercial | Interruptible - Health | Existing | Space Heating | Natural Gas | Insulation - Ceiling | A | R-38 | OCM743 | Discretionary | R-13 | R-38 | Retro1Slow_OR | 0 | Space Heating | sqft roof | 1 | 0.5 | 0% | Avista TRM | Avista TRM | Avista TRM | 22 | 0.78647 | 0 | 0.043708 | 0 | 1.0348 | 0.11792 | 0 | 0 | 24.32% | 25% | 15% | 46.67% | NEM | All | FALSE | FALSE | 2211.3605 | 339
Commercial_Interruptible - Health_Existing_Space Heating_Natural Gas_Insulation - Ducting_A | OR | Commercial | Interruptible - Health | Existing | Space Heating | Natural Gas | Insulation - Ducting | A | R-8 | OCM744 | Discretionary | R-4 | R-8 | Retro1Slow_OR | 0 | Central Systems | sqft duct | 1 | 0.25 | 0% | INS_DCT-All-DEER-1 | INS_DCT-All-DEER-1 | Building Energy Simulation Tool | 20 | 0.95651 | 0 | 0 | 0 | 1.2422 | 0 | 0 | 0 | 24.32% | 25% | 15% | 46.67% | NEM | Central Systems | FALSE | FALSE | 0 | 697
Commercial_Interruptible - Health_Existing_Space Heating_Natural Gas_Insulation - Wall Cavity_A | OR | Commercial | Interruptible - Health | Existing | Space Heating | Natural Gas | Insulation - Wall Cavity | A | R-23 | OCM745 | Discretionary | R-9 | R-23 | Retro1Slow_OR | 0 | Space Heating | sqft wall | 1 | 0.37498 | 0% | Avista TRM | Avista TRM | Avista TRM | 22 | 0.67264 | 0 | 0.069937 | 0 | 1.0348 | 0.18869 | 0 | 0 | 24.32% | 25% | 15% | 46.67% | NEM | All | FALSE | FALSE | 1181.9876 | 274
Commercial_Interruptible - Health_Existing_Space Heating_Natural Gas_Green Roof - Vegetated Rooftop_A | OR | Commercial | Interruptible - Health | Existing | Space Heating | Natural Gas | Green Roof - Vegetated Rooftop | A | Green roof | OCM746 | Discretionary | No vegetation on roof | Green roof | Retro1Slow_OR | 0 | Space Heating | sqft roof | 1 | 0.5 | 0% | Measure Cost Research v1.1 - Sep 2020.xlsx | Measure Cost Research v1.1 - Sep 2020.xlsx | Measure Cost Research v1.1 - Sep 2020.xlsx | 25 | 15.275 | 1.1456 | 0 | 0 | 1.0183 | 0.0067242 | 0 | 0 | 28.36% | 25% | 0% | 0% | NEM | All | FALSE | FALSE | 722598.7823 | 698
Commercial_Interruptible - Health_Existing_Space Heating_Natural Gas_Ducting - Repair and Sealing_A | OR | Commercial | Interruptible - Health | Existing | Space Heating | Natural Gas | Ducting - Repair and Sealing | A | Sealed | OCM747 | Discretionary | 20% Leakage | Sealed | Retro1Slow_OR | 0 | Central Systems | sqft duct | 1 | 0.25 | 0% | DCT_RPR-All-DEER-1 | DCT_RPR-Cooling-RTF-1 | Building Energy Simulation Tool | 18 | 0.65309 | 0 | 0.071208 | 0 | 1.3062 | 0.19212 | 0 | 0 | 19.52% | 25% | 15% | 66.67% | NEM | Central Systems | FALSE | FALSE | 1222.9113 | 285
Commercial_Interruptible - Health_Existing_Space Heating_Natural Gas_Windows - High Efficiency Glazing_A | OR | Commercial | Interruptible - Health | Existing | Space Heating | Natural Gas | Windows - High Efficiency Glazing | A | High Efficiency Glaze | OCM748 | Discretionary | Single Glaze | High Efficiency Glaze | Retro1Slow_OR | 0 | Space Heating | sqft window | 1 | 0.018749 | 0% | WND_HE-Heating-RTF-v2.1-1 | WND_HE-Heating-RTF-v2.1-1 | Building Energy Simulation Tool | 45 | 22.037 | 0 | 1.4242 | 0 | 1.2422 | 3.8426 | 0 | 0 | 28.36% | 25% | 47.83% | 63.78% | NEM | All | FALSE | FALSE | 1619.0089 | 320
Commercial_Interruptible - Health_Existing_Space Heating_Natural Gas_Windows - Secondary Glazing Systems_A | OR | Commercial | Interruptible - Health | Existing | Space Heating | Natural Gas | Windows - Secondary Glazing Systems | A | Windows rated to U-Factor 0.4 and SHGC 0.2. | OCM749 | Discretionary | Windows rated to U-Factor 0.62 and SHGC 0.27. | Windows rated to U-Factor 0.4 and SHGC 0.2. | Retro1Slow_OR | 0 | Space Heating | sqft window | 1 | 0.018749 | 0% | RTF - ComSecondaryGlazingSystems_v1_1 | RTF - ComSecondaryGlazingSystems_v1_1 | RTF - ComSecondaryGlazingSystems_v1_1 | 30 | 37.6923 | 0 | 3.8369 | 0 | 1.1464 | 10.3519 | 0 | 0 | 28.36% | 25% | 47.83% | 63.78% | NEM | All | FALSE | FALSE | 1104.1269 | 258
Commercial_Interruptible - Health_Existing_Space Heating_Natural Gas_HVAC - Energy Recovery Ventilator_A | OR | Commercial | Interruptible - Health | Existing | Space Heating | Natural Gas | HVAC - Energy Recovery Ventilator | A | ERV | OCM750 | Discretionary | No ERV | ERV | RetroEven20_OR | 0 | Space Heating | sqft | 1 | 1 | 0% | HRV-Cooling/Heating-E3T-1 | HRV-Cooling/Heating-E3T-1 | HRV-Cooling/Heating-E3T-1 | 20 | 1.0873 | 0 | 0 | 0 | 1.0873 | 0.14409 | 0 | 0 | 28.36% | 25% | 5% | 15% | NEM | All | FALSE | FALSE | 2593.9048 | 367
Commercial_Interruptible - Health_Existing_Space Heating_Natural Gas_Building Shell - Air Sealing (Infiltration Control)_A | OR | Commercial | Interruptible - Health | Existing | Space Heating | Natural Gas | Building Shell - Air Sealing (Infiltration Control) | A | Air sealing to reduce air infiltration. | OCM751 | Discretionary | Building with air infiltration. | Air sealing to reduce air infiltration. | Retro1Slow_OR | 0 | Space Heating | foot door | 1 | 0.00025735 | 0% | IL TRM - CI-MSC-WTST-V01-200101 | IL TRM - CI-MSC-WTST-V01-200101 | IL TRM - CI-MSC-WTST-V01-200101 | 10 | 8 | 0 | 8.6879 | 0 | 1 | 23.4402 | 0 | 0 | 28.36% | 25% | 45% | 66.67% | NEM | All | FALSE | FALSE | 182.1049 | 159
Commercial_Interruptible - Health_Existing_Space Heating_Natural Gas_Ventilation - Demand Controlled_A | OR | Commercial | Interruptible - Health | Existing | Space Heating | Natural Gas | Ventilation - Demand Controlled | A | Outdoor air controlled based on occupancy to meet ASHRAE 62.1 | OCM752 | Discretionary | No occupancy based outdoor air controls. | Outdoor air controlled based on occupancy to meet ASHRAE 62.1 | Retro5Med_OR | 0 | Central Systems | sqft | 1 | 1 | 0% | IL TRM - CI-HVC-DCV-V05-190101 | VENT_DCV-Heating-7PLN-v5-8 | IL TRM - CI-HVC-DCV-V05-190101 | 10 | 0.24838 | 0 | 0.013143 | 0 | 1.1464 | 0.035459 | 0 | 0 | 28.36% | 25% | 55% | 75% | NEM | Central Systems | FALSE | FALSE | 3737.4852 | 410
Commercial_Interruptible - Health_Existing_Space Heating_Natural Gas_HVAC - Dedicated Outdoor Air System (DOAS)_A | OR | Commercial | Interruptible - Health | Existing | Space Heating | Natural Gas | HVAC - Dedicated Outdoor Air System (DOAS) | A | Outdoor air supplied by a DOAS. | OCM753 | Discretionary | No DOAS. | Outdoor air supplied by a DOAS. | RetroEven20_OR | 0 | Central Systems | sqft | 1 | 1 | 0% | 2021P_Com-VRF-DOAS-2021P_V2 | 2021P_Com-VRF-DOAS-2021P_V2 | 2021P_Com-VRF-DOAS-2021P_V2 | 20 | 9.8834 | 0 | 0 | 0 | 1.0743 | -0.03069 | 0 | 0 | 28.36% | 25% | 3.406% | 8.762% | NEM | Central Systems | FALSE | FALSE | -110695.7969 | 70
Commercial_Interruptible - Health_Existing_Space Heating_Natural Gas_Destratification Fans (HVLS)_A | OR | Commercial | Interruptible - Health | Existing | Space Heating | Natural Gas | Destratification Fans (HVLS) | A | High volume low speed destratification fans. | OCM754 | Discretionary | No destratification fans. | High volume low speed destratification fans. | RetroEven20_OR | 0 | Space Heating | Strat Fan | 1 | 8.6207e-05 | 0% | DL20_IHVLS-Ag-2021PLN-v2-8 | DL20_IHVLS-Ag-2021PLN-v2-8 | HVLS-Heating-AEG-v5.0-121 | 15 | 9799.2638 | 0 | 0 | 0 | 1.0743 | 718.9258 | 0 | 0 | 28.36% | 25% | 15% | 20% | NEM | All | FALSE | FALSE | 5391.6742 | 479
Commercial_Interruptible - Health_Existing_Space Heating_Natural Gas_Gas Boiler - Maintenance_A | OR | Commercial | Interruptible - Health | Existing | Space Heating | Natural Gas | Gas Boiler - Maintenance | A | General cleaning and maintenance | OCM755 | Discretionary | Degrade performance | General cleaning and maintenance | Retro12Med_OR | 0 | Boiler | kBtuh Heat | 1 | 0.058909 | 0% | GBLR_MNT-Heating-ILTRM-v4.0-43 | GBLR_MNT-Heating-ILTRM-v4.0-43 | GBLR_MNT-Heating-ILTRM-v4.0-1 | 3 | 0.95148 | 0 | 0 | 0 | 1.1464 | 0.16138 | 0 | 0 | 28.36% | 25% | 20% | 30% | NEM | Boiler | FALSE | FALSE | 16426.6454 | 704
Commercial_Interruptible - Health_Existing_Space Heating_Natural Gas_Gas Furnace - Maintenance_A | OR | Commercial | Interruptible - Health | Existing | Space Heating | Natural Gas | Gas Furnace - Maintenance | A | General cleaning and maintenance | OCM756 | Discretionary | Degrade performance | General cleaning and maintenance | Retro12Med_OR | 0 | Furnace | kBtuh Heat | 1 | 0.058909 | 0% | IL TRM - CI-HVC-FTUN-V03-200101 | GBLR_MNT-Heating-ILTRM-v4.0-43 | IL TRM - CI-HVC-FTUN-V03-200101 | 3 | 0.95148 | 0 | 0 | 0 | 1.1464 | 0.064331 | 0 | 0 | 28.36% | 25% | 20% | 30% | NEM | Furnace | FALSE | FALSE | 41208.0816 | 701
Commercial_Interruptible - Health_Existing_Space Heating_Natural Gas_Gas Boiler - Hot Water Reset_A | OR | Commercial | Interruptible - Health | Existing | Space Heating | Natural Gas | Gas Boiler - Hot Water Reset | A | Reset control installed | OCM757 | Discretionary | No control | Reset control installed | RetroEven20_OR | 0 | Boiler | BoilerCtrl | 1 | 0.00014727 | 0% | GBLR_HWRST-Heating-ILTRM-v4.0-43 | GBLR_HWRST-Heating-ILTRM-v4.0-1 | GBLR_HWRST-Heating-ILTRM-v4.0-1 | 20 | 799.3848 | 0 | 0 | 0 | 1.3062 | 286.9026 | 0 | 0 | 28.36% | 25% | 35% | 55% | NEM | Boiler | FALSE | FALSE | 957.7307 | 243
Commercial_Interruptible - Health_Existing_Space Heating_Natural Gas_Gas Boiler - Steam Trap Replacement_A | OR | Commercial | Interruptible - Health | Existing | Space Heating | Natural Gas | Gas Boiler - Steam Trap Replacement | A | Cleaning and maintenance | OCM758 | Discretionary | Degrade performance | Cleaning and maintenance | RetroEven20_OR | 0 | Boiler | perBLDg | 1 | 2.451e-05 | 0% | IL TRM v9, Section 4.4.16 | IL TRM v9, Section 4.4.16 | IL TRM - CI-HVC-STRE-V06-200101 | 6 | 89.8373 | 0 | 0 | 0 | 1.1667 | 74.7764 | 0 | 0 | 28.36% | 25% | 73% | 100% | NEM | Boiler | FALSE | FALSE | 1138.1911 | 262
Commercial_Interruptible - Health_Existing_Space Heating_Natural Gas_Gas Boiler - High Turndown Burner_A | OR | Commercial | Interruptible - Health | Existing | Space Heating | Natural Gas | Gas Boiler - High Turndown Burner | A | Turndown control installed | OCM759 | Discretionary | No control | Turndown control installed | Retro5Med_OR | 0 | Boiler | kbtuh heat | 1 | 0.058909 | 0% | GBLR_TRN-Heating-MNTRM-v2.1-1 | GBLR_TRN-Heating-MNTRM-v2.1-1 | GBLR_TRN-Heating-MNTRM-v2.1-1 | 15 | 2.7959 | 0 | 0 | 0 | 1.1051 | 0.26897 | 0 | 0 | 28.36% | 25% | 25% | 50% | NEM | Boiler | FALSE | FALSE | 4111.8299 | 416
Commercial_Interruptible - Health_Existing_Space Heating_Natural Gas_Gas Boiler - Burner Control Optimization_A | OR | Commercial | Interruptible - Health | Existing | Space Heating | Natural Gas | Gas Boiler - Burner Control Optimization | A | Optimized burner controls | OCM760 | Discretionary | Average performance | Optimized burner controls | Retro1Slow_OR | 0 | Boiler | kBtuh heat | 1 | 0.058909 | 0% | GBLR_O2TRM-Heating-ILTRM-v4.0-1 | GBLR_O2TRM-Heating-MEMD-2018-1 | GBLR_O2TRM-Heating-ILTRM-v4.0-1 | 18 | 0.93934 | 0 | 0 | 0 | 1.1051 | 0.078002 | 0 | 0 | 28.36% | 25% | 5% | 85% | NEM | Boiler | FALSE | FALSE | 4332.239 | 418
Commercial_Interruptible - Health_Existing_Space Heating_Natural Gas_Gas Boiler - Stack Economizer_A | OR | Commercial | Interruptible - Health | Existing | Space Heating | Natural Gas | Gas Boiler - Stack Economizer | A | Economizer installed | OCM761 | Discretionary | None | Economizer installed | Retro5Med_OR | 0 | Boiler | kBtuh Heat | 1 | 0.058909 | 0% | IL TRM - CI-HVC-BECO-V01-150601 | IL TRM - CI-HVC-BECO-V01-150601 | IL TRM - CI-HVC-BECO-V01-150601 | 15 | 10.3483 | 0 | 0 | 0 | 1.0348 | 0.25821 | 0 | 0 | 28.36% | 25% | 15% | 55% | NEM | Boiler | FALSE | FALSE | 15852.7894 | 656
Commercial_Interruptible - Health_Existing_Space Heating_Natural Gas_Gas Boiler - Thermostatic Radiator Valves_A | OR | Commercial | Interruptible - Health | Existing | Space Heating | Natural Gas | Gas Boiler - Thermostatic Radiator Valves | A | TBD | OCM762 | Discretionary | TBD | TBD | RetroEven20_OR | 0 | Boiler | radiator | 1 | 0.0050301 | 0% | IL TRM - 5.3.19 - RS-HVC-TRVS-V01-210101 | AEG Cost Characterization, 2021 | IL TRM - 5.3.19 - RS-HVC-TRVS-V01-210101 | 15 | 61.19 | 0 | 0 | 0 | 1 | 15.75 | 0 | 0 | 28.36% | 25% | 25% | 50% | NEM | Boiler | FALSE | FALSE | 1536.7888 | 315
Commercial_Interruptible - Health_Existing_Space Heating_Natural Gas_HVAC - Shut Off Damper_A | OR | Commercial | Interruptible - Health | Existing | Space Heating | Natural Gas | HVAC - Shut Off Damper | A | Damper installed | OCM763 | Discretionary | No damper | Damper installed | Retro5Med_OR | 0 | Central Systems | BoilerCtrl | 1 | 0.00014727 | 0% | HVAC_DMPROFF-Heating-ILTRM-v4.0-1 | HVAC_DMPROFF-Heating-ILTRM-v4.0-1 | HVAC_DMPROFF-Heating-ILTRM-v4.0-1 | 15 | 1657.6673 | 111.6848 | 0 | 0 | 1.1051 | 32.6128 | 0 | 0 | 28.36% | 25% | 0% | 75% | NEM | Central Systems | FALSE | FALSE | 20105.8907 | 655
Commercial_Interruptible - Health_Existing_Space Heating_Natural Gas_Gas Furnace - Tube Inserts_A | OR | Commercial | Interruptible - Health | Existing | Space Heating | Natural Gas | Gas Furnace - Tube Inserts | A | Tube inserts installed | OCM764 | Discretionary | None | Tube inserts installed | Retro1Slow_OR | 0 | Furnace | sqft | 1 | 1 | 0% | n/a | n/a | n/a | 5 | 1 | 0 | 0 | 0 | 1 | 0 | 0 | 0 | 28.36% | 25% | 73% | 100% | NEM | Furnace | FALSE | FALSE | 0 | 660
Commercial_Interruptible - Health_Existing_Space Heating_Natural Gas_Gas Boiler - Insulate Steam Lines/Condensate Tank_A | OR | Commercial | Interruptible - Health | Existing | Space Heating | Natural Gas | Gas Boiler - Insulate Steam Lines/Condensate Tank | A | Lines and condenstate tank insulated | OCM765 | Discretionary | No insulation | Lines and condenstate tank insulated | RetroEven20_OR | 0 | Boiler | boiler pipe | 1 | 0.019803 | 0% | GBLR_PINS-Heating-ILTRM-v4.0-1 | GBLR_PINS_STM-Heating-PGE-R7-1 | GBLR_PINS_STM-Heating-PGE-R7-1 | 15 | 13.9626 | 0 | 0 | 0 | 1.1464 | 5.99 | 0 | 0 | 28.36% | 25% | 30% | 40% | NEM | Boiler | FALSE | FALSE | 922.0516 | 239
Commercial_Interruptible - Health_Existing_Space Heating_Natural Gas_Gas Boiler - Insulate Hot Water Lines_A | OR | Commercial | Interruptible - Health | Existing | Space Heating | Natural Gas | Gas Boiler - Insulate Hot Water Lines | A | Insulated water lines | OCM766 | Discretionary | No insulation | Insulated water lines | RetroEven20_OR | 0 | Boiler | boiler pipe | 1 | 0.019803 | 0% | GBLR_PINS_HW-Heating-PGE-R7-1 | GBLR_PINS_HW-Heating-PGE-R7-1 | GBLR_PINS_HW-Heating-PGE-R7-1 | 11 | 26.0797 | 0 | 0 | 0 | 1.1464 | 4.01 | 0 | 0 | 28.36% | 25% | 30% | 40% | NEM | Boiler | FALSE | FALSE | 3195.7745 | 397
Commercial_Interruptible - Health_Existing_Space Heating_Natural Gas_Condensing RTU_A | OR | Commercial | Interruptible - Health | Existing | Space Heating | Natural Gas | Condensing RTU | A | TBD | OCM767 | Discretionary | TBD | TBD | RetroEven20_OR | 0 | Furnace | sqft cond | 1 | 1 | 0% | NEEA Condensing Rooftop Unit Field Study - October 28, 2019 | NEEA Condensing Rooftop Unit Field Study - October 28, 2019 | NEEA Condensing Rooftop Unit Field Study - October 28, 2019 | 5 | 4.9899 | 0 | 0 | 0 | 1.0348 | 0.025011 | 0 | 0 | 28.36% | 25% | 5% | 15% | NEM | Furnace | FALSE | FALSE | 244047.8592 | 658
Commercial_Interruptible - Health_Existing_Space Heating_Natural Gas_Hydronic Heating Radiator Replacement_A | OR | Commercial | Interruptible - Health | Existing | Space Heating | Natural Gas | Hydronic Heating Radiator Replacement | A | TBD | OCM768 | Discretionary | TBD | TBD | RetroEven20_OR | 0 | Boiler | radiator | 1 | 0.0050301 | 0% | IL TRM - 4.4.52 - CI-HVC-HHRR-V01-210101 | IL TRM - 4.4.52 - CI-HVC-HHRR-V01-210101 | IL TRM - 4.4.52 - CI-HVC-HHRR-V01-210101 | 25 | 624.7488 | 0 | 0 | 0 | 1.0183 | 34 | 0 | 0 | 28.36% | 25% | 30% | 40% | NEM | Boiler | FALSE | FALSE | 5844.9436 | 499
Commercial_Interruptible - Health_Existing_Space Heating_Natural Gas_Thermostat - Connected_A | OR | Commercial | Interruptible - Health | Existing | Space Heating | Natural Gas | Thermostat - Connected | A | Thermostat connected to building management control system. | OCM769 | Discretionary | Standard thermostat. | Thermostat connected to building management control system. | Retro5Med_OR | 0 | Space Heating | Stat Unit | 1 | 0.001 | 0% | DL20_CSTAT_SMRT-Cool-RTF-v1.1-5 | IL TRM - CI-HVC-THST-V01-200101 | DL20_CSTAT_SMRT-Heat-RTF-v1.1-1 | 5 | 222.9079 | 0 | 11.8685 | 0 | 1.1247 | 32.0215 | 0 | 0 | 28.36% | 25% | 30% | 53.33% | NEM | All | FALSE | FALSE | 8515.0338 | 523
Commercial_Interruptible - Health_Existing_Water Heating_Natural Gas_Water Heater - Thermostatic Shower Restriction Valve_A | OR | Commercial | Interruptible - Health | Existing | Water Heating | Natural Gas | Water Heater - Thermostatic Shower Restriction Valve | A | Thermostatic shower restriction valve. | OCM770 | Discretionary | No thermostatic control on shower. | Thermostatic shower restriction valve. | Retro5Med_OR | 0 | Water Heater | showerhead | 1 | 4.902e-05 | 0% | ThermostaticShowerRestrictionValve_v4_2 | ThermostaticShowerRestrictionValve_v4_2 | ThermostaticShowerRestrictionValve_v4_2 | 10 | 24.4642 | 0 | 6.8441 | 0 | 1.1464 | 15.9413 | 0 | 0 | 28.36% | 25% | 86.67% | 86.67% | NEM | Water Heater | FALSE | FALSE | 818.8405 | 229
Commercial_Interruptible - Health_Existing_Water Heating_Natural Gas_Water Heater - Pre-Rinse Spray Valve_A | OR | Commercial | Interruptible - Health | Existing | Water Heating | Natural Gas | Water Heater - Pre-Rinse Spray Valve | A | Low flow pre-rinse spray valve. | OCM771 | Discretionary | Standard pre-rinse spray valve. | Low flow pre-rinse spray valve. | Retro5Med_OR | 0 | Water Heater | KitchenFaucet | 1 | 2.451e-05 | 0% | Avista TRM | Avista TRM | Avista TRM | 4 | 112.1961 | 0 | 0 | 0 | 1.0348 | 16.81 | 0 | 0 | 28.36% | 25% | 25% | 53.33% | NEM | Water Heater | FALSE | FALSE | 11500.8864 | 659
Commercial_Interruptible - Health_Existing_Water Heating_Natural Gas_Water Heater - Temperature Setback_A | OR | Commercial | Interruptible - Health | Existing | Water Heating | Natural Gas | Water Heater - Temperature Setback | A | Water heater temperature setback. | OCM772 | Discretionary | No water heater temperature setback. | Water heater temperature setback. | Retro5Med_OR | 0 | Water Heater | WHunits | 1 | 0.00014328 | 0% | IL TRM - RS-HWE-TMPS-V08-210101 | IL TRM - RS-HWE-TMPS-V08-210101 | IL TRM - RS-HWE-TMPS-V08-210101 | 2 | 5 | 0 | 0 | 0 | 1 | 103.9223 | 0 | 0 | 28.36% | 25% | 15% | 100% | NEM | Water Heater | FALSE | FALSE | 277.8046 | 171
Commercial_Interruptible - Health_Existing_Water Heating_Natural Gas_Water Heater - Faucet Aerators_A | OR | Commercial | Interruptible - Health | Existing | Water Heating | Natural Gas | Water Heater - Faucet Aerators | A | 0 | OCM773 | Discretionary | 0 | 0 | Retro5Med_OR | 0 | Water Heater | faucet | 1 | 9.8039e-05 | 0% | DHW_AER-Water Heating-XCELCO-2017-18-6 | DHW_AER-Water Heating-XCELCO-2017-18-6 | DHW_AER-Water Heating-ILTRM-v5.0-24 | 10 | 7.4417 | 0 | 14.8834 | 0 | 1.0631 | 24.4071 | 0 | 0 | 28.36% | 25% | 86.67% | 86.67% | NEM | Water Heater | FALSE | FALSE | 162.6855 | 154
Commercial_Interruptible - Health_Existing_Water Heating_Natural Gas_Water Heater - Low-Flow Showerheads_A | OR | Commercial | Interruptible - Health | Existing | Water Heating | Natural Gas | Water Heater - Low-Flow Showerheads | A | 0 | OCM774 | Discretionary | 0 | 0 | Retro5Med_OR | 0 | Water Heater | Showerhead | 1 | 4.902e-05 | 0% | Com-Showerheads-2021P_V2 | Com-Showerheads-2021P_V2 | Com-Showerheads-2021P_V2 | 10 | 19.7518 | 0 | 47.8007 | 0 | 1.1464 | 52.1419 | 0 | 0 | 28.36% | 25% | 86.67% | 86.67% | NEM | Water Heater | FALSE | FALSE | 202.122 | 162
Commercial_Interruptible - Health_Existing_Water Heating_Natural Gas_Water Heater - Tank Blanket/Insulation_A | OR | Commercial | Interruptible - Health | Existing | Water Heating | Natural Gas | Water Heater - Tank Blanket/Insulation | A | 0 | OCM775 | Discretionary | 0 | 0 | Retro5Med_OR | 0 | Water Heater | WHUnits | 1 | 0.00014328 | 0% | IL TRM - 4.3.12 Tank Insulation - CI-HWE-TKIN-V01-210101 / PA TRM - 2.3.4 - State of Pennsylvania TRM, Volume 2: Residential Measures, 2021 Final Order. August 8, 2019. | IL TRM - 4.3.12 Tank Insulation - CI-HWE-TKIN-V01-210101 / PA TRM - 2.3.4 - State of Pennsylvania TRM, Volume 2: Residential Measures, 2021 Final Order. August 8, 2019. | IL TRM - 4.3.12 Tank Insulation - CI-HWE-TKIN-V01-210101 / PA TRM - 2.3.4 - State of Pennsylvania TRM, Volume 2: Residential Measures, 2021 Final Order. August 8, 2019. | 15 | 1.4664 | 0 | 0 | 0 | 1.0183 | 200.7769 | 0 | 0 | 28.36% | 25% | 75% | 100% | NEM | Water Heater | FALSE | FALSE | 2.889 | 130
Commercial_Interruptible - Health_Existing_Water Heating_Natural Gas_Water Heater - Drainwater Heat Recovery_A | OR | Commercial | Interruptible - Health | Existing | Water Heating | Natural Gas | Water Heater - Drainwater Heat Recovery | A | 0 | OCM776 | Discretionary | 0 | 0 | Retro5Med_OR | 0 | Water Heater | faucet | 1 | 9.8039e-05 | 0% | DHW_DWHR-Water Heating-OPATRM-v1-1 | DHW_DWHR-Water Heating-OPATRM-v1-1 | DHW_DWHR-Water Heating-MNTRM-v1.0-7 | 40 | 948.5609 | 0 | 0 | 0 | 1.1857 | 125.0629 | 0 | 0 | 28.36% | 25% | 86.67% | 86.67% | NEM | Water Heater | FALSE | FALSE | 2177.6598 | 337
Commercial_Interruptible - Health_Existing_Water Heating_Natural Gas_Water Heater - Circulation Pump Controls_A | OR | Commercial | Interruptible - Health | Existing | Water Heating | Natural Gas | Water Heater - Circulation Pump Controls | A | Controlled circulation pump. | OCM777 | Discretionary | Circulation pump with no controls. | Controlled circulation pump. | Retro5Med_OR | 0 | Water Heater | perbldg | 1 | 2.451e-05 | 0% | RTF - ComResCirculatorPumps_2_3 - AEG Edited | RTF - ComResCirculatorPumps_2_3 - AEG Edited | RTF - ComResCirculatorPumps_2_3 - AEG Edited | 11.5 | 913.5582 | 0 | 0 | 0 | 1.1464 | 6566.6101 | 0 | 0 | 28.36% | 25% | 15% | 40% | NEM | Water Heater | FALSE | FALSE | 65.958 | 137
Commercial_Interruptible - Health_Existing_Water Heating_Natural Gas_Water Heater - Pipe Insulation_A | OR | Commercial | Interruptible - Health | Existing | Water Heating | Natural Gas | Water Heater - Pipe Insulation | A | Water heater pipe insulation. | OCM778 | Discretionary | No insulation. | Water heater pipe insulation. | Retro5Med_OR | 0 | Water Heater | PipeFeet | 1 | 0.00012255 | 0% | IL TRM v10 - 4.4.14 Pipe Insulation - CI-HVC-PINS-V07-220101 | IL TRM v10 - 4.4.14 Pipe Insulation - CI-HVC-PINS-V07-220101 | IL TRM v10 - 4.4.14 Pipe Insulation - CI-HVC-PINS-V07-220101 | 15 | 19.3862 | 0 | 0 | 0 | 1.1857 | 5.02 | 0 | 0 | 28.36% | 25% | 15.8% | 100% | NEM | Water Heater | FALSE | FALSE | 1527.5787 | 304
Commercial_Interruptible - Health_Existing_Water Heating_Natural Gas_Water Heater - Motion Control Faucet_A | OR | Commercial | Interruptible - Health | Existing | Water Heating | Natural Gas | Water Heater - Motion Control Faucet | A | 0.35 gpm w/ motion sensor | OCM779 | Discretionary | 1.39 gpm w/o motion sensor | 0.35 gpm w/ motion sensor | Retro5Med_OR | 0 | Water Heater | sqft | 1 | 1 | 0% | n/a | n/a | n/a | 5 | 1.0743 | 0 | 0 | 0 | 1.0743 | 0 | 0 | 0 | 28.36% | 25% | 30% | 75% | NEM | Water Heater | FALSE | FALSE | 0 | 647
Commercial_Interruptible - Health_Existing_Water Heating_Natural Gas_Water Heater - Solar System_A | OR | Commercial | Interruptible - Health | Existing | Water Heating | Natural Gas | Water Heater - Solar System | A | Solar water heater with electric backup unit | OCM780 | Discretionary | 0 | Solar water heater with electric backup unit | Retro5Med_OR | 0 | Water Heater | DHW kbtuh | 1 | 0.0074505 | 0% | DHW_WH-Water Heating-AEO17-8 | DHW_WH-Water Heating-AEO17-8 | DHW_WH-Water Heating-DOE-PTool2014-1 | 20 | 278.7625 | 0 | 0 | 0 | 1.1247 | 40.1544 | 0 | 0 | 28.36% | 25% | 1% | 40% | NEM | Water Heater | 16 | FALSE | 2386.2887 | 351
Commercial_Interruptible - Health_Existing_Water Heating_Natural Gas_Commercial Laundry - Ozone Treatment_A | OR | Commercial | Interruptible - Health | Existing | Water Heating | Natural Gas | Commercial Laundry - Ozone Treatment | A | Ozone laundry treatment system. | OCM781 | Discretionary | Standard commercial washer. | Ozone laundry treatment system. | Retro5Med_OR | 0 | Water Heater | perBldg | 1 | 2.451e-05 | 0% | CW_OZON-Water Heating-ILTRM-v4.0-4 | CW_OZON-Water Heating-ILTRM-v4.0-4 | CW_OZON-Water Heating-ILTRM-v4.0-4 | 10 | 22444.4827 | 222.0834 | 0 | 0 | 1.1051 | 1833.2024 | 0 | 0 | 28.36% | 25% | 0% | 6.667% | NEM | Water Heater | FALSE | FALSE | 6532.6864 | 507
Commercial_Interruptible - Health_Existing_Water Heating_Natural Gas_Commercial Laundry - ENERGY STAR Washer_A | OR | Commercial | Interruptible - Health | Existing | Water Heating | Natural Gas | Commercial Laundry - ENERGY STAR Washer | A | ENERGY STAR rated washer. | OCM782 | Discretionary | Standard efficiency washer. | ENERGY STAR rated washer. | Retro5Med_OR | 0 | Water Heater | ClothesWashers | 1 | 7.6408e-06 | 0% | CW-Miscellaneous-RTF-v5.1-21 | CW-Miscellaneous-RTF-v5.1-21 | CW-Miscellaneous-RTF-PreQCv5.0-8 | 7 | 458.1094 | 0 | 200.1723 | 0 | 1.1464 | 35.5089 | 0 | 0 | 28.36% | 25% | 0% | 6.667% | NEM | Water Heater | FALSE | FALSE | 10043.494 | 648
Commercial_Interruptible - Health_Existing_Water Heating_Natural Gas_Water Heater - Efficient Dishwasher_A | OR | Commercial | Interruptible - Health | Existing | Water Heating | Natural Gas | Water Heater - Efficient Dishwasher | A | ENERGY STAR | OCM783 | Discretionary | 0 | ENERGY STAR | Retro5Med_OR | 0 | Water Heater | perBldg | 1 | 2.451e-05 | 0% | Avista TRM | Avista TRM | Avista TRM | 12 | 2377.0012 | 0 | 1319.9187 | 0 | 1.0348 | 102.8166 | 0 | 0 | 28.36% | 25% | 0% | 75% | NEM | Water Heater | FALSE | FALSE | 10607.6481 | 645
Commercial_Interruptible - Health_Existing_Water Heating_Natural Gas_Commercial Laundry - Alternative Dry-Cleaning Methods_A | OR | Commercial | Interruptible - Health | Existing | Water Heating | Natural Gas | Commercial Laundry - Alternative Dry-Cleaning Methods | A | High efficiency alternative dry-cleaning methods. | OCM784 | Discretionary | Standard efficiency dryer. | High efficiency alternative dry-cleaning methods. | Retro5Med_OR | 0 | Water Heater | perBldg | 1 | 2.451e-05 | 0% | CW_ALTDRYCLN-Miscellaneous-SCE-ET05.01-6 | CW_ALTDRYCLN-Miscellaneous-SCE-ET05.01-6 | CW_ALTDRYCLN-Miscellaneous-SCE-ET05.01-6 | 15 | 66246.8389 | 0 | 0 | 0 | 1.2089 | 0 | 0 | 0 | 28.36% | 25% | 0% | 6.667% | NEM | Water Heater | FALSE | FALSE | 0 | 651
Commercial_Interruptible - Health_Existing_Space Heating_Natural Gas_Advanced Kitchen Ventilation Controls_A | OR | Commercial | Interruptible - Health | Existing | Space Heating | Natural Gas | Advanced Kitchen Ventilation Controls | A | Variable exhaust hood flow based on temperature or grease sensor. | OCM785 | Discretionary | No controls on exhaust hoods. | Variable exhaust hood flow based on temperature or grease sensor. | RetroEven20_OR | 0 | Space Heating | sqft | 1 | 1 | 0% | IL TRM - CI-FSE-VENT-V03-160601 | COOK_EXHD-Ventilation-XCELCO-2017-18-2 | COOK_EXHD-Ventilation-XCELCO-2017-18-2 | 15 | 0.11562 | 0 | 0.014242 | 0 | 1.1051 | 0.038424 | 0 | 0 | 28.36% | 25% | 10% | 20% | NEM | All | FALSE | FALSE | 1190.2419 | 276
Commercial_Interruptible - Health_Existing_Space Heating_Natural Gas_Infiltration Control - Loading Dock Sealing_A | OR | Commercial | Interruptible - Health | Existing | Space Heating | Natural Gas | Infiltration Control - Loading Dock Sealing | A | 0 | OCM786 | Discretionary | 0 | 0 | RetroEven20_OR | 0 | Space Heating | perBldg | 1 | 2.451e-05 | 0% | MEMD - Truck Loading Dock Seals - 8.10.01.FES-E10.v01 | MEMD - Truck Loading Dock Seals - 8.10.01.FES-E10.v01 | MEMD - Truck Loading Dock Seals - 8.10.01.FES-E10.v01 | 10 | 3106.5198 | 0 | 0 | 0 | 1.0873 | 201 | 0 | 0 | 28.36% | 25% | 0% | 0% | NEM | All | FALSE | FALSE | 8246.5198 | 519
Commercial_Interruptible - Health_Existing_Space Heating_Natural Gas_Greenhouse Heat Curtain_A | OR | Commercial | Interruptible - Health | Existing | Space Heating | Natural Gas | Greenhouse Heat Curtain | A | 0 | OCM787 | Discretionary | No heat curtain. | 0 | RetroEven20_OR | 0 | Space Heating | perBldg | 1 | 2.451e-05 | 0% | CA eTRM https://www.caetrm.com/measure/SWBE001/01/ | CA eTRM https://www.caetrm.com/measure/SWBE001/01/ | CA eTRM https://www.caetrm.com/measure/SWBE001/01/ | 5 | 408.7573 | 0 | 0 | 0 | 1.0348 | 175.5 | 0 | 0 | 28.36% | 25% | 0% | 0% | NEM | All | FALSE | FALSE | 2848.9872 | 387
Commercial_Interruptible - Health_Existing_Space Heating_Natural Gas_Ventilation - Parking Garages, Demand Controlled_A | OR | Commercial | Interruptible - Health | Existing | Space Heating | Natural Gas | Ventilation - Parking Garages, Demand Controlled | A | 0 | OCM788 | Discretionary | 0 | 0 | RetroEven20_OR | 0 | Central Systems | garage | 1 | 1e-05 | 0% | FOE - Parking Garage Ventilation Controls - W0047 | FOE - Parking Garage Ventilation Controls - W0047 | FOE - Parking Garage Ventilation Controls - W0047 | 5 | 843.0596 | 0 | 0 | 0 | 1.0183 | 0 | 0 | 0 | 28.36% | 25% | 0% | 0% | NEM | Central Systems | FALSE | FALSE | 0 | 649
Commercial_Interruptible - Health_Existing_Miscellaneous_Natural Gas_Pool Heater - Night Covers_A | OR | Commercial | Interruptible - Health | Existing | Miscellaneous | Natural Gas | Pool Heater - Night Covers | A | Night covers on pool. | OCM789 | Discretionary | Uncovered. | Night covers on pool. | Retro12Med_OR | 0 | Pool Heater | sqft pool | 1 | 0.045956 | 0% | PL_COV-Water Heating-SCG-R0-62 | PL_COV-Water Heating-SCG-R0-62 | PL_COV-Water Heating-SCG-R0-1 | 5 | 1.3642 | 0 | 0 | 0 | 1.1464 | 0.00010507 | 0 | 0 | 28.36% | 25% | 15% | 100% | NEM | Pool Heater | FALSE | FALSE | 15881501.6008 | 650
Commercial_Interruptible - Health_Existing_Space Heating_Natural Gas_Advanced New Construction Designs_A | OR | Commercial | Interruptible - Health | Existing | Space Heating | Natural Gas | Advanced New Construction Designs | A | New construction designs exceeding ASHRAE 90.1 requirements. | OCM790 | Discretionary | Standard new construction design. | New construction designs exceeding ASHRAE 90.1 requirements. | LO1Slow_OR | 0 | Space Heating | sqft | 1 | 1 | 0% | COM_CX-HVAC-AEG-1 | COM_CX-All-AEG-5 | COM_CX-All-AEG-5 | 3 | 1.4023 | 0 | 0 | 0 | 1.2089 | 0 | 0 | 0 | 28.36% | 25% | 0% | 0% | NEM | All | 34 | FALSE | 0 | 670
Commercial_Interruptible - Health_Existing_Water Heating_Natural Gas_Advanced New Construction Designs_A | OR | Commercial | Interruptible - Health | Existing | Water Heating | Natural Gas | Advanced New Construction Designs | A | New construction designs exceeding ASHRAE 90.1 requirements. | OCM791 | Discretionary | Standard new construction design. | New construction designs exceeding ASHRAE 90.1 requirements. | LO1Slow_OR | 0 | Water Heating | sqft | 1 | 1 | 0% | COM_CX-HVAC-AEG-1 | COM_CX-All-AEG-5 | COM_CX-All-AEG-5 | 3 | 1.4023 | 0 | 0 | 0 | 1.2089 | 0 | 0 | 0 | 28.36% | 25% | 0% | 0% | NEM | All | FALSE | FALSE | 0 | 664
Commercial_Interruptible - Health_Existing_Space Heating_Natural Gas_Strategic Energy Management_A | OR | Commercial | Interruptible - Health | Existing | Space Heating | Natural Gas | Strategic Energy Management | A | Implementation of strategic energy management. | OCM792 | Discretionary | No strategic energy management. | Implementation of strategic energy management. | RetroEven20_OR | 0 | Space Heating | sqft | 1 | 1 | 0% | DL20_COM_SEM-Misc-2021PLN-V4-1 | BEHAV_SEM-All-CPUC-2018_PG-2 | DL20_COM_SEM-Misc-2021PLN-V4-15 | 3 | 0.089355 | 0 | 0.018498 | 0 | 1.0743 | 0.023469 | 0 | 0 | 28.36% | 25% | 69% | 100% | NEM | All | FALSE | FALSE | 10497.0693 | 668
Commercial_Interruptible - Health_Existing_Water Heating_Natural Gas_Strategic Energy Management_A | OR | Commercial | Interruptible - Health | Existing | Water Heating | Natural Gas | Strategic Energy Management | A | Implementation of strategic energy management. | OCM793 | Discretionary | No strategic energy management. | Implementation of strategic energy management. | RetroEven20_OR | 0 | Water Heating | sqft | 1 | 1 | 0% | DL20_COM_SEM-Misc-2021PLN-V4-1 | BEHAV_SEM-All-CPUC-2018_PG-2 | DL20_COM_SEM-Misc-2021PLN-V4-15 | 3 | 0.089355 | 0 | 0.018498 | 0 | 1.0743 | 0.023965 | 0 | 0 | 28.36% | 25% | 69% | 100% | NEM | All | FALSE | FALSE | 10497.0693 | 669
Commercial_Interruptible - Health_Existing_Space Heating_Natural Gas_Retrocommissioning_A | OR | Commercial | Interruptible - Health | Existing | Space Heating | Natural Gas | Retrocommissioning | A | Periodic recommissioning of building systems. | OCM794 | Discretionary | No retro commissioning. | Periodic recommissioning of building systems. | RetroEven20_OR | 0 | Space Heating | sqft | 1 | 1 | 0% | COM_RCX-HVAC-AEG-1 | COM_RCX-Heating-7PLN-v5-15 | COM_RCX-HVAC-AEG-1 | 3 | 0.14844 | 0 | 0.022714 | 0 | 1.3062 | 0.028818 | 0 | 0 | 28.36% | 25% | 15% | 73.33% | NEM | All | FALSE | FALSE | 14201.3581 | 666
Commercial_Interruptible - Health_Existing_Water Heating_Natural Gas_Retrocommissioning_A | OR | Commercial | Interruptible - Health | Existing | Water Heating | Natural Gas | Retrocommissioning | A | Periodic recommissioning of building systems. | OCM795 | Discretionary | No retro commissioning. | Periodic recommissioning of building systems. | RetroEven20_OR | 0 | Water Heating | sqft | 1 | 1 | 0% | COM_RCX-HVAC-AEG-1 | COM_RCX-Heating-7PLN-v5-15 | COM_RCX-HVAC-AEG-1 | 3 | 0.14844 | 0 | 0.022714 | 0 | 1.3062 | 0.029427 | 0 | 0 | 28.36% | 25% | 15% | 73.33% | NEM | All | FALSE | FALSE | 14201.3581 | 667
Commercial_Interruptible - Health_New_Space Heating_Natural Gas_Insulation - Ceiling_A | OR | Commercial | Interruptible - Health | New | Space Heating | Natural Gas | Insulation - Ceiling | A | R-38 | OCM796 | Discretionary | R-13 | R-38 | Retro1Slow_OR | 0 | Space Heating | sqft roof | 1 | 0.5 | 0% | Avista TRM | Avista TRM | Avista TRM | 22 | 0.78647 | 0 | 0 | 0 | 1.0348 | 0 | 0 | 0 | 24.32% | 25% | 0% | 0% | NEM | All | FALSE | FALSE | 0 | 714
Commercial_Interruptible - Health_New_Space Heating_Natural Gas_Insulation - Ducting_A | OR | Commercial | Interruptible - Health | New | Space Heating | Natural Gas | Insulation - Ducting | A | R-8 | OCM797 | Discretionary | R-4 | R-8 | Retro1Slow_OR | 0 | Central Systems | sqft duct | 1 | 0.25 | 0% | INS_DCT-All-DEER-1 | INS_DCT-All-DEER-1 | Building Energy Simulation Tool | 20 | 0.95651 | 0 | 0 | 0 | 1.2422 | 0 | 0 | 0 | 24.32% | 25% | 0% | 0% | NEM | Central Systems | FALSE | FALSE | 0 | 761
Commercial_Interruptible - Health_New_Space Heating_Natural Gas_Insulation - Wall Cavity_A | OR | Commercial | Interruptible - Health | New | Space Heating | Natural Gas | Insulation - Wall Cavity | A | R-23 | OCM798 | Discretionary | R-9 | R-23 | Retro1Slow_OR | 0 | Space Heating | sqft wall | 1 | 0.37498 | 0% | Avista TRM | Avista TRM | Avista TRM | 22 | 0.67264 | 0 | 0 | 0 | 1.0348 | 0 | 0 | 0 | 24.32% | 25% | 0% | 0% | NEM | All | FALSE | FALSE | 0 | 762
Commercial_Interruptible - Health_New_Space Heating_Natural Gas_Green Roof - Vegetated Rooftop_A | OR | Commercial | Interruptible - Health | New | Space Heating | Natural Gas | Green Roof - Vegetated Rooftop | A | Green roof | OCM799 | Discretionary | No vegetation on roof | Green roof | Retro1Slow_OR | 0 | Space Heating | sqft roof | 1 | 0.5 | 0% | Measure Cost Research v1.1 - Sep 2020.xlsx | Measure Cost Research v1.1 - Sep 2020.xlsx | Measure Cost Research v1.1 - Sep 2020.xlsx | 25 | 15.275 | 1.1456 | 0 | 0 | 1.0183 | 0 | 0 | 0 | 28.36% | 25% | 15% | 46.67% | NEM | All | FALSE | FALSE | 0 | 759
Commercial_Interruptible - Health_New_Space Heating_Natural Gas_Ducting - Repair and Sealing_A | OR | Commercial | Interruptible - Health | New | Space Heating | Natural Gas | Ducting - Repair and Sealing | A | Sealed | OCM800 | Discretionary | 20% Leakage | Sealed | Retro1Slow_OR | 0 | Central Systems | sqft duct | 1 | 0.25 | 0% | DCT_RPR-All-DEER-1 | DCT_RPR-Cooling-RTF-1 | Building Energy Simulation Tool | 18 | 0.65309 | 0 | 0 | 0 | 1.3062 | 0 | 0 | 0 | 19.52% | 25% | 15% | 46.67% | NEM | Central Systems | FALSE | FALSE | 0 | 760
Commercial_Interruptible - Health_New_Space Heating_Natural Gas_Windows - High Efficiency Glazing_A | OR | Commercial | Interruptible - Health | New | Space Heating | Natural Gas | Windows - High Efficiency Glazing | A | High Efficiency Glaze | OCM801 | Discretionary | Single Glaze | High Efficiency Glaze | Retro1Slow_OR | 0 | Space Heating | sqft window | 1 | 0.018749 | 0% | WND_HE-Heating-RTF-v2.1-1 | WND_HE-Heating-RTF-v2.1-1 | Building Energy Simulation Tool | 45 | 22.037 | 0 | 0 | 0 | 1.2422 | 0 | 0 | 0 | 28.36% | 25% | 66.35% | 88.47% | NEM | All | FALSE | FALSE | 0 | 765
Commercial_Interruptible - Health_New_Space Heating_Natural Gas_Windows - Secondary Glazing Systems_A | OR | Commercial | Interruptible - Health | New | Space Heating | Natural Gas | Windows - Secondary Glazing Systems | A | Windows rated to U-Factor 0.4 and SHGC 0.2. | OCM802 | Discretionary | Windows rated to U-Factor 0.62 and SHGC 0.27. | Windows rated to U-Factor 0.4 and SHGC 0.2. | Retro1Slow_OR | 0 | Space Heating | sqft window | 1 | 0.018749 | 0% | RTF - ComSecondaryGlazingSystems_v1_1 | RTF - ComSecondaryGlazingSystems_v1_1 | RTF - ComSecondaryGlazingSystems_v1_1 | 30 | 37.6923 | 0 | 0 | 0 | 1.1464 | 0 | 0 | 0 | 28.36% | 25% | 66.35% | 88.47% | NEM | All | FALSE | FALSE | 0 | 766
Commercial_Interruptible - Health_New_Space Heating_Natural Gas_HVAC - Energy Recovery Ventilator_A | OR | Commercial | Interruptible - Health | New | Space Heating | Natural Gas | HVAC - Energy Recovery Ventilator | A | ERV | OCM803 | Discretionary | No ERV | ERV | RetroEven20_OR | 0 | Space Heating | sqft | 1 | 1 | 0% | HRV-Cooling/Heating-E3T-1 | HRV-Cooling/Heating-E3T-1 | HRV-Cooling/Heating-E3T-1 | 20 | 1.0873 | 0 | 0 | 0 | 1.0873 | 0 | 0 | 0 | 28.36% | 25% | 100% | 100% | NEM | All | FALSE | FALSE | 0 | 763
Commercial_Interruptible - Health_New_Space Heating_Natural Gas_Building Shell - Air Sealing (Infiltration Control)_A | OR | Commercial | Interruptible - Health | New | Space Heating | Natural Gas | Building Shell - Air Sealing (Infiltration Control) | A | Air sealing to reduce air infiltration. | OCM804 | Discretionary | Building with air infiltration. | Air sealing to reduce air infiltration. | Retro1Slow_OR | 0 | Space Heating | foot door | 1 | 0.00025735 | 0% | IL TRM - CI-MSC-WTST-V01-200101 | IL TRM - CI-MSC-WTST-V01-200101 | IL TRM - CI-MSC-WTST-V01-200101 | 10 | 8 | 0 | 0 | 0 | 1 | 0 | 0 | 0 | 28.36% | 25% | 45% | 66.67% | NEM | All | FALSE | FALSE | 0 | 764
Commercial_Interruptible - Health_New_Space Heating_Natural Gas_Ventilation - Demand Controlled_A | OR | Commercial | Interruptible - Health | New | Space Heating | Natural Gas | Ventilation - Demand Controlled | A | Outdoor air controlled based on occupancy to meet ASHRAE 62.1 | OCM805 | Discretionary | No occupancy based outdoor air controls. | Outdoor air controlled based on occupancy to meet ASHRAE 62.1 | Retro5Med_OR | 0 | Central Systems | sqft | 1 | 1 | 0% | IL TRM - CI-HVC-DCV-V05-190101 | VENT_DCV-Heating-7PLN-v5-8 | IL TRM - CI-HVC-DCV-V05-190101 | 10 | 0.15285 | 0 | 0 | 0 | 1.1464 | 0 | 0 | 0 | 28.36% | 25% | 100% | 100% | NEM | Central Systems | FALSE | FALSE | 0 | 758
Commercial_Interruptible - Health_New_Space Heating_Natural Gas_HVAC - Dedicated Outdoor Air System (DOAS)_A | OR | Commercial | Interruptible - Health | New | Space Heating | Natural Gas | HVAC - Dedicated Outdoor Air System (DOAS) | A | Outdoor air supplied by a DOAS. | OCM806 | Discretionary | No DOAS. | Outdoor air supplied by a DOAS. | RetroEven20_OR | 0 | Central Systems | sqft | 1 | 1 | 0% | 2021P_Com-VRF-DOAS-2021P_V2 | 2021P_Com-VRF-DOAS-2021P_V2 | 2021P_Com-VRF-DOAS-2021P_V2 | 20 | 9.8834 | 0 | 0 | 0 | 1.0743 | 0 | 0 | 0 | 28.36% | 25% | 0% | 0% | NEM | Central Systems | FALSE | FALSE | 0 | 752
Commercial_Interruptible - Health_New_Space Heating_Natural Gas_Destratification Fans (HVLS)_A | OR | Commercial | Interruptible - Health | New | Space Heating | Natural Gas | Destratification Fans (HVLS) | A | High volume low speed destratification fans. | OCM807 | Discretionary | No destratification fans. | High volume low speed destratification fans. | RetroEven20_OR | 0 | Space Heating | Strat Fan | 1 | 8.6207e-05 | 0% | DL20_IHVLS-Ag-2021PLN-v2-8 | DL20_IHVLS-Ag-2021PLN-v2-8 | HVLS-Heating-AEG-v5.0-121 | 15 | 9799.2638 | 0 | 0 | 0 | 1.0743 | 0 | 0 | 0 | 28.36% | 25% | 15% | 20% | NEM | All | FALSE | FALSE | 0 | 753
Commercial_Interruptible - Health_New_Space Heating_Natural Gas_Gas Boiler - Maintenance_A | OR | Commercial | Interruptible - Health | New | Space Heating | Natural Gas | Gas Boiler - Maintenance | A | General cleaning and maintenance | OCM808 | Discretionary | Degrade performance | General cleaning and maintenance | Retro12Med_OR | 0 | Boiler | kBtuh Heat | 1 | 0.058909 | 0% | GBLR_MNT-Heating-ILTRM-v4.0-43 | GBLR_MNT-Heating-ILTRM-v4.0-43 | GBLR_MNT-Heating-ILTRM-v4.0-1 | 3 | 0.95148 | 0 | 0 | 0 | 1.1464 | 0.15169 | 0 | 0 | 28.36% | 25% | 5% | 10% | NEM | Boiler | FALSE | FALSE | 17476.2483 | 750
Commercial_Interruptible - Health_New_Space Heating_Natural Gas_Gas Furnace - Maintenance_A | OR | Commercial | Interruptible - Health | New | Space Heating | Natural Gas | Gas Furnace - Maintenance | A | General cleaning and maintenance | OCM809 | Discretionary | Degrade performance | General cleaning and maintenance | Retro12Med_OR | 0 | Furnace | kBtuh Heat | 1 | 0.058909 | 0% | IL TRM - CI-HVC-FTUN-V03-200101 | GBLR_MNT-Heating-ILTRM-v4.0-43 | IL TRM - CI-HVC-FTUN-V03-200101 | 3 | 0.95148 | 0 | 0 | 0 | 1.1464 | 0.05892 | 0 | 0 | 28.36% | 25% | 5% | 10% | NEM | Furnace | FALSE | FALSE | 44992.9216 | 751
Commercial_Interruptible - Health_New_Space Heating_Natural Gas_Gas Boiler - Hot Water Reset_A | OR | Commercial | Interruptible - Health | New | Space Heating | Natural Gas | Gas Boiler - Hot Water Reset | A | Reset control installed | OCM810 | Discretionary | No control | Reset control installed | RetroEven20_OR | 0 | Boiler | BoilerCtrl | 1 | 0.00014727 | 0% | GBLR_HWRST-Heating-ILTRM-v4.0-43 | GBLR_HWRST-Heating-ILTRM-v4.0-1 | GBLR_HWRST-Heating-ILTRM-v4.0-1 | 20 | 799.3848 | 0 | 0 | 0 | 1.3062 | 269.6716 | 0 | 0 | 28.36% | 25% | 100% | 100% | NEM | Boiler | FALSE | FALSE | 1018.9262 | 249
Commercial_Interruptible - Health_New_Space Heating_Natural Gas_Gas Boiler - Steam Trap Replacement_A | OR | Commercial | Interruptible - Health | New | Space Heating | Natural Gas | Gas Boiler - Steam Trap Replacement | A | Cleaning and maintenance | OCM811 | Discretionary | Degrade performance | Cleaning and maintenance | RetroEven20_OR | 0 | Boiler | perBLDg | 1 | 2.451e-05 | 0% | IL TRM v9, Section 4.4.16 | IL TRM v9, Section 4.4.16 | IL TRM - CI-HVC-STRE-V06-200101 | 6 | 89.8373 | 0 | 0 | 0 | 1.1667 | 74.7764 | 0 | 0 | 28.36% | 25% | 0% | 10% | NEM | Boiler | FALSE | FALSE | 1138.1911 | 266
Commercial_Interruptible - Health_New_Space Heating_Natural Gas_Gas Boiler - High Turndown Burner_A | OR | Commercial | Interruptible - Health | New | Space Heating | Natural Gas | Gas Boiler - High Turndown Burner | A | Turndown control installed | OCM812 | Discretionary | No control | Turndown control installed | Retro5Med_OR | 0 | Boiler | kbtuh heat | 1 | 0.058909 | 0% | GBLR_TRN-Heating-MNTRM-v2.1-1 | GBLR_TRN-Heating-MNTRM-v2.1-1 | GBLR_TRN-Heating-MNTRM-v2.1-1 | 15 | 2.7959 | 0 | 0 | 0 | 1.1051 | 0.25282 | 0 | 0 | 28.36% | 25% | 100% | 100% | NEM | Boiler | FALSE | FALSE | 4374.5609 | 419
Commercial_Interruptible - Health_New_Space Heating_Natural Gas_Gas Boiler - Burner Control Optimization_A | OR | Commercial | Interruptible - Health | New | Space Heating | Natural Gas | Gas Boiler - Burner Control Optimization | A | Optimized burner controls | OCM813 | Discretionary | Average performance | Optimized burner controls | Retro1Slow_OR | 0 | Boiler | kBtuh heat | 1 | 0.058909 | 0% | GBLR_O2TRM-Heating-ILTRM-v4.0-1 | GBLR_O2TRM-Heating-MEMD-2018-1 | GBLR_O2TRM-Heating-ILTRM-v4.0-1 | 18 | 0.93934 | 0 | 0 | 0 | 1.1051 | 0.073317 | 0 | 0 | 28.36% | 25% | 5% | 85% | NEM | Boiler | FALSE | FALSE | 4609.0533 | 432
Commercial_Interruptible - Health_New_Space Heating_Natural Gas_Gas Boiler - Stack Economizer_A | OR | Commercial | Interruptible - Health | New | Space Heating | Natural Gas | Gas Boiler - Stack Economizer | A | Economizer installed | OCM814 | Discretionary | None | Economizer installed | Retro5Med_OR | 0 | Boiler | kBtuh Heat | 1 | 0.058909 | 0% | IL TRM - CI-HVC-BECO-V01-150601 | IL TRM - CI-HVC-BECO-V01-150601 | IL TRM - CI-HVC-BECO-V01-150601 | 15 | 10.3483 | 0 | 0 | 0 | 1.0348 | 0.2427 | 0 | 0 | 28.36% | 25% | 15% | 55% | NEM | Boiler | FALSE | FALSE | 16865.725 | 756
Commercial_Interruptible - Health_New_Space Heating_Natural Gas_Gas Boiler - Thermostatic Radiator Valves_A | OR | Commercial | Interruptible - Health | New | Space Heating | Natural Gas | Gas Boiler - Thermostatic Radiator Valves | A | TBD | OCM815 | Discretionary | TBD | TBD | RetroEven20_OR | 0 | Boiler | radiator | 1 | 0.004728 | 0% | IL TRM - 5.3.19 - RS-HVC-TRVS-V01-210101 | AEG Cost Characterization, 2021 | IL TRM - 5.3.19 - RS-HVC-TRVS-V01-210101 | 15 | 61.19 | 0 | 0 | 0 | 1 | 5.25 | 0 | 0 | 28.36% | 25% | 100% | 100% | NEM | Boiler | FALSE | FALSE | 4610.3664 | 436
Commercial_Interruptible - Health_New_Space Heating_Natural Gas_HVAC - Shut Off Damper_A | OR | Commercial | Interruptible - Health | New | Space Heating | Natural Gas | HVAC - Shut Off Damper | A | Damper installed | OCM816 | Discretionary | No damper | Damper installed | Retro5Med_OR | 0 | Central Systems | BoilerCtrl | 1 | 0.00014727 | 0% | HVAC_DMPROFF-Heating-ILTRM-v4.0-1 | HVAC_DMPROFF-Heating-ILTRM-v4.0-1 | HVAC_DMPROFF-Heating-ILTRM-v4.0-1 | 15 | 1657.6673 | 123.7725 | 0 | 0 | 1.1051 | 0 | 0 | 0 | 28.36% | 25% | 0% | 75% | NEM | Central Systems | FALSE | FALSE | 0 | 754
Commercial_Interruptible - Health_New_Space Heating_Natural Gas_Gas Furnace - Tube Inserts_A | OR | Commercial | Interruptible - Health | New | Space Heating | Natural Gas | Gas Furnace - Tube Inserts | A | Tube inserts installed | OCM817 | Discretionary | None | Tube inserts installed | Retro1Slow_OR | 0 | Furnace | sqft | 1 | 1 | 0% | n/a | n/a | n/a | 5 | 1 | 0 | 0 | 0 | 1 | 0 | 0 | 0 | 28.36% | 25% | 0% | 10% | NEM | Furnace | FALSE | FALSE | 0 | 755
Commercial_Interruptible - Health_New_Space Heating_Natural Gas_Gas Boiler - Insulate Steam Lines/Condensate Tank_A | OR | Commercial | Interruptible - Health | New | Space Heating | Natural Gas | Gas Boiler - Insulate Steam Lines/Condensate Tank | A | Lines and condenstate tank insulated | OCM818 | Discretionary | No insulation | Lines and condenstate tank insulated | RetroEven20_OR | 0 | Boiler | boiler pipe | 1 | 0.019803 | 0% | GBLR_PINS-Heating-ILTRM-v4.0-1 | GBLR_PINS_STM-Heating-PGE-R7-1 | GBLR_PINS_STM-Heating-PGE-R7-1 | 15 | 13.9626 | 0 | 0 | 0 | 1.1464 | 5.99 | 0 | 0 | 28.36% | 25% | 100% | 100% | NEM | Boiler | FALSE | FALSE | 922.0516 | 240
Commercial_Interruptible - Health_New_Space Heating_Natural Gas_Gas Boiler - Insulate Hot Water Lines_A | OR | Commercial | Interruptible - Health | New | Space Heating | Natural Gas | Gas Boiler - Insulate Hot Water Lines | A | Insulated water lines | OCM819 | Discretionary | No insulation | Insulated water lines | RetroEven20_OR | 0 | Boiler | boiler pipe | 1 | 0.019803 | 0% | GBLR_PINS_HW-Heating-PGE-R7-1 | GBLR_PINS_HW-Heating-PGE-R7-1 | GBLR_PINS_HW-Heating-PGE-R7-1 | 11 | 26.0797 | 0 | 0 | 0 | 1.1464 | 4.01 | 0 | 0 | 28.36% | 25% | 100% | 100% | NEM | Boiler | FALSE | FALSE | 3195.7745 | 398
Commercial_Interruptible - Health_New_Space Heating_Natural Gas_Condensing RTU_A | OR | Commercial | Interruptible - Health | New | Space Heating | Natural Gas | Condensing RTU | A | TBD | OCM820 | Discretionary | TBD | TBD | RetroEven20_OR | 0 | Furnace | sqft cond | 1 | 1 | 0% | NEEA Condensing Rooftop Unit Field Study - October 28, 2019 | NEEA Condensing Rooftop Unit Field Study - October 28, 2019 | NEEA Condensing Rooftop Unit Field Study - October 28, 2019 | 5 | 0.48326 | 0 | 0 | 0 | 1.0348 | 0.022907 | 0 | 0 | 28.36% | 25% | 100% | 100% | NEM | Furnace | FALSE | FALSE | 25806.3436 | 776
Commercial_Interruptible - Health_New_Space Heating_Natural Gas_Hydronic Heating Radiator Replacement_A | OR | Commercial | Interruptible - Health | New | Space Heating | Natural Gas | Hydronic Heating Radiator Replacement | A | TBD | OCM821 | Discretionary | TBD | TBD | RetroEven20_OR | 0 | Boiler | radiator | 1 | 0.004728 | 0% | IL TRM - 4.4.52 - CI-HVC-HHRR-V01-210101 | IL TRM - 4.4.52 - CI-HVC-HHRR-V01-210101 | IL TRM - 4.4.52 - CI-HVC-HHRR-V01-210101 | 25 | 624.7488 | 0 | 0 | 0 | 1.0183 | 34 | 0 | 0 | 28.36% | 25% | 100% | 100% | NEM | Boiler | FALSE | FALSE | 5844.9436 | 496
Commercial_Interruptible - Health_New_Space Heating_Natural Gas_Thermostat - Connected_A | OR | Commercial | Interruptible - Health | New | Space Heating | Natural Gas | Thermostat - Connected | A | Thermostat connected to building management control system. | OCM822 | Discretionary | Standard thermostat. | Thermostat connected to building management control system. | Retro5Med_OR | 0 | Space Heating | Stat Unit | 1 | 0.001 | 0% | DL20_CSTAT_SMRT-Cool-RTF-v1.1-5 | IL TRM - CI-HVC-THST-V01-200101 | DL20_CSTAT_SMRT-Heat-RTF-v1.1-1 | 5 | 222.9079 | 0 | 0 | 0 | 1.1247 | 0 | 0 | 0 | 28.36% | 25% | 30% | 53.33% | NEM | All | FALSE | FALSE | 0 | 782
Commercial_Interruptible - Health_New_Water Heating_Natural Gas_Water Heater - Thermostatic Shower Restriction Valve_A | OR | Commercial | Interruptible - Health | New | Water Heating | Natural Gas | Water Heater - Thermostatic Shower Restriction Valve | A | Thermostatic shower restriction valve. | OCM823 | Discretionary | No thermostatic control on shower. | Thermostatic shower restriction valve. | Retro5Med_OR | 0 | Water Heater | showerhead | 1 | 4.902e-05 | 0% | ThermostaticShowerRestrictionValve_v4_2 | ThermostaticShowerRestrictionValve_v4_2 | ThermostaticShowerRestrictionValve_v4_2 | 10 | 24.4642 | 0 | 6.8441 | 0 | 1.1464 | 13.8762 | 0 | 0 | 28.36% | 25% | 86.67% | 86.67% | NEM | Water Heater | FALSE | FALSE | 940.7045 | 242
Commercial_Interruptible - Health_New_Water Heating_Natural Gas_Water Heater - Pre-Rinse Spray Valve_A | OR | Commercial | Interruptible - Health | New | Water Heating | Natural Gas | Water Heater - Pre-Rinse Spray Valve | A | Low flow pre-rinse spray valve. | OCM824 | Discretionary | Standard pre-rinse spray valve. | Low flow pre-rinse spray valve. | Retro5Med_OR | 0 | Water Heater | KitchenFaucet | 1 | 4.902e-05 | 0% | Avista TRM | Avista TRM | Avista TRM | 4 | 112.1961 | 0 | 0 | 0 | 1.0348 | 16.81 | 0 | 0 | 28.36% | 25% | 25% | 53.33% | NEM | Water Heater | FALSE | FALSE | 11500.8864 | 783
Commercial_Interruptible - Health_New_Water Heating_Natural Gas_Water Heater - Temperature Setback_A | OR | Commercial | Interruptible - Health | New | Water Heating | Natural Gas | Water Heater - Temperature Setback | A | Water heater temperature setback. | OCM825 | Discretionary | No water heater temperature setback. | Water heater temperature setback. | Retro5Med_OR | 0 | Water Heater | WHunits | 1 | 0.00012472 | 0% | IL TRM - RS-HWE-TMPS-V08-210101 | IL TRM - RS-HWE-TMPS-V08-210101 | IL TRM - RS-HWE-TMPS-V08-210101 | 2 | 5 | 0 | 0 | 0 | 1 | 103.9223 | 0 | 0 | 28.36% | 25% | 15% | 100% | NEM | Water Heater | FALSE | FALSE | 277.8046 | 172
Commercial_Interruptible - Health_New_Water Heating_Natural Gas_Water Heater - Faucet Aerators_A | OR | Commercial | Interruptible - Health | New | Water Heating | Natural Gas | Water Heater - Faucet Aerators | A | 0 | OCM826 | Discretionary | 0 | 0 | Retro5Med_OR | 0 | Water Heater | faucet | 1 | 0.00019608 | 0% | DHW_AER-Water Heating-XCELCO-2017-18-6 | DHW_AER-Water Heating-XCELCO-2017-18-6 | DHW_AER-Water Heating-ILTRM-v5.0-24 | 10 | 7.4417 | 0 | 14.8834 | 0 | 1.0631 | 24.4071 | 0 | 0 | 28.36% | 25% | 86.67% | 86.67% | NEM | Water Heater | FALSE | FALSE | 162.6855 | 155
Commercial_Interruptible - Health_New_Water Heating_Natural Gas_Water Heater - Low-Flow Showerheads_A | OR | Commercial | Interruptible - Health | New | Water Heating | Natural Gas | Water Heater - Low-Flow Showerheads | A | 0 | OCM827 | Discretionary | 0 | 0 | Retro5Med_OR | 0 | Water Heater | Showerhead | 1 | 4.902e-05 | 0% | Com-Showerheads-2021P_V2 | Com-Showerheads-2021P_V2 | Com-Showerheads-2021P_V2 | 10 | 19.7518 | 0 | 47.8007 | 0 | 1.1464 | 45.3871 | 0 | 0 | 28.36% | 25% | 86.67% | 86.67% | NEM | Water Heater | FALSE | FALSE | 232.2029 | 165
Commercial_Interruptible - Health_New_Water Heating_Natural Gas_Water Heater - Tank Blanket/Insulation_A | OR | Commercial | Interruptible - Health | New | Water Heating | Natural Gas | Water Heater - Tank Blanket/Insulation | A | 0 | OCM828 | Discretionary | 0 | 0 | Retro5Med_OR | 0 | Water Heater | WHUnits | 1 | 0.00012472 | 0% | IL TRM - 4.3.12 Tank Insulation - CI-HWE-TKIN-V01-210101 / PA TRM - 2.3.4 - State of Pennsylvania TRM, Volume 2: Residential Measures, 2021 Final Order. August 8, 2019. | IL TRM - 4.3.12 Tank Insulation - CI-HWE-TKIN-V01-210101 / PA TRM - 2.3.4 - State of Pennsylvania TRM, Volume 2: Residential Measures, 2021 Final Order. August 8, 2019. | IL TRM - 4.3.12 Tank Insulation - CI-HWE-TKIN-V01-210101 / PA TRM - 2.3.4 - State of Pennsylvania TRM, Volume 2: Residential Measures, 2021 Final Order. August 8, 2019. | 15 | 1.4664 | 0 | 0 | 0 | 1.0183 | 200.7769 | 0 | 0 | 28.36% | 25% | 100% | 100% | NEM | Water Heater | FALSE | FALSE | 2.889 | 127
Commercial_Interruptible - Health_New_Water Heating_Natural Gas_Water Heater - Drainwater Heat Recovery_A | OR | Commercial | Interruptible - Health | New | Water Heating | Natural Gas | Water Heater - Drainwater Heat Recovery | A | 0 | OCM829 | Discretionary | 0 | 0 | Retro5Med_OR | 0 | Water Heater | faucet | 1 | 0.00019608 | 0% | DHW_DWHR-Water Heating-OPATRM-v1-1 | DHW_DWHR-Water Heating-OPATRM-v1-1 | DHW_DWHR-Water Heating-MNTRM-v1.0-7 | 40 | 948.5609 | 0 | 0 | 0 | 1.1857 | 54.4308 | 0 | 0 | 28.36% | 25% | 86.67% | 86.67% | NEM | Water Heater | FALSE | FALSE | 5003.5003 | 457
Commercial_Interruptible - Health_New_Water Heating_Natural Gas_Water Heater - Circulation Pump Controls_A | OR | Commercial | Interruptible - Health | New | Water Heating | Natural Gas | Water Heater - Circulation Pump Controls | A | Controlled circulation pump. | OCM830 | Discretionary | Circulation pump with no controls. | Controlled circulation pump. | Retro5Med_OR | 0 | Water Heater | perbldg | 1 | 2.451e-05 | 0% | RTF - ComResCirculatorPumps_2_3 - AEG Edited | RTF - ComResCirculatorPumps_2_3 - AEG Edited | RTF - ComResCirculatorPumps_2_3 - AEG Edited | 11.5 | 913.5582 | 0 | 0 | 0 | 1.1464 | 5715.9356 | 0 | 0 | 28.36% | 25% | 15% | 40% | NEM | Water Heater | FALSE | FALSE | 75.7742 | 138
Commercial_Interruptible - Health_New_Water Heating_Natural Gas_Water Heater - Pipe Insulation_A | OR | Commercial | Interruptible - Health | New | Water Heating | Natural Gas | Water Heater - Pipe Insulation | A | Water heater pipe insulation. | OCM831 | Discretionary | No insulation. | Water heater pipe insulation. | Retro5Med_OR | 0 | Water Heater | PipeFeet | 1 | 0.00012255 | 0% | IL TRM v10 - 4.4.14 Pipe Insulation - CI-HVC-PINS-V07-220101 | IL TRM v10 - 4.4.14 Pipe Insulation - CI-HVC-PINS-V07-220101 | IL TRM v10 - 4.4.14 Pipe Insulation - CI-HVC-PINS-V07-220101 | 15 | 19.3862 | 0 | 0 | 0 | 1.1857 | 5.02 | 0 | 0 | 28.36% | 25% | 1.124% | 100% | NEM | Water Heater | FALSE | FALSE | 1527.5787 | 312
Commercial_Interruptible - Health_New_Water Heating_Natural Gas_Water Heater - Motion Control Faucet_A | OR | Commercial | Interruptible - Health | New | Water Heating | Natural Gas | Water Heater - Motion Control Faucet | A | 0.35 gpm w/ motion sensor | OCM832 | Discretionary | 1.39 gpm w/o motion sensor | 0.35 gpm w/ motion sensor | Retro5Med_OR | 0 | Water Heater | sqft | 1 | 1 | 0% | n/a | n/a | n/a | 5 | 1.0743 | 0 | 0 | 0 | 1.0743 | 0 | 0 | 0 | 28.36% | 25% | 30% | 75% | NEM | Water Heater | FALSE | FALSE | 0 | 770
Commercial_Interruptible - Health_New_Water Heating_Natural Gas_Water Heater - Solar System_A | OR | Commercial | Interruptible - Health | New | Water Heating | Natural Gas | Water Heater - Solar System | A | Solar water heater with electric backup unit | OCM833 | Discretionary | 0 | Solar water heater with electric backup unit | Retro5Med_OR | 0 | Water Heater | DHW kbtuh | 1 | 0.0064853 | 0% | DHW_WH-Water Heating-AEO17-8 | DHW_WH-Water Heating-AEO17-8 | DHW_WH-Water Heating-DOE-PTool2014-1 | 20 | 278.7625 | 0 | 0 | 0 | 1.1247 | 40.1544 | 0 | 0 | 28.36% | 25% | 1% | 40% | NEM | Water Heater | 17 | FALSE | 2386.2887 | 348
Commercial_Interruptible - Health_New_Water Heating_Natural Gas_Commercial Laundry - Ozone Treatment_A | OR | Commercial | Interruptible - Health | New | Water Heating | Natural Gas | Commercial Laundry - Ozone Treatment | A | Ozone laundry treatment system. | OCM834 | Discretionary | Standard commercial washer. | Ozone laundry treatment system. | Retro5Med_OR | 0 | Water Heater | perBldg | 1 | 2.451e-05 | 0% | CW_OZON-Water Heating-ILTRM-v4.0-4 | CW_OZON-Water Heating-ILTRM-v4.0-4 | CW_OZON-Water Heating-ILTRM-v4.0-4 | 10 | 22444.4827 | 222.0834 | 0 | 0 | 1.1051 | 1833.2024 | 0 | 0 | 28.36% | 25% | 0% | 6.667% | NEM | Water Heater | FALSE | FALSE | 6532.6864 | 508
Commercial_Interruptible - Health_New_Water Heating_Natural Gas_Commercial Laundry - ENERGY STAR Washer_A | OR | Commercial | Interruptible - Health | New | Water Heating | Natural Gas | Commercial Laundry - ENERGY STAR Washer | A | ENERGY STAR rated washer. | OCM835 | Discretionary | Standard efficiency washer. | ENERGY STAR rated washer. | Retro5Med_OR | 0 | Water Heater | ClothesWashers | 1 | 7.6408e-06 | 0% | CW-Miscellaneous-RTF-v5.1-21 | CW-Miscellaneous-RTF-v5.1-21 | CW-Miscellaneous-RTF-PreQCv5.0-8 | 7 | 458.1094 | 0 | 200.1723 | 0 | 1.1464 | 35.5089 | 0 | 0 | 28.36% | 25% | 0% | 6.667% | NEM | Water Heater | FALSE | FALSE | 10043.494 | 767
Commercial_Interruptible - Health_New_Water Heating_Natural Gas_Water Heater - Efficient Dishwasher_A | OR | Commercial | Interruptible - Health | New | Water Heating | Natural Gas | Water Heater - Efficient Dishwasher | A | ENERGY STAR | OCM836 | Discretionary | 0 | ENERGY STAR | Retro5Med_OR | 0 | Water Heater | perBldg | 1 | 2.451e-05 | 0% | Avista TRM | Avista TRM | Avista TRM | 12 | 2377.0012 | 0 | 1319.9187 | 0 | 1.0348 | 102.8166 | 0 | 0 | 28.36% | 25% | 0% | 6.667% | NEM | Water Heater | FALSE | FALSE | 10607.6481 | 768
Commercial_Interruptible - Health_New_Water Heating_Natural Gas_Commercial Laundry - Alternative Dry-Cleaning Methods_A | OR | Commercial | Interruptible - Health | New | Water Heating | Natural Gas | Commercial Laundry - Alternative Dry-Cleaning Methods | A | High efficiency alternative dry-cleaning methods. | OCM837 | Discretionary | Standard efficiency dryer. | High efficiency alternative dry-cleaning methods. | Retro5Med_OR | 0 | Water Heater | perBldg | 1 | 2.451e-05 | 0% | CW_ALTDRYCLN-Miscellaneous-SCE-ET05.01-6 | CW_ALTDRYCLN-Miscellaneous-SCE-ET05.01-6 | CW_ALTDRYCLN-Miscellaneous-SCE-ET05.01-6 | 15 | 66246.8389 | 0 | 0 | 0 | 1.2089 | 0 | 0 | 0 | 28.36% | 25% | 0% | 6.667% | NEM | Water Heater | FALSE | FALSE | 0 | 773
Commercial_Interruptible - Health_New_Space Heating_Natural Gas_Advanced Kitchen Ventilation Controls_A | OR | Commercial | Interruptible - Health | New | Space Heating | Natural Gas | Advanced Kitchen Ventilation Controls | A | Variable exhaust hood flow based on temperature or grease sensor. | OCM838 | Discretionary | No controls on exhaust hoods. | Variable exhaust hood flow based on temperature or grease sensor. | RetroEven20_OR | 0 | Space Heating | sqft | 1 | 1 | 0% | IL TRM - CI-FSE-VENT-V03-160601 | COOK_EXHD-Ventilation-XCELCO-2017-18-2 | COOK_EXHD-Ventilation-XCELCO-2017-18-2 | 15 | 0.11562 | 0 | 0 | 0 | 1.1051 | 0 | 0 | 0 | 28.36% | 25% | 10% | 20% | NEM | All | FALSE | FALSE | 0 | 774
Commercial_Interruptible - Health_New_Space Heating_Natural Gas_Infiltration Control - Loading Dock Sealing_A | OR | Commercial | Interruptible - Health | New | Space Heating | Natural Gas | Infiltration Control - Loading Dock Sealing | A | 0 | OCM839 | Discretionary | 0 | 0 | RetroEven20_OR | 0 | Space Heating | perBldg | 1 | 2.451e-05 | 0% | MEMD - Truck Loading Dock Seals - 8.10.01.FES-E10.v01 | MEMD - Truck Loading Dock Seals - 8.10.01.FES-E10.v01 | MEMD - Truck Loading Dock Seals - 8.10.01.FES-E10.v01 | 10 | 3106.5198 | 0 | 0 | 0 | 1.0873 | 0 | 0 | 0 | 28.36% | 25% | 0% | 0% | NEM | All | FALSE | FALSE | 0 | 771
Commercial_Interruptible - Health_New_Space Heating_Natural Gas_Greenhouse Heat Curtain_A | OR | Commercial | Interruptible - Health | New | Space Heating | Natural Gas | Greenhouse Heat Curtain | A | 0 | OCM840 | Discretionary | No heat curtain. | 0 | RetroEven20_OR | 0 | Space Heating | perBldg | 1 | 2.451e-05 | 0% | CA eTRM https://www.caetrm.com/measure/SWBE001/01/ | CA eTRM https://www.caetrm.com/measure/SWBE001/01/ | CA eTRM https://www.caetrm.com/measure/SWBE001/01/ | 5 | 408.7573 | 0 | 0 | 0 | 1.0348 | 0 | 0 | 0 | 28.36% | 25% | 0% | 0% | NEM | All | FALSE | FALSE | 0 | 772
Commercial_Interruptible - Health_New_Space Heating_Natural Gas_Ventilation - Parking Garages, Demand Controlled_A | OR | Commercial | Interruptible - Health | New | Space Heating | Natural Gas | Ventilation - Parking Garages, Demand Controlled | A | 0 | OCM841 | Discretionary | 0 | 0 | RetroEven20_OR | 0 | Central Systems | garage | 1 | 1e-05 | 0% | FOE - Parking Garage Ventilation Controls - W0047 | FOE - Parking Garage Ventilation Controls - W0047 | FOE - Parking Garage Ventilation Controls - W0047 | 5 | 843.0596 | 0 | 0 | 0 | 1.0183 | 0 | 0 | 0 | 28.36% | 25% | 0% | 0% | NEM | Central Systems | FALSE | FALSE | 0 | 749
Commercial_Interruptible - Health_New_Miscellaneous_Natural Gas_Pool Heater - Night Covers_A | OR | Commercial | Interruptible - Health | New | Miscellaneous | Natural Gas | Pool Heater - Night Covers | A | Night covers on pool. | OCM842 | Discretionary | Uncovered. | Night covers on pool. | Retro12Med_OR | 0 | Pool Heater | sqft pool | 1 | 0.045956 | 0% | PL_COV-Water Heating-SCG-R0-62 | PL_COV-Water Heating-SCG-R0-62 | PL_COV-Water Heating-SCG-R0-1 | 5 | 1.3642 | 0 | 0 | 0 | 1.1464 | 0.00010507 | 0 | 0 | 28.36% | 25% | 15% | 100% | NEM | Pool Heater | FALSE | FALSE | 15881501.6008 | 726
Commercial_Interruptible - Health_New_Space Heating_Natural Gas_Advanced New Construction Designs_A | OR | Commercial | Interruptible - Health | New | Space Heating | Natural Gas | Advanced New Construction Designs | A | New construction designs exceeding ASHRAE 90.1 requirements. | OCM843 | Discretionary | Standard new construction design. | New construction designs exceeding ASHRAE 90.1 requirements. | LO1Slow_OR | 0 | Space Heating | sqft | 1 | 1 | 0% | COM_CX-HVAC-AEG-1 | COM_CX-All-AEG-5 | COM_CX-All-AEG-5 | 3 | 1.4023 | 0 | 0 | 0 | 1.2089 | 0 | 0 | 0 | 28.36% | 25% | 10% | 33.33% | NEM | All | FALSE | FALSE | 0 | 727
Commercial_Interruptible - Health_New_Water Heating_Natural Gas_Advanced New Construction Designs_A | OR | Commercial | Interruptible - Health | New | Water Heating | Natural Gas | Advanced New Construction Designs | A | New construction designs exceeding ASHRAE 90.1 requirements. | OCM844 | Discretionary | Standard new construction design. | New construction designs exceeding ASHRAE 90.1 requirements. | LO1Slow_OR | 0 | Water Heating | sqft | 1 | 1 | 0% | COM_CX-HVAC-AEG-1 | COM_CX-All-AEG-5 | COM_CX-All-AEG-5 | 3 | 1.4023 | 0 | 0 | 0 | 1.2089 | 0 | 0 | 0 | 28.36% | 25% | 10% | 33.33% | NEM | All | 35 | FALSE | 0 | 724
Commercial_Interruptible - Health_New_Space Heating_Natural Gas_Strategic Energy Management_A | OR | Commercial | Interruptible - Health | New | Space Heating | Natural Gas | Strategic Energy Management | A | Implementation of strategic energy management. | OCM845 | Discretionary | No strategic energy management. | Implementation of strategic energy management. | RetroEven20_OR | 0 | Space Heating | sqft | 1 | 1 | 0% | DL20_COM_SEM-Misc-2021PLN-V4-1 | BEHAV_SEM-All-CPUC-2018_PG-2 | DL20_COM_SEM-Misc-2021PLN-V4-15 | 3 | 0.079736 | 0 | 0 | 0 | 1.0743 | 0 | 0 | 0 | 28.36% | 25% | 69% | 100% | NEM | All | FALSE | FALSE | 0 | 730
Commercial_Interruptible - Health_New_Water Heating_Natural Gas_Strategic Energy Management_A | OR | Commercial | Interruptible - Health | New | Water Heating | Natural Gas | Strategic Energy Management | A | Implementation of strategic energy management. | OCM846 | Discretionary | No strategic energy management. | Implementation of strategic energy management. | RetroEven20_OR | 0 | Water Heating | sqft | 1 | 1 | 0% | DL20_COM_SEM-Misc-2021PLN-V4-1 | BEHAV_SEM-All-CPUC-2018_PG-2 | DL20_COM_SEM-Misc-2021PLN-V4-15 | 3 | 0.079736 | 0 | 0 | 0 | 1.0743 | 0 | 0 | 0 | 28.36% | 25% | 69% | 100% | NEM | All | FALSE | FALSE | 0 | 728
Commercial_Interruptible - Health_New_Space Heating_Natural Gas_Retrocommissioning_A | OR | Commercial | Interruptible - Health | New | Space Heating | Natural Gas | Retrocommissioning | A | Periodic recommissioning of building systems. | OCM847 | Discretionary | No retro commissioning. | Periodic recommissioning of building systems. | RetroEven20_OR | 0 | Space Heating | sqft | 1 | 1 | 0% | COM_RCX-HVAC-AEG-1 | N/A | COM_RCX-HVAC-AEG-1 | 3 | 1.3062 | 0 | 0 | 0 | 1.3062 | 0 | 0 | 0 | 28.36% | 25% | 0% | 0% | NEM | All | FALSE | FALSE | 0 | 729
Commercial_Interruptible - Health_New_Water Heating_Natural Gas_Retrocommissioning_A | OR | Commercial | Interruptible - Health | New | Water Heating | Natural Gas | Retrocommissioning | A | Periodic recommissioning of building systems. | OCM848 | Discretionary | No retro commissioning. | Periodic recommissioning of building systems. | RetroEven20_OR | 0 | Water Heating | sqft | 1 | 1 | 0% | COM_RCX-HVAC-AEG-1 | N/A | COM_RCX-HVAC-AEG-1 | 3 | 1.3062 | 0 | 0 | 0 | 1.3062 | 0 | 0 | 0 | 28.36% | 25% | 0% | 0% | NEM | All | FALSE | FALSE | 0 | 723
Commercial_Interruptible - Miscellaneous_Existing_Space Heating_Natural Gas_Insulation - Ceiling_A | OR | Commercial | Interruptible - Miscellaneous | Existing | Space Heating | Natural Gas | Insulation - Ceiling | A | R-38 | OCM849 | Discretionary | R-13 | R-38 | Retro1Slow_OR | 0 | Space Heating | sqft roof | 1 | 1 | 0% | Avista TRM | Avista TRM | Avista TRM | 22 | 0.78647 | 0 | 0.026101 | 0 | 1.0348 | 0.09 | 0 | 0 | 24.32% | 25% | 15% | 46.67% | NEM | All | FALSE | FALSE | 2897.4829 | 388
Commercial_Interruptible - Miscellaneous_Existing_Space Heating_Natural Gas_Insulation - Ducting_A | OR | Commercial | Interruptible - Miscellaneous | Existing | Space Heating | Natural Gas | Insulation - Ducting | A | R-8 | OCM850 | Discretionary | R-4 | R-8 | Retro1Slow_OR | 0 | Central Systems | sqft duct | 1 | 0.5 | 0% | INS_DCT-All-DEER-1 | INS_DCT-All-DEER-1 | Building Energy Simulation Tool | 20 | 0.95651 | 0 | 0 | 0 | 1.2422 | 0 | 0 | 0 | 24.32% | 25% | 15% | 66.67% | NEM | Central Systems | FALSE | FALSE | 0 | 718
Commercial_Interruptible - Miscellaneous_Existing_Space Heating_Natural Gas_Insulation - Wall Cavity_A | OR | Commercial | Interruptible - Miscellaneous | Existing | Space Heating | Natural Gas | Insulation - Wall Cavity | A | R-23 | OCM851 | Discretionary | R-9 | R-23 | Retro1Slow_OR | 0 | Space Heating | sqft wall | 1 | 0.51962 | 0% | Avista TRM | Avista TRM | Avista TRM | 22 | 0.67264 | 0 | 0.1044 | 0 | 1.0348 | 0.36 | 0 | 0 | 24.32% | 25% | 15% | 46.67% | NEM | All | FALSE | FALSE | 619.5276 | 214
Commercial_Interruptible - Miscellaneous_Existing_Space Heating_Natural Gas_Green Roof - Vegetated Rooftop_A | OR | Commercial | Interruptible - Miscellaneous | Existing | Space Heating | Natural Gas | Green Roof - Vegetated Rooftop | A | Green roof | OCM852 | Discretionary | No vegetation on roof | Green roof | Retro1Slow_OR | 0 | Space Heating | sqft roof | 1 | 1 | 0% | Measure Cost Research v1.1 - Sep 2020.xlsx | Measure Cost Research v1.1 - Sep 2020.xlsx | Measure Cost Research v1.1 - Sep 2020.xlsx | 25 | 15.275 | 1.1456 | 0 | 0 | 1.0183 | 0.0049174 | 0 | 0 | 28.36% | 25% | 0% | 0% | NEM | All | FALSE | FALSE | 988093.7661 | 734
Commercial_Interruptible - Miscellaneous_Existing_Space Heating_Natural Gas_Ducting - Repair and Sealing_A | OR | Commercial | Interruptible - Miscellaneous | Existing | Space Heating | Natural Gas | Ducting - Repair and Sealing | A | Sealed | OCM853 | Discretionary | 20% Leakage | Sealed | Retro1Slow_OR | 0 | Central Systems | sqft duct | 1 | 0.5 | 0% | DCT_RPR-All-DEER-1 | DCT_RPR-Cooling-RTF-1 | Building Energy Simulation Tool | 18 | 0.65309 | 0 | 0.040802 | 0 | 1.3062 | 0.14099 | 0 | 0 | 19.52% | 25% | 15% | 66.67% | NEM | Central Systems | FALSE | FALSE | 1666.4254 | 324
Commercial_Interruptible - Miscellaneous_Existing_Space Heating_Natural Gas_Windows - High Efficiency Glazing_A | OR | Commercial | Interruptible - Miscellaneous | Existing | Space Heating | Natural Gas | Windows - High Efficiency Glazing | A | High Efficiency Glaze | OCM854 | Discretionary | Single Glaze | High Efficiency Glaze | Retro1Slow_OR | 0 | Space Heating | sqft window | 1 | 0.25981 | 0% | WND_HE-Heating-RTF-v2.1-1 | WND_HE-Heating-RTF-v2.1-1 | Building Energy Simulation Tool | 45 | 22.037 | 0 | 0.079324 | 0 | 1.2422 | 0.27353 | 0 | 0 | 28.36% | 25% | 47.83% | 63.78% | NEM | All | FALSE | FALSE | 22744.6442 | 732
Commercial_Interruptible - Miscellaneous_Existing_Space Heating_Natural Gas_Windows - Secondary Glazing Systems_A | OR | Commercial | Interruptible - Miscellaneous | Existing | Space Heating | Natural Gas | Windows - Secondary Glazing Systems | A | Windows rated to U-Factor 0.4 and SHGC 0.2. | OCM855 | Discretionary | Windows rated to U-Factor 0.62 and SHGC 0.27. | Windows rated to U-Factor 0.4 and SHGC 0.2. | Retro1Slow_OR | 0 | Space Heating | sqft window | 1 | 0.25981 | 0% | RTF - ComSecondaryGlazingSystems_v1_1 | RTF - ComSecondaryGlazingSystems_v1_1 | RTF - ComSecondaryGlazingSystems_v1_1 | 30 | 37.6923 | 0 | 0.31687 | 0 | 1.1464 | 1.0926 | 0 | 0 | 28.36% | 25% | 47.83% | 63.78% | NEM | All | FALSE | FALSE | 10460.8641 | 733
Commercial_Interruptible - Miscellaneous_Existing_Space Heating_Natural Gas_HVAC - Energy Recovery Ventilator_A | OR | Commercial | Interruptible - Miscellaneous | Existing | Space Heating | Natural Gas | HVAC - Energy Recovery Ventilator | A | ERV | OCM856 | Discretionary | No ERV | ERV | RetroEven20_OR | 0 | Space Heating | sqft | 1 | 1 | 0% | HRV-Cooling/Heating-E3T-1 | HRV-Cooling/Heating-E3T-1 | HRV-Cooling/Heating-E3T-1 | 20 | 1.0873 | 0 | 0 | 0 | 1.0873 | 0.21075 | 0 | 0 | 28.36% | 25% | 5% | 15% | NEM | All | FALSE | FALSE | 1773.4746 | 328
Commercial_Interruptible - Miscellaneous_Existing_Space Heating_Natural Gas_Building Shell - Air Sealing (Infiltration Control)_A | OR | Commercial | Interruptible - Miscellaneous | Existing | Space Heating | Natural Gas | Building Shell - Air Sealing (Infiltration Control) | A | Air sealing to reduce air infiltration. | OCM857 | Discretionary | Building with air infiltration. | Air sealing to reduce air infiltration. | Retro1Slow_OR | 0 | Space Heating | foot door | 1 | 0.0056 | 0% | IL TRM - CI-MSC-WTST-V01-200101 | IL TRM - CI-MSC-WTST-V01-200101 | IL TRM - CI-MSC-WTST-V01-200101 | 10 | 8 | 0 | 0.70542 | 0 | 1 | 2.4324 | 0 | 0 | 28.36% | 25% | 45% | 66.67% | NEM | All | FALSE | FALSE | 1754.868 | 327
Commercial_Interruptible - Miscellaneous_Existing_Space Heating_Natural Gas_Ventilation - Demand Controlled_A | OR | Commercial | Interruptible - Miscellaneous | Existing | Space Heating | Natural Gas | Ventilation - Demand Controlled | A | Outdoor air controlled based on occupancy to meet ASHRAE 62.1 | OCM858 | Discretionary | No occupancy based outdoor air controls. | Outdoor air controlled based on occupancy to meet ASHRAE 62.1 | Retro5Med_OR | 0 | Central Systems | sqft | 1 | 1 | 0% | IL TRM - CI-HVC-DCV-V05-190101 | VENT_DCV-Heating-7PLN-v5-8 | IL TRM - CI-HVC-DCV-V05-190101 | 10 | 0.24838 | 0 | 0.015061 | 0 | 1.1464 | 0.052043 | 0 | 0 | 28.36% | 25% | 55% | 75% | NEM | Central Systems | FALSE | FALSE | 2546.4809 | 362
Commercial_Interruptible - Miscellaneous_Existing_Space Heating_Natural Gas_HVAC - Dedicated Outdoor Air System (DOAS)_A | OR | Commercial | Interruptible - Miscellaneous | Existing | Space Heating | Natural Gas | HVAC - Dedicated Outdoor Air System (DOAS) | A | Outdoor air supplied by a DOAS. | OCM859 | Discretionary | No DOAS. | Outdoor air supplied by a DOAS. | RetroEven20_OR | 0 | Central Systems | sqft | 1 | 1 | 0% | 2021P_Com-VRF-DOAS-2021P_V2 | 2021P_Com-VRF-DOAS-2021P_V2 | 2021P_Com-VRF-DOAS-2021P_V2 | 20 | 9.8834 | 0 | 0 | 0 | 1.0743 | -0.045044 | 0 | 0 | 28.36% | 25% | 6.967% | 20.85% | NEM | Central Systems | FALSE | FALSE | -75420.9627 | 69
Commercial_Interruptible - Miscellaneous_Existing_Space Heating_Natural Gas_Destratification Fans (HVLS)_A | OR | Commercial | Interruptible - Miscellaneous | Existing | Space Heating | Natural Gas | Destratification Fans (HVLS) | A | High volume low speed destratification fans. | OCM860 | Discretionary | No destratification fans. | High volume low speed destratification fans. | RetroEven20_OR | 0 | Space Heating | Strat Fan | 1 | 8.6207e-05 | 0% | DL20_IHVLS-Ag-2021PLN-v2-8 | DL20_IHVLS-Ag-2021PLN-v2-8 | HVLS-Heating-AEG-v5.0-121 | 15 | 9799.2638 | 0 | 0 | 0 | 1.0743 | 718.9258 | 0 | 0 | 28.36% | 25% | 15% | 20% | NEM | All | FALSE | FALSE | 5391.6742 | 475
Commercial_Interruptible - Miscellaneous_Existing_Space Heating_Natural Gas_Gas Boiler - Maintenance_A | OR | Commercial | Interruptible - Miscellaneous | Existing | Space Heating | Natural Gas | Gas Boiler - Maintenance | A | General cleaning and maintenance | OCM861 | Discretionary | Degrade performance | General cleaning and maintenance | Retro12Med_OR | 0 | Boiler | kBtuh Heat | 1 | 0.0648 | 0% | GBLR_MNT-Heating-ILTRM-v4.0-43 | GBLR_MNT-Heating-ILTRM-v4.0-43 | GBLR_MNT-Heating-ILTRM-v4.0-1 | 3 | 0.95148 | 0 | 0 | 0 | 1.1464 | 0.26236 | 0 | 0 | 28.36% | 25% | 20% | 30% | NEM | Boiler | FALSE | FALSE | 10104.3818 | 737
Commercial_Interruptible - Miscellaneous_Existing_Space Heating_Natural Gas_Gas Furnace - Maintenance_A | OR | Commercial | Interruptible - Miscellaneous | Existing | Space Heating | Natural Gas | Gas Furnace - Maintenance | A | General cleaning and maintenance | OCM862 | Discretionary | Degrade performance | General cleaning and maintenance | Retro12Med_OR | 0 | Furnace | kBtuh Heat | 1 | 0.0648 | 0% | IL TRM - CI-HVC-FTUN-V03-200101 | GBLR_MNT-Heating-ILTRM-v4.0-43 | IL TRM - CI-HVC-FTUN-V03-200101 | 3 | 0.95148 | 0 | 0 | 0 | 1.1464 | 0.1644 | 0 | 0 | 28.36% | 25% | 20% | 30% | NEM | Furnace | FALSE | FALSE | 16125.4138 | 553
Commercial_Interruptible - Miscellaneous_Existing_Space Heating_Natural Gas_Gas Boiler - Hot Water Reset_A | OR | Commercial | Interruptible - Miscellaneous | Existing | Space Heating | Natural Gas | Gas Boiler - Hot Water Reset | A | Reset control installed | OCM863 | Discretionary | No control | Reset control installed | RetroEven20_OR | 0 | Boiler | BoilerCtrl | 1 | 0.000162 | 0% | GBLR_HWRST-Heating-ILTRM-v4.0-43 | GBLR_HWRST-Heating-ILTRM-v4.0-1 | GBLR_HWRST-Heating-ILTRM-v4.0-1 | 20 | 799.3848 | 0 | 0 | 0 | 1.3062 | 466.4162 | 0 | 0 | 28.36% | 25% | 35% | 55% | NEM | Boiler | FALSE | FALSE | 589.1207 | 210
Commercial_Interruptible - Miscellaneous_Existing_Space Heating_Natural Gas_Gas Boiler - Steam Trap Replacement_A | OR | Commercial | Interruptible - Miscellaneous | Existing | Space Heating | Natural Gas | Gas Boiler - Steam Trap Replacement | A | Cleaning and maintenance | OCM864 | Discretionary | Degrade performance | Cleaning and maintenance | RetroEven20_OR | 0 | Boiler | perBLDg | 1 | 0.0002 | 0% | IL TRM v9, Section 4.4.16 | IL TRM v9, Section 4.4.16 | IL TRM - CI-HVC-STRE-V06-200101 | 6 | 89.8373 | 0 | 0 | 0 | 1.1667 | 74.7764 | 0 | 0 | 28.36% | 25% | 73% | 100% | NEM | Boiler | FALSE | FALSE | 1138.1911 | 269
Commercial_Interruptible - Miscellaneous_Existing_Space Heating_Natural Gas_Gas Boiler - High Turndown Burner_A | OR | Commercial | Interruptible - Miscellaneous | Existing | Space Heating | Natural Gas | Gas Boiler - High Turndown Burner | A | Turndown control installed | OCM865 | Discretionary | No control | Turndown control installed | Retro5Med_OR | 0 | Boiler | kbtuh heat | 1 | 0.0648 | 0% | GBLR_TRN-Heating-MNTRM-v2.1-1 | GBLR_TRN-Heating-MNTRM-v2.1-1 | GBLR_TRN-Heating-MNTRM-v2.1-1 | 15 | 2.7959 | 0 | 0 | 0 | 1.1051 | 0.43727 | 0 | 0 | 28.36% | 25% | 25% | 50% | NEM | Boiler | FALSE | FALSE | 2529.2747 | 360
Commercial_Interruptible - Miscellaneous_Existing_Space Heating_Natural Gas_Gas Boiler - Burner Control Optimization_A | OR | Commercial | Interruptible - Miscellaneous | Existing | Space Heating | Natural Gas | Gas Boiler - Burner Control Optimization | A | Optimized burner controls | OCM866 | Discretionary | Average performance | Optimized burner controls | Retro1Slow_OR | 0 | Boiler | kBtuh heat | 1 | 0.0648 | 0% | GBLR_O2TRM-Heating-ILTRM-v4.0-1 | GBLR_O2TRM-Heating-MEMD-2018-1 | GBLR_O2TRM-Heating-ILTRM-v4.0-1 | 18 | 0.93934 | 0 | 0 | 0 | 1.1051 | 0.12681 | 0 | 0 | 28.36% | 25% | 5% | 85% | NEM | Boiler | FALSE | FALSE | 2664.8531 | 375
Commercial_Interruptible - Miscellaneous_Existing_Space Heating_Natural Gas_Gas Boiler - Stack Economizer_A | OR | Commercial | Interruptible - Miscellaneous | Existing | Space Heating | Natural Gas | Gas Boiler - Stack Economizer | A | Economizer installed | OCM867 | Discretionary | None | Economizer installed | Retro5Med_OR | 0 | Boiler | kBtuh Heat | 1 | 0.0648 | 0% | IL TRM - CI-HVC-BECO-V01-150601 | IL TRM - CI-HVC-BECO-V01-150601 | IL TRM - CI-HVC-BECO-V01-150601 | 15 | 10.3483 | 0 | 0 | 0 | 1.0348 | 0.41977 | 0 | 0 | 28.36% | 25% | 15% | 55% | NEM | Boiler | FALSE | FALSE | 9751.3906 | 539
Commercial_Interruptible - Miscellaneous_Existing_Space Heating_Natural Gas_Gas Boiler - Thermostatic Radiator Valves_A | OR | Commercial | Interruptible - Miscellaneous | Existing | Space Heating | Natural Gas | Gas Boiler - Thermostatic Radiator Valves | A | TBD | OCM868 | Discretionary | TBD | TBD | RetroEven20_OR | 0 | Boiler | radiator | 1 | 0.0089952 | 0% | IL TRM - 5.3.19 - RS-HVC-TRVS-V01-210101 | AEG Cost Characterization, 2021 | IL TRM - 5.3.19 - RS-HVC-TRVS-V01-210101 | 15 | 61.19 | 0 | 0 | 0 | 1 | 15.75 | 0 | 0 | 28.36% | 25% | 25% | 50% | NEM | Boiler | FALSE | FALSE | 1536.7888 | 318
Commercial_Interruptible - Miscellaneous_Existing_Space Heating_Natural Gas_HVAC - Shut Off Damper_A | OR | Commercial | Interruptible - Miscellaneous | Existing | Space Heating | Natural Gas | HVAC - Shut Off Damper | A | Damper installed | OCM869 | Discretionary | No damper | Damper installed | Retro5Med_OR | 0 | Central Systems | BoilerCtrl | 1 | 0.000162 | 0% | HVAC_DMPROFF-Heating-ILTRM-v4.0-1 | HVAC_DMPROFF-Heating-ILTRM-v4.0-1 | HVAC_DMPROFF-Heating-ILTRM-v4.0-1 | 15 | 1657.6673 | 111.1793 | 0 | 0 | 1.1051 | 43.5146 | 0 | 0 | 28.36% | 25% | 0% | 75% | NEM | Central Systems | FALSE | FALSE | 15068.7401 | 554
Commercial_Interruptible - Miscellaneous_Existing_Space Heating_Natural Gas_Gas Furnace - Tube Inserts_A | OR | Commercial | Interruptible - Miscellaneous | Existing | Space Heating | Natural Gas | Gas Furnace - Tube Inserts | A | Tube inserts installed | OCM870 | Discretionary | None | Tube inserts installed | Retro1Slow_OR | 0 | Furnace | sqft | 1 | 1 | 0% | n/a | n/a | n/a | 5 | 1 | 0 | 0 | 0 | 1 | 0 | 0 | 0 | 28.36% | 25% | 73% | 100% | NEM | Furnace | FALSE | FALSE | 0 | 552
Commercial_Interruptible - Miscellaneous_Existing_Space Heating_Natural Gas_Gas Boiler - Insulate Steam Lines/Condensate Tank_A | OR | Commercial | Interruptible - Miscellaneous | Existing | Space Heating | Natural Gas | Gas Boiler - Insulate Steam Lines/Condensate Tank | A | Lines and condenstate tank insulated | OCM871 | Discretionary | No insulation | Lines and condenstate tank insulated | RetroEven20_OR | 0 | Boiler | boiler pipe | 1 | 0.056569 | 0% | GBLR_PINS-Heating-ILTRM-v4.0-1 | GBLR_PINS_STM-Heating-PGE-R7-1 | GBLR_PINS_STM-Heating-PGE-R7-1 | 15 | 13.9626 | 0 | 0 | 0 | 1.1464 | 5.99 | 0 | 0 | 28.36% | 25% | 30% | 40% | NEM | Boiler | FALSE | FALSE | 922.0516 | 237
Commercial_Interruptible - Miscellaneous_Existing_Space Heating_Natural Gas_Gas Boiler - Insulate Hot Water Lines_A | OR | Commercial | Interruptible - Miscellaneous | Existing | Space Heating | Natural Gas | Gas Boiler - Insulate Hot Water Lines | A | Insulated water lines | OCM872 | Discretionary | No insulation | Insulated water lines | RetroEven20_OR | 0 | Boiler | boiler pipe | 1 | 0.056569 | 0% | GBLR_PINS_HW-Heating-PGE-R7-1 | GBLR_PINS_HW-Heating-PGE-R7-1 | GBLR_PINS_HW-Heating-PGE-R7-1 | 11 | 26.0797 | 0 | 0 | 0 | 1.1464 | 4.01 | 0 | 0 | 28.36% | 25% | 30% | 40% | NEM | Boiler | FALSE | FALSE | 3195.7745 | 399
Commercial_Interruptible - Miscellaneous_Existing_Space Heating_Natural Gas_Condensing RTU_A | OR | Commercial | Interruptible - Miscellaneous | Existing | Space Heating | Natural Gas | Condensing RTU | A | TBD | OCM873 | Discretionary | TBD | TBD | RetroEven20_OR | 0 | Furnace | sqft cond | 1 | 1 | 0% | NEEA Condensing Rooftop Unit Field Study - October 28, 2019 | NEEA Condensing Rooftop Unit Field Study - October 28, 2019 | NEEA Condensing Rooftop Unit Field Study - October 28, 2019 | 5 | 2.6526 | 0 | 0 | 0 | 1.0348 | 0.070328 | 0 | 0 | 28.36% | 25% | 5% | 15% | NEM | Furnace | FALSE | FALSE | 46136.5693 | 557
Commercial_Interruptible - Miscellaneous_Existing_Space Heating_Natural Gas_Hydronic Heating Radiator Replacement_A | OR | Commercial | Interruptible - Miscellaneous | Existing | Space Heating | Natural Gas | Hydronic Heating Radiator Replacement | A | TBD | OCM874 | Discretionary | TBD | TBD | RetroEven20_OR | 0 | Boiler | radiator | 1 | 0.0089952 | 0% | IL TRM - 4.4.52 - CI-HVC-HHRR-V01-210101 | IL TRM - 4.4.52 - CI-HVC-HHRR-V01-210101 | IL TRM - 4.4.52 - CI-HVC-HHRR-V01-210101 | 25 | 624.7488 | 0 | 0 | 0 | 1.0183 | 34 | 0 | 0 | 28.36% | 25% | 30% | 40% | NEM | Boiler | FALSE | FALSE | 5844.9436 | 494
Commercial_Interruptible - Miscellaneous_Existing_Space Heating_Natural Gas_Thermostat - Connected_A | OR | Commercial | Interruptible - Miscellaneous | Existing | Space Heating | Natural Gas | Thermostat - Connected | A | Thermostat connected to building management control system. | OCM875 | Discretionary | Standard thermostat. | Thermostat connected to building management control system. | Retro5Med_OR | 0 | Space Heating | Stat Unit | 1 | 0.001 | 0% | DL20_CSTAT_SMRT-Cool-RTF-v1.1-5 | IL TRM - CI-HVC-THST-V01-200101 | DL20_CSTAT_SMRT-Heat-RTF-v1.1-1 | 5 | 222.9079 | 0 | 13.5824 | 0 | 1.1247 | 46.835 | 0 | 0 | 28.36% | 25% | 30% | 53.33% | NEM | All | FALSE | FALSE | 5821.8005 | 490
Commercial_Interruptible - Miscellaneous_Existing_Water Heating_Natural Gas_Water Heater - Thermostatic Shower Restriction Valve_A | OR | Commercial | Interruptible - Miscellaneous | Existing | Water Heating | Natural Gas | Water Heater - Thermostatic Shower Restriction Valve | A | Thermostatic shower restriction valve. | OCM876 | Discretionary | No thermostatic control on shower. | Thermostatic shower restriction valve. | Retro5Med_OR | 0 | Water Heater | showerhead | 1 | 0.0004 | 0% | ThermostaticShowerRestrictionValve_v4_2 | ThermostaticShowerRestrictionValve_v4_2 | ThermostaticShowerRestrictionValve_v4_2 | 10 | 24.4642 | 0 | 6.8441 | 0 | 1.1464 | 14.2067 | 0 | 0 | 28.36% | 25% | 86.67% | 86.67% | NEM | Water Heater | FALSE | FALSE | 918.8223 | 235
Commercial_Interruptible - Miscellaneous_Existing_Water Heating_Natural Gas_Water Heater - Pre-Rinse Spray Valve_A | OR | Commercial | Interruptible - Miscellaneous | Existing | Water Heating | Natural Gas | Water Heater - Pre-Rinse Spray Valve | A | Low flow pre-rinse spray valve. | OCM877 | Discretionary | Standard pre-rinse spray valve. | Low flow pre-rinse spray valve. | Retro5Med_OR | 0 | Water Heater | KitchenFaucet | 1 | 0.0002 | 0% | Avista TRM | Avista TRM | Avista TRM | 4 | 112.1961 | 0 | 0 | 0 | 1.0348 | 16.81 | 0 | 0 | 28.36% | 25% | 0% | 0% | NEM | Water Heater | FALSE | FALSE | 11500.8864 | 556
Commercial_Interruptible - Miscellaneous_Existing_Water Heating_Natural Gas_Water Heater - Temperature Setback_A | OR | Commercial | Interruptible - Miscellaneous | Existing | Water Heating | Natural Gas | Water Heater - Temperature Setback | A | Water heater temperature setback. | OCM878 | Discretionary | No water heater temperature setback. | Water heater temperature setback. | Retro5Med_OR | 0 | Water Heater | WHunits | 1 | 0.00010694 | 0% | IL TRM - RS-HWE-TMPS-V08-210101 | IL TRM - RS-HWE-TMPS-V08-210101 | IL TRM - RS-HWE-TMPS-V08-210101 | 2 | 5 | 0 | 0 | 0 | 1 | 103.9223 | 0 | 0 | 28.36% | 25% | 15% | 100% | NEM | Water Heater | FALSE | FALSE | 277.8046 | 170
Commercial_Interruptible - Miscellaneous_Existing_Water Heating_Natural Gas_Water Heater - Faucet Aerators_A | OR | Commercial | Interruptible - Miscellaneous | Existing | Water Heating | Natural Gas | Water Heater - Faucet Aerators | A | 0 | OCM879 | Discretionary | 0 | 0 | Retro5Med_OR | 0 | Water Heater | faucet | 1 | 0.0008 | 0% | DHW_AER-Water Heating-XCELCO-2017-18-6 | DHW_AER-Water Heating-XCELCO-2017-18-6 | DHW_AER-Water Heating-ILTRM-v5.0-14 | 10 | 7.4417 | 0 | 14.8834 | 0 | 1.0631 | 7.4299 | 0 | 0 | 28.36% | 25% | 86.67% | 86.67% | NEM | Water Heater | FALSE | FALSE | 534.4218 | 199
Commercial_Interruptible - Miscellaneous_Existing_Water Heating_Natural Gas_Water Heater - Low-Flow Showerheads_A | OR | Commercial | Interruptible - Miscellaneous | Existing | Water Heating | Natural Gas | Water Heater - Low-Flow Showerheads | A | 0 | OCM880 | Discretionary | 0 | 0 | Retro5Med_OR | 0 | Water Heater | Showerhead | 1 | 0.0004 | 0% | Com-Showerheads-2021P_V2 | Com-Showerheads-2021P_V2 | Com-Showerheads-2021P_V2 | 10 | 19.7518 | 0 | 39.6745 | 0 | 1.1464 | 42.9249 | 0 | 0 | 28.36% | 25% | 86.67% | 86.67% | NEM | Water Heater | FALSE | FALSE | 245.5223 | 167
Commercial_Interruptible - Miscellaneous_Existing_Water Heating_Natural Gas_Water Heater - Tank Blanket/Insulation_A | OR | Commercial | Interruptible - Miscellaneous | Existing | Water Heating | Natural Gas | Water Heater - Tank Blanket/Insulation | A | 0 | OCM881 | Discretionary | 0 | 0 | Retro5Med_OR | 0 | Water Heater | WHUnits | 1 | 0.00010694 | 0% | IL TRM - 4.3.12 Tank Insulation - CI-HWE-TKIN-V01-210101 / PA TRM - 2.3.4 - State of Pennsylvania TRM, Volume 2: Residential Measures, 2021 Final Order. August 8, 2019. | IL TRM - 4.3.12 Tank Insulation - CI-HWE-TKIN-V01-210101 / PA TRM - 2.3.4 - State of Pennsylvania TRM, Volume 2: Residential Measures, 2021 Final Order. August 8, 2019. | IL TRM - 4.3.12 Tank Insulation - CI-HWE-TKIN-V01-210101 / PA TRM - 2.3.4 - State of Pennsylvania TRM, Volume 2: Residential Measures, 2021 Final Order. August 8, 2019. | 15 | 1.4664 | 0 | 0 | 0 | 1.0183 | 200.7769 | 0 | 0 | 28.36% | 25% | 75% | 100% | NEM | Water Heater | FALSE | FALSE | 2.889 | 128
Commercial_Interruptible - Miscellaneous_Existing_Water Heating_Natural Gas_Water Heater - Drainwater Heat Recovery_A | OR | Commercial | Interruptible - Miscellaneous | Existing | Water Heating | Natural Gas | Water Heater - Drainwater Heat Recovery | A | 0 | OCM882 | Discretionary | 0 | 0 | Retro5Med_OR | 0 | Water Heater | faucet | 1 | 0.0008 | 0% | DHW_DWHR-Water Heating-OPATRM-v1-1 | DHW_DWHR-Water Heating-OPATRM-v1-1 | DHW_DWHR-Water Heating-MNTRM-v1.0-7 | 40 | 948.5609 | 0 | 0 | 0 | 1.1857 | 11.4393 | 0 | 0 | 28.36% | 25% | 86.67% | 86.67% | NEM | Water Heater | FALSE | FALSE | 23807.8322 | 545
Commercial_Interruptible - Miscellaneous_Existing_Water Heating_Natural Gas_Water Heater - Circulation Pump Controls_A | OR | Commercial | Interruptible - Miscellaneous | Existing | Water Heating | Natural Gas | Water Heater - Circulation Pump Controls | A | Controlled circulation pump. | OCM883 | Discretionary | Circulation pump with no controls. | Controlled circulation pump. | Retro5Med_OR | 0 | Water Heater | perbldg | 1 | 0.0002 | 0% | RTF - ComResCirculatorPumps_2_3 - AEG Edited | RTF - ComResCirculatorPumps_2_3 - AEG Edited | RTF - ComResCirculatorPumps_2_3 - AEG Edited | 11.5 | 913.5582 | 0 | 0 | 0 | 1.1464 | 600.6361 | 0 | 0 | 28.36% | 25% | 15% | 26.67% | NEM | Water Heater | FALSE | FALSE | 721.1032 | 223
Commercial_Interruptible - Miscellaneous_Existing_Water Heating_Natural Gas_Water Heater - Pipe Insulation_A | OR | Commercial | Interruptible - Miscellaneous | Existing | Water Heating | Natural Gas | Water Heater - Pipe Insulation | A | Water heater pipe insulation. | OCM884 | Discretionary | No insulation. | Water heater pipe insulation. | Retro5Med_OR | 0 | Water Heater | PipeFeet | 1 | 0.001 | 0% | IL TRM v10 - 4.4.14 Pipe Insulation - CI-HVC-PINS-V07-220101 | IL TRM v10 - 4.4.14 Pipe Insulation - CI-HVC-PINS-V07-220101 | IL TRM v10 - 4.4.14 Pipe Insulation - CI-HVC-PINS-V07-220101 | 15 | 19.3862 | 0 | 0 | 0 | 1.1857 | 5.02 | 0 | 0 | 28.36% | 25% | 15.8% | 100% | NEM | Water Heater | FALSE | FALSE | 1527.5787 | 313
Commercial_Interruptible - Miscellaneous_Existing_Water Heating_Natural Gas_Water Heater - Motion Control Faucet_A | OR | Commercial | Interruptible - Miscellaneous | Existing | Water Heating | Natural Gas | Water Heater - Motion Control Faucet | A | 0.35 gpm w/ motion sensor | OCM885 | Discretionary | 1.39 gpm w/o motion sensor | 0.35 gpm w/ motion sensor | Retro5Med_OR | 0 | Water Heater | sqft | 1 | 1 | 0% | n/a | n/a | n/a | 5 | 1.0743 | 0 | 0 | 0 | 1.0743 | 0 | 0 | 0 | 28.36% | 25% | 30% | 75% | NEM | Water Heater | FALSE | FALSE | 0 | 548
Commercial_Interruptible - Miscellaneous_Existing_Water Heating_Natural Gas_Water Heater - Solar System_A | OR | Commercial | Interruptible - Miscellaneous | Existing | Water Heating | Natural Gas | Water Heater - Solar System | A | Solar water heater with electric backup unit | OCM886 | Discretionary | 0 | Solar water heater with electric backup unit | Retro5Med_OR | 0 | Water Heater | DHW kbtuh | 1 | 0.0055609 | 0% | DHW_WH-Water Heating-AEO17-8 | DHW_WH-Water Heating-AEO17-8 | DHW_WH-Water Heating-DOE-PTool2014-1 | 20 | 278.7625 | 0 | 0 | 0 | 1.1247 | 40.1544 | 0 | 0 | 28.36% | 25% | 1% | 40% | NEM | Water Heater | 18 | FALSE | 2386.2887 | 352
Commercial_Interruptible - Miscellaneous_Existing_Water Heating_Natural Gas_Commercial Laundry - Ozone Treatment_A | OR | Commercial | Interruptible - Miscellaneous | Existing | Water Heating | Natural Gas | Commercial Laundry - Ozone Treatment | A | Ozone laundry treatment system. | OCM887 | Discretionary | Standard commercial washer. | Ozone laundry treatment system. | Retro5Med_OR | 0 | Water Heater | perBldg | 1 | 0.0002 | 0% | CW_OZON-Water Heating-ILTRM-v4.0-4 | CW_OZON-Water Heating-ILTRM-v4.0-4 | CW_OZON-Water Heating-ILTRM-v4.0-4 | 10 | 18511.515 | 222.0834 | 0 | 0 | 1.1051 | 151.1969 | 0 | 0 | 28.36% | 25% | 0% | 6.667% | NEM | Water Heater | FALSE | FALSE | 65326.8645 | 570
Commercial_Interruptible - Miscellaneous_Existing_Water Heating_Natural Gas_Commercial Laundry - ENERGY STAR Washer_A | OR | Commercial | Interruptible - Miscellaneous | Existing | Water Heating | Natural Gas | Commercial Laundry - ENERGY STAR Washer | A | ENERGY STAR rated washer. | OCM888 | Discretionary | Standard efficiency washer. | ENERGY STAR rated washer. | Retro5Med_OR | 0 | Water Heater | ClothesWashers | 1 | 1.6211e-05 | 0% | CW-Miscellaneous-RTF-v5.1-21 | CW-Miscellaneous-RTF-v5.1-21 | CW-Miscellaneous-RTF-PreQCv5.0-8 | 7 | 458.1094 | 0 | 200.1723 | 0 | 1.1464 | 35.5089 | 0 | 0 | 28.36% | 25% | 0% | 6.667% | NEM | Water Heater | FALSE | FALSE | 10043.494 | 571
Commercial_Interruptible - Miscellaneous_Existing_Water Heating_Natural Gas_Water Heater - Efficient Dishwasher_A | OR | Commercial | Interruptible - Miscellaneous | Existing | Water Heating | Natural Gas | Water Heater - Efficient Dishwasher | A | ENERGY STAR | OCM889 | Discretionary | 0 | ENERGY STAR | Retro5Med_OR | 0 | Water Heater | perBldg | 1 | 0.0002 | 0% | Avista TRM | Avista TRM | Avista TRM | 12 | 2377.0012 | 0 | 1319.9187 | 0 | 1.0348 | 102.8166 | 0 | 0 | 28.36% | 25% | 0% | 75% | NEM | Water Heater | FALSE | FALSE | 10607.6481 | 568
Commercial_Interruptible - Miscellaneous_Existing_Water Heating_Natural Gas_Commercial Laundry - Alternative Dry-Cleaning Methods_A | OR | Commercial | Interruptible - Miscellaneous | Existing | Water Heating | Natural Gas | Commercial Laundry - Alternative Dry-Cleaning Methods | A | High efficiency alternative dry-cleaning methods. | OCM890 | Discretionary | Standard efficiency dryer. | High efficiency alternative dry-cleaning methods. | Retro5Med_OR | 0 | Water Heater | perBldg | 1 | 0.0002 | 0% | CW_ALTDRYCLN-Miscellaneous-SCE-ET05.01-6 | CW_ALTDRYCLN-Miscellaneous-SCE-ET05.01-6 | CW_ALTDRYCLN-Miscellaneous-SCE-ET05.01-6 | 15 | 66246.8389 | 0 | 0 | 0 | 1.2089 | 0 | 0 | 0 | 28.36% | 25% | 0% | 6.667% | NEM | Water Heater | FALSE | FALSE | 0 | 572
Commercial_Interruptible - Miscellaneous_Existing_Space Heating_Natural Gas_Advanced Kitchen Ventilation Controls_A | OR | Commercial | Interruptible - Miscellaneous | Existing | Space Heating | Natural Gas | Advanced Kitchen Ventilation Controls | A | Variable exhaust hood flow based on temperature or grease sensor. | OCM891 | Discretionary | No controls on exhaust hoods. | Variable exhaust hood flow based on temperature or grease sensor. | RetroEven20_OR | 0 | Space Heating | sqft | 1 | 1 | 0% | IL TRM - CI-FSE-VENT-V03-160601 | COOK_EXHD-Ventilation-XCELCO-2017-18-2 | COOK_EXHD-Ventilation-XCELCO-2017-18-2 | 15 | 0.18192 | 0 | 0.016298 | 0 | 1.1051 | 0.056199 | 0 | 0 | 28.36% | 25% | 10% | 10% | NEM | All | FALSE | FALSE | 1280.4815 | 289
Commercial_Interruptible - Miscellaneous_Existing_Space Heating_Natural Gas_Infiltration Control - Loading Dock Sealing_A | OR | Commercial | Interruptible - Miscellaneous | Existing | Space Heating | Natural Gas | Infiltration Control - Loading Dock Sealing | A | 0 | OCM892 | Discretionary | 0 | 0 | RetroEven20_OR | 0 | Space Heating | perBldg | 1 | 0.0002 | 0% | MEMD - Truck Loading Dock Seals - 8.10.01.FES-E10.v01 | MEMD - Truck Loading Dock Seals - 8.10.01.FES-E10.v01 | MEMD - Truck Loading Dock Seals - 8.10.01.FES-E10.v01 | 10 | 3106.5198 | 0 | 0 | 0 | 1.0873 | 201 | 0 | 0 | 28.36% | 25% | 0% | 0% | NEM | All | FALSE | FALSE | 8246.5198 | 518
Commercial_Interruptible - Miscellaneous_Existing_Space Heating_Natural Gas_Greenhouse Heat Curtain_A | OR | Commercial | Interruptible - Miscellaneous | Existing | Space Heating | Natural Gas | Greenhouse Heat Curtain | A | 0 | OCM893 | Discretionary | No heat curtain. | 0 | RetroEven20_OR | 0 | Space Heating | perBldg | 1 | 0.0002 | 0% | CA eTRM https://www.caetrm.com/measure/SWBE001/01/ | CA eTRM https://www.caetrm.com/measure/SWBE001/01/ | CA eTRM https://www.caetrm.com/measure/SWBE001/01/ | 5 | 408.7573 | 0 | 0 | 0 | 1.0348 | 175.5 | 0 | 0 | 28.36% | 25% | 0% | 0% | NEM | All | FALSE | FALSE | 2848.9872 | 383
Commercial_Interruptible - Miscellaneous_Existing_Space Heating_Natural Gas_Ventilation - Parking Garages, Demand Controlled_A | OR | Commercial | Interruptible - Miscellaneous | Existing | Space Heating | Natural Gas | Ventilation - Parking Garages, Demand Controlled | A | 0 | OCM894 | Discretionary | 0 | 0 | RetroEven20_OR | 0 | Central Systems | garage | 1 | 1e-05 | 0% | FOE - Parking Garage Ventilation Controls - W0047 | FOE - Parking Garage Ventilation Controls - W0047 | FOE - Parking Garage Ventilation Controls - W0047 | 5 | 843.0596 | 0 | 0 | 0 | 1.0183 | 0 | 0 | 0 | 28.36% | 25% | 0% | 0% | NEM | Central Systems | FALSE | FALSE | 0 | 559
Commercial_Interruptible - Miscellaneous_Existing_Miscellaneous_Natural Gas_Pool Heater - Night Covers_A | OR | Commercial | Interruptible - Miscellaneous | Existing | Miscellaneous | Natural Gas | Pool Heater - Night Covers | A | Night covers on pool. | OCM895 | Discretionary | Uncovered. | Night covers on pool. | Retro12Med_OR | 0 | Pool Heater | sqft pool | 1 | 0.375 | 0% | PL_COV-Water Heating-SCG-R0-62 | PL_COV-Water Heating-SCG-R0-62 | PL_COV-Water Heating-SCG-R0-1 | 5 | 1.3642 | 0 | 0 | 0 | 1.1464 | 0.024915 | 0 | 0 | 28.36% | 25% | 15% | 100% | NEM | Pool Heater | FALSE | FALSE | 66973.8283 | 566
Commercial_Interruptible - Miscellaneous_Existing_Space Heating_Natural Gas_Advanced New Construction Designs_A | OR | Commercial | Interruptible - Miscellaneous | Existing | Space Heating | Natural Gas | Advanced New Construction Designs | A | New construction designs exceeding ASHRAE 90.1 requirements. | OCM896 | Discretionary | Standard new construction design. | New construction designs exceeding ASHRAE 90.1 requirements. | LO1Slow_OR | 0 | Space Heating | sqft | 1 | 1 | 0% | COM_CX-HVAC-AEG-1 | COM_CX-All-AEG-5 | COM_CX-All-AEG-5 | 3 | 1.4023 | 0 | 0 | 0 | 1.2089 | 0 | 0 | 0 | 28.36% | 25% | 0% | 0% | NEM | All | 36 | FALSE | 0 | 564
Commercial_Interruptible - Miscellaneous_Existing_Water Heating_Natural Gas_Advanced New Construction Designs_A | OR | Commercial | Interruptible - Miscellaneous | Existing | Water Heating | Natural Gas | Advanced New Construction Designs | A | New construction designs exceeding ASHRAE 90.1 requirements. | OCM897 | Discretionary | Standard new construction design. | New construction designs exceeding ASHRAE 90.1 requirements. | LO1Slow_OR | 0 | Water Heating | sqft | 1 | 1 | 0% | COM_CX-HVAC-AEG-1 | COM_CX-All-AEG-5 | COM_CX-All-AEG-5 | 3 | 1.4023 | 0 | 0 | 0 | 1.2089 | 0 | 0 | 0 | 28.36% | 25% | 0% | 0% | NEM | All | FALSE | FALSE | 0 | 565
Commercial_Interruptible - Miscellaneous_Existing_Space Heating_Natural Gas_Strategic Energy Management_A | OR | Commercial | Interruptible - Miscellaneous | Existing | Space Heating | Natural Gas | Strategic Energy Management | A | Implementation of strategic energy management. | OCM898 | Discretionary | No strategic energy management. | Implementation of strategic energy management. | RetroEven20_OR | 0 | Space Heating | sqft | 1 | 1 | 0% | DL20_COM_SEM-Misc-2021PLN-V4-1 | BEHAV_SEM-All-CPUC-2018_PG-2 | DL20_COM_SEM-Misc-2021PLN-V4-15 | 3 | 0 | 0 | 0.019754 | 0 | 1.0743 | 0.034326 | 0 | 0 | 28.36% | 25% | 0% | 77% | NEM | All | FALSE | FALSE | 0 | 567
Commercial_Interruptible - Miscellaneous_Existing_Water Heating_Natural Gas_Strategic Energy Management_A | OR | Commercial | Interruptible - Miscellaneous | Existing | Water Heating | Natural Gas | Strategic Energy Management | A | Implementation of strategic energy management. | OCM899 | Discretionary | No strategic energy management. | Implementation of strategic energy management. | RetroEven20_OR | 0 | Water Heating | sqft | 1 | 1 | 0% | DL20_COM_SEM-Misc-2021PLN-V4-1 | BEHAV_SEM-All-CPUC-2018_PG-2 | DL20_COM_SEM-Misc-2021PLN-V4-15 | 3 | 0 | 0 | 0.019754 | 0 | 1.0743 | 0.017887 | 0 | 0 | 28.36% | 25% | 0% | 77% | NEM | All | FALSE | FALSE | 0 | 558
Commercial_Interruptible - Miscellaneous_Existing_Space Heating_Natural Gas_Retrocommissioning_A | OR | Commercial | Interruptible - Miscellaneous | Existing | Space Heating | Natural Gas | Retrocommissioning | A | Periodic recommissioning of building systems. | OCM900 | Discretionary | No retro commissioning. | Periodic recommissioning of building systems. | RetroEven20_OR | 0 | Space Heating | sqft | 1 | 1 | 0% | COM_RCX-HVAC-AEG-1 | COM_RCX-Heating-7PLN-v5-18 | COM_RCX-HVAC-AEG-1 | 3 | 0.13359 | 0 | 0.024256 | 0 | 1.3062 | 0.042149 | 0 | 0 | 28.36% | 25% | 10% | 86.67% | NEM | All | FALSE | FALSE | 11611.3378 | 622
Commercial_Interruptible - Miscellaneous_Existing_Water Heating_Natural Gas_Retrocommissioning_A | OR | Commercial | Interruptible - Miscellaneous | Existing | Water Heating | Natural Gas | Retrocommissioning | A | Periodic recommissioning of building systems. | OCM901 | Discretionary | No retro commissioning. | Periodic recommissioning of building systems. | RetroEven20_OR | 0 | Water Heating | sqft | 1 | 1 | 0% | COM_RCX-HVAC-AEG-1 | COM_RCX-Heating-7PLN-v5-18 | COM_RCX-HVAC-AEG-1 | 3 | 0.13359 | 0 | 0.024256 | 0 | 1.3062 | 0.021963 | 0 | 0 | 28.36% | 25% | 10% | 86.67% | NEM | All | FALSE | FALSE | 11611.3378 | 623
Commercial_Interruptible - Miscellaneous_New_Space Heating_Natural Gas_Insulation - Ceiling_A | OR | Commercial | Interruptible - Miscellaneous | New | Space Heating | Natural Gas | Insulation - Ceiling | A | R-38 | OCM902 | Discretionary | R-13 | R-38 | Retro1Slow_OR | 0 | Space Heating | sqft roof | 1 | 1 | 0% | Avista TRM | Avista TRM | Avista TRM | 22 | 0.78647 | 0 | 0 | 0 | 1.0348 | 0 | 0 | 0 | 24.32% | 25% | 0% | 0% | NEM | All | FALSE | FALSE | 0 | 621
Commercial_Interruptible - Miscellaneous_New_Space Heating_Natural Gas_Insulation - Ducting_A | OR | Commercial | Interruptible - Miscellaneous | New | Space Heating | Natural Gas | Insulation - Ducting | A | R-8 | OCM903 | Discretionary | R-4 | R-8 | Retro1Slow_OR | 0 | Central Systems | sqft duct | 1 | 0.5 | 0% | INS_DCT-All-DEER-1 | INS_DCT-All-DEER-1 | Building Energy Simulation Tool | 20 | 0.95651 | 0 | 0 | 0 | 1.2422 | 0 | 0 | 0 | 24.32% | 25% | 0% | 0% | NEM | Central Systems | FALSE | FALSE | 0 | 624
Commercial_Interruptible - Miscellaneous_New_Space Heating_Natural Gas_Insulation - Wall Cavity_A | OR | Commercial | Interruptible - Miscellaneous | New | Space Heating | Natural Gas | Insulation - Wall Cavity | A | R-23 | OCM904 | Discretionary | R-9 | R-23 | Retro1Slow_OR | 0 | Space Heating | sqft wall | 1 | 0.51962 | 0% | Avista TRM | Avista TRM | Avista TRM | 22 | 0.67264 | 0 | 0 | 0 | 1.0348 | 0 | 0 | 0 | 24.32% | 25% | 0% | 0% | NEM | All | FALSE | FALSE | 0 | 613
Commercial_Interruptible - Miscellaneous_New_Space Heating_Natural Gas_Green Roof - Vegetated Rooftop_A | OR | Commercial | Interruptible - Miscellaneous | New | Space Heating | Natural Gas | Green Roof - Vegetated Rooftop | A | Green roof | OCM905 | Discretionary | No vegetation on roof | Green roof | Retro1Slow_OR | 0 | Space Heating | sqft roof | 1 | 1 | 0% | Measure Cost Research v1.1 - Sep 2020.xlsx | Measure Cost Research v1.1 - Sep 2020.xlsx | Measure Cost Research v1.1 - Sep 2020.xlsx | 25 | 15.275 | 1.1456 | 0 | 0 | 1.0183 | 0 | 0 | 0 | 28.36% | 25% | 15% | 46.67% | NEM | All | FALSE | FALSE | 0 | 614
Commercial_Interruptible - Miscellaneous_New_Space Heating_Natural Gas_Ducting - Repair and Sealing_A | OR | Commercial | Interruptible - Miscellaneous | New | Space Heating | Natural Gas | Ducting - Repair and Sealing | A | Sealed | OCM906 | Discretionary | 20% Leakage | Sealed | Retro1Slow_OR | 0 | Central Systems | sqft duct | 1 | 0.5 | 0% | DCT_RPR-All-DEER-1 | DCT_RPR-Cooling-RTF-1 | Building Energy Simulation Tool | 18 | 0.65309 | 0 | 0 | 0 | 1.3062 | 0 | 0 | 0 | 19.52% | 25% | 15% | 66.67% | NEM | Central Systems | FALSE | FALSE | 0 | 611
Commercial_Interruptible - Miscellaneous_New_Space Heating_Natural Gas_Windows - High Efficiency Glazing_A | OR | Commercial | Interruptible - Miscellaneous | New | Space Heating | Natural Gas | Windows - High Efficiency Glazing | A | High Efficiency Glaze | OCM907 | Discretionary | Single Glaze | High Efficiency Glaze | Retro1Slow_OR | 0 | Space Heating | sqft window | 1 | 0.25981 | 0% | WND_HE-Heating-RTF-v2.1-1 | WND_HE-Heating-RTF-v2.1-1 | Building Energy Simulation Tool | 45 | 22.037 | 0 | 0 | 0 | 1.2422 | 0 | 0 | 0 | 28.36% | 25% | 66.35% | 88.47% | NEM | All | FALSE | FALSE | 0 | 617
Commercial_Interruptible - Miscellaneous_New_Space Heating_Natural Gas_Windows - Secondary Glazing Systems_A | OR | Commercial | Interruptible - Miscellaneous | New | Space Heating | Natural Gas | Windows - Secondary Glazing Systems | A | Windows rated to U-Factor 0.4 and SHGC 0.2. | OCM908 | Discretionary | Windows rated to U-Factor 0.62 and SHGC 0.27. | Windows rated to U-Factor 0.4 and SHGC 0.2. | Retro1Slow_OR | 0 | Space Heating | sqft window | 1 | 0.25981 | 0% | RTF - ComSecondaryGlazingSystems_v1_1 | RTF - ComSecondaryGlazingSystems_v1_1 | RTF - ComSecondaryGlazingSystems_v1_1 | 30 | 37.6923 | 0 | 0 | 0 | 1.1464 | 0 | 0 | 0 | 28.36% | 25% | 66.35% | 88.47% | NEM | All | FALSE | FALSE | 0 | 618
Commercial_Interruptible - Miscellaneous_New_Space Heating_Natural Gas_HVAC - Energy Recovery Ventilator_A | OR | Commercial | Interruptible - Miscellaneous | New | Space Heating | Natural Gas | HVAC - Energy Recovery Ventilator | A | ERV | OCM909 | Discretionary | No ERV | ERV | RetroEven20_OR | 0 | Space Heating | sqft | 1 | 1 | 0% | HRV-Cooling/Heating-E3T-1 | HRV-Cooling/Heating-E3T-1 | HRV-Cooling/Heating-E3T-1 | 20 | 1.0873 | 0 | 0 | 0 | 1.0873 | 0 | 0 | 0 | 28.36% | 25% | 100% | 100% | NEM | All | FALSE | FALSE | 0 | 615
Commercial_Interruptible - Miscellaneous_New_Space Heating_Natural Gas_Building Shell - Air Sealing (Infiltration Control)_A | OR | Commercial | Interruptible - Miscellaneous | New | Space Heating | Natural Gas | Building Shell - Air Sealing (Infiltration Control) | A | Air sealing to reduce air infiltration. | OCM910 | Discretionary | Building with air infiltration. | Air sealing to reduce air infiltration. | Retro1Slow_OR | 0 | Space Heating | foot door | 1 | 0.0056 | 0% | IL TRM - CI-MSC-WTST-V01-200101 | IL TRM - CI-MSC-WTST-V01-200101 | IL TRM - CI-MSC-WTST-V01-200101 | 10 | 8 | 0 | 0 | 0 | 1 | 0 | 0 | 0 | 28.36% | 25% | 45% | 66.67% | NEM | All | FALSE | FALSE | 0 | 639
Commercial_Interruptible - Miscellaneous_New_Space Heating_Natural Gas_Ventilation - Demand Controlled_A | OR | Commercial | Interruptible - Miscellaneous | New | Space Heating | Natural Gas | Ventilation - Demand Controlled | A | Outdoor air controlled based on occupancy to meet ASHRAE 62.1 | OCM911 | Discretionary | No occupancy based outdoor air controls. | Outdoor air controlled based on occupancy to meet ASHRAE 62.1 | Retro5Med_OR | 0 | Central Systems | sqft | 1 | 1 | 0% | IL TRM - CI-HVC-DCV-V05-190101 | VENT_DCV-Heating-7PLN-v5-8 | IL TRM - CI-HVC-DCV-V05-190101 | 10 | 0.15285 | 0 | 0 | 0 | 1.1464 | 0 | 0 | 0 | 28.36% | 25% | 100% | 100% | NEM | Central Systems | FALSE | FALSE | 0 | 643
Commercial_Interruptible - Miscellaneous_New_Space Heating_Natural Gas_HVAC - Dedicated Outdoor Air System (DOAS)_A | OR | Commercial | Interruptible - Miscellaneous | New | Space Heating | Natural Gas | HVAC - Dedicated Outdoor Air System (DOAS) | A | Outdoor air supplied by a DOAS. | OCM912 | Discretionary | No DOAS. | Outdoor air supplied by a DOAS. | RetroEven20_OR | 0 | Central Systems | sqft | 1 | 1 | 0% | 2021P_Com-VRF-DOAS-2021P_V2 | 2021P_Com-VRF-DOAS-2021P_V2 | 2021P_Com-VRF-DOAS-2021P_V2 | 20 | 9.8834 | 0 | 0 | 0 | 1.0743 | 0 | 0 | 0 | 28.36% | 25% | 0% | 0% | NEM | Central Systems | FALSE | FALSE | 0 | 642
Commercial_Interruptible - Miscellaneous_New_Space Heating_Natural Gas_Destratification Fans (HVLS)_A | OR | Commercial | Interruptible - Miscellaneous | New | Space Heating | Natural Gas | Destratification Fans (HVLS) | A | High volume low speed destratification fans. | OCM913 | Discretionary | No destratification fans. | High volume low speed destratification fans. | RetroEven20_OR | 0 | Space Heating | Strat Fan | 1 | 8.6207e-05 | 0% | DL20_IHVLS-Ag-2021PLN-v2-8 | DL20_IHVLS-Ag-2021PLN-v2-8 | HVLS-Heating-AEG-v5.0-121 | 15 | 9799.2638 | 0 | 0 | 0 | 1.0743 | 0 | 0 | 0 | 28.36% | 25% | 15% | 20% | NEM | All | FALSE | FALSE | 0 | 636
Commercial_Interruptible - Miscellaneous_New_Space Heating_Natural Gas_Gas Boiler - Maintenance_A | OR | Commercial | Interruptible - Miscellaneous | New | Space Heating | Natural Gas | Gas Boiler - Maintenance | A | General cleaning and maintenance | OCM914 | Discretionary | Degrade performance | General cleaning and maintenance | Retro12Med_OR | 0 | Boiler | kBtuh Heat | 1 | 0.0648 | 0% | GBLR_MNT-Heating-ILTRM-v4.0-43 | GBLR_MNT-Heating-ILTRM-v4.0-43 | GBLR_MNT-Heating-ILTRM-v4.0-1 | 3 | 0.95148 | 0 | 0 | 0 | 1.1464 | 0.2466 | 0 | 0 | 28.36% | 25% | 5% | 10% | NEM | Boiler | FALSE | FALSE | 10750.015 | 634
Commercial_Interruptible - Miscellaneous_New_Space Heating_Natural Gas_Gas Furnace - Maintenance_A | OR | Commercial | Interruptible - Miscellaneous | New | Space Heating | Natural Gas | Gas Furnace - Maintenance | A | General cleaning and maintenance | OCM915 | Discretionary | Degrade performance | General cleaning and maintenance | Retro12Med_OR | 0 | Furnace | kBtuh Heat | 1 | 0.0648 | 0% | IL TRM - CI-HVC-FTUN-V03-200101 | GBLR_MNT-Heating-ILTRM-v4.0-43 | IL TRM - CI-HVC-FTUN-V03-200101 | 3 | 0.95148 | 0 | 0 | 0 | 1.1464 | 0.16029 | 0 | 0 | 28.36% | 25% | 5% | 10% | NEM | Furnace | FALSE | FALSE | 16538.886 | 632
Commercial_Interruptible - Miscellaneous_New_Space Heating_Natural Gas_Gas Boiler - Hot Water Reset_A | OR | Commercial | Interruptible - Miscellaneous | New | Space Heating | Natural Gas | Gas Boiler - Hot Water Reset | A | Reset control installed | OCM916 | Discretionary | No control | Reset control installed | RetroEven20_OR | 0 | Boiler | BoilerCtrl | 1 | 0.000162 | 0% | GBLR_HWRST-Heating-ILTRM-v4.0-43 | GBLR_HWRST-Heating-ILTRM-v4.0-1 | GBLR_HWRST-Heating-ILTRM-v4.0-1 | 20 | 799.3848 | 0 | 0 | 0 | 1.3062 | 438.4038 | 0 | 0 | 28.36% | 25% | 100% | 100% | NEM | Boiler | FALSE | FALSE | 626.7634 | 217
Commercial_Interruptible - Miscellaneous_New_Space Heating_Natural Gas_Gas Boiler - Steam Trap Replacement_A | OR | Commercial | Interruptible - Miscellaneous | New | Space Heating | Natural Gas | Gas Boiler - Steam Trap Replacement | A | Cleaning and maintenance | OCM917 | Discretionary | Degrade performance | Cleaning and maintenance | RetroEven20_OR | 0 | Boiler | perBLDg | 1 | 0.0002 | 0% | IL TRM v9, Section 4.4.16 | IL TRM v9, Section 4.4.16 | IL TRM - CI-HVC-STRE-V06-200101 | 6 | 89.8373 | 0 | 0 | 0 | 1.1667 | 74.7764 | 0 | 0 | 28.36% | 25% | 0% | 10% | NEM | Boiler | FALSE | FALSE | 1138.1911 | 268
Commercial_Interruptible - Miscellaneous_New_Space Heating_Natural Gas_Gas Boiler - High Turndown Burner_A | OR | Commercial | Interruptible - Miscellaneous | New | Space Heating | Natural Gas | Gas Boiler - High Turndown Burner | A | Turndown control installed | OCM918 | Discretionary | No control | Turndown control installed | Retro5Med_OR | 0 | Boiler | kbtuh heat | 1 | 0.0648 | 0% | GBLR_TRN-Heating-MNTRM-v2.1-1 | GBLR_TRN-Heating-MNTRM-v2.1-1 | GBLR_TRN-Heating-MNTRM-v2.1-1 | 15 | 2.7959 | 0 | 0 | 0 | 1.1051 | 0.411 | 0 | 0 | 28.36% | 25% | 100% | 100% | NEM | Boiler | FALSE | FALSE | 2690.8862 | 377
Commercial_Interruptible - Miscellaneous_New_Space Heating_Natural Gas_Gas Boiler - Burner Control Optimization_A | OR | Commercial | Interruptible - Miscellaneous | New | Space Heating | Natural Gas | Gas Boiler - Burner Control Optimization | A | Optimized burner controls | OCM919 | Discretionary | Average performance | Optimized burner controls | Retro1Slow_OR | 0 | Boiler | kBtuh heat | 1 | 0.0648 | 0% | GBLR_O2TRM-Heating-ILTRM-v4.0-1 | GBLR_O2TRM-Heating-MEMD-2018-1 | GBLR_O2TRM-Heating-ILTRM-v4.0-1 | 18 | 0.93934 | 0 | 0 | 0 | 1.1051 | 0.11919 | 0 | 0 | 28.36% | 25% | 5% | 85% | NEM | Boiler | FALSE | FALSE | 2835.1275 | 382
Commercial_Interruptible - Miscellaneous_New_Space Heating_Natural Gas_Gas Boiler - Stack Economizer_A | OR | Commercial | Interruptible - Miscellaneous | New | Space Heating | Natural Gas | Gas Boiler - Stack Economizer | A | Economizer installed | OCM920 | Discretionary | None | Economizer installed | Retro5Med_OR | 0 | Boiler | kBtuh Heat | 1 | 0.0648 | 0% | IL TRM - CI-HVC-BECO-V01-150601 | IL TRM - CI-HVC-BECO-V01-150601 | IL TRM - CI-HVC-BECO-V01-150601 | 15 | 10.3483 | 0 | 0 | 0 | 1.0348 | 0.39456 | 0 | 0 | 28.36% | 25% | 15% | 55% | NEM | Boiler | FALSE | FALSE | 10374.469 | 633
Commercial_Interruptible - Miscellaneous_New_Space Heating_Natural Gas_Gas Boiler - Thermostatic Radiator Valves_A | OR | Commercial | Interruptible - Miscellaneous | New | Space Heating | Natural Gas | Gas Boiler - Thermostatic Radiator Valves | A | TBD | OCM921 | Discretionary | TBD | TBD | RetroEven20_OR | 0 | Boiler | radiator | 1 | 0.0084549 | 0% | IL TRM - 5.3.19 - RS-HVC-TRVS-V01-210101 | AEG Cost Characterization, 2021 | IL TRM - 5.3.19 - RS-HVC-TRVS-V01-210101 | 15 | 61.19 | 0 | 0 | 0 | 1 | 5.25 | 0 | 0 | 28.36% | 25% | 100% | 100% | NEM | Boiler | FALSE | FALSE | 4610.3664 | 434
Commercial_Interruptible - Miscellaneous_New_Space Heating_Natural Gas_HVAC - Shut Off Damper_A | OR | Commercial | Interruptible - Miscellaneous | New | Space Heating | Natural Gas | HVAC - Shut Off Damper | A | Damper installed | OCM922 | Discretionary | No damper | Damper installed | Retro5Med_OR | 0 | Central Systems | BoilerCtrl | 1 | 0.000162 | 0% | HVAC_DMPROFF-Heating-ILTRM-v4.0-1 | HVAC_DMPROFF-Heating-ILTRM-v4.0-1 | HVAC_DMPROFF-Heating-ILTRM-v4.0-1 | 15 | 1657.6673 | 123.7725 | 0 | 0 | 1.1051 | 0 | 0 | 0 | 28.36% | 25% | 0% | 75% | NEM | Central Systems | FALSE | FALSE | 0 | 586
Commercial_Interruptible - Miscellaneous_New_Space Heating_Natural Gas_Gas Furnace - Tube Inserts_A | OR | Commercial | Interruptible - Miscellaneous | New | Space Heating | Natural Gas | Gas Furnace - Tube Inserts | A | Tube inserts installed | OCM923 | Discretionary | None | Tube inserts installed | Retro1Slow_OR | 0 | Furnace | sqft | 1 | 1 | 0% | n/a | n/a | n/a | 5 | 1 | 0 | 0 | 0 | 1 | 0 | 0 | 0 | 28.36% | 25% | 0% | 10% | NEM | Furnace | FALSE | FALSE | 0 | 587
Commercial_Interruptible - Miscellaneous_New_Space Heating_Natural Gas_Gas Boiler - Insulate Steam Lines/Condensate Tank_A | OR | Commercial | Interruptible - Miscellaneous | New | Space Heating | Natural Gas | Gas Boiler - Insulate Steam Lines/Condensate Tank | A | Lines and condenstate tank insulated | OCM924 | Discretionary | No insulation | Lines and condenstate tank insulated | RetroEven20_OR | 0 | Boiler | boiler pipe | 1 | 0.056569 | 0% | GBLR_PINS-Heating-ILTRM-v4.0-1 | GBLR_PINS_STM-Heating-PGE-R7-1 | GBLR_PINS_STM-Heating-PGE-R7-1 | 15 | 13.9626 | 0 | 0 | 0 | 1.1464 | 5.99 | 0 | 0 | 28.36% | 25% | 100% | 100% | NEM | Boiler | FALSE | FALSE | 922.0516 | 236
Commercial_Interruptible - Miscellaneous_New_Space Heating_Natural Gas_Gas Boiler - Insulate Hot Water Lines_A | OR | Commercial | Interruptible - Miscellaneous | New | Space Heating | Natural Gas | Gas Boiler - Insulate Hot Water Lines | A | Insulated water lines | OCM925 | Discretionary | No insulation | Insulated water lines | RetroEven20_OR | 0 | Boiler | boiler pipe | 1 | 0.056569 | 0% | GBLR_PINS_HW-Heating-PGE-R7-1 | GBLR_PINS_HW-Heating-PGE-R7-1 | GBLR_PINS_HW-Heating-PGE-R7-1 | 11 | 26.0797 | 0 | 0 | 0 | 1.1464 | 4.01 | 0 | 0 | 28.36% | 25% | 100% | 100% | NEM | Boiler | FALSE | FALSE | 3195.7745 | 396
Commercial_Interruptible - Miscellaneous_New_Space Heating_Natural Gas_Condensing RTU_A | OR | Commercial | Interruptible - Miscellaneous | New | Space Heating | Natural Gas | Condensing RTU | A | TBD | OCM926 | Discretionary | TBD | TBD | RetroEven20_OR | 0 | Furnace | sqft cond | 1 | 1 | 0% | NEEA Condensing Rooftop Unit Field Study - October 28, 2019 | NEEA Condensing Rooftop Unit Field Study - October 28, 2019 | NEEA Condensing Rooftop Unit Field Study - October 28, 2019 | 5 | 0.27741 | 0 | 0 | 0 | 1.0348 | 0.06857 | 0 | 0 | 28.36% | 25% | 100% | 100% | NEM | Furnace | FALSE | FALSE | 4948.6918 | 454
Commercial_Interruptible - Miscellaneous_New_Space Heating_Natural Gas_Hydronic Heating Radiator Replacement_A | OR | Commercial | Interruptible - Miscellaneous | New | Space Heating | Natural Gas | Hydronic Heating Radiator Replacement | A | TBD | OCM927 | Discretionary | TBD | TBD | RetroEven20_OR | 0 | Boiler | radiator | 1 | 0.0084549 | 0% | IL TRM - 4.4.52 - CI-HVC-HHRR-V01-210101 | IL TRM - 4.4.52 - CI-HVC-HHRR-V01-210101 | IL TRM - 4.4.52 - CI-HVC-HHRR-V01-210101 | 25 | 624.7488 | 0 | 0 | 0 | 1.0183 | 34 | 0 | 0 | 28.36% | 25% | 100% | 100% | NEM | Boiler | FALSE | FALSE | 5844.9436 | 498
Commercial_Interruptible - Miscellaneous_New_Space Heating_Natural Gas_Thermostat - Connected_A | OR | Commercial | Interruptible - Miscellaneous | New | Space Heating | Natural Gas | Thermostat - Connected | A | Thermostat connected to building management control system. | OCM928 | Discretionary | Standard thermostat. | Thermostat connected to building management control system. | Retro5Med_OR | 0 | Space Heating | Stat Unit | 1 | 0.001 | 0% | DL20_CSTAT_SMRT-Cool-RTF-v1.1-5 | IL TRM - CI-HVC-THST-V01-200101 | DL20_CSTAT_SMRT-Heat-RTF-v1.1-1 | 5 | 222.9079 | 0 | 0 | 0 | 1.1247 | 0 | 0 | 0 | 28.36% | 25% | 30% | 53.33% | NEM | All | FALSE | FALSE | 0 | 590
Commercial_Interruptible - Miscellaneous_New_Water Heating_Natural Gas_Water Heater - Thermostatic Shower Restriction Valve_A | OR | Commercial | Interruptible - Miscellaneous | New | Water Heating | Natural Gas | Water Heater - Thermostatic Shower Restriction Valve | A | Thermostatic shower restriction valve. | OCM929 | Discretionary | No thermostatic control on shower. | Thermostatic shower restriction valve. | Retro5Med_OR | 0 | Water Heater | showerhead | 1 | 0.0004 | 0% | ThermostaticShowerRestrictionValve_v4_2 | ThermostaticShowerRestrictionValve_v4_2 | ThermostaticShowerRestrictionValve_v4_2 | 10 | 24.4642 | 0 | 6.8441 | 0 | 1.1464 | 12.3663 | 0 | 0 | 28.36% | 25% | 86.67% | 86.67% | NEM | Water Heater | FALSE | FALSE | 1055.5661 | 252
Commercial_Interruptible - Miscellaneous_New_Water Heating_Natural Gas_Water Heater - Pre-Rinse Spray Valve_A | OR | Commercial | Interruptible - Miscellaneous | New | Water Heating | Natural Gas | Water Heater - Pre-Rinse Spray Valve | A | Low flow pre-rinse spray valve. | OCM930 | Discretionary | Standard pre-rinse spray valve. | Low flow pre-rinse spray valve. | Retro5Med_OR | 0 | Water Heater | KitchenFaucet | 1 | 0.0002 | 0% | Avista TRM | Avista TRM | Avista TRM | 4 | 112.1961 | 0 | 0 | 0 | 1.0348 | 16.81 | 0 | 0 | 28.36% | 25% | 0% | 0% | NEM | Water Heater | FALSE | FALSE | 11500.8864 | 591
Commercial_Interruptible - Miscellaneous_New_Water Heating_Natural Gas_Water Heater - Temperature Setback_A | OR | Commercial | Interruptible - Miscellaneous | New | Water Heating | Natural Gas | Water Heater - Temperature Setback | A | Water heater temperature setback. | OCM931 | Discretionary | No water heater temperature setback. | Water heater temperature setback. | Retro5Med_OR | 0 | Water Heater | WHunits | 1 | 9.3087e-05 | 0% | IL TRM - RS-HWE-TMPS-V08-210101 | IL TRM - RS-HWE-TMPS-V08-210101 | IL TRM - RS-HWE-TMPS-V08-210101 | 2 | 5 | 0 | 0 | 0 | 1 | 103.9223 | 0 | 0 | 28.36% | 25% | 15% | 100% | NEM | Water Heater | FALSE | FALSE | 277.8046 | 177
Commercial_Interruptible - Miscellaneous_New_Water Heating_Natural Gas_Water Heater - Faucet Aerators_A | OR | Commercial | Interruptible - Miscellaneous | New | Water Heating | Natural Gas | Water Heater - Faucet Aerators | A | 0 | OCM932 | Discretionary | 0 | 0 | Retro5Med_OR | 0 | Water Heater | faucet | 1 | 0.0008 | 0% | DHW_AER-Water Heating-XCELCO-2017-18-6 | DHW_AER-Water Heating-XCELCO-2017-18-6 | DHW_AER-Water Heating-ILTRM-v5.0-14 | 10 | 7.4417 | 0 | 14.8834 | 0 | 1.0631 | 7.4299 | 0 | 0 | 28.36% | 25% | 86.67% | 86.67% | NEM | Water Heater | FALSE | FALSE | 534.4218 | 202
Commercial_Interruptible - Miscellaneous_New_Water Heating_Natural Gas_Water Heater - Low-Flow Showerheads_A | OR | Commercial | Interruptible - Miscellaneous | New | Water Heating | Natural Gas | Water Heater - Low-Flow Showerheads | A | 0 | OCM933 | Discretionary | 0 | 0 | Retro5Med_OR | 0 | Water Heater | Showerhead | 1 | 0.0004 | 0% | Com-Showerheads-2021P_V2 | Com-Showerheads-2021P_V2 | Com-Showerheads-2021P_V2 | 10 | 19.7518 | 0 | 39.6745 | 0 | 1.1464 | 37.3642 | 0 | 0 | 28.36% | 25% | 86.67% | 86.67% | NEM | Water Heater | FALSE | FALSE | 282.0622 | 179
Commercial_Interruptible - Miscellaneous_New_Water Heating_Natural Gas_Water Heater - Tank Blanket/Insulation_A | OR | Commercial | Interruptible - Miscellaneous | New | Water Heating | Natural Gas | Water Heater - Tank Blanket/Insulation | A | 0 | OCM934 | Discretionary | 0 | 0 | Retro5Med_OR | 0 | Water Heater | WHUnits | 1 | 9.3087e-05 | 0% | IL TRM - 4.3.12 Tank Insulation - CI-HWE-TKIN-V01-210101 / PA TRM - 2.3.4 - State of Pennsylvania TRM, Volume 2: Residential Measures, 2021 Final Order. August 8, 2019. | IL TRM - 4.3.12 Tank Insulation - CI-HWE-TKIN-V01-210101 / PA TRM - 2.3.4 - State of Pennsylvania TRM, Volume 2: Residential Measures, 2021 Final Order. August 8, 2019. | IL TRM - 4.3.12 Tank Insulation - CI-HWE-TKIN-V01-210101 / PA TRM - 2.3.4 - State of Pennsylvania TRM, Volume 2: Residential Measures, 2021 Final Order. August 8, 2019. | 15 | 1.4664 | 0 | 0 | 0 | 1.0183 | 200.7769 | 0 | 0 | 28.36% | 25% | 100% | 100% | NEM | Water Heater | FALSE | FALSE | 2.889 | 121
Commercial_Interruptible - Miscellaneous_New_Water Heating_Natural Gas_Water Heater - Drainwater Heat Recovery_A | OR | Commercial | Interruptible - Miscellaneous | New | Water Heating | Natural Gas | Water Heater - Drainwater Heat Recovery | A | 0 | OCM935 | Discretionary | 0 | 0 | Retro5Med_OR | 0 | Water Heater | faucet | 1 | 0.0008 | 0% | DHW_DWHR-Water Heating-OPATRM-v1-1 | DHW_DWHR-Water Heating-OPATRM-v1-1 | DHW_DWHR-Water Heating-MNTRM-v1.0-7 | 40 | 948.5609 | 0 | 0 | 0 | 1.1857 | 9.9574 | 0 | 0 | 28.36% | 25% | 86.67% | 86.67% | NEM | Water Heater | FALSE | FALSE | 27351.0343 | 577
Commercial_Interruptible - Miscellaneous_New_Water Heating_Natural Gas_Water Heater - Circulation Pump Controls_A | OR | Commercial | Interruptible - Miscellaneous | New | Water Heating | Natural Gas | Water Heater - Circulation Pump Controls | A | Controlled circulation pump. | OCM936 | Discretionary | Circulation pump with no controls. | Controlled circulation pump. | Retro5Med_OR | 0 | Water Heater | perbldg | 1 | 0.0002 | 0% | RTF - ComResCirculatorPumps_2_3 - AEG Edited | RTF - ComResCirculatorPumps_2_3 - AEG Edited | RTF - ComResCirculatorPumps_2_3 - AEG Edited | 11.5 | 913.5582 | 0 | 0 | 0 | 1.1464 | 522.8264 | 0 | 0 | 28.36% | 25% | 15% | 26.67% | NEM | Water Heater | FALSE | FALSE | 828.4214 | 230
Commercial_Interruptible - Miscellaneous_New_Water Heating_Natural Gas_Water Heater - Pipe Insulation_A | OR | Commercial | Interruptible - Miscellaneous | New | Water Heating | Natural Gas | Water Heater - Pipe Insulation | A | Water heater pipe insulation. | OCM937 | Discretionary | No insulation. | Water heater pipe insulation. | Retro5Med_OR | 0 | Water Heater | PipeFeet | 1 | 0.001 | 0% | IL TRM v10 - 4.4.14 Pipe Insulation - CI-HVC-PINS-V07-220101 | IL TRM v10 - 4.4.14 Pipe Insulation - CI-HVC-PINS-V07-220101 | IL TRM v10 - 4.4.14 Pipe Insulation - CI-HVC-PINS-V07-220101 | 15 | 19.3862 | 0 | 0 | 0 | 1.1857 | 5.02 | 0 | 0 | 28.36% | 25% | 1.124% | 100% | NEM | Water Heater | FALSE | FALSE | 1527.5787 | 305
Commercial_Interruptible - Miscellaneous_New_Water Heating_Natural Gas_Water Heater - Motion Control Faucet_A | OR | Commercial | Interruptible - Miscellaneous | New | Water Heating | Natural Gas | Water Heater - Motion Control Faucet | A | 0.35 gpm w/ motion sensor | OCM938 | Discretionary | 1.39 gpm w/o motion sensor | 0.35 gpm w/ motion sensor | Retro5Med_OR | 0 | Water Heater | sqft | 1 | 1 | 0% | n/a | n/a | n/a | 5 | 1.0743 | 0 | 0 | 0 | 1.0743 | 0 | 0 | 0 | 28.36% | 25% | 30% | 75% | NEM | Water Heater | FALSE | FALSE | 0 | 578
Commercial_Interruptible - Miscellaneous_New_Water Heating_Natural Gas_Water Heater - Solar System_A | OR | Commercial | Interruptible - Miscellaneous | New | Water Heating | Natural Gas | Water Heater - Solar System | A | Solar water heater with electric backup unit | OCM939 | Discretionary | 0 | Solar water heater with electric backup unit | Retro5Med_OR | 0 | Water Heater | DHW kbtuh | 1 | 0.0048405 | 0% | DHW_WH-Water Heating-AEO17-8 | DHW_WH-Water Heating-AEO17-8 | DHW_WH-Water Heating-DOE-PTool2014-1 | 20 | 278.7625 | 0 | 0 | 0 | 1.1247 | 40.1544 | 0 | 0 | 28.36% | 25% | 1% | 40% | NEM | Water Heater | 19 | FALSE | 2386.2887 | 346
Commercial_Interruptible - Miscellaneous_New_Water Heating_Natural Gas_Commercial Laundry - Ozone Treatment_A | OR | Commercial | Interruptible - Miscellaneous | New | Water Heating | Natural Gas | Commercial Laundry - Ozone Treatment | A | Ozone laundry treatment system. | OCM940 | Discretionary | Standard commercial washer. | Ozone laundry treatment system. | Retro5Med_OR | 0 | Water Heater | perBldg | 1 | 0.0002 | 0% | CW_OZON-Water Heating-ILTRM-v4.0-4 | CW_OZON-Water Heating-ILTRM-v4.0-4 | CW_OZON-Water Heating-ILTRM-v4.0-4 | 10 | 18511.515 | 222.0834 | 0 | 0 | 1.1051 | 142.8891 | 0 | 0 | 28.36% | 25% | 0% | 6.667% | NEM | Water Heater | FALSE | FALSE | 69125.0477 | 583
Commercial_Interruptible - Miscellaneous_New_Water Heating_Natural Gas_Commercial Laundry - ENERGY STAR Washer_A | OR | Commercial | Interruptible - Miscellaneous | New | Water Heating | Natural Gas | Commercial Laundry - ENERGY STAR Washer | A | ENERGY STAR rated washer. | OCM941 | Discretionary | Standard efficiency washer. | ENERGY STAR rated washer. | Retro5Med_OR | 0 | Water Heater | ClothesWashers | 1 | 1.6211e-05 | 0% | CW-Miscellaneous-RTF-v5.1-21 | CW-Miscellaneous-RTF-v5.1-21 | CW-Miscellaneous-RTF-PreQCv5.0-8 | 7 | 458.1094 | 0 | 200.1723 | 0 | 1.1464 | 35.5089 | 0 | 0 | 28.36% | 25% | 0% | 6.667% | NEM | Water Heater | FALSE | FALSE | 10043.494 | 584
Commercial_Interruptible - Miscellaneous_New_Water Heating_Natural Gas_Water Heater - Efficient Dishwasher_A | OR | Commercial | Interruptible - Miscellaneous | New | Water Heating | Natural Gas | Water Heater - Efficient Dishwasher | A | ENERGY STAR | OCM942 | Discretionary | 0 | ENERGY STAR | Retro5Med_OR | 0 | Water Heater | perBldg | 1 | 0.0002 | 0% | Avista TRM | Avista TRM | Avista TRM | 12 | 2377.0012 | 0 | 1319.9187 | 0 | 1.0348 | 102.8166 | 0 | 0 | 28.36% | 25% | 0% | 6.667% | NEM | Water Heater | FALSE | FALSE | 10607.6481 | 581
Commercial_Interruptible - Miscellaneous_New_Water Heating_Natural Gas_Commercial Laundry - Alternative Dry-Cleaning Methods_A | OR | Commercial | Interruptible - Miscellaneous | New | Water Heating | Natural Gas | Commercial Laundry - Alternative Dry-Cleaning Methods | A | High efficiency alternative dry-cleaning methods. | OCM943 | Discretionary | Standard efficiency dryer. | High efficiency alternative dry-cleaning methods. | Retro5Med_OR | 0 | Water Heater | perBldg | 1 | 0.0002 | 0% | CW_ALTDRYCLN-Miscellaneous-SCE-ET05.01-6 | CW_ALTDRYCLN-Miscellaneous-SCE-ET05.01-6 | CW_ALTDRYCLN-Miscellaneous-SCE-ET05.01-6 | 15 | 66246.8389 | 0 | 0 | 0 | 1.2089 | 0 | 0 | 0 | 28.36% | 25% | 0% | 6.667% | NEM | Water Heater | FALSE | FALSE | 0 | 582
Commercial_Interruptible - Miscellaneous_New_Space Heating_Natural Gas_Advanced Kitchen Ventilation Controls_A | OR | Commercial | Interruptible - Miscellaneous | New | Space Heating | Natural Gas | Advanced Kitchen Ventilation Controls | A | Variable exhaust hood flow based on temperature or grease sensor. | OCM944 | Discretionary | No controls on exhaust hoods. | Variable exhaust hood flow based on temperature or grease sensor. | RetroEven20_OR | 0 | Space Heating | sqft | 1 | 1 | 0% | IL TRM - CI-FSE-VENT-V03-160601 | COOK_EXHD-Ventilation-XCELCO-2017-18-2 | COOK_EXHD-Ventilation-XCELCO-2017-18-2 | 15 | 0.18192 | 0 | 0 | 0 | 1.1051 | 0 | 0 | 0 | 28.36% | 25% | 10% | 10% | NEM | All | FALSE | FALSE | 0 | 605
Commercial_Interruptible - Miscellaneous_New_Space Heating_Natural Gas_Infiltration Control - Loading Dock Sealing_A | OR | Commercial | Interruptible - Miscellaneous | New | Space Heating | Natural Gas | Infiltration Control - Loading Dock Sealing | A | 0 | OCM945 | Discretionary | 0 | 0 | RetroEven20_OR | 0 | Space Heating | perBldg | 1 | 0.0002 | 0% | MEMD - Truck Loading Dock Seals - 8.10.01.FES-E10.v01 | MEMD - Truck Loading Dock Seals - 8.10.01.FES-E10.v01 | MEMD - Truck Loading Dock Seals - 8.10.01.FES-E10.v01 | 10 | 3106.5198 | 0 | 0 | 0 | 1.0873 | 0 | 0 | 0 | 28.36% | 25% | 0% | 0% | NEM | All | FALSE | FALSE | 0 | 606
Commercial_Interruptible - Miscellaneous_New_Space Heating_Natural Gas_Greenhouse Heat Curtain_A | OR | Commercial | Interruptible - Miscellaneous | New | Space Heating | Natural Gas | Greenhouse Heat Curtain | A | 0 | OCM946 | Discretionary | No heat curtain. | 0 | RetroEven20_OR | 0 | Space Heating | perBldg | 1 | 0.0002 | 0% | CA eTRM https://www.caetrm.com/measure/SWBE001/01/ | CA eTRM https://www.caetrm.com/measure/SWBE001/01/ | CA eTRM https://www.caetrm.com/measure/SWBE001/01/ | 5 | 408.7573 | 0 | 0 | 0 | 1.0348 | 0 | 0 | 0 | 28.36% | 25% | 0% | 0% | NEM | All | FALSE | FALSE | 0 | 603
Commercial_Interruptible - Miscellaneous_New_Space Heating_Natural Gas_Ventilation - Parking Garages, Demand Controlled_A | OR | Commercial | Interruptible - Miscellaneous | New | Space Heating | Natural Gas | Ventilation - Parking Garages, Demand Controlled | A | 0 | OCM947 | Discretionary | 0 | 0 | RetroEven20_OR | 0 | Central Systems | garage | 1 | 1e-05 | 0% | FOE - Parking Garage Ventilation Controls - W0047 | FOE - Parking Garage Ventilation Controls - W0047 | FOE - Parking Garage Ventilation Controls - W0047 | 5 | 843.0596 | 0 | 0 | 0 | 1.0183 | 0 | 0 | 0 | 28.36% | 25% | 0% | 0% | NEM | Central Systems | FALSE | FALSE | 0 | 604
Commercial_Interruptible - Miscellaneous_New_Miscellaneous_Natural Gas_Pool Heater - Night Covers_A | OR | Commercial | Interruptible - Miscellaneous | New | Miscellaneous | Natural Gas | Pool Heater - Night Covers | A | Night covers on pool. | OCM948 | Discretionary | Uncovered. | Night covers on pool. | Retro12Med_OR | 0 | Pool Heater | sqft pool | 1 | 0.375 | 0% | PL_COV-Water Heating-SCG-R0-62 | PL_COV-Water Heating-SCG-R0-62 | PL_COV-Water Heating-SCG-R0-1 | 5 | 1.3642 | 0 | 0 | 0 | 1.1464 | 0.024915 | 0 | 0 | 28.36% | 25% | 15% | 100% | NEM | Pool Heater | FALSE | FALSE | 66973.8283 | 609
Commercial_Interruptible - Miscellaneous_New_Space Heating_Natural Gas_Advanced New Construction Designs_A | OR | Commercial | Interruptible - Miscellaneous | New | Space Heating | Natural Gas | Advanced New Construction Designs | A | New construction designs exceeding ASHRAE 90.1 requirements. | OCM949 | Discretionary | Standard new construction design. | New construction designs exceeding ASHRAE 90.1 requirements. | LO1Slow_OR | 0 | Space Heating | sqft | 1 | 1 | 0% | COM_CX-HVAC-AEG-1 | COM_CX-All-AEG-5 | COM_CX-All-AEG-5 | 3 | 1.4023 | 0 | 0 | 0 | 1.2089 | 0 | 0 | 0 | 28.36% | 25% | 10% | 20% | NEM | All | FALSE | FALSE | 0 | 602
Commercial_Interruptible - Miscellaneous_New_Water Heating_Natural Gas_Advanced New Construction Designs_A | OR | Commercial | Interruptible - Miscellaneous | New | Water Heating | Natural Gas | Advanced New Construction Designs | A | New construction designs exceeding ASHRAE 90.1 requirements. | OCM950 | Discretionary | Standard new construction design. | New construction designs exceeding ASHRAE 90.1 requirements. | LO1Slow_OR | 0 | Water Heating | sqft | 1 | 1 | 0% | COM_CX-HVAC-AEG-1 | COM_CX-All-AEG-5 | COM_CX-All-AEG-5 | 3 | 1.4023 | 0 | 0 | 0 | 1.2089 | 0 | 0 | 0 | 28.36% | 25% | 10% | 20% | NEM | All | 37 | FALSE | 0 | 596
Commercial_Interruptible - Miscellaneous_New_Space Heating_Natural Gas_Strategic Energy Management_A | OR | Commercial | Interruptible - Miscellaneous | New | Space Heating | Natural Gas | Strategic Energy Management | A | Implementation of strategic energy management. | OCM951 | Discretionary | No strategic energy management. | Implementation of strategic energy management. | RetroEven20_OR | 0 | Space Heating | sqft | 1 | 1 | 0% | DL20_COM_SEM-Misc-2021PLN-V4-1 | BEHAV_SEM-All-CPUC-2018_PG-2 | DL20_COM_SEM-Misc-2021PLN-V4-15 | 3 | 0 | 0 | 0 | 0 | 1.0743 | 0 | 0 | 0 | 28.36% | 25% | 0% | 77% | NEM | All | FALSE | FALSE | 0 | 597
Commercial_Interruptible - Miscellaneous_New_Water Heating_Natural Gas_Strategic Energy Management_A | OR | Commercial | Interruptible - Miscellaneous | New | Water Heating | Natural Gas | Strategic Energy Management | A | Implementation of strategic energy management. | OCM952 | Discretionary | No strategic energy management. | Implementation of strategic energy management. | RetroEven20_OR | 0 | Water Heating | sqft | 1 | 1 | 0% | DL20_COM_SEM-Misc-2021PLN-V4-1 | BEHAV_SEM-All-CPUC-2018_PG-2 | DL20_COM_SEM-Misc-2021PLN-V4-15 | 3 | 0 | 0 | 0 | 0 | 1.0743 | 0 | 0 | 0 | 28.36% | 25% | 0% | 77% | NEM | All | FALSE | FALSE | 0 | 600
Commercial_Interruptible - Miscellaneous_New_Space Heating_Natural Gas_Retrocommissioning_A | OR | Commercial | Interruptible - Miscellaneous | New | Space Heating | Natural Gas | Retrocommissioning | A | Periodic recommissioning of building systems. | OCM953 | Discretionary | No retro commissioning. | Periodic recommissioning of building systems. | RetroEven20_OR | 0 | Space Heating | sqft | 1 | 1 | 0% | COM_RCX-HVAC-AEG-1 | N/A | COM_RCX-HVAC-AEG-1 | 3 | 1.3062 | 0 | 0 | 0 | 1.3062 | 0 | 0 | 0 | 28.36% | 25% | 0% | 0% | NEM | All | FALSE | FALSE | 0 | 598
Commercial_Interruptible - Miscellaneous_New_Water Heating_Natural Gas_Retrocommissioning_A | OR | Commercial | Interruptible - Miscellaneous | New | Water Heating | Natural Gas | Retrocommissioning | A | Periodic recommissioning of building systems. | OCM954 | Discretionary | No retro commissioning. | Periodic recommissioning of building systems. | RetroEven20_OR | 0 | Water Heating | sqft | 1 | 1 | 0% | COM_RCX-HVAC-AEG-1 | N/A | COM_RCX-HVAC-AEG-1 | 3 | 1.3062 | 0 | 0 | 0 | 1.3062 | 0 | 0 | 0 | 28.36% | 25% | 0% | 0% | NEM | All | FALSE | FALSE | 0 | 599
Note on I2: Walter, Kenneth: Want to avoid confusion with E1-E10 on Equipment side. Let's try ABC for now
Note on J2: Walter, Kenneth: Leave as TBD for engine to fill in. Specific labels will be treated as Override.
Note on L2: Walter, Kenneth: Lost Opp, Retro, or New Const.
Note on AK2: Walter, Kenneth: Equipment App is limited by turnover

## Purchase Override
Key | Sector | Segment | Vintage | End Use | Fuel | Measure | Option | Pre-Defined Index | 2021 | 2022 | 2023 | 2024 | 2025 | 2026 | 2027 | 2028 | 2029 | 2030 | 2031 | 2032 | 2033 | 2034 | 2035 | 2036 | 2037 | 2038 | 2039 | 2040 | 2041 | 2042 | 2043 | 2044 | 2045 | 2046 | 2047 | Ramp Rate | Tech Offset | Ramp Rate Row
Commercial_WA - College_Existing_Water Heating_Natural Gas_Water Heater - Solar System_A | Commercial | WA - College | Existing | Water Heating | Natural Gas | Water Heater - Solar System | A | 292 | 0 | 0 | #VALUE! | #VALUE! | #VALUE! | #VALUE! | #VALUE! | #VALUE! | #VALUE! | #VALUE! | #VALUE! | #VALUE! | #VALUE! | #VALUE! | #VALUE! | #VALUE! | #VALUE! | #VALUE! | #VALUE! | #VALUE! | #VALUE! | #VALUE! | #VALUE! | #VALUE! | #VALUE! | #VALUE! | #VALUE! | Retro5Med_WA | 0 | 19
Commercial_WA - College_New_Water Heating_Natural Gas_Water Heater - Solar System_A | Commercial | WA - College | New | Water Heating | Natural Gas | Water Heater - Solar System | A | 345 | 0 | 0 | 0 | 127.4068 | 150.0583 | 177.3846 | 200.118 | 222.9697 | 255.7303 | 276.1977 | 299.7595 | 291.7723 | 254.4464 | 197.4596 | 134.8869 | 104.953 | 45.5746 | 0 | 0 | 0 | 0 | 0 | 0 | 0 | 0 | 0 | 0 | Retro5Med_WA | 0 | 19 | [7 empty] | Data
Commercial_WA - Health_Existing_Water Heating_Natural Gas_Water Heater - Solar System_A | Commercial | WA - Health | Existing | Water Heating | Natural Gas | Water Heater - Solar System | A | 398 | 0 | 0 | 0 | 0 | 0 | 0 | 0 | 0 | 0 | 0 | 0 | 0 | 0 | 0 | 0 | 0 | 0 | 0 | 0 | 0 | 0 | 0 | 0 | 0 | 0 | 0 | 0 | Retro5Med_WA | 0 | 19 |  |  |  |  | Sector | Segment | Vintage | Sum of 2021 | Sum of 2022 | Sum of 2023 | Sum of 2024 | Sum of 2025 | Sum of 2026 | Sum of 2027 | Sum of 2028 | Sum of 2029 | Sum of 2030 | Sum of 2031 | Sum of 2032 | Sum of 2033 | Sum of 2034 | Sum of 2035 | Sum of 2036 | Sum of 2037 | Sum of 2038 | Sum of 2039 | Sum of 2040 | Sum of 2041 | Sum of 2042 | Sum of 2043 | Sum of 2044 | Sum of 2045 | Sum of 2046 | Sum of 2047
Commercial_WA - Health_New_Water Heating_Natural Gas_Water Heater - Solar System_A | Commercial | WA - Health | New | Water Heating | Natural Gas | Water Heater - Solar System | A | 451 | 0 | 0 | 0 | 43.4295 | 51.1507 | 60.4655 | 68.2147 | 76.0042 | 87.1714 | 94.1482 | 102.1797 | 99.4571 | 86.7337 | 67.3085 | 45.9792 | 35.7756 | 15.5351 | 0 | 0 | 0 | 0 | 0 | 0 | 0 | 0 | 0 | 0 | Retro5Med_WA | 0 | 19 |  |  |  |  | Commercial | WA - College | Existing | 35571536.0355 | 35571536.0355 | 35571536.0355 | 35571536.0355 | 35571536.0355 | 35571536.0355 | 35571536.0355 | 35571536.0355 | 35571536.0355 | 35571536.0355 | 35571536.0355 | 35571536.0355 | 35571536.0355 | 35571536.0355 | 35571536.0355 | 35571536.0355 | 35571536.0355 | 35571536.0355 | 35571536.0355 | 35571536.0355 | 35571536.0355 | 35571536.0355 | 35571536.0355 | 35571536.0355 | 35571536.0355 | 35571536.0355 | 35571536.0355
Commercial_WA - Miscellaneous_Existing_Water Heating_Natural Gas_Water Heater - Solar System_A | Commercial | WA - Miscellaneous | Existing | Water Heating | Natural Gas | Water Heater - Solar System | A | 504 | 0 | 0 | 0 | 0 | 0 | 0 | 0 | 0 | 0 | 0 | 0 | 0 | 0 | 0 | 0 | 0 | 0 | 0 | 0 | 0 | 0 | 0 | 0 | 0 | 0 | 0 | 0 | Retro5Med_WA | 0 | 19 | [6 empty] | New | 0 | 0 | 0 | 0 | 0 | 0 | 0 | 0 | 0 | 0 | 0 | 0 | 0 | 0 | 0 | 0 | 0 | 0 | 0 | 0 | 0 | 0 | 0 | 0 | 0 | 0 | 0
Commercial_WA - Miscellaneous_New_Water Heating_Natural Gas_Water Heater - Solar System_A | Commercial | WA - Miscellaneous | New | Water Heating | Natural Gas | Water Heater - Solar System | A | 557 | 0 | 0 | 0 | 22.3649 | 26.3411 | 31.1379 | 35.1285 | 39.1398 | 44.8906 | 48.4834 | 52.6195 | 51.2174 | 44.6652 | 34.6618 | 23.6779 | 18.4233 | 8.0001 | 0 | 0 | 0 | 0 | 0 | 0 | 0 | 0 | 0 | 0 | Retro5Med_WA | 0 | 19 | [5 empty] | WA - Health | Existing | 5890000.8722 | 5890000.8722 | 5890000.8722 | 5890000.8722 | 5890000.8722 | 5890000.8722 | 5890000.8722 | 5890000.8722 | 5890000.8722 | 5890000.8722 | 5890000.8722 | 5890000.8722 | 5890000.8722 | 5890000.8722 | 5890000.8722 | 5890000.8722 | 5890000.8722 | 5890000.8722 | 5890000.8722 | 5890000.8722 | 5890000.8722 | 5890000.8722 | 5890000.8722 | 5890000.8722 | 5890000.8722 | 5890000.8722 | 5890000.8722
Commercial_OR - College_Existing_Water Heating_Natural Gas_Water Heater - Solar System_A | Commercial | OR - College | Existing | Water Heating | Natural Gas | Water Heater - Solar System | A | 610 | 0 | 0 | 0 | 0 | 0 | 0 | 0 | 0 | 0 | 0 | 0 | 0 | 0 | 0 | 0 | 0 | 0 | 0 | 0 | 0 | 0 | 0 | 0 | 0 | 0 | 0 | 0 | Retro5Med_OR | 0 | 3 | [6 empty] | New | 0 | 0 | 0 | 0 | 0 | 0 | 0 | 0 | 0 | 0 | 0 | 0 | 0 | 0 | 0 | 0 | 0 | 0 | 0 | 0 | 0 | 0 | 0 | 0 | 0 | 0 | 0
Commercial_OR - College_New_Water Heating_Natural Gas_Water Heater - Solar System_A | Commercial | OR - College | New | Water Heating | Natural Gas | Water Heater - Solar System | A | 663 | 0 | 0 | 6.2471 | 7.2985 | 8.5671 | 9.607 | 10.6495 | 12.1619 | 13.0886 | 13.164 | 13.1794 | 11.7012 | 9.1864 | 6.3223 | 3.7659 | 2.287 | 0 | 0 | 0 | 0 | 0 | 0 | 0 | 0 | 0 | 0 | 0 | Retro5Med_OR | 0 | 3 | [5 empty] | WA - Miscellaneous | Existing | 5565614.6306 | 5565614.6306 | 5565614.6306 | 5565614.6306 | 5565614.6306 | 5565614.6306 | 5565614.6306 | 5565614.6306 | 5565614.6306 | 5565614.6306 | 5565614.6306 | 5565614.6306 | 5565614.6306 | 5565614.6306 | 5565614.6306 | 5565614.6306 | 5565614.6306 | 5565614.6306 | 5565614.6306 | 5565614.6306 | 5565614.6306 | 5565614.6306 | 5565614.6306 | 5565614.6306 | 5565614.6306 | 5565614.6306 | 5565614.6306
Commercial_OR - Health_Existing_Water Heating_Natural Gas_Water Heater - Solar System_A | Commercial | OR - Health | Existing | Water Heating | Natural Gas | Water Heater - Solar System | A | 716 | 0 | 0 | 0 | 0 | 0 | 0 | 0 | 0 | 0 | 0 | 0 | 0 | 0 | 0 | 0 | 0 | 0 | 0 | 0 | 0 | 0 | 0 | 0 | 0 | 0 | 0 | 0 | Retro5Med_OR | 0 | 3 | [6 empty] | New | 0 | 0 | 0 | 0 | 0 | 0 | 0 | 0 | 0 | 0 | 0 | 0 | 0 | 0 | 0 | 0 | 0 | 0 | 0 | 0 | 0 | 0 | 0 | 0 | 0 | 0 | 0
Commercial_OR - Health_New_Water Heating_Natural Gas_Water Heater - Solar System_A | Commercial | OR - Health | New | Water Heating | Natural Gas | Water Heater - Solar System | A | 769 | 0 | 0 | 20.6349 | 24.1079 | 28.2984 | 31.7332 | 35.1766 | 40.1726 | 43.2334 | 43.4824 | 43.5335 | 38.6507 | 30.344 | 20.8835 | 12.4392 | 7.5544 | 0 | 0 | 0 | 0 | 0 | 0 | 0 | 0 | 0 | 0 | 0 | Retro5Med_OR | 0 | 3 | [5 empty] | OR - College | Existing | 1659589.7471 | 1659589.7471 | 1659589.7471 | 1659589.7471 | 1659589.7471 | 1659589.7471 | 1659589.7471 | 1659589.7471 | 1659589.7471 | 1659589.7471 | 1659589.7471 | 1659589.7471 | 1659589.7471 | 1659589.7471 | 1659589.7471 | 1659589.7471 | 1659589.7471 | 1659589.7471 | 1659589.7471 | 1659589.7471 | 1659589.7471 | 1659589.7471 | 1659589.7471 | 1659589.7471 | 1659589.7471 | 1659589.7471 | 1659589.7471
Commercial_OR - Miscellaneous_Existing_Water Heating_Natural Gas_Water Heater - Solar System_A | Commercial | OR - Miscellaneous | Existing | Water Heating | Natural Gas | Water Heater - Solar System | A | 822 | 0 | 0 | 0 | 0 | 0 | 0 | 0 | 0 | 0 | 0 | 0 | 0 | 0 | 0 | 0 | 0 | 0 | 0 | 0 | 0 | 0 | 0 | 0 | 0 | 0 | 0 | 0 | Retro5Med_OR | 0 | 3 | [6 empty] | New | 0 | 0 | 0 | 0 | 0 | 0 | 0 | 0 | 0 | 0 | 0 | 0 | 0 | 0 | 0 | 0 | 0 | 0 | 0 | 0 | 0 | 0 | 0 | 0 | 0 | 0 | 0
Commercial_OR - Miscellaneous_New_Water Heating_Natural Gas_Water Heater - Solar System_A | Commercial | OR - Miscellaneous | New | Water Heating | Natural Gas | Water Heater - Solar System | A | 875 | 0 | 0 | 1.0135 | 1.1841 | 1.39 | 1.5587 | 1.7278 | 1.9732 | 2.1235 | 2.1358 | 2.1383 | 1.8985 | 1.4904 | 1.0258 | 0.61099 | 0.37106 | 0 | 0 | 0 | 0 | 0 | 0 | 0 | 0 | 0 | 0 | 0 | Retro5Med_OR | 0 | 3 | [5 empty] | Interruptible - College | Existing | 798247.0118 | 798247.0118 | 798247.0118 | 798247.0118 | 798247.0118 | 798247.0118 | 798247.0118 | 798247.0118 | 798247.0118 | 798247.0118 | 798247.0118 | 798247.0118 | 798247.0118 | 798247.0118 | 798247.0118 | 798247.0118 | 798247.0118 | 798247.0118 | 798247.0118 | 798247.0118 | 798247.0118 | 798247.0118 | 798247.0118 | 798247.0118 | 798247.0118 | 798247.0118 | 798247.0118
Commercial_Interruptible - College_Existing_Water Heating_Natural Gas_Water Heater - Solar System_A | Commercial | Interruptible - College | Existing | Water Heating | Natural Gas | Water Heater - Solar System | A | 928 | 0 | 0 | 0 | 0 | 0 | 0 | 0 | 0 | 0 | 0 | 0 | 0 | 0 | 0 | 0 | 0 | 0 | 0 | 0 | 0 | 0 | 0 | 0 | 0 | 0 | 0 | 0 | Retro5Med_OR | 0 | 3 | [6 empty] | New | 0 | 0 | 0 | 0 | 0 | 0 | 0 | 0 | 0 | 0 | 0 | 0 | 0 | 0 | 0 | 0 | 0 | 0 | 0 | 0 | 0 | 0 | 0 | 0 | 0 | 0 | 0
Commercial_Interruptible - College_New_Water Heating_Natural Gas_Water Heater - Solar System_A | Commercial | Interruptible - College | New | Water Heating | Natural Gas | Water Heater - Solar System | A | 981 | 0 | 0 | 3.0048 | 3.5105 | 4.1207 | 4.6209 | 5.1223 | 5.8498 | 6.2955 | 6.3317 | 6.3392 | 5.6282 | 4.4186 | 3.041 | 1.8113 | 1.1 | 0 | 0 | 0 | 0 | 0 | 0 | 0 | 0 | 0 | 0 | 0 | Retro5Med_OR | 0 | 3 | [5 empty] | OR - Miscellaneous | Existing | 239997.673 | 239997.673 | 239997.673 | 239997.673 | 239997.673 | 239997.673 | 239997.673 | 239997.673 | 239997.673 | 239997.673 | 239997.673 | 239997.673 | 239997.673 | 239997.673 | 239997.673 | 239997.673 | 239997.673 | 239997.673 | 239997.673 | 239997.673 | 239997.673 | 239997.673 | 239997.673 | 239997.673 | 239997.673 | 239997.673 | 239997.673
Commercial_Interruptible - Health_Existing_Water Heating_Natural Gas_Water Heater - Solar System_A | Commercial | Interruptible - Health | Existing | Water Heating | Natural Gas | Water Heater - Solar System | A | 1034 | 0 | 0 | 0 | 0 | 0 | 0 | 0 | 0 | 0 | 0 | 0 | 0 | 0 | 0 | 0 | 0 | 0 | 0 | 0 | 0 | 0 | 0 | 0 | 0 | 0 | 0 | 0 | Retro5Med_OR | 0 | 3 | [6 empty] | New | 0 | 0 | 0 | 0 | 0 | 0 | 0 | 0 | 0 | 0 | 0 | 0 | 0 | 0 | 0 | 0 | 0 | 0 | 0 | 0 | 0 | 0 | 0 | 0 | 0 | 0 | 0
Commercial_Interruptible - Health_New_Water Heating_Natural Gas_Water Heater - Solar System_A | Commercial | Interruptible - Health | New | Water Heating | Natural Gas | Water Heater - Solar System | A | 1087 | 0 | 0 | 11.0564 | 12.9172 | 15.1626 | 17.003 | 18.848 | 21.5249 | 23.1649 | 23.2983 | 23.3257 | 20.7094 | 16.2586 | 11.1896 | 6.665 | 4.0477 | 0 | 0 | 0 | 0 | 0 | 0 | 0 | 0 | 0 | 0 | 0 | Retro5Med_OR | 0 | 3 | [5 empty] | OR - Health | Existing | 2662859.902 | 2662859.902 | 2662859.902 | 2662859.902 | 2662859.902 | 2662859.902 | 2662859.902 | 2662859.902 | 2662859.902 | 2662859.902 | 2662859.902 | 2662859.902 | 2662859.902 | 2662859.902 | 2662859.902 | 2662859.902 | 2662859.902 | 2662859.902 | 2662859.902 | 2662859.902 | 2662859.902 | 2662859.902 | 2662859.902 | 2662859.902 | 2662859.902 | 2662859.902 | 2662859.902
Commercial_Interruptible - Miscellaneous_Existing_Water Heating_Natural Gas_Water Heater - Solar System_A | Commercial | Interruptible - Miscellaneous | Existing | Water Heating | Natural Gas | Water Heater - Solar System | A | 1140 | 0 | 0 | 0 | 0 | 0 | 0 | 0 | 0 | 0 | 0 | 0 | 0 | 0 | 0 | 0 | 0 | 0 | 0 | 0 | 0 | 0 | 0 | 0 | 0 | 0 | 0 | 0 | Retro5Med_OR | 0 | 3 | [6 empty] | New | 0 | 0 | 0 | 0 | 0 | 0 | 0 | 0 | 0 | 0 | 0 | 0 | 0 | 0 | 0 | 0 | 0 | 0 | 0 | 0 | 0 | 0 | 0 | 0 | 0 | 0 | 0
Commercial_Interruptible - Miscellaneous_New_Water Heating_Natural Gas_Water Heater - Solar System_A | Commercial | Interruptible - Miscellaneous | New | Water Heating | Natural Gas | Water Heater - Solar System | A | 1193 | 0 | 0 | 0.40804 | 0.47671 | 0.55958 | 0.6275 | 0.69559 | 0.79438 | 0.8549 | 0.85983 | 0.86084 | 0.76428 | 0.60003 | 0.41295 | 0.24597 | 0.14938 | 0 | 0 | 0 | 0 | 0 | 0 | 0 | 0 | 0 | 0 | 0 | Retro5Med_OR | 0 | 3 | [5 empty] | Interruptible - Health | Existing | 1426786.341 | 1426786.341 | 1426786.341 | 1426786.341 | 1426786.341 | 1426786.341 | 1426786.341 | 1426786.341 | 1426786.341 | 1426786.341 | 1426786.341 | 1426786.341 | 1426786.341 | 1426786.341 | 1426786.341 | 1426786.341 | 1426786.341 | 1426786.341 | 1426786.341 | 1426786.341 | 1426786.341 | 1426786.341 | 1426786.341 | 1426786.341 | 1426786.341 | 1426786.341 | 1426786.341
Commercial_WA - College_Existing_Space Heating_Natural Gas_Advanced New Construction Designs_A | Commercial | WA - College | Existing | Space Heating | Natural Gas | Advanced New Construction Designs | A | 302 | 0 | 0 | 0 | 0 | 0 | 0 | 0 | 0 | 0 | 0 | 0 | 0 | 0 | 0 | 0 | 0 | 0 | 0 | 0 | 0 | 0 | 0 | 0 | 0 | 0 | 0 | 0 | LO1Slow_WA | 0 | 27 | [6 empty] | New | 0 | 0 | 0 | 0 | 0 | 0 | 0 | 0 | 0 | 0 | 0 | 0 | 0 | 0 | 0 | 0 | 0 | 0 | 0 | 0 | 0 | 0 | 0 | 0 | 0 | 0 | 0
Commercial_WA - College_New_Water Heating_Natural Gas_Advanced New Construction Designs_A | Commercial | WA - College | New | Water Heating | Natural Gas | Advanced New Construction Designs | A | 356 | 0 | 0 | 0 | 0 | 0 | 0 | 0 | 0 | 0 | 0 | 0 | 0 | 0 | 0 | 0 | 0 | 0 | 0 | 0 | 0 | 0 | 0 | 0 | 0 | 0 | 0 | 0 | LO1Slow_WA | 0 | 27 | [5 empty] | Interruptible - Miscellaneous | Existing | 96618.9221 | 96618.9221 | 96618.9221 | 96618.9221 | 96618.9221 | 96618.9221 | 96618.9221 | 96618.9221 | 96618.9221 | 96618.9221 | 96618.9221 | 96618.9221 | 96618.9221 | 96618.9221 | 96618.9221 | 96618.9221 | 96618.9221 | 96618.9221 | 96618.9221 | 96618.9221 | 96618.9221 | 96618.9221 | 96618.9221 | 96618.9221 | 96618.9221 | 96618.9221 | 96618.9221
Commercial_WA - Health_Existing_Space Heating_Natural Gas_Advanced New Construction Designs_A | Commercial | WA - Health | Existing | Space Heating | Natural Gas | Advanced New Construction Designs | A | 408 | 0 | 0 | 0 | 0 | 0 | 0 | 0 | 0 | 0 | 0 | 0 | 0 | 0 | 0 | 0 | 0 | 0 | 0 | 0 | 0 | 0 | 0 | 0 | 0 | 0 | 0 | 0 | LO1Slow_WA | 0 | 27 | [6 empty] | New | 0 | 0 | 0 | 0 | 0 | 0 | 0 | 0 | 0 | 0 | 0 | 0 | 0 | 0 | 0 | 0 | 0 | 0 | 0 | 0 | 0 | 0 | 0 | 0 | 0 | 0 | 0
Commercial_WA - Health_New_Water Heating_Natural Gas_Advanced New Construction Designs_A | Commercial | WA - Health | New | Water Heating | Natural Gas | Advanced New Construction Designs | A | 462 | 0 | 0 | 0 | 0 | 0 | 0 | 0 | 0 | 0 | 0 | 0 | 0 | 0 | 0 | 0 | 0 | 0 | 0 | 0 | 0 | 0 | 0 | 0 | 0 | 0 | 0 | 0 | LO1Slow_WA | 0 | 27
Commercial_WA - Miscellaneous_Existing_Space Heating_Natural Gas_Advanced New Construction Designs_A | Commercial | WA - Miscellaneous | Existing | Space Heating | Natural Gas | Advanced New Construction Designs | A | 514 | 0 | 0 | 0 | 0 | 0 | 0 | 0 | 0 | 0 | 0 | 0 | 0 | 0 | 0 | 0 | 0 | 0 | 0 | 0 | 0 | 0 | 0 | 0 | 0 | 0 | 0 | 0 | LO1Slow_WA | 0 | 27
Commercial_WA - Miscellaneous_New_Water Heating_Natural Gas_Advanced New Construction Designs_A | Commercial | WA - Miscellaneous | New | Water Heating | Natural Gas | Advanced New Construction Designs | A | 568 | 0 | 0 | 0 | 0 | 0 | 0 | 0 | 0 | 0 | 0 | 0 | 0 | 0 | 0 | 0 | 0 | 0 | 0 | 0 | 0 | 0 | 0 | 0 | 0 | 0 | 0 | 0 | LO1Slow_WA | 0 | 27
Commercial_OR - College_Existing_Space Heating_Natural Gas_Advanced New Construction Designs_A | Commercial | OR - College | Existing | Space Heating | Natural Gas | Advanced New Construction Designs | A | 620 | 0 | 0 | 0 | 0 | 0 | 0 | 0 | 0 | 0 | 0 | 0 | 0 | 0 | 0 | 0 | 0 | 0 | 0 | 0 | 0 | 0 | 0 | 0 | 0 | 0 | 0 | 0 | LO1Slow_OR | 0 | 11
Commercial_OR - College_New_Water Heating_Natural Gas_Advanced New Construction Designs_A | Commercial | OR - College | New | Water Heating | Natural Gas | Advanced New Construction Designs | A | 674 | 0 | 0 | 0 | 0 | 0 | 0 | 0 | 0 | 0 | 0 | 0 | 0 | 0 | 0 | 0 | 0 | 0 | 0 | 0 | 0 | 0 | 0 | 0 | 0 | 0 | 0 | 0 | LO1Slow_OR | 0 | 11
Commercial_OR - Health_Existing_Space Heating_Natural Gas_Advanced New Construction Designs_A | Commercial | OR - Health | Existing | Space Heating | Natural Gas | Advanced New Construction Designs | A | 726 | 0 | 0 | 0 | 0 | 0 | 0 | 0 | 0 | 0 | 0 | 0 | 0 | 0 | 0 | 0 | 0 | 0 | 0 | 0 | 0 | 0 | 0 | 0 | 0 | 0 | 0 | 0 | LO1Slow_OR | 0 | 11 | Inc. New Construction
Commercial_OR - Health_New_Water Heating_Natural Gas_Advanced New Construction Designs_A | Commercial | OR - Health | New | Water Heating | Natural Gas | Advanced New Construction Designs | A | 780 | 0 | 0 | 0 | 0 | 0 | 0 | 0 | 0 | 0 | 0 | 0 | 0 | 0 | 0 | 0 | 0 | 0 | 0 | 0 | 0 | 0 | 0 | 0 | 0 | 0 | 0 | 0 | LO1Slow_OR | 0 | 11 | Commercial_WA - College_Existing_Inc. New Construction |  |  |  | Commercial | WA - College | Existing | 0 | 0 | 0 | 0 | 0 | 0 | 0 | 0 | 0 | 0 | 0 | 0 | 0 | 0 | 0 | 0 | 0 | 0 | 0 | 0 | 0 | 0 | 0 | 0 | 0 | 0 | 0
Commercial_OR - Miscellaneous_Existing_Space Heating_Natural Gas_Advanced New Construction Designs_A | Commercial | OR - Miscellaneous | Existing | Space Heating | Natural Gas | Advanced New Construction Designs | A | 832 | 0 | 0 | 0 | 0 | 0 | 0 | 0 | 0 | 0 | 0 | 0 | 0 | 0 | 0 | 0 | 0 | 0 | 0 | 0 | 0 | 0 | 0 | 0 | 0 | 0 | 0 | 0 | LO1Slow_OR | 0 | 11 | Commercial_WA - College_New_Inc. New Construction |  |  |  | Commercial | WA - College | New | 35571536.0355 | 0 | 0 | 0 | 0 | 0 | 0 | 0 | 0 | 0 | 0 | 0 | 0 | 0 | 0 | 0 | 0 | 0 | 0 | 0 | 0 | 0 | 0 | 0 | 0 | 0 | 0
Commercial_OR - Miscellaneous_New_Water Heating_Natural Gas_Advanced New Construction Designs_A | Commercial | OR - Miscellaneous | New | Water Heating | Natural Gas | Advanced New Construction Designs | A | 886 | 0 | 0 | 0 | 0 | 0 | 0 | 0 | 0 | 0 | 0 | 0 | 0 | 0 | 0 | 0 | 0 | 0 | 0 | 0 | 0 | 0 | 0 | 0 | 0 | 0 | 0 | 0 | LO1Slow_OR | 0 | 11 | Commercial_WA - Health_Existing_Inc. New Construction |  |  |  | Commercial | WA - Health | Existing | 0 | 0 | 0 | 0 | 0 | 0 | 0 | 0 | 0 | 0 | 0 | 0 | 0 | 0 | 0 | 0 | 0 | 0 | 0 | 0 | 0 | 0 | 0 | 0 | 0 | 0 | 0
Commercial_Interruptible - College_Existing_Space Heating_Natural Gas_Advanced New Construction Designs_A | Commercial | Interruptible - College | Existing | Space Heating | Natural Gas | Advanced New Construction Designs | A | 938 | 0 | 0 | 0 | 0 | 0 | 0 | 0 | 0 | 0 | 0 | 0 | 0 | 0 | 0 | 0 | 0 | 0 | 0 | 0 | 0 | 0 | 0 | 0 | 0 | 0 | 0 | 0 | LO1Slow_OR | 0 | 11 | Commercial_WA - Health_New_Inc. New Construction |  |  |  | Commercial | WA - Health | New | 5890000.8722 | 0 | 0 | 0 | 0 | 0 | 0 | 0 | 0 | 0 | 0 | 0 | 0 | 0 | 0 | 0 | 0 | 0 | 0 | 0 | 0 | 0 | 0 | 0 | 0 | 0 | 0
Commercial_Interruptible - College_New_Water Heating_Natural Gas_Advanced New Construction Designs_A | Commercial | Interruptible - College | New | Water Heating | Natural Gas | Advanced New Construction Designs | A | 992 | 0 | 0 | 0 | 0 | 0 | 0 | 0 | 0 | 0 | 0 | 0 | 0 | 0 | 0 | 0 | 0 | 0 | 0 | 0 | 0 | 0 | 0 | 0 | 0 | 0 | 0 | 0 | LO1Slow_OR | 0 | 11 | Commercial_WA - Miscellaneous_Existing_Inc. New Construction |  |  |  | Commercial | WA - Miscellaneous | Existing | 0 | 0 | 0 | 0 | 0 | 0 | 0 | 0 | 0 | 0 | 0 | 0 | 0 | 0 | 0 | 0 | 0 | 0 | 0 | 0 | 0 | 0 | 0 | 0 | 0 | 0 | 0
Commercial_Interruptible - Health_Existing_Space Heating_Natural Gas_Advanced New Construction Designs_A | Commercial | Interruptible - Health | Existing | Space Heating | Natural Gas | Advanced New Construction Designs | A | 1044 | 0 | 0 | 0 | 0 | 0 | 0 | 0 | 0 | 0 | 0 | 0 | 0 | 0 | 0 | 0 | 0 | 0 | 0 | 0 | 0 | 0 | 0 | 0 | 0 | 0 | 0 | 0 | LO1Slow_OR | 0 | 11 | Commercial_WA - Miscellaneous_New_Inc. New Construction |  |  |  | Commercial | WA - Miscellaneous | New | 5565614.6306 | 0 | 0 | 0 | 0 | 0 | 0 | 0 | 0 | 0 | 0 | 0 | 0 | 0 | 0 | 0 | 0 | 0 | 0 | 0 | 0 | 0 | 0 | 0 | 0 | 0 | 0
Commercial_Interruptible - Health_New_Water Heating_Natural Gas_Advanced New Construction Designs_A | Commercial | Interruptible - Health | New | Water Heating | Natural Gas | Advanced New Construction Designs | A | 1098 | 0 | 0 | 0 | 0 | 0 | 0 | 0 | 0 | 0 | 0 | 0 | 0 | 0 | 0 | 0 | 0 | 0 | 0 | 0 | 0 | 0 | 0 | 0 | 0 | 0 | 0 | 0 | LO1Slow_OR | 0 | 11 | Commercial_OR - College_Existing_Inc. New Construction |  |  |  | Commercial | OR - College | Existing | 0 | 0 | 0 | 0 | 0 | 0 | 0 | 0 | 0 | 0 | 0 | 0 | 0 | 0 | 0 | 0 | 0 | 0 | 0 | 0 | 0 | 0 | 0 | 0 | 0 | 0 | 0
Commercial_Interruptible - Miscellaneous_Existing_Space Heating_Natural Gas_Advanced New Construction Designs_A | Commercial | Interruptible - Miscellaneous | Existing | Space Heating | Natural Gas | Advanced New Construction Designs | A | 1150 | 0 | 0 | 0 | 0 | 0 | 0 | 0 | 0 | 0 | 0 | 0 | 0 | 0 | 0 | 0 | 0 | 0 | 0 | 0 | 0 | 0 | 0 | 0 | 0 | 0 | 0 | 0 | LO1Slow_OR | 0 | 11 | Commercial_OR - College_New_Inc. New Construction |  |  |  | Commercial | OR - College | New | 1659589.7471 | 0 | 0 | 0 | 0 | 0 | 0 | 0 | 0 | 0 | 0 | 0 | 0 | 0 | 0 | 0 | 0 | 0 | 0 | 0 | 0 | 0 | 0 | 0 | 0 | 0 | 0
Commercial_Interruptible - Miscellaneous_New_Water Heating_Natural Gas_Advanced New Construction Designs_A | Commercial | Interruptible - Miscellaneous | New | Water Heating | Natural Gas | Advanced New Construction Designs | A | 1204 | 0 | 0 | 0 | 0 | 0 | 0 | 0 | 0 | 0 | 0 | 0 | 0 | 0 | 0 | 0 | 0 | 0 | 0 | 0 | 0 | 0 | 0 | 0 | 0 | 0 | 0 | 0 | LO1Slow_OR | 0 | 11 | Commercial_Interruptible - College_Existing_Inc. New Construction |  |  |  | Commercial | Interruptible - College | Existing | 0 | 0 | 0 | 0 | 0 | 0 | 0 | 0 | 0 | 0 | 0 | 0 | 0 | 0 | 0 | 0 | 0 | 0 | 0 | 0 | 0 | 0 | 0 | 0 | 0 | 0 | 0
[39 empty] | Commercial_Interruptible - College_New_Inc. New Construction |  |  |  | Commercial | Interruptible - College | New | 798247.0118 | 0 | 0 | 0 | 0 | 0 | 0 | 0 | 0 | 0 | 0 | 0 | 0 | 0 | 0 | 0 | 0 | 0 | 0 | 0 | 0 | 0 | 0 | 0 | 0 | 0 | 0
[39 empty] | Commercial_OR - Miscellaneous_Existing_Inc. New Construction |  |  |  | Commercial | OR - Miscellaneous | Existing | 0 | 0 | 0 | 0 | 0 | 0 | 0 | 0 | 0 | 0 | 0 | 0 | 0 | 0 | 0 | 0 | 0 | 0 | 0 | 0 | 0 | 0 | 0 | 0 | 0 | 0 | 0
[39 empty] | Commercial_OR - Miscellaneous_New_Inc. New Construction |  |  |  | Commercial | OR - Miscellaneous | New | 239997.673 | 0 | 0 | 0 | 0 | 0 | 0 | 0 | 0 | 0 | 0 | 0 | 0 | 0 | 0 | 0 | 0 | 0 | 0 | 0 | 0 | 0 | 0 | 0 | 0 | 0 | 0
[39 empty] | Commercial_OR - Health_Existing_Inc. New Construction |  |  |  | Commercial | OR - Health | Existing | 0 | 0 | 0 | 0 | 0 | 0 | 0 | 0 | 0 | 0 | 0 | 0 | 0 | 0 | 0 | 0 | 0 | 0 | 0 | 0 | 0 | 0 | 0 | 0 | 0 | 0 | 0
[39 empty] | Commercial_OR - Health_New_Inc. New Construction |  |  |  | Commercial | OR - Health | New | 2662859.902 | 0 | 0 | 0 | 0 | 0 | 0 | 0 | 0 | 0 | 0 | 0 | 0 | 0 | 0 | 0 | 0 | 0 | 0 | 0 | 0 | 0 | 0 | 0 | 0 | 0 | 0
[39 empty] | Commercial_Interruptible - Health_Existing_Inc. New Construction |  |  |  | Commercial | Interruptible - Health | Existing | 0 | 0 | 0 | 0 | 0 | 0 | 0 | 0 | 0 | 0 | 0 | 0 | 0 | 0 | 0 | 0 | 0 | 0 | 0 | 0 | 0 | 0 | 0 | 0 | 0 | 0 | 0
[39 empty] | Commercial_Interruptible - Health_New_Inc. New Construction |  |  |  | Commercial | Interruptible - Health | New | 1426786.341 | 0 | 0 | 0 | 0 | 0 | 0 | 0 | 0 | 0 | 0 | 0 | 0 | 0 | 0 | 0 | 0 | 0 | 0 | 0 | 0 | 0 | 0 | 0 | 0 | 0 | 0
[39 empty] | Commercial_Interruptible - Miscellaneous_Existing_Inc. New Construction |  |  |  | Commercial | Interruptible - Miscellaneous | Existing | 0 | 0 | 0 | 0 | 0 | 0 | 0 | 0 | 0 | 0 | 0 | 0 | 0 | 0 | 0 | 0 | 0 | 0 | 0 | 0 | 0 | 0 | 0 | 0 | 0 | 0 | 0
[39 empty] | Commercial_Interruptible - Miscellaneous_New_Inc. New Construction |  |  |  | Commercial | Interruptible - Miscellaneous | New | 96618.9221 | 0 | 0 | 0 | 0 | 0 | 0 | 0 | 0 | 0 | 0 | 0 | 0 | 0 | 0 | 0 | 0 | 0 | 0 | 0 | 0 | 0 | 0 | 0 | 0 | 0 | 0
[39 empty] | 0_0_0_Inc. New Construction |  |  |  | 0 | 0 | New | 0 | 0 | 0 | 0 | 0 | 0 | 0 | 0 | 0 | 0 | 0 | 0 | 0 | 0 | 0 | 0 | 0 | 0 | 0 | 0 | 0 | 0 | 0 | 0 | 0 | 0 | 0
[39 empty] | 0_0_0_Inc. New Construction |  |  |  | 0 | 0 | 0 | 0 | 0 | 0 | 0 | 0 | 0 | 0 | 0 | 0 | 0 | 0 | 0 | 0 | 0 | 0 | 0 | 0 | 0 | 0 | 0 | 0 | 0 | 0 | 0 | 0 | 0 | 0
Water Heater - Solar System
[40 empty] | Case | - all -
[40 empty] | Equipment | - multiple -
Data
[39 empty] | Commercial_WA - College_Existing_Water Heater - Solar System | Sector | Segment | Vintage | End Use | Fuel | Technology | Sum of 2021 | Sum of 2022 | Sum of 2023 | Sum of 2024 | Sum of 2025 | Sum of 2026 | Sum of 2027 | Sum of 2028 | Sum of 2029 | Sum of 2030 | Sum of 2031 | Sum of 2032 | Sum of 2033 | Sum of 2034 | Sum of 2035 | Sum of 2036 | Sum of 2037 | Sum of 2038 | Sum of 2039 | Sum of 2040 | Sum of 2041 | Sum of 2042 | Sum of 2043 | Sum of 2044 | Sum of 2045 | Sum of 2046 | Sum of 2047
[39 empty] | Commercial_WA - College_New_Water Heater - Solar System | Commercial | WA - College | Existing | Water Heating | Natural Gas | Water Heater | 0 | 2895954.2419 | 2730471.1424 | 2598084.6628 | 2492175.4791 | 2407448.1321 | 2339666.2545 | 2285440.7525 | 2242060.3508 | 2207356.0295 | 2345075.672 | 2422154.7661 | 2457340.7454 | 2464307.6921 | 2452935.7801 | 3189438.9038 | 2965258.8719 | 2785914.8464 | 2642439.6259 | 2560756.0695 | 2515267.1963 | 2489467.0161 | 2473063.2393 | 2459940.2179 | 2641942.333 | 2726811.4628 | 2747855.9329
[39 empty] | Commercial_WA - Health_Existing_Water Heater - Solar System |  |  | New | Water Heating | Natural Gas | Water Heater | 0 | 0 | 0 | 0 | 0 | 0 | 0 | 0 | 0 | 0 | 0 | 0 | 0 | 0 | 0 | 0 | 0 | 0 | 0 | 0 | 0 | 0 | 0 | 0 | 0 | 0 | 0
[39 empty] | Commercial_WA - Health_New_Water Heater - Solar System |  | WA - Health | Existing | Water Heating | Natural Gas | Water Heater | 0 | 445101.4274 | 419667.0601 | 399319.5663 | 383041.5712 | 370019.1752 | 359601.2583 | 351266.9249 | 344599.4581 | 339265.4847 | 360432.6732 | 372279.5506 | 377687.5537 | 378758.3572 | 377010.5208 | 490209.3369 | 455753.3877 | 428188.6284 | 406136.8209 | 393582.2484 | 386590.7144 | 382625.2868 | 380104.0644 | 378087.0866 | 406060.3881 | 419104.5759 | 422339.0619
[39 empty] | Commercial_WA - Miscellaneous_Existing_Water Heater - Solar System |  |  | New | Water Heating | Natural Gas | Water Heater | 0 | 0 | 0 | 0 | 0 | 0 | 0 | 0 | 0 | 0 | 0 | 0 | 0 | 0 | 0 | 0 | 0 | 0 | 0 | 0 | 0 | 0 | 0 | 0 | 0 | 0 | 0
[39 empty] | Commercial_WA - Miscellaneous_New_Water Heater - Solar System |  | WA - Miscellaneous | Existing | Water Heating | Natural Gas | Water Heater | 0 | 307100.3071 | 289551.7181 | 275512.847 | 264281.75 | 255296.8725 | 248108.9704 | 242358.6488 | 237758.3915 | 234078.1856 | 248682.6099 | 256856.4316 | 260587.7146 | 261326.5217 | 260120.5919 | 338222.7705 | 314449.6888 | 295431.2235 | 280216.4513 | 271554.3512 | 266730.5019 | 263994.5321 | 262255.0002 | 260863.3747 | 280163.716 | 289163.6289 | 291395.2813
[39 empty] | Commercial_OR - College_Existing_Water Heater - Solar System |  |  | New | Water Heating | Natural Gas | Water Heater | 0 | 0 | 0 | 0 | 0 | 0 | 0 | 0 | 0 | 0 | 0 | 0 | 0 | 0 | 0 | 0 | 0 | 0 | 0 | 0 | 0 | 0 | 0 | 0 | 0 | 0 | 0
[39 empty] | Commercial_OR - College_New_Water Heater - Solar System |  | OR - College | Existing | Water Heating | Natural Gas | Water Heater | 0 | 135110.7235 | 127390.1107 | 121213.6205 | 116272.4283 | 112319.4746 | 109157.1116 | 106627.2212 | 104603.3089 | 102984.179 | 109409.4879 | 113005.6125 | 114647.2141 | 114972.2569 | 114441.7004 | 148803.2482 | 138344.1304 | 129976.8363 | 123283.0009 | 119472.0552 | 117349.7722 | 116146.065 | 115380.7469 | 114768.4924 | 123259.7997 | 127219.3684 | 128201.198
[39 empty] | Commercial_OR - Health_Existing_Water Heater - Solar System |  |  | New | Water Heating | Natural Gas | Water Heater | 0 | 0 | 0 | 0 | 0 | 0 | 0 | 0 | 0 | 0 | 0 | 0 | 0 | 0 | 0 | 0 | 0 | 0 | 0 | 0 | 0 | 0 | 0 | 0 | 0 | 0 | 0
[39 empty] | Commercial_OR - Health_New_Water Heater - Solar System |  | OR - Health | Existing | Water Heating | Natural Gas | Water Heater | 0 | 201229.638 | 189730.8015 | 180531.7324 | 173172.477 | 167285.0728 | 162575.1494 | 158807.2106 | 155792.8596 | 153381.3789 | 162951.0307 | 168306.9849 | 170751.9344 | 171236.0429 | 170445.8489 | 221622.8512 | 206045.3721 | 193583.3888 | 183613.8022 | 177937.9002 | 174777.039 | 172984.2755 | 171844.435 | 170932.5625 | 183579.2471 | 189476.5033 | 190938.8093
[39 empty] | Commercial_OR - Miscellaneous_Existing_Water Heater - Solar System |  |  | New | Water Heating | Natural Gas | Water Heater | 0 | 0 | 0 | 0 | 0 | 0 | 0 | 0 | 0 | 0 | 0 | 0 | 0 | 0 | 0 | 0 | 0 | 0 | 0 | 0 | 0 | 0 | 0 | 0 | 0 | 0 | 0
[39 empty] | Commercial_OR - Miscellaneous_New_Water Heater - Solar System |  | OR - Miscellaneous | Existing | Water Heating | Natural Gas | Water Heater | 0 | 13242.6271 | 12485.9055 | 11880.5283 | 11396.2265 | 11008.7851 | 10698.8319 | 10450.8694 | 10252.4994 | 10093.8034 | 10723.5681 | 11076.0356 | 11236.9342 | 11268.7926 | 11216.7911 | 14584.6745 | 13559.5435 | 12739.4387 | 12083.3548 | 11709.832 | 11501.8204 | 11383.8412 | 11308.83 | 11248.821 | 12081.0808 | 12469.1706 | 12565.4028
[39 empty] | Commercial_Interruptible - College_Existing_Water Heater - Solar System |  |  | New | Water Heating | Natural Gas | Water Heater | 0 | 0 | 0 | 0 | 0 | 0 | 0 | 0 | 0 | 0 | 0 | 0 | 0 | 0 | 0 | 0 | 0 | 0 | 0 | 0 | 0 | 0 | 0 | 0 | 0 | 0 | 0
[39 empty] | Commercial_Interruptible - College_New_Water Heater - Solar System |  | Interruptible - College | Existing | Water Heating | Natural Gas | Water Heater | 0 | 64986.9833 | 61273.4414 | 58302.6079 | 55925.9411 | 54024.6076 | 52503.5409 | 51286.6875 | 50313.2047 | 49534.4186 | 52624.9315 | 54354.6335 | 55144.2284 | 55300.5709 | 55045.3783 | 71572.9586 | 66542.2216 | 62517.632 | 59297.9604 | 57464.9315 | 56444.1333 | 55865.1615 | 55497.0508 | 55202.5621 | 59286.8008 | 61191.316 | 61663.5668
[39 empty] | Commercial_Interruptible - Health_Existing_Water Heater - Solar System |  |  | New | Water Heating | Natural Gas | Water Heater | 0 | 0 | 0 | 0 | 0 | 0 | 0 | 0 | 0 | 0 | 0 | 0 | 0 | 0 | 0 | 0 | 0 | 0 | 0 | 0 | 0 | 0 | 0 | 0 | 0 | 0 | 0
[39 empty] | Commercial_Interruptible - Health_New_Water Heater - Solar System |  | Interruptible - Health | Existing | Water Heating | Natural Gas | Water Heater | 0 | 107820.8052 | 101659.6164 | 96730.6653 | 92787.5044 | 89632.9757 | 87109.3527 | 85090.4544 | 83475.3357 | 82183.2407 | 87310.7536 | 90180.5262 | 91490.554 | 91749.9441 | 91326.5504 | 118747.688 | 110401.1226 | 103723.8703 | 98382.0684 | 95340.8647 | 93647.2443 | 92686.6642 | 92075.9265 | 91587.3363 | 98363.5534 | 101523.3609 | 102306.8787
[39 empty] | Commercial_Interruptible - Miscellaneous_Existing_Water Heater - Solar System |  |  | New | Water Heating | Natural Gas | Water Heater | 0 | 0 | 0 | 0 | 0 | 0 | 0 | 0 | 0 | 0 | 0 | 0 | 0 | 0 | 0 | 0 | 0 | 0 | 0 | 0 | 0 | 0 | 0 | 0 | 0 | 0 | 0
[39 empty] | Commercial_Interruptible - Miscellaneous_New_Water Heater - Solar System |  | Interruptible - Miscellaneous | Existing | Water Heating | Natural Gas | Water Heater | 0 | 5331.2532 | 5026.6101 | 4782.8957 | 4587.9242 | 4431.9469 | 4307.1651 | 4207.3397 | 4127.4794 | 4063.5911 | 4317.1235 | 4459.0208 | 4523.7958 | 4536.6215 | 4515.6866 | 5871.5383 | 5458.8382 | 5128.6782 | 4864.5501 | 4714.1763 | 4630.4344 | 4582.9381 | 4552.7398 | 4528.5813 | 4863.6347 | 5019.8729 | 5058.6143
[39 empty] | ___Water Heater - Solar System |  |  | New | Water Heating | Natural Gas | Water Heater | 0 | 0 | 0 | 0 | 0 | 0 | 0 | 0 | 0 | 0 | 0 | 0 | 0 | 0 | 0 | 0 | 0 | 0 | 0 | 0 | 0 | 0 | 0 | 0 | 0 | 0 | 0
___Water Heater - Solar System

## Special Markets
Key | Field | Sector | Market | Segment | Vintage | End Use | Fuel | Label | 2021 | 2022 | 2023 | 2024 | 2025 | 2026 | 2027 | 2028 | 2029 | 2030 | 2031 | 2032 | 2033 | 2034 | 2035 | 2036 | 2037 | 2038 | 2039 | 2040 | 2041 | 2042 | 2043 | 2044 | 2045 | 2046 | 2047 | 2048 | 2049 | 2050 | 2051 | 2052 | 2053 | 2054 | 2055 | 2056 | 2057 | 2058 | 2059 | 2060 | 2061 | 2062 | 2063 | 2064 | 2065 | 2066 | 2067 | 2068 | 2069 | 2070 | 2071 | 2072 | 2073 | 2074 | 2075 | 2076 | 2077 | 2078 | 2079 | 2080 | 2081 | 2082
F1_Commercial_All_WA - College_Existing_Space Heating_Natural Gas | F1 | Commercial | All | WA - College | Existing | Space Heating | Natural Gas | Units | 2021: 27544675.245; 2022: 27544675.245; 2023: 27544675.245; 2024: 27544675.245; 2025: 27544675.245; 2026: 27544675.245; 2027: 27544675.245; 2028: 27544675.245; 2029: 27544675.245; 2030: 27544675.245; 2031: 27544675.245; 2032: 27544675.245; 2033: 27544675.245; 2034: 27544675.245; 2035: 27544675.245; 2036: 27544675.245; 2037: 27544675.245; 2038: 27544675.245; 2039: 27544675.245; 2040: 27544675.245; 2041: 27544675.245; 2042: 27544675.245; 2043: 27544675.245; 2044: 27544675.245; 2045: 27544675.245; 2046: 27544675.245; 2047: 27544675.245
F2_Commercial_All_WA - College_Existing_Space Heating_Natural Gas | F2 | Commercial | All | WA - College | Existing | Space Heating | Natural Gas | Usage (GWh) | 2021: 13.1493; 2022: 14.104; 2023: 14.0078; 2024: 13.966; 2025: 13.9248; 2026: 13.8843; 2027: 13.8447; 2028: 13.8059; 2029: 13.768; 2030: 13.7312; 2031: 13.6955; 2032: 13.6609; 2033: 13.6275; 2034: 13.5955; 2035: 13.5648; 2036: 13.5355; 2037: 13.5076; 2038: 13.4812; 2039: 13.4564; 2040: 13.4333; 2041: 13.4121; 2042: 13.3927; 2043: 13.3751; 2044: 13.359; 2045: 13.3444; 2046: 13.331; 2047: 13.3189
F3_Commercial_All_WA - College_Existing_Space Heating_Natural Gas | F3 | Commercial | All | WA - College | Existing | Space Heating | Natural Gas | Summer Peak Demand (MW) | 2021: 0; 2022: 0; 2023: 0; 2024: 0; 2025: 0; 2026: 0; 2027: 0; 2028: 0; 2029: 0; 2030: 0; 2031: 0; 2032: 0; 2033: 0; 2034: 0; 2035: 0; 2036: 0; 2037: 0; 2038: 0; 2039: 0; 2040: 0; 2041: 0; 2042: 0; 2043: 0; 2044: 0; 2045: 0; 2046: 0; 2047: 0
F4_Commercial_All_WA - College_Existing_Space Heating_Natural Gas | F4 | Commercial | All | WA - College | Existing | Space Heating | Natural Gas | Winter Peak Demand (MW) | 2021: 0; 2022: 0; 2023: 0; 2024: 0; 2025: 0; 2026: 0; 2027: 0; 2028: 0; 2029: 0; 2030: 0; 2031: 0; 2032: 0; 2033: 0; 2034: 0; 2035: 0; 2036: 0; 2037: 0; 2038: 0; 2039: 0; 2040: 0; 2041: 0; 2042: 0; 2043: 0; 2044: 0; 2045: 0; 2046: 0; 2047: 0
F1_Commercial_All_WA - College_Existing_Water Heating_Natural Gas | F1 | Commercial | All | WA - College | Existing | Water Heating | Natural Gas | Units | 2021: 31028081.1635; 2022: 31028081.1635; 2023: 31028081.1635; 2024: 31028081.1635; 2025: 31028081.1635; 2026: 31028081.1635; 2027: 31028081.1635; 2028: 31028081.1635; 2029: 31028081.1635; 2030: 31028081.1635; 2031: 31028081.1635; 2032: 31028081.1635; 2033: 31028081.1635; 2034: 31028081.1635; 2035: 31028081.1635; 2036: 31028081.1635; 2037: 31028081.1635; 2038: 31028081.1635; 2039: 31028081.1635; 2040: 31028081.1635; 2041: 31028081.1635; 2042: 31028081.1635; 2043: 31028081.1635; 2044: 31028081.1635; 2045: 31028081.1635; 2046: 31028081.1635; 2047: 31028081.1635
F2_Commercial_All_WA - College_Existing_Water Heating_Natural Gas | F2 | Commercial | All | WA - College | Existing | Water Heating | Natural Gas | Usage (GWh) | 2021: 6.8615; 2022: 6.729; 2023: 6.6116; 2024: 6.5081; 2025: 6.4171; 2026: 6.3379; 2027: 6.2697; 2028: 6.2119; 2029: 6.1641; 2030: 6.1258; 2031: 6.0951; 2032: 6.0706; 2033: 6.051; 2034: 6.0354; 2035: 6.0228; 2036: 6.0128; 2037: 6.0047; 2038: 5.9983; 2039: 5.9932; 2040: 5.9891; 2041: 5.9858; 2042: 5.9831; 2043: 5.981; 2044: 5.9794; 2045: 5.978; 2046: 5.9769; 2047: 5.9761
F3_Commercial_All_WA - College_Existing_Water Heating_Natural Gas | F3 | Commercial | All | WA - College | Existing | Water Heating | Natural Gas | Summer Peak Demand (MW) | 2021: 0; 2022: 0; 2023: 0; 2024: 0; 2025: 0; 2026: 0; 2027: 0; 2028: 0; 2029: 0; 2030: 0; 2031: 0; 2032: 0; 2033: 0; 2034: 0; 2035: 0; 2036: 0; 2037: 0; 2038: 0; 2039: 0; 2040: 0; 2041: 0; 2042: 0; 2043: 0; 2044: 0; 2045: 0; 2046: 0; 2047: 0
F4_Commercial_All_WA - College_Existing_Water Heating_Natural Gas | F4 | Commercial | All | WA - College | Existing | Water Heating | Natural Gas | Winter Peak Demand (MW) | 2021: 0; 2022: 0; 2023: 0; 2024: 0; 2025: 0; 2026: 0; 2027: 0; 2028: 0; 2029: 0; 2030: 0; 2031: 0; 2032: 0; 2033: 0; 2034: 0; 2035: 0; 2036: 0; 2037: 0; 2038: 0; 2039: 0; 2040: 0; 2041: 0; 2042: 0; 2043: 0; 2044: 0; 2045: 0; 2046: 0; 2047: 0
F1_Commercial_All_WA - College_Existing_Food Preparation_Natural Gas | F1 | Commercial | All | WA - College | Existing | Food Preparation | Natural Gas | Units | 2021: 38720491.6845; 2022: 38720491.6845; 2023: 38720491.6845; 2024: 38720491.6845; 2025: 38720491.6845; 2026: 38720491.6845; 2027: 38720491.6845; 2028: 38720491.6845; 2029: 38720491.6845; 2030: 38720491.6845; 2031: 38720491.6845; 2032: 38720491.6845; 2033: 38720491.6845; 2034: 38720491.6845; 2035: 38720491.6845; 2036: 38720491.6845; 2037: 38720491.6845; 2038: 38720491.6845; 2039: 38720491.6845; 2040: 38720491.6845; 2041: 38720491.6845; 2042: 38720491.6845; 2043: 38720491.6845; 2044: 38720491.6845; 2045: 38720491.6845; 2046: 38720491.6845; 2047: 38720491.6845
F2_Commercial_All_WA - College_Existing_Food Preparation_Natural Gas | F2 | Commercial | All | WA - College | Existing | Food Preparation | Natural Gas | Usage (GWh) | 2021: 0.70534; 2022: 0.70534; 2023: 0.70534; 2024: 0.70534; 2025: 0.70534; 2026: 0.70534; 2027: 0.70534; 2028: 0.70534; 2029: 0.70534; 2030: 0.70534; 2031: 0.70534; 2032: 0.70534; 2033: 0.70534; 2034: 0.70534; 2035: 0.70534; 2036: 0.70534; 2037: 0.70534; 2038: 0.70534; 2039: 0.70534; 2040: 0.70534; 2041: 0.70534; 2042: 0.70534; 2043: 0.70534; 2044: 0.70534; 2045: 0.70534; 2046: 0.70534; 2047: 0.70534
F3_Commercial_All_WA - College_Existing_Food Preparation_Natural Gas | F3 | Commercial | All | WA - College | Existing | Food Preparation | Natural Gas | Summer Peak Demand (MW) | 2021: 0; 2022: 0; 2023: 0; 2024: 0; 2025: 0; 2026: 0; 2027: 0; 2028: 0; 2029: 0; 2030: 0; 2031: 0; 2032: 0; 2033: 0; 2034: 0; 2035: 0; 2036: 0; 2037: 0; 2038: 0; 2039: 0; 2040: 0; 2041: 0; 2042: 0; 2043: 0; 2044: 0; 2045: 0; 2046: 0; 2047: 0
F4_Commercial_All_WA - College_Existing_Food Preparation_Natural Gas | F4 | Commercial | All | WA - College | Existing | Food Preparation | Natural Gas | Winter Peak Demand (MW) | 2021: 0; 2022: 0; 2023: 0; 2024: 0; 2025: 0; 2026: 0; 2027: 0; 2028: 0; 2029: 0; 2030: 0; 2031: 0; 2032: 0; 2033: 0; 2034: 0; 2035: 0; 2036: 0; 2037: 0; 2038: 0; 2039: 0; 2040: 0; 2041: 0; 2042: 0; 2043: 0; 2044: 0; 2045: 0; 2046: 0; 2047: 0
F1_Commercial_All_WA - College_Existing_Miscellaneous_Natural Gas | F1 | Commercial | All | WA - College | Existing | Miscellaneous | Natural Gas | Units | 2021: 36003689.5773; 2022: 36003689.5773; 2023: 36003689.5773; 2024: 36003689.5773; 2025: 36003689.5773; 2026: 36003689.5773; 2027: 36003689.5773; 2028: 36003689.5773; 2029: 36003689.5773; 2030: 36003689.5773; 2031: 36003689.5773; 2032: 36003689.5773; 2033: 36003689.5773; 2034: 36003689.5773; 2035: 36003689.5773; 2036: 36003689.5773; 2037: 36003689.5773; 2038: 36003689.5773; 2039: 36003689.5773; 2040: 36003689.5773; 2041: 36003689.5773; 2042: 36003689.5773; 2043: 36003689.5773; 2044: 36003689.5773; 2045: 36003689.5773; 2046: 36003689.5773; 2047: 36003689.5773
F2_Commercial_All_WA - College_Existing_Miscellaneous_Natural Gas | F2 | Commercial | All | WA - College | Existing | Miscellaneous | Natural Gas | Usage (GWh) | 2021: 0.18717; 2022: 0.18717; 2023: 0.18717; 2024: 0.18717; 2025: 0.18717; 2026: 0.18717; 2027: 0.18717; 2028: 0.18717; 2029: 0.18717; 2030: 0.18717; 2031: 0.18717; 2032: 0.18717; 2033: 0.18717; 2034: 0.18717; 2035: 0.18717; 2036: 0.18717; 2037: 0.18717; 2038: 0.18717; 2039: 0.18717; 2040: 0.18717; 2041: 0.18717; 2042: 0.18717; 2043: 0.18717; 2044: 0.18717; 2045: 0.18717; 2046: 0.18717; 2047: 0.18717
F3_Commercial_All_WA - College_Existing_Miscellaneous_Natural Gas | F3 | Commercial | All | WA - College | Existing | Miscellaneous | Natural Gas | Summer Peak Demand (MW) | 2021: 0; 2022: 0; 2023: 0; 2024: 0; 2025: 0; 2026: 0; 2027: 0; 2028: 0; 2029: 0; 2030: 0; 2031: 0; 2032: 0; 2033: 0; 2034: 0; 2035: 0; 2036: 0; 2037: 0; 2038: 0; 2039: 0; 2040: 0; 2041: 0; 2042: 0; 2043: 0; 2044: 0; 2045: 0; 2046: 0; 2047: 0
F4_Commercial_All_WA - College_Existing_Miscellaneous_Natural Gas | F4 | Commercial | All | WA - College | Existing | Miscellaneous | Natural Gas | Winter Peak Demand (MW) | 2021: 0; 2022: 0; 2023: 0; 2024: 0; 2025: 0; 2026: 0; 2027: 0; 2028: 0; 2029: 0; 2030: 0; 2031: 0; 2032: 0; 2033: 0; 2034: 0; 2035: 0; 2036: 0; 2037: 0; 2038: 0; 2039: 0; 2040: 0; 2041: 0; 2042: 0; 2043: 0; 2044: 0; 2045: 0; 2046: 0; 2047: 0
F1_Commercial_Market_WA - College_Existing_Space Heating_Natural Gas | F1 | Commercial | Market | WA - College | Existing | Space Heating | Natural Gas | Units | 2021: 35571536.0355; 2022: 35571536.0355; 2023: 35571536.0355; 2024: 35571536.0355; 2025: 35571536.0355; 2026: 35571536.0355; 2027: 35571536.0355; 2028: 35571536.0355; 2029: 35571536.0355; 2030: 35571536.0355; 2031: 35571536.0355; 2032: 35571536.0355; 2033: 35571536.0355; 2034: 35571536.0355; 2035: 35571536.0355; 2036: 35571536.0355; 2037: 35571536.0355; 2038: 35571536.0355; 2039: 35571536.0355; 2040: 35571536.0355; 2041: 35571536.0355; 2042: 35571536.0355; 2043: 35571536.0355; 2044: 35571536.0355; 2045: 35571536.0355; 2046: 35571536.0355; 2047: 35571536.0355
F2_Commercial_Market_WA - College_Existing_Space Heating_Natural Gas | F2 | Commercial | Market | WA - College | Existing | Space Heating | Natural Gas | Usage (GWh) | 2021: 13.1493; 2022: 14.104; 2023: 14.0078; 2024: 13.966; 2025: 13.9248; 2026: 13.8843; 2027: 13.8447; 2028: 13.8059; 2029: 13.768; 2030: 13.7312; 2031: 13.6955; 2032: 13.6609; 2033: 13.6275; 2034: 13.5955; 2035: 13.5648; 2036: 13.5355; 2037: 13.5076; 2038: 13.4812; 2039: 13.4564; 2040: 13.4333; 2041: 13.4121; 2042: 13.3927; 2043: 13.3751; 2044: 13.359; 2045: 13.3444; 2046: 13.331; 2047: 13.3189
F3_Commercial_Market_WA - College_Existing_Space Heating_Natural Gas | F3 | Commercial | Market | WA - College | Existing | Space Heating | Natural Gas | Summer Peak Demand (MW) | 2021: 0; 2022: 0; 2023: 0; 2024: 0; 2025: 0; 2026: 0; 2027: 0; 2028: 0; 2029: 0; 2030: 0; 2031: 0; 2032: 0; 2033: 0; 2034: 0; 2035: 0; 2036: 0; 2037: 0; 2038: 0; 2039: 0; 2040: 0; 2041: 0; 2042: 0; 2043: 0; 2044: 0; 2045: 0; 2046: 0; 2047: 0
F4_Commercial_Market_WA - College_Existing_Space Heating_Natural Gas | F4 | Commercial | Market | WA - College | Existing | Space Heating | Natural Gas | Winter Peak Demand (MW) | 2021: 0; 2022: 0; 2023: 0; 2024: 0; 2025: 0; 2026: 0; 2027: 0; 2028: 0; 2029: 0; 2030: 0; 2031: 0; 2032: 0; 2033: 0; 2034: 0; 2035: 0; 2036: 0; 2037: 0; 2038: 0; 2039: 0; 2040: 0; 2041: 0; 2042: 0; 2043: 0; 2044: 0; 2045: 0; 2046: 0; 2047: 0
F1_Commercial_Market_WA - College_Existing_Water Heating_Natural Gas | F1 | Commercial | Market | WA - College | Existing | Water Heating | Natural Gas | Units | 2021: 35571536.0355; 2022: 35571536.0355; 2023: 35571536.0355; 2024: 35571536.0355; 2025: 35571536.0355; 2026: 35571536.0355; 2027: 35571536.0355; 2028: 35571536.0355; 2029: 35571536.0355; 2030: 35571536.0355; 2031: 35571536.0355; 2032: 35571536.0355; 2033: 35571536.0355; 2034: 35571536.0355; 2035: 35571536.0355; 2036: 35571536.0355; 2037: 35571536.0355; 2038: 35571536.0355; 2039: 35571536.0355; 2040: 35571536.0355; 2041: 35571536.0355; 2042: 35571536.0355; 2043: 35571536.0355; 2044: 35571536.0355; 2045: 35571536.0355; 2046: 35571536.0355; 2047: 35571536.0355
F2_Commercial_Market_WA - College_Existing_Water Heating_Natural Gas | F2 | Commercial | Market | WA - College | Existing | Water Heating | Natural Gas | Usage (GWh) | 2021: 6.8615; 2022: 6.729; 2023: 6.6116; 2024: 6.5081; 2025: 6.4171; 2026: 6.3379; 2027: 6.2697; 2028: 6.2119; 2029: 6.1641; 2030: 6.1258; 2031: 6.0951; 2032: 6.0706; 2033: 6.051; 2034: 6.0354; 2035: 6.0228; 2036: 6.0128; 2037: 6.0047; 2038: 5.9983; 2039: 5.9932; 2040: 5.9891; 2041: 5.9858; 2042: 5.9831; 2043: 5.981; 2044: 5.9794; 2045: 5.978; 2046: 5.9769; 2047: 5.9761
F3_Commercial_Market_WA - College_Existing_Water Heating_Natural Gas | F3 | Commercial | Market | WA - College | Existing | Water Heating | Natural Gas | Summer Peak Demand (MW) | 2021: 0; 2022: 0; 2023: 0; 2024: 0; 2025: 0; 2026: 0; 2027: 0; 2028: 0; 2029: 0; 2030: 0; 2031: 0; 2032: 0; 2033: 0; 2034: 0; 2035: 0; 2036: 0; 2037: 0; 2038: 0; 2039: 0; 2040: 0; 2041: 0; 2042: 0; 2043: 0; 2044: 0; 2045: 0; 2046: 0; 2047: 0
F4_Commercial_Market_WA - College_Existing_Water Heating_Natural Gas | F4 | Commercial | Market | WA - College | Existing | Water Heating | Natural Gas | Winter Peak Demand (MW) | 2021: 0; 2022: 0; 2023: 0; 2024: 0; 2025: 0; 2026: 0; 2027: 0; 2028: 0; 2029: 0; 2030: 0; 2031: 0; 2032: 0; 2033: 0; 2034: 0; 2035: 0; 2036: 0; 2037: 0; 2038: 0; 2039: 0; 2040: 0; 2041: 0; 2042: 0; 2043: 0; 2044: 0; 2045: 0; 2046: 0; 2047: 0
F1_Commercial_Market_WA - College_Existing_Food Preparation_Natural Gas | F1 | Commercial | Market | WA - College | Existing | Food Preparation | Natural Gas | Units | 2021: 35571536.0355; 2022: 35571536.0355; 2023: 35571536.0355; 2024: 35571536.0355; 2025: 35571536.0355; 2026: 35571536.0355; 2027: 35571536.0355; 2028: 35571536.0355; 2029: 35571536.0355; 2030: 35571536.0355; 2031: 35571536.0355; 2032: 35571536.0355; 2033: 35571536.0355; 2034: 35571536.0355; 2035: 35571536.0355; 2036: 35571536.0355; 2037: 35571536.0355; 2038: 35571536.0355; 2039: 35571536.0355; 2040: 35571536.0355; 2041: 35571536.0355; 2042: 35571536.0355; 2043: 35571536.0355; 2044: 35571536.0355; 2045: 35571536.0355; 2046: 35571536.0355; 2047: 35571536.0355
F2_Commercial_Market_WA - College_Existing_Food Preparation_Natural Gas | F2 | Commercial | Market | WA - College | Existing | Food Preparation | Natural Gas | Usage (GWh) | 2021: 0.70534; 2022: 0.70534; 2023: 0.70534; 2024: 0.70534; 2025: 0.70534; 2026: 0.70534; 2027: 0.70534; 2028: 0.70534; 2029: 0.70534; 2030: 0.70534; 2031: 0.70534; 2032: 0.70534; 2033: 0.70534; 2034: 0.70534; 2035: 0.70534; 2036: 0.70534; 2037: 0.70534; 2038: 0.70534; 2039: 0.70534; 2040: 0.70534; 2041: 0.70534; 2042: 0.70534; 2043: 0.70534; 2044: 0.70534; 2045: 0.70534; 2046: 0.70534; 2047: 0.70534
F3_Commercial_Market_WA - College_Existing_Food Preparation_Natural Gas | F3 | Commercial | Market | WA - College | Existing | Food Preparation | Natural Gas | Summer Peak Demand (MW) | 2021: 0; 2022: 0; 2023: 0; 2024: 0; 2025: 0; 2026: 0; 2027: 0; 2028: 0; 2029: 0; 2030: 0; 2031: 0; 2032: 0; 2033: 0; 2034: 0; 2035: 0; 2036: 0; 2037: 0; 2038: 0; 2039: 0; 2040: 0; 2041: 0; 2042: 0; 2043: 0; 2044: 0; 2045: 0; 2046: 0; 2047: 0
F4_Commercial_Market_WA - College_Existing_Food Preparation_Natural Gas | F4 | Commercial | Market | WA - College | Existing | Food Preparation | Natural Gas | Winter Peak Demand (MW) | 2021: 0; 2022: 0; 2023: 0; 2024: 0; 2025: 0; 2026: 0; 2027: 0; 2028: 0; 2029: 0; 2030: 0; 2031: 0; 2032: 0; 2033: 0; 2034: 0; 2035: 0; 2036: 0; 2037: 0; 2038: 0; 2039: 0; 2040: 0; 2041: 0; 2042: 0; 2043: 0; 2044: 0; 2045: 0; 2046: 0; 2047: 0
F1_Commercial_Market_WA - College_Existing_Miscellaneous_Natural Gas | F1 | Commercial | Market | WA - College | Existing | Miscellaneous | Natural Gas | Units | 2021: 35571536.0355; 2022: 35571536.0355; 2023: 35571536.0355; 2024: 35571536.0355; 2025: 35571536.0355; 2026: 35571536.0355; 2027: 35571536.0355; 2028: 35571536.0355; 2029: 35571536.0355; 2030: 35571536.0355; 2031: 35571536.0355; 2032: 35571536.0355; 2033: 35571536.0355; 2034: 35571536.0355; 2035: 35571536.0355; 2036: 35571536.0355; 2037: 35571536.0355; 2038: 35571536.0355; 2039: 35571536.0355; 2040: 35571536.0355; 2041: 35571536.0355; 2042: 35571536.0355; 2043: 35571536.0355; 2044: 35571536.0355; 2045: 35571536.0355; 2046: 35571536.0355; 2047: 35571536.0355
F2_Commercial_Market_WA - College_Existing_Miscellaneous_Natural Gas | F2 | Commercial | Market | WA - College | Existing | Miscellaneous | Natural Gas | Usage (GWh) | 2021: 0.18717; 2022: 0.18717; 2023: 0.18717; 2024: 0.18717; 2025: 0.18717; 2026: 0.18717; 2027: 0.18717; 2028: 0.18717; 2029: 0.18717; 2030: 0.18717; 2031: 0.18717; 2032: 0.18717; 2033: 0.18717; 2034: 0.18717; 2035: 0.18717; 2036: 0.18717; 2037: 0.18717; 2038: 0.18717; 2039: 0.18717; 2040: 0.18717; 2041: 0.18717; 2042: 0.18717; 2043: 0.18717; 2044: 0.18717; 2045: 0.18717; 2046: 0.18717; 2047: 0.18717
F3_Commercial_Market_WA - College_Existing_Miscellaneous_Natural Gas | F3 | Commercial | Market | WA - College | Existing | Miscellaneous | Natural Gas | Summer Peak Demand (MW) | 2021: 0; 2022: 0; 2023: 0; 2024: 0; 2025: 0; 2026: 0; 2027: 0; 2028: 0; 2029: 0; 2030: 0; 2031: 0; 2032: 0; 2033: 0; 2034: 0; 2035: 0; 2036: 0; 2037: 0; 2038: 0; 2039: 0; 2040: 0; 2041: 0; 2042: 0; 2043: 0; 2044: 0; 2045: 0; 2046: 0; 2047: 0
F4_Commercial_Market_WA - College_Existing_Miscellaneous_Natural Gas | F4 | Commercial | Market | WA - College | Existing | Miscellaneous | Natural Gas | Winter Peak Demand (MW) | 2021: 0; 2022: 0; 2023: 0; 2024: 0; 2025: 0; 2026: 0; 2027: 0; 2028: 0; 2029: 0; 2030: 0; 2031: 0; 2032: 0; 2033: 0; 2034: 0; 2035: 0; 2036: 0; 2037: 0; 2038: 0; 2039: 0; 2040: 0; 2041: 0; 2042: 0; 2043: 0; 2044: 0; 2045: 0; 2046: 0; 2047: 0
F1_Commercial_Small Systems_WA - College_Existing_Space Heating_Natural Gas | F1 | Commercial | Small Systems | WA - College | Existing | Space Heating | Natural Gas | Units | 2021: 0; 2022: 0; 2023: 0; 2024: 0; 2025: 0; 2026: 0; 2027: 0; 2028: 0; 2029: 0; 2030: 0; 2031: 0; 2032: 0; 2033: 0; 2034: 0; 2035: 0; 2036: 0; 2037: 0; 2038: 0; 2039: 0; 2040: 0; 2041: 0; 2042: 0; 2043: 0; 2044: 0; 2045: 0; 2046: 0; 2047: 0
F2_Commercial_Small Systems_WA - College_Existing_Space Heating_Natural Gas | F2 | Commercial | Small Systems | WA - College | Existing | Space Heating | Natural Gas | Usage (GWh) | 2021: 0; 2022: 0; 2023: 0; 2024: 0; 2025: 0; 2026: 0; 2027: 0; 2028: 0; 2029: 0; 2030: 0; 2031: 0; 2032: 0; 2033: 0; 2034: 0; 2035: 0; 2036: 0; 2037: 0; 2038: 0; 2039: 0; 2040: 0; 2041: 0; 2042: 0; 2043: 0; 2044: 0; 2045: 0; 2046: 0; 2047: 0
F3_Commercial_Small Systems_WA - College_Existing_Space Heating_Natural Gas | F3 | Commercial | Small Systems | WA - College | Existing | Space Heating | Natural Gas | Summer Peak Demand (MW) | 2021: 0; 2022: 0; 2023: 0; 2024: 0; 2025: 0; 2026: 0; 2027: 0; 2028: 0; 2029: 0; 2030: 0; 2031: 0; 2032: 0; 2033: 0; 2034: 0; 2035: 0; 2036: 0; 2037: 0; 2038: 0; 2039: 0; 2040: 0; 2041: 0; 2042: 0; 2043: 0; 2044: 0; 2045: 0; 2046: 0; 2047: 0
F4_Commercial_Small Systems_WA - College_Existing_Space Heating_Natural Gas | F4 | Commercial | Small Systems | WA - College | Existing | Space Heating | Natural Gas | Winter Peak Demand (MW) | 2021: 0; 2022: 0; 2023: 0; 2024: 0; 2025: 0; 2026: 0; 2027: 0; 2028: 0; 2029: 0; 2030: 0; 2031: 0; 2032: 0; 2033: 0; 2034: 0; 2035: 0; 2036: 0; 2037: 0; 2038: 0; 2039: 0; 2040: 0; 2041: 0; 2042: 0; 2043: 0; 2044: 0; 2045: 0; 2046: 0; 2047: 0
F1_Commercial_Central Systems_WA - College_Existing_Space Heating_Natural Gas | F1 | Commercial | Central Systems | WA - College | Existing | Space Heating | Natural Gas | Units | 2021: 27544675.245; 2022: 27544675.245; 2023: 27544675.245; 2024: 27544675.245; 2025: 27544675.245; 2026: 27544675.245; 2027: 27544675.245; 2028: 27544675.245; 2029: 27544675.245; 2030: 27544675.245; 2031: 27544675.245; 2032: 27544675.245; 2033: 27544675.245; 2034: 27544675.245; 2035: 27544675.245; 2036: 27544675.245; 2037: 27544675.245; 2038: 27544675.245; 2039: 27544675.245; 2040: 27544675.245; 2041: 27544675.245; 2042: 27544675.245; 2043: 27544675.245; 2044: 27544675.245; 2045: 27544675.245; 2046: 27544675.245; 2047: 27544675.245
F2_Commercial_Central Systems_WA - College_Existing_Space Heating_Natural Gas | F2 | Commercial | Central Systems | WA - College | Existing | Space Heating | Natural Gas | Usage (GWh) | 2021: 13.1493; 2022: 14.104; 2023: 14.0078; 2024: 13.966; 2025: 13.9248; 2026: 13.8843; 2027: 13.8447; 2028: 13.8059; 2029: 13.768; 2030: 13.7312; 2031: 13.6955; 2032: 13.6609; 2033: 13.6275; 2034: 13.5955; 2035: 13.5648; 2036: 13.5355; 2037: 13.5076; 2038: 13.4812; 2039: 13.4564; 2040: 13.4333; 2041: 13.4121; 2042: 13.3927; 2043: 13.3751; 2044: 13.359; 2045: 13.3444; 2046: 13.331; 2047: 13.3189
F3_Commercial_Central Systems_WA - College_Existing_Space Heating_Natural Gas | F3 | Commercial | Central Systems | WA - College | Existing | Space Heating | Natural Gas | Summer Peak Demand (MW) | 2021: 0; 2022: 0; 2023: 0; 2024: 0; 2025: 0; 2026: 0; 2027: 0; 2028: 0; 2029: 0; 2030: 0; 2031: 0; 2032: 0; 2033: 0; 2034: 0; 2035: 0; 2036: 0; 2037: 0; 2038: 0; 2039: 0; 2040: 0; 2041: 0; 2042: 0; 2043: 0; 2044: 0; 2045: 0; 2046: 0; 2047: 0
F4_Commercial_Central Systems_WA - College_Existing_Space Heating_Natural Gas | F4 | Commercial | Central Systems | WA - College | Existing | Space Heating | Natural Gas | Winter Peak Demand (MW) | 2021: 0; 2022: 0; 2023: 0; 2024: 0; 2025: 0; 2026: 0; 2027: 0; 2028: 0; 2029: 0; 2030: 0; 2031: 0; 2032: 0; 2033: 0; 2034: 0; 2035: 0; 2036: 0; 2037: 0; 2038: 0; 2039: 0; 2040: 0; 2041: 0; 2042: 0; 2043: 0; 2044: 0; 2045: 0; 2046: 0; 2047: 0
F1_Commercial_All_WA - College_New_Space Heating_Natural Gas | F1 | Commercial | All | WA - College | New | Space Heating | Natural Gas | Units | 2021: 0; 2022: 0; 2023: 0; 2024: 0; 2025: 0; 2026: 0; 2027: 0; 2028: 0; 2029: 0; 2030: 0; 2031: 0; 2032: 0; 2033: 0; 2034: 0; 2035: 0; 2036: 0; 2037: 0; 2038: 0; 2039: 0; 2040: 0; 2041: 0; 2042: 0; 2043: 0; 2044: 0; 2045: 0; 2046: 0; 2047: 0
F2_Commercial_All_WA - College_New_Space Heating_Natural Gas | F2 | Commercial | All | WA - College | New | Space Heating | Natural Gas | Usage (GWh) | 2021: 0; 2022: 0; 2023: 0; 2024: 0; 2025: 0; 2026: 0; 2027: 0; 2028: 0; 2029: 0; 2030: 0; 2031: 0; 2032: 0; 2033: 0; 2034: 0; 2035: 0; 2036: 0; 2037: 0; 2038: 0; 2039: 0; 2040: 0; 2041: 0; 2042: 0; 2043: 0; 2044: 0; 2045: 0; 2046: 0; 2047: 0
F3_Commercial_All_WA - College_New_Space Heating_Natural Gas | F3 | Commercial | All | WA - College | New | Space Heating | Natural Gas | Summer Peak Demand (MW) | 2021: 0; 2022: 0; 2023: 0; 2024: 0; 2025: 0; 2026: 0; 2027: 0; 2028: 0; 2029: 0; 2030: 0; 2031: 0; 2032: 0; 2033: 0; 2034: 0; 2035: 0; 2036: 0; 2037: 0; 2038: 0; 2039: 0; 2040: 0; 2041: 0; 2042: 0; 2043: 0; 2044: 0; 2045: 0; 2046: 0; 2047: 0
F4_Commercial_All_WA - College_New_Space Heating_Natural Gas | F4 | Commercial | All | WA - College | New | Space Heating | Natural Gas | Winter Peak Demand (MW) | 2021: 0; 2022: 0; 2023: 0; 2024: 0; 2025: 0; 2026: 0; 2027: 0; 2028: 0; 2029: 0; 2030: 0; 2031: 0; 2032: 0; 2033: 0; 2034: 0; 2035: 0; 2036: 0; 2037: 0; 2038: 0; 2039: 0; 2040: 0; 2041: 0; 2042: 0; 2043: 0; 2044: 0; 2045: 0; 2046: 0; 2047: 0
F1_Commercial_All_WA - College_New_Water Heating_Natural Gas | F1 | Commercial | All | WA - College | New | Water Heating | Natural Gas | Units | 2021: 0; 2022: 0; 2023: 0; 2024: 0; 2025: 0; 2026: 0; 2027: 0; 2028: 0; 2029: 0; 2030: 0; 2031: 0; 2032: 0; 2033: 0; 2034: 0; 2035: 0; 2036: 0; 2037: 0; 2038: 0; 2039: 0; 2040: 0; 2041: 0; 2042: 0; 2043: 0; 2044: 0; 2045: 0; 2046: 0; 2047: 0
F2_Commercial_All_WA - College_New_Water Heating_Natural Gas | F2 | Commercial | All | WA - College | New | Water Heating | Natural Gas | Usage (GWh) | 2021: 0; 2022: 0; 2023: 0; 2024: 0; 2025: 0; 2026: 0; 2027: 0; 2028: 0; 2029: 0; 2030: 0; 2031: 0; 2032: 0; 2033: 0; 2034: 0; 2035: 0; 2036: 0; 2037: 0; 2038: 0; 2039: 0; 2040: 0; 2041: 0; 2042: 0; 2043: 0; 2044: 0; 2045: 0; 2046: 0; 2047: 0
F3_Commercial_All_WA - College_New_Water Heating_Natural Gas | F3 | Commercial | All | WA - College | New | Water Heating | Natural Gas | Summer Peak Demand (MW) | 2021: 0; 2022: 0; 2023: 0; 2024: 0; 2025: 0; 2026: 0; 2027: 0; 2028: 0; 2029: 0; 2030: 0; 2031: 0; 2032: 0; 2033: 0; 2034: 0; 2035: 0; 2036: 0; 2037: 0; 2038: 0; 2039: 0; 2040: 0; 2041: 0; 2042: 0; 2043: 0; 2044: 0; 2045: 0; 2046: 0; 2047: 0
F4_Commercial_All_WA - College_New_Water Heating_Natural Gas | F4 | Commercial | All | WA - College | New | Water Heating | Natural Gas | Winter Peak Demand (MW) | 2021: 0; 2022: 0; 2023: 0; 2024: 0; 2025: 0; 2026: 0; 2027: 0; 2028: 0; 2029: 0; 2030: 0; 2031: 0; 2032: 0; 2033: 0; 2034: 0; 2035: 0; 2036: 0; 2037: 0; 2038: 0; 2039: 0; 2040: 0; 2041: 0; 2042: 0; 2043: 0; 2044: 0; 2045: 0; 2046: 0; 2047: 0
F1_Commercial_All_WA - College_New_Food Preparation_Natural Gas | F1 | Commercial | All | WA - College | New | Food Preparation | Natural Gas | Units | 2021: 0; 2022: 0; 2023: 0; 2024: 0; 2025: 0; 2026: 0; 2027: 0; 2028: 0; 2029: 0; 2030: 0; 2031: 0; 2032: 0; 2033: 0; 2034: 0; 2035: 0; 2036: 0; 2037: 0; 2038: 0; 2039: 0; 2040: 0; 2041: 0; 2042: 0; 2043: 0; 2044: 0; 2045: 0; 2046: 0; 2047: 0
F2_Commercial_All_WA - College_New_Food Preparation_Natural Gas | F2 | Commercial | All | WA - College | New | Food Preparation | Natural Gas | Usage (GWh) | 2021: 0; 2022: 0; 2023: 0; 2024: 0; 2025: 0; 2026: 0; 2027: 0; 2028: 0; 2029: 0; 2030: 0; 2031: 0; 2032: 0; 2033: 0; 2034: 0; 2035: 0; 2036: 0; 2037: 0; 2038: 0; 2039: 0; 2040: 0; 2041: 0; 2042: 0; 2043: 0; 2044: 0; 2045: 0; 2046: 0; 2047: 0
F3_Commercial_All_WA - College_New_Food Preparation_Natural Gas | F3 | Commercial | All | WA - College | New | Food Preparation | Natural Gas | Summer Peak Demand (MW) | 2021: 0; 2022: 0; 2023: 0; 2024: 0; 2025: 0; 2026: 0; 2027: 0; 2028: 0; 2029: 0; 2030: 0; 2031: 0; 2032: 0; 2033: 0; 2034: 0; 2035: 0; 2036: 0; 2037: 0; 2038: 0; 2039: 0; 2040: 0; 2041: 0; 2042: 0; 2043: 0; 2044: 0; 2045: 0; 2046: 0; 2047: 0
F4_Commercial_All_WA - College_New_Food Preparation_Natural Gas | F4 | Commercial | All | WA - College | New | Food Preparation | Natural Gas | Winter Peak Demand (MW) | 2021: 0; 2022: 0; 2023: 0; 2024: 0; 2025: 0; 2026: 0; 2027: 0; 2028: 0; 2029: 0; 2030: 0; 2031: 0; 2032: 0; 2033: 0; 2034: 0; 2035: 0; 2036: 0; 2037: 0; 2038: 0; 2039: 0; 2040: 0; 2041: 0; 2042: 0; 2043: 0; 2044: 0; 2045: 0; 2046: 0; 2047: 0
F1_Commercial_All_WA - College_New_Miscellaneous_Natural Gas | F1 | Commercial | All | WA - College | New | Miscellaneous | Natural Gas | Units | 2021: 0; 2022: 0; 2023: 0; 2024: 0; 2025: 0; 2026: 0; 2027: 0; 2028: 0; 2029: 0; 2030: 0; 2031: 0; 2032: 0; 2033: 0; 2034: 0; 2035: 0; 2036: 0; 2037: 0; 2038: 0; 2039: 0; 2040: 0; 2041: 0; 2042: 0; 2043: 0; 2044: 0; 2045: 0; 2046: 0; 2047: 0
F2_Commercial_All_WA - College_New_Miscellaneous_Natural Gas | F2 | Commercial | All | WA - College | New | Miscellaneous | Natural Gas | Usage (GWh) | 2021: 0; 2022: 0; 2023: 0; 2024: 0; 2025: 0; 2026: 0; 2027: 0; 2028: 0; 2029: 0; 2030: 0; 2031: 0; 2032: 0; 2033: 0; 2034: 0; 2035: 0; 2036: 0; 2037: 0; 2038: 0; 2039: 0; 2040: 0; 2041: 0; 2042: 0; 2043: 0; 2044: 0; 2045: 0; 2046: 0; 2047: 0
F3_Commercial_All_WA - College_New_Miscellaneous_Natural Gas | F3 | Commercial | All | WA - College | New | Miscellaneous | Natural Gas | Summer Peak Demand (MW) | 2021: 0; 2022: 0; 2023: 0; 2024: 0; 2025: 0; 2026: 0; 2027: 0; 2028: 0; 2029: 0; 2030: 0; 2031: 0; 2032: 0; 2033: 0; 2034: 0; 2035: 0; 2036: 0; 2037: 0; 2038: 0; 2039: 0; 2040: 0; 2041: 0; 2042: 0; 2043: 0; 2044: 0; 2045: 0; 2046: 0; 2047: 0
F4_Commercial_All_WA - College_New_Miscellaneous_Natural Gas | F4 | Commercial | All | WA - College | New | Miscellaneous | Natural Gas | Winter Peak Demand (MW) | 2021: 0; 2022: 0; 2023: 0; 2024: 0; 2025: 0; 2026: 0; 2027: 0; 2028: 0; 2029: 0; 2030: 0; 2031: 0; 2032: 0; 2033: 0; 2034: 0; 2035: 0; 2036: 0; 2037: 0; 2038: 0; 2039: 0; 2040: 0; 2041: 0; 2042: 0; 2043: 0; 2044: 0; 2045: 0; 2046: 0; 2047: 0
F1_Commercial_Market_WA - College_New_Space Heating_Natural Gas | F1 | Commercial | Market | WA - College | New | Space Heating | Natural Gas | Units | 2021: 0; 2022: 0; 2023: 0; 2024: 0; 2025: 0; 2026: 0; 2027: 0; 2028: 0; 2029: 0; 2030: 0; 2031: 0; 2032: 0; 2033: 0; 2034: 0; 2035: 0; 2036: 0; 2037: 0; 2038: 0; 2039: 0; 2040: 0; 2041: 0; 2042: 0; 2043: 0; 2044: 0; 2045: 0; 2046: 0; 2047: 0
F2_Commercial_Market_WA - College_New_Space Heating_Natural Gas | F2 | Commercial | Market | WA - College | New | Space Heating | Natural Gas | Usage (GWh) | 2021: 0; 2022: 0; 2023: 0; 2024: 0; 2025: 0; 2026: 0; 2027: 0; 2028: 0; 2029: 0; 2030: 0; 2031: 0; 2032: 0; 2033: 0; 2034: 0; 2035: 0; 2036: 0; 2037: 0; 2038: 0; 2039: 0; 2040: 0; 2041: 0; 2042: 0; 2043: 0; 2044: 0; 2045: 0; 2046: 0; 2047: 0
F3_Commercial_Market_WA - College_New_Space Heating_Natural Gas | F3 | Commercial | Market | WA - College | New | Space Heating | Natural Gas | Summer Peak Demand (MW) | 2021: 0; 2022: 0; 2023: 0; 2024: 0; 2025: 0; 2026: 0; 2027: 0; 2028: 0; 2029: 0; 2030: 0; 2031: 0; 2032: 0; 2033: 0; 2034: 0; 2035: 0; 2036: 0; 2037: 0; 2038: 0; 2039: 0; 2040: 0; 2041: 0; 2042: 0; 2043: 0; 2044: 0; 2045: 0; 2046: 0; 2047: 0
F4_Commercial_Market_WA - College_New_Space Heating_Natural Gas | F4 | Commercial | Market | WA - College | New | Space Heating | Natural Gas | Winter Peak Demand (MW) | 2021: 0; 2022: 0; 2023: 0; 2024: 0; 2025: 0; 2026: 0; 2027: 0; 2028: 0; 2029: 0; 2030: 0; 2031: 0; 2032: 0; 2033: 0; 2034: 0; 2035: 0; 2036: 0; 2037: 0; 2038: 0; 2039: 0; 2040: 0; 2041: 0; 2042: 0; 2043: 0; 2044: 0; 2045: 0; 2046: 0; 2047: 0
F1_Commercial_Market_WA - College_New_Water Heating_Natural Gas | F1 | Commercial | Market | WA - College | New | Water Heating | Natural Gas | Units | 2021: 0; 2022: 0; 2023: 0; 2024: 0; 2025: 0; 2026: 0; 2027: 0; 2028: 0; 2029: 0; 2030: 0; 2031: 0; 2032: 0; 2033: 0; 2034: 0; 2035: 0; 2036: 0; 2037: 0; 2038: 0; 2039: 0; 2040: 0; 2041: 0; 2042: 0; 2043: 0; 2044: 0; 2045: 0; 2046: 0; 2047: 0
F2_Commercial_Market_WA - College_New_Water Heating_Natural Gas | F2 | Commercial | Market | WA - College | New | Water Heating | Natural Gas | Usage (GWh) | 2021: 0; 2022: 0; 2023: 0; 2024: 0; 2025: 0; 2026: 0; 2027: 0; 2028: 0; 2029: 0; 2030: 0; 2031: 0; 2032: 0; 2033: 0; 2034: 0; 2035: 0; 2036: 0; 2037: 0; 2038: 0; 2039: 0; 2040: 0; 2041: 0; 2042: 0; 2043: 0; 2044: 0; 2045: 0; 2046: 0; 2047: 0
F3_Commercial_Market_WA - College_New_Water Heating_Natural Gas | F3 | Commercial | Market | WA - College | New | Water Heating | Natural Gas | Summer Peak Demand (MW) | 2021: 0; 2022: 0; 2023: 0; 2024: 0; 2025: 0; 2026: 0; 2027: 0; 2028: 0; 2029: 0; 2030: 0; 2031: 0; 2032: 0; 2033: 0; 2034: 0; 2035: 0; 2036: 0; 2037: 0; 2038: 0; 2039: 0; 2040: 0; 2041: 0; 2042: 0; 2043: 0; 2044: 0; 2045: 0; 2046: 0; 2047: 0
F4_Commercial_Market_WA - College_New_Water Heating_Natural Gas | F4 | Commercial | Market | WA - College | New | Water Heating | Natural Gas | Winter Peak Demand (MW) | 2021: 0; 2022: 0; 2023: 0; 2024: 0; 2025: 0; 2026: 0; 2027: 0; 2028: 0; 2029: 0; 2030: 0; 2031: 0; 2032: 0; 2033: 0; 2034: 0; 2035: 0; 2036: 0; 2037: 0; 2038: 0; 2039: 0; 2040: 0; 2041: 0; 2042: 0; 2043: 0; 2044: 0; 2045: 0; 2046: 0; 2047: 0
F1_Commercial_Market_WA - College_New_Food Preparation_Natural Gas | F1 | Commercial | Market | WA - College | New | Food Preparation | Natural Gas | Units | 2021: 0; 2022: 0; 2023: 0; 2024: 0; 2025: 0; 2026: 0; 2027: 0; 2028: 0; 2029: 0; 2030: 0; 2031: 0; 2032: 0; 2033: 0; 2034: 0; 2035: 0; 2036: 0; 2037: 0; 2038: 0; 2039: 0; 2040: 0; 2041: 0; 2042: 0; 2043: 0; 2044: 0; 2045: 0; 2046: 0; 2047: 0
F2_Commercial_Market_WA - College_New_Food Preparation_Natural Gas | F2 | Commercial | Market | WA - College | New | Food Preparation | Natural Gas | Usage (GWh) | 2021: 0; 2022: 0; 2023: 0; 2024: 0; 2025: 0; 2026: 0; 2027: 0; 2028: 0; 2029: 0; 2030: 0; 2031: 0; 2032: 0; 2033: 0; 2034: 0; 2035: 0; 2036: 0; 2037: 0; 2038: 0; 2039: 0; 2040: 0; 2041: 0; 2042: 0; 2043: 0; 2044: 0; 2045: 0; 2046: 0; 2047: 0
F3_Commercial_Market_WA - College_New_Food Preparation_Natural Gas | F3 | Commercial | Market | WA - College | New | Food Preparation | Natural Gas | Summer Peak Demand (MW) | 2021: 0; 2022: 0; 2023: 0; 2024: 0; 2025: 0; 2026: 0; 2027: 0; 2028: 0; 2029: 0; 2030: 0; 2031: 0; 2032: 0; 2033: 0; 2034: 0; 2035: 0; 2036: 0; 2037: 0; 2038: 0; 2039: 0; 2040: 0; 2041: 0; 2042: 0; 2043: 0; 2044: 0; 2045: 0; 2046: 0; 2047: 0
F4_Commercial_Market_WA - College_New_Food Preparation_Natural Gas | F4 | Commercial | Market | WA - College | New | Food Preparation | Natural Gas | Winter Peak Demand (MW) | 2021: 0; 2022: 0; 2023: 0; 2024: 0; 2025: 0; 2026: 0; 2027: 0; 2028: 0; 2029: 0; 2030: 0; 2031: 0; 2032: 0; 2033: 0; 2034: 0; 2035: 0; 2036: 0; 2037: 0; 2038: 0; 2039: 0; 2040: 0; 2041: 0; 2042: 0; 2043: 0; 2044: 0; 2045: 0; 2046: 0; 2047: 0
F1_Commercial_Market_WA - College_New_Miscellaneous_Natural Gas | F1 | Commercial | Market | WA - College | New | Miscellaneous | Natural Gas | Units | 2021: 0; 2022: 0; 2023: 0; 2024: 0; 2025: 0; 2026: 0; 2027: 0; 2028: 0; 2029: 0; 2030: 0; 2031: 0; 2032: 0; 2033: 0; 2034: 0; 2035: 0; 2036: 0; 2037: 0; 2038: 0; 2039: 0; 2040: 0; 2041: 0; 2042: 0; 2043: 0; 2044: 0; 2045: 0; 2046: 0; 2047: 0
F2_Commercial_Market_WA - College_New_Miscellaneous_Natural Gas | F2 | Commercial | Market | WA - College | New | Miscellaneous | Natural Gas | Usage (GWh) | 2021: 0; 2022: 0; 2023: 0; 2024: 0; 2025: 0; 2026: 0; 2027: 0; 2028: 0; 2029: 0; 2030: 0; 2031: 0; 2032: 0; 2033: 0; 2034: 0; 2035: 0; 2036: 0; 2037: 0; 2038: 0; 2039: 0; 2040: 0; 2041: 0; 2042: 0; 2043: 0; 2044: 0; 2045: 0; 2046: 0; 2047: 0
F3_Commercial_Market_WA - College_New_Miscellaneous_Natural Gas | F3 | Commercial | Market | WA - College | New | Miscellaneous | Natural Gas | Summer Peak Demand (MW) | 2021: 0; 2022: 0; 2023: 0; 2024: 0; 2025: 0; 2026: 0; 2027: 0; 2028: 0; 2029: 0; 2030: 0; 2031: 0; 2032: 0; 2033: 0; 2034: 0; 2035: 0; 2036: 0; 2037: 0; 2038: 0; 2039: 0; 2040: 0; 2041: 0; 2042: 0; 2043: 0; 2044: 0; 2045: 0; 2046: 0; 2047: 0
F4_Commercial_Market_WA - College_New_Miscellaneous_Natural Gas | F4 | Commercial | Market | WA - College | New | Miscellaneous | Natural Gas | Winter Peak Demand (MW) | 2021: 0; 2022: 0; 2023: 0; 2024: 0; 2025: 0; 2026: 0; 2027: 0; 2028: 0; 2029: 0; 2030: 0; 2031: 0; 2032: 0; 2033: 0; 2034: 0; 2035: 0; 2036: 0; 2037: 0; 2038: 0; 2039: 0; 2040: 0; 2041: 0; 2042: 0; 2043: 0; 2044: 0; 2045: 0; 2046: 0; 2047: 0
F1_Commercial_Small Systems_WA - College_New_Space Heating_Natural Gas | F1 | Commercial | Small Systems | WA - College | New | Space Heating | Natural Gas | Units | 2021: 0; 2022: 0; 2023: 0; 2024: 0; 2025: 0; 2026: 0; 2027: 0; 2028: 0; 2029: 0; 2030: 0; 2031: 0; 2032: 0; 2033: 0; 2034: 0; 2035: 0; 2036: 0; 2037: 0; 2038: 0; 2039: 0; 2040: 0; 2041: 0; 2042: 0; 2043: 0; 2044: 0; 2045: 0; 2046: 0; 2047: 0
F2_Commercial_Small Systems_WA - College_New_Space Heating_Natural Gas | F2 | Commercial | Small Systems | WA - College | New | Space Heating | Natural Gas | Usage (GWh) | 2021: 0; 2022: 0; 2023: 0; 2024: 0; 2025: 0; 2026: 0; 2027: 0; 2028: 0; 2029: 0; 2030: 0; 2031: 0; 2032: 0; 2033: 0; 2034: 0; 2035: 0; 2036: 0; 2037: 0; 2038: 0; 2039: 0; 2040: 0; 2041: 0; 2042: 0; 2043: 0; 2044: 0; 2045: 0; 2046: 0; 2047: 0
F3_Commercial_Small Systems_WA - College_New_Space Heating_Natural Gas | F3 | Commercial | Small Systems | WA - College | New | Space Heating | Natural Gas | Summer Peak Demand (MW) | 2021: 0; 2022: 0; 2023: 0; 2024: 0; 2025: 0; 2026: 0; 2027: 0; 2028: 0; 2029: 0; 2030: 0; 2031: 0; 2032: 0; 2033: 0; 2034: 0; 2035: 0; 2036: 0; 2037: 0; 2038: 0; 2039: 0; 2040: 0; 2041: 0; 2042: 0; 2043: 0; 2044: 0; 2045: 0; 2046: 0; 2047: 0
F4_Commercial_Small Systems_WA - College_New_Space Heating_Natural Gas | F4 | Commercial | Small Systems | WA - College | New | Space Heating | Natural Gas | Winter Peak Demand (MW) | 2021: 0; 2022: 0; 2023: 0; 2024: 0; 2025: 0; 2026: 0; 2027: 0; 2028: 0; 2029: 0; 2030: 0; 2031: 0; 2032: 0; 2033: 0; 2034: 0; 2035: 0; 2036: 0; 2037: 0; 2038: 0; 2039: 0; 2040: 0; 2041: 0; 2042: 0; 2043: 0; 2044: 0; 2045: 0; 2046: 0; 2047: 0
F1_Commercial_Central Systems_WA - College_New_Space Heating_Natural Gas | F1 | Commercial | Central Systems | WA - College | New | Space Heating | Natural Gas | Units | 2021: 0; 2022: 0; 2023: 0; 2024: 0; 2025: 0; 2026: 0; 2027: 0; 2028: 0; 2029: 0; 2030: 0; 2031: 0; 2032: 0; 2033: 0; 2034: 0; 2035: 0; 2036: 0; 2037: 0; 2038: 0; 2039: 0; 2040: 0; 2041: 0; 2042: 0; 2043: 0; 2044: 0; 2045: 0; 2046: 0; 2047: 0
F2_Commercial_Central Systems_WA - College_New_Space Heating_Natural Gas | F2 | Commercial | Central Systems | WA - College | New | Space Heating | Natural Gas | Usage (GWh) | 2021: 0; 2022: 0; 2023: 0; 2024: 0; 2025: 0; 2026: 0; 2027: 0; 2028: 0; 2029: 0; 2030: 0; 2031: 0; 2032: 0; 2033: 0; 2034: 0; 2035: 0; 2036: 0; 2037: 0; 2038: 0; 2039: 0; 2040: 0; 2041: 0; 2042: 0; 2043: 0; 2044: 0; 2045: 0; 2046: 0; 2047: 0
F3_Commercial_Central Systems_WA - College_New_Space Heating_Natural Gas | F3 | Commercial | Central Systems | WA - College | New | Space Heating | Natural Gas | Summer Peak Demand (MW) | 2021: 0; 2022: 0; 2023: 0; 2024: 0; 2025: 0; 2026: 0; 2027: 0; 2028: 0; 2029: 0; 2030: 0; 2031: 0; 2032: 0; 2033: 0; 2034: 0; 2035: 0; 2036: 0; 2037: 0; 2038: 0; 2039: 0; 2040: 0; 2041: 0; 2042: 0; 2043: 0; 2044: 0; 2045: 0; 2046: 0; 2047: 0
F4_Commercial_Central Systems_WA - College_New_Space Heating_Natural Gas | F4 | Commercial | Central Systems | WA - College | New | Space Heating | Natural Gas | Winter Peak Demand (MW) | 2021: 0; 2022: 0; 2023: 0; 2024: 0; 2025: 0; 2026: 0; 2027: 0; 2028: 0; 2029: 0; 2030: 0; 2031: 0; 2032: 0; 2033: 0; 2034: 0; 2035: 0; 2036: 0; 2037: 0; 2038: 0; 2039: 0; 2040: 0; 2041: 0; 2042: 0; 2043: 0; 2044: 0; 2045: 0; 2046: 0; 2047: 0
F1_Commercial_All_WA - Health_Existing_Space Heating_Natural Gas | F1 | Commercial | All | WA - Health | Existing | Space Heating | Natural Gas | Units | 2021: 5148192.9181; 2022: 5148192.9181; 2023: 5148192.9181; 2024: 5148192.9181; 2025: 5148192.9181; 2026: 5148192.9181; 2027: 5148192.9181; 2028: 5148192.9181; 2029: 5148192.9181; 2030: 5148192.9181; 2031: 5148192.9181; 2032: 5148192.9181; 2033: 5148192.9181; 2034: 5148192.9181; 2035: 5148192.9181; 2036: 5148192.9181; 2037: 5148192.9181; 2038: 5148192.9181; 2039: 5148192.9181; 2040: 5148192.9181; 2041: 5148192.9181; 2042: 5148192.9181; 2043: 5148192.9181; 2044: 5148192.9181; 2045: 5148192.9181; 2046: 5148192.9181; 2047: 5148192.9181
F2_Commercial_All_WA - Health_Existing_Space Heating_Natural Gas | F2 | Commercial | All | WA - Health | Existing | Space Heating | Natural Gas | Usage (GWh) | 2021: 2.4727; 2022: 2.6519; 2023: 2.6336; 2024: 2.6255; 2025: 2.6176; 2026: 2.6098; 2027: 2.6021; 2028: 2.5945; 2029: 2.5872; 2030: 2.58; 2031: 2.5731; 2032: 2.5663; 2033: 2.5599; 2034: 2.5537; 2035: 2.5477; 2036: 2.5421; 2037: 2.5368; 2038: 2.5318; 2039: 2.5271; 2040: 2.5228; 2041: 2.5188; 2042: 2.5152; 2043: 2.5119; 2044: 2.5089; 2045: 2.5062; 2046: 2.5037; 2047: 2.5014
F3_Commercial_All_WA - Health_Existing_Space Heating_Natural Gas | F3 | Commercial | All | WA - Health | Existing | Space Heating | Natural Gas | Summer Peak Demand (MW) | 2021: 0; 2022: 0; 2023: 0; 2024: 0; 2025: 0; 2026: 0; 2027: 0; 2028: 0; 2029: 0; 2030: 0; 2031: 0; 2032: 0; 2033: 0; 2034: 0; 2035: 0; 2036: 0; 2037: 0; 2038: 0; 2039: 0; 2040: 0; 2041: 0; 2042: 0; 2043: 0; 2044: 0; 2045: 0; 2046: 0; 2047: 0
F4_Commercial_All_WA - Health_Existing_Space Heating_Natural Gas | F4 | Commercial | All | WA - Health | Existing | Space Heating | Natural Gas | Winter Peak Demand (MW) | 2021: 0; 2022: 0; 2023: 0; 2024: 0; 2025: 0; 2026: 0; 2027: 0; 2028: 0; 2029: 0; 2030: 0; 2031: 0; 2032: 0; 2033: 0; 2034: 0; 2035: 0; 2036: 0; 2037: 0; 2038: 0; 2039: 0; 2040: 0; 2041: 0; 2042: 0; 2043: 0; 2044: 0; 2045: 0; 2046: 0; 2047: 0
F1_Commercial_All_WA - Health_Existing_Water Heating_Natural Gas | F1 | Commercial | All | WA - Health | Existing | Water Heating | Natural Gas | Units | 2021: 4768943.8648; 2022: 4768943.8648; 2023: 4768943.8648; 2024: 4768943.8648; 2025: 4768943.8648; 2026: 4768943.8648; 2027: 4768943.8648; 2028: 4768943.8648; 2029: 4768943.8648; 2030: 4768943.8648; 2031: 4768943.8648; 2032: 4768943.8648; 2033: 4768943.8648; 2034: 4768943.8648; 2035: 4768943.8648; 2036: 4768943.8648; 2037: 4768943.8648; 2038: 4768943.8648; 2039: 4768943.8648; 2040: 4768943.8648; 2041: 4768943.8648; 2042: 4768943.8648; 2043: 4768943.8648; 2044: 4768943.8648; 2045: 4768943.8648; 2046: 4768943.8648; 2047: 4768943.8648
F2_Commercial_All_WA - Health_Existing_Water Heating_Natural Gas | F2 | Commercial | All | WA - Health | Existing | Water Heating | Natural Gas | Usage (GWh) | 2021: 2.3389; 2022: 2.2937; 2023: 2.2537; 2024: 2.2184; 2025: 2.1874; 2026: 2.1604; 2027: 2.1372; 2028: 2.1175; 2029: 2.1012; 2030: 2.0881; 2031: 2.0777; 2032: 2.0693; 2033: 2.0626; 2034: 2.0573; 2035: 2.053; 2036: 2.0496; 2037: 2.0468; 2038: 2.0447; 2039: 2.0429; 2040: 2.0415; 2041: 2.0404; 2042: 2.0395; 2043: 2.0388; 2044: 2.0382; 2045: 2.0377; 2046: 2.0374; 2047: 2.0371
F3_Commercial_All_WA - Health_Existing_Water Heating_Natural Gas | F3 | Commercial | All | WA - Health | Existing | Water Heating | Natural Gas | Summer Peak Demand (MW) | 2021: 0; 2022: 0; 2023: 0; 2024: 0; 2025: 0; 2026: 0; 2027: 0; 2028: 0; 2029: 0; 2030: 0; 2031: 0; 2032: 0; 2033: 0; 2034: 0; 2035: 0; 2036: 0; 2037: 0; 2038: 0; 2039: 0; 2040: 0; 2041: 0; 2042: 0; 2043: 0; 2044: 0; 2045: 0; 2046: 0; 2047: 0
F4_Commercial_All_WA - Health_Existing_Water Heating_Natural Gas | F4 | Commercial | All | WA - Health | Existing | Water Heating | Natural Gas | Winter Peak Demand (MW) | 2021: 0; 2022: 0; 2023: 0; 2024: 0; 2025: 0; 2026: 0; 2027: 0; 2028: 0; 2029: 0; 2030: 0; 2031: 0; 2032: 0; 2033: 0; 2034: 0; 2035: 0; 2036: 0; 2037: 0; 2038: 0; 2039: 0; 2040: 0; 2041: 0; 2042: 0; 2043: 0; 2044: 0; 2045: 0; 2046: 0; 2047: 0
F1_Commercial_All_WA - Health_Existing_Food Preparation_Natural Gas | F1 | Commercial | All | WA - Health | Existing | Food Preparation | Natural Gas | Units | 2021: 3609888.9396; 2022: 3609888.9396; 2023: 3609888.9396; 2024: 3609888.9396; 2025: 3609888.9396; 2026: 3609888.9396; 2027: 3609888.9396; 2028: 3609888.9396; 2029: 3609888.9396; 2030: 3609888.9396; 2031: 3609888.9396; 2032: 3609888.9396; 2033: 3609888.9396; 2034: 3609888.9396; 2035: 3609888.9396; 2036: 3609888.9396; 2037: 3609888.9396; 2038: 3609888.9396; 2039: 3609888.9396; 2040: 3609888.9396; 2041: 3609888.9396; 2042: 3609888.9396; 2043: 3609888.9396; 2044: 3609888.9396; 2045: 3609888.9396; 2046: 3609888.9396; 2047: 3609888.9396
F2_Commercial_All_WA - Health_Existing_Food Preparation_Natural Gas | F2 | Commercial | All | WA - Health | Existing | Food Preparation | Natural Gas | Usage (GWh) | 2021: 0.95944; 2022: 0.95944; 2023: 0.95944; 2024: 0.95944; 2025: 0.95944; 2026: 0.95944; 2027: 0.95944; 2028: 0.95944; 2029: 0.95944; 2030: 0.95944; 2031: 0.95944; 2032: 0.95944; 2033: 0.95944; 2034: 0.95944; 2035: 0.95944; 2036: 0.95944; 2037: 0.95944; 2038: 0.95944; 2039: 0.95944; 2040: 0.95944; 2041: 0.95944; 2042: 0.95944; 2043: 0.95944; 2044: 0.95944; 2045: 0.95944; 2046: 0.95944; 2047: 0.95944
F3_Commercial_All_WA - Health_Existing_Food Preparation_Natural Gas | F3 | Commercial | All | WA - Health | Existing | Food Preparation | Natural Gas | Summer Peak Demand (MW) | 2021: 0; 2022: 0; 2023: 0; 2024: 0; 2025: 0; 2026: 0; 2027: 0; 2028: 0; 2029: 0; 2030: 0; 2031: 0; 2032: 0; 2033: 0; 2034: 0; 2035: 0; 2036: 0; 2037: 0; 2038: 0; 2039: 0; 2040: 0; 2041: 0; 2042: 0; 2043: 0; 2044: 0; 2045: 0; 2046: 0; 2047: 0
F4_Commercial_All_WA - Health_Existing_Food Preparation_Natural Gas | F4 | Commercial | All | WA - Health | Existing | Food Preparation | Natural Gas | Winter Peak Demand (MW) | 2021: 0; 2022: 0; 2023: 0; 2024: 0; 2025: 0; 2026: 0; 2027: 0; 2028: 0; 2029: 0; 2030: 0; 2031: 0; 2032: 0; 2033: 0; 2034: 0; 2035: 0; 2036: 0; 2037: 0; 2038: 0; 2039: 0; 2040: 0; 2041: 0; 2042: 0; 2043: 0; 2044: 0; 2045: 0; 2046: 0; 2047: 0
F1_Commercial_All_WA - Health_Existing_Miscellaneous_Natural Gas | F1 | Commercial | All | WA - Health | Existing | Miscellaneous | Natural Gas | Units | 2021: 5890000.8722; 2022: 5890000.8722; 2023: 5890000.8722; 2024: 5890000.8722; 2025: 5890000.8722; 2026: 5890000.8722; 2027: 5890000.8722; 2028: 5890000.8722; 2029: 5890000.8722; 2030: 5890000.8722; 2031: 5890000.8722; 2032: 5890000.8722; 2033: 5890000.8722; 2034: 5890000.8722; 2035: 5890000.8722; 2036: 5890000.8722; 2037: 5890000.8722; 2038: 5890000.8722; 2039: 5890000.8722; 2040: 5890000.8722; 2041: 5890000.8722; 2042: 5890000.8722; 2043: 5890000.8722; 2044: 5890000.8722; 2045: 5890000.8722; 2046: 5890000.8722; 2047: 5890000.8722
F2_Commercial_All_WA - Health_Existing_Miscellaneous_Natural Gas | F2 | Commercial | All | WA - Health | Existing | Miscellaneous | Natural Gas | Usage (GWh) | 2021: 0.03131; 2022: 0.03131; 2023: 0.03131; 2024: 0.03131; 2025: 0.03131; 2026: 0.03131; 2027: 0.03131; 2028: 0.03131; 2029: 0.03131; 2030: 0.03131; 2031: 0.03131; 2032: 0.03131; 2033: 0.03131; 2034: 0.03131; 2035: 0.03131; 2036: 0.03131; 2037: 0.03131; 2038: 0.03131; 2039: 0.03131; 2040: 0.03131; 2041: 0.03131; 2042: 0.03131; 2043: 0.03131; 2044: 0.03131; 2045: 0.03131; 2046: 0.03131; 2047: 0.03131
F3_Commercial_All_WA - Health_Existing_Miscellaneous_Natural Gas | F3 | Commercial | All | WA - Health | Existing | Miscellaneous | Natural Gas | Summer Peak Demand (MW) | 2021: 0; 2022: 0; 2023: 0; 2024: 0; 2025: 0; 2026: 0; 2027: 0; 2028: 0; 2029: 0; 2030: 0; 2031: 0; 2032: 0; 2033: 0; 2034: 0; 2035: 0; 2036: 0; 2037: 0; 2038: 0; 2039: 0; 2040: 0; 2041: 0; 2042: 0; 2043: 0; 2044: 0; 2045: 0; 2046: 0; 2047: 0
F4_Commercial_All_WA - Health_Existing_Miscellaneous_Natural Gas | F4 | Commercial | All | WA - Health | Existing | Miscellaneous | Natural Gas | Winter Peak Demand (MW) | 2021: 0; 2022: 0; 2023: 0; 2024: 0; 2025: 0; 2026: 0; 2027: 0; 2028: 0; 2029: 0; 2030: 0; 2031: 0; 2032: 0; 2033: 0; 2034: 0; 2035: 0; 2036: 0; 2037: 0; 2038: 0; 2039: 0; 2040: 0; 2041: 0; 2042: 0; 2043: 0; 2044: 0; 2045: 0; 2046: 0; 2047: 0
F1_Commercial_Market_WA - Health_Existing_Space Heating_Natural Gas | F1 | Commercial | Market | WA - Health | Existing | Space Heating | Natural Gas | Units | 2021: 5890000.8722; 2022: 5890000.8722; 2023: 5890000.8722; 2024: 5890000.8722; 2025: 5890000.8722; 2026: 5890000.8722; 2027: 5890000.8722; 2028: 5890000.8722; 2029: 5890000.8722; 2030: 5890000.8722; 2031: 5890000.8722; 2032: 5890000.8722; 2033: 5890000.8722; 2034: 5890000.8722; 2035: 5890000.8722; 2036: 5890000.8722; 2037: 5890000.8722; 2038: 5890000.8722; 2039: 5890000.8722; 2040: 5890000.8722; 2041: 5890000.8722; 2042: 5890000.8722; 2043: 5890000.8722; 2044: 5890000.8722; 2045: 5890000.8722; 2046: 5890000.8722; 2047: 5890000.8722
F2_Commercial_Market_WA - Health_Existing_Space Heating_Natural Gas | F2 | Commercial | Market | WA - Health | Existing | Space Heating | Natural Gas | Usage (GWh) | 2021: 2.4727; 2022: 2.6519; 2023: 2.6336; 2024: 2.6255; 2025: 2.6176; 2026: 2.6098; 2027: 2.6021; 2028: 2.5945; 2029: 2.5872; 2030: 2.58; 2031: 2.5731; 2032: 2.5663; 2033: 2.5599; 2034: 2.5537; 2035: 2.5477; 2036: 2.5421; 2037: 2.5368; 2038: 2.5318; 2039: 2.5271; 2040: 2.5228; 2041: 2.5188; 2042: 2.5152; 2043: 2.5119; 2044: 2.5089; 2045: 2.5062; 2046: 2.5037; 2047: 2.5014
F3_Commercial_Market_WA - Health_Existing_Space Heating_Natural Gas | F3 | Commercial | Market | WA - Health | Existing | Space Heating | Natural Gas | Summer Peak Demand (MW) | 2021: 0; 2022: 0; 2023: 0; 2024: 0; 2025: 0; 2026: 0; 2027: 0; 2028: 0; 2029: 0; 2030: 0; 2031: 0; 2032: 0; 2033: 0; 2034: 0; 2035: 0; 2036: 0; 2037: 0; 2038: 0; 2039: 0; 2040: 0; 2041: 0; 2042: 0; 2043: 0; 2044: 0; 2045: 0; 2046: 0; 2047: 0
F4_Commercial_Market_WA - Health_Existing_Space Heating_Natural Gas | F4 | Commercial | Market | WA - Health | Existing | Space Heating | Natural Gas | Winter Peak Demand (MW) | 2021: 0; 2022: 0; 2023: 0; 2024: 0; 2025: 0; 2026: 0; 2027: 0; 2028: 0; 2029: 0; 2030: 0; 2031: 0; 2032: 0; 2033: 0; 2034: 0; 2035: 0; 2036: 0; 2037: 0; 2038: 0; 2039: 0; 2040: 0; 2041: 0; 2042: 0; 2043: 0; 2044: 0; 2045: 0; 2046: 0; 2047: 0
F1_Commercial_Market_WA - Health_Existing_Water Heating_Natural Gas | F1 | Commercial | Market | WA - Health | Existing | Water Heating | Natural Gas | Units | 2021: 5890000.8722; 2022: 5890000.8722; 2023: 5890000.8722; 2024: 5890000.8722; 2025: 5890000.8722; 2026: 5890000.8722; 2027: 5890000.8722; 2028: 5890000.8722; 2029: 5890000.8722; 2030: 5890000.8722; 2031: 5890000.8722; 2032: 5890000.8722; 2033: 5890000.8722; 2034: 5890000.8722; 2035: 5890000.8722; 2036: 5890000.8722; 2037: 5890000.8722; 2038: 5890000.8722; 2039: 5890000.8722; 2040: 5890000.8722; 2041: 5890000.8722; 2042: 5890000.8722; 2043: 5890000.8722; 2044: 5890000.8722; 2045: 5890000.8722; 2046: 5890000.8722; 2047: 5890000.8722
F2_Commercial_Market_WA - Health_Existing_Water Heating_Natural Gas | F2 | Commercial | Market | WA - Health | Existing | Water Heating | Natural Gas | Usage (GWh) | 2021: 2.3389; 2022: 2.2937; 2023: 2.2537; 2024: 2.2184; 2025: 2.1874; 2026: 2.1604; 2027: 2.1372; 2028: 2.1175; 2029: 2.1012; 2030: 2.0881; 2031: 2.0777; 2032: 2.0693; 2033: 2.0626; 2034: 2.0573; 2035: 2.053; 2036: 2.0496; 2037: 2.0468; 2038: 2.0447; 2039: 2.0429; 2040: 2.0415; 2041: 2.0404; 2042: 2.0395; 2043: 2.0388; 2044: 2.0382; 2045: 2.0377; 2046: 2.0374; 2047: 2.0371
F3_Commercial_Market_WA - Health_Existing_Water Heating_Natural Gas | F3 | Commercial | Market | WA - Health | Existing | Water Heating | Natural Gas | Summer Peak Demand (MW) | 2021: 0; 2022: 0; 2023: 0; 2024: 0; 2025: 0; 2026: 0; 2027: 0; 2028: 0; 2029: 0; 2030: 0; 2031: 0; 2032: 0; 2033: 0; 2034: 0; 2035: 0; 2036: 0; 2037: 0; 2038: 0; 2039: 0; 2040: 0; 2041: 0; 2042: 0; 2043: 0; 2044: 0; 2045: 0; 2046: 0; 2047: 0
F4_Commercial_Market_WA - Health_Existing_Water Heating_Natural Gas | F4 | Commercial | Market | WA - Health | Existing | Water Heating | Natural Gas | Winter Peak Demand (MW) | 2021: 0; 2022: 0; 2023: 0; 2024: 0; 2025: 0; 2026: 0; 2027: 0; 2028: 0; 2029: 0; 2030: 0; 2031: 0; 2032: 0; 2033: 0; 2034: 0; 2035: 0; 2036: 0; 2037: 0; 2038: 0; 2039: 0; 2040: 0; 2041: 0; 2042: 0; 2043: 0; 2044: 0; 2045: 0; 2046: 0; 2047: 0
F1_Commercial_Market_WA - Health_Existing_Food Preparation_Natural Gas | F1 | Commercial | Market | WA - Health | Existing | Food Preparation | Natural Gas | Units | 2021: 5890000.8722; 2022: 5890000.8722; 2023: 5890000.8722; 2024: 5890000.8722; 2025: 5890000.8722; 2026: 5890000.8722; 2027: 5890000.8722; 2028: 5890000.8722; 2029: 5890000.8722; 2030: 5890000.8722; 2031: 5890000.8722; 2032: 5890000.8722; 2033: 5890000.8722; 2034: 5890000.8722; 2035: 5890000.8722; 2036: 5890000.8722; 2037: 5890000.8722; 2038: 5890000.8722; 2039: 5890000.8722; 2040: 5890000.8722; 2041: 5890000.8722; 2042: 5890000.8722; 2043: 5890000.8722; 2044: 5890000.8722; 2045: 5890000.8722; 2046: 5890000.8722; 2047: 5890000.8722
F2_Commercial_Market_WA - Health_Existing_Food Preparation_Natural Gas | F2 | Commercial | Market | WA - Health | Existing | Food Preparation | Natural Gas | Usage (GWh) | 2021: 0.95944; 2022: 0.95944; 2023: 0.95944; 2024: 0.95944; 2025: 0.95944; 2026: 0.95944; 2027: 0.95944; 2028: 0.95944; 2029: 0.95944; 2030: 0.95944; 2031: 0.95944; 2032: 0.95944; 2033: 0.95944; 2034: 0.95944; 2035: 0.95944; 2036: 0.95944; 2037: 0.95944; 2038: 0.95944; 2039: 0.95944; 2040: 0.95944; 2041: 0.95944; 2042: 0.95944; 2043: 0.95944; 2044: 0.95944; 2045: 0.95944; 2046: 0.95944; 2047: 0.95944
F3_Commercial_Market_WA - Health_Existing_Food Preparation_Natural Gas | F3 | Commercial | Market | WA - Health | Existing | Food Preparation | Natural Gas | Summer Peak Demand (MW) | 2021: 0; 2022: 0; 2023: 0; 2024: 0; 2025: 0; 2026: 0; 2027: 0; 2028: 0; 2029: 0; 2030: 0; 2031: 0; 2032: 0; 2033: 0; 2034: 0; 2035: 0; 2036: 0; 2037: 0; 2038: 0; 2039: 0; 2040: 0; 2041: 0; 2042: 0; 2043: 0; 2044: 0; 2045: 0; 2046: 0; 2047: 0
F4_Commercial_Market_WA - Health_Existing_Food Preparation_Natural Gas | F4 | Commercial | Market | WA - Health | Existing | Food Preparation | Natural Gas | Winter Peak Demand (MW) | 2021: 0; 2022: 0; 2023: 0; 2024: 0; 2025: 0; 2026: 0; 2027: 0; 2028: 0; 2029: 0; 2030: 0; 2031: 0; 2032: 0; 2033: 0; 2034: 0; 2035: 0; 2036: 0; 2037: 0; 2038: 0; 2039: 0; 2040: 0; 2041: 0; 2042: 0; 2043: 0; 2044: 0; 2045: 0; 2046: 0; 2047: 0
F1_Commercial_Market_WA - Health_Existing_Miscellaneous_Natural Gas | F1 | Commercial | Market | WA - Health | Existing | Miscellaneous | Natural Gas | Units | 2021: 5890000.8722; 2022: 5890000.8722; 2023: 5890000.8722; 2024: 5890000.8722; 2025: 5890000.8722; 2026: 5890000.8722; 2027: 5890000.8722; 2028: 5890000.8722; 2029: 5890000.8722; 2030: 5890000.8722; 2031: 5890000.8722; 2032: 5890000.8722; 2033: 5890000.8722; 2034: 5890000.8722; 2035: 5890000.8722; 2036: 5890000.8722; 2037: 5890000.8722; 2038: 5890000.8722; 2039: 5890000.8722; 2040: 5890000.8722; 2041: 5890000.8722; 2042: 5890000.8722; 2043: 5890000.8722; 2044: 5890000.8722; 2045: 5890000.8722; 2046: 5890000.8722; 2047: 5890000.8722
F2_Commercial_Market_WA - Health_Existing_Miscellaneous_Natural Gas | F2 | Commercial | Market | WA - Health | Existing | Miscellaneous | Natural Gas | Usage (GWh) | 2021: 0.03131; 2022: 0.03131; 2023: 0.03131; 2024: 0.03131; 2025: 0.03131; 2026: 0.03131; 2027: 0.03131; 2028: 0.03131; 2029: 0.03131; 2030: 0.03131; 2031: 0.03131; 2032: 0.03131; 2033: 0.03131; 2034: 0.03131; 2035: 0.03131; 2036: 0.03131; 2037: 0.03131; 2038: 0.03131; 2039: 0.03131; 2040: 0.03131; 2041: 0.03131; 2042: 0.03131; 2043: 0.03131; 2044: 0.03131; 2045: 0.03131; 2046: 0.03131; 2047: 0.03131
F3_Commercial_Market_WA - Health_Existing_Miscellaneous_Natural Gas | F3 | Commercial | Market | WA - Health | Existing | Miscellaneous | Natural Gas | Summer Peak Demand (MW) | 2021: 0; 2022: 0; 2023: 0; 2024: 0; 2025: 0; 2026: 0; 2027: 0; 2028: 0; 2029: 0; 2030: 0; 2031: 0; 2032: 0; 2033: 0; 2034: 0; 2035: 0; 2036: 0; 2037: 0; 2038: 0; 2039: 0; 2040: 0; 2041: 0; 2042: 0; 2043: 0; 2044: 0; 2045: 0; 2046: 0; 2047: 0
F4_Commercial_Market_WA - Health_Existing_Miscellaneous_Natural Gas | F4 | Commercial | Market | WA - Health | Existing | Miscellaneous | Natural Gas | Winter Peak Demand (MW) | 2021: 0; 2022: 0; 2023: 0; 2024: 0; 2025: 0; 2026: 0; 2027: 0; 2028: 0; 2029: 0; 2030: 0; 2031: 0; 2032: 0; 2033: 0; 2034: 0; 2035: 0; 2036: 0; 2037: 0; 2038: 0; 2039: 0; 2040: 0; 2041: 0; 2042: 0; 2043: 0; 2044: 0; 2045: 0; 2046: 0; 2047: 0
F1_Commercial_Small Systems_WA - Health_Existing_Space Heating_Natural Gas | F1 | Commercial | Small Systems | WA - Health | Existing | Space Heating | Natural Gas | Units | 2021: 0; 2022: 0; 2023: 0; 2024: 0; 2025: 0; 2026: 0; 2027: 0; 2028: 0; 2029: 0; 2030: 0; 2031: 0; 2032: 0; 2033: 0; 2034: 0; 2035: 0; 2036: 0; 2037: 0; 2038: 0; 2039: 0; 2040: 0; 2041: 0; 2042: 0; 2043: 0; 2044: 0; 2045: 0; 2046: 0; 2047: 0
F2_Commercial_Small Systems_WA - Health_Existing_Space Heating_Natural Gas | F2 | Commercial | Small Systems | WA - Health | Existing | Space Heating | Natural Gas | Usage (GWh) | 2021: 0; 2022: 0; 2023: 0; 2024: 0; 2025: 0; 2026: 0; 2027: 0; 2028: 0; 2029: 0; 2030: 0; 2031: 0; 2032: 0; 2033: 0; 2034: 0; 2035: 0; 2036: 0; 2037: 0; 2038: 0; 2039: 0; 2040: 0; 2041: 0; 2042: 0; 2043: 0; 2044: 0; 2045: 0; 2046: 0; 2047: 0
F3_Commercial_Small Systems_WA - Health_Existing_Space Heating_Natural Gas | F3 | Commercial | Small Systems | WA - Health | Existing | Space Heating | Natural Gas | Summer Peak Demand (MW) | 2021: 0; 2022: 0; 2023: 0; 2024: 0; 2025: 0; 2026: 0; 2027: 0; 2028: 0; 2029: 0; 2030: 0; 2031: 0; 2032: 0; 2033: 0; 2034: 0; 2035: 0; 2036: 0; 2037: 0; 2038: 0; 2039: 0; 2040: 0; 2041: 0; 2042: 0; 2043: 0; 2044: 0; 2045: 0; 2046: 0; 2047: 0
F4_Commercial_Small Systems_WA - Health_Existing_Space Heating_Natural Gas | F4 | Commercial | Small Systems | WA - Health | Existing | Space Heating | Natural Gas | Winter Peak Demand (MW) | 2021: 0; 2022: 0; 2023: 0; 2024: 0; 2025: 0; 2026: 0; 2027: 0; 2028: 0; 2029: 0; 2030: 0; 2031: 0; 2032: 0; 2033: 0; 2034: 0; 2035: 0; 2036: 0; 2037: 0; 2038: 0; 2039: 0; 2040: 0; 2041: 0; 2042: 0; 2043: 0; 2044: 0; 2045: 0; 2046: 0; 2047: 0
F1_Commercial_Central Systems_WA - Health_Existing_Space Heating_Natural Gas | F1 | Commercial | Central Systems | WA - Health | Existing | Space Heating | Natural Gas | Units | 2021: 5148192.9181; 2022: 5148192.9181; 2023: 5148192.9181; 2024: 5148192.9181; 2025: 5148192.9181; 2026: 5148192.9181; 2027: 5148192.9181; 2028: 5148192.9181; 2029: 5148192.9181; 2030: 5148192.9181; 2031: 5148192.9181; 2032: 5148192.9181; 2033: 5148192.9181; 2034: 5148192.9181; 2035: 5148192.9181; 2036: 5148192.9181; 2037: 5148192.9181; 2038: 5148192.9181; 2039: 5148192.9181; 2040: 5148192.9181; 2041: 5148192.9181; 2042: 5148192.9181; 2043: 5148192.9181; 2044: 5148192.9181; 2045: 5148192.9181; 2046: 5148192.9181; 2047: 5148192.9181
F2_Commercial_Central Systems_WA - Health_Existing_Space Heating_Natural Gas | F2 | Commercial | Central Systems | WA - Health | Existing | Space Heating | Natural Gas | Usage (GWh) | 2021: 2.4727; 2022: 2.6519; 2023: 2.6336; 2024: 2.6255; 2025: 2.6176; 2026: 2.6098; 2027: 2.6021; 2028: 2.5945; 2029: 2.5872; 2030: 2.58; 2031: 2.5731; 2032: 2.5663; 2033: 2.5599; 2034: 2.5537; 2035: 2.5477; 2036: 2.5421; 2037: 2.5368; 2038: 2.5318; 2039: 2.5271; 2040: 2.5228; 2041: 2.5188; 2042: 2.5152; 2043: 2.5119; 2044: 2.5089; 2045: 2.5062; 2046: 2.5037; 2047: 2.5014
F3_Commercial_Central Systems_WA - Health_Existing_Space Heating_Natural Gas | F3 | Commercial | Central Systems | WA - Health | Existing | Space Heating | Natural Gas | Summer Peak Demand (MW) | 2021: 0; 2022: 0; 2023: 0; 2024: 0; 2025: 0; 2026: 0; 2027: 0; 2028: 0; 2029: 0; 2030: 0; 2031: 0; 2032: 0; 2033: 0; 2034: 0; 2035: 0; 2036: 0; 2037: 0; 2038: 0; 2039: 0; 2040: 0; 2041: 0; 2042: 0; 2043: 0; 2044: 0; 2045: 0; 2046: 0; 2047: 0
F4_Commercial_Central Systems_WA - Health_Existing_Space Heating_Natural Gas | F4 | Commercial | Central Systems | WA - Health | Existing | Space Heating | Natural Gas | Winter Peak Demand (MW) | 2021: 0; 2022: 0; 2023: 0; 2024: 0; 2025: 0; 2026: 0; 2027: 0; 2028: 0; 2029: 0; 2030: 0; 2031: 0; 2032: 0; 2033: 0; 2034: 0; 2035: 0; 2036: 0; 2037: 0; 2038: 0; 2039: 0; 2040: 0; 2041: 0; 2042: 0; 2043: 0; 2044: 0; 2045: 0; 2046: 0; 2047: 0
F1_Commercial_All_WA - Health_New_Space Heating_Natural Gas | F1 | Commercial | All | WA - Health | New | Space Heating | Natural Gas | Units | 2021: 0; 2022: 0; 2023: 0; 2024: 0; 2025: 0; 2026: 0; 2027: 0; 2028: 0; 2029: 0; 2030: 0; 2031: 0; 2032: 0; 2033: 0; 2034: 0; 2035: 0; 2036: 0; 2037: 0; 2038: 0; 2039: 0; 2040: 0; 2041: 0; 2042: 0; 2043: 0; 2044: 0; 2045: 0; 2046: 0; 2047: 0
F2_Commercial_All_WA - Health_New_Space Heating_Natural Gas | F2 | Commercial | All | WA - Health | New | Space Heating | Natural Gas | Usage (GWh) | 2021: 0; 2022: 0; 2023: 0; 2024: 0; 2025: 0; 2026: 0; 2027: 0; 2028: 0; 2029: 0; 2030: 0; 2031: 0; 2032: 0; 2033: 0; 2034: 0; 2035: 0; 2036: 0; 2037: 0; 2038: 0; 2039: 0; 2040: 0; 2041: 0; 2042: 0; 2043: 0; 2044: 0; 2045: 0; 2046: 0; 2047: 0
F3_Commercial_All_WA - Health_New_Space Heating_Natural Gas | F3 | Commercial | All | WA - Health | New | Space Heating | Natural Gas | Summer Peak Demand (MW) | 2021: 0; 2022: 0; 2023: 0; 2024: 0; 2025: 0; 2026: 0; 2027: 0; 2028: 0; 2029: 0; 2030: 0; 2031: 0; 2032: 0; 2033: 0; 2034: 0; 2035: 0; 2036: 0; 2037: 0; 2038: 0; 2039: 0; 2040: 0; 2041: 0; 2042: 0; 2043: 0; 2044: 0; 2045: 0; 2046: 0; 2047: 0
F4_Commercial_All_WA - Health_New_Space Heating_Natural Gas | F4 | Commercial | All | WA - Health | New | Space Heating | Natural Gas | Winter Peak Demand (MW) | 2021: 0; 2022: 0; 2023: 0; 2024: 0; 2025: 0; 2026: 0; 2027: 0; 2028: 0; 2029: 0; 2030: 0; 2031: 0; 2032: 0; 2033: 0; 2034: 0; 2035: 0; 2036: 0; 2037: 0; 2038: 0; 2039: 0; 2040: 0; 2041: 0; 2042: 0; 2043: 0; 2044: 0; 2045: 0; 2046: 0; 2047: 0
F1_Commercial_All_WA - Health_New_Water Heating_Natural Gas | F1 | Commercial | All | WA - Health | New | Water Heating | Natural Gas | Units | 2021: 0; 2022: 0; 2023: 0; 2024: 0; 2025: 0; 2026: 0; 2027: 0; 2028: 0; 2029: 0; 2030: 0; 2031: 0; 2032: 0; 2033: 0; 2034: 0; 2035: 0; 2036: 0; 2037: 0; 2038: 0; 2039: 0; 2040: 0; 2041: 0; 2042: 0; 2043: 0; 2044: 0; 2045: 0; 2046: 0; 2047: 0
F2_Commercial_All_WA - Health_New_Water Heating_Natural Gas | F2 | Commercial | All | WA - Health | New | Water Heating | Natural Gas | Usage (GWh) | 2021: 0; 2022: 0; 2023: 0; 2024: 0; 2025: 0; 2026: 0; 2027: 0; 2028: 0; 2029: 0; 2030: 0; 2031: 0; 2032: 0; 2033: 0; 2034: 0; 2035: 0; 2036: 0; 2037: 0; 2038: 0; 2039: 0; 2040: 0; 2041: 0; 2042: 0; 2043: 0; 2044: 0; 2045: 0; 2046: 0; 2047: 0
F3_Commercial_All_WA - Health_New_Water Heating_Natural Gas | F3 | Commercial | All | WA - Health | New | Water Heating | Natural Gas | Summer Peak Demand (MW) | 2021: 0; 2022: 0; 2023: 0; 2024: 0; 2025: 0; 2026: 0; 2027: 0; 2028: 0; 2029: 0; 2030: 0; 2031: 0; 2032: 0; 2033: 0; 2034: 0; 2035: 0; 2036: 0; 2037: 0; 2038: 0; 2039: 0; 2040: 0; 2041: 0; 2042: 0; 2043: 0; 2044: 0; 2045: 0; 2046: 0; 2047: 0
F4_Commercial_All_WA - Health_New_Water Heating_Natural Gas | F4 | Commercial | All | WA - Health | New | Water Heating | Natural Gas | Winter Peak Demand (MW) | 2021: 0; 2022: 0; 2023: 0; 2024: 0; 2025: 0; 2026: 0; 2027: 0; 2028: 0; 2029: 0; 2030: 0; 2031: 0; 2032: 0; 2033: 0; 2034: 0; 2035: 0; 2036: 0; 2037: 0; 2038: 0; 2039: 0; 2040: 0; 2041: 0; 2042: 0; 2043: 0; 2044: 0; 2045: 0; 2046: 0; 2047: 0
F1_Commercial_All_WA - Health_New_Food Preparation_Natural Gas | F1 | Commercial | All | WA - Health | New | Food Preparation | Natural Gas | Units | 2021: 0; 2022: 0; 2023: 0; 2024: 0; 2025: 0; 2026: 0; 2027: 0; 2028: 0; 2029: 0; 2030: 0; 2031: 0; 2032: 0; 2033: 0; 2034: 0; 2035: 0; 2036: 0; 2037: 0; 2038: 0; 2039: 0; 2040: 0; 2041: 0; 2042: 0; 2043: 0; 2044: 0; 2045: 0; 2046: 0; 2047: 0
F2_Commercial_All_WA - Health_New_Food Preparation_Natural Gas | F2 | Commercial | All | WA - Health | New | Food Preparation | Natural Gas | Usage (GWh) | 2021: 0; 2022: 0; 2023: 0; 2024: 0; 2025: 0; 2026: 0; 2027: 0; 2028: 0; 2029: 0; 2030: 0; 2031: 0; 2032: 0; 2033: 0; 2034: 0; 2035: 0; 2036: 0; 2037: 0; 2038: 0; 2039: 0; 2040: 0; 2041: 0; 2042: 0; 2043: 0; 2044: 0; 2045: 0; 2046: 0; 2047: 0
F3_Commercial_All_WA - Health_New_Food Preparation_Natural Gas | F3 | Commercial | All | WA - Health | New | Food Preparation | Natural Gas | Summer Peak Demand (MW) | 2021: 0; 2022: 0; 2023: 0; 2024: 0; 2025: 0; 2026: 0; 2027: 0; 2028: 0; 2029: 0; 2030: 0; 2031: 0; 2032: 0; 2033: 0; 2034: 0; 2035: 0; 2036: 0; 2037: 0; 2038: 0; 2039: 0; 2040: 0; 2041: 0; 2042: 0; 2043: 0; 2044: 0; 2045: 0; 2046: 0; 2047: 0
F4_Commercial_All_WA - Health_New_Food Preparation_Natural Gas | F4 | Commercial | All | WA - Health | New | Food Preparation | Natural Gas | Winter Peak Demand (MW) | 2021: 0; 2022: 0; 2023: 0; 2024: 0; 2025: 0; 2026: 0; 2027: 0; 2028: 0; 2029: 0; 2030: 0; 2031: 0; 2032: 0; 2033: 0; 2034: 0; 2035: 0; 2036: 0; 2037: 0; 2038: 0; 2039: 0; 2040: 0; 2041: 0; 2042: 0; 2043: 0; 2044: 0; 2045: 0; 2046: 0; 2047: 0
F1_Commercial_All_WA - Health_New_Miscellaneous_Natural Gas | F1 | Commercial | All | WA - Health | New | Miscellaneous | Natural Gas | Units | 2021: 0; 2022: 0; 2023: 0; 2024: 0; 2025: 0; 2026: 0; 2027: 0; 2028: 0; 2029: 0; 2030: 0; 2031: 0; 2032: 0; 2033: 0; 2034: 0; 2035: 0; 2036: 0; 2037: 0; 2038: 0; 2039: 0; 2040: 0; 2041: 0; 2042: 0; 2043: 0; 2044: 0; 2045: 0; 2046: 0; 2047: 0
F2_Commercial_All_WA - Health_New_Miscellaneous_Natural Gas | F2 | Commercial | All | WA - Health | New | Miscellaneous | Natural Gas | Usage (GWh) | 2021: 0; 2022: 0; 2023: 0; 2024: 0; 2025: 0; 2026: 0; 2027: 0; 2028: 0; 2029: 0; 2030: 0; 2031: 0; 2032: 0; 2033: 0; 2034: 0; 2035: 0; 2036: 0; 2037: 0; 2038: 0; 2039: 0; 2040: 0; 2041: 0; 2042: 0; 2043: 0; 2044: 0; 2045: 0; 2046: 0; 2047: 0
F3_Commercial_All_WA - Health_New_Miscellaneous_Natural Gas | F3 | Commercial | All | WA - Health | New | Miscellaneous | Natural Gas | Summer Peak Demand (MW) | 2021: 0; 2022: 0; 2023: 0; 2024: 0; 2025: 0; 2026: 0; 2027: 0; 2028: 0; 2029: 0; 2030: 0; 2031: 0; 2032: 0; 2033: 0; 2034: 0; 2035: 0; 2036: 0; 2037: 0; 2038: 0; 2039: 0; 2040: 0; 2041: 0; 2042: 0; 2043: 0; 2044: 0; 2045: 0; 2046: 0; 2047: 0
F4_Commercial_All_WA - Health_New_Miscellaneous_Natural Gas | F4 | Commercial | All | WA - Health | New | Miscellaneous | Natural Gas | Winter Peak Demand (MW) | 2021: 0; 2022: 0; 2023: 0; 2024: 0; 2025: 0; 2026: 0; 2027: 0; 2028: 0; 2029: 0; 2030: 0; 2031: 0; 2032: 0; 2033: 0; 2034: 0; 2035: 0; 2036: 0; 2037: 0; 2038: 0; 2039: 0; 2040: 0; 2041: 0; 2042: 0; 2043: 0; 2044: 0; 2045: 0; 2046: 0; 2047: 0
F1_Commercial_Market_WA - Health_New_Space Heating_Natural Gas | F1 | Commercial | Market | WA - Health | New | Space Heating | Natural Gas | Units | 2021: 0; 2022: 0; 2023: 0; 2024: 0; 2025: 0; 2026: 0; 2027: 0; 2028: 0; 2029: 0; 2030: 0; 2031: 0; 2032: 0; 2033: 0; 2034: 0; 2035: 0; 2036: 0; 2037: 0; 2038: 0; 2039: 0; 2040: 0; 2041: 0; 2042: 0; 2043: 0; 2044: 0; 2045: 0; 2046: 0; 2047: 0
F2_Commercial_Market_WA - Health_New_Space Heating_Natural Gas | F2 | Commercial | Market | WA - Health | New | Space Heating | Natural Gas | Usage (GWh) | 2021: 0; 2022: 0; 2023: 0; 2024: 0; 2025: 0; 2026: 0; 2027: 0; 2028: 0; 2029: 0; 2030: 0; 2031: 0; 2032: 0; 2033: 0; 2034: 0; 2035: 0; 2036: 0; 2037: 0; 2038: 0; 2039: 0; 2040: 0; 2041: 0; 2042: 0; 2043: 0; 2044: 0; 2045: 0; 2046: 0; 2047: 0
F3_Commercial_Market_WA - Health_New_Space Heating_Natural Gas | F3 | Commercial | Market | WA - Health | New | Space Heating | Natural Gas | Summer Peak Demand (MW) | 2021: 0; 2022: 0; 2023: 0; 2024: 0; 2025: 0; 2026: 0; 2027: 0; 2028: 0; 2029: 0; 2030: 0; 2031: 0; 2032: 0; 2033: 0; 2034: 0; 2035: 0; 2036: 0; 2037: 0; 2038: 0; 2039: 0; 2040: 0; 2041: 0; 2042: 0; 2043: 0; 2044: 0; 2045: 0; 2046: 0; 2047: 0
F4_Commercial_Market_WA - Health_New_Space Heating_Natural Gas | F4 | Commercial | Market | WA - Health | New | Space Heating | Natural Gas | Winter Peak Demand (MW) | 2021: 0; 2022: 0; 2023: 0; 2024: 0; 2025: 0; 2026: 0; 2027: 0; 2028: 0; 2029: 0; 2030: 0; 2031: 0; 2032: 0; 2033: 0; 2034: 0; 2035: 0; 2036: 0; 2037: 0; 2038: 0; 2039: 0; 2040: 0; 2041: 0; 2042: 0; 2043: 0; 2044: 0; 2045: 0; 2046: 0; 2047: 0
F1_Commercial_Market_WA - Health_New_Water Heating_Natural Gas | F1 | Commercial | Market | WA - Health | New | Water Heating | Natural Gas | Units | 2021: 0; 2022: 0; 2023: 0; 2024: 0; 2025: 0; 2026: 0; 2027: 0; 2028: 0; 2029: 0; 2030: 0; 2031: 0; 2032: 0; 2033: 0; 2034: 0; 2035: 0; 2036: 0; 2037: 0; 2038: 0; 2039: 0; 2040: 0; 2041: 0; 2042: 0; 2043: 0; 2044: 0; 2045: 0; 2046: 0; 2047: 0
F2_Commercial_Market_WA - Health_New_Water Heating_Natural Gas | F2 | Commercial | Market | WA - Health | New | Water Heating | Natural Gas | Usage (GWh) | 2021: 0; 2022: 0; 2023: 0; 2024: 0; 2025: 0; 2026: 0; 2027: 0; 2028: 0; 2029: 0; 2030: 0; 2031: 0; 2032: 0; 2033: 0; 2034: 0; 2035: 0; 2036: 0; 2037: 0; 2038: 0; 2039: 0; 2040: 0; 2041: 0; 2042: 0; 2043: 0; 2044: 0; 2045: 0; 2046: 0; 2047: 0
F3_Commercial_Market_WA - Health_New_Water Heating_Natural Gas | F3 | Commercial | Market | WA - Health | New | Water Heating | Natural Gas | Summer Peak Demand (MW) | 2021: 0; 2022: 0; 2023: 0; 2024: 0; 2025: 0; 2026: 0; 2027: 0; 2028: 0; 2029: 0; 2030: 0; 2031: 0; 2032: 0; 2033: 0; 2034: 0; 2035: 0; 2036: 0; 2037: 0; 2038: 0; 2039: 0; 2040: 0; 2041: 0; 2042: 0; 2043: 0; 2044: 0; 2045: 0; 2046: 0; 2047: 0
F4_Commercial_Market_WA - Health_New_Water Heating_Natural Gas | F4 | Commercial | Market | WA - Health | New | Water Heating | Natural Gas | Winter Peak Demand (MW) | 2021: 0; 2022: 0; 2023: 0; 2024: 0; 2025: 0; 2026: 0; 2027: 0; 2028: 0; 2029: 0; 2030: 0; 2031: 0; 2032: 0; 2033: 0; 2034: 0; 2035: 0; 2036: 0; 2037: 0; 2038: 0; 2039: 0; 2040: 0; 2041: 0; 2042: 0; 2043: 0; 2044: 0; 2045: 0; 2046: 0; 2047: 0
F1_Commercial_Market_WA - Health_New_Food Preparation_Natural Gas | F1 | Commercial | Market | WA - Health | New | Food Preparation | Natural Gas | Units | 2021: 0; 2022: 0; 2023: 0; 2024: 0; 2025: 0; 2026: 0; 2027: 0; 2028: 0; 2029: 0; 2030: 0; 2031: 0; 2032: 0; 2033: 0; 2034: 0; 2035: 0; 2036: 0; 2037: 0; 2038: 0; 2039: 0; 2040: 0; 2041: 0; 2042: 0; 2043: 0; 2044: 0; 2045: 0; 2046: 0; 2047: 0
F2_Commercial_Market_WA - Health_New_Food Preparation_Natural Gas | F2 | Commercial | Market | WA - Health | New | Food Preparation | Natural Gas | Usage (GWh) | 2021: 0; 2022: 0; 2023: 0; 2024: 0; 2025: 0; 2026: 0; 2027: 0; 2028: 0; 2029: 0; 2030: 0; 2031: 0; 2032: 0; 2033: 0; 2034: 0; 2035: 0; 2036: 0; 2037: 0; 2038: 0; 2039: 0; 2040: 0; 2041: 0; 2042: 0; 2043: 0; 2044: 0; 2045: 0; 2046: 0; 2047: 0
F3_Commercial_Market_WA - Health_New_Food Preparation_Natural Gas | F3 | Commercial | Market | WA - Health | New | Food Preparation | Natural Gas | Summer Peak Demand (MW) | 2021: 0; 2022: 0; 2023: 0; 2024: 0; 2025: 0; 2026: 0; 2027: 0; 2028: 0; 2029: 0; 2030: 0; 2031: 0; 2032: 0; 2033: 0; 2034: 0; 2035: 0; 2036: 0; 2037: 0; 2038: 0; 2039: 0; 2040: 0; 2041: 0; 2042: 0; 2043: 0; 2044: 0; 2045: 0; 2046: 0; 2047: 0
F4_Commercial_Market_WA - Health_New_Food Preparation_Natural Gas | F4 | Commercial | Market | WA - Health | New | Food Preparation | Natural Gas | Winter Peak Demand (MW) | 2021: 0; 2022: 0; 2023: 0; 2024: 0; 2025: 0; 2026: 0; 2027: 0; 2028: 0; 2029: 0; 2030: 0; 2031: 0; 2032: 0; 2033: 0; 2034: 0; 2035: 0; 2036: 0; 2037: 0; 2038: 0; 2039: 0; 2040: 0; 2041: 0; 2042: 0; 2043: 0; 2044: 0; 2045: 0; 2046: 0; 2047: 0
F1_Commercial_Market_WA - Health_New_Miscellaneous_Natural Gas | F1 | Commercial | Market | WA - Health | New | Miscellaneous | Natural Gas | Units | 2021: 0; 2022: 0; 2023: 0; 2024: 0; 2025: 0; 2026: 0; 2027: 0; 2028: 0; 2029: 0; 2030: 0; 2031: 0; 2032: 0; 2033: 0; 2034: 0; 2035: 0; 2036: 0; 2037: 0; 2038: 0; 2039: 0; 2040: 0; 2041: 0; 2042: 0; 2043: 0; 2044: 0; 2045: 0; 2046: 0; 2047: 0
F2_Commercial_Market_WA - Health_New_Miscellaneous_Natural Gas | F2 | Commercial | Market | WA - Health | New | Miscellaneous | Natural Gas | Usage (GWh) | 2021: 0; 2022: 0; 2023: 0; 2024: 0; 2025: 0; 2026: 0; 2027: 0; 2028: 0; 2029: 0; 2030: 0; 2031: 0; 2032: 0; 2033: 0; 2034: 0; 2035: 0; 2036: 0; 2037: 0; 2038: 0; 2039: 0; 2040: 0; 2041: 0; 2042: 0; 2043: 0; 2044: 0; 2045: 0; 2046: 0; 2047: 0
F3_Commercial_Market_WA - Health_New_Miscellaneous_Natural Gas | F3 | Commercial | Market | WA - Health | New | Miscellaneous | Natural Gas | Summer Peak Demand (MW) | 2021: 0; 2022: 0; 2023: 0; 2024: 0; 2025: 0; 2026: 0; 2027: 0; 2028: 0; 2029: 0; 2030: 0; 2031: 0; 2032: 0; 2033: 0; 2034: 0; 2035: 0; 2036: 0; 2037: 0; 2038: 0; 2039: 0; 2040: 0; 2041: 0; 2042: 0; 2043: 0; 2044: 0; 2045: 0; 2046: 0; 2047: 0
F4_Commercial_Market_WA - Health_New_Miscellaneous_Natural Gas | F4 | Commercial | Market | WA - Health | New | Miscellaneous | Natural Gas | Winter Peak Demand (MW) | 2021: 0; 2022: 0; 2023: 0; 2024: 0; 2025: 0; 2026: 0; 2027: 0; 2028: 0; 2029: 0; 2030: 0; 2031: 0; 2032: 0; 2033: 0; 2034: 0; 2035: 0; 2036: 0; 2037: 0; 2038: 0; 2039: 0; 2040: 0; 2041: 0; 2042: 0; 2043: 0; 2044: 0; 2045: 0; 2046: 0; 2047: 0
F1_Commercial_Small Systems_WA - Health_New_Space Heating_Natural Gas | F1 | Commercial | Small Systems | WA - Health | New | Space Heating | Natural Gas | Units | 2021: 0; 2022: 0; 2023: 0; 2024: 0; 2025: 0; 2026: 0; 2027: 0; 2028: 0; 2029: 0; 2030: 0; 2031: 0; 2032: 0; 2033: 0; 2034: 0; 2035: 0; 2036: 0; 2037: 0; 2038: 0; 2039: 0; 2040: 0; 2041: 0; 2042: 0; 2043: 0; 2044: 0; 2045: 0; 2046: 0; 2047: 0
F2_Commercial_Small Systems_WA - Health_New_Space Heating_Natural Gas | F2 | Commercial | Small Systems | WA - Health | New | Space Heating | Natural Gas | Usage (GWh) | 2021: 0; 2022: 0; 2023: 0; 2024: 0; 2025: 0; 2026: 0; 2027: 0; 2028: 0; 2029: 0; 2030: 0; 2031: 0; 2032: 0; 2033: 0; 2034: 0; 2035: 0; 2036: 0; 2037: 0; 2038: 0; 2039: 0; 2040: 0; 2041: 0; 2042: 0; 2043: 0; 2044: 0; 2045: 0; 2046: 0; 2047: 0
F3_Commercial_Small Systems_WA - Health_New_Space Heating_Natural Gas | F3 | Commercial | Small Systems | WA - Health | New | Space Heating | Natural Gas | Summer Peak Demand (MW) | 2021: 0; 2022: 0; 2023: 0; 2024: 0; 2025: 0; 2026: 0; 2027: 0; 2028: 0; 2029: 0; 2030: 0; 2031: 0; 2032: 0; 2033: 0; 2034: 0; 2035: 0; 2036: 0; 2037: 0; 2038: 0; 2039: 0; 2040: 0; 2041: 0; 2042: 0; 2043: 0; 2044: 0; 2045: 0; 2046: 0; 2047: 0
F4_Commercial_Small Systems_WA - Health_New_Space Heating_Natural Gas | F4 | Commercial | Small Systems | WA - Health | New | Space Heating | Natural Gas | Winter Peak Demand (MW) | 2021: 0; 2022: 0; 2023: 0; 2024: 0; 2025: 0; 2026: 0; 2027: 0; 2028: 0; 2029: 0; 2030: 0; 2031: 0; 2032: 0; 2033: 0; 2034: 0; 2035: 0; 2036: 0; 2037: 0; 2038: 0; 2039: 0; 2040: 0; 2041: 0; 2042: 0; 2043: 0; 2044: 0; 2045: 0; 2046: 0; 2047: 0
F1_Commercial_Central Systems_WA - Health_New_Space Heating_Natural Gas | F1 | Commercial | Central Systems | WA - Health | New | Space Heating | Natural Gas | Units | 2021: 0; 2022: 0; 2023: 0; 2024: 0; 2025: 0; 2026: 0; 2027: 0; 2028: 0; 2029: 0; 2030: 0; 2031: 0; 2032: 0; 2033: 0; 2034: 0; 2035: 0; 2036: 0; 2037: 0; 2038: 0; 2039: 0; 2040: 0; 2041: 0; 2042: 0; 2043: 0; 2044: 0; 2045: 0; 2046: 0; 2047: 0
F2_Commercial_Central Systems_WA - Health_New_Space Heating_Natural Gas | F2 | Commercial | Central Systems | WA - Health | New | Space Heating | Natural Gas | Usage (GWh) | 2021: 0; 2022: 0; 2023: 0; 2024: 0; 2025: 0; 2026: 0; 2027: 0; 2028: 0; 2029: 0; 2030: 0; 2031: 0; 2032: 0; 2033: 0; 2034: 0; 2035: 0; 2036: 0; 2037: 0; 2038: 0; 2039: 0; 2040: 0; 2041: 0; 2042: 0; 2043: 0; 2044: 0; 2045: 0; 2046: 0; 2047: 0
F3_Commercial_Central Systems_WA - Health_New_Space Heating_Natural Gas | F3 | Commercial | Central Systems | WA - Health | New | Space Heating | Natural Gas | Summer Peak Demand (MW) | 2021: 0; 2022: 0; 2023: 0; 2024: 0; 2025: 0; 2026: 0; 2027: 0; 2028: 0; 2029: 0; 2030: 0; 2031: 0; 2032: 0; 2033: 0; 2034: 0; 2035: 0; 2036: 0; 2037: 0; 2038: 0; 2039: 0; 2040: 0; 2041: 0; 2042: 0; 2043: 0; 2044: 0; 2045: 0; 2046: 0; 2047: 0
F4_Commercial_Central Systems_WA - Health_New_Space Heating_Natural Gas | F4 | Commercial | Central Systems | WA - Health | New | Space Heating | Natural Gas | Winter Peak Demand (MW) | 2021: 0; 2022: 0; 2023: 0; 2024: 0; 2025: 0; 2026: 0; 2027: 0; 2028: 0; 2029: 0; 2030: 0; 2031: 0; 2032: 0; 2033: 0; 2034: 0; 2035: 0; 2036: 0; 2037: 0; 2038: 0; 2039: 0; 2040: 0; 2041: 0; 2042: 0; 2043: 0; 2044: 0; 2045: 0; 2046: 0; 2047: 0
F1_Commercial_All_WA - Miscellaneous_Existing_Space Heating_Natural Gas | F1 | Commercial | All | WA - Miscellaneous | Existing | Space Heating | Natural Gas | Units | 2021: 4443786.7982; 2022: 4443786.7982; 2023: 4443786.7982; 2024: 4443786.7982; 2025: 4443786.7982; 2026: 4443786.7982; 2027: 4443786.7982; 2028: 4443786.7982; 2029: 4443786.7982; 2030: 4443786.7982; 2031: 4443786.7982; 2032: 4443786.7982; 2033: 4443786.7982; 2034: 4443786.7982; 2035: 4443786.7982; 2036: 4443786.7982; 2037: 4443786.7982; 2038: 4443786.7982; 2039: 4443786.7982; 2040: 4443786.7982; 2041: 4443786.7982; 2042: 4443786.7982; 2043: 4443786.7982; 2044: 4443786.7982; 2045: 4443786.7982; 2046: 4443786.7982; 2047: 4443786.7982
F2_Commercial_All_WA - Miscellaneous_Existing_Space Heating_Natural Gas | F2 | Commercial | All | WA - Miscellaneous | Existing | Space Heating | Natural Gas | Usage (GWh) | 2021: 3.1217; 2022: 3.3527; 2023: 3.3341; 2024: 3.3253; 2025: 3.3162; 2026: 3.3066; 2027: 3.2967; 2028: 3.2863; 2029: 3.2755; 2030: 3.2642; 2031: 3.2527; 2032: 3.2408; 2033: 3.2288; 2034: 3.2166; 2035: 3.2042; 2036: 3.1918; 2037: 3.1794; 2038: 3.167; 2039: 3.1547; 2040: 3.1431; 2041: 3.1322; 2042: 3.1222; 2043: 3.113; 2044: 3.1045; 2045: 3.0967; 2046: 3.0895; 2047: 3.0828
F3_Commercial_All_WA - Miscellaneous_Existing_Space Heating_Natural Gas | F3 | Commercial | All | WA - Miscellaneous | Existing | Space Heating | Natural Gas | Summer Peak Demand (MW) | 2021: 0; 2022: 0; 2023: 0; 2024: 0; 2025: 0; 2026: 0; 2027: 0; 2028: 0; 2029: 0; 2030: 0; 2031: 0; 2032: 0; 2033: 0; 2034: 0; 2035: 0; 2036: 0; 2037: 0; 2038: 0; 2039: 0; 2040: 0; 2041: 0; 2042: 0; 2043: 0; 2044: 0; 2045: 0; 2046: 0; 2047: 0
F4_Commercial_All_WA - Miscellaneous_Existing_Space Heating_Natural Gas | F4 | Commercial | All | WA - Miscellaneous | Existing | Space Heating | Natural Gas | Winter Peak Demand (MW) | 2021: 0; 2022: 0; 2023: 0; 2024: 0; 2025: 0; 2026: 0; 2027: 0; 2028: 0; 2029: 0; 2030: 0; 2031: 0; 2032: 0; 2033: 0; 2034: 0; 2035: 0; 2036: 0; 2037: 0; 2038: 0; 2039: 0; 2040: 0; 2041: 0; 2042: 0; 2043: 0; 2044: 0; 2045: 0; 2046: 0; 2047: 0
F1_Commercial_All_WA - Miscellaneous_Existing_Water Heating_Natural Gas | F1 | Commercial | All | WA - Miscellaneous | Existing | Water Heating | Natural Gas | Units | 2021: 3290360.4334; 2022: 3290360.4334; 2023: 3290360.4334; 2024: 3290360.4334; 2025: 3290360.4334; 2026: 3290360.4334; 2027: 3290360.4334; 2028: 3290360.4334; 2029: 3290360.4334; 2030: 3290360.4334; 2031: 3290360.4334; 2032: 3290360.4334; 2033: 3290360.4334; 2034: 3290360.4334; 2035: 3290360.4334; 2036: 3290360.4334; 2037: 3290360.4334; 2038: 3290360.4334; 2039: 3290360.4334; 2040: 3290360.4334; 2041: 3290360.4334; 2042: 3290360.4334; 2043: 3290360.4334; 2044: 3290360.4334; 2045: 3290360.4334; 2046: 3290360.4334; 2047: 3290360.4334
F2_Commercial_All_WA - Miscellaneous_Existing_Water Heating_Natural Gas | F2 | Commercial | All | WA - Miscellaneous | Existing | Water Heating | Natural Gas | Usage (GWh) | 2021: 1.2045; 2022: 1.1812; 2023: 1.1606; 2024: 1.1424; 2025: 1.1265; 2026: 1.1126; 2027: 1.1006; 2028: 1.0904; 2029: 1.082; 2030: 1.0753; 2031: 1.0699; 2032: 1.0656; 2033: 1.0622; 2034: 1.0594; 2035: 1.0572; 2036: 1.0555; 2037: 1.0541; 2038: 1.0529; 2039: 1.052; 2040: 1.0513; 2041: 1.0507; 2042: 1.0503; 2043: 1.0499; 2044: 1.0496; 2045: 1.0494; 2046: 1.0492; 2047: 1.049
F3_Commercial_All_WA - Miscellaneous_Existing_Water Heating_Natural Gas | F3 | Commercial | All | WA - Miscellaneous | Existing | Water Heating | Natural Gas | Summer Peak Demand (MW) | 2021: 0; 2022: 0; 2023: 0; 2024: 0; 2025: 0; 2026: 0; 2027: 0; 2028: 0; 2029: 0; 2030: 0; 2031: 0; 2032: 0; 2033: 0; 2034: 0; 2035: 0; 2036: 0; 2037: 0; 2038: 0; 2039: 0; 2040: 0; 2041: 0; 2042: 0; 2043: 0; 2044: 0; 2045: 0; 2046: 0; 2047: 0
F4_Commercial_All_WA - Miscellaneous_Existing_Water Heating_Natural Gas | F4 | Commercial | All | WA - Miscellaneous | Existing | Water Heating | Natural Gas | Winter Peak Demand (MW) | 2021: 0; 2022: 0; 2023: 0; 2024: 0; 2025: 0; 2026: 0; 2027: 0; 2028: 0; 2029: 0; 2030: 0; 2031: 0; 2032: 0; 2033: 0; 2034: 0; 2035: 0; 2036: 0; 2037: 0; 2038: 0; 2039: 0; 2040: 0; 2041: 0; 2042: 0; 2043: 0; 2044: 0; 2045: 0; 2046: 0; 2047: 0
F1_Commercial_All_WA - Miscellaneous_Existing_Food Preparation_Natural Gas | F1 | Commercial | All | WA - Miscellaneous | Existing | Food Preparation | Natural Gas | Units | 2021: 9946071.8124; 2022: 9946071.8124; 2023: 9946071.8124; 2024: 9946071.8124; 2025: 9946071.8124; 2026: 9946071.8124; 2027: 9946071.8124; 2028: 9946071.8124; 2029: 9946071.8124; 2030: 9946071.8124; 2031: 9946071.8124; 2032: 9946071.8124; 2033: 9946071.8124; 2034: 9946071.8124; 2035: 9946071.8124; 2036: 9946071.8124; 2037: 9946071.8124; 2038: 9946071.8124; 2039: 9946071.8124; 2040: 9946071.8124; 2041: 9946071.8124; 2042: 9946071.8124; 2043: 9946071.8124; 2044: 9946071.8124; 2045: 9946071.8124; 2046: 9946071.8124; 2047: 9946071.8124
F2_Commercial_All_WA - Miscellaneous_Existing_Food Preparation_Natural Gas | F2 | Commercial | All | WA - Miscellaneous | Existing | Food Preparation | Natural Gas | Usage (GWh) | 2021: 0.16457; 2022: 0.16457; 2023: 0.16457; 2024: 0.16457; 2025: 0.16457; 2026: 0.16457; 2027: 0.16457; 2028: 0.16457; 2029: 0.16457; 2030: 0.16457; 2031: 0.16457; 2032: 0.16457; 2033: 0.16457; 2034: 0.16457; 2035: 0.16457; 2036: 0.16457; 2037: 0.16457; 2038: 0.16457; 2039: 0.16457; 2040: 0.16457; 2041: 0.16457; 2042: 0.16457; 2043: 0.16457; 2044: 0.16457; 2045: 0.16457; 2046: 0.16457; 2047: 0.16457
F3_Commercial_All_WA - Miscellaneous_Existing_Food Preparation_Natural Gas | F3 | Commercial | All | WA - Miscellaneous | Existing | Food Preparation | Natural Gas | Summer Peak Demand (MW) | 2021: 0; 2022: 0; 2023: 0; 2024: 0; 2025: 0; 2026: 0; 2027: 0; 2028: 0; 2029: 0; 2030: 0; 2031: 0; 2032: 0; 2033: 0; 2034: 0; 2035: 0; 2036: 0; 2037: 0; 2038: 0; 2039: 0; 2040: 0; 2041: 0; 2042: 0; 2043: 0; 2044: 0; 2045: 0; 2046: 0; 2047: 0
F4_Commercial_All_WA - Miscellaneous_Existing_Food Preparation_Natural Gas | F4 | Commercial | All | WA - Miscellaneous | Existing | Food Preparation | Natural Gas | Winter Peak Demand (MW) | 2021: 0; 2022: 0; 2023: 0; 2024: 0; 2025: 0; 2026: 0; 2027: 0; 2028: 0; 2029: 0; 2030: 0; 2031: 0; 2032: 0; 2033: 0; 2034: 0; 2035: 0; 2036: 0; 2037: 0; 2038: 0; 2039: 0; 2040: 0; 2041: 0; 2042: 0; 2043: 0; 2044: 0; 2045: 0; 2046: 0; 2047: 0
F1_Commercial_All_WA - Miscellaneous_Existing_Miscellaneous_Natural Gas | F1 | Commercial | All | WA - Miscellaneous | Existing | Miscellaneous | Natural Gas | Units | 2021: 5633230.4927; 2022: 5633230.4927; 2023: 5633230.4927; 2024: 5633230.4927; 2025: 5633230.4927; 2026: 5633230.4927; 2027: 5633230.4927; 2028: 5633230.4927; 2029: 5633230.4927; 2030: 5633230.4927; 2031: 5633230.4927; 2032: 5633230.4927; 2033: 5633230.4927; 2034: 5633230.4927; 2035: 5633230.4927; 2036: 5633230.4927; 2037: 5633230.4927; 2038: 5633230.4927; 2039: 5633230.4927; 2040: 5633230.4927; 2041: 5633230.4927; 2042: 5633230.4927; 2043: 5633230.4927; 2044: 5633230.4927; 2045: 5633230.4927; 2046: 5633230.4927; 2047: 5633230.4927
F2_Commercial_All_WA - Miscellaneous_Existing_Miscellaneous_Natural Gas | F2 | Commercial | All | WA - Miscellaneous | Existing | Miscellaneous | Natural Gas | Usage (GWh) | 2021: 0.78813; 2022: 0.78813; 2023: 0.78813; 2024: 0.78813; 2025: 0.78813; 2026: 0.78813; 2027: 0.78813; 2028: 0.78813; 2029: 0.78813; 2030: 0.78813; 2031: 0.78813; 2032: 0.78813; 2033: 0.78813; 2034: 0.78813; 2035: 0.78813; 2036: 0.78813; 2037: 0.78813; 2038: 0.78813; 2039: 0.78813; 2040: 0.78813; 2041: 0.78813; 2042: 0.78813; 2043: 0.78813; 2044: 0.78813; 2045: 0.78813; 2046: 0.78813; 2047: 0.78813
F3_Commercial_All_WA - Miscellaneous_Existing_Miscellaneous_Natural Gas | F3 | Commercial | All | WA - Miscellaneous | Existing | Miscellaneous | Natural Gas | Summer Peak Demand (MW) | 2021: 0; 2022: 0; 2023: 0; 2024: 0; 2025: 0; 2026: 0; 2027: 0; 2028: 0; 2029: 0; 2030: 0; 2031: 0; 2032: 0; 2033: 0; 2034: 0; 2035: 0; 2036: 0; 2037: 0; 2038: 0; 2039: 0; 2040: 0; 2041: 0; 2042: 0; 2043: 0; 2044: 0; 2045: 0; 2046: 0; 2047: 0
F4_Commercial_All_WA - Miscellaneous_Existing_Miscellaneous_Natural Gas | F4 | Commercial | All | WA - Miscellaneous | Existing | Miscellaneous | Natural Gas | Winter Peak Demand (MW) | 2021: 0; 2022: 0; 2023: 0; 2024: 0; 2025: 0; 2026: 0; 2027: 0; 2028: 0; 2029: 0; 2030: 0; 2031: 0; 2032: 0; 2033: 0; 2034: 0; 2035: 0; 2036: 0; 2037: 0; 2038: 0; 2039: 0; 2040: 0; 2041: 0; 2042: 0; 2043: 0; 2044: 0; 2045: 0; 2046: 0; 2047: 0
F1_Commercial_Market_WA - Miscellaneous_Existing_Space Heating_Natural Gas | F1 | Commercial | Market | WA - Miscellaneous | Existing | Space Heating | Natural Gas | Units | 2021: 5565614.6306; 2022: 5565614.6306; 2023: 5565614.6306; 2024: 5565614.6306; 2025: 5565614.6306; 2026: 5565614.6306; 2027: 5565614.6306; 2028: 5565614.6306; 2029: 5565614.6306; 2030: 5565614.6306; 2031: 5565614.6306; 2032: 5565614.6306; 2033: 5565614.6306; 2034: 5565614.6306; 2035: 5565614.6306; 2036: 5565614.6306; 2037: 5565614.6306; 2038: 5565614.6306; 2039: 5565614.6306; 2040: 5565614.6306; 2041: 5565614.6306; 2042: 5565614.6306; 2043: 5565614.6306; 2044: 5565614.6306; 2045: 5565614.6306; 2046: 5565614.6306; 2047: 5565614.6306
F2_Commercial_Market_WA - Miscellaneous_Existing_Space Heating_Natural Gas | F2 | Commercial | Market | WA - Miscellaneous | Existing | Space Heating | Natural Gas | Usage (GWh) | 2021: 3.1217; 2022: 3.3527; 2023: 3.3341; 2024: 3.3253; 2025: 3.3162; 2026: 3.3066; 2027: 3.2967; 2028: 3.2863; 2029: 3.2755; 2030: 3.2642; 2031: 3.2527; 2032: 3.2408; 2033: 3.2288; 2034: 3.2166; 2035: 3.2042; 2036: 3.1918; 2037: 3.1794; 2038: 3.167; 2039: 3.1547; 2040: 3.1431; 2041: 3.1322; 2042: 3.1222; 2043: 3.113; 2044: 3.1045; 2045: 3.0967; 2046: 3.0895; 2047: 3.0828
F3_Commercial_Market_WA - Miscellaneous_Existing_Space Heating_Natural Gas | F3 | Commercial | Market | WA - Miscellaneous | Existing | Space Heating | Natural Gas | Summer Peak Demand (MW) | 2021: 0; 2022: 0; 2023: 0; 2024: 0; 2025: 0; 2026: 0; 2027: 0; 2028: 0; 2029: 0; 2030: 0; 2031: 0; 2032: 0; 2033: 0; 2034: 0; 2035: 0; 2036: 0; 2037: 0; 2038: 0; 2039: 0; 2040: 0; 2041: 0; 2042: 0; 2043: 0; 2044: 0; 2045: 0; 2046: 0; 2047: 0
F4_Commercial_Market_WA - Miscellaneous_Existing_Space Heating_Natural Gas | F4 | Commercial | Market | WA - Miscellaneous | Existing | Space Heating | Natural Gas | Winter Peak Demand (MW) | 2021: 0; 2022: 0; 2023: 0; 2024: 0; 2025: 0; 2026: 0; 2027: 0; 2028: 0; 2029: 0; 2030: 0; 2031: 0; 2032: 0; 2033: 0; 2034: 0; 2035: 0; 2036: 0; 2037: 0; 2038: 0; 2039: 0; 2040: 0; 2041: 0; 2042: 0; 2043: 0; 2044: 0; 2045: 0; 2046: 0; 2047: 0
F1_Commercial_Market_WA - Miscellaneous_Existing_Water Heating_Natural Gas | F1 | Commercial | Market | WA - Miscellaneous | Existing | Water Heating | Natural Gas | Units | 2021: 5565614.6306; 2022: 5565614.6306; 2023: 5565614.6306; 2024: 5565614.6306; 2025: 5565614.6306; 2026: 5565614.6306; 2027: 5565614.6306; 2028: 5565614.6306; 2029: 5565614.6306; 2030: 5565614.6306; 2031: 5565614.6306; 2032: 5565614.6306; 2033: 5565614.6306; 2034: 5565614.6306; 2035: 5565614.6306; 2036: 5565614.6306; 2037: 5565614.6306; 2038: 5565614.6306; 2039: 5565614.6306; 2040: 5565614.6306; 2041: 5565614.6306; 2042: 5565614.6306; 2043: 5565614.6306; 2044: 5565614.6306; 2045: 5565614.6306; 2046: 5565614.6306; 2047: 5565614.6306
F2_Commercial_Market_WA - Miscellaneous_Existing_Water Heating_Natural Gas | F2 | Commercial | Market | WA - Miscellaneous | Existing | Water Heating | Natural Gas | Usage (GWh) | 2021: 1.2045; 2022: 1.1812; 2023: 1.1606; 2024: 1.1424; 2025: 1.1265; 2026: 1.1126; 2027: 1.1006; 2028: 1.0904; 2029: 1.082; 2030: 1.0753; 2031: 1.0699; 2032: 1.0656; 2033: 1.0622; 2034: 1.0594; 2035: 1.0572; 2036: 1.0555; 2037: 1.0541; 2038: 1.0529; 2039: 1.052; 2040: 1.0513; 2041: 1.0507; 2042: 1.0503; 2043: 1.0499; 2044: 1.0496; 2045: 1.0494; 2046: 1.0492; 2047: 1.049
F3_Commercial_Market_WA - Miscellaneous_Existing_Water Heating_Natural Gas | F3 | Commercial | Market | WA - Miscellaneous | Existing | Water Heating | Natural Gas | Summer Peak Demand (MW) | 2021: 0; 2022: 0; 2023: 0; 2024: 0; 2025: 0; 2026: 0; 2027: 0; 2028: 0; 2029: 0; 2030: 0; 2031: 0; 2032: 0; 2033: 0; 2034: 0; 2035: 0; 2036: 0; 2037: 0; 2038: 0; 2039: 0; 2040: 0; 2041: 0; 2042: 0; 2043: 0; 2044: 0; 2045: 0; 2046: 0; 2047: 0
F4_Commercial_Market_WA - Miscellaneous_Existing_Water Heating_Natural Gas | F4 | Commercial | Market | WA - Miscellaneous | Existing | Water Heating | Natural Gas | Winter Peak Demand (MW) | 2021: 0; 2022: 0; 2023: 0; 2024: 0; 2025: 0; 2026: 0; 2027: 0; 2028: 0; 2029: 0; 2030: 0; 2031: 0; 2032: 0; 2033: 0; 2034: 0; 2035: 0; 2036: 0; 2037: 0; 2038: 0; 2039: 0; 2040: 0; 2041: 0; 2042: 0; 2043: 0; 2044: 0; 2045: 0; 2046: 0; 2047: 0
F1_Commercial_Market_WA - Miscellaneous_Existing_Food Preparation_Natural Gas | F1 | Commercial | Market | WA - Miscellaneous | Existing | Food Preparation | Natural Gas | Units | 2021: 5565614.6306; 2022: 5565614.6306; 2023: 5565614.6306; 2024: 5565614.6306; 2025: 5565614.6306; 2026: 5565614.6306; 2027: 5565614.6306; 2028: 5565614.6306; 2029: 5565614.6306; 2030: 5565614.6306; 2031: 5565614.6306; 2032: 5565614.6306; 2033: 5565614.6306; 2034: 5565614.6306; 2035: 5565614.6306; 2036: 5565614.6306; 2037: 5565614.6306; 2038: 5565614.6306; 2039: 5565614.6306; 2040: 5565614.6306; 2041: 5565614.6306; 2042: 5565614.6306; 2043: 5565614.6306; 2044: 5565614.6306; 2045: 5565614.6306; 2046: 5565614.6306; 2047: 5565614.6306
F2_Commercial_Market_WA - Miscellaneous_Existing_Food Preparation_Natural Gas | F2 | Commercial | Market | WA - Miscellaneous | Existing | Food Preparation | Natural Gas | Usage (GWh) | 2021: 0.16457; 2022: 0.16457; 2023: 0.16457; 2024: 0.16457; 2025: 0.16457; 2026: 0.16457; 2027: 0.16457; 2028: 0.16457; 2029: 0.16457; 2030: 0.16457; 2031: 0.16457; 2032: 0.16457; 2033: 0.16457; 2034: 0.16457; 2035: 0.16457; 2036: 0.16457; 2037: 0.16457; 2038: 0.16457; 2039: 0.16457; 2040: 0.16457; 2041: 0.16457; 2042: 0.16457; 2043: 0.16457; 2044: 0.16457; 2045: 0.16457; 2046: 0.16457; 2047: 0.16457
F3_Commercial_Market_WA - Miscellaneous_Existing_Food Preparation_Natural Gas | F3 | Commercial | Market | WA - Miscellaneous | Existing | Food Preparation | Natural Gas | Summer Peak Demand (MW) | 2021: 0; 2022: 0; 2023: 0; 2024: 0; 2025: 0; 2026: 0; 2027: 0; 2028: 0; 2029: 0; 2030: 0; 2031: 0; 2032: 0; 2033: 0; 2034: 0; 2035: 0; 2036: 0; 2037: 0; 2038: 0; 2039: 0; 2040: 0; 2041: 0; 2042: 0; 2043: 0; 2044: 0; 2045: 0; 2046: 0; 2047: 0
F4_Commercial_Market_WA - Miscellaneous_Existing_Food Preparation_Natural Gas | F4 | Commercial | Market | WA - Miscellaneous | Existing | Food Preparation | Natural Gas | Winter Peak Demand (MW) | 2021: 0; 2022: 0; 2023: 0; 2024: 0; 2025: 0; 2026: 0; 2027: 0; 2028: 0; 2029: 0; 2030: 0; 2031: 0; 2032: 0; 2033: 0; 2034: 0; 2035: 0; 2036: 0; 2037: 0; 2038: 0; 2039: 0; 2040: 0; 2041: 0; 2042: 0; 2043: 0; 2044: 0; 2045: 0; 2046: 0; 2047: 0
F1_Commercial_Market_WA - Miscellaneous_Existing_Miscellaneous_Natural Gas | F1 | Commercial | Market | WA - Miscellaneous | Existing | Miscellaneous | Natural Gas | Units | 2021: 5565614.6306; 2022: 5565614.6306; 2023: 5565614.6306; 2024: 5565614.6306; 2025: 5565614.6306; 2026: 5565614.6306; 2027: 5565614.6306; 2028: 5565614.6306; 2029: 5565614.6306; 2030: 5565614.6306; 2031: 5565614.6306; 2032: 5565614.6306; 2033: 5565614.6306; 2034: 5565614.6306; 2035: 5565614.6306; 2036: 5565614.6306; 2037: 5565614.6306; 2038: 5565614.6306; 2039: 5565614.6306; 2040: 5565614.6306; 2041: 5565614.6306; 2042: 5565614.6306; 2043: 5565614.6306; 2044: 5565614.6306; 2045: 5565614.6306; 2046: 5565614.6306; 2047: 5565614.6306
F2_Commercial_Market_WA - Miscellaneous_Existing_Miscellaneous_Natural Gas | F2 | Commercial | Market | WA - Miscellaneous | Existing | Miscellaneous | Natural Gas | Usage (GWh) | 2021: 0.78813; 2022: 0.78813; 2023: 0.78813; 2024: 0.78813; 2025: 0.78813; 2026: 0.78813; 2027: 0.78813; 2028: 0.78813; 2029: 0.78813; 2030: 0.78813; 2031: 0.78813; 2032: 0.78813; 2033: 0.78813; 2034: 0.78813; 2035: 0.78813; 2036: 0.78813; 2037: 0.78813; 2038: 0.78813; 2039: 0.78813; 2040: 0.78813; 2041: 0.78813; 2042: 0.78813; 2043: 0.78813; 2044: 0.78813; 2045: 0.78813; 2046: 0.78813; 2047: 0.78813
F3_Commercial_Market_WA - Miscellaneous_Existing_Miscellaneous_Natural Gas | F3 | Commercial | Market | WA - Miscellaneous | Existing | Miscellaneous | Natural Gas | Summer Peak Demand (MW) | 2021: 0; 2022: 0; 2023: 0; 2024: 0; 2025: 0; 2026: 0; 2027: 0; 2028: 0; 2029: 0; 2030: 0; 2031: 0; 2032: 0; 2033: 0; 2034: 0; 2035: 0; 2036: 0; 2037: 0; 2038: 0; 2039: 0; 2040: 0; 2041: 0; 2042: 0; 2043: 0; 2044: 0; 2045: 0; 2046: 0; 2047: 0
F4_Commercial_Market_WA - Miscellaneous_Existing_Miscellaneous_Natural Gas | F4 | Commercial | Market | WA - Miscellaneous | Existing | Miscellaneous | Natural Gas | Winter Peak Demand (MW) | 2021: 0; 2022: 0; 2023: 0; 2024: 0; 2025: 0; 2026: 0; 2027: 0; 2028: 0; 2029: 0; 2030: 0; 2031: 0; 2032: 0; 2033: 0; 2034: 0; 2035: 0; 2036: 0; 2037: 0; 2038: 0; 2039: 0; 2040: 0; 2041: 0; 2042: 0; 2043: 0; 2044: 0; 2045: 0; 2046: 0; 2047: 0
F1_Commercial_Small Systems_WA - Miscellaneous_Existing_Space Heating_Natural Gas | F1 | Commercial | Small Systems | WA - Miscellaneous | Existing | Space Heating | Natural Gas | Units | 2021: 26582.447; 2022: 26582.447; 2023: 26582.447; 2024: 26582.447; 2025: 26582.447; 2026: 26582.447; 2027: 26582.447; 2028: 26582.447; 2029: 26582.447; 2030: 26582.447; 2031: 26582.447; 2032: 26582.447; 2033: 26582.447; 2034: 26582.447; 2035: 26582.447; 2036: 26582.447; 2037: 26582.447; 2038: 26582.447; 2039: 26582.447; 2040: 26582.447; 2041: 26582.447; 2042: 26582.447; 2043: 26582.447; 2044: 26582.447; 2045: 26582.447; 2046: 26582.447; 2047: 26582.447
F2_Commercial_Small Systems_WA - Miscellaneous_Existing_Space Heating_Natural Gas | F2 | Commercial | Small Systems | WA - Miscellaneous | Existing | Space Heating | Natural Gas | Usage (GWh) | 2021: 0.0078662; 2022: 0.0084625; 2023: 0.0084296; 2024: 0.0084296; 2025: 0.0084296; 2026: 0.0084296; 2027: 0.0084296; 2028: 0.0084296; 2029: 0.0084296; 2030: 0.0084296; 2031: 0.0084296; 2032: 0.0084296; 2033: 0.0084296; 2034: 0.0084296; 2035: 0.0084296; 2036: 0.0084296; 2037: 0.0084296; 2038: 0.0084296; 2039: 0.0084296; 2040: 0.0084296; 2041: 0.0084296; 2042: 0.0084296; 2043: 0.0084296; 2044: 0.0084296; 2045: 0.0084296; 2046: 0.0084296; 2047: 0.0084296
F3_Commercial_Small Systems_WA - Miscellaneous_Existing_Space Heating_Natural Gas | F3 | Commercial | Small Systems | WA - Miscellaneous | Existing | Space Heating | Natural Gas | Summer Peak Demand (MW) | 2021: 0; 2022: 0; 2023: 0; 2024: 0; 2025: 0; 2026: 0; 2027: 0; 2028: 0; 2029: 0; 2030: 0; 2031: 0; 2032: 0; 2033: 0; 2034: 0; 2035: 0; 2036: 0; 2037: 0; 2038: 0; 2039: 0; 2040: 0; 2041: 0; 2042: 0; 2043: 0; 2044: 0; 2045: 0; 2046: 0; 2047: 0
F4_Commercial_Small Systems_WA - Miscellaneous_Existing_Space Heating_Natural Gas | F4 | Commercial | Small Systems | WA - Miscellaneous | Existing | Space Heating | Natural Gas | Winter Peak Demand (MW) | 2021: 0; 2022: 0; 2023: 0; 2024: 0; 2025: 0; 2026: 0; 2027: 0; 2028: 0; 2029: 0; 2030: 0; 2031: 0; 2032: 0; 2033: 0; 2034: 0; 2035: 0; 2036: 0; 2037: 0; 2038: 0; 2039: 0; 2040: 0; 2041: 0; 2042: 0; 2043: 0; 2044: 0; 2045: 0; 2046: 0; 2047: 0
F1_Commercial_Central Systems_WA - Miscellaneous_Existing_Space Heating_Natural Gas | F1 | Commercial | Central Systems | WA - Miscellaneous | Existing | Space Heating | Natural Gas | Units | 2021: 4417204.3513; 2022: 4417204.3513; 2023: 4417204.3513; 2024: 4417204.3513; 2025: 4417204.3513; 2026: 4417204.3513; 2027: 4417204.3513; 2028: 4417204.3513; 2029: 4417204.3513; 2030: 4417204.3513; 2031: 4417204.3513; 2032: 4417204.3513; 2033: 4417204.3513; 2034: 4417204.3513; 2035: 4417204.3513; 2036: 4417204.3513; 2037: 4417204.3513; 2038: 4417204.3513; 2039: 4417204.3513; 2040: 4417204.3513; 2041: 4417204.3513; 2042: 4417204.3513; 2043: 4417204.3513; 2044: 4417204.3513; 2045: 4417204.3513; 2046: 4417204.3513; 2047: 4417204.3513
F2_Commercial_Central Systems_WA - Miscellaneous_Existing_Space Heating_Natural Gas | F2 | Commercial | Central Systems | WA - Miscellaneous | Existing | Space Heating | Natural Gas | Usage (GWh) | 2021: 3.1138; 2022: 3.3443; 2023: 3.3256; 2024: 3.3169; 2025: 3.3078; 2026: 3.2982; 2027: 3.2882; 2028: 3.2778; 2029: 3.267; 2030: 3.2558; 2031: 3.2442; 2032: 3.2324; 2033: 3.2204; 2034: 3.2081; 2035: 3.1958; 2036: 3.1834; 2037: 3.171; 2038: 3.1586; 2039: 3.1463; 2040: 3.1347; 2041: 3.1238; 2042: 3.1138; 2043: 3.1046; 2044: 3.0961; 2045: 3.0882; 2046: 3.081; 2047: 3.0744
F3_Commercial_Central Systems_WA - Miscellaneous_Existing_Space Heating_Natural Gas | F3 | Commercial | Central Systems | WA - Miscellaneous | Existing | Space Heating | Natural Gas | Summer Peak Demand (MW) | 2021: 0; 2022: 0; 2023: 0; 2024: 0; 2025: 0; 2026: 0; 2027: 0; 2028: 0; 2029: 0; 2030: 0; 2031: 0; 2032: 0; 2033: 0; 2034: 0; 2035: 0; 2036: 0; 2037: 0; 2038: 0; 2039: 0; 2040: 0; 2041: 0; 2042: 0; 2043: 0; 2044: 0; 2045: 0; 2046: 0; 2047: 0
F4_Commercial_Central Systems_WA - Miscellaneous_Existing_Space Heating_Natural Gas | F4 | Commercial | Central Systems | WA - Miscellaneous | Existing | Space Heating | Natural Gas | Winter Peak Demand (MW) | 2021: 0; 2022: 0; 2023: 0; 2024: 0; 2025: 0; 2026: 0; 2027: 0; 2028: 0; 2029: 0; 2030: 0; 2031: 0; 2032: 0; 2033: 0; 2034: 0; 2035: 0; 2036: 0; 2037: 0; 2038: 0; 2039: 0; 2040: 0; 2041: 0; 2042: 0; 2043: 0; 2044: 0; 2045: 0; 2046: 0; 2047: 0
F1_Commercial_All_WA - Miscellaneous_New_Space Heating_Natural Gas | F1 | Commercial | All | WA - Miscellaneous | New | Space Heating | Natural Gas | Units | 2021: 0; 2022: 0; 2023: 0; 2024: 0; 2025: 0; 2026: 0; 2027: 0; 2028: 0; 2029: 0; 2030: 0; 2031: 0; 2032: 0; 2033: 0; 2034: 0; 2035: 0; 2036: 0; 2037: 0; 2038: 0; 2039: 0; 2040: 0; 2041: 0; 2042: 0; 2043: 0; 2044: 0; 2045: 0; 2046: 0; 2047: 0
F2_Commercial_All_WA - Miscellaneous_New_Space Heating_Natural Gas | F2 | Commercial | All | WA - Miscellaneous | New | Space Heating | Natural Gas | Usage (GWh) | 2021: 0; 2022: 0; 2023: 0; 2024: 0; 2025: 0; 2026: 0; 2027: 0; 2028: 0; 2029: 0; 2030: 0; 2031: 0; 2032: 0; 2033: 0; 2034: 0; 2035: 0; 2036: 0; 2037: 0; 2038: 0; 2039: 0; 2040: 0; 2041: 0; 2042: 0; 2043: 0; 2044: 0; 2045: 0; 2046: 0; 2047: 0
F3_Commercial_All_WA - Miscellaneous_New_Space Heating_Natural Gas | F3 | Commercial | All | WA - Miscellaneous | New | Space Heating | Natural Gas | Summer Peak Demand (MW) | 2021: 0; 2022: 0; 2023: 0; 2024: 0; 2025: 0; 2026: 0; 2027: 0; 2028: 0; 2029: 0; 2030: 0; 2031: 0; 2032: 0; 2033: 0; 2034: 0; 2035: 0; 2036: 0; 2037: 0; 2038: 0; 2039: 0; 2040: 0; 2041: 0; 2042: 0; 2043: 0; 2044: 0; 2045: 0; 2046: 0; 2047: 0
F4_Commercial_All_WA - Miscellaneous_New_Space Heating_Natural Gas | F4 | Commercial | All | WA - Miscellaneous | New | Space Heating | Natural Gas | Winter Peak Demand (MW) | 2021: 0; 2022: 0; 2023: 0; 2024: 0; 2025: 0; 2026: 0; 2027: 0; 2028: 0; 2029: 0; 2030: 0; 2031: 0; 2032: 0; 2033: 0; 2034: 0; 2035: 0; 2036: 0; 2037: 0; 2038: 0; 2039: 0; 2040: 0; 2041: 0; 2042: 0; 2043: 0; 2044: 0; 2045: 0; 2046: 0; 2047: 0
F1_Commercial_All_WA - Miscellaneous_New_Water Heating_Natural Gas | F1 | Commercial | All | WA - Miscellaneous | New | Water Heating | Natural Gas | Units | 2021: 0; 2022: 0; 2023: 0; 2024: 0; 2025: 0; 2026: 0; 2027: 0; 2028: 0; 2029: 0; 2030: 0; 2031: 0; 2032: 0; 2033: 0; 2034: 0; 2035: 0; 2036: 0; 2037: 0; 2038: 0; 2039: 0; 2040: 0; 2041: 0; 2042: 0; 2043: 0; 2044: 0; 2045: 0; 2046: 0; 2047: 0
F2_Commercial_All_WA - Miscellaneous_New_Water Heating_Natural Gas | F2 | Commercial | All | WA - Miscellaneous | New | Water Heating | Natural Gas | Usage (GWh) | 2021: 0; 2022: 0; 2023: 0; 2024: 0; 2025: 0; 2026: 0; 2027: 0; 2028: 0; 2029: 0; 2030: 0; 2031: 0; 2032: 0; 2033: 0; 2034: 0; 2035: 0; 2036: 0; 2037: 0; 2038: 0; 2039: 0; 2040: 0; 2041: 0; 2042: 0; 2043: 0; 2044: 0; 2045: 0; 2046: 0; 2047: 0
F3_Commercial_All_WA - Miscellaneous_New_Water Heating_Natural Gas | F3 | Commercial | All | WA - Miscellaneous | New | Water Heating | Natural Gas | Summer Peak Demand (MW) | 2021: 0; 2022: 0; 2023: 0; 2024: 0; 2025: 0; 2026: 0; 2027: 0; 2028: 0; 2029: 0; 2030: 0; 2031: 0; 2032: 0; 2033: 0; 2034: 0; 2035: 0; 2036: 0; 2037: 0; 2038: 0; 2039: 0; 2040: 0; 2041: 0; 2042: 0; 2043: 0; 2044: 0; 2045: 0; 2046: 0; 2047: 0
F4_Commercial_All_WA - Miscellaneous_New_Water Heating_Natural Gas | F4 | Commercial | All | WA - Miscellaneous | New | Water Heating | Natural Gas | Winter Peak Demand (MW) | 2021: 0; 2022: 0; 2023: 0; 2024: 0; 2025: 0; 2026: 0; 2027: 0; 2028: 0; 2029: 0; 2030: 0; 2031: 0; 2032: 0; 2033: 0; 2034: 0; 2035: 0; 2036: 0; 2037: 0; 2038: 0; 2039: 0; 2040: 0; 2041: 0; 2042: 0; 2043: 0; 2044: 0; 2045: 0; 2046: 0; 2047: 0
F1_Commercial_All_WA - Miscellaneous_New_Food Preparation_Natural Gas | F1 | Commercial | All | WA - Miscellaneous | New | Food Preparation | Natural Gas | Units | 2021: 0; 2022: 0; 2023: 0; 2024: 0; 2025: 0; 2026: 0; 2027: 0; 2028: 0; 2029: 0; 2030: 0; 2031: 0; 2032: 0; 2033: 0; 2034: 0; 2035: 0; 2036: 0; 2037: 0; 2038: 0; 2039: 0; 2040: 0; 2041: 0; 2042: 0; 2043: 0; 2044: 0; 2045: 0; 2046: 0; 2047: 0
F2_Commercial_All_WA - Miscellaneous_New_Food Preparation_Natural Gas | F2 | Commercial | All | WA - Miscellaneous | New | Food Preparation | Natural Gas | Usage (GWh) | 2021: 0; 2022: 0; 2023: 0; 2024: 0; 2025: 0; 2026: 0; 2027: 0; 2028: 0; 2029: 0; 2030: 0; 2031: 0; 2032: 0; 2033: 0; 2034: 0; 2035: 0; 2036: 0; 2037: 0; 2038: 0; 2039: 0; 2040: 0; 2041: 0; 2042: 0; 2043: 0; 2044: 0; 2045: 0; 2046: 0; 2047: 0
F3_Commercial_All_WA - Miscellaneous_New_Food Preparation_Natural Gas | F3 | Commercial | All | WA - Miscellaneous | New | Food Preparation | Natural Gas | Summer Peak Demand (MW) | 2021: 0; 2022: 0; 2023: 0; 2024: 0; 2025: 0; 2026: 0; 2027: 0; 2028: 0; 2029: 0; 2030: 0; 2031: 0; 2032: 0; 2033: 0; 2034: 0; 2035: 0; 2036: 0; 2037: 0; 2038: 0; 2039: 0; 2040: 0; 2041: 0; 2042: 0; 2043: 0; 2044: 0; 2045: 0; 2046: 0; 2047: 0
F4_Commercial_All_WA - Miscellaneous_New_Food Preparation_Natural Gas | F4 | Commercial | All | WA - Miscellaneous | New | Food Preparation | Natural Gas | Winter Peak Demand (MW) | 2021: 0; 2022: 0; 2023: 0; 2024: 0; 2025: 0; 2026: 0; 2027: 0; 2028: 0; 2029: 0; 2030: 0; 2031: 0; 2032: 0; 2033: 0; 2034: 0; 2035: 0; 2036: 0; 2037: 0; 2038: 0; 2039: 0; 2040: 0; 2041: 0; 2042: 0; 2043: 0; 2044: 0; 2045: 0; 2046: 0; 2047: 0
F1_Commercial_All_WA - Miscellaneous_New_Miscellaneous_Natural Gas | F1 | Commercial | All | WA - Miscellaneous | New | Miscellaneous | Natural Gas | Units | 2021: 0; 2022: 0; 2023: 0; 2024: 0; 2025: 0; 2026: 0; 2027: 0; 2028: 0; 2029: 0; 2030: 0; 2031: 0; 2032: 0; 2033: 0; 2034: 0; 2035: 0; 2036: 0; 2037: 0; 2038: 0; 2039: 0; 2040: 0; 2041: 0; 2042: 0; 2043: 0; 2044: 0; 2045: 0; 2046: 0; 2047: 0
F2_Commercial_All_WA - Miscellaneous_New_Miscellaneous_Natural Gas | F2 | Commercial | All | WA - Miscellaneous | New | Miscellaneous | Natural Gas | Usage (GWh) | 2021: 0; 2022: 0; 2023: 0; 2024: 0; 2025: 0; 2026: 0; 2027: 0; 2028: 0; 2029: 0; 2030: 0; 2031: 0; 2032: 0; 2033: 0; 2034: 0; 2035: 0; 2036: 0; 2037: 0; 2038: 0; 2039: 0; 2040: 0; 2041: 0; 2042: 0; 2043: 0; 2044: 0; 2045: 0; 2046: 0; 2047: 0
F3_Commercial_All_WA - Miscellaneous_New_Miscellaneous_Natural Gas | F3 | Commercial | All | WA - Miscellaneous | New | Miscellaneous | Natural Gas | Summer Peak Demand (MW) | 2021: 0; 2022: 0; 2023: 0; 2024: 0; 2025: 0; 2026: 0; 2027: 0; 2028: 0; 2029: 0; 2030: 0; 2031: 0; 2032: 0; 2033: 0; 2034: 0; 2035: 0; 2036: 0; 2037: 0; 2038: 0; 2039: 0; 2040: 0; 2041: 0; 2042: 0; 2043: 0; 2044: 0; 2045: 0; 2046: 0; 2047: 0
F4_Commercial_All_WA - Miscellaneous_New_Miscellaneous_Natural Gas | F4 | Commercial | All | WA - Miscellaneous | New | Miscellaneous | Natural Gas | Winter Peak Demand (MW) | 2021: 0; 2022: 0; 2023: 0; 2024: 0; 2025: 0; 2026: 0; 2027: 0; 2028: 0; 2029: 0; 2030: 0; 2031: 0; 2032: 0; 2033: 0; 2034: 0; 2035: 0; 2036: 0; 2037: 0; 2038: 0; 2039: 0; 2040: 0; 2041: 0; 2042: 0; 2043: 0; 2044: 0; 2045: 0; 2046: 0; 2047: 0
F1_Commercial_Market_WA - Miscellaneous_New_Space Heating_Natural Gas | F1 | Commercial | Market | WA - Miscellaneous | New | Space Heating | Natural Gas | Units | 2021: 0; 2022: 0; 2023: 0; 2024: 0; 2025: 0; 2026: 0; 2027: 0; 2028: 0; 2029: 0; 2030: 0; 2031: 0; 2032: 0; 2033: 0; 2034: 0; 2035: 0; 2036: 0; 2037: 0; 2038: 0; 2039: 0; 2040: 0; 2041: 0; 2042: 0; 2043: 0; 2044: 0; 2045: 0; 2046: 0; 2047: 0
F2_Commercial_Market_WA - Miscellaneous_New_Space Heating_Natural Gas | F2 | Commercial | Market | WA - Miscellaneous | New | Space Heating | Natural Gas | Usage (GWh) | 2021: 0; 2022: 0; 2023: 0; 2024: 0; 2025: 0; 2026: 0; 2027: 0; 2028: 0; 2029: 0; 2030: 0; 2031: 0; 2032: 0; 2033: 0; 2034: 0; 2035: 0; 2036: 0; 2037: 0; 2038: 0; 2039: 0; 2040: 0; 2041: 0; 2042: 0; 2043: 0; 2044: 0; 2045: 0; 2046: 0; 2047: 0
F3_Commercial_Market_WA - Miscellaneous_New_Space Heating_Natural Gas | F3 | Commercial | Market | WA - Miscellaneous | New | Space Heating | Natural Gas | Summer Peak Demand (MW) | 2021: 0; 2022: 0; 2023: 0; 2024: 0; 2025: 0; 2026: 0; 2027: 0; 2028: 0; 2029: 0; 2030: 0; 2031: 0; 2032: 0; 2033: 0; 2034: 0; 2035: 0; 2036: 0; 2037: 0; 2038: 0; 2039: 0; 2040: 0; 2041: 0; 2042: 0; 2043: 0; 2044: 0; 2045: 0; 2046: 0; 2047: 0
F4_Commercial_Market_WA - Miscellaneous_New_Space Heating_Natural Gas | F4 | Commercial | Market | WA - Miscellaneous | New | Space Heating | Natural Gas | Winter Peak Demand (MW) | 2021: 0; 2022: 0; 2023: 0; 2024: 0; 2025: 0; 2026: 0; 2027: 0; 2028: 0; 2029: 0; 2030: 0; 2031: 0; 2032: 0; 2033: 0; 2034: 0; 2035: 0; 2036: 0; 2037: 0; 2038: 0; 2039: 0; 2040: 0; 2041: 0; 2042: 0; 2043: 0; 2044: 0; 2045: 0; 2046: 0; 2047: 0
F1_Commercial_Market_WA - Miscellaneous_New_Water Heating_Natural Gas | F1 | Commercial | Market | WA - Miscellaneous | New | Water Heating | Natural Gas | Units | 2021: 0; 2022: 0; 2023: 0; 2024: 0; 2025: 0; 2026: 0; 2027: 0; 2028: 0; 2029: 0; 2030: 0; 2031: 0; 2032: 0; 2033: 0; 2034: 0; 2035: 0; 2036: 0; 2037: 0; 2038: 0; 2039: 0; 2040: 0; 2041: 0; 2042: 0; 2043: 0; 2044: 0; 2045: 0; 2046: 0; 2047: 0
F2_Commercial_Market_WA - Miscellaneous_New_Water Heating_Natural Gas | F2 | Commercial | Market | WA - Miscellaneous | New | Water Heating | Natural Gas | Usage (GWh) | 2021: 0; 2022: 0; 2023: 0; 2024: 0; 2025: 0; 2026: 0; 2027: 0; 2028: 0; 2029: 0; 2030: 0; 2031: 0; 2032: 0; 2033: 0; 2034: 0; 2035: 0; 2036: 0; 2037: 0; 2038: 0; 2039: 0; 2040: 0; 2041: 0; 2042: 0; 2043: 0; 2044: 0; 2045: 0; 2046: 0; 2047: 0
F3_Commercial_Market_WA - Miscellaneous_New_Water Heating_Natural Gas | F3 | Commercial | Market | WA - Miscellaneous | New | Water Heating | Natural Gas | Summer Peak Demand (MW) | 2021: 0; 2022: 0; 2023: 0; 2024: 0; 2025: 0; 2026: 0; 2027: 0; 2028: 0; 2029: 0; 2030: 0; 2031: 0; 2032: 0; 2033: 0; 2034: 0; 2035: 0; 2036: 0; 2037: 0; 2038: 0; 2039: 0; 2040: 0; 2041: 0; 2042: 0; 2043: 0; 2044: 0; 2045: 0; 2046: 0; 2047: 0
F4_Commercial_Market_WA - Miscellaneous_New_Water Heating_Natural Gas | F4 | Commercial | Market | WA - Miscellaneous | New | Water Heating | Natural Gas | Winter Peak Demand (MW) | 2021: 0; 2022: 0; 2023: 0; 2024: 0; 2025: 0; 2026: 0; 2027: 0; 2028: 0; 2029: 0; 2030: 0; 2031: 0; 2032: 0; 2033: 0; 2034: 0; 2035: 0; 2036: 0; 2037: 0; 2038: 0; 2039: 0; 2040: 0; 2041: 0; 2042: 0; 2043: 0; 2044: 0; 2045: 0; 2046: 0; 2047: 0
F1_Commercial_Market_WA - Miscellaneous_New_Food Preparation_Natural Gas | F1 | Commercial | Market | WA - Miscellaneous | New | Food Preparation | Natural Gas | Units | 2021: 0; 2022: 0; 2023: 0; 2024: 0; 2025: 0; 2026: 0; 2027: 0; 2028: 0; 2029: 0; 2030: 0; 2031: 0; 2032: 0; 2033: 0; 2034: 0; 2035: 0; 2036: 0; 2037: 0; 2038: 0; 2039: 0; 2040: 0; 2041: 0; 2042: 0; 2043: 0; 2044: 0; 2045: 0; 2046: 0; 2047: 0
F2_Commercial_Market_WA - Miscellaneous_New_Food Preparation_Natural Gas | F2 | Commercial | Market | WA - Miscellaneous | New | Food Preparation | Natural Gas | Usage (GWh) | 2021: 0; 2022: 0; 2023: 0; 2024: 0; 2025: 0; 2026: 0; 2027: 0; 2028: 0; 2029: 0; 2030: 0; 2031: 0; 2032: 0; 2033: 0; 2034: 0; 2035: 0; 2036: 0; 2037: 0; 2038: 0; 2039: 0; 2040: 0; 2041: 0; 2042: 0; 2043: 0; 2044: 0; 2045: 0; 2046: 0; 2047: 0
F3_Commercial_Market_WA - Miscellaneous_New_Food Preparation_Natural Gas | F3 | Commercial | Market | WA - Miscellaneous | New | Food Preparation | Natural Gas | Summer Peak Demand (MW) | 2021: 0; 2022: 0; 2023: 0; 2024: 0; 2025: 0; 2026: 0; 2027: 0; 2028: 0; 2029: 0; 2030: 0; 2031: 0; 2032: 0; 2033: 0; 2034: 0; 2035: 0; 2036: 0; 2037: 0; 2038: 0; 2039: 0; 2040: 0; 2041: 0; 2042: 0; 2043: 0; 2044: 0; 2045: 0; 2046: 0; 2047: 0
F4_Commercial_Market_WA - Miscellaneous_New_Food Preparation_Natural Gas | F4 | Commercial | Market | WA - Miscellaneous | New | Food Preparation | Natural Gas | Winter Peak Demand (MW) | 2021: 0; 2022: 0; 2023: 0; 2024: 0; 2025: 0; 2026: 0; 2027: 0; 2028: 0; 2029: 0; 2030: 0; 2031: 0; 2032: 0; 2033: 0; 2034: 0; 2035: 0; 2036: 0; 2037: 0; 2038: 0; 2039: 0; 2040: 0; 2041: 0; 2042: 0; 2043: 0; 2044: 0; 2045: 0; 2046: 0; 2047: 0
F1_Commercial_Market_WA - Miscellaneous_New_Miscellaneous_Natural Gas | F1 | Commercial | Market | WA - Miscellaneous | New | Miscellaneous | Natural Gas | Units | 2021: 0; 2022: 0; 2023: 0; 2024: 0; 2025: 0; 2026: 0; 2027: 0; 2028: 0; 2029: 0; 2030: 0; 2031: 0; 2032: 0; 2033: 0; 2034: 0; 2035: 0; 2036: 0; 2037: 0; 2038: 0; 2039: 0; 2040: 0; 2041: 0; 2042: 0; 2043: 0; 2044: 0; 2045: 0; 2046: 0; 2047: 0
F2_Commercial_Market_WA - Miscellaneous_New_Miscellaneous_Natural Gas | F2 | Commercial | Market | WA - Miscellaneous | New | Miscellaneous | Natural Gas | Usage (GWh) | 2021: 0; 2022: 0; 2023: 0; 2024: 0; 2025: 0; 2026: 0; 2027: 0; 2028: 0; 2029: 0; 2030: 0; 2031: 0; 2032: 0; 2033: 0; 2034: 0; 2035: 0; 2036: 0; 2037: 0; 2038: 0; 2039: 0; 2040: 0; 2041: 0; 2042: 0; 2043: 0; 2044: 0; 2045: 0; 2046: 0; 2047: 0
F3_Commercial_Market_WA - Miscellaneous_New_Miscellaneous_Natural Gas | F3 | Commercial | Market | WA - Miscellaneous | New | Miscellaneous | Natural Gas | Summer Peak Demand (MW) | 2021: 0; 2022: 0; 2023: 0; 2024: 0; 2025: 0; 2026: 0; 2027: 0; 2028: 0; 2029: 0; 2030: 0; 2031: 0; 2032: 0; 2033: 0; 2034: 0; 2035: 0; 2036: 0; 2037: 0; 2038: 0; 2039: 0; 2040: 0; 2041: 0; 2042: 0; 2043: 0; 2044: 0; 2045: 0; 2046: 0; 2047: 0
F4_Commercial_Market_WA - Miscellaneous_New_Miscellaneous_Natural Gas | F4 | Commercial | Market | WA - Miscellaneous | New | Miscellaneous | Natural Gas | Winter Peak Demand (MW) | 2021: 0; 2022: 0; 2023: 0; 2024: 0; 2025: 0; 2026: 0; 2027: 0; 2028: 0; 2029: 0; 2030: 0; 2031: 0; 2032: 0; 2033: 0; 2034: 0; 2035: 0; 2036: 0; 2037: 0; 2038: 0; 2039: 0; 2040: 0; 2041: 0; 2042: 0; 2043: 0; 2044: 0; 2045: 0; 2046: 0; 2047: 0
F1_Commercial_Small Systems_WA - Miscellaneous_New_Space Heating_Natural Gas | F1 | Commercial | Small Systems | WA - Miscellaneous | New | Space Heating | Natural Gas | Units | 2021: 0; 2022: 0; 2023: 0; 2024: 0; 2025: 0; 2026: 0; 2027: 0; 2028: 0; 2029: 0; 2030: 0; 2031: 0; 2032: 0; 2033: 0; 2034: 0; 2035: 0; 2036: 0; 2037: 0; 2038: 0; 2039: 0; 2040: 0; 2041: 0; 2042: 0; 2043: 0; 2044: 0; 2045: 0; 2046: 0; 2047: 0
F2_Commercial_Small Systems_WA - Miscellaneous_New_Space Heating_Natural Gas | F2 | Commercial | Small Systems | WA - Miscellaneous | New | Space Heating | Natural Gas | Usage (GWh) | 2021: 0; 2022: 0; 2023: 0; 2024: 0; 2025: 0; 2026: 0; 2027: 0; 2028: 0; 2029: 0; 2030: 0; 2031: 0; 2032: 0; 2033: 0; 2034: 0; 2035: 0; 2036: 0; 2037: 0; 2038: 0; 2039: 0; 2040: 0; 2041: 0; 2042: 0; 2043: 0; 2044: 0; 2045: 0; 2046: 0; 2047: 0
F3_Commercial_Small Systems_WA - Miscellaneous_New_Space Heating_Natural Gas | F3 | Commercial | Small Systems | WA - Miscellaneous | New | Space Heating | Natural Gas | Summer Peak Demand (MW) | 2021: 0; 2022: 0; 2023: 0; 2024: 0; 2025: 0; 2026: 0; 2027: 0; 2028: 0; 2029: 0; 2030: 0; 2031: 0; 2032: 0; 2033: 0; 2034: 0; 2035: 0; 2036: 0; 2037: 0; 2038: 0; 2039: 0; 2040: 0; 2041: 0; 2042: 0; 2043: 0; 2044: 0; 2045: 0; 2046: 0; 2047: 0
F4_Commercial_Small Systems_WA - Miscellaneous_New_Space Heating_Natural Gas | F4 | Commercial | Small Systems | WA - Miscellaneous | New | Space Heating | Natural Gas | Winter Peak Demand (MW) | 2021: 0; 2022: 0; 2023: 0; 2024: 0; 2025: 0; 2026: 0; 2027: 0; 2028: 0; 2029: 0; 2030: 0; 2031: 0; 2032: 0; 2033: 0; 2034: 0; 2035: 0; 2036: 0; 2037: 0; 2038: 0; 2039: 0; 2040: 0; 2041: 0; 2042: 0; 2043: 0; 2044: 0; 2045: 0; 2046: 0; 2047: 0
F1_Commercial_Central Systems_WA - Miscellaneous_New_Space Heating_Natural Gas | F1 | Commercial | Central Systems | WA - Miscellaneous | New | Space Heating | Natural Gas | Units | 2021: 0; 2022: 0; 2023: 0; 2024: 0; 2025: 0; 2026: 0; 2027: 0; 2028: 0; 2029: 0; 2030: 0; 2031: 0; 2032: 0; 2033: 0; 2034: 0; 2035: 0; 2036: 0; 2037: 0; 2038: 0; 2039: 0; 2040: 0; 2041: 0; 2042: 0; 2043: 0; 2044: 0; 2045: 0; 2046: 0; 2047: 0
F2_Commercial_Central Systems_WA - Miscellaneous_New_Space Heating_Natural Gas | F2 | Commercial | Central Systems | WA - Miscellaneous | New | Space Heating | Natural Gas | Usage (GWh) | 2021: 0; 2022: 0; 2023: 0; 2024: 0; 2025: 0; 2026: 0; 2027: 0; 2028: 0; 2029: 0; 2030: 0; 2031: 0; 2032: 0; 2033: 0; 2034: 0; 2035: 0; 2036: 0; 2037: 0; 2038: 0; 2039: 0; 2040: 0; 2041: 0; 2042: 0; 2043: 0; 2044: 0; 2045: 0; 2046: 0; 2047: 0
F3_Commercial_Central Systems_WA - Miscellaneous_New_Space Heating_Natural Gas | F3 | Commercial | Central Systems | WA - Miscellaneous | New | Space Heating | Natural Gas | Summer Peak Demand (MW) | 2021: 0; 2022: 0; 2023: 0; 2024: 0; 2025: 0; 2026: 0; 2027: 0; 2028: 0; 2029: 0; 2030: 0; 2031: 0; 2032: 0; 2033: 0; 2034: 0; 2035: 0; 2036: 0; 2037: 0; 2038: 0; 2039: 0; 2040: 0; 2041: 0; 2042: 0; 2043: 0; 2044: 0; 2045: 0; 2046: 0; 2047: 0
F4_Commercial_Central Systems_WA - Miscellaneous_New_Space Heating_Natural Gas | F4 | Commercial | Central Systems | WA - Miscellaneous | New | Space Heating | Natural Gas | Winter Peak Demand (MW) | 2021: 0; 2022: 0; 2023: 0; 2024: 0; 2025: 0; 2026: 0; 2027: 0; 2028: 0; 2029: 0; 2030: 0; 2031: 0; 2032: 0; 2033: 0; 2034: 0; 2035: 0; 2036: 0; 2037: 0; 2038: 0; 2039: 0; 2040: 0; 2041: 0; 2042: 0; 2043: 0; 2044: 0; 2045: 0; 2046: 0; 2047: 0
F1_Commercial_All_OR - College_Existing_Space Heating_Natural Gas | F1 | Commercial | All | OR - College | Existing | Space Heating | Natural Gas | Units | 2021: 1285096.6171; 2022: 1285096.6171; 2023: 1285096.6171; 2024: 1285096.6171; 2025: 1285096.6171; 2026: 1285096.6171; 2027: 1285096.6171; 2028: 1285096.6171; 2029: 1285096.6171; 2030: 1285096.6171; 2031: 1285096.6171; 2032: 1285096.6171; 2033: 1285096.6171; 2034: 1285096.6171; 2035: 1285096.6171; 2036: 1285096.6171; 2037: 1285096.6171; 2038: 1285096.6171; 2039: 1285096.6171; 2040: 1285096.6171; 2041: 1285096.6171; 2042: 1285096.6171; 2043: 1285096.6171; 2044: 1285096.6171; 2045: 1285096.6171; 2046: 1285096.6171; 2047: 1285096.6171
F2_Commercial_All_OR - College_Existing_Space Heating_Natural Gas | F2 | Commercial | All | OR - College | Existing | Space Heating | Natural Gas | Usage (GWh) | 2021: 0.61348; 2022: 0.65802; 2023: 0.65354; 2024: 0.65158; 2025: 0.64966; 2026: 0.64777; 2027: 0.64592; 2028: 0.64411; 2029: 0.64235; 2030: 0.64063; 2031: 0.63896; 2032: 0.63735; 2033: 0.63579; 2034: 0.6343; 2035: 0.63286; 2036: 0.6315; 2037: 0.6302; 2038: 0.62897; 2039: 0.62781; 2040: 0.62673; 2041: 0.62574; 2042: 0.62484; 2043: 0.62401; 2044: 0.62327; 2045: 0.62258; 2046: 0.62196; 2047: 0.62139
F3_Commercial_All_OR - College_Existing_Space Heating_Natural Gas | F3 | Commercial | All | OR - College | Existing | Space Heating | Natural Gas | Summer Peak Demand (MW) | 2021: 0; 2022: 0; 2023: 0; 2024: 0; 2025: 0; 2026: 0; 2027: 0; 2028: 0; 2029: 0; 2030: 0; 2031: 0; 2032: 0; 2033: 0; 2034: 0; 2035: 0; 2036: 0; 2037: 0; 2038: 0; 2039: 0; 2040: 0; 2041: 0; 2042: 0; 2043: 0; 2044: 0; 2045: 0; 2046: 0; 2047: 0
F4_Commercial_All_OR - College_Existing_Space Heating_Natural Gas | F4 | Commercial | All | OR - College | Existing | Space Heating | Natural Gas | Winter Peak Demand (MW) | 2021: 0; 2022: 0; 2023: 0; 2024: 0; 2025: 0; 2026: 0; 2027: 0; 2028: 0; 2029: 0; 2030: 0; 2031: 0; 2032: 0; 2033: 0; 2034: 0; 2035: 0; 2036: 0; 2037: 0; 2038: 0; 2039: 0; 2040: 0; 2041: 0; 2042: 0; 2043: 0; 2044: 0; 2045: 0; 2046: 0; 2047: 0
F1_Commercial_All_OR - College_Existing_Water Heating_Natural Gas | F1 | Commercial | All | OR - College | Existing | Water Heating | Natural Gas | Units | 2021: 1447614.8941; 2022: 1447614.8941; 2023: 1447614.8941; 2024: 1447614.8941; 2025: 1447614.8941; 2026: 1447614.8941; 2027: 1447614.8941; 2028: 1447614.8941; 2029: 1447614.8941; 2030: 1447614.8941; 2031: 1447614.8941; 2032: 1447614.8941; 2033: 1447614.8941; 2034: 1447614.8941; 2035: 1447614.8941; 2036: 1447614.8941; 2037: 1447614.8941; 2038: 1447614.8941; 2039: 1447614.8941; 2040: 1447614.8941; 2041: 1447614.8941; 2042: 1447614.8941; 2043: 1447614.8941; 2044: 1447614.8941; 2045: 1447614.8941; 2046: 1447614.8941; 2047: 1447614.8941
F2_Commercial_All_OR - College_Existing_Water Heating_Natural Gas | F2 | Commercial | All | OR - College | Existing | Water Heating | Natural Gas | Usage (GWh) | 2021: 0.32012; 2022: 0.31394; 2023: 0.30847; 2024: 0.30363; 2025: 0.29939; 2026: 0.2957; 2027: 0.29251; 2028: 0.28982; 2029: 0.28758; 2030: 0.2858; 2031: 0.28437; 2032: 0.28323; 2033: 0.28231; 2034: 0.28158; 2035: 0.28099; 2036: 0.28053; 2037: 0.28015; 2038: 0.27985; 2039: 0.27961; 2040: 0.27942; 2041: 0.27927; 2042: 0.27914; 2043: 0.27905; 2044: 0.27897; 2045: 0.2789; 2046: 0.27885; 2047: 0.27881
F3_Commercial_All_OR - College_Existing_Water Heating_Natural Gas | F3 | Commercial | All | OR - College | Existing | Water Heating | Natural Gas | Summer Peak Demand (MW) | 2021: 0; 2022: 0; 2023: 0; 2024: 0; 2025: 0; 2026: 0; 2027: 0; 2028: 0; 2029: 0; 2030: 0; 2031: 0; 2032: 0; 2033: 0; 2034: 0; 2035: 0; 2036: 0; 2037: 0; 2038: 0; 2039: 0; 2040: 0; 2041: 0; 2042: 0; 2043: 0; 2044: 0; 2045: 0; 2046: 0; 2047: 0
F4_Commercial_All_OR - College_Existing_Water Heating_Natural Gas | F4 | Commercial | All | OR - College | Existing | Water Heating | Natural Gas | Winter Peak Demand (MW) | 2021: 0; 2022: 0; 2023: 0; 2024: 0; 2025: 0; 2026: 0; 2027: 0; 2028: 0; 2029: 0; 2030: 0; 2031: 0; 2032: 0; 2033: 0; 2034: 0; 2035: 0; 2036: 0; 2037: 0; 2038: 0; 2039: 0; 2040: 0; 2041: 0; 2042: 0; 2043: 0; 2044: 0; 2045: 0; 2046: 0; 2047: 0
F1_Commercial_All_OR - College_Existing_Food Preparation_Natural Gas | F1 | Commercial | All | OR - College | Existing | Food Preparation | Natural Gas | Units | 2021: 1806504.2493; 2022: 1806504.2493; 2023: 1806504.2493; 2024: 1806504.2493; 2025: 1806504.2493; 2026: 1806504.2493; 2027: 1806504.2493; 2028: 1806504.2493; 2029: 1806504.2493; 2030: 1806504.2493; 2031: 1806504.2493; 2032: 1806504.2493; 2033: 1806504.2493; 2034: 1806504.2493; 2035: 1806504.2493; 2036: 1806504.2493; 2037: 1806504.2493; 2038: 1806504.2493; 2039: 1806504.2493; 2040: 1806504.2493; 2041: 1806504.2493; 2042: 1806504.2493; 2043: 1806504.2493; 2044: 1806504.2493; 2045: 1806504.2493; 2046: 1806504.2493; 2047: 1806504.2493
F2_Commercial_All_OR - College_Existing_Food Preparation_Natural Gas | F2 | Commercial | All | OR - College | Existing | Food Preparation | Natural Gas | Usage (GWh) | 2021: 0.032908; 2022: 0.032908; 2023: 0.032908; 2024: 0.032908; 2025: 0.032908; 2026: 0.032908; 2027: 0.032908; 2028: 0.032908; 2029: 0.032908; 2030: 0.032908; 2031: 0.032908; 2032: 0.032908; 2033: 0.032908; 2034: 0.032908; 2035: 0.032908; 2036: 0.032908; 2037: 0.032908; 2038: 0.032908; 2039: 0.032908; 2040: 0.032908; 2041: 0.032908; 2042: 0.032908; 2043: 0.032908; 2044: 0.032908; 2045: 0.032908; 2046: 0.032908; 2047: 0.032908
F3_Commercial_All_OR - College_Existing_Food Preparation_Natural Gas | F3 | Commercial | All | OR - College | Existing | Food Preparation | Natural Gas | Summer Peak Demand (MW) | 2021: 0; 2022: 0; 2023: 0; 2024: 0; 2025: 0; 2026: 0; 2027: 0; 2028: 0; 2029: 0; 2030: 0; 2031: 0; 2032: 0; 2033: 0; 2034: 0; 2035: 0; 2036: 0; 2037: 0; 2038: 0; 2039: 0; 2040: 0; 2041: 0; 2042: 0; 2043: 0; 2044: 0; 2045: 0; 2046: 0; 2047: 0
F4_Commercial_All_OR - College_Existing_Food Preparation_Natural Gas | F4 | Commercial | All | OR - College | Existing | Food Preparation | Natural Gas | Winter Peak Demand (MW) | 2021: 0; 2022: 0; 2023: 0; 2024: 0; 2025: 0; 2026: 0; 2027: 0; 2028: 0; 2029: 0; 2030: 0; 2031: 0; 2032: 0; 2033: 0; 2034: 0; 2035: 0; 2036: 0; 2037: 0; 2038: 0; 2039: 0; 2040: 0; 2041: 0; 2042: 0; 2043: 0; 2044: 0; 2045: 0; 2046: 0; 2047: 0
F1_Commercial_All_OR - College_Existing_Miscellaneous_Natural Gas | F1 | Commercial | All | OR - College | Existing | Miscellaneous | Natural Gas | Units | 2021: 1679751.8674; 2022: 1679751.8674; 2023: 1679751.8674; 2024: 1679751.8674; 2025: 1679751.8674; 2026: 1679751.8674; 2027: 1679751.8674; 2028: 1679751.8674; 2029: 1679751.8674; 2030: 1679751.8674; 2031: 1679751.8674; 2032: 1679751.8674; 2033: 1679751.8674; 2034: 1679751.8674; 2035: 1679751.8674; 2036: 1679751.8674; 2037: 1679751.8674; 2038: 1679751.8674; 2039: 1679751.8674; 2040: 1679751.8674; 2041: 1679751.8674; 2042: 1679751.8674; 2043: 1679751.8674; 2044: 1679751.8674; 2045: 1679751.8674; 2046: 1679751.8674; 2047: 1679751.8674
F2_Commercial_All_OR - College_Existing_Miscellaneous_Natural Gas | F2 | Commercial | All | OR - College | Existing | Miscellaneous | Natural Gas | Usage (GWh) | 2021: 0.0087325; 2022: 0.0087325; 2023: 0.0087325; 2024: 0.0087325; 2025: 0.0087325; 2026: 0.0087325; 2027: 0.0087325; 2028: 0.0087325; 2029: 0.0087325; 2030: 0.0087325; 2031: 0.0087325; 2032: 0.0087325; 2033: 0.0087325; 2034: 0.0087325; 2035: 0.0087325; 2036: 0.0087325; 2037: 0.0087325; 2038: 0.0087325; 2039: 0.0087325; 2040: 0.0087325; 2041: 0.0087325; 2042: 0.0087325; 2043: 0.0087325; 2044: 0.0087325; 2045: 0.0087325; 2046: 0.0087325; 2047: 0.0087325
F3_Commercial_All_OR - College_Existing_Miscellaneous_Natural Gas | F3 | Commercial | All | OR - College | Existing | Miscellaneous | Natural Gas | Summer Peak Demand (MW) | 2021: 0; 2022: 0; 2023: 0; 2024: 0; 2025: 0; 2026: 0; 2027: 0; 2028: 0; 2029: 0; 2030: 0; 2031: 0; 2032: 0; 2033: 0; 2034: 0; 2035: 0; 2036: 0; 2037: 0; 2038: 0; 2039: 0; 2040: 0; 2041: 0; 2042: 0; 2043: 0; 2044: 0; 2045: 0; 2046: 0; 2047: 0
F4_Commercial_All_OR - College_Existing_Miscellaneous_Natural Gas | F4 | Commercial | All | OR - College | Existing | Miscellaneous | Natural Gas | Winter Peak Demand (MW) | 2021: 0; 2022: 0; 2023: 0; 2024: 0; 2025: 0; 2026: 0; 2027: 0; 2028: 0; 2029: 0; 2030: 0; 2031: 0; 2032: 0; 2033: 0; 2034: 0; 2035: 0; 2036: 0; 2037: 0; 2038: 0; 2039: 0; 2040: 0; 2041: 0; 2042: 0; 2043: 0; 2044: 0; 2045: 0; 2046: 0; 2047: 0
F1_Commercial_Market_OR - College_Existing_Space Heating_Natural Gas | F1 | Commercial | Market | OR - College | Existing | Space Heating | Natural Gas | Units | 2021: 1659589.7471; 2022: 1659589.7471; 2023: 1659589.7471; 2024: 1659589.7471; 2025: 1659589.7471; 2026: 1659589.7471; 2027: 1659589.7471; 2028: 1659589.7471; 2029: 1659589.7471; 2030: 1659589.7471; 2031: 1659589.7471; 2032: 1659589.7471; 2033: 1659589.7471; 2034: 1659589.7471; 2035: 1659589.7471; 2036: 1659589.7471; 2037: 1659589.7471; 2038: 1659589.7471; 2039: 1659589.7471; 2040: 1659589.7471; 2041: 1659589.7471; 2042: 1659589.7471; 2043: 1659589.7471; 2044: 1659589.7471; 2045: 1659589.7471; 2046: 1659589.7471; 2047: 1659589.7471
F2_Commercial_Market_OR - College_Existing_Space Heating_Natural Gas | F2 | Commercial | Market | OR - College | Existing | Space Heating | Natural Gas | Usage (GWh) | 2021: 0.61348; 2022: 0.65802; 2023: 0.65354; 2024: 0.65158; 2025: 0.64966; 2026: 0.64777; 2027: 0.64592; 2028: 0.64411; 2029: 0.64235; 2030: 0.64063; 2031: 0.63896; 2032: 0.63735; 2033: 0.63579; 2034: 0.6343; 2035: 0.63286; 2036: 0.6315; 2037: 0.6302; 2038: 0.62897; 2039: 0.62781; 2040: 0.62673; 2041: 0.62574; 2042: 0.62484; 2043: 0.62401; 2044: 0.62327; 2045: 0.62258; 2046: 0.62196; 2047: 0.62139
F3_Commercial_Market_OR - College_Existing_Space Heating_Natural Gas | F3 | Commercial | Market | OR - College | Existing | Space Heating | Natural Gas | Summer Peak Demand (MW) | 2021: 0; 2022: 0; 2023: 0; 2024: 0; 2025: 0; 2026: 0; 2027: 0; 2028: 0; 2029: 0; 2030: 0; 2031: 0; 2032: 0; 2033: 0; 2034: 0; 2035: 0; 2036: 0; 2037: 0; 2038: 0; 2039: 0; 2040: 0; 2041: 0; 2042: 0; 2043: 0; 2044: 0; 2045: 0; 2046: 0; 2047: 0
F4_Commercial_Market_OR - College_Existing_Space Heating_Natural Gas | F4 | Commercial | Market | OR - College | Existing | Space Heating | Natural Gas | Winter Peak Demand (MW) | 2021: 0; 2022: 0; 2023: 0; 2024: 0; 2025: 0; 2026: 0; 2027: 0; 2028: 0; 2029: 0; 2030: 0; 2031: 0; 2032: 0; 2033: 0; 2034: 0; 2035: 0; 2036: 0; 2037: 0; 2038: 0; 2039: 0; 2040: 0; 2041: 0; 2042: 0; 2043: 0; 2044: 0; 2045: 0; 2046: 0; 2047: 0
F1_Commercial_Market_OR - College_Existing_Water Heating_Natural Gas | F1 | Commercial | Market | OR - College | Existing | Water Heating | Natural Gas | Units | 2021: 1659589.7471; 2022: 1659589.7471; 2023: 1659589.7471; 2024: 1659589.7471; 2025: 1659589.7471; 2026: 1659589.7471; 2027: 1659589.7471; 2028: 1659589.7471; 2029: 1659589.7471; 2030: 1659589.7471; 2031: 1659589.7471; 2032: 1659589.7471; 2033: 1659589.7471; 2034: 1659589.7471; 2035: 1659589.7471; 2036: 1659589.7471; 2037: 1659589.7471; 2038: 1659589.7471; 2039: 1659589.7471; 2040: 1659589.7471; 2041: 1659589.7471; 2042: 1659589.7471; 2043: 1659589.7471; 2044: 1659589.7471; 2045: 1659589.7471; 2046: 1659589.7471; 2047: 1659589.7471
F2_Commercial_Market_OR - College_Existing_Water Heating_Natural Gas | F2 | Commercial | Market | OR - College | Existing | Water Heating | Natural Gas | Usage (GWh) | 2021: 0.32012; 2022: 0.31394; 2023: 0.30847; 2024: 0.30363; 2025: 0.29939; 2026: 0.2957; 2027: 0.29251; 2028: 0.28982; 2029: 0.28758; 2030: 0.2858; 2031: 0.28437; 2032: 0.28323; 2033: 0.28231; 2034: 0.28158; 2035: 0.28099; 2036: 0.28053; 2037: 0.28015; 2038: 0.27985; 2039: 0.27961; 2040: 0.27942; 2041: 0.27927; 2042: 0.27914; 2043: 0.27905; 2044: 0.27897; 2045: 0.2789; 2046: 0.27885; 2047: 0.27881
F3_Commercial_Market_OR - College_Existing_Water Heating_Natural Gas | F3 | Commercial | Market | OR - College | Existing | Water Heating | Natural Gas | Summer Peak Demand (MW) | 2021: 0; 2022: 0; 2023: 0; 2024: 0; 2025: 0; 2026: 0; 2027: 0; 2028: 0; 2029: 0; 2030: 0; 2031: 0; 2032: 0; 2033: 0; 2034: 0; 2035: 0; 2036: 0; 2037: 0; 2038: 0; 2039: 0; 2040: 0; 2041: 0; 2042: 0; 2043: 0; 2044: 0; 2045: 0; 2046: 0; 2047: 0
F4_Commercial_Market_OR - College_Existing_Water Heating_Natural Gas | F4 | Commercial | Market | OR - College | Existing | Water Heating | Natural Gas | Winter Peak Demand (MW) | 2021: 0; 2022: 0; 2023: 0; 2024: 0; 2025: 0; 2026: 0; 2027: 0; 2028: 0; 2029: 0; 2030: 0; 2031: 0; 2032: 0; 2033: 0; 2034: 0; 2035: 0; 2036: 0; 2037: 0; 2038: 0; 2039: 0; 2040: 0; 2041: 0; 2042: 0; 2043: 0; 2044: 0; 2045: 0; 2046: 0; 2047: 0
F1_Commercial_Market_OR - College_Existing_Food Preparation_Natural Gas | F1 | Commercial | Market | OR - College | Existing | Food Preparation | Natural Gas | Units | 2021: 1659589.7471; 2022: 1659589.7471; 2023: 1659589.7471; 2024: 1659589.7471; 2025: 1659589.7471; 2026: 1659589.7471; 2027: 1659589.7471; 2028: 1659589.7471; 2029: 1659589.7471; 2030: 1659589.7471; 2031: 1659589.7471; 2032: 1659589.7471; 2033: 1659589.7471; 2034: 1659589.7471; 2035: 1659589.7471; 2036: 1659589.7471; 2037: 1659589.7471; 2038: 1659589.7471; 2039: 1659589.7471; 2040: 1659589.7471; 2041: 1659589.7471; 2042: 1659589.7471; 2043: 1659589.7471; 2044: 1659589.7471; 2045: 1659589.7471; 2046: 1659589.7471; 2047: 1659589.7471
F2_Commercial_Market_OR - College_Existing_Food Preparation_Natural Gas | F2 | Commercial | Market | OR - College | Existing | Food Preparation | Natural Gas | Usage (GWh) | 2021: 0.032908; 2022: 0.032908; 2023: 0.032908; 2024: 0.032908; 2025: 0.032908; 2026: 0.032908; 2027: 0.032908; 2028: 0.032908; 2029: 0.032908; 2030: 0.032908; 2031: 0.032908; 2032: 0.032908; 2033: 0.032908; 2034: 0.032908; 2035: 0.032908; 2036: 0.032908; 2037: 0.032908; 2038: 0.032908; 2039: 0.032908; 2040: 0.032908; 2041: 0.032908; 2042: 0.032908; 2043: 0.032908; 2044: 0.032908; 2045: 0.032908; 2046: 0.032908; 2047: 0.032908
F3_Commercial_Market_OR - College_Existing_Food Preparation_Natural Gas | F3 | Commercial | Market | OR - College | Existing | Food Preparation | Natural Gas | Summer Peak Demand (MW) | 2021: 0; 2022: 0; 2023: 0; 2024: 0; 2025: 0; 2026: 0; 2027: 0; 2028: 0; 2029: 0; 2030: 0; 2031: 0; 2032: 0; 2033: 0; 2034: 0; 2035: 0; 2036: 0; 2037: 0; 2038: 0; 2039: 0; 2040: 0; 2041: 0; 2042: 0; 2043: 0; 2044: 0; 2045: 0; 2046: 0; 2047: 0
F4_Commercial_Market_OR - College_Existing_Food Preparation_Natural Gas | F4 | Commercial | Market | OR - College | Existing | Food Preparation | Natural Gas | Winter Peak Demand (MW) | 2021: 0; 2022: 0; 2023: 0; 2024: 0; 2025: 0; 2026: 0; 2027: 0; 2028: 0; 2029: 0; 2030: 0; 2031: 0; 2032: 0; 2033: 0; 2034: 0; 2035: 0; 2036: 0; 2037: 0; 2038: 0; 2039: 0; 2040: 0; 2041: 0; 2042: 0; 2043: 0; 2044: 0; 2045: 0; 2046: 0; 2047: 0
F1_Commercial_Market_OR - College_Existing_Miscellaneous_Natural Gas | F1 | Commercial | Market | OR - College | Existing | Miscellaneous | Natural Gas | Units | 2021: 1659589.7471; 2022: 1659589.7471; 2023: 1659589.7471; 2024: 1659589.7471; 2025: 1659589.7471; 2026: 1659589.7471; 2027: 1659589.7471; 2028: 1659589.7471; 2029: 1659589.7471; 2030: 1659589.7471; 2031: 1659589.7471; 2032: 1659589.7471; 2033: 1659589.7471; 2034: 1659589.7471; 2035: 1659589.7471; 2036: 1659589.7471; 2037: 1659589.7471; 2038: 1659589.7471; 2039: 1659589.7471; 2040: 1659589.7471; 2041: 1659589.7471; 2042: 1659589.7471; 2043: 1659589.7471; 2044: 1659589.7471; 2045: 1659589.7471; 2046: 1659589.7471; 2047: 1659589.7471
F2_Commercial_Market_OR - College_Existing_Miscellaneous_Natural Gas | F2 | Commercial | Market | OR - College | Existing | Miscellaneous | Natural Gas | Usage (GWh) | 2021: 0.0087325; 2022: 0.0087325; 2023: 0.0087325; 2024: 0.0087325; 2025: 0.0087325; 2026: 0.0087325; 2027: 0.0087325; 2028: 0.0087325; 2029: 0.0087325; 2030: 0.0087325; 2031: 0.0087325; 2032: 0.0087325; 2033: 0.0087325; 2034: 0.0087325; 2035: 0.0087325; 2036: 0.0087325; 2037: 0.0087325; 2038: 0.0087325; 2039: 0.0087325; 2040: 0.0087325; 2041: 0.0087325; 2042: 0.0087325; 2043: 0.0087325; 2044: 0.0087325; 2045: 0.0087325; 2046: 0.0087325; 2047: 0.0087325
F3_Commercial_Market_OR - College_Existing_Miscellaneous_Natural Gas | F3 | Commercial | Market | OR - College | Existing | Miscellaneous | Natural Gas | Summer Peak Demand (MW) | 2021: 0; 2022: 0; 2023: 0; 2024: 0; 2025: 0; 2026: 0; 2027: 0; 2028: 0; 2029: 0; 2030: 0; 2031: 0; 2032: 0; 2033: 0; 2034: 0; 2035: 0; 2036: 0; 2037: 0; 2038: 0; 2039: 0; 2040: 0; 2041: 0; 2042: 0; 2043: 0; 2044: 0; 2045: 0; 2046: 0; 2047: 0
F4_Commercial_Market_OR - College_Existing_Miscellaneous_Natural Gas | F4 | Commercial | Market | OR - College | Existing | Miscellaneous | Natural Gas | Winter Peak Demand (MW) | 2021: 0; 2022: 0; 2023: 0; 2024: 0; 2025: 0; 2026: 0; 2027: 0; 2028: 0; 2029: 0; 2030: 0; 2031: 0; 2032: 0; 2033: 0; 2034: 0; 2035: 0; 2036: 0; 2037: 0; 2038: 0; 2039: 0; 2040: 0; 2041: 0; 2042: 0; 2043: 0; 2044: 0; 2045: 0; 2046: 0; 2047: 0
F1_Commercial_Small Systems_OR - College_Existing_Space Heating_Natural Gas | F1 | Commercial | Small Systems | OR - College | Existing | Space Heating | Natural Gas | Units | 2021: 0; 2022: 0; 2023: 0; 2024: 0; 2025: 0; 2026: 0; 2027: 0; 2028: 0; 2029: 0; 2030: 0; 2031: 0; 2032: 0; 2033: 0; 2034: 0; 2035: 0; 2036: 0; 2037: 0; 2038: 0; 2039: 0; 2040: 0; 2041: 0; 2042: 0; 2043: 0; 2044: 0; 2045: 0; 2046: 0; 2047: 0
F2_Commercial_Small Systems_OR - College_Existing_Space Heating_Natural Gas | F2 | Commercial | Small Systems | OR - College | Existing | Space Heating | Natural Gas | Usage (GWh) | 2021: 0; 2022: 0; 2023: 0; 2024: 0; 2025: 0; 2026: 0; 2027: 0; 2028: 0; 2029: 0; 2030: 0; 2031: 0; 2032: 0; 2033: 0; 2034: 0; 2035: 0; 2036: 0; 2037: 0; 2038: 0; 2039: 0; 2040: 0; 2041: 0; 2042: 0; 2043: 0; 2044: 0; 2045: 0; 2046: 0; 2047: 0
F3_Commercial_Small Systems_OR - College_Existing_Space Heating_Natural Gas | F3 | Commercial | Small Systems | OR - College | Existing | Space Heating | Natural Gas | Summer Peak Demand (MW) | 2021: 0; 2022: 0; 2023: 0; 2024: 0; 2025: 0; 2026: 0; 2027: 0; 2028: 0; 2029: 0; 2030: 0; 2031: 0; 2032: 0; 2033: 0; 2034: 0; 2035: 0; 2036: 0; 2037: 0; 2038: 0; 2039: 0; 2040: 0; 2041: 0; 2042: 0; 2043: 0; 2044: 0; 2045: 0; 2046: 0; 2047: 0
F4_Commercial_Small Systems_OR - College_Existing_Space Heating_Natural Gas | F4 | Commercial | Small Systems | OR - College | Existing | Space Heating | Natural Gas | Winter Peak Demand (MW) | 2021: 0; 2022: 0; 2023: 0; 2024: 0; 2025: 0; 2026: 0; 2027: 0; 2028: 0; 2029: 0; 2030: 0; 2031: 0; 2032: 0; 2033: 0; 2034: 0; 2035: 0; 2036: 0; 2037: 0; 2038: 0; 2039: 0; 2040: 0; 2041: 0; 2042: 0; 2043: 0; 2044: 0; 2045: 0; 2046: 0; 2047: 0
F1_Commercial_Central Systems_OR - College_Existing_Space Heating_Natural Gas | F1 | Commercial | Central Systems | OR - College | Existing | Space Heating | Natural Gas | Units | 2021: 1285096.6171; 2022: 1285096.6171; 2023: 1285096.6171; 2024: 1285096.6171; 2025: 1285096.6171; 2026: 1285096.6171; 2027: 1285096.6171; 2028: 1285096.6171; 2029: 1285096.6171; 2030: 1285096.6171; 2031: 1285096.6171; 2032: 1285096.6171; 2033: 1285096.6171; 2034: 1285096.6171; 2035: 1285096.6171; 2036: 1285096.6171; 2037: 1285096.6171; 2038: 1285096.6171; 2039: 1285096.6171; 2040: 1285096.6171; 2041: 1285096.6171; 2042: 1285096.6171; 2043: 1285096.6171; 2044: 1285096.6171; 2045: 1285096.6171; 2046: 1285096.6171; 2047: 1285096.6171
F2_Commercial_Central Systems_OR - College_Existing_Space Heating_Natural Gas | F2 | Commercial | Central Systems | OR - College | Existing | Space Heating | Natural Gas | Usage (GWh) | 2021: 0.61348; 2022: 0.65802; 2023: 0.65354; 2024: 0.65158; 2025: 0.64966; 2026: 0.64777; 2027: 0.64592; 2028: 0.64411; 2029: 0.64235; 2030: 0.64063; 2031: 0.63896; 2032: 0.63735; 2033: 0.63579; 2034: 0.6343; 2035: 0.63286; 2036: 0.6315; 2037: 0.6302; 2038: 0.62897; 2039: 0.62781; 2040: 0.62673; 2041: 0.62574; 2042: 0.62484; 2043: 0.62401; 2044: 0.62327; 2045: 0.62258; 2046: 0.62196; 2047: 0.62139
F3_Commercial_Central Systems_OR - College_Existing_Space Heating_Natural Gas | F3 | Commercial | Central Systems | OR - College | Existing | Space Heating | Natural Gas | Summer Peak Demand (MW) | 2021: 0; 2022: 0; 2023: 0; 2024: 0; 2025: 0; 2026: 0; 2027: 0; 2028: 0; 2029: 0; 2030: 0; 2031: 0; 2032: 0; 2033: 0; 2034: 0; 2035: 0; 2036: 0; 2037: 0; 2038: 0; 2039: 0; 2040: 0; 2041: 0; 2042: 0; 2043: 0; 2044: 0; 2045: 0; 2046: 0; 2047: 0
F4_Commercial_Central Systems_OR - College_Existing_Space Heating_Natural Gas | F4 | Commercial | Central Systems | OR - College | Existing | Space Heating | Natural Gas | Winter Peak Demand (MW) | 2021: 0; 2022: 0; 2023: 0; 2024: 0; 2025: 0; 2026: 0; 2027: 0; 2028: 0; 2029: 0; 2030: 0; 2031: 0; 2032: 0; 2033: 0; 2034: 0; 2035: 0; 2036: 0; 2037: 0; 2038: 0; 2039: 0; 2040: 0; 2041: 0; 2042: 0; 2043: 0; 2044: 0; 2045: 0; 2046: 0; 2047: 0
F1_Commercial_All_OR - College_New_Space Heating_Natural Gas | F1 | Commercial | All | OR - College | New | Space Heating | Natural Gas | Units | 2021: 0; 2022: 0; 2023: 0; 2024: 0; 2025: 0; 2026: 0; 2027: 0; 2028: 0; 2029: 0; 2030: 0; 2031: 0; 2032: 0; 2033: 0; 2034: 0; 2035: 0; 2036: 0; 2037: 0; 2038: 0; 2039: 0; 2040: 0; 2041: 0; 2042: 0; 2043: 0; 2044: 0; 2045: 0; 2046: 0; 2047: 0
F2_Commercial_All_OR - College_New_Space Heating_Natural Gas | F2 | Commercial | All | OR - College | New | Space Heating | Natural Gas | Usage (GWh) | 2021: 0; 2022: 0; 2023: 0; 2024: 0; 2025: 0; 2026: 0; 2027: 0; 2028: 0; 2029: 0; 2030: 0; 2031: 0; 2032: 0; 2033: 0; 2034: 0; 2035: 0; 2036: 0; 2037: 0; 2038: 0; 2039: 0; 2040: 0; 2041: 0; 2042: 0; 2043: 0; 2044: 0; 2045: 0; 2046: 0; 2047: 0
F3_Commercial_All_OR - College_New_Space Heating_Natural Gas | F3 | Commercial | All | OR - College | New | Space Heating | Natural Gas | Summer Peak Demand (MW) | 2021: 0; 2022: 0; 2023: 0; 2024: 0; 2025: 0; 2026: 0; 2027: 0; 2028: 0; 2029: 0; 2030: 0; 2031: 0; 2032: 0; 2033: 0; 2034: 0; 2035: 0; 2036: 0; 2037: 0; 2038: 0; 2039: 0; 2040: 0; 2041: 0; 2042: 0; 2043: 0; 2044: 0; 2045: 0; 2046: 0; 2047: 0
F4_Commercial_All_OR - College_New_Space Heating_Natural Gas | F4 | Commercial | All | OR - College | New | Space Heating | Natural Gas | Winter Peak Demand (MW) | 2021: 0; 2022: 0; 2023: 0; 2024: 0; 2025: 0; 2026: 0; 2027: 0; 2028: 0; 2029: 0; 2030: 0; 2031: 0; 2032: 0; 2033: 0; 2034: 0; 2035: 0; 2036: 0; 2037: 0; 2038: 0; 2039: 0; 2040: 0; 2041: 0; 2042: 0; 2043: 0; 2044: 0; 2045: 0; 2046: 0; 2047: 0
F1_Commercial_All_OR - College_New_Water Heating_Natural Gas | F1 | Commercial | All | OR - College | New | Water Heating | Natural Gas | Units | 2021: 0; 2022: 0; 2023: 0; 2024: 0; 2025: 0; 2026: 0; 2027: 0; 2028: 0; 2029: 0; 2030: 0; 2031: 0; 2032: 0; 2033: 0; 2034: 0; 2035: 0; 2036: 0; 2037: 0; 2038: 0; 2039: 0; 2040: 0; 2041: 0; 2042: 0; 2043: 0; 2044: 0; 2045: 0; 2046: 0; 2047: 0
F2_Commercial_All_OR - College_New_Water Heating_Natural Gas | F2 | Commercial | All | OR - College | New | Water Heating | Natural Gas | Usage (GWh) | 2021: 0; 2022: 0; 2023: 0; 2024: 0; 2025: 0; 2026: 0; 2027: 0; 2028: 0; 2029: 0; 2030: 0; 2031: 0; 2032: 0; 2033: 0; 2034: 0; 2035: 0; 2036: 0; 2037: 0; 2038: 0; 2039: 0; 2040: 0; 2041: 0; 2042: 0; 2043: 0; 2044: 0; 2045: 0; 2046: 0; 2047: 0
F3_Commercial_All_OR - College_New_Water Heating_Natural Gas | F3 | Commercial | All | OR - College | New | Water Heating | Natural Gas | Summer Peak Demand (MW) | 2021: 0; 2022: 0; 2023: 0; 2024: 0; 2025: 0; 2026: 0; 2027: 0; 2028: 0; 2029: 0; 2030: 0; 2031: 0; 2032: 0; 2033: 0; 2034: 0; 2035: 0; 2036: 0; 2037: 0; 2038: 0; 2039: 0; 2040: 0; 2041: 0; 2042: 0; 2043: 0; 2044: 0; 2045: 0; 2046: 0; 2047: 0
F4_Commercial_All_OR - College_New_Water Heating_Natural Gas | F4 | Commercial | All | OR - College | New | Water Heating | Natural Gas | Winter Peak Demand (MW) | 2021: 0; 2022: 0; 2023: 0; 2024: 0; 2025: 0; 2026: 0; 2027: 0; 2028: 0; 2029: 0; 2030: 0; 2031: 0; 2032: 0; 2033: 0; 2034: 0; 2035: 0; 2036: 0; 2037: 0; 2038: 0; 2039: 0; 2040: 0; 2041: 0; 2042: 0; 2043: 0; 2044: 0; 2045: 0; 2046: 0; 2047: 0
F1_Commercial_All_OR - College_New_Food Preparation_Natural Gas | F1 | Commercial | All | OR - College | New | Food Preparation | Natural Gas | Units | 2021: 0; 2022: 0; 2023: 0; 2024: 0; 2025: 0; 2026: 0; 2027: 0; 2028: 0; 2029: 0; 2030: 0; 2031: 0; 2032: 0; 2033: 0; 2034: 0; 2035: 0; 2036: 0; 2037: 0; 2038: 0; 2039: 0; 2040: 0; 2041: 0; 2042: 0; 2043: 0; 2044: 0; 2045: 0; 2046: 0; 2047: 0
F2_Commercial_All_OR - College_New_Food Preparation_Natural Gas | F2 | Commercial | All | OR - College | New | Food Preparation | Natural Gas | Usage (GWh) | 2021: 0; 2022: 0; 2023: 0; 2024: 0; 2025: 0; 2026: 0; 2027: 0; 2028: 0; 2029: 0; 2030: 0; 2031: 0; 2032: 0; 2033: 0; 2034: 0; 2035: 0; 2036: 0; 2037: 0; 2038: 0; 2039: 0; 2040: 0; 2041: 0; 2042: 0; 2043: 0; 2044: 0; 2045: 0; 2046: 0; 2047: 0
F3_Commercial_All_OR - College_New_Food Preparation_Natural Gas | F3 | Commercial | All | OR - College | New | Food Preparation | Natural Gas | Summer Peak Demand (MW) | 2021: 0; 2022: 0; 2023: 0; 2024: 0; 2025: 0; 2026: 0; 2027: 0; 2028: 0; 2029: 0; 2030: 0; 2031: 0; 2032: 0; 2033: 0; 2034: 0; 2035: 0; 2036: 0; 2037: 0; 2038: 0; 2039: 0; 2040: 0; 2041: 0; 2042: 0; 2043: 0; 2044: 0; 2045: 0; 2046: 0; 2047: 0
F4_Commercial_All_OR - College_New_Food Preparation_Natural Gas | F4 | Commercial | All | OR - College | New | Food Preparation | Natural Gas | Winter Peak Demand (MW) | 2021: 0; 2022: 0; 2023: 0; 2024: 0; 2025: 0; 2026: 0; 2027: 0; 2028: 0; 2029: 0; 2030: 0; 2031: 0; 2032: 0; 2033: 0; 2034: 0; 2035: 0; 2036: 0; 2037: 0; 2038: 0; 2039: 0; 2040: 0; 2041: 0; 2042: 0; 2043: 0; 2044: 0; 2045: 0; 2046: 0; 2047: 0
F1_Commercial_All_OR - College_New_Miscellaneous_Natural Gas | F1 | Commercial | All | OR - College | New | Miscellaneous | Natural Gas | Units | 2021: 0; 2022: 0; 2023: 0; 2024: 0; 2025: 0; 2026: 0; 2027: 0; 2028: 0; 2029: 0; 2030: 0; 2031: 0; 2032: 0; 2033: 0; 2034: 0; 2035: 0; 2036: 0; 2037: 0; 2038: 0; 2039: 0; 2040: 0; 2041: 0; 2042: 0; 2043: 0; 2044: 0; 2045: 0; 2046: 0; 2047: 0
F2_Commercial_All_OR - College_New_Miscellaneous_Natural Gas | F2 | Commercial | All | OR - College | New | Miscellaneous | Natural Gas | Usage (GWh) | 2021: 0; 2022: 0; 2023: 0; 2024: 0; 2025: 0; 2026: 0; 2027: 0; 2028: 0; 2029: 0; 2030: 0; 2031: 0; 2032: 0; 2033: 0; 2034: 0; 2035: 0; 2036: 0; 2037: 0; 2038: 0; 2039: 0; 2040: 0; 2041: 0; 2042: 0; 2043: 0; 2044: 0; 2045: 0; 2046: 0; 2047: 0
F3_Commercial_All_OR - College_New_Miscellaneous_Natural Gas | F3 | Commercial | All | OR - College | New | Miscellaneous | Natural Gas | Summer Peak Demand (MW) | 2021: 0; 2022: 0; 2023: 0; 2024: 0; 2025: 0; 2026: 0; 2027: 0; 2028: 0; 2029: 0; 2030: 0; 2031: 0; 2032: 0; 2033: 0; 2034: 0; 2035: 0; 2036: 0; 2037: 0; 2038: 0; 2039: 0; 2040: 0; 2041: 0; 2042: 0; 2043: 0; 2044: 0; 2045: 0; 2046: 0; 2047: 0
F4_Commercial_All_OR - College_New_Miscellaneous_Natural Gas | F4 | Commercial | All | OR - College | New | Miscellaneous | Natural Gas | Winter Peak Demand (MW) | 2021: 0; 2022: 0; 2023: 0; 2024: 0; 2025: 0; 2026: 0; 2027: 0; 2028: 0; 2029: 0; 2030: 0; 2031: 0; 2032: 0; 2033: 0; 2034: 0; 2035: 0; 2036: 0; 2037: 0; 2038: 0; 2039: 0; 2040: 0; 2041: 0; 2042: 0; 2043: 0; 2044: 0; 2045: 0; 2046: 0; 2047: 0
F1_Commercial_Market_OR - College_New_Space Heating_Natural Gas | F1 | Commercial | Market | OR - College | New | Space Heating | Natural Gas | Units | 2021: 0; 2022: 0; 2023: 0; 2024: 0; 2025: 0; 2026: 0; 2027: 0; 2028: 0; 2029: 0; 2030: 0; 2031: 0; 2032: 0; 2033: 0; 2034: 0; 2035: 0; 2036: 0; 2037: 0; 2038: 0; 2039: 0; 2040: 0; 2041: 0; 2042: 0; 2043: 0; 2044: 0; 2045: 0; 2046: 0; 2047: 0
F2_Commercial_Market_OR - College_New_Space Heating_Natural Gas | F2 | Commercial | Market | OR - College | New | Space Heating | Natural Gas | Usage (GWh) | 2021: 0; 2022: 0; 2023: 0; 2024: 0; 2025: 0; 2026: 0; 2027: 0; 2028: 0; 2029: 0; 2030: 0; 2031: 0; 2032: 0; 2033: 0; 2034: 0; 2035: 0; 2036: 0; 2037: 0; 2038: 0; 2039: 0; 2040: 0; 2041: 0; 2042: 0; 2043: 0; 2044: 0; 2045: 0; 2046: 0; 2047: 0
F3_Commercial_Market_OR - College_New_Space Heating_Natural Gas | F3 | Commercial | Market | OR - College | New | Space Heating | Natural Gas | Summer Peak Demand (MW) | 2021: 0; 2022: 0; 2023: 0; 2024: 0; 2025: 0; 2026: 0; 2027: 0; 2028: 0; 2029: 0; 2030: 0; 2031: 0; 2032: 0; 2033: 0; 2034: 0; 2035: 0; 2036: 0; 2037: 0; 2038: 0; 2039: 0; 2040: 0; 2041: 0; 2042: 0; 2043: 0; 2044: 0; 2045: 0; 2046: 0; 2047: 0
F4_Commercial_Market_OR - College_New_Space Heating_Natural Gas | F4 | Commercial | Market | OR - College | New | Space Heating | Natural Gas | Winter Peak Demand (MW) | 2021: 0; 2022: 0; 2023: 0; 2024: 0; 2025: 0; 2026: 0; 2027: 0; 2028: 0; 2029: 0; 2030: 0; 2031: 0; 2032: 0; 2033: 0; 2034: 0; 2035: 0; 2036: 0; 2037: 0; 2038: 0; 2039: 0; 2040: 0; 2041: 0; 2042: 0; 2043: 0; 2044: 0; 2045: 0; 2046: 0; 2047: 0
F1_Commercial_Market_OR - College_New_Water Heating_Natural Gas | F1 | Commercial | Market | OR - College | New | Water Heating | Natural Gas | Units | 2021: 0; 2022: 0; 2023: 0; 2024: 0; 2025: 0; 2026: 0; 2027: 0; 2028: 0; 2029: 0; 2030: 0; 2031: 0; 2032: 0; 2033: 0; 2034: 0; 2035: 0; 2036: 0; 2037: 0; 2038: 0; 2039: 0; 2040: 0; 2041: 0; 2042: 0; 2043: 0; 2044: 0; 2045: 0; 2046: 0; 2047: 0
F2_Commercial_Market_OR - College_New_Water Heating_Natural Gas | F2 | Commercial | Market | OR - College | New | Water Heating | Natural Gas | Usage (GWh) | 2021: 0; 2022: 0; 2023: 0; 2024: 0; 2025: 0; 2026: 0; 2027: 0; 2028: 0; 2029: 0; 2030: 0; 2031: 0; 2032: 0; 2033: 0; 2034: 0; 2035: 0; 2036: 0; 2037: 0; 2038: 0; 2039: 0; 2040: 0; 2041: 0; 2042: 0; 2043: 0; 2044: 0; 2045: 0; 2046: 0; 2047: 0
F3_Commercial_Market_OR - College_New_Water Heating_Natural Gas | F3 | Commercial | Market | OR - College | New | Water Heating | Natural Gas | Summer Peak Demand (MW) | 2021: 0; 2022: 0; 2023: 0; 2024: 0; 2025: 0; 2026: 0; 2027: 0; 2028: 0; 2029: 0; 2030: 0; 2031: 0; 2032: 0; 2033: 0; 2034: 0; 2035: 0; 2036: 0; 2037: 0; 2038: 0; 2039: 0; 2040: 0; 2041: 0; 2042: 0; 2043: 0; 2044: 0; 2045: 0; 2046: 0; 2047: 0
F4_Commercial_Market_OR - College_New_Water Heating_Natural Gas | F4 | Commercial | Market | OR - College | New | Water Heating | Natural Gas | Winter Peak Demand (MW) | 2021: 0; 2022: 0; 2023: 0; 2024: 0; 2025: 0; 2026: 0; 2027: 0; 2028: 0; 2029: 0; 2030: 0; 2031: 0; 2032: 0; 2033: 0; 2034: 0; 2035: 0; 2036: 0; 2037: 0; 2038: 0; 2039: 0; 2040: 0; 2041: 0; 2042: 0; 2043: 0; 2044: 0; 2045: 0; 2046: 0; 2047: 0
F1_Commercial_Market_OR - College_New_Food Preparation_Natural Gas | F1 | Commercial | Market | OR - College | New | Food Preparation | Natural Gas | Units | 2021: 0; 2022: 0; 2023: 0; 2024: 0; 2025: 0; 2026: 0; 2027: 0; 2028: 0; 2029: 0; 2030: 0; 2031: 0; 2032: 0; 2033: 0; 2034: 0; 2035: 0; 2036: 0; 2037: 0; 2038: 0; 2039: 0; 2040: 0; 2041: 0; 2042: 0; 2043: 0; 2044: 0; 2045: 0; 2046: 0; 2047: 0
F2_Commercial_Market_OR - College_New_Food Preparation_Natural Gas | F2 | Commercial | Market | OR - College | New | Food Preparation | Natural Gas | Usage (GWh) | 2021: 0; 2022: 0; 2023: 0; 2024: 0; 2025: 0; 2026: 0; 2027: 0; 2028: 0; 2029: 0; 2030: 0; 2031: 0; 2032: 0; 2033: 0; 2034: 0; 2035: 0; 2036: 0; 2037: 0; 2038: 0; 2039: 0; 2040: 0; 2041: 0; 2042: 0; 2043: 0; 2044: 0; 2045: 0; 2046: 0; 2047: 0
F3_Commercial_Market_OR - College_New_Food Preparation_Natural Gas | F3 | Commercial | Market | OR - College | New | Food Preparation | Natural Gas | Summer Peak Demand (MW) | 2021: 0; 2022: 0; 2023: 0; 2024: 0; 2025: 0; 2026: 0; 2027: 0; 2028: 0; 2029: 0; 2030: 0; 2031: 0; 2032: 0; 2033: 0; 2034: 0; 2035: 0; 2036: 0; 2037: 0; 2038: 0; 2039: 0; 2040: 0; 2041: 0; 2042: 0; 2043: 0; 2044: 0; 2045: 0; 2046: 0; 2047: 0
F4_Commercial_Market_OR - College_New_Food Preparation_Natural Gas | F4 | Commercial | Market | OR - College | New | Food Preparation | Natural Gas | Winter Peak Demand (MW) | 2021: 0; 2022: 0; 2023: 0; 2024: 0; 2025: 0; 2026: 0; 2027: 0; 2028: 0; 2029: 0; 2030: 0; 2031: 0; 2032: 0; 2033: 0; 2034: 0; 2035: 0; 2036: 0; 2037: 0; 2038: 0; 2039: 0; 2040: 0; 2041: 0; 2042: 0; 2043: 0; 2044: 0; 2045: 0; 2046: 0; 2047: 0
F1_Commercial_Market_OR - College_New_Miscellaneous_Natural Gas | F1 | Commercial | Market | OR - College | New | Miscellaneous | Natural Gas | Units | 2021: 0; 2022: 0; 2023: 0; 2024: 0; 2025: 0; 2026: 0; 2027: 0; 2028: 0; 2029: 0; 2030: 0; 2031: 0; 2032: 0; 2033: 0; 2034: 0; 2035: 0; 2036: 0; 2037: 0; 2038: 0; 2039: 0; 2040: 0; 2041: 0; 2042: 0; 2043: 0; 2044: 0; 2045: 0; 2046: 0; 2047: 0
F2_Commercial_Market_OR - College_New_Miscellaneous_Natural Gas | F2 | Commercial | Market | OR - College | New | Miscellaneous | Natural Gas | Usage (GWh) | 2021: 0; 2022: 0; 2023: 0; 2024: 0; 2025: 0; 2026: 0; 2027: 0; 2028: 0; 2029: 0; 2030: 0; 2031: 0; 2032: 0; 2033: 0; 2034: 0; 2035: 0; 2036: 0; 2037: 0; 2038: 0; 2039: 0; 2040: 0; 2041: 0; 2042: 0; 2043: 0; 2044: 0; 2045: 0; 2046: 0; 2047: 0
F3_Commercial_Market_OR - College_New_Miscellaneous_Natural Gas | F3 | Commercial | Market | OR - College | New | Miscellaneous | Natural Gas | Summer Peak Demand (MW) | 2021: 0; 2022: 0; 2023: 0; 2024: 0; 2025: 0; 2026: 0; 2027: 0; 2028: 0; 2029: 0; 2030: 0; 2031: 0; 2032: 0; 2033: 0; 2034: 0; 2035: 0; 2036: 0; 2037: 0; 2038: 0; 2039: 0; 2040: 0; 2041: 0; 2042: 0; 2043: 0; 2044: 0; 2045: 0; 2046: 0; 2047: 0
F4_Commercial_Market_OR - College_New_Miscellaneous_Natural Gas | F4 | Commercial | Market | OR - College | New | Miscellaneous | Natural Gas | Winter Peak Demand (MW) | 2021: 0; 2022: 0; 2023: 0; 2024: 0; 2025: 0; 2026: 0; 2027: 0; 2028: 0; 2029: 0; 2030: 0; 2031: 0; 2032: 0; 2033: 0; 2034: 0; 2035: 0; 2036: 0; 2037: 0; 2038: 0; 2039: 0; 2040: 0; 2041: 0; 2042: 0; 2043: 0; 2044: 0; 2045: 0; 2046: 0; 2047: 0
F1_Commercial_Small Systems_OR - College_New_Space Heating_Natural Gas | F1 | Commercial | Small Systems | OR - College | New | Space Heating | Natural Gas | Units | 2021: 0; 2022: 0; 2023: 0; 2024: 0; 2025: 0; 2026: 0; 2027: 0; 2028: 0; 2029: 0; 2030: 0; 2031: 0; 2032: 0; 2033: 0; 2034: 0; 2035: 0; 2036: 0; 2037: 0; 2038: 0; 2039: 0; 2040: 0; 2041: 0; 2042: 0; 2043: 0; 2044: 0; 2045: 0; 2046: 0; 2047: 0
F2_Commercial_Small Systems_OR - College_New_Space Heating_Natural Gas | F2 | Commercial | Small Systems | OR - College | New | Space Heating | Natural Gas | Usage (GWh) | 2021: 0; 2022: 0; 2023: 0; 2024: 0; 2025: 0; 2026: 0; 2027: 0; 2028: 0; 2029: 0; 2030: 0; 2031: 0; 2032: 0; 2033: 0; 2034: 0; 2035: 0; 2036: 0; 2037: 0; 2038: 0; 2039: 0; 2040: 0; 2041: 0; 2042: 0; 2043: 0; 2044: 0; 2045: 0; 2046: 0; 2047: 0
F3_Commercial_Small Systems_OR - College_New_Space Heating_Natural Gas | F3 | Commercial | Small Systems | OR - College | New | Space Heating | Natural Gas | Summer Peak Demand (MW) | 2021: 0; 2022: 0; 2023: 0; 2024: 0; 2025: 0; 2026: 0; 2027: 0; 2028: 0; 2029: 0; 2030: 0; 2031: 0; 2032: 0; 2033: 0; 2034: 0; 2035: 0; 2036: 0; 2037: 0; 2038: 0; 2039: 0; 2040: 0; 2041: 0; 2042: 0; 2043: 0; 2044: 0; 2045: 0; 2046: 0; 2047: 0
F4_Commercial_Small Systems_OR - College_New_Space Heating_Natural Gas | F4 | Commercial | Small Systems | OR - College | New | Space Heating | Natural Gas | Winter Peak Demand (MW) | 2021: 0; 2022: 0; 2023: 0; 2024: 0; 2025: 0; 2026: 0; 2027: 0; 2028: 0; 2029: 0; 2030: 0; 2031: 0; 2032: 0; 2033: 0; 2034: 0; 2035: 0; 2036: 0; 2037: 0; 2038: 0; 2039: 0; 2040: 0; 2041: 0; 2042: 0; 2043: 0; 2044: 0; 2045: 0; 2046: 0; 2047: 0
F1_Commercial_Central Systems_OR - College_New_Space Heating_Natural Gas | F1 | Commercial | Central Systems | OR - College | New | Space Heating | Natural Gas | Units | 2021: 0; 2022: 0; 2023: 0; 2024: 0; 2025: 0; 2026: 0; 2027: 0; 2028: 0; 2029: 0; 2030: 0; 2031: 0; 2032: 0; 2033: 0; 2034: 0; 2035: 0; 2036: 0; 2037: 0; 2038: 0; 2039: 0; 2040: 0; 2041: 0; 2042: 0; 2043: 0; 2044: 0; 2045: 0; 2046: 0; 2047: 0
F2_Commercial_Central Systems_OR - College_New_Space Heating_Natural Gas | F2 | Commercial | Central Systems | OR - College | New | Space Heating | Natural Gas | Usage (GWh) | 2021: 0; 2022: 0; 2023: 0; 2024: 0; 2025: 0; 2026: 0; 2027: 0; 2028: 0; 2029: 0; 2030: 0; 2031: 0; 2032: 0; 2033: 0; 2034: 0; 2035: 0; 2036: 0; 2037: 0; 2038: 0; 2039: 0; 2040: 0; 2041: 0; 2042: 0; 2043: 0; 2044: 0; 2045: 0; 2046: 0; 2047: 0
F3_Commercial_Central Systems_OR - College_New_Space Heating_Natural Gas | F3 | Commercial | Central Systems | OR - College | New | Space Heating | Natural Gas | Summer Peak Demand (MW) | 2021: 0; 2022: 0; 2023: 0; 2024: 0; 2025: 0; 2026: 0; 2027: 0; 2028: 0; 2029: 0; 2030: 0; 2031: 0; 2032: 0; 2033: 0; 2034: 0; 2035: 0; 2036: 0; 2037: 0; 2038: 0; 2039: 0; 2040: 0; 2041: 0; 2042: 0; 2043: 0; 2044: 0; 2045: 0; 2046: 0; 2047: 0
F4_Commercial_Central Systems_OR - College_New_Space Heating_Natural Gas | F4 | Commercial | Central Systems | OR - College | New | Space Heating | Natural Gas | Winter Peak Demand (MW) | 2021: 0; 2022: 0; 2023: 0; 2024: 0; 2025: 0; 2026: 0; 2027: 0; 2028: 0; 2029: 0; 2030: 0; 2031: 0; 2032: 0; 2033: 0; 2034: 0; 2035: 0; 2036: 0; 2037: 0; 2038: 0; 2039: 0; 2040: 0; 2041: 0; 2042: 0; 2043: 0; 2044: 0; 2045: 0; 2046: 0; 2047: 0
F1_Commercial_All_OR - Health_Existing_Space Heating_Natural Gas | F1 | Commercial | All | OR - Health | Existing | Space Heating | Natural Gas | Units | 2021: 2327489.7215; 2022: 2327489.7215; 2023: 2327489.7215; 2024: 2327489.7215; 2025: 2327489.7215; 2026: 2327489.7215; 2027: 2327489.7215; 2028: 2327489.7215; 2029: 2327489.7215; 2030: 2327489.7215; 2031: 2327489.7215; 2032: 2327489.7215; 2033: 2327489.7215; 2034: 2327489.7215; 2035: 2327489.7215; 2036: 2327489.7215; 2037: 2327489.7215; 2038: 2327489.7215; 2039: 2327489.7215; 2040: 2327489.7215; 2041: 2327489.7215; 2042: 2327489.7215; 2043: 2327489.7215; 2044: 2327489.7215; 2045: 2327489.7215; 2046: 2327489.7215; 2047: 2327489.7215
F2_Commercial_All_OR - Health_Existing_Space Heating_Natural Gas | F2 | Commercial | All | OR - Health | Existing | Space Heating | Natural Gas | Usage (GWh) | 2021: 1.1179; 2022: 1.1989; 2023: 1.1906; 2024: 1.187; 2025: 1.1834; 2026: 1.1799; 2027: 1.1764; 2028: 1.173; 2029: 1.1697; 2030: 1.1664; 2031: 1.1633; 2032: 1.1602; 2033: 1.1573; 2034: 1.1545; 2035: 1.1518; 2036: 1.1493; 2037: 1.1469; 2038: 1.1446; 2039: 1.1425; 2040: 1.1406; 2041: 1.1388; 2042: 1.1371; 2043: 1.1356; 2044: 1.1343; 2045: 1.133; 2046: 1.1319; 2047: 1.1309
F3_Commercial_All_OR - Health_Existing_Space Heating_Natural Gas | F3 | Commercial | All | OR - Health | Existing | Space Heating | Natural Gas | Summer Peak Demand (MW) | 2021: 0; 2022: 0; 2023: 0; 2024: 0; 2025: 0; 2026: 0; 2027: 0; 2028: 0; 2029: 0; 2030: 0; 2031: 0; 2032: 0; 2033: 0; 2034: 0; 2035: 0; 2036: 0; 2037: 0; 2038: 0; 2039: 0; 2040: 0; 2041: 0; 2042: 0; 2043: 0; 2044: 0; 2045: 0; 2046: 0; 2047: 0
F4_Commercial_All_OR - Health_Existing_Space Heating_Natural Gas | F4 | Commercial | All | OR - Health | Existing | Space Heating | Natural Gas | Winter Peak Demand (MW) | 2021: 0; 2022: 0; 2023: 0; 2024: 0; 2025: 0; 2026: 0; 2027: 0; 2028: 0; 2029: 0; 2030: 0; 2031: 0; 2032: 0; 2033: 0; 2034: 0; 2035: 0; 2036: 0; 2037: 0; 2038: 0; 2039: 0; 2040: 0; 2041: 0; 2042: 0; 2043: 0; 2044: 0; 2045: 0; 2046: 0; 2047: 0
F1_Commercial_All_OR - Health_Existing_Water Heating_Natural Gas | F1 | Commercial | All | OR - Health | Existing | Water Heating | Natural Gas | Units | 2021: 2156031.8356; 2022: 2156031.8356; 2023: 2156031.8356; 2024: 2156031.8356; 2025: 2156031.8356; 2026: 2156031.8356; 2027: 2156031.8356; 2028: 2156031.8356; 2029: 2156031.8356; 2030: 2156031.8356; 2031: 2156031.8356; 2032: 2156031.8356; 2033: 2156031.8356; 2034: 2156031.8356; 2035: 2156031.8356; 2036: 2156031.8356; 2037: 2156031.8356; 2038: 2156031.8356; 2039: 2156031.8356; 2040: 2156031.8356; 2041: 2156031.8356; 2042: 2156031.8356; 2043: 2156031.8356; 2044: 2156031.8356; 2045: 2156031.8356; 2046: 2156031.8356; 2047: 2156031.8356
F2_Commercial_All_OR - Health_Existing_Water Heating_Natural Gas | F2 | Commercial | All | OR - Health | Existing | Water Heating | Natural Gas | Usage (GWh) | 2021: 1.0574; 2022: 1.037; 2023: 1.0189; 2024: 1.0029; 2025: 0.98893; 2026: 0.97673; 2027: 0.96621; 2028: 0.95731; 2029: 0.94993; 2030: 0.94403; 2031: 0.93931; 2032: 0.93553; 2033: 0.93251; 2034: 0.93009; 2035: 0.92816; 2036: 0.92661; 2037: 0.92538; 2038: 0.92439; 2039: 0.9236; 2040: 0.92296; 2041: 0.92245; 2042: 0.92205; 2043: 0.92173; 2044: 0.92147; 2045: 0.92126; 2046: 0.92109; 2047: 0.92096
F3_Commercial_All_OR - Health_Existing_Water Heating_Natural Gas | F3 | Commercial | All | OR - Health | Existing | Water Heating | Natural Gas | Summer Peak Demand (MW) | 2021: 0; 2022: 0; 2023: 0; 2024: 0; 2025: 0; 2026: 0; 2027: 0; 2028: 0; 2029: 0; 2030: 0; 2031: 0; 2032: 0; 2033: 0; 2034: 0; 2035: 0; 2036: 0; 2037: 0; 2038: 0; 2039: 0; 2040: 0; 2041: 0; 2042: 0; 2043: 0; 2044: 0; 2045: 0; 2046: 0; 2047: 0
F4_Commercial_All_OR - Health_Existing_Water Heating_Natural Gas | F4 | Commercial | All | OR - Health | Existing | Water Heating | Natural Gas | Winter Peak Demand (MW) | 2021: 0; 2022: 0; 2023: 0; 2024: 0; 2025: 0; 2026: 0; 2027: 0; 2028: 0; 2029: 0; 2030: 0; 2031: 0; 2032: 0; 2033: 0; 2034: 0; 2035: 0; 2036: 0; 2037: 0; 2038: 0; 2039: 0; 2040: 0; 2041: 0; 2042: 0; 2043: 0; 2044: 0; 2045: 0; 2046: 0; 2047: 0
F1_Commercial_All_OR - Health_Existing_Food Preparation_Natural Gas | F1 | Commercial | All | OR - Health | Existing | Food Preparation | Natural Gas | Units | 2021: 1632024.9719; 2022: 1632024.9719; 2023: 1632024.9719; 2024: 1632024.9719; 2025: 1632024.9719; 2026: 1632024.9719; 2027: 1632024.9719; 2028: 1632024.9719; 2029: 1632024.9719; 2030: 1632024.9719; 2031: 1632024.9719; 2032: 1632024.9719; 2033: 1632024.9719; 2034: 1632024.9719; 2035: 1632024.9719; 2036: 1632024.9719; 2037: 1632024.9719; 2038: 1632024.9719; 2039: 1632024.9719; 2040: 1632024.9719; 2041: 1632024.9719; 2042: 1632024.9719; 2043: 1632024.9719; 2044: 1632024.9719; 2045: 1632024.9719; 2046: 1632024.9719; 2047: 1632024.9719
F2_Commercial_All_OR - Health_Existing_Food Preparation_Natural Gas | F2 | Commercial | All | OR - Health | Existing | Food Preparation | Natural Gas | Usage (GWh) | 2021: 0.43376; 2022: 0.43376; 2023: 0.43376; 2024: 0.43376; 2025: 0.43376; 2026: 0.43376; 2027: 0.43376; 2028: 0.43376; 2029: 0.43376; 2030: 0.43376; 2031: 0.43376; 2032: 0.43376; 2033: 0.43376; 2034: 0.43376; 2035: 0.43376; 2036: 0.43376; 2037: 0.43376; 2038: 0.43376; 2039: 0.43376; 2040: 0.43376; 2041: 0.43376; 2042: 0.43376; 2043: 0.43376; 2044: 0.43376; 2045: 0.43376; 2046: 0.43376; 2047: 0.43376
F3_Commercial_All_OR - Health_Existing_Food Preparation_Natural Gas | F3 | Commercial | All | OR - Health | Existing | Food Preparation | Natural Gas | Summer Peak Demand (MW) | 2021: 0; 2022: 0; 2023: 0; 2024: 0; 2025: 0; 2026: 0; 2027: 0; 2028: 0; 2029: 0; 2030: 0; 2031: 0; 2032: 0; 2033: 0; 2034: 0; 2035: 0; 2036: 0; 2037: 0; 2038: 0; 2039: 0; 2040: 0; 2041: 0; 2042: 0; 2043: 0; 2044: 0; 2045: 0; 2046: 0; 2047: 0
F4_Commercial_All_OR - Health_Existing_Food Preparation_Natural Gas | F4 | Commercial | All | OR - Health | Existing | Food Preparation | Natural Gas | Winter Peak Demand (MW) | 2021: 0; 2022: 0; 2023: 0; 2024: 0; 2025: 0; 2026: 0; 2027: 0; 2028: 0; 2029: 0; 2030: 0; 2031: 0; 2032: 0; 2033: 0; 2034: 0; 2035: 0; 2036: 0; 2037: 0; 2038: 0; 2039: 0; 2040: 0; 2041: 0; 2042: 0; 2043: 0; 2044: 0; 2045: 0; 2046: 0; 2047: 0
F1_Commercial_All_OR - Health_Existing_Miscellaneous_Natural Gas | F1 | Commercial | All | OR - Health | Existing | Miscellaneous | Natural Gas | Units | 2021: 2662859.902; 2022: 2662859.902; 2023: 2662859.902; 2024: 2662859.902; 2025: 2662859.902; 2026: 2662859.902; 2027: 2662859.902; 2028: 2662859.902; 2029: 2662859.902; 2030: 2662859.902; 2031: 2662859.902; 2032: 2662859.902; 2033: 2662859.902; 2034: 2662859.902; 2035: 2662859.902; 2036: 2662859.902; 2037: 2662859.902; 2038: 2662859.902; 2039: 2662859.902; 2040: 2662859.902; 2041: 2662859.902; 2042: 2662859.902; 2043: 2662859.902; 2044: 2662859.902; 2045: 2662859.902; 2046: 2662859.902; 2047: 2662859.902
F2_Commercial_All_OR - Health_Existing_Miscellaneous_Natural Gas | F2 | Commercial | All | OR - Health | Existing | Miscellaneous | Natural Gas | Usage (GWh) | 2021: 0.014155; 2022: 0.014155; 2023: 0.014155; 2024: 0.014155; 2025: 0.014155; 2026: 0.014155; 2027: 0.014155; 2028: 0.014155; 2029: 0.014155; 2030: 0.014155; 2031: 0.014155; 2032: 0.014155; 2033: 0.014155; 2034: 0.014155; 2035: 0.014155; 2036: 0.014155; 2037: 0.014155; 2038: 0.014155; 2039: 0.014155; 2040: 0.014155; 2041: 0.014155; 2042: 0.014155; 2043: 0.014155; 2044: 0.014155; 2045: 0.014155; 2046: 0.014155; 2047: 0.014155
F3_Commercial_All_OR - Health_Existing_Miscellaneous_Natural Gas | F3 | Commercial | All | OR - Health | Existing | Miscellaneous | Natural Gas | Summer Peak Demand (MW) | 2021: 0; 2022: 0; 2023: 0; 2024: 0; 2025: 0; 2026: 0; 2027: 0; 2028: 0; 2029: 0; 2030: 0; 2031: 0; 2032: 0; 2033: 0; 2034: 0; 2035: 0; 2036: 0; 2037: 0; 2038: 0; 2039: 0; 2040: 0; 2041: 0; 2042: 0; 2043: 0; 2044: 0; 2045: 0; 2046: 0; 2047: 0
F4_Commercial_All_OR - Health_Existing_Miscellaneous_Natural Gas | F4 | Commercial | All | OR - Health | Existing | Miscellaneous | Natural Gas | Winter Peak Demand (MW) | 2021: 0; 2022: 0; 2023: 0; 2024: 0; 2025: 0; 2026: 0; 2027: 0; 2028: 0; 2029: 0; 2030: 0; 2031: 0; 2032: 0; 2033: 0; 2034: 0; 2035: 0; 2036: 0; 2037: 0; 2038: 0; 2039: 0; 2040: 0; 2041: 0; 2042: 0; 2043: 0; 2044: 0; 2045: 0; 2046: 0; 2047: 0
F1_Commercial_Market_OR - Health_Existing_Space Heating_Natural Gas | F1 | Commercial | Market | OR - Health | Existing | Space Heating | Natural Gas | Units | 2021: 2662859.902; 2022: 2662859.902; 2023: 2662859.902; 2024: 2662859.902; 2025: 2662859.902; 2026: 2662859.902; 2027: 2662859.902; 2028: 2662859.902; 2029: 2662859.902; 2030: 2662859.902; 2031: 2662859.902; 2032: 2662859.902; 2033: 2662859.902; 2034: 2662859.902; 2035: 2662859.902; 2036: 2662859.902; 2037: 2662859.902; 2038: 2662859.902; 2039: 2662859.902; 2040: 2662859.902; 2041: 2662859.902; 2042: 2662859.902; 2043: 2662859.902; 2044: 2662859.902; 2045: 2662859.902; 2046: 2662859.902; 2047: 2662859.902
F2_Commercial_Market_OR - Health_Existing_Space Heating_Natural Gas | F2 | Commercial | Market | OR - Health | Existing | Space Heating | Natural Gas | Usage (GWh) | 2021: 1.1179; 2022: 1.1989; 2023: 1.1906; 2024: 1.187; 2025: 1.1834; 2026: 1.1799; 2027: 1.1764; 2028: 1.173; 2029: 1.1697; 2030: 1.1664; 2031: 1.1633; 2032: 1.1602; 2033: 1.1573; 2034: 1.1545; 2035: 1.1518; 2036: 1.1493; 2037: 1.1469; 2038: 1.1446; 2039: 1.1425; 2040: 1.1406; 2041: 1.1388; 2042: 1.1371; 2043: 1.1356; 2044: 1.1343; 2045: 1.133; 2046: 1.1319; 2047: 1.1309
F3_Commercial_Market_OR - Health_Existing_Space Heating_Natural Gas | F3 | Commercial | Market | OR - Health | Existing | Space Heating | Natural Gas | Summer Peak Demand (MW) | 2021: 0; 2022: 0; 2023: 0; 2024: 0; 2025: 0; 2026: 0; 2027: 0; 2028: 0; 2029: 0; 2030: 0; 2031: 0; 2032: 0; 2033: 0; 2034: 0; 2035: 0; 2036: 0; 2037: 0; 2038: 0; 2039: 0; 2040: 0; 2041: 0; 2042: 0; 2043: 0; 2044: 0; 2045: 0; 2046: 0; 2047: 0
F4_Commercial_Market_OR - Health_Existing_Space Heating_Natural Gas | F4 | Commercial | Market | OR - Health | Existing | Space Heating | Natural Gas | Winter Peak Demand (MW) | 2021: 0; 2022: 0; 2023: 0; 2024: 0; 2025: 0; 2026: 0; 2027: 0; 2028: 0; 2029: 0; 2030: 0; 2031: 0; 2032: 0; 2033: 0; 2034: 0; 2035: 0; 2036: 0; 2037: 0; 2038: 0; 2039: 0; 2040: 0; 2041: 0; 2042: 0; 2043: 0; 2044: 0; 2045: 0; 2046: 0; 2047: 0
F1_Commercial_Market_OR - Health_Existing_Water Heating_Natural Gas | F1 | Commercial | Market | OR - Health | Existing | Water Heating | Natural Gas | Units | 2021: 2662859.902; 2022: 2662859.902; 2023: 2662859.902; 2024: 2662859.902; 2025: 2662859.902; 2026: 2662859.902; 2027: 2662859.902; 2028: 2662859.902; 2029: 2662859.902; 2030: 2662859.902; 2031: 2662859.902; 2032: 2662859.902; 2033: 2662859.902; 2034: 2662859.902; 2035: 2662859.902; 2036: 2662859.902; 2037: 2662859.902; 2038: 2662859.902; 2039: 2662859.902; 2040: 2662859.902; 2041: 2662859.902; 2042: 2662859.902; 2043: 2662859.902; 2044: 2662859.902; 2045: 2662859.902; 2046: 2662859.902; 2047: 2662859.902
F2_Commercial_Market_OR - Health_Existing_Water Heating_Natural Gas | F2 | Commercial | Market | OR - Health | Existing | Water Heating | Natural Gas | Usage (GWh) | 2021: 1.0574; 2022: 1.037; 2023: 1.0189; 2024: 1.0029; 2025: 0.98893; 2026: 0.97673; 2027: 0.96621; 2028: 0.95731; 2029: 0.94993; 2030: 0.94403; 2031: 0.93931; 2032: 0.93553; 2033: 0.93251; 2034: 0.93009; 2035: 0.92816; 2036: 0.92661; 2037: 0.92538; 2038: 0.92439; 2039: 0.9236; 2040: 0.92296; 2041: 0.92245; 2042: 0.92205; 2043: 0.92173; 2044: 0.92147; 2045: 0.92126; 2046: 0.92109; 2047: 0.92096
F3_Commercial_Market_OR - Health_Existing_Water Heating_Natural Gas | F3 | Commercial | Market | OR - Health | Existing | Water Heating | Natural Gas | Summer Peak Demand (MW) | 2021: 0; 2022: 0; 2023: 0; 2024: 0; 2025: 0; 2026: 0; 2027: 0; 2028: 0; 2029: 0; 2030: 0; 2031: 0; 2032: 0; 2033: 0; 2034: 0; 2035: 0; 2036: 0; 2037: 0; 2038: 0; 2039: 0; 2040: 0; 2041: 0; 2042: 0; 2043: 0; 2044: 0; 2045: 0; 2046: 0; 2047: 0
F4_Commercial_Market_OR - Health_Existing_Water Heating_Natural Gas | F4 | Commercial | Market | OR - Health | Existing | Water Heating | Natural Gas | Winter Peak Demand (MW) | 2021: 0; 2022: 0; 2023: 0; 2024: 0; 2025: 0; 2026: 0; 2027: 0; 2028: 0; 2029: 0; 2030: 0; 2031: 0; 2032: 0; 2033: 0; 2034: 0; 2035: 0; 2036: 0; 2037: 0; 2038: 0; 2039: 0; 2040: 0; 2041: 0; 2042: 0; 2043: 0; 2044: 0; 2045: 0; 2046: 0; 2047: 0
F1_Commercial_Market_OR - Health_Existing_Food Preparation_Natural Gas | F1 | Commercial | Market | OR - Health | Existing | Food Preparation | Natural Gas | Units | 2021: 2662859.902; 2022: 2662859.902; 2023: 2662859.902; 2024: 2662859.902; 2025: 2662859.902; 2026: 2662859.902; 2027: 2662859.902; 2028: 2662859.902; 2029: 2662859.902; 2030: 2662859.902; 2031: 2662859.902; 2032: 2662859.902; 2033: 2662859.902; 2034: 2662859.902; 2035: 2662859.902; 2036: 2662859.902; 2037: 2662859.902; 2038: 2662859.902; 2039: 2662859.902; 2040: 2662859.902; 2041: 2662859.902; 2042: 2662859.902; 2043: 2662859.902; 2044: 2662859.902; 2045: 2662859.902; 2046: 2662859.902; 2047: 2662859.902
F2_Commercial_Market_OR - Health_Existing_Food Preparation_Natural Gas | F2 | Commercial | Market | OR - Health | Existing | Food Preparation | Natural Gas | Usage (GWh) | 2021: 0.43376; 2022: 0.43376; 2023: 0.43376; 2024: 0.43376; 2025: 0.43376; 2026: 0.43376; 2027: 0.43376; 2028: 0.43376; 2029: 0.43376; 2030: 0.43376; 2031: 0.43376; 2032: 0.43376; 2033: 0.43376; 2034: 0.43376; 2035: 0.43376; 2036: 0.43376; 2037: 0.43376; 2038: 0.43376; 2039: 0.43376; 2040: 0.43376; 2041: 0.43376; 2042: 0.43376; 2043: 0.43376; 2044: 0.43376; 2045: 0.43376; 2046: 0.43376; 2047: 0.43376
F3_Commercial_Market_OR - Health_Existing_Food Preparation_Natural Gas | F3 | Commercial | Market | OR - Health | Existing | Food Preparation | Natural Gas | Summer Peak Demand (MW) | 2021: 0; 2022: 0; 2023: 0; 2024: 0; 2025: 0; 2026: 0; 2027: 0; 2028: 0; 2029: 0; 2030: 0; 2031: 0; 2032: 0; 2033: 0; 2034: 0; 2035: 0; 2036: 0; 2037: 0; 2038: 0; 2039: 0; 2040: 0; 2041: 0; 2042: 0; 2043: 0; 2044: 0; 2045: 0; 2046: 0; 2047: 0
F4_Commercial_Market_OR - Health_Existing_Food Preparation_Natural Gas | F4 | Commercial | Market | OR - Health | Existing | Food Preparation | Natural Gas | Winter Peak Demand (MW) | 2021: 0; 2022: 0; 2023: 0; 2024: 0; 2025: 0; 2026: 0; 2027: 0; 2028: 0; 2029: 0; 2030: 0; 2031: 0; 2032: 0; 2033: 0; 2034: 0; 2035: 0; 2036: 0; 2037: 0; 2038: 0; 2039: 0; 2040: 0; 2041: 0; 2042: 0; 2043: 0; 2044: 0; 2045: 0; 2046: 0; 2047: 0
F1_Commercial_Market_OR - Health_Existing_Miscellaneous_Natural Gas | F1 | Commercial | Market | OR - Health | Existing | Miscellaneous | Natural Gas | Units | 2021: 2662859.902; 2022: 2662859.902; 2023: 2662859.902; 2024: 2662859.902; 2025: 2662859.902; 2026: 2662859.902; 2027: 2662859.902; 2028: 2662859.902; 2029: 2662859.902; 2030: 2662859.902; 2031: 2662859.902; 2032: 2662859.902; 2033: 2662859.902; 2034: 2662859.902; 2035: 2662859.902; 2036: 2662859.902; 2037: 2662859.902; 2038: 2662859.902; 2039: 2662859.902; 2040: 2662859.902; 2041: 2662859.902; 2042: 2662859.902; 2043: 2662859.902; 2044: 2662859.902; 2045: 2662859.902; 2046: 2662859.902; 2047: 2662859.902
F2_Commercial_Market_OR - Health_Existing_Miscellaneous_Natural Gas | F2 | Commercial | Market | OR - Health | Existing | Miscellaneous | Natural Gas | Usage (GWh) | 2021: 0.014155; 2022: 0.014155; 2023: 0.014155; 2024: 0.014155; 2025: 0.014155; 2026: 0.014155; 2027: 0.014155; 2028: 0.014155; 2029: 0.014155; 2030: 0.014155; 2031: 0.014155; 2032: 0.014155; 2033: 0.014155; 2034: 0.014155; 2035: 0.014155; 2036: 0.014155; 2037: 0.014155; 2038: 0.014155; 2039: 0.014155; 2040: 0.014155; 2041: 0.014155; 2042: 0.014155; 2043: 0.014155; 2044: 0.014155; 2045: 0.014155; 2046: 0.014155; 2047: 0.014155
F3_Commercial_Market_OR - Health_Existing_Miscellaneous_Natural Gas | F3 | Commercial | Market | OR - Health | Existing | Miscellaneous | Natural Gas | Summer Peak Demand (MW) | 2021: 0; 2022: 0; 2023: 0; 2024: 0; 2025: 0; 2026: 0; 2027: 0; 2028: 0; 2029: 0; 2030: 0; 2031: 0; 2032: 0; 2033: 0; 2034: 0; 2035: 0; 2036: 0; 2037: 0; 2038: 0; 2039: 0; 2040: 0; 2041: 0; 2042: 0; 2043: 0; 2044: 0; 2045: 0; 2046: 0; 2047: 0
F4_Commercial_Market_OR - Health_Existing_Miscellaneous_Natural Gas | F4 | Commercial | Market | OR - Health | Existing | Miscellaneous | Natural Gas | Winter Peak Demand (MW) | 2021: 0; 2022: 0; 2023: 0; 2024: 0; 2025: 0; 2026: 0; 2027: 0; 2028: 0; 2029: 0; 2030: 0; 2031: 0; 2032: 0; 2033: 0; 2034: 0; 2035: 0; 2036: 0; 2037: 0; 2038: 0; 2039: 0; 2040: 0; 2041: 0; 2042: 0; 2043: 0; 2044: 0; 2045: 0; 2046: 0; 2047: 0
F1_Commercial_Small Systems_OR - Health_Existing_Space Heating_Natural Gas | F1 | Commercial | Small Systems | OR - Health | Existing | Space Heating | Natural Gas | Units | 2021: 0; 2022: 0; 2023: 0; 2024: 0; 2025: 0; 2026: 0; 2027: 0; 2028: 0; 2029: 0; 2030: 0; 2031: 0; 2032: 0; 2033: 0; 2034: 0; 2035: 0; 2036: 0; 2037: 0; 2038: 0; 2039: 0; 2040: 0; 2041: 0; 2042: 0; 2043: 0; 2044: 0; 2045: 0; 2046: 0; 2047: 0
F2_Commercial_Small Systems_OR - Health_Existing_Space Heating_Natural Gas | F2 | Commercial | Small Systems | OR - Health | Existing | Space Heating | Natural Gas | Usage (GWh) | 2021: 0; 2022: 0; 2023: 0; 2024: 0; 2025: 0; 2026: 0; 2027: 0; 2028: 0; 2029: 0; 2030: 0; 2031: 0; 2032: 0; 2033: 0; 2034: 0; 2035: 0; 2036: 0; 2037: 0; 2038: 0; 2039: 0; 2040: 0; 2041: 0; 2042: 0; 2043: 0; 2044: 0; 2045: 0; 2046: 0; 2047: 0
F3_Commercial_Small Systems_OR - Health_Existing_Space Heating_Natural Gas | F3 | Commercial | Small Systems | OR - Health | Existing | Space Heating | Natural Gas | Summer Peak Demand (MW) | 2021: 0; 2022: 0; 2023: 0; 2024: 0; 2025: 0; 2026: 0; 2027: 0; 2028: 0; 2029: 0; 2030: 0; 2031: 0; 2032: 0; 2033: 0; 2034: 0; 2035: 0; 2036: 0; 2037: 0; 2038: 0; 2039: 0; 2040: 0; 2041: 0; 2042: 0; 2043: 0; 2044: 0; 2045: 0; 2046: 0; 2047: 0
F4_Commercial_Small Systems_OR - Health_Existing_Space Heating_Natural Gas | F4 | Commercial | Small Systems | OR - Health | Existing | Space Heating | Natural Gas | Winter Peak Demand (MW) | 2021: 0; 2022: 0; 2023: 0; 2024: 0; 2025: 0; 2026: 0; 2027: 0; 2028: 0; 2029: 0; 2030: 0; 2031: 0; 2032: 0; 2033: 0; 2034: 0; 2035: 0; 2036: 0; 2037: 0; 2038: 0; 2039: 0; 2040: 0; 2041: 0; 2042: 0; 2043: 0; 2044: 0; 2045: 0; 2046: 0; 2047: 0
F1_Commercial_Central Systems_OR - Health_Existing_Space Heating_Natural Gas | F1 | Commercial | Central Systems | OR - Health | Existing | Space Heating | Natural Gas | Units | 2021: 2327489.7215; 2022: 2327489.7215; 2023: 2327489.7215; 2024: 2327489.7215; 2025: 2327489.7215; 2026: 2327489.7215; 2027: 2327489.7215; 2028: 2327489.7215; 2029: 2327489.7215; 2030: 2327489.7215; 2031: 2327489.7215; 2032: 2327489.7215; 2033: 2327489.7215; 2034: 2327489.7215; 2035: 2327489.7215; 2036: 2327489.7215; 2037: 2327489.7215; 2038: 2327489.7215; 2039: 2327489.7215; 2040: 2327489.7215; 2041: 2327489.7215; 2042: 2327489.7215; 2043: 2327489.7215; 2044: 2327489.7215; 2045: 2327489.7215; 2046: 2327489.7215; 2047: 2327489.7215
F2_Commercial_Central Systems_OR - Health_Existing_Space Heating_Natural Gas | F2 | Commercial | Central Systems | OR - Health | Existing | Space Heating | Natural Gas | Usage (GWh) | 2021: 1.1179; 2022: 1.1989; 2023: 1.1906; 2024: 1.187; 2025: 1.1834; 2026: 1.1799; 2027: 1.1764; 2028: 1.173; 2029: 1.1697; 2030: 1.1664; 2031: 1.1633; 2032: 1.1602; 2033: 1.1573; 2034: 1.1545; 2035: 1.1518; 2036: 1.1493; 2037: 1.1469; 2038: 1.1446; 2039: 1.1425; 2040: 1.1406; 2041: 1.1388; 2042: 1.1371; 2043: 1.1356; 2044: 1.1343; 2045: 1.133; 2046: 1.1319; 2047: 1.1309
F3_Commercial_Central Systems_OR - Health_Existing_Space Heating_Natural Gas | F3 | Commercial | Central Systems | OR - Health | Existing | Space Heating | Natural Gas | Summer Peak Demand (MW) | 2021: 0; 2022: 0; 2023: 0; 2024: 0; 2025: 0; 2026: 0; 2027: 0; 2028: 0; 2029: 0; 2030: 0; 2031: 0; 2032: 0; 2033: 0; 2034: 0; 2035: 0; 2036: 0; 2037: 0; 2038: 0; 2039: 0; 2040: 0; 2041: 0; 2042: 0; 2043: 0; 2044: 0; 2045: 0; 2046: 0; 2047: 0
F4_Commercial_Central Systems_OR - Health_Existing_Space Heating_Natural Gas | F4 | Commercial | Central Systems | OR - Health | Existing | Space Heating | Natural Gas | Winter Peak Demand (MW) | 2021: 0; 2022: 0; 2023: 0; 2024: 0; 2025: 0; 2026: 0; 2027: 0; 2028: 0; 2029: 0; 2030: 0; 2031: 0; 2032: 0; 2033: 0; 2034: 0; 2035: 0; 2036: 0; 2037: 0; 2038: 0; 2039: 0; 2040: 0; 2041: 0; 2042: 0; 2043: 0; 2044: 0; 2045: 0; 2046: 0; 2047: 0
F1_Commercial_All_OR - Health_New_Space Heating_Natural Gas | F1 | Commercial | All | OR - Health | New | Space Heating | Natural Gas | Units | 2021: 0; 2022: 0; 2023: 0; 2024: 0; 2025: 0; 2026: 0; 2027: 0; 2028: 0; 2029: 0; 2030: 0; 2031: 0; 2032: 0; 2033: 0; 2034: 0; 2035: 0; 2036: 0; 2037: 0; 2038: 0; 2039: 0; 2040: 0; 2041: 0; 2042: 0; 2043: 0; 2044: 0; 2045: 0; 2046: 0; 2047: 0
F2_Commercial_All_OR - Health_New_Space Heating_Natural Gas | F2 | Commercial | All | OR - Health | New | Space Heating | Natural Gas | Usage (GWh) | 2021: 0; 2022: 0; 2023: 0; 2024: 0; 2025: 0; 2026: 0; 2027: 0; 2028: 0; 2029: 0; 2030: 0; 2031: 0; 2032: 0; 2033: 0; 2034: 0; 2035: 0; 2036: 0; 2037: 0; 2038: 0; 2039: 0; 2040: 0; 2041: 0; 2042: 0; 2043: 0; 2044: 0; 2045: 0; 2046: 0; 2047: 0
F3_Commercial_All_OR - Health_New_Space Heating_Natural Gas | F3 | Commercial | All | OR - Health | New | Space Heating | Natural Gas | Summer Peak Demand (MW) | 2021: 0; 2022: 0; 2023: 0; 2024: 0; 2025: 0; 2026: 0; 2027: 0; 2028: 0; 2029: 0; 2030: 0; 2031: 0; 2032: 0; 2033: 0; 2034: 0; 2035: 0; 2036: 0; 2037: 0; 2038: 0; 2039: 0; 2040: 0; 2041: 0; 2042: 0; 2043: 0; 2044: 0; 2045: 0; 2046: 0; 2047: 0
F4_Commercial_All_OR - Health_New_Space Heating_Natural Gas | F4 | Commercial | All | OR - Health | New | Space Heating | Natural Gas | Winter Peak Demand (MW) | 2021: 0; 2022: 0; 2023: 0; 2024: 0; 2025: 0; 2026: 0; 2027: 0; 2028: 0; 2029: 0; 2030: 0; 2031: 0; 2032: 0; 2033: 0; 2034: 0; 2035: 0; 2036: 0; 2037: 0; 2038: 0; 2039: 0; 2040: 0; 2041: 0; 2042: 0; 2043: 0; 2044: 0; 2045: 0; 2046: 0; 2047: 0
F1_Commercial_All_OR - Health_New_Water Heating_Natural Gas | F1 | Commercial | All | OR - Health | New | Water Heating | Natural Gas | Units | 2021: 0; 2022: 0; 2023: 0; 2024: 0; 2025: 0; 2026: 0; 2027: 0; 2028: 0; 2029: 0; 2030: 0; 2031: 0; 2032: 0; 2033: 0; 2034: 0; 2035: 0; 2036: 0; 2037: 0; 2038: 0; 2039: 0; 2040: 0; 2041: 0; 2042: 0; 2043: 0; 2044: 0; 2045: 0; 2046: 0; 2047: 0
F2_Commercial_All_OR - Health_New_Water Heating_Natural Gas | F2 | Commercial | All | OR - Health | New | Water Heating | Natural Gas | Usage (GWh) | 2021: 0; 2022: 0; 2023: 0; 2024: 0; 2025: 0; 2026: 0; 2027: 0; 2028: 0; 2029: 0; 2030: 0; 2031: 0; 2032: 0; 2033: 0; 2034: 0; 2035: 0; 2036: 0; 2037: 0; 2038: 0; 2039: 0; 2040: 0; 2041: 0; 2042: 0; 2043: 0; 2044: 0; 2045: 0; 2046: 0; 2047: 0
F3_Commercial_All_OR - Health_New_Water Heating_Natural Gas | F3 | Commercial | All | OR - Health | New | Water Heating | Natural Gas | Summer Peak Demand (MW) | 2021: 0; 2022: 0; 2023: 0; 2024: 0; 2025: 0; 2026: 0; 2027: 0; 2028: 0; 2029: 0; 2030: 0; 2031: 0; 2032: 0; 2033: 0; 2034: 0; 2035: 0; 2036: 0; 2037: 0; 2038: 0; 2039: 0; 2040: 0; 2041: 0; 2042: 0; 2043: 0; 2044: 0; 2045: 0; 2046: 0; 2047: 0
F4_Commercial_All_OR - Health_New_Water Heating_Natural Gas | F4 | Commercial | All | OR - Health | New | Water Heating | Natural Gas | Winter Peak Demand (MW) | 2021: 0; 2022: 0; 2023: 0; 2024: 0; 2025: 0; 2026: 0; 2027: 0; 2028: 0; 2029: 0; 2030: 0; 2031: 0; 2032: 0; 2033: 0; 2034: 0; 2035: 0; 2036: 0; 2037: 0; 2038: 0; 2039: 0; 2040: 0; 2041: 0; 2042: 0; 2043: 0; 2044: 0; 2045: 0; 2046: 0; 2047: 0
F1_Commercial_All_OR - Health_New_Food Preparation_Natural Gas | F1 | Commercial | All | OR - Health | New | Food Preparation | Natural Gas | Units | 2021: 0; 2022: 0; 2023: 0; 2024: 0; 2025: 0; 2026: 0; 2027: 0; 2028: 0; 2029: 0; 2030: 0; 2031: 0; 2032: 0; 2033: 0; 2034: 0; 2035: 0; 2036: 0; 2037: 0; 2038: 0; 2039: 0; 2040: 0; 2041: 0; 2042: 0; 2043: 0; 2044: 0; 2045: 0; 2046: 0; 2047: 0
F2_Commercial_All_OR - Health_New_Food Preparation_Natural Gas | F2 | Commercial | All | OR - Health | New | Food Preparation | Natural Gas | Usage (GWh) | 2021: 0; 2022: 0; 2023: 0; 2024: 0; 2025: 0; 2026: 0; 2027: 0; 2028: 0; 2029: 0; 2030: 0; 2031: 0; 2032: 0; 2033: 0; 2034: 0; 2035: 0; 2036: 0; 2037: 0; 2038: 0; 2039: 0; 2040: 0; 2041: 0; 2042: 0; 2043: 0; 2044: 0; 2045: 0; 2046: 0; 2047: 0
F3_Commercial_All_OR - Health_New_Food Preparation_Natural Gas | F3 | Commercial | All | OR - Health | New | Food Preparation | Natural Gas | Summer Peak Demand (MW) | 2021: 0; 2022: 0; 2023: 0; 2024: 0; 2025: 0; 2026: 0; 2027: 0; 2028: 0; 2029: 0; 2030: 0; 2031: 0; 2032: 0; 2033: 0; 2034: 0; 2035: 0; 2036: 0; 2037: 0; 2038: 0; 2039: 0; 2040: 0; 2041: 0; 2042: 0; 2043: 0; 2044: 0; 2045: 0; 2046: 0; 2047: 0
F4_Commercial_All_OR - Health_New_Food Preparation_Natural Gas | F4 | Commercial | All | OR - Health | New | Food Preparation | Natural Gas | Winter Peak Demand (MW) | 2021: 0; 2022: 0; 2023: 0; 2024: 0; 2025: 0; 2026: 0; 2027: 0; 2028: 0; 2029: 0; 2030: 0; 2031: 0; 2032: 0; 2033: 0; 2034: 0; 2035: 0; 2036: 0; 2037: 0; 2038: 0; 2039: 0; 2040: 0; 2041: 0; 2042: 0; 2043: 0; 2044: 0; 2045: 0; 2046: 0; 2047: 0
F1_Commercial_All_OR - Health_New_Miscellaneous_Natural Gas | F1 | Commercial | All | OR - Health | New | Miscellaneous | Natural Gas | Units | 2021: 0; 2022: 0; 2023: 0; 2024: 0; 2025: 0; 2026: 0; 2027: 0; 2028: 0; 2029: 0; 2030: 0; 2031: 0; 2032: 0; 2033: 0; 2034: 0; 2035: 0; 2036: 0; 2037: 0; 2038: 0; 2039: 0; 2040: 0; 2041: 0; 2042: 0; 2043: 0; 2044: 0; 2045: 0; 2046: 0; 2047: 0
F2_Commercial_All_OR - Health_New_Miscellaneous_Natural Gas | F2 | Commercial | All | OR - Health | New | Miscellaneous | Natural Gas | Usage (GWh) | 2021: 0; 2022: 0; 2023: 0; 2024: 0; 2025: 0; 2026: 0; 2027: 0; 2028: 0; 2029: 0; 2030: 0; 2031: 0; 2032: 0; 2033: 0; 2034: 0; 2035: 0; 2036: 0; 2037: 0; 2038: 0; 2039: 0; 2040: 0; 2041: 0; 2042: 0; 2043: 0; 2044: 0; 2045: 0; 2046: 0; 2047: 0
F3_Commercial_All_OR - Health_New_Miscellaneous_Natural Gas | F3 | Commercial | All | OR - Health | New | Miscellaneous | Natural Gas | Summer Peak Demand (MW) | 2021: 0; 2022: 0; 2023: 0; 2024: 0; 2025: 0; 2026: 0; 2027: 0; 2028: 0; 2029: 0; 2030: 0; 2031: 0; 2032: 0; 2033: 0; 2034: 0; 2035: 0; 2036: 0; 2037: 0; 2038: 0; 2039: 0; 2040: 0; 2041: 0; 2042: 0; 2043: 0; 2044: 0; 2045: 0; 2046: 0; 2047: 0
F4_Commercial_All_OR - Health_New_Miscellaneous_Natural Gas | F4 | Commercial | All | OR - Health | New | Miscellaneous | Natural Gas | Winter Peak Demand (MW) | 2021: 0; 2022: 0; 2023: 0; 2024: 0; 2025: 0; 2026: 0; 2027: 0; 2028: 0; 2029: 0; 2030: 0; 2031: 0; 2032: 0; 2033: 0; 2034: 0; 2035: 0; 2036: 0; 2037: 0; 2038: 0; 2039: 0; 2040: 0; 2041: 0; 2042: 0; 2043: 0; 2044: 0; 2045: 0; 2046: 0; 2047: 0
F1_Commercial_Market_OR - Health_New_Space Heating_Natural Gas | F1 | Commercial | Market | OR - Health | New | Space Heating | Natural Gas | Units | 2021: 0; 2022: 0; 2023: 0; 2024: 0; 2025: 0; 2026: 0; 2027: 0; 2028: 0; 2029: 0; 2030: 0; 2031: 0; 2032: 0; 2033: 0; 2034: 0; 2035: 0; 2036: 0; 2037: 0; 2038: 0; 2039: 0; 2040: 0; 2041: 0; 2042: 0; 2043: 0; 2044: 0; 2045: 0; 2046: 0; 2047: 0
F2_Commercial_Market_OR - Health_New_Space Heating_Natural Gas | F2 | Commercial | Market | OR - Health | New | Space Heating | Natural Gas | Usage (GWh) | 2021: 0; 2022: 0; 2023: 0; 2024: 0; 2025: 0; 2026: 0; 2027: 0; 2028: 0; 2029: 0; 2030: 0; 2031: 0; 2032: 0; 2033: 0; 2034: 0; 2035: 0; 2036: 0; 2037: 0; 2038: 0; 2039: 0; 2040: 0; 2041: 0; 2042: 0; 2043: 0; 2044: 0; 2045: 0; 2046: 0; 2047: 0
F3_Commercial_Market_OR - Health_New_Space Heating_Natural Gas | F3 | Commercial | Market | OR - Health | New | Space Heating | Natural Gas | Summer Peak Demand (MW) | 2021: 0; 2022: 0; 2023: 0; 2024: 0; 2025: 0; 2026: 0; 2027: 0; 2028: 0; 2029: 0; 2030: 0; 2031: 0; 2032: 0; 2033: 0; 2034: 0; 2035: 0; 2036: 0; 2037: 0; 2038: 0; 2039: 0; 2040: 0; 2041: 0; 2042: 0; 2043: 0; 2044: 0; 2045: 0; 2046: 0; 2047: 0
F4_Commercial_Market_OR - Health_New_Space Heating_Natural Gas | F4 | Commercial | Market | OR - Health | New | Space Heating | Natural Gas | Winter Peak Demand (MW) | 2021: 0; 2022: 0; 2023: 0; 2024: 0; 2025: 0; 2026: 0; 2027: 0; 2028: 0; 2029: 0; 2030: 0; 2031: 0; 2032: 0; 2033: 0; 2034: 0; 2035: 0; 2036: 0; 2037: 0; 2038: 0; 2039: 0; 2040: 0; 2041: 0; 2042: 0; 2043: 0; 2044: 0; 2045: 0; 2046: 0; 2047: 0
F1_Commercial_Market_OR - Health_New_Water Heating_Natural Gas | F1 | Commercial | Market | OR - Health | New | Water Heating | Natural Gas | Units | 2021: 0; 2022: 0; 2023: 0; 2024: 0; 2025: 0; 2026: 0; 2027: 0; 2028: 0; 2029: 0; 2030: 0; 2031: 0; 2032: 0; 2033: 0; 2034: 0; 2035: 0; 2036: 0; 2037: 0; 2038: 0; 2039: 0; 2040: 0; 2041: 0; 2042: 0; 2043: 0; 2044: 0; 2045: 0; 2046: 0; 2047: 0
F2_Commercial_Market_OR - Health_New_Water Heating_Natural Gas | F2 | Commercial | Market | OR - Health | New | Water Heating | Natural Gas | Usage (GWh) | 2021: 0; 2022: 0; 2023: 0; 2024: 0; 2025: 0; 2026: 0; 2027: 0; 2028: 0; 2029: 0; 2030: 0; 2031: 0; 2032: 0; 2033: 0; 2034: 0; 2035: 0; 2036: 0; 2037: 0; 2038: 0; 2039: 0; 2040: 0; 2041: 0; 2042: 0; 2043: 0; 2044: 0; 2045: 0; 2046: 0; 2047: 0
F3_Commercial_Market_OR - Health_New_Water Heating_Natural Gas | F3 | Commercial | Market | OR - Health | New | Water Heating | Natural Gas | Summer Peak Demand (MW) | 2021: 0; 2022: 0; 2023: 0; 2024: 0; 2025: 0; 2026: 0; 2027: 0; 2028: 0; 2029: 0; 2030: 0; 2031: 0; 2032: 0; 2033: 0; 2034: 0; 2035: 0; 2036: 0; 2037: 0; 2038: 0; 2039: 0; 2040: 0; 2041: 0; 2042: 0; 2043: 0; 2044: 0; 2045: 0; 2046: 0; 2047: 0
F4_Commercial_Market_OR - Health_New_Water Heating_Natural Gas | F4 | Commercial | Market | OR - Health | New | Water Heating | Natural Gas | Winter Peak Demand (MW) | 2021: 0; 2022: 0; 2023: 0; 2024: 0; 2025: 0; 2026: 0; 2027: 0; 2028: 0; 2029: 0; 2030: 0; 2031: 0; 2032: 0; 2033: 0; 2034: 0; 2035: 0; 2036: 0; 2037: 0; 2038: 0; 2039: 0; 2040: 0; 2041: 0; 2042: 0; 2043: 0; 2044: 0; 2045: 0; 2046: 0; 2047: 0
F1_Commercial_Market_OR - Health_New_Food Preparation_Natural Gas | F1 | Commercial | Market | OR - Health | New | Food Preparation | Natural Gas | Units | 2021: 0; 2022: 0; 2023: 0; 2024: 0; 2025: 0; 2026: 0; 2027: 0; 2028: 0; 2029: 0; 2030: 0; 2031: 0; 2032: 0; 2033: 0; 2034: 0; 2035: 0; 2036: 0; 2037: 0; 2038: 0; 2039: 0; 2040: 0; 2041: 0; 2042: 0; 2043: 0; 2044: 0; 2045: 0; 2046: 0; 2047: 0
F2_Commercial_Market_OR - Health_New_Food Preparation_Natural Gas | F2 | Commercial | Market | OR - Health | New | Food Preparation | Natural Gas | Usage (GWh) | 2021: 0; 2022: 0; 2023: 0; 2024: 0; 2025: 0; 2026: 0; 2027: 0; 2028: 0; 2029: 0; 2030: 0; 2031: 0; 2032: 0; 2033: 0; 2034: 0; 2035: 0; 2036: 0; 2037: 0; 2038: 0; 2039: 0; 2040: 0; 2041: 0; 2042: 0; 2043: 0; 2044: 0; 2045: 0; 2046: 0; 2047: 0
F3_Commercial_Market_OR - Health_New_Food Preparation_Natural Gas | F3 | Commercial | Market | OR - Health | New | Food Preparation | Natural Gas | Summer Peak Demand (MW) | 2021: 0; 2022: 0; 2023: 0; 2024: 0; 2025: 0; 2026: 0; 2027: 0; 2028: 0; 2029: 0; 2030: 0; 2031: 0; 2032: 0; 2033: 0; 2034: 0; 2035: 0; 2036: 0; 2037: 0; 2038: 0; 2039: 0; 2040: 0; 2041: 0; 2042: 0; 2043: 0; 2044: 0; 2045: 0; 2046: 0; 2047: 0
F4_Commercial_Market_OR - Health_New_Food Preparation_Natural Gas | F4 | Commercial | Market | OR - Health | New | Food Preparation | Natural Gas | Winter Peak Demand (MW) | 2021: 0; 2022: 0; 2023: 0; 2024: 0; 2025: 0; 2026: 0; 2027: 0; 2028: 0; 2029: 0; 2030: 0; 2031: 0; 2032: 0; 2033: 0; 2034: 0; 2035: 0; 2036: 0; 2037: 0; 2038: 0; 2039: 0; 2040: 0; 2041: 0; 2042: 0; 2043: 0; 2044: 0; 2045: 0; 2046: 0; 2047: 0
F1_Commercial_Market_OR - Health_New_Miscellaneous_Natural Gas | F1 | Commercial | Market | OR - Health | New | Miscellaneous | Natural Gas | Units | 2021: 0; 2022: 0; 2023: 0; 2024: 0; 2025: 0; 2026: 0; 2027: 0; 2028: 0; 2029: 0; 2030: 0; 2031: 0; 2032: 0; 2033: 0; 2034: 0; 2035: 0; 2036: 0; 2037: 0; 2038: 0; 2039: 0; 2040: 0; 2041: 0; 2042: 0; 2043: 0; 2044: 0; 2045: 0; 2046: 0; 2047: 0
F2_Commercial_Market_OR - Health_New_Miscellaneous_Natural Gas | F2 | Commercial | Market | OR - Health | New | Miscellaneous | Natural Gas | Usage (GWh) | 2021: 0; 2022: 0; 2023: 0; 2024: 0; 2025: 0; 2026: 0; 2027: 0; 2028: 0; 2029: 0; 2030: 0; 2031: 0; 2032: 0; 2033: 0; 2034: 0; 2035: 0; 2036: 0; 2037: 0; 2038: 0; 2039: 0; 2040: 0; 2041: 0; 2042: 0; 2043: 0; 2044: 0; 2045: 0; 2046: 0; 2047: 0
F3_Commercial_Market_OR - Health_New_Miscellaneous_Natural Gas | F3 | Commercial | Market | OR - Health | New | Miscellaneous | Natural Gas | Summer Peak Demand (MW) | 2021: 0; 2022: 0; 2023: 0; 2024: 0; 2025: 0; 2026: 0; 2027: 0; 2028: 0; 2029: 0; 2030: 0; 2031: 0; 2032: 0; 2033: 0; 2034: 0; 2035: 0; 2036: 0; 2037: 0; 2038: 0; 2039: 0; 2040: 0; 2041: 0; 2042: 0; 2043: 0; 2044: 0; 2045: 0; 2046: 0; 2047: 0
F4_Commercial_Market_OR - Health_New_Miscellaneous_Natural Gas | F4 | Commercial | Market | OR - Health | New | Miscellaneous | Natural Gas | Winter Peak Demand (MW) | 2021: 0; 2022: 0; 2023: 0; 2024: 0; 2025: 0; 2026: 0; 2027: 0; 2028: 0; 2029: 0; 2030: 0; 2031: 0; 2032: 0; 2033: 0; 2034: 0; 2035: 0; 2036: 0; 2037: 0; 2038: 0; 2039: 0; 2040: 0; 2041: 0; 2042: 0; 2043: 0; 2044: 0; 2045: 0; 2046: 0; 2047: 0
F1_Commercial_Small Systems_OR - Health_New_Space Heating_Natural Gas | F1 | Commercial | Small Systems | OR - Health | New | Space Heating | Natural Gas | Units | 2021: 0; 2022: 0; 2023: 0; 2024: 0; 2025: 0; 2026: 0; 2027: 0; 2028: 0; 2029: 0; 2030: 0; 2031: 0; 2032: 0; 2033: 0; 2034: 0; 2035: 0; 2036: 0; 2037: 0; 2038: 0; 2039: 0; 2040: 0; 2041: 0; 2042: 0; 2043: 0; 2044: 0; 2045: 0; 2046: 0; 2047: 0
F2_Commercial_Small Systems_OR - Health_New_Space Heating_Natural Gas | F2 | Commercial | Small Systems | OR - Health | New | Space Heating | Natural Gas | Usage (GWh) | 2021: 0; 2022: 0; 2023: 0; 2024: 0; 2025: 0; 2026: 0; 2027: 0; 2028: 0; 2029: 0; 2030: 0; 2031: 0; 2032: 0; 2033: 0; 2034: 0; 2035: 0; 2036: 0; 2037: 0; 2038: 0; 2039: 0; 2040: 0; 2041: 0; 2042: 0; 2043: 0; 2044: 0; 2045: 0; 2046: 0; 2047: 0
F3_Commercial_Small Systems_OR - Health_New_Space Heating_Natural Gas | F3 | Commercial | Small Systems | OR - Health | New | Space Heating | Natural Gas | Summer Peak Demand (MW) | 2021: 0; 2022: 0; 2023: 0; 2024: 0; 2025: 0; 2026: 0; 2027: 0; 2028: 0; 2029: 0; 2030: 0; 2031: 0; 2032: 0; 2033: 0; 2034: 0; 2035: 0; 2036: 0; 2037: 0; 2038: 0; 2039: 0; 2040: 0; 2041: 0; 2042: 0; 2043: 0; 2044: 0; 2045: 0; 2046: 0; 2047: 0
F4_Commercial_Small Systems_OR - Health_New_Space Heating_Natural Gas | F4 | Commercial | Small Systems | OR - Health | New | Space Heating | Natural Gas | Winter Peak Demand (MW) | 2021: 0; 2022: 0; 2023: 0; 2024: 0; 2025: 0; 2026: 0; 2027: 0; 2028: 0; 2029: 0; 2030: 0; 2031: 0; 2032: 0; 2033: 0; 2034: 0; 2035: 0; 2036: 0; 2037: 0; 2038: 0; 2039: 0; 2040: 0; 2041: 0; 2042: 0; 2043: 0; 2044: 0; 2045: 0; 2046: 0; 2047: 0
F1_Commercial_Central Systems_OR - Health_New_Space Heating_Natural Gas | F1 | Commercial | Central Systems | OR - Health | New | Space Heating | Natural Gas | Units | 2021: 0; 2022: 0; 2023: 0; 2024: 0; 2025: 0; 2026: 0; 2027: 0; 2028: 0; 2029: 0; 2030: 0; 2031: 0; 2032: 0; 2033: 0; 2034: 0; 2035: 0; 2036: 0; 2037: 0; 2038: 0; 2039: 0; 2040: 0; 2041: 0; 2042: 0; 2043: 0; 2044: 0; 2045: 0; 2046: 0; 2047: 0
F2_Commercial_Central Systems_OR - Health_New_Space Heating_Natural Gas | F2 | Commercial | Central Systems | OR - Health | New | Space Heating | Natural Gas | Usage (GWh) | 2021: 0; 2022: 0; 2023: 0; 2024: 0; 2025: 0; 2026: 0; 2027: 0; 2028: 0; 2029: 0; 2030: 0; 2031: 0; 2032: 0; 2033: 0; 2034: 0; 2035: 0; 2036: 0; 2037: 0; 2038: 0; 2039: 0; 2040: 0; 2041: 0; 2042: 0; 2043: 0; 2044: 0; 2045: 0; 2046: 0; 2047: 0
F3_Commercial_Central Systems_OR - Health_New_Space Heating_Natural Gas | F3 | Commercial | Central Systems | OR - Health | New | Space Heating | Natural Gas | Summer Peak Demand (MW) | 2021: 0; 2022: 0; 2023: 0; 2024: 0; 2025: 0; 2026: 0; 2027: 0; 2028: 0; 2029: 0; 2030: 0; 2031: 0; 2032: 0; 2033: 0; 2034: 0; 2035: 0; 2036: 0; 2037: 0; 2038: 0; 2039: 0; 2040: 0; 2041: 0; 2042: 0; 2043: 0; 2044: 0; 2045: 0; 2046: 0; 2047: 0
F4_Commercial_Central Systems_OR - Health_New_Space Heating_Natural Gas | F4 | Commercial | Central Systems | OR - Health | New | Space Heating | Natural Gas | Winter Peak Demand (MW) | 2021: 0; 2022: 0; 2023: 0; 2024: 0; 2025: 0; 2026: 0; 2027: 0; 2028: 0; 2029: 0; 2030: 0; 2031: 0; 2032: 0; 2033: 0; 2034: 0; 2035: 0; 2036: 0; 2037: 0; 2038: 0; 2039: 0; 2040: 0; 2041: 0; 2042: 0; 2043: 0; 2044: 0; 2045: 0; 2046: 0; 2047: 0
F1_Commercial_All_OR - Miscellaneous_Existing_Space Heating_Natural Gas | F1 | Commercial | All | OR - Miscellaneous | Existing | Space Heating | Natural Gas | Units | 2021: 191622.7697; 2022: 191622.7697; 2023: 191622.7697; 2024: 191622.7697; 2025: 191622.7697; 2026: 191622.7697; 2027: 191622.7697; 2028: 191622.7697; 2029: 191622.7697; 2030: 191622.7697; 2031: 191622.7697; 2032: 191622.7697; 2033: 191622.7697; 2034: 191622.7697; 2035: 191622.7697; 2036: 191622.7697; 2037: 191622.7697; 2038: 191622.7697; 2039: 191622.7697; 2040: 191622.7697; 2041: 191622.7697; 2042: 191622.7697; 2043: 191622.7697; 2044: 191622.7697; 2045: 191622.7697; 2046: 191622.7697; 2047: 191622.7697
F2_Commercial_All_OR - Miscellaneous_Existing_Space Heating_Natural Gas | F2 | Commercial | All | OR - Miscellaneous | Existing | Space Heating | Natural Gas | Usage (GWh) | 2021: 0.13461; 2022: 0.14457; 2023: 0.14377; 2024: 0.14339; 2025: 0.143; 2026: 0.14259; 2027: 0.14216; 2028: 0.14171; 2029: 0.14124; 2030: 0.14076; 2031: 0.14026; 2032: 0.13975; 2033: 0.13923; 2034: 0.1387; 2035: 0.13817; 2036: 0.13764; 2037: 0.1371; 2038: 0.13657; 2039: 0.13603; 2040: 0.13554; 2041: 0.13507; 2042: 0.13463; 2043: 0.13424; 2044: 0.13387; 2045: 0.13353; 2046: 0.13322; 2047: 0.13294
F3_Commercial_All_OR - Miscellaneous_Existing_Space Heating_Natural Gas | F3 | Commercial | All | OR - Miscellaneous | Existing | Space Heating | Natural Gas | Summer Peak Demand (MW) | 2021: 0; 2022: 0; 2023: 0; 2024: 0; 2025: 0; 2026: 0; 2027: 0; 2028: 0; 2029: 0; 2030: 0; 2031: 0; 2032: 0; 2033: 0; 2034: 0; 2035: 0; 2036: 0; 2037: 0; 2038: 0; 2039: 0; 2040: 0; 2041: 0; 2042: 0; 2043: 0; 2044: 0; 2045: 0; 2046: 0; 2047: 0
F4_Commercial_All_OR - Miscellaneous_Existing_Space Heating_Natural Gas | F4 | Commercial | All | OR - Miscellaneous | Existing | Space Heating | Natural Gas | Winter Peak Demand (MW) | 2021: 0; 2022: 0; 2023: 0; 2024: 0; 2025: 0; 2026: 0; 2027: 0; 2028: 0; 2029: 0; 2030: 0; 2031: 0; 2032: 0; 2033: 0; 2034: 0; 2035: 0; 2036: 0; 2037: 0; 2038: 0; 2039: 0; 2040: 0; 2041: 0; 2042: 0; 2043: 0; 2044: 0; 2045: 0; 2046: 0; 2047: 0
F1_Commercial_All_OR - Miscellaneous_Existing_Water Heating_Natural Gas | F1 | Commercial | All | OR - Miscellaneous | Existing | Water Heating | Natural Gas | Units | 2021: 141885.2903; 2022: 141885.2903; 2023: 141885.2903; 2024: 141885.2903; 2025: 141885.2903; 2026: 141885.2903; 2027: 141885.2903; 2028: 141885.2903; 2029: 141885.2903; 2030: 141885.2903; 2031: 141885.2903; 2032: 141885.2903; 2033: 141885.2903; 2034: 141885.2903; 2035: 141885.2903; 2036: 141885.2903; 2037: 141885.2903; 2038: 141885.2903; 2039: 141885.2903; 2040: 141885.2903; 2041: 141885.2903; 2042: 141885.2903; 2043: 141885.2903; 2044: 141885.2903; 2045: 141885.2903; 2046: 141885.2903; 2047: 141885.2903
F2_Commercial_All_OR - Miscellaneous_Existing_Water Heating_Natural Gas | F2 | Commercial | All | OR - Miscellaneous | Existing | Water Heating | Natural Gas | Usage (GWh) | 2021: 0.051938; 2022: 0.050935; 2023: 0.050047; 2024: 0.049263; 2025: 0.048575; 2026: 0.047975; 2027: 0.047459; 2028: 0.047021; 2029: 0.046659; 2030: 0.046369; 2031: 0.046137; 2032: 0.045952; 2033: 0.045803; 2034: 0.045685; 2035: 0.04559; 2036: 0.045514; 2037: 0.045453; 2038: 0.045404; 2039: 0.045365; 2040: 0.045334; 2041: 0.045309; 2042: 0.045289; 2043: 0.045273; 2044: 0.045261; 2045: 0.045251; 2046: 0.045242; 2047: 0.045236
F3_Commercial_All_OR - Miscellaneous_Existing_Water Heating_Natural Gas | F3 | Commercial | All | OR - Miscellaneous | Existing | Water Heating | Natural Gas | Summer Peak Demand (MW) | 2021: 0; 2022: 0; 2023: 0; 2024: 0; 2025: 0; 2026: 0; 2027: 0; 2028: 0; 2029: 0; 2030: 0; 2031: 0; 2032: 0; 2033: 0; 2034: 0; 2035: 0; 2036: 0; 2037: 0; 2038: 0; 2039: 0; 2040: 0; 2041: 0; 2042: 0; 2043: 0; 2044: 0; 2045: 0; 2046: 0; 2047: 0
F4_Commercial_All_OR - Miscellaneous_Existing_Water Heating_Natural Gas | F4 | Commercial | All | OR - Miscellaneous | Existing | Water Heating | Natural Gas | Winter Peak Demand (MW) | 2021: 0; 2022: 0; 2023: 0; 2024: 0; 2025: 0; 2026: 0; 2027: 0; 2028: 0; 2029: 0; 2030: 0; 2031: 0; 2032: 0; 2033: 0; 2034: 0; 2035: 0; 2036: 0; 2037: 0; 2038: 0; 2039: 0; 2040: 0; 2041: 0; 2042: 0; 2043: 0; 2044: 0; 2045: 0; 2046: 0; 2047: 0
F1_Commercial_All_OR - Miscellaneous_Existing_Food Preparation_Natural Gas | F1 | Commercial | All | OR - Miscellaneous | Existing | Food Preparation | Natural Gas | Units | 2021: 428889.5744; 2022: 428889.5744; 2023: 428889.5744; 2024: 428889.5744; 2025: 428889.5744; 2026: 428889.5744; 2027: 428889.5744; 2028: 428889.5744; 2029: 428889.5744; 2030: 428889.5744; 2031: 428889.5744; 2032: 428889.5744; 2033: 428889.5744; 2034: 428889.5744; 2035: 428889.5744; 2036: 428889.5744; 2037: 428889.5744; 2038: 428889.5744; 2039: 428889.5744; 2040: 428889.5744; 2041: 428889.5744; 2042: 428889.5744; 2043: 428889.5744; 2044: 428889.5744; 2045: 428889.5744; 2046: 428889.5744; 2047: 428889.5744
F2_Commercial_All_OR - Miscellaneous_Existing_Food Preparation_Natural Gas | F2 | Commercial | All | OR - Miscellaneous | Existing | Food Preparation | Natural Gas | Usage (GWh) | 2021: 0.0070964; 2022: 0.0070964; 2023: 0.0070964; 2024: 0.0070964; 2025: 0.0070964; 2026: 0.0070964; 2027: 0.0070964; 2028: 0.0070964; 2029: 0.0070964; 2030: 0.0070964; 2031: 0.0070964; 2032: 0.0070964; 2033: 0.0070964; 2034: 0.0070964; 2035: 0.0070964; 2036: 0.0070964; 2037: 0.0070964; 2038: 0.0070964; 2039: 0.0070964; 2040: 0.0070964; 2041: 0.0070964; 2042: 0.0070964; 2043: 0.0070964; 2044: 0.0070964; 2045: 0.0070964; 2046: 0.0070964; 2047: 0.0070964
F3_Commercial_All_OR - Miscellaneous_Existing_Food Preparation_Natural Gas | F3 | Commercial | All | OR - Miscellaneous | Existing | Food Preparation | Natural Gas | Summer Peak Demand (MW) | 2021: 0; 2022: 0; 2023: 0; 2024: 0; 2025: 0; 2026: 0; 2027: 0; 2028: 0; 2029: 0; 2030: 0; 2031: 0; 2032: 0; 2033: 0; 2034: 0; 2035: 0; 2036: 0; 2037: 0; 2038: 0; 2039: 0; 2040: 0; 2041: 0; 2042: 0; 2043: 0; 2044: 0; 2045: 0; 2046: 0; 2047: 0
F4_Commercial_All_OR - Miscellaneous_Existing_Food Preparation_Natural Gas | F4 | Commercial | All | OR - Miscellaneous | Existing | Food Preparation | Natural Gas | Winter Peak Demand (MW) | 2021: 0; 2022: 0; 2023: 0; 2024: 0; 2025: 0; 2026: 0; 2027: 0; 2028: 0; 2029: 0; 2030: 0; 2031: 0; 2032: 0; 2033: 0; 2034: 0; 2035: 0; 2036: 0; 2037: 0; 2038: 0; 2039: 0; 2040: 0; 2041: 0; 2042: 0; 2043: 0; 2044: 0; 2045: 0; 2046: 0; 2047: 0
F1_Commercial_All_OR - Miscellaneous_Existing_Miscellaneous_Natural Gas | F1 | Commercial | All | OR - Miscellaneous | Existing | Miscellaneous | Natural Gas | Units | 2021: 242913.3707; 2022: 242913.3707; 2023: 242913.3707; 2024: 242913.3707; 2025: 242913.3707; 2026: 242913.3707; 2027: 242913.3707; 2028: 242913.3707; 2029: 242913.3707; 2030: 242913.3707; 2031: 242913.3707; 2032: 242913.3707; 2033: 242913.3707; 2034: 242913.3707; 2035: 242913.3707; 2036: 242913.3707; 2037: 242913.3707; 2038: 242913.3707; 2039: 242913.3707; 2040: 242913.3707; 2041: 242913.3707; 2042: 242913.3707; 2043: 242913.3707; 2044: 242913.3707; 2045: 242913.3707; 2046: 242913.3707; 2047: 242913.3707
F2_Commercial_All_OR - Miscellaneous_Existing_Miscellaneous_Natural Gas | F2 | Commercial | All | OR - Miscellaneous | Existing | Miscellaneous | Natural Gas | Usage (GWh) | 2021: 0.033986; 2022: 0.033986; 2023: 0.033986; 2024: 0.033986; 2025: 0.033986; 2026: 0.033986; 2027: 0.033986; 2028: 0.033986; 2029: 0.033986; 2030: 0.033986; 2031: 0.033986; 2032: 0.033986; 2033: 0.033986; 2034: 0.033986; 2035: 0.033986; 2036: 0.033986; 2037: 0.033986; 2038: 0.033986; 2039: 0.033986; 2040: 0.033986; 2041: 0.033986; 2042: 0.033986; 2043: 0.033986; 2044: 0.033986; 2045: 0.033986; 2046: 0.033986; 2047: 0.033986
F3_Commercial_All_OR - Miscellaneous_Existing_Miscellaneous_Natural Gas | F3 | Commercial | All | OR - Miscellaneous | Existing | Miscellaneous | Natural Gas | Summer Peak Demand (MW) | 2021: 0; 2022: 0; 2023: 0; 2024: 0; 2025: 0; 2026: 0; 2027: 0; 2028: 0; 2029: 0; 2030: 0; 2031: 0; 2032: 0; 2033: 0; 2034: 0; 2035: 0; 2036: 0; 2037: 0; 2038: 0; 2039: 0; 2040: 0; 2041: 0; 2042: 0; 2043: 0; 2044: 0; 2045: 0; 2046: 0; 2047: 0
F4_Commercial_All_OR - Miscellaneous_Existing_Miscellaneous_Natural Gas | F4 | Commercial | All | OR - Miscellaneous | Existing | Miscellaneous | Natural Gas | Winter Peak Demand (MW) | 2021: 0; 2022: 0; 2023: 0; 2024: 0; 2025: 0; 2026: 0; 2027: 0; 2028: 0; 2029: 0; 2030: 0; 2031: 0; 2032: 0; 2033: 0; 2034: 0; 2035: 0; 2036: 0; 2037: 0; 2038: 0; 2039: 0; 2040: 0; 2041: 0; 2042: 0; 2043: 0; 2044: 0; 2045: 0; 2046: 0; 2047: 0
F1_Commercial_Market_OR - Miscellaneous_Existing_Space Heating_Natural Gas | F1 | Commercial | Market | OR - Miscellaneous | Existing | Space Heating | Natural Gas | Units | 2021: 239997.673; 2022: 239997.673; 2023: 239997.673; 2024: 239997.673; 2025: 239997.673; 2026: 239997.673; 2027: 239997.673; 2028: 239997.673; 2029: 239997.673; 2030: 239997.673; 2031: 239997.673; 2032: 239997.673; 2033: 239997.673; 2034: 239997.673; 2035: 239997.673; 2036: 239997.673; 2037: 239997.673; 2038: 239997.673; 2039: 239997.673; 2040: 239997.673; 2041: 239997.673; 2042: 239997.673; 2043: 239997.673; 2044: 239997.673; 2045: 239997.673; 2046: 239997.673; 2047: 239997.673
F2_Commercial_Market_OR - Miscellaneous_Existing_Space Heating_Natural Gas | F2 | Commercial | Market | OR - Miscellaneous | Existing | Space Heating | Natural Gas | Usage (GWh) | 2021: 0.13461; 2022: 0.14457; 2023: 0.14377; 2024: 0.14339; 2025: 0.143; 2026: 0.14259; 2027: 0.14216; 2028: 0.14171; 2029: 0.14124; 2030: 0.14076; 2031: 0.14026; 2032: 0.13975; 2033: 0.13923; 2034: 0.1387; 2035: 0.13817; 2036: 0.13764; 2037: 0.1371; 2038: 0.13657; 2039: 0.13603; 2040: 0.13554; 2041: 0.13507; 2042: 0.13463; 2043: 0.13424; 2044: 0.13387; 2045: 0.13353; 2046: 0.13322; 2047: 0.13294
F3_Commercial_Market_OR - Miscellaneous_Existing_Space Heating_Natural Gas | F3 | Commercial | Market | OR - Miscellaneous | Existing | Space Heating | Natural Gas | Summer Peak Demand (MW) | 2021: 0; 2022: 0; 2023: 0; 2024: 0; 2025: 0; 2026: 0; 2027: 0; 2028: 0; 2029: 0; 2030: 0; 2031: 0; 2032: 0; 2033: 0; 2034: 0; 2035: 0; 2036: 0; 2037: 0; 2038: 0; 2039: 0; 2040: 0; 2041: 0; 2042: 0; 2043: 0; 2044: 0; 2045: 0; 2046: 0; 2047: 0
F4_Commercial_Market_OR - Miscellaneous_Existing_Space Heating_Natural Gas | F4 | Commercial | Market | OR - Miscellaneous | Existing | Space Heating | Natural Gas | Winter Peak Demand (MW) | 2021: 0; 2022: 0; 2023: 0; 2024: 0; 2025: 0; 2026: 0; 2027: 0; 2028: 0; 2029: 0; 2030: 0; 2031: 0; 2032: 0; 2033: 0; 2034: 0; 2035: 0; 2036: 0; 2037: 0; 2038: 0; 2039: 0; 2040: 0; 2041: 0; 2042: 0; 2043: 0; 2044: 0; 2045: 0; 2046: 0; 2047: 0
F1_Commercial_Market_OR - Miscellaneous_Existing_Water Heating_Natural Gas | F1 | Commercial | Market | OR - Miscellaneous | Existing | Water Heating | Natural Gas | Units | 2021: 239997.673; 2022: 239997.673; 2023: 239997.673; 2024: 239997.673; 2025: 239997.673; 2026: 239997.673; 2027: 239997.673; 2028: 239997.673; 2029: 239997.673; 2030: 239997.673; 2031: 239997.673; 2032: 239997.673; 2033: 239997.673; 2034: 239997.673; 2035: 239997.673; 2036: 239997.673; 2037: 239997.673; 2038: 239997.673; 2039: 239997.673; 2040: 239997.673; 2041: 239997.673; 2042: 239997.673; 2043: 239997.673; 2044: 239997.673; 2045: 239997.673; 2046: 239997.673; 2047: 239997.673
F2_Commercial_Market_OR - Miscellaneous_Existing_Water Heating_Natural Gas | F2 | Commercial | Market | OR - Miscellaneous | Existing | Water Heating | Natural Gas | Usage (GWh) | 2021: 0.051938; 2022: 0.050935; 2023: 0.050047; 2024: 0.049263; 2025: 0.048575; 2026: 0.047975; 2027: 0.047459; 2028: 0.047021; 2029: 0.046659; 2030: 0.046369; 2031: 0.046137; 2032: 0.045952; 2033: 0.045803; 2034: 0.045685; 2035: 0.04559; 2036: 0.045514; 2037: 0.045453; 2038: 0.045404; 2039: 0.045365; 2040: 0.045334; 2041: 0.045309; 2042: 0.045289; 2043: 0.045273; 2044: 0.045261; 2045: 0.045251; 2046: 0.045242; 2047: 0.045236
F3_Commercial_Market_OR - Miscellaneous_Existing_Water Heating_Natural Gas | F3 | Commercial | Market | OR - Miscellaneous | Existing | Water Heating | Natural Gas | Summer Peak Demand (MW) | 2021: 0; 2022: 0; 2023: 0; 2024: 0; 2025: 0; 2026: 0; 2027: 0; 2028: 0; 2029: 0; 2030: 0; 2031: 0; 2032: 0; 2033: 0; 2034: 0; 2035: 0; 2036: 0; 2037: 0; 2038: 0; 2039: 0; 2040: 0; 2041: 0; 2042: 0; 2043: 0; 2044: 0; 2045: 0; 2046: 0; 2047: 0
F4_Commercial_Market_OR - Miscellaneous_Existing_Water Heating_Natural Gas | F4 | Commercial | Market | OR - Miscellaneous | Existing | Water Heating | Natural Gas | Winter Peak Demand (MW) | 2021: 0; 2022: 0; 2023: 0; 2024: 0; 2025: 0; 2026: 0; 2027: 0; 2028: 0; 2029: 0; 2030: 0; 2031: 0; 2032: 0; 2033: 0; 2034: 0; 2035: 0; 2036: 0; 2037: 0; 2038: 0; 2039: 0; 2040: 0; 2041: 0; 2042: 0; 2043: 0; 2044: 0; 2045: 0; 2046: 0; 2047: 0
F1_Commercial_Market_OR - Miscellaneous_Existing_Food Preparation_Natural Gas | F1 | Commercial | Market | OR - Miscellaneous | Existing | Food Preparation | Natural Gas | Units | 2021: 239997.673; 2022: 239997.673; 2023: 239997.673; 2024: 239997.673; 2025: 239997.673; 2026: 239997.673; 2027: 239997.673; 2028: 239997.673; 2029: 239997.673; 2030: 239997.673; 2031: 239997.673; 2032: 239997.673; 2033: 239997.673; 2034: 239997.673; 2035: 239997.673; 2036: 239997.673; 2037: 239997.673; 2038: 239997.673; 2039: 239997.673; 2040: 239997.673; 2041: 239997.673; 2042: 239997.673; 2043: 239997.673; 2044: 239997.673; 2045: 239997.673; 2046: 239997.673; 2047: 239997.673
F2_Commercial_Market_OR - Miscellaneous_Existing_Food Preparation_Natural Gas | F2 | Commercial | Market | OR - Miscellaneous | Existing | Food Preparation | Natural Gas | Usage (GWh) | 2021: 0.0070964; 2022: 0.0070964; 2023: 0.0070964; 2024: 0.0070964; 2025: 0.0070964; 2026: 0.0070964; 2027: 0.0070964; 2028: 0.0070964; 2029: 0.0070964; 2030: 0.0070964; 2031: 0.0070964; 2032: 0.0070964; 2033: 0.0070964; 2034: 0.0070964; 2035: 0.0070964; 2036: 0.0070964; 2037: 0.0070964; 2038: 0.0070964; 2039: 0.0070964; 2040: 0.0070964; 2041: 0.0070964; 2042: 0.0070964; 2043: 0.0070964; 2044: 0.0070964; 2045: 0.0070964; 2046: 0.0070964; 2047: 0.0070964
F3_Commercial_Market_OR - Miscellaneous_Existing_Food Preparation_Natural Gas | F3 | Commercial | Market | OR - Miscellaneous | Existing | Food Preparation | Natural Gas | Summer Peak Demand (MW) | 2021: 0; 2022: 0; 2023: 0; 2024: 0; 2025: 0; 2026: 0; 2027: 0; 2028: 0; 2029: 0; 2030: 0; 2031: 0; 2032: 0; 2033: 0; 2034: 0; 2035: 0; 2036: 0; 2037: 0; 2038: 0; 2039: 0; 2040: 0; 2041: 0; 2042: 0; 2043: 0; 2044: 0; 2045: 0; 2046: 0; 2047: 0
F4_Commercial_Market_OR - Miscellaneous_Existing_Food Preparation_Natural Gas | F4 | Commercial | Market | OR - Miscellaneous | Existing | Food Preparation | Natural Gas | Winter Peak Demand (MW) | 2021: 0; 2022: 0; 2023: 0; 2024: 0; 2025: 0; 2026: 0; 2027: 0; 2028: 0; 2029: 0; 2030: 0; 2031: 0; 2032: 0; 2033: 0; 2034: 0; 2035: 0; 2036: 0; 2037: 0; 2038: 0; 2039: 0; 2040: 0; 2041: 0; 2042: 0; 2043: 0; 2044: 0; 2045: 0; 2046: 0; 2047: 0
F1_Commercial_Market_OR - Miscellaneous_Existing_Miscellaneous_Natural Gas | F1 | Commercial | Market | OR - Miscellaneous | Existing | Miscellaneous | Natural Gas | Units | 2021: 239997.673; 2022: 239997.673; 2023: 239997.673; 2024: 239997.673; 2025: 239997.673; 2026: 239997.673; 2027: 239997.673; 2028: 239997.673; 2029: 239997.673; 2030: 239997.673; 2031: 239997.673; 2032: 239997.673; 2033: 239997.673; 2034: 239997.673; 2035: 239997.673; 2036: 239997.673; 2037: 239997.673; 2038: 239997.673; 2039: 239997.673; 2040: 239997.673; 2041: 239997.673; 2042: 239997.673; 2043: 239997.673; 2044: 239997.673; 2045: 239997.673; 2046: 239997.673; 2047: 239997.673
F2_Commercial_Market_OR - Miscellaneous_Existing_Miscellaneous_Natural Gas | F2 | Commercial | Market | OR - Miscellaneous | Existing | Miscellaneous | Natural Gas | Usage (GWh) | 2021: 0.033986; 2022: 0.033986; 2023: 0.033986; 2024: 0.033986; 2025: 0.033986; 2026: 0.033986; 2027: 0.033986; 2028: 0.033986; 2029: 0.033986; 2030: 0.033986; 2031: 0.033986; 2032: 0.033986; 2033: 0.033986; 2034: 0.033986; 2035: 0.033986; 2036: 0.033986; 2037: 0.033986; 2038: 0.033986; 2039: 0.033986; 2040: 0.033986; 2041: 0.033986; 2042: 0.033986; 2043: 0.033986; 2044: 0.033986; 2045: 0.033986; 2046: 0.033986; 2047: 0.033986
F3_Commercial_Market_OR - Miscellaneous_Existing_Miscellaneous_Natural Gas | F3 | Commercial | Market | OR - Miscellaneous | Existing | Miscellaneous | Natural Gas | Summer Peak Demand (MW) | 2021: 0; 2022: 0; 2023: 0; 2024: 0; 2025: 0; 2026: 0; 2027: 0; 2028: 0; 2029: 0; 2030: 0; 2031: 0; 2032: 0; 2033: 0; 2034: 0; 2035: 0; 2036: 0; 2037: 0; 2038: 0; 2039: 0; 2040: 0; 2041: 0; 2042: 0; 2043: 0; 2044: 0; 2045: 0; 2046: 0; 2047: 0
F4_Commercial_Market_OR - Miscellaneous_Existing_Miscellaneous_Natural Gas | F4 | Commercial | Market | OR - Miscellaneous | Existing | Miscellaneous | Natural Gas | Winter Peak Demand (MW) | 2021: 0; 2022: 0; 2023: 0; 2024: 0; 2025: 0; 2026: 0; 2027: 0; 2028: 0; 2029: 0; 2030: 0; 2031: 0; 2032: 0; 2033: 0; 2034: 0; 2035: 0; 2036: 0; 2037: 0; 2038: 0; 2039: 0; 2040: 0; 2041: 0; 2042: 0; 2043: 0; 2044: 0; 2045: 0; 2046: 0; 2047: 0
F1_Commercial_Small Systems_OR - Miscellaneous_Existing_Space Heating_Natural Gas | F1 | Commercial | Small Systems | OR - Miscellaneous | Existing | Space Heating | Natural Gas | Units | 2021: 1146.2751; 2022: 1146.2751; 2023: 1146.2751; 2024: 1146.2751; 2025: 1146.2751; 2026: 1146.2751; 2027: 1146.2751; 2028: 1146.2751; 2029: 1146.2751; 2030: 1146.2751; 2031: 1146.2751; 2032: 1146.2751; 2033: 1146.2751; 2034: 1146.2751; 2035: 1146.2751; 2036: 1146.2751; 2037: 1146.2751; 2038: 1146.2751; 2039: 1146.2751; 2040: 1146.2751; 2041: 1146.2751; 2042: 1146.2751; 2043: 1146.2751; 2044: 1146.2751; 2045: 1146.2751; 2046: 1146.2751; 2047: 1146.2751
F2_Commercial_Small Systems_OR - Miscellaneous_Existing_Space Heating_Natural Gas | F2 | Commercial | Small Systems | OR - Miscellaneous | Existing | Space Heating | Natural Gas | Usage (GWh) | 2021: 0.0003392; 2022: 0.00036491; 2023: 0.0003635; 2024: 0.0003635; 2025: 0.0003635; 2026: 0.0003635; 2027: 0.0003635; 2028: 0.0003635; 2029: 0.0003635; 2030: 0.0003635; 2031: 0.0003635; 2032: 0.0003635; 2033: 0.0003635; 2034: 0.0003635; 2035: 0.0003635; 2036: 0.0003635; 2037: 0.0003635; 2038: 0.0003635; 2039: 0.0003635; 2040: 0.0003635; 2041: 0.0003635; 2042: 0.0003635; 2043: 0.0003635; 2044: 0.0003635; 2045: 0.0003635; 2046: 0.0003635; 2047: 0.0003635
F3_Commercial_Small Systems_OR - Miscellaneous_Existing_Space Heating_Natural Gas | F3 | Commercial | Small Systems | OR - Miscellaneous | Existing | Space Heating | Natural Gas | Summer Peak Demand (MW) | 2021: 0; 2022: 0; 2023: 0; 2024: 0; 2025: 0; 2026: 0; 2027: 0; 2028: 0; 2029: 0; 2030: 0; 2031: 0; 2032: 0; 2033: 0; 2034: 0; 2035: 0; 2036: 0; 2037: 0; 2038: 0; 2039: 0; 2040: 0; 2041: 0; 2042: 0; 2043: 0; 2044: 0; 2045: 0; 2046: 0; 2047: 0
F4_Commercial_Small Systems_OR - Miscellaneous_Existing_Space Heating_Natural Gas | F4 | Commercial | Small Systems | OR - Miscellaneous | Existing | Space Heating | Natural Gas | Winter Peak Demand (MW) | 2021: 0; 2022: 0; 2023: 0; 2024: 0; 2025: 0; 2026: 0; 2027: 0; 2028: 0; 2029: 0; 2030: 0; 2031: 0; 2032: 0; 2033: 0; 2034: 0; 2035: 0; 2036: 0; 2037: 0; 2038: 0; 2039: 0; 2040: 0; 2041: 0; 2042: 0; 2043: 0; 2044: 0; 2045: 0; 2046: 0; 2047: 0
F1_Commercial_Central Systems_OR - Miscellaneous_Existing_Space Heating_Natural Gas | F1 | Commercial | Central Systems | OR - Miscellaneous | Existing | Space Heating | Natural Gas | Units | 2021: 190476.4947; 2022: 190476.4947; 2023: 190476.4947; 2024: 190476.4947; 2025: 190476.4947; 2026: 190476.4947; 2027: 190476.4947; 2028: 190476.4947; 2029: 190476.4947; 2030: 190476.4947; 2031: 190476.4947; 2032: 190476.4947; 2033: 190476.4947; 2034: 190476.4947; 2035: 190476.4947; 2036: 190476.4947; 2037: 190476.4947; 2038: 190476.4947; 2039: 190476.4947; 2040: 190476.4947; 2041: 190476.4947; 2042: 190476.4947; 2043: 190476.4947; 2044: 190476.4947; 2045: 190476.4947; 2046: 190476.4947; 2047: 190476.4947
F2_Commercial_Central Systems_OR - Miscellaneous_Existing_Space Heating_Natural Gas | F2 | Commercial | Central Systems | OR - Miscellaneous | Existing | Space Heating | Natural Gas | Usage (GWh) | 2021: 0.13427; 2022: 0.14421; 2023: 0.14341; 2024: 0.14303; 2025: 0.14264; 2026: 0.14222; 2027: 0.14179; 2028: 0.14135; 2029: 0.14088; 2030: 0.1404; 2031: 0.1399; 2032: 0.13939; 2033: 0.13887; 2034: 0.13834; 2035: 0.13781; 2036: 0.13727; 2037: 0.13674; 2038: 0.1362; 2039: 0.13567; 2040: 0.13517; 2041: 0.1347; 2042: 0.13427; 2043: 0.13387; 2044: 0.13351; 2045: 0.13317; 2046: 0.13286; 2047: 0.13257
F3_Commercial_Central Systems_OR - Miscellaneous_Existing_Space Heating_Natural Gas | F3 | Commercial | Central Systems | OR - Miscellaneous | Existing | Space Heating | Natural Gas | Summer Peak Demand (MW) | 2021: 0; 2022: 0; 2023: 0; 2024: 0; 2025: 0; 2026: 0; 2027: 0; 2028: 0; 2029: 0; 2030: 0; 2031: 0; 2032: 0; 2033: 0; 2034: 0; 2035: 0; 2036: 0; 2037: 0; 2038: 0; 2039: 0; 2040: 0; 2041: 0; 2042: 0; 2043: 0; 2044: 0; 2045: 0; 2046: 0; 2047: 0
F4_Commercial_Central Systems_OR - Miscellaneous_Existing_Space Heating_Natural Gas | F4 | Commercial | Central Systems | OR - Miscellaneous | Existing | Space Heating | Natural Gas | Winter Peak Demand (MW) | 2021: 0; 2022: 0; 2023: 0; 2024: 0; 2025: 0; 2026: 0; 2027: 0; 2028: 0; 2029: 0; 2030: 0; 2031: 0; 2032: 0; 2033: 0; 2034: 0; 2035: 0; 2036: 0; 2037: 0; 2038: 0; 2039: 0; 2040: 0; 2041: 0; 2042: 0; 2043: 0; 2044: 0; 2045: 0; 2046: 0; 2047: 0
F1_Commercial_All_OR - Miscellaneous_New_Space Heating_Natural Gas | F1 | Commercial | All | OR - Miscellaneous | New | Space Heating | Natural Gas | Units | 2021: 0; 2022: 0; 2023: 0; 2024: 0; 2025: 0; 2026: 0; 2027: 0; 2028: 0; 2029: 0; 2030: 0; 2031: 0; 2032: 0; 2033: 0; 2034: 0; 2035: 0; 2036: 0; 2037: 0; 2038: 0; 2039: 0; 2040: 0; 2041: 0; 2042: 0; 2043: 0; 2044: 0; 2045: 0; 2046: 0; 2047: 0
F2_Commercial_All_OR - Miscellaneous_New_Space Heating_Natural Gas | F2 | Commercial | All | OR - Miscellaneous | New | Space Heating | Natural Gas | Usage (GWh) | 2021: 0; 2022: 0; 2023: 0; 2024: 0; 2025: 0; 2026: 0; 2027: 0; 2028: 0; 2029: 0; 2030: 0; 2031: 0; 2032: 0; 2033: 0; 2034: 0; 2035: 0; 2036: 0; 2037: 0; 2038: 0; 2039: 0; 2040: 0; 2041: 0; 2042: 0; 2043: 0; 2044: 0; 2045: 0; 2046: 0; 2047: 0
F3_Commercial_All_OR - Miscellaneous_New_Space Heating_Natural Gas | F3 | Commercial | All | OR - Miscellaneous | New | Space Heating | Natural Gas | Summer Peak Demand (MW) | 2021: 0; 2022: 0; 2023: 0; 2024: 0; 2025: 0; 2026: 0; 2027: 0; 2028: 0; 2029: 0; 2030: 0; 2031: 0; 2032: 0; 2033: 0; 2034: 0; 2035: 0; 2036: 0; 2037: 0; 2038: 0; 2039: 0; 2040: 0; 2041: 0; 2042: 0; 2043: 0; 2044: 0; 2045: 0; 2046: 0; 2047: 0
F4_Commercial_All_OR - Miscellaneous_New_Space Heating_Natural Gas | F4 | Commercial | All | OR - Miscellaneous | New | Space Heating | Natural Gas | Winter Peak Demand (MW) | 2021: 0; 2022: 0; 2023: 0; 2024: 0; 2025: 0; 2026: 0; 2027: 0; 2028: 0; 2029: 0; 2030: 0; 2031: 0; 2032: 0; 2033: 0; 2034: 0; 2035: 0; 2036: 0; 2037: 0; 2038: 0; 2039: 0; 2040: 0; 2041: 0; 2042: 0; 2043: 0; 2044: 0; 2045: 0; 2046: 0; 2047: 0
F1_Commercial_All_OR - Miscellaneous_New_Water Heating_Natural Gas | F1 | Commercial | All | OR - Miscellaneous | New | Water Heating | Natural Gas | Units | 2021: 0; 2022: 0; 2023: 0; 2024: 0; 2025: 0; 2026: 0; 2027: 0; 2028: 0; 2029: 0; 2030: 0; 2031: 0; 2032: 0; 2033: 0; 2034: 0; 2035: 0; 2036: 0; 2037: 0; 2038: 0; 2039: 0; 2040: 0; 2041: 0; 2042: 0; 2043: 0; 2044: 0; 2045: 0; 2046: 0; 2047: 0
F2_Commercial_All_OR - Miscellaneous_New_Water Heating_Natural Gas | F2 | Commercial | All | OR - Miscellaneous | New | Water Heating | Natural Gas | Usage (GWh) | 2021: 0; 2022: 0; 2023: 0; 2024: 0; 2025: 0; 2026: 0; 2027: 0; 2028: 0; 2029: 0; 2030: 0; 2031: 0; 2032: 0; 2033: 0; 2034: 0; 2035: 0; 2036: 0; 2037: 0; 2038: 0; 2039: 0; 2040: 0; 2041: 0; 2042: 0; 2043: 0; 2044: 0; 2045: 0; 2046: 0; 2047: 0
F3_Commercial_All_OR - Miscellaneous_New_Water Heating_Natural Gas | F3 | Commercial | All | OR - Miscellaneous | New | Water Heating | Natural Gas | Summer Peak Demand (MW) | 2021: 0; 2022: 0; 2023: 0; 2024: 0; 2025: 0; 2026: 0; 2027: 0; 2028: 0; 2029: 0; 2030: 0; 2031: 0; 2032: 0; 2033: 0; 2034: 0; 2035: 0; 2036: 0; 2037: 0; 2038: 0; 2039: 0; 2040: 0; 2041: 0; 2042: 0; 2043: 0; 2044: 0; 2045: 0; 2046: 0; 2047: 0
F4_Commercial_All_OR - Miscellaneous_New_Water Heating_Natural Gas | F4 | Commercial | All | OR - Miscellaneous | New | Water Heating | Natural Gas | Winter Peak Demand (MW) | 2021: 0; 2022: 0; 2023: 0; 2024: 0; 2025: 0; 2026: 0; 2027: 0; 2028: 0; 2029: 0; 2030: 0; 2031: 0; 2032: 0; 2033: 0; 2034: 0; 2035: 0; 2036: 0; 2037: 0; 2038: 0; 2039: 0; 2040: 0; 2041: 0; 2042: 0; 2043: 0; 2044: 0; 2045: 0; 2046: 0; 2047: 0
F1_Commercial_All_OR - Miscellaneous_New_Food Preparation_Natural Gas | F1 | Commercial | All | OR - Miscellaneous | New | Food Preparation | Natural Gas | Units | 2021: 0; 2022: 0; 2023: 0; 2024: 0; 2025: 0; 2026: 0; 2027: 0; 2028: 0; 2029: 0; 2030: 0; 2031: 0; 2032: 0; 2033: 0; 2034: 0; 2035: 0; 2036: 0; 2037: 0; 2038: 0; 2039: 0; 2040: 0; 2041: 0; 2042: 0; 2043: 0; 2044: 0; 2045: 0; 2046: 0; 2047: 0
F2_Commercial_All_OR - Miscellaneous_New_Food Preparation_Natural Gas | F2 | Commercial | All | OR - Miscellaneous | New | Food Preparation | Natural Gas | Usage (GWh) | 2021: 0; 2022: 0; 2023: 0; 2024: 0; 2025: 0; 2026: 0; 2027: 0; 2028: 0; 2029: 0; 2030: 0; 2031: 0; 2032: 0; 2033: 0; 2034: 0; 2035: 0; 2036: 0; 2037: 0; 2038: 0; 2039: 0; 2040: 0; 2041: 0; 2042: 0; 2043: 0; 2044: 0; 2045: 0; 2046: 0; 2047: 0
F3_Commercial_All_OR - Miscellaneous_New_Food Preparation_Natural Gas | F3 | Commercial | All | OR - Miscellaneous | New | Food Preparation | Natural Gas | Summer Peak Demand (MW) | 2021: 0; 2022: 0; 2023: 0; 2024: 0; 2025: 0; 2026: 0; 2027: 0; 2028: 0; 2029: 0; 2030: 0; 2031: 0; 2032: 0; 2033: 0; 2034: 0; 2035: 0; 2036: 0; 2037: 0; 2038: 0; 2039: 0; 2040: 0; 2041: 0; 2042: 0; 2043: 0; 2044: 0; 2045: 0; 2046: 0; 2047: 0
F4_Commercial_All_OR - Miscellaneous_New_Food Preparation_Natural Gas | F4 | Commercial | All | OR - Miscellaneous | New | Food Preparation | Natural Gas | Winter Peak Demand (MW) | 2021: 0; 2022: 0; 2023: 0; 2024: 0; 2025: 0; 2026: 0; 2027: 0; 2028: 0; 2029: 0; 2030: 0; 2031: 0; 2032: 0; 2033: 0; 2034: 0; 2035: 0; 2036: 0; 2037: 0; 2038: 0; 2039: 0; 2040: 0; 2041: 0; 2042: 0; 2043: 0; 2044: 0; 2045: 0; 2046: 0; 2047: 0
F1_Commercial_All_OR - Miscellaneous_New_Miscellaneous_Natural Gas | F1 | Commercial | All | OR - Miscellaneous | New | Miscellaneous | Natural Gas | Units | 2021: 0; 2022: 0; 2023: 0; 2024: 0; 2025: 0; 2026: 0; 2027: 0; 2028: 0; 2029: 0; 2030: 0; 2031: 0; 2032: 0; 2033: 0; 2034: 0; 2035: 0; 2036: 0; 2037: 0; 2038: 0; 2039: 0; 2040: 0; 2041: 0; 2042: 0; 2043: 0; 2044: 0; 2045: 0; 2046: 0; 2047: 0
F2_Commercial_All_OR - Miscellaneous_New_Miscellaneous_Natural Gas | F2 | Commercial | All | OR - Miscellaneous | New | Miscellaneous | Natural Gas | Usage (GWh) | 2021: 0; 2022: 0; 2023: 0; 2024: 0; 2025: 0; 2026: 0; 2027: 0; 2028: 0; 2029: 0; 2030: 0; 2031: 0; 2032: 0; 2033: 0; 2034: 0; 2035: 0; 2036: 0; 2037: 0; 2038: 0; 2039: 0; 2040: 0; 2041: 0; 2042: 0; 2043: 0; 2044: 0; 2045: 0; 2046: 0; 2047: 0
F3_Commercial_All_OR - Miscellaneous_New_Miscellaneous_Natural Gas | F3 | Commercial | All | OR - Miscellaneous | New | Miscellaneous | Natural Gas | Summer Peak Demand (MW) | 2021: 0; 2022: 0; 2023: 0; 2024: 0; 2025: 0; 2026: 0; 2027: 0; 2028: 0; 2029: 0; 2030: 0; 2031: 0; 2032: 0; 2033: 0; 2034: 0; 2035: 0; 2036: 0; 2037: 0; 2038: 0; 2039: 0; 2040: 0; 2041: 0; 2042: 0; 2043: 0; 2044: 0; 2045: 0; 2046: 0; 2047: 0
F4_Commercial_All_OR - Miscellaneous_New_Miscellaneous_Natural Gas | F4 | Commercial | All | OR - Miscellaneous | New | Miscellaneous | Natural Gas | Winter Peak Demand (MW) | 2021: 0; 2022: 0; 2023: 0; 2024: 0; 2025: 0; 2026: 0; 2027: 0; 2028: 0; 2029: 0; 2030: 0; 2031: 0; 2032: 0; 2033: 0; 2034: 0; 2035: 0; 2036: 0; 2037: 0; 2038: 0; 2039: 0; 2040: 0; 2041: 0; 2042: 0; 2043: 0; 2044: 0; 2045: 0; 2046: 0; 2047: 0
F1_Commercial_Market_OR - Miscellaneous_New_Space Heating_Natural Gas | F1 | Commercial | Market | OR - Miscellaneous | New | Space Heating | Natural Gas | Units | 2021: 0; 2022: 0; 2023: 0; 2024: 0; 2025: 0; 2026: 0; 2027: 0; 2028: 0; 2029: 0; 2030: 0; 2031: 0; 2032: 0; 2033: 0; 2034: 0; 2035: 0; 2036: 0; 2037: 0; 2038: 0; 2039: 0; 2040: 0; 2041: 0; 2042: 0; 2043: 0; 2044: 0; 2045: 0; 2046: 0; 2047: 0
F2_Commercial_Market_OR - Miscellaneous_New_Space Heating_Natural Gas | F2 | Commercial | Market | OR - Miscellaneous | New | Space Heating | Natural Gas | Usage (GWh) | 2021: 0; 2022: 0; 2023: 0; 2024: 0; 2025: 0; 2026: 0; 2027: 0; 2028: 0; 2029: 0; 2030: 0; 2031: 0; 2032: 0; 2033: 0; 2034: 0; 2035: 0; 2036: 0; 2037: 0; 2038: 0; 2039: 0; 2040: 0; 2041: 0; 2042: 0; 2043: 0; 2044: 0; 2045: 0; 2046: 0; 2047: 0
F3_Commercial_Market_OR - Miscellaneous_New_Space Heating_Natural Gas | F3 | Commercial | Market | OR - Miscellaneous | New | Space Heating | Natural Gas | Summer Peak Demand (MW) | 2021: 0; 2022: 0; 2023: 0; 2024: 0; 2025: 0; 2026: 0; 2027: 0; 2028: 0; 2029: 0; 2030: 0; 2031: 0; 2032: 0; 2033: 0; 2034: 0; 2035: 0; 2036: 0; 2037: 0; 2038: 0; 2039: 0; 2040: 0; 2041: 0; 2042: 0; 2043: 0; 2044: 0; 2045: 0; 2046: 0; 2047: 0
F4_Commercial_Market_OR - Miscellaneous_New_Space Heating_Natural Gas | F4 | Commercial | Market | OR - Miscellaneous | New | Space Heating | Natural Gas | Winter Peak Demand (MW) | 2021: 0; 2022: 0; 2023: 0; 2024: 0; 2025: 0; 2026: 0; 2027: 0; 2028: 0; 2029: 0; 2030: 0; 2031: 0; 2032: 0; 2033: 0; 2034: 0; 2035: 0; 2036: 0; 2037: 0; 2038: 0; 2039: 0; 2040: 0; 2041: 0; 2042: 0; 2043: 0; 2044: 0; 2045: 0; 2046: 0; 2047: 0
F1_Commercial_Market_OR - Miscellaneous_New_Water Heating_Natural Gas | F1 | Commercial | Market | OR - Miscellaneous | New | Water Heating | Natural Gas | Units | 2021: 0; 2022: 0; 2023: 0; 2024: 0; 2025: 0; 2026: 0; 2027: 0; 2028: 0; 2029: 0; 2030: 0; 2031: 0; 2032: 0; 2033: 0; 2034: 0; 2035: 0; 2036: 0; 2037: 0; 2038: 0; 2039: 0; 2040: 0; 2041: 0; 2042: 0; 2043: 0; 2044: 0; 2045: 0; 2046: 0; 2047: 0
F2_Commercial_Market_OR - Miscellaneous_New_Water Heating_Natural Gas | F2 | Commercial | Market | OR - Miscellaneous | New | Water Heating | Natural Gas | Usage (GWh) | 2021: 0; 2022: 0; 2023: 0; 2024: 0; 2025: 0; 2026: 0; 2027: 0; 2028: 0; 2029: 0; 2030: 0; 2031: 0; 2032: 0; 2033: 0; 2034: 0; 2035: 0; 2036: 0; 2037: 0; 2038: 0; 2039: 0; 2040: 0; 2041: 0; 2042: 0; 2043: 0; 2044: 0; 2045: 0; 2046: 0; 2047: 0
F3_Commercial_Market_OR - Miscellaneous_New_Water Heating_Natural Gas | F3 | Commercial | Market | OR - Miscellaneous | New | Water Heating | Natural Gas | Summer Peak Demand (MW) | 2021: 0; 2022: 0; 2023: 0; 2024: 0; 2025: 0; 2026: 0; 2027: 0; 2028: 0; 2029: 0; 2030: 0; 2031: 0; 2032: 0; 2033: 0; 2034: 0; 2035: 0; 2036: 0; 2037: 0; 2038: 0; 2039: 0; 2040: 0; 2041: 0; 2042: 0; 2043: 0; 2044: 0; 2045: 0; 2046: 0; 2047: 0
F4_Commercial_Market_OR - Miscellaneous_New_Water Heating_Natural Gas | F4 | Commercial | Market | OR - Miscellaneous | New | Water Heating | Natural Gas | Winter Peak Demand (MW) | 2021: 0; 2022: 0; 2023: 0; 2024: 0; 2025: 0; 2026: 0; 2027: 0; 2028: 0; 2029: 0; 2030: 0; 2031: 0; 2032: 0; 2033: 0; 2034: 0; 2035: 0; 2036: 0; 2037: 0; 2038: 0; 2039: 0; 2040: 0; 2041: 0; 2042: 0; 2043: 0; 2044: 0; 2045: 0; 2046: 0; 2047: 0
F1_Commercial_Market_OR - Miscellaneous_New_Food Preparation_Natural Gas | F1 | Commercial | Market | OR - Miscellaneous | New | Food Preparation | Natural Gas | Units | 2021: 0; 2022: 0; 2023: 0; 2024: 0; 2025: 0; 2026: 0; 2027: 0; 2028: 0; 2029: 0; 2030: 0; 2031: 0; 2032: 0; 2033: 0; 2034: 0; 2035: 0; 2036: 0; 2037: 0; 2038: 0; 2039: 0; 2040: 0; 2041: 0; 2042: 0; 2043: 0; 2044: 0; 2045: 0; 2046: 0; 2047: 0
F2_Commercial_Market_OR - Miscellaneous_New_Food Preparation_Natural Gas | F2 | Commercial | Market | OR - Miscellaneous | New | Food Preparation | Natural Gas | Usage (GWh) | 2021: 0; 2022: 0; 2023: 0; 2024: 0; 2025: 0; 2026: 0; 2027: 0; 2028: 0; 2029: 0; 2030: 0; 2031: 0; 2032: 0; 2033: 0; 2034: 0; 2035: 0; 2036: 0; 2037: 0; 2038: 0; 2039: 0; 2040: 0; 2041: 0; 2042: 0; 2043: 0; 2044: 0; 2045: 0; 2046: 0; 2047: 0
F3_Commercial_Market_OR - Miscellaneous_New_Food Preparation_Natural Gas | F3 | Commercial | Market | OR - Miscellaneous | New | Food Preparation | Natural Gas | Summer Peak Demand (MW) | 2021: 0; 2022: 0; 2023: 0; 2024: 0; 2025: 0; 2026: 0; 2027: 0; 2028: 0; 2029: 0; 2030: 0; 2031: 0; 2032: 0; 2033: 0; 2034: 0; 2035: 0; 2036: 0; 2037: 0; 2038: 0; 2039: 0; 2040: 0; 2041: 0; 2042: 0; 2043: 0; 2044: 0; 2045: 0; 2046: 0; 2047: 0
F4_Commercial_Market_OR - Miscellaneous_New_Food Preparation_Natural Gas | F4 | Commercial | Market | OR - Miscellaneous | New | Food Preparation | Natural Gas | Winter Peak Demand (MW) | 2021: 0; 2022: 0; 2023: 0; 2024: 0; 2025: 0; 2026: 0; 2027: 0; 2028: 0; 2029: 0; 2030: 0; 2031: 0; 2032: 0; 2033: 0; 2034: 0; 2035: 0; 2036: 0; 2037: 0; 2038: 0; 2039: 0; 2040: 0; 2041: 0; 2042: 0; 2043: 0; 2044: 0; 2045: 0; 2046: 0; 2047: 0
F1_Commercial_Market_OR - Miscellaneous_New_Miscellaneous_Natural Gas | F1 | Commercial | Market | OR - Miscellaneous | New | Miscellaneous | Natural Gas | Units | 2021: 0; 2022: 0; 2023: 0; 2024: 0; 2025: 0; 2026: 0; 2027: 0; 2028: 0; 2029: 0; 2030: 0; 2031: 0; 2032: 0; 2033: 0; 2034: 0; 2035: 0; 2036: 0; 2037: 0; 2038: 0; 2039: 0; 2040: 0; 2041: 0; 2042: 0; 2043: 0; 2044: 0; 2045: 0; 2046: 0; 2047: 0
F2_Commercial_Market_OR - Miscellaneous_New_Miscellaneous_Natural Gas | F2 | Commercial | Market | OR - Miscellaneous | New | Miscellaneous | Natural Gas | Usage (GWh) | 2021: 0; 2022: 0; 2023: 0; 2024: 0; 2025: 0; 2026: 0; 2027: 0; 2028: 0; 2029: 0; 2030: 0; 2031: 0; 2032: 0; 2033: 0; 2034: 0; 2035: 0; 2036: 0; 2037: 0; 2038: 0; 2039: 0; 2040: 0; 2041: 0; 2042: 0; 2043: 0; 2044: 0; 2045: 0; 2046: 0; 2047: 0
F3_Commercial_Market_OR - Miscellaneous_New_Miscellaneous_Natural Gas | F3 | Commercial | Market | OR - Miscellaneous | New | Miscellaneous | Natural Gas | Summer Peak Demand (MW) | 2021: 0; 2022: 0; 2023: 0; 2024: 0; 2025: 0; 2026: 0; 2027: 0; 2028: 0; 2029: 0; 2030: 0; 2031: 0; 2032: 0; 2033: 0; 2034: 0; 2035: 0; 2036: 0; 2037: 0; 2038: 0; 2039: 0; 2040: 0; 2041: 0; 2042: 0; 2043: 0; 2044: 0; 2045: 0; 2046: 0; 2047: 0
F4_Commercial_Market_OR - Miscellaneous_New_Miscellaneous_Natural Gas | F4 | Commercial | Market | OR - Miscellaneous | New | Miscellaneous | Natural Gas | Winter Peak Demand (MW) | 2021: 0; 2022: 0; 2023: 0; 2024: 0; 2025: 0; 2026: 0; 2027: 0; 2028: 0; 2029: 0; 2030: 0; 2031: 0; 2032: 0; 2033: 0; 2034: 0; 2035: 0; 2036: 0; 2037: 0; 2038: 0; 2039: 0; 2040: 0; 2041: 0; 2042: 0; 2043: 0; 2044: 0; 2045: 0; 2046: 0; 2047: 0
F1_Commercial_Small Systems_OR - Miscellaneous_New_Space Heating_Natural Gas | F1 | Commercial | Small Systems | OR - Miscellaneous | New | Space Heating | Natural Gas | Units | 2021: 0; 2022: 0; 2023: 0; 2024: 0; 2025: 0; 2026: 0; 2027: 0; 2028: 0; 2029: 0; 2030: 0; 2031: 0; 2032: 0; 2033: 0; 2034: 0; 2035: 0; 2036: 0; 2037: 0; 2038: 0; 2039: 0; 2040: 0; 2041: 0; 2042: 0; 2043: 0; 2044: 0; 2045: 0; 2046: 0; 2047: 0
F2_Commercial_Small Systems_OR - Miscellaneous_New_Space Heating_Natural Gas | F2 | Commercial | Small Systems | OR - Miscellaneous | New | Space Heating | Natural Gas | Usage (GWh) | 2021: 0; 2022: 0; 2023: 0; 2024: 0; 2025: 0; 2026: 0; 2027: 0; 2028: 0; 2029: 0; 2030: 0; 2031: 0; 2032: 0; 2033: 0; 2034: 0; 2035: 0; 2036: 0; 2037: 0; 2038: 0; 2039: 0; 2040: 0; 2041: 0; 2042: 0; 2043: 0; 2044: 0; 2045: 0; 2046: 0; 2047: 0
F3_Commercial_Small Systems_OR - Miscellaneous_New_Space Heating_Natural Gas | F3 | Commercial | Small Systems | OR - Miscellaneous | New | Space Heating | Natural Gas | Summer Peak Demand (MW) | 2021: 0; 2022: 0; 2023: 0; 2024: 0; 2025: 0; 2026: 0; 2027: 0; 2028: 0; 2029: 0; 2030: 0; 2031: 0; 2032: 0; 2033: 0; 2034: 0; 2035: 0; 2036: 0; 2037: 0; 2038: 0; 2039: 0; 2040: 0; 2041: 0; 2042: 0; 2043: 0; 2044: 0; 2045: 0; 2046: 0; 2047: 0
F4_Commercial_Small Systems_OR - Miscellaneous_New_Space Heating_Natural Gas | F4 | Commercial | Small Systems | OR - Miscellaneous | New | Space Heating | Natural Gas | Winter Peak Demand (MW) | 2021: 0; 2022: 0; 2023: 0; 2024: 0; 2025: 0; 2026: 0; 2027: 0; 2028: 0; 2029: 0; 2030: 0; 2031: 0; 2032: 0; 2033: 0; 2034: 0; 2035: 0; 2036: 0; 2037: 0; 2038: 0; 2039: 0; 2040: 0; 2041: 0; 2042: 0; 2043: 0; 2044: 0; 2045: 0; 2046: 0; 2047: 0
F1_Commercial_Central Systems_OR - Miscellaneous_New_Space Heating_Natural Gas | F1 | Commercial | Central Systems | OR - Miscellaneous | New | Space Heating | Natural Gas | Units | 2021: 0; 2022: 0; 2023: 0; 2024: 0; 2025: 0; 2026: 0; 2027: 0; 2028: 0; 2029: 0; 2030: 0; 2031: 0; 2032: 0; 2033: 0; 2034: 0; 2035: 0; 2036: 0; 2037: 0; 2038: 0; 2039: 0; 2040: 0; 2041: 0; 2042: 0; 2043: 0; 2044: 0; 2045: 0; 2046: 0; 2047: 0
F2_Commercial_Central Systems_OR - Miscellaneous_New_Space Heating_Natural Gas | F2 | Commercial | Central Systems | OR - Miscellaneous | New | Space Heating | Natural Gas | Usage (GWh) | 2021: 0; 2022: 0; 2023: 0; 2024: 0; 2025: 0; 2026: 0; 2027: 0; 2028: 0; 2029: 0; 2030: 0; 2031: 0; 2032: 0; 2033: 0; 2034: 0; 2035: 0; 2036: 0; 2037: 0; 2038: 0; 2039: 0; 2040: 0; 2041: 0; 2042: 0; 2043: 0; 2044: 0; 2045: 0; 2046: 0; 2047: 0
F3_Commercial_Central Systems_OR - Miscellaneous_New_Space Heating_Natural Gas | F3 | Commercial | Central Systems | OR - Miscellaneous | New | Space Heating | Natural Gas | Summer Peak Demand (MW) | 2021: 0; 2022: 0; 2023: 0; 2024: 0; 2025: 0; 2026: 0; 2027: 0; 2028: 0; 2029: 0; 2030: 0; 2031: 0; 2032: 0; 2033: 0; 2034: 0; 2035: 0; 2036: 0; 2037: 0; 2038: 0; 2039: 0; 2040: 0; 2041: 0; 2042: 0; 2043: 0; 2044: 0; 2045: 0; 2046: 0; 2047: 0
F4_Commercial_Central Systems_OR - Miscellaneous_New_Space Heating_Natural Gas | F4 | Commercial | Central Systems | OR - Miscellaneous | New | Space Heating | Natural Gas | Winter Peak Demand (MW) | 2021: 0; 2022: 0; 2023: 0; 2024: 0; 2025: 0; 2026: 0; 2027: 0; 2028: 0; 2029: 0; 2030: 0; 2031: 0; 2032: 0; 2033: 0; 2034: 0; 2035: 0; 2036: 0; 2037: 0; 2038: 0; 2039: 0; 2040: 0; 2041: 0; 2042: 0; 2043: 0; 2044: 0; 2045: 0; 2046: 0; 2047: 0
F1_Commercial_All_Interruptible - College_Existing_Space Heating_Natural Gas | F1 | Commercial | All | Interruptible - College | Existing | Space Heating | Natural Gas | Units | 2021: 618119.3492; 2022: 618119.3492; 2023: 618119.3492; 2024: 618119.3492; 2025: 618119.3492; 2026: 618119.3492; 2027: 618119.3492; 2028: 618119.3492; 2029: 618119.3492; 2030: 618119.3492; 2031: 618119.3492; 2032: 618119.3492; 2033: 618119.3492; 2034: 618119.3492; 2035: 618119.3492; 2036: 618119.3492; 2037: 618119.3492; 2038: 618119.3492; 2039: 618119.3492; 2040: 618119.3492; 2041: 618119.3492; 2042: 618119.3492; 2043: 618119.3492; 2044: 618119.3492; 2045: 618119.3492; 2046: 618119.3492; 2047: 618119.3492
F2_Commercial_All_Interruptible - College_Existing_Space Heating_Natural Gas | F2 | Commercial | All | Interruptible - College | Existing | Space Heating | Natural Gas | Usage (GWh) | 2021: 0.29508; 2022: 0.3165; 2023: 0.31434; 2024: 0.31341; 2025: 0.31248; 2026: 0.31157; 2027: 0.31068; 2028: 0.30981; 2029: 0.30896; 2030: 0.30814; 2031: 0.30733; 2032: 0.30656; 2033: 0.30581; 2034: 0.30509; 2035: 0.3044; 2036: 0.30374; 2037: 0.30312; 2038: 0.30253; 2039: 0.30197; 2040: 0.30145; 2041: 0.30098; 2042: 0.30054; 2043: 0.30015; 2044: 0.29978; 2045: 0.29946; 2046: 0.29916; 2047: 0.29888
F3_Commercial_All_Interruptible - College_Existing_Space Heating_Natural Gas | F3 | Commercial | All | Interruptible - College | Existing | Space Heating | Natural Gas | Summer Peak Demand (MW) | 2021: 0; 2022: 0; 2023: 0; 2024: 0; 2025: 0; 2026: 0; 2027: 0; 2028: 0; 2029: 0; 2030: 0; 2031: 0; 2032: 0; 2033: 0; 2034: 0; 2035: 0; 2036: 0; 2037: 0; 2038: 0; 2039: 0; 2040: 0; 2041: 0; 2042: 0; 2043: 0; 2044: 0; 2045: 0; 2046: 0; 2047: 0
F4_Commercial_All_Interruptible - College_Existing_Space Heating_Natural Gas | F4 | Commercial | All | Interruptible - College | Existing | Space Heating | Natural Gas | Winter Peak Demand (MW) | 2021: 0; 2022: 0; 2023: 0; 2024: 0; 2025: 0; 2026: 0; 2027: 0; 2028: 0; 2029: 0; 2030: 0; 2031: 0; 2032: 0; 2033: 0; 2034: 0; 2035: 0; 2036: 0; 2037: 0; 2038: 0; 2039: 0; 2040: 0; 2041: 0; 2042: 0; 2043: 0; 2044: 0; 2045: 0; 2046: 0; 2047: 0
F1_Commercial_All_Interruptible - College_Existing_Water Heating_Natural Gas | F1 | Commercial | All | Interruptible - College | Existing | Water Heating | Natural Gas | Units | 2021: 696289.1073; 2022: 696289.1073; 2023: 696289.1073; 2024: 696289.1073; 2025: 696289.1073; 2026: 696289.1073; 2027: 696289.1073; 2028: 696289.1073; 2029: 696289.1073; 2030: 696289.1073; 2031: 696289.1073; 2032: 696289.1073; 2033: 696289.1073; 2034: 696289.1073; 2035: 696289.1073; 2036: 696289.1073; 2037: 696289.1073; 2038: 696289.1073; 2039: 696289.1073; 2040: 696289.1073; 2041: 696289.1073; 2042: 696289.1073; 2043: 696289.1073; 2044: 696289.1073; 2045: 696289.1073; 2046: 696289.1073; 2047: 696289.1073
F2_Commercial_All_Interruptible - College_Existing_Water Heating_Natural Gas | F2 | Commercial | All | Interruptible - College | Existing | Water Heating | Natural Gas | Usage (GWh) | 2021: 0.15398; 2022: 0.151; 2023: 0.14837; 2024: 0.14605; 2025: 0.144; 2026: 0.14223; 2027: 0.1407; 2028: 0.1394; 2029: 0.13833; 2030: 0.13747; 2031: 0.13678; 2032: 0.13623; 2033: 0.13579; 2034: 0.13544; 2035: 0.13516; 2036: 0.13493; 2037: 0.13475; 2038: 0.13461; 2039: 0.13449; 2040: 0.1344; 2041: 0.13432; 2042: 0.13427; 2043: 0.13422; 2044: 0.13418; 2045: 0.13415; 2046: 0.13413; 2047: 0.13411
F3_Commercial_All_Interruptible - College_Existing_Water Heating_Natural Gas | F3 | Commercial | All | Interruptible - College | Existing | Water Heating | Natural Gas | Summer Peak Demand (MW) | 2021: 0; 2022: 0; 2023: 0; 2024: 0; 2025: 0; 2026: 0; 2027: 0; 2028: 0; 2029: 0; 2030: 0; 2031: 0; 2032: 0; 2033: 0; 2034: 0; 2035: 0; 2036: 0; 2037: 0; 2038: 0; 2039: 0; 2040: 0; 2041: 0; 2042: 0; 2043: 0; 2044: 0; 2045: 0; 2046: 0; 2047: 0
F4_Commercial_All_Interruptible - College_Existing_Water Heating_Natural Gas | F4 | Commercial | All | Interruptible - College | Existing | Water Heating | Natural Gas | Winter Peak Demand (MW) | 2021: 0; 2022: 0; 2023: 0; 2024: 0; 2025: 0; 2026: 0; 2027: 0; 2028: 0; 2029: 0; 2030: 0; 2031: 0; 2032: 0; 2033: 0; 2034: 0; 2035: 0; 2036: 0; 2037: 0; 2038: 0; 2039: 0; 2040: 0; 2041: 0; 2042: 0; 2043: 0; 2044: 0; 2045: 0; 2046: 0; 2047: 0
F1_Commercial_All_Interruptible - College_Existing_Food Preparation_Natural Gas | F1 | Commercial | All | Interruptible - College | Existing | Food Preparation | Natural Gas | Units | 2021: 868911.5014; 2022: 868911.5014; 2023: 868911.5014; 2024: 868911.5014; 2025: 868911.5014; 2026: 868911.5014; 2027: 868911.5014; 2028: 868911.5014; 2029: 868911.5014; 2030: 868911.5014; 2031: 868911.5014; 2032: 868911.5014; 2033: 868911.5014; 2034: 868911.5014; 2035: 868911.5014; 2036: 868911.5014; 2037: 868911.5014; 2038: 868911.5014; 2039: 868911.5014; 2040: 868911.5014; 2041: 868911.5014; 2042: 868911.5014; 2043: 868911.5014; 2044: 868911.5014; 2045: 868911.5014; 2046: 868911.5014; 2047: 868911.5014
F2_Commercial_All_Interruptible - College_Existing_Food Preparation_Natural Gas | F2 | Commercial | All | Interruptible - College | Existing | Food Preparation | Natural Gas | Usage (GWh) | 2021: 0.015828; 2022: 0.015828; 2023: 0.015828; 2024: 0.015828; 2025: 0.015828; 2026: 0.015828; 2027: 0.015828; 2028: 0.015828; 2029: 0.015828; 2030: 0.015828; 2031: 0.015828; 2032: 0.015828; 2033: 0.015828; 2034: 0.015828; 2035: 0.015828; 2036: 0.015828; 2037: 0.015828; 2038: 0.015828; 2039: 0.015828; 2040: 0.015828; 2041: 0.015828; 2042: 0.015828; 2043: 0.015828; 2044: 0.015828; 2045: 0.015828; 2046: 0.015828; 2047: 0.015828
F3_Commercial_All_Interruptible - College_Existing_Food Preparation_Natural Gas | F3 | Commercial | All | Interruptible - College | Existing | Food Preparation | Natural Gas | Summer Peak Demand (MW) | 2021: 0; 2022: 0; 2023: 0; 2024: 0; 2025: 0; 2026: 0; 2027: 0; 2028: 0; 2029: 0; 2030: 0; 2031: 0; 2032: 0; 2033: 0; 2034: 0; 2035: 0; 2036: 0; 2037: 0; 2038: 0; 2039: 0; 2040: 0; 2041: 0; 2042: 0; 2043: 0; 2044: 0; 2045: 0; 2046: 0; 2047: 0
F4_Commercial_All_Interruptible - College_Existing_Food Preparation_Natural Gas | F4 | Commercial | All | Interruptible - College | Existing | Food Preparation | Natural Gas | Winter Peak Demand (MW) | 2021: 0; 2022: 0; 2023: 0; 2024: 0; 2025: 0; 2026: 0; 2027: 0; 2028: 0; 2029: 0; 2030: 0; 2031: 0; 2032: 0; 2033: 0; 2034: 0; 2035: 0; 2036: 0; 2037: 0; 2038: 0; 2039: 0; 2040: 0; 2041: 0; 2042: 0; 2043: 0; 2044: 0; 2045: 0; 2046: 0; 2047: 0
F1_Commercial_All_Interruptible - College_Existing_Miscellaneous_Natural Gas | F1 | Commercial | All | Interruptible - College | Existing | Miscellaneous | Natural Gas | Units | 2021: 807944.8015; 2022: 807944.8015; 2023: 807944.8015; 2024: 807944.8015; 2025: 807944.8015; 2026: 807944.8015; 2027: 807944.8015; 2028: 807944.8015; 2029: 807944.8015; 2030: 807944.8015; 2031: 807944.8015; 2032: 807944.8015; 2033: 807944.8015; 2034: 807944.8015; 2035: 807944.8015; 2036: 807944.8015; 2037: 807944.8015; 2038: 807944.8015; 2039: 807944.8015; 2040: 807944.8015; 2041: 807944.8015; 2042: 807944.8015; 2043: 807944.8015; 2044: 807944.8015; 2045: 807944.8015; 2046: 807944.8015; 2047: 807944.8015
F2_Commercial_All_Interruptible - College_Existing_Miscellaneous_Natural Gas | F2 | Commercial | All | Interruptible - College | Existing | Miscellaneous | Natural Gas | Usage (GWh) | 2021: 0.0042003; 2022: 0.0042003; 2023: 0.0042003; 2024: 0.0042003; 2025: 0.0042003; 2026: 0.0042003; 2027: 0.0042003; 2028: 0.0042003; 2029: 0.0042003; 2030: 0.0042003; 2031: 0.0042003; 2032: 0.0042003; 2033: 0.0042003; 2034: 0.0042003; 2035: 0.0042003; 2036: 0.0042003; 2037: 0.0042003; 2038: 0.0042003; 2039: 0.0042003; 2040: 0.0042003; 2041: 0.0042003; 2042: 0.0042003; 2043: 0.0042003; 2044: 0.0042003; 2045: 0.0042003; 2046: 0.0042003; 2047: 0.0042003
F3_Commercial_All_Interruptible - College_Existing_Miscellaneous_Natural Gas | F3 | Commercial | All | Interruptible - College | Existing | Miscellaneous | Natural Gas | Summer Peak Demand (MW) | 2021: 0; 2022: 0; 2023: 0; 2024: 0; 2025: 0; 2026: 0; 2027: 0; 2028: 0; 2029: 0; 2030: 0; 2031: 0; 2032: 0; 2033: 0; 2034: 0; 2035: 0; 2036: 0; 2037: 0; 2038: 0; 2039: 0; 2040: 0; 2041: 0; 2042: 0; 2043: 0; 2044: 0; 2045: 0; 2046: 0; 2047: 0
F4_Commercial_All_Interruptible - College_Existing_Miscellaneous_Natural Gas | F4 | Commercial | All | Interruptible - College | Existing | Miscellaneous | Natural Gas | Winter Peak Demand (MW) | 2021: 0; 2022: 0; 2023: 0; 2024: 0; 2025: 0; 2026: 0; 2027: 0; 2028: 0; 2029: 0; 2030: 0; 2031: 0; 2032: 0; 2033: 0; 2034: 0; 2035: 0; 2036: 0; 2037: 0; 2038: 0; 2039: 0; 2040: 0; 2041: 0; 2042: 0; 2043: 0; 2044: 0; 2045: 0; 2046: 0; 2047: 0
F1_Commercial_Market_Interruptible - College_Existing_Space Heating_Natural Gas | F1 | Commercial | Market | Interruptible - College | Existing | Space Heating | Natural Gas | Units | 2021: 798247.0118; 2022: 798247.0118; 2023: 798247.0118; 2024: 798247.0118; 2025: 798247.0118; 2026: 798247.0118; 2027: 798247.0118; 2028: 798247.0118; 2029: 798247.0118; 2030: 798247.0118; 2031: 798247.0118; 2032: 798247.0118; 2033: 798247.0118; 2034: 798247.0118; 2035: 798247.0118; 2036: 798247.0118; 2037: 798247.0118; 2038: 798247.0118; 2039: 798247.0118; 2040: 798247.0118; 2041: 798247.0118; 2042: 798247.0118; 2043: 798247.0118; 2044: 798247.0118; 2045: 798247.0118; 2046: 798247.0118; 2047: 798247.0118
F2_Commercial_Market_Interruptible - College_Existing_Space Heating_Natural Gas | F2 | Commercial | Market | Interruptible - College | Existing | Space Heating | Natural Gas | Usage (GWh) | 2021: 0.29508; 2022: 0.3165; 2023: 0.31434; 2024: 0.31341; 2025: 0.31248; 2026: 0.31157; 2027: 0.31068; 2028: 0.30981; 2029: 0.30896; 2030: 0.30814; 2031: 0.30733; 2032: 0.30656; 2033: 0.30581; 2034: 0.30509; 2035: 0.3044; 2036: 0.30374; 2037: 0.30312; 2038: 0.30253; 2039: 0.30197; 2040: 0.30145; 2041: 0.30098; 2042: 0.30054; 2043: 0.30015; 2044: 0.29978; 2045: 0.29946; 2046: 0.29916; 2047: 0.29888
F3_Commercial_Market_Interruptible - College_Existing_Space Heating_Natural Gas | F3 | Commercial | Market | Interruptible - College | Existing | Space Heating | Natural Gas | Summer Peak Demand (MW) | 2021: 0; 2022: 0; 2023: 0; 2024: 0; 2025: 0; 2026: 0; 2027: 0; 2028: 0; 2029: 0; 2030: 0; 2031: 0; 2032: 0; 2033: 0; 2034: 0; 2035: 0; 2036: 0; 2037: 0; 2038: 0; 2039: 0; 2040: 0; 2041: 0; 2042: 0; 2043: 0; 2044: 0; 2045: 0; 2046: 0; 2047: 0
F4_Commercial_Market_Interruptible - College_Existing_Space Heating_Natural Gas | F4 | Commercial | Market | Interruptible - College | Existing | Space Heating | Natural Gas | Winter Peak Demand (MW) | 2021: 0; 2022: 0; 2023: 0; 2024: 0; 2025: 0; 2026: 0; 2027: 0; 2028: 0; 2029: 0; 2030: 0; 2031: 0; 2032: 0; 2033: 0; 2034: 0; 2035: 0; 2036: 0; 2037: 0; 2038: 0; 2039: 0; 2040: 0; 2041: 0; 2042: 0; 2043: 0; 2044: 0; 2045: 0; 2046: 0; 2047: 0
F1_Commercial_Market_Interruptible - College_Existing_Water Heating_Natural Gas | F1 | Commercial | Market | Interruptible - College | Existing | Water Heating | Natural Gas | Units | 2021: 798247.0118; 2022: 798247.0118; 2023: 798247.0118; 2024: 798247.0118; 2025: 798247.0118; 2026: 798247.0118; 2027: 798247.0118; 2028: 798247.0118; 2029: 798247.0118; 2030: 798247.0118; 2031: 798247.0118; 2032: 798247.0118; 2033: 798247.0118; 2034: 798247.0118; 2035: 798247.0118; 2036: 798247.0118; 2037: 798247.0118; 2038: 798247.0118; 2039: 798247.0118; 2040: 798247.0118; 2041: 798247.0118; 2042: 798247.0118; 2043: 798247.0118; 2044: 798247.0118; 2045: 798247.0118; 2046: 798247.0118; 2047: 798247.0118
F2_Commercial_Market_Interruptible - College_Existing_Water Heating_Natural Gas | F2 | Commercial | Market | Interruptible - College | Existing | Water Heating | Natural Gas | Usage (GWh) | 2021: 0.15398; 2022: 0.151; 2023: 0.14837; 2024: 0.14605; 2025: 0.144; 2026: 0.14223; 2027: 0.1407; 2028: 0.1394; 2029: 0.13833; 2030: 0.13747; 2031: 0.13678; 2032: 0.13623; 2033: 0.13579; 2034: 0.13544; 2035: 0.13516; 2036: 0.13493; 2037: 0.13475; 2038: 0.13461; 2039: 0.13449; 2040: 0.1344; 2041: 0.13432; 2042: 0.13427; 2043: 0.13422; 2044: 0.13418; 2045: 0.13415; 2046: 0.13413; 2047: 0.13411
F3_Commercial_Market_Interruptible - College_Existing_Water Heating_Natural Gas | F3 | Commercial | Market | Interruptible - College | Existing | Water Heating | Natural Gas | Summer Peak Demand (MW) | 2021: 0; 2022: 0; 2023: 0; 2024: 0; 2025: 0; 2026: 0; 2027: 0; 2028: 0; 2029: 0; 2030: 0; 2031: 0; 2032: 0; 2033: 0; 2034: 0; 2035: 0; 2036: 0; 2037: 0; 2038: 0; 2039: 0; 2040: 0; 2041: 0; 2042: 0; 2043: 0; 2044: 0; 2045: 0; 2046: 0; 2047: 0
F4_Commercial_Market_Interruptible - College_Existing_Water Heating_Natural Gas | F4 | Commercial | Market | Interruptible - College | Existing | Water Heating | Natural Gas | Winter Peak Demand (MW) | 2021: 0; 2022: 0; 2023: 0; 2024: 0; 2025: 0; 2026: 0; 2027: 0; 2028: 0; 2029: 0; 2030: 0; 2031: 0; 2032: 0; 2033: 0; 2034: 0; 2035: 0; 2036: 0; 2037: 0; 2038: 0; 2039: 0; 2040: 0; 2041: 0; 2042: 0; 2043: 0; 2044: 0; 2045: 0; 2046: 0; 2047: 0
F1_Commercial_Market_Interruptible - College_Existing_Food Preparation_Natural Gas | F1 | Commercial | Market | Interruptible - College | Existing | Food Preparation | Natural Gas | Units | 2021: 798247.0118; 2022: 798247.0118; 2023: 798247.0118; 2024: 798247.0118; 2025: 798247.0118; 2026: 798247.0118; 2027: 798247.0118; 2028: 798247.0118; 2029: 798247.0118; 2030: 798247.0118; 2031: 798247.0118; 2032: 798247.0118; 2033: 798247.0118; 2034: 798247.0118; 2035: 798247.0118; 2036: 798247.0118; 2037: 798247.0118; 2038: 798247.0118; 2039: 798247.0118; 2040: 798247.0118; 2041: 798247.0118; 2042: 798247.0118; 2043: 798247.0118; 2044: 798247.0118; 2045: 798247.0118; 2046: 798247.0118; 2047: 798247.0118
F2_Commercial_Market_Interruptible - College_Existing_Food Preparation_Natural Gas | F2 | Commercial | Market | Interruptible - College | Existing | Food Preparation | Natural Gas | Usage (GWh) | 2021: 0.015828; 2022: 0.015828; 2023: 0.015828; 2024: 0.015828; 2025: 0.015828; 2026: 0.015828; 2027: 0.015828; 2028: 0.015828; 2029: 0.015828; 2030: 0.015828; 2031: 0.015828; 2032: 0.015828; 2033: 0.015828; 2034: 0.015828; 2035: 0.015828; 2036: 0.015828; 2037: 0.015828; 2038: 0.015828; 2039: 0.015828; 2040: 0.015828; 2041: 0.015828; 2042: 0.015828; 2043: 0.015828; 2044: 0.015828; 2045: 0.015828; 2046: 0.015828; 2047: 0.015828
F3_Commercial_Market_Interruptible - College_Existing_Food Preparation_Natural Gas | F3 | Commercial | Market | Interruptible - College | Existing | Food Preparation | Natural Gas | Summer Peak Demand (MW) | 2021: 0; 2022: 0; 2023: 0; 2024: 0; 2025: 0; 2026: 0; 2027: 0; 2028: 0; 2029: 0; 2030: 0; 2031: 0; 2032: 0; 2033: 0; 2034: 0; 2035: 0; 2036: 0; 2037: 0; 2038: 0; 2039: 0; 2040: 0; 2041: 0; 2042: 0; 2043: 0; 2044: 0; 2045: 0; 2046: 0; 2047: 0
F4_Commercial_Market_Interruptible - College_Existing_Food Preparation_Natural Gas | F4 | Commercial | Market | Interruptible - College | Existing | Food Preparation | Natural Gas | Winter Peak Demand (MW) | 2021: 0; 2022: 0; 2023: 0; 2024: 0; 2025: 0; 2026: 0; 2027: 0; 2028: 0; 2029: 0; 2030: 0; 2031: 0; 2032: 0; 2033: 0; 2034: 0; 2035: 0; 2036: 0; 2037: 0; 2038: 0; 2039: 0; 2040: 0; 2041: 0; 2042: 0; 2043: 0; 2044: 0; 2045: 0; 2046: 0; 2047: 0
F1_Commercial_Market_Interruptible - College_Existing_Miscellaneous_Natural Gas | F1 | Commercial | Market | Interruptible - College | Existing | Miscellaneous | Natural Gas | Units | 2021: 798247.0118; 2022: 798247.0118; 2023: 798247.0118; 2024: 798247.0118; 2025: 798247.0118; 2026: 798247.0118; 2027: 798247.0118; 2028: 798247.0118; 2029: 798247.0118; 2030: 798247.0118; 2031: 798247.0118; 2032: 798247.0118; 2033: 798247.0118; 2034: 798247.0118; 2035: 798247.0118; 2036: 798247.0118; 2037: 798247.0118; 2038: 798247.0118; 2039: 798247.0118; 2040: 798247.0118; 2041: 798247.0118; 2042: 798247.0118; 2043: 798247.0118; 2044: 798247.0118; 2045: 798247.0118; 2046: 798247.0118; 2047: 798247.0118
F2_Commercial_Market_Interruptible - College_Existing_Miscellaneous_Natural Gas | F2 | Commercial | Market | Interruptible - College | Existing | Miscellaneous | Natural Gas | Usage (GWh) | 2021: 0.0042003; 2022: 0.0042003; 2023: 0.0042003; 2024: 0.0042003; 2025: 0.0042003; 2026: 0.0042003; 2027: 0.0042003; 2028: 0.0042003; 2029: 0.0042003; 2030: 0.0042003; 2031: 0.0042003; 2032: 0.0042003; 2033: 0.0042003; 2034: 0.0042003; 2035: 0.0042003; 2036: 0.0042003; 2037: 0.0042003; 2038: 0.0042003; 2039: 0.0042003; 2040: 0.0042003; 2041: 0.0042003; 2042: 0.0042003; 2043: 0.0042003; 2044: 0.0042003; 2045: 0.0042003; 2046: 0.0042003; 2047: 0.0042003
F3_Commercial_Market_Interruptible - College_Existing_Miscellaneous_Natural Gas | F3 | Commercial | Market | Interruptible - College | Existing | Miscellaneous | Natural Gas | Summer Peak Demand (MW) | 2021: 0; 2022: 0; 2023: 0; 2024: 0; 2025: 0; 2026: 0; 2027: 0; 2028: 0; 2029: 0; 2030: 0; 2031: 0; 2032: 0; 2033: 0; 2034: 0; 2035: 0; 2036: 0; 2037: 0; 2038: 0; 2039: 0; 2040: 0; 2041: 0; 2042: 0; 2043: 0; 2044: 0; 2045: 0; 2046: 0; 2047: 0
F4_Commercial_Market_Interruptible - College_Existing_Miscellaneous_Natural Gas | F4 | Commercial | Market | Interruptible - College | Existing | Miscellaneous | Natural Gas | Winter Peak Demand (MW) | 2021: 0; 2022: 0; 2023: 0; 2024: 0; 2025: 0; 2026: 0; 2027: 0; 2028: 0; 2029: 0; 2030: 0; 2031: 0; 2032: 0; 2033: 0; 2034: 0; 2035: 0; 2036: 0; 2037: 0; 2038: 0; 2039: 0; 2040: 0; 2041: 0; 2042: 0; 2043: 0; 2044: 0; 2045: 0; 2046: 0; 2047: 0
F1_Commercial_Small Systems_Interruptible - College_Existing_Space Heating_Natural Gas | F1 | Commercial | Small Systems | Interruptible - College | Existing | Space Heating | Natural Gas | Units | 2021: 0; 2022: 0; 2023: 0; 2024: 0; 2025: 0; 2026: 0; 2027: 0; 2028: 0; 2029: 0; 2030: 0; 2031: 0; 2032: 0; 2033: 0; 2034: 0; 2035: 0; 2036: 0; 2037: 0; 2038: 0; 2039: 0; 2040: 0; 2041: 0; 2042: 0; 2043: 0; 2044: 0; 2045: 0; 2046: 0; 2047: 0
F2_Commercial_Small Systems_Interruptible - College_Existing_Space Heating_Natural Gas | F2 | Commercial | Small Systems | Interruptible - College | Existing | Space Heating | Natural Gas | Usage (GWh) | 2021: 0; 2022: 0; 2023: 0; 2024: 0; 2025: 0; 2026: 0; 2027: 0; 2028: 0; 2029: 0; 2030: 0; 2031: 0; 2032: 0; 2033: 0; 2034: 0; 2035: 0; 2036: 0; 2037: 0; 2038: 0; 2039: 0; 2040: 0; 2041: 0; 2042: 0; 2043: 0; 2044: 0; 2045: 0; 2046: 0; 2047: 0
F3_Commercial_Small Systems_Interruptible - College_Existing_Space Heating_Natural Gas | F3 | Commercial | Small Systems | Interruptible - College | Existing | Space Heating | Natural Gas | Summer Peak Demand (MW) | 2021: 0; 2022: 0; 2023: 0; 2024: 0; 2025: 0; 2026: 0; 2027: 0; 2028: 0; 2029: 0; 2030: 0; 2031: 0; 2032: 0; 2033: 0; 2034: 0; 2035: 0; 2036: 0; 2037: 0; 2038: 0; 2039: 0; 2040: 0; 2041: 0; 2042: 0; 2043: 0; 2044: 0; 2045: 0; 2046: 0; 2047: 0
F4_Commercial_Small Systems_Interruptible - College_Existing_Space Heating_Natural Gas | F4 | Commercial | Small Systems | Interruptible - College | Existing | Space Heating | Natural Gas | Winter Peak Demand (MW) | 2021: 0; 2022: 0; 2023: 0; 2024: 0; 2025: 0; 2026: 0; 2027: 0; 2028: 0; 2029: 0; 2030: 0; 2031: 0; 2032: 0; 2033: 0; 2034: 0; 2035: 0; 2036: 0; 2037: 0; 2038: 0; 2039: 0; 2040: 0; 2041: 0; 2042: 0; 2043: 0; 2044: 0; 2045: 0; 2046: 0; 2047: 0
F1_Commercial_Central Systems_Interruptible - College_Existing_Space Heating_Natural Gas | F1 | Commercial | Central Systems | Interruptible - College | Existing | Space Heating | Natural Gas | Units | 2021: 618119.3492; 2022: 618119.3492; 2023: 618119.3492; 2024: 618119.3492; 2025: 618119.3492; 2026: 618119.3492; 2027: 618119.3492; 2028: 618119.3492; 2029: 618119.3492; 2030: 618119.3492; 2031: 618119.3492; 2032: 618119.3492; 2033: 618119.3492; 2034: 618119.3492; 2035: 618119.3492; 2036: 618119.3492; 2037: 618119.3492; 2038: 618119.3492; 2039: 618119.3492; 2040: 618119.3492; 2041: 618119.3492; 2042: 618119.3492; 2043: 618119.3492; 2044: 618119.3492; 2045: 618119.3492; 2046: 618119.3492; 2047: 618119.3492
F2_Commercial_Central Systems_Interruptible - College_Existing_Space Heating_Natural Gas | F2 | Commercial | Central Systems | Interruptible - College | Existing | Space Heating | Natural Gas | Usage (GWh) | 2021: 0.29508; 2022: 0.3165; 2023: 0.31434; 2024: 0.31341; 2025: 0.31248; 2026: 0.31157; 2027: 0.31068; 2028: 0.30981; 2029: 0.30896; 2030: 0.30814; 2031: 0.30733; 2032: 0.30656; 2033: 0.30581; 2034: 0.30509; 2035: 0.3044; 2036: 0.30374; 2037: 0.30312; 2038: 0.30253; 2039: 0.30197; 2040: 0.30145; 2041: 0.30098; 2042: 0.30054; 2043: 0.30015; 2044: 0.29978; 2045: 0.29946; 2046: 0.29916; 2047: 0.29888
F3_Commercial_Central Systems_Interruptible - College_Existing_Space Heating_Natural Gas | F3 | Commercial | Central Systems | Interruptible - College | Existing | Space Heating | Natural Gas | Summer Peak Demand (MW) | 2021: 0; 2022: 0; 2023: 0; 2024: 0; 2025: 0; 2026: 0; 2027: 0; 2028: 0; 2029: 0; 2030: 0; 2031: 0; 2032: 0; 2033: 0; 2034: 0; 2035: 0; 2036: 0; 2037: 0; 2038: 0; 2039: 0; 2040: 0; 2041: 0; 2042: 0; 2043: 0; 2044: 0; 2045: 0; 2046: 0; 2047: 0
F4_Commercial_Central Systems_Interruptible - College_Existing_Space Heating_Natural Gas | F4 | Commercial | Central Systems | Interruptible - College | Existing | Space Heating | Natural Gas | Winter Peak Demand (MW) | 2021: 0; 2022: 0; 2023: 0; 2024: 0; 2025: 0; 2026: 0; 2027: 0; 2028: 0; 2029: 0; 2030: 0; 2031: 0; 2032: 0; 2033: 0; 2034: 0; 2035: 0; 2036: 0; 2037: 0; 2038: 0; 2039: 0; 2040: 0; 2041: 0; 2042: 0; 2043: 0; 2044: 0; 2045: 0; 2046: 0; 2047: 0
F1_Commercial_All_Interruptible - College_New_Space Heating_Natural Gas | F1 | Commercial | All | Interruptible - College | New | Space Heating | Natural Gas | Units | 2021: 0; 2022: 0; 2023: 0; 2024: 0; 2025: 0; 2026: 0; 2027: 0; 2028: 0; 2029: 0; 2030: 0; 2031: 0; 2032: 0; 2033: 0; 2034: 0; 2035: 0; 2036: 0; 2037: 0; 2038: 0; 2039: 0; 2040: 0; 2041: 0; 2042: 0; 2043: 0; 2044: 0; 2045: 0; 2046: 0; 2047: 0
F2_Commercial_All_Interruptible - College_New_Space Heating_Natural Gas | F2 | Commercial | All | Interruptible - College | New | Space Heating | Natural Gas | Usage (GWh) | 2021: 0; 2022: 0; 2023: 0; 2024: 0; 2025: 0; 2026: 0; 2027: 0; 2028: 0; 2029: 0; 2030: 0; 2031: 0; 2032: 0; 2033: 0; 2034: 0; 2035: 0; 2036: 0; 2037: 0; 2038: 0; 2039: 0; 2040: 0; 2041: 0; 2042: 0; 2043: 0; 2044: 0; 2045: 0; 2046: 0; 2047: 0
F3_Commercial_All_Interruptible - College_New_Space Heating_Natural Gas | F3 | Commercial | All | Interruptible - College | New | Space Heating | Natural Gas | Summer Peak Demand (MW) | 2021: 0; 2022: 0; 2023: 0; 2024: 0; 2025: 0; 2026: 0; 2027: 0; 2028: 0; 2029: 0; 2030: 0; 2031: 0; 2032: 0; 2033: 0; 2034: 0; 2035: 0; 2036: 0; 2037: 0; 2038: 0; 2039: 0; 2040: 0; 2041: 0; 2042: 0; 2043: 0; 2044: 0; 2045: 0; 2046: 0; 2047: 0
F4_Commercial_All_Interruptible - College_New_Space Heating_Natural Gas | F4 | Commercial | All | Interruptible - College | New | Space Heating | Natural Gas | Winter Peak Demand (MW) | 2021: 0; 2022: 0; 2023: 0; 2024: 0; 2025: 0; 2026: 0; 2027: 0; 2028: 0; 2029: 0; 2030: 0; 2031: 0; 2032: 0; 2033: 0; 2034: 0; 2035: 0; 2036: 0; 2037: 0; 2038: 0; 2039: 0; 2040: 0; 2041: 0; 2042: 0; 2043: 0; 2044: 0; 2045: 0; 2046: 0; 2047: 0
F1_Commercial_All_Interruptible - College_New_Water Heating_Natural Gas | F1 | Commercial | All | Interruptible - College | New | Water Heating | Natural Gas | Units | 2021: 0; 2022: 0; 2023: 0; 2024: 0; 2025: 0; 2026: 0; 2027: 0; 2028: 0; 2029: 0; 2030: 0; 2031: 0; 2032: 0; 2033: 0; 2034: 0; 2035: 0; 2036: 0; 2037: 0; 2038: 0; 2039: 0; 2040: 0; 2041: 0; 2042: 0; 2043: 0; 2044: 0; 2045: 0; 2046: 0; 2047: 0
F2_Commercial_All_Interruptible - College_New_Water Heating_Natural Gas | F2 | Commercial | All | Interruptible - College | New | Water Heating | Natural Gas | Usage (GWh) | 2021: 0; 2022: 0; 2023: 0; 2024: 0; 2025: 0; 2026: 0; 2027: 0; 2028: 0; 2029: 0; 2030: 0; 2031: 0; 2032: 0; 2033: 0; 2034: 0; 2035: 0; 2036: 0; 2037: 0; 2038: 0; 2039: 0; 2040: 0; 2041: 0; 2042: 0; 2043: 0; 2044: 0; 2045: 0; 2046: 0; 2047: 0
F3_Commercial_All_Interruptible - College_New_Water Heating_Natural Gas | F3 | Commercial | All | Interruptible - College | New | Water Heating | Natural Gas | Summer Peak Demand (MW) | 2021: 0; 2022: 0; 2023: 0; 2024: 0; 2025: 0; 2026: 0; 2027: 0; 2028: 0; 2029: 0; 2030: 0; 2031: 0; 2032: 0; 2033: 0; 2034: 0; 2035: 0; 2036: 0; 2037: 0; 2038: 0; 2039: 0; 2040: 0; 2041: 0; 2042: 0; 2043: 0; 2044: 0; 2045: 0; 2046: 0; 2047: 0
F4_Commercial_All_Interruptible - College_New_Water Heating_Natural Gas | F4 | Commercial | All | Interruptible - College | New | Water Heating | Natural Gas | Winter Peak Demand (MW) | 2021: 0; 2022: 0; 2023: 0; 2024: 0; 2025: 0; 2026: 0; 2027: 0; 2028: 0; 2029: 0; 2030: 0; 2031: 0; 2032: 0; 2033: 0; 2034: 0; 2035: 0; 2036: 0; 2037: 0; 2038: 0; 2039: 0; 2040: 0; 2041: 0; 2042: 0; 2043: 0; 2044: 0; 2045: 0; 2046: 0; 2047: 0
F1_Commercial_All_Interruptible - College_New_Food Preparation_Natural Gas | F1 | Commercial | All | Interruptible - College | New | Food Preparation | Natural Gas | Units | 2021: 0; 2022: 0; 2023: 0; 2024: 0; 2025: 0; 2026: 0; 2027: 0; 2028: 0; 2029: 0; 2030: 0; 2031: 0; 2032: 0; 2033: 0; 2034: 0; 2035: 0; 2036: 0; 2037: 0; 2038: 0; 2039: 0; 2040: 0; 2041: 0; 2042: 0; 2043: 0; 2044: 0; 2045: 0; 2046: 0; 2047: 0
F2_Commercial_All_Interruptible - College_New_Food Preparation_Natural Gas | F2 | Commercial | All | Interruptible - College | New | Food Preparation | Natural Gas | Usage (GWh) | 2021: 0; 2022: 0; 2023: 0; 2024: 0; 2025: 0; 2026: 0; 2027: 0; 2028: 0; 2029: 0; 2030: 0; 2031: 0; 2032: 0; 2033: 0; 2034: 0; 2035: 0; 2036: 0; 2037: 0; 2038: 0; 2039: 0; 2040: 0; 2041: 0; 2042: 0; 2043: 0; 2044: 0; 2045: 0; 2046: 0; 2047: 0
F3_Commercial_All_Interruptible - College_New_Food Preparation_Natural Gas | F3 | Commercial | All | Interruptible - College | New | Food Preparation | Natural Gas | Summer Peak Demand (MW) | 2021: 0; 2022: 0; 2023: 0; 2024: 0; 2025: 0; 2026: 0; 2027: 0; 2028: 0; 2029: 0; 2030: 0; 2031: 0; 2032: 0; 2033: 0; 2034: 0; 2035: 0; 2036: 0; 2037: 0; 2038: 0; 2039: 0; 2040: 0; 2041: 0; 2042: 0; 2043: 0; 2044: 0; 2045: 0; 2046: 0; 2047: 0
F4_Commercial_All_Interruptible - College_New_Food Preparation_Natural Gas | F4 | Commercial | All | Interruptible - College | New | Food Preparation | Natural Gas | Winter Peak Demand (MW) | 2021: 0; 2022: 0; 2023: 0; 2024: 0; 2025: 0; 2026: 0; 2027: 0; 2028: 0; 2029: 0; 2030: 0; 2031: 0; 2032: 0; 2033: 0; 2034: 0; 2035: 0; 2036: 0; 2037: 0; 2038: 0; 2039: 0; 2040: 0; 2041: 0; 2042: 0; 2043: 0; 2044: 0; 2045: 0; 2046: 0; 2047: 0
F1_Commercial_All_Interruptible - College_New_Miscellaneous_Natural Gas | F1 | Commercial | All | Interruptible - College | New | Miscellaneous | Natural Gas | Units | 2021: 0; 2022: 0; 2023: 0; 2024: 0; 2025: 0; 2026: 0; 2027: 0; 2028: 0; 2029: 0; 2030: 0; 2031: 0; 2032: 0; 2033: 0; 2034: 0; 2035: 0; 2036: 0; 2037: 0; 2038: 0; 2039: 0; 2040: 0; 2041: 0; 2042: 0; 2043: 0; 2044: 0; 2045: 0; 2046: 0; 2047: 0
F2_Commercial_All_Interruptible - College_New_Miscellaneous_Natural Gas | F2 | Commercial | All | Interruptible - College | New | Miscellaneous | Natural Gas | Usage (GWh) | 2021: 0; 2022: 0; 2023: 0; 2024: 0; 2025: 0; 2026: 0; 2027: 0; 2028: 0; 2029: 0; 2030: 0; 2031: 0; 2032: 0; 2033: 0; 2034: 0; 2035: 0; 2036: 0; 2037: 0; 2038: 0; 2039: 0; 2040: 0; 2041: 0; 2042: 0; 2043: 0; 2044: 0; 2045: 0; 2046: 0; 2047: 0
F3_Commercial_All_Interruptible - College_New_Miscellaneous_Natural Gas | F3 | Commercial | All | Interruptible - College | New | Miscellaneous | Natural Gas | Summer Peak Demand (MW) | 2021: 0; 2022: 0; 2023: 0; 2024: 0; 2025: 0; 2026: 0; 2027: 0; 2028: 0; 2029: 0; 2030: 0; 2031: 0; 2032: 0; 2033: 0; 2034: 0; 2035: 0; 2036: 0; 2037: 0; 2038: 0; 2039: 0; 2040: 0; 2041: 0; 2042: 0; 2043: 0; 2044: 0; 2045: 0; 2046: 0; 2047: 0
F4_Commercial_All_Interruptible - College_New_Miscellaneous_Natural Gas | F4 | Commercial | All | Interruptible - College | New | Miscellaneous | Natural Gas | Winter Peak Demand (MW) | 2021: 0; 2022: 0; 2023: 0; 2024: 0; 2025: 0; 2026: 0; 2027: 0; 2028: 0; 2029: 0; 2030: 0; 2031: 0; 2032: 0; 2033: 0; 2034: 0; 2035: 0; 2036: 0; 2037: 0; 2038: 0; 2039: 0; 2040: 0; 2041: 0; 2042: 0; 2043: 0; 2044: 0; 2045: 0; 2046: 0; 2047: 0
F1_Commercial_Market_Interruptible - College_New_Space Heating_Natural Gas | F1 | Commercial | Market | Interruptible - College | New | Space Heating | Natural Gas | Units | 2021: 0; 2022: 0; 2023: 0; 2024: 0; 2025: 0; 2026: 0; 2027: 0; 2028: 0; 2029: 0; 2030: 0; 2031: 0; 2032: 0; 2033: 0; 2034: 0; 2035: 0; 2036: 0; 2037: 0; 2038: 0; 2039: 0; 2040: 0; 2041: 0; 2042: 0; 2043: 0; 2044: 0; 2045: 0; 2046: 0; 2047: 0
F2_Commercial_Market_Interruptible - College_New_Space Heating_Natural Gas | F2 | Commercial | Market | Interruptible - College | New | Space Heating | Natural Gas | Usage (GWh) | 2021: 0; 2022: 0; 2023: 0; 2024: 0; 2025: 0; 2026: 0; 2027: 0; 2028: 0; 2029: 0; 2030: 0; 2031: 0; 2032: 0; 2033: 0; 2034: 0; 2035: 0; 2036: 0; 2037: 0; 2038: 0; 2039: 0; 2040: 0; 2041: 0; 2042: 0; 2043: 0; 2044: 0; 2045: 0; 2046: 0; 2047: 0
F3_Commercial_Market_Interruptible - College_New_Space Heating_Natural Gas | F3 | Commercial | Market | Interruptible - College | New | Space Heating | Natural Gas | Summer Peak Demand (MW) | 2021: 0; 2022: 0; 2023: 0; 2024: 0; 2025: 0; 2026: 0; 2027: 0; 2028: 0; 2029: 0; 2030: 0; 2031: 0; 2032: 0; 2033: 0; 2034: 0; 2035: 0; 2036: 0; 2037: 0; 2038: 0; 2039: 0; 2040: 0; 2041: 0; 2042: 0; 2043: 0; 2044: 0; 2045: 0; 2046: 0; 2047: 0
F4_Commercial_Market_Interruptible - College_New_Space Heating_Natural Gas | F4 | Commercial | Market | Interruptible - College | New | Space Heating | Natural Gas | Winter Peak Demand (MW) | 2021: 0; 2022: 0; 2023: 0; 2024: 0; 2025: 0; 2026: 0; 2027: 0; 2028: 0; 2029: 0; 2030: 0; 2031: 0; 2032: 0; 2033: 0; 2034: 0; 2035: 0; 2036: 0; 2037: 0; 2038: 0; 2039: 0; 2040: 0; 2041: 0; 2042: 0; 2043: 0; 2044: 0; 2045: 0; 2046: 0; 2047: 0
F1_Commercial_Market_Interruptible - College_New_Water Heating_Natural Gas | F1 | Commercial | Market | Interruptible - College | New | Water Heating | Natural Gas | Units | 2021: 0; 2022: 0; 2023: 0; 2024: 0; 2025: 0; 2026: 0; 2027: 0; 2028: 0; 2029: 0; 2030: 0; 2031: 0; 2032: 0; 2033: 0; 2034: 0; 2035: 0; 2036: 0; 2037: 0; 2038: 0; 2039: 0; 2040: 0; 2041: 0; 2042: 0; 2043: 0; 2044: 0; 2045: 0; 2046: 0; 2047: 0
F2_Commercial_Market_Interruptible - College_New_Water Heating_Natural Gas | F2 | Commercial | Market | Interruptible - College | New | Water Heating | Natural Gas | Usage (GWh) | 2021: 0; 2022: 0; 2023: 0; 2024: 0; 2025: 0; 2026: 0; 2027: 0; 2028: 0; 2029: 0; 2030: 0; 2031: 0; 2032: 0; 2033: 0; 2034: 0; 2035: 0; 2036: 0; 2037: 0; 2038: 0; 2039: 0; 2040: 0; 2041: 0; 2042: 0; 2043: 0; 2044: 0; 2045: 0; 2046: 0; 2047: 0
F3_Commercial_Market_Interruptible - College_New_Water Heating_Natural Gas | F3 | Commercial | Market | Interruptible - College | New | Water Heating | Natural Gas | Summer Peak Demand (MW) | 2021: 0; 2022: 0; 2023: 0; 2024: 0; 2025: 0; 2026: 0; 2027: 0; 2028: 0; 2029: 0; 2030: 0; 2031: 0; 2032: 0; 2033: 0; 2034: 0; 2035: 0; 2036: 0; 2037: 0; 2038: 0; 2039: 0; 2040: 0; 2041: 0; 2042: 0; 2043: 0; 2044: 0; 2045: 0; 2046: 0; 2047: 0
F4_Commercial_Market_Interruptible - College_New_Water Heating_Natural Gas | F4 | Commercial | Market | Interruptible - College | New | Water Heating | Natural Gas | Winter Peak Demand (MW) | 2021: 0; 2022: 0; 2023: 0; 2024: 0; 2025: 0; 2026: 0; 2027: 0; 2028: 0; 2029: 0; 2030: 0; 2031: 0; 2032: 0; 2033: 0; 2034: 0; 2035: 0; 2036: 0; 2037: 0; 2038: 0; 2039: 0; 2040: 0; 2041: 0; 2042: 0; 2043: 0; 2044: 0; 2045: 0; 2046: 0; 2047: 0
F1_Commercial_Market_Interruptible - College_New_Food Preparation_Natural Gas | F1 | Commercial | Market | Interruptible - College | New | Food Preparation | Natural Gas | Units | 2021: 0; 2022: 0; 2023: 0; 2024: 0; 2025: 0; 2026: 0; 2027: 0; 2028: 0; 2029: 0; 2030: 0; 2031: 0; 2032: 0; 2033: 0; 2034: 0; 2035: 0; 2036: 0; 2037: 0; 2038: 0; 2039: 0; 2040: 0; 2041: 0; 2042: 0; 2043: 0; 2044: 0; 2045: 0; 2046: 0; 2047: 0
F2_Commercial_Market_Interruptible - College_New_Food Preparation_Natural Gas | F2 | Commercial | Market | Interruptible - College | New | Food Preparation | Natural Gas | Usage (GWh) | 2021: 0; 2022: 0; 2023: 0; 2024: 0; 2025: 0; 2026: 0; 2027: 0; 2028: 0; 2029: 0; 2030: 0; 2031: 0; 2032: 0; 2033: 0; 2034: 0; 2035: 0; 2036: 0; 2037: 0; 2038: 0; 2039: 0; 2040: 0; 2041: 0; 2042: 0; 2043: 0; 2044: 0; 2045: 0; 2046: 0; 2047: 0
F3_Commercial_Market_Interruptible - College_New_Food Preparation_Natural Gas | F3 | Commercial | Market | Interruptible - College | New | Food Preparation | Natural Gas | Summer Peak Demand (MW) | 2021: 0; 2022: 0; 2023: 0; 2024: 0; 2025: 0; 2026: 0; 2027: 0; 2028: 0; 2029: 0; 2030: 0; 2031: 0; 2032: 0; 2033: 0; 2034: 0; 2035: 0; 2036: 0; 2037: 0; 2038: 0; 2039: 0; 2040: 0; 2041: 0; 2042: 0; 2043: 0; 2044: 0; 2045: 0; 2046: 0; 2047: 0
F4_Commercial_Market_Interruptible - College_New_Food Preparation_Natural Gas | F4 | Commercial | Market | Interruptible - College | New | Food Preparation | Natural Gas | Winter Peak Demand (MW) | 2021: 0; 2022: 0; 2023: 0; 2024: 0; 2025: 0; 2026: 0; 2027: 0; 2028: 0; 2029: 0; 2030: 0; 2031: 0; 2032: 0; 2033: 0; 2034: 0; 2035: 0; 2036: 0; 2037: 0; 2038: 0; 2039: 0; 2040: 0; 2041: 0; 2042: 0; 2043: 0; 2044: 0; 2045: 0; 2046: 0; 2047: 0
F1_Commercial_Market_Interruptible - College_New_Miscellaneous_Natural Gas | F1 | Commercial | Market | Interruptible - College | New | Miscellaneous | Natural Gas | Units | 2021: 0; 2022: 0; 2023: 0; 2024: 0; 2025: 0; 2026: 0; 2027: 0; 2028: 0; 2029: 0; 2030: 0; 2031: 0; 2032: 0; 2033: 0; 2034: 0; 2035: 0; 2036: 0; 2037: 0; 2038: 0; 2039: 0; 2040: 0; 2041: 0; 2042: 0; 2043: 0; 2044: 0; 2045: 0; 2046: 0; 2047: 0
F2_Commercial_Market_Interruptible - College_New_Miscellaneous_Natural Gas | F2 | Commercial | Market | Interruptible - College | New | Miscellaneous | Natural Gas | Usage (GWh) | 2021: 0; 2022: 0; 2023: 0; 2024: 0; 2025: 0; 2026: 0; 2027: 0; 2028: 0; 2029: 0; 2030: 0; 2031: 0; 2032: 0; 2033: 0; 2034: 0; 2035: 0; 2036: 0; 2037: 0; 2038: 0; 2039: 0; 2040: 0; 2041: 0; 2042: 0; 2043: 0; 2044: 0; 2045: 0; 2046: 0; 2047: 0
F3_Commercial_Market_Interruptible - College_New_Miscellaneous_Natural Gas | F3 | Commercial | Market | Interruptible - College | New | Miscellaneous | Natural Gas | Summer Peak Demand (MW) | 2021: 0; 2022: 0; 2023: 0; 2024: 0; 2025: 0; 2026: 0; 2027: 0; 2028: 0; 2029: 0; 2030: 0; 2031: 0; 2032: 0; 2033: 0; 2034: 0; 2035: 0; 2036: 0; 2037: 0; 2038: 0; 2039: 0; 2040: 0; 2041: 0; 2042: 0; 2043: 0; 2044: 0; 2045: 0; 2046: 0; 2047: 0
F4_Commercial_Market_Interruptible - College_New_Miscellaneous_Natural Gas | F4 | Commercial | Market | Interruptible - College | New | Miscellaneous | Natural Gas | Winter Peak Demand (MW) | 2021: 0; 2022: 0; 2023: 0; 2024: 0; 2025: 0; 2026: 0; 2027: 0; 2028: 0; 2029: 0; 2030: 0; 2031: 0; 2032: 0; 2033: 0; 2034: 0; 2035: 0; 2036: 0; 2037: 0; 2038: 0; 2039: 0; 2040: 0; 2041: 0; 2042: 0; 2043: 0; 2044: 0; 2045: 0; 2046: 0; 2047: 0
F1_Commercial_Small Systems_Interruptible - College_New_Space Heating_Natural Gas | F1 | Commercial | Small Systems | Interruptible - College | New | Space Heating | Natural Gas | Units | 2021: 0; 2022: 0; 2023: 0; 2024: 0; 2025: 0; 2026: 0; 2027: 0; 2028: 0; 2029: 0; 2030: 0; 2031: 0; 2032: 0; 2033: 0; 2034: 0; 2035: 0; 2036: 0; 2037: 0; 2038: 0; 2039: 0; 2040: 0; 2041: 0; 2042: 0; 2043: 0; 2044: 0; 2045: 0; 2046: 0; 2047: 0
F2_Commercial_Small Systems_Interruptible - College_New_Space Heating_Natural Gas | F2 | Commercial | Small Systems | Interruptible - College | New | Space Heating | Natural Gas | Usage (GWh) | 2021: 0; 2022: 0; 2023: 0; 2024: 0; 2025: 0; 2026: 0; 2027: 0; 2028: 0; 2029: 0; 2030: 0; 2031: 0; 2032: 0; 2033: 0; 2034: 0; 2035: 0; 2036: 0; 2037: 0; 2038: 0; 2039: 0; 2040: 0; 2041: 0; 2042: 0; 2043: 0; 2044: 0; 2045: 0; 2046: 0; 2047: 0
F3_Commercial_Small Systems_Interruptible - College_New_Space Heating_Natural Gas | F3 | Commercial | Small Systems | Interruptible - College | New | Space Heating | Natural Gas | Summer Peak Demand (MW) | 2021: 0; 2022: 0; 2023: 0; 2024: 0; 2025: 0; 2026: 0; 2027: 0; 2028: 0; 2029: 0; 2030: 0; 2031: 0; 2032: 0; 2033: 0; 2034: 0; 2035: 0; 2036: 0; 2037: 0; 2038: 0; 2039: 0; 2040: 0; 2041: 0; 2042: 0; 2043: 0; 2044: 0; 2045: 0; 2046: 0; 2047: 0
F4_Commercial_Small Systems_Interruptible - College_New_Space Heating_Natural Gas | F4 | Commercial | Small Systems | Interruptible - College | New | Space Heating | Natural Gas | Winter Peak Demand (MW) | 2021: 0; 2022: 0; 2023: 0; 2024: 0; 2025: 0; 2026: 0; 2027: 0; 2028: 0; 2029: 0; 2030: 0; 2031: 0; 2032: 0; 2033: 0; 2034: 0; 2035: 0; 2036: 0; 2037: 0; 2038: 0; 2039: 0; 2040: 0; 2041: 0; 2042: 0; 2043: 0; 2044: 0; 2045: 0; 2046: 0; 2047: 0
F1_Commercial_Central Systems_Interruptible - College_New_Space Heating_Natural Gas | F1 | Commercial | Central Systems | Interruptible - College | New | Space Heating | Natural Gas | Units | 2021: 0; 2022: 0; 2023: 0; 2024: 0; 2025: 0; 2026: 0; 2027: 0; 2028: 0; 2029: 0; 2030: 0; 2031: 0; 2032: 0; 2033: 0; 2034: 0; 2035: 0; 2036: 0; 2037: 0; 2038: 0; 2039: 0; 2040: 0; 2041: 0; 2042: 0; 2043: 0; 2044: 0; 2045: 0; 2046: 0; 2047: 0
F2_Commercial_Central Systems_Interruptible - College_New_Space Heating_Natural Gas | F2 | Commercial | Central Systems | Interruptible - College | New | Space Heating | Natural Gas | Usage (GWh) | 2021: 0; 2022: 0; 2023: 0; 2024: 0; 2025: 0; 2026: 0; 2027: 0; 2028: 0; 2029: 0; 2030: 0; 2031: 0; 2032: 0; 2033: 0; 2034: 0; 2035: 0; 2036: 0; 2037: 0; 2038: 0; 2039: 0; 2040: 0; 2041: 0; 2042: 0; 2043: 0; 2044: 0; 2045: 0; 2046: 0; 2047: 0
F3_Commercial_Central Systems_Interruptible - College_New_Space Heating_Natural Gas | F3 | Commercial | Central Systems | Interruptible - College | New | Space Heating | Natural Gas | Summer Peak Demand (MW) | 2021: 0; 2022: 0; 2023: 0; 2024: 0; 2025: 0; 2026: 0; 2027: 0; 2028: 0; 2029: 0; 2030: 0; 2031: 0; 2032: 0; 2033: 0; 2034: 0; 2035: 0; 2036: 0; 2037: 0; 2038: 0; 2039: 0; 2040: 0; 2041: 0; 2042: 0; 2043: 0; 2044: 0; 2045: 0; 2046: 0; 2047: 0
F4_Commercial_Central Systems_Interruptible - College_New_Space Heating_Natural Gas | F4 | Commercial | Central Systems | Interruptible - College | New | Space Heating | Natural Gas | Winter Peak Demand (MW) | 2021: 0; 2022: 0; 2023: 0; 2024: 0; 2025: 0; 2026: 0; 2027: 0; 2028: 0; 2029: 0; 2030: 0; 2031: 0; 2032: 0; 2033: 0; 2034: 0; 2035: 0; 2036: 0; 2037: 0; 2038: 0; 2039: 0; 2040: 0; 2041: 0; 2042: 0; 2043: 0; 2044: 0; 2045: 0; 2046: 0; 2047: 0
F1_Commercial_All_Interruptible - Health_Existing_Space Heating_Natural Gas | F1 | Commercial | All | Interruptible - Health | Existing | Space Heating | Natural Gas | Units | 2021: 1247091.723; 2022: 1247091.723; 2023: 1247091.723; 2024: 1247091.723; 2025: 1247091.723; 2026: 1247091.723; 2027: 1247091.723; 2028: 1247091.723; 2029: 1247091.723; 2030: 1247091.723; 2031: 1247091.723; 2032: 1247091.723; 2033: 1247091.723; 2034: 1247091.723; 2035: 1247091.723; 2036: 1247091.723; 2037: 1247091.723; 2038: 1247091.723; 2039: 1247091.723; 2040: 1247091.723; 2041: 1247091.723; 2042: 1247091.723; 2043: 1247091.723; 2044: 1247091.723; 2045: 1247091.723; 2046: 1247091.723; 2047: 1247091.723
F2_Commercial_All_Interruptible - Health_Existing_Space Heating_Natural Gas | F2 | Commercial | All | Interruptible - Health | Existing | Space Heating | Natural Gas | Usage (GWh) | 2021: 0.59898; 2022: 0.6424; 2023: 0.63796; 2024: 0.63601; 2025: 0.63408; 2026: 0.63219; 2027: 0.63032; 2028: 0.6285; 2029: 0.62672; 2030: 0.62498; 2031: 0.6233; 2032: 0.62167; 2033: 0.6201; 2034: 0.61859; 2035: 0.61716; 2036: 0.6158; 2037: 0.61451; 2038: 0.6133; 2039: 0.61217; 2040: 0.61112; 2041: 0.61016; 2042: 0.60928; 2043: 0.60848; 2044: 0.60776; 2045: 0.60709; 2046: 0.60649; 2047: 0.60594
F3_Commercial_All_Interruptible - Health_Existing_Space Heating_Natural Gas | F3 | Commercial | All | Interruptible - Health | Existing | Space Heating | Natural Gas | Summer Peak Demand (MW) | 2021: 0; 2022: 0; 2023: 0; 2024: 0; 2025: 0; 2026: 0; 2027: 0; 2028: 0; 2029: 0; 2030: 0; 2031: 0; 2032: 0; 2033: 0; 2034: 0; 2035: 0; 2036: 0; 2037: 0; 2038: 0; 2039: 0; 2040: 0; 2041: 0; 2042: 0; 2043: 0; 2044: 0; 2045: 0; 2046: 0; 2047: 0
F4_Commercial_All_Interruptible - Health_Existing_Space Heating_Natural Gas | F4 | Commercial | All | Interruptible - Health | Existing | Space Heating | Natural Gas | Winter Peak Demand (MW) | 2021: 0; 2022: 0; 2023: 0; 2024: 0; 2025: 0; 2026: 0; 2027: 0; 2028: 0; 2029: 0; 2030: 0; 2031: 0; 2032: 0; 2033: 0; 2034: 0; 2035: 0; 2036: 0; 2037: 0; 2038: 0; 2039: 0; 2040: 0; 2041: 0; 2042: 0; 2043: 0; 2044: 0; 2045: 0; 2046: 0; 2047: 0
F1_Commercial_All_Interruptible - Health_Existing_Water Heating_Natural Gas | F1 | Commercial | All | Interruptible - Health | Existing | Water Heating | Natural Gas | Units | 2021: 1155222.9134; 2022: 1155222.9134; 2023: 1155222.9134; 2024: 1155222.9134; 2025: 1155222.9134; 2026: 1155222.9134; 2027: 1155222.9134; 2028: 1155222.9134; 2029: 1155222.9134; 2030: 1155222.9134; 2031: 1155222.9134; 2032: 1155222.9134; 2033: 1155222.9134; 2034: 1155222.9134; 2035: 1155222.9134; 2036: 1155222.9134; 2037: 1155222.9134; 2038: 1155222.9134; 2039: 1155222.9134; 2040: 1155222.9134; 2041: 1155222.9134; 2042: 1155222.9134; 2043: 1155222.9134; 2044: 1155222.9134; 2045: 1155222.9134; 2046: 1155222.9134; 2047: 1155222.9134
F2_Commercial_All_Interruptible - Health_Existing_Water Heating_Natural Gas | F2 | Commercial | All | Interruptible - Health | Existing | Water Heating | Natural Gas | Usage (GWh) | 2021: 0.56657; 2022: 0.55563; 2023: 0.54594; 2024: 0.53739; 2025: 0.52988; 2026: 0.52334; 2027: 0.51771; 2028: 0.51293; 2029: 0.50898; 2030: 0.50582; 2031: 0.50329; 2032: 0.50127; 2033: 0.49965; 2034: 0.49835; 2035: 0.49732; 2036: 0.49649; 2037: 0.49583; 2038: 0.4953; 2039: 0.49487; 2040: 0.49453; 2041: 0.49426; 2042: 0.49404; 2043: 0.49387; 2044: 0.49373; 2045: 0.49362; 2046: 0.49353; 2047: 0.49346
F3_Commercial_All_Interruptible - Health_Existing_Water Heating_Natural Gas | F3 | Commercial | All | Interruptible - Health | Existing | Water Heating | Natural Gas | Summer Peak Demand (MW) | 2021: 0; 2022: 0; 2023: 0; 2024: 0; 2025: 0; 2026: 0; 2027: 0; 2028: 0; 2029: 0; 2030: 0; 2031: 0; 2032: 0; 2033: 0; 2034: 0; 2035: 0; 2036: 0; 2037: 0; 2038: 0; 2039: 0; 2040: 0; 2041: 0; 2042: 0; 2043: 0; 2044: 0; 2045: 0; 2046: 0; 2047: 0
F4_Commercial_All_Interruptible - Health_Existing_Water Heating_Natural Gas | F4 | Commercial | All | Interruptible - Health | Existing | Water Heating | Natural Gas | Winter Peak Demand (MW) | 2021: 0; 2022: 0; 2023: 0; 2024: 0; 2025: 0; 2026: 0; 2027: 0; 2028: 0; 2029: 0; 2030: 0; 2031: 0; 2032: 0; 2033: 0; 2034: 0; 2035: 0; 2036: 0; 2037: 0; 2038: 0; 2039: 0; 2040: 0; 2041: 0; 2042: 0; 2043: 0; 2044: 0; 2045: 0; 2046: 0; 2047: 0
F1_Commercial_All_Interruptible - Health_Existing_Food Preparation_Natural Gas | F1 | Commercial | All | Interruptible - Health | Existing | Food Preparation | Natural Gas | Units | 2021: 874454.9183; 2022: 874454.9183; 2023: 874454.9183; 2024: 874454.9183; 2025: 874454.9183; 2026: 874454.9183; 2027: 874454.9183; 2028: 874454.9183; 2029: 874454.9183; 2030: 874454.9183; 2031: 874454.9183; 2032: 874454.9183; 2033: 874454.9183; 2034: 874454.9183; 2035: 874454.9183; 2036: 874454.9183; 2037: 874454.9183; 2038: 874454.9183; 2039: 874454.9183; 2040: 874454.9183; 2041: 874454.9183; 2042: 874454.9183; 2043: 874454.9183; 2044: 874454.9183; 2045: 874454.9183; 2046: 874454.9183; 2047: 874454.9183
F2_Commercial_All_Interruptible - Health_Existing_Food Preparation_Natural Gas | F2 | Commercial | All | Interruptible - Health | Existing | Food Preparation | Natural Gas | Usage (GWh) | 2021: 0.23241; 2022: 0.23241; 2023: 0.23241; 2024: 0.23241; 2025: 0.23241; 2026: 0.23241; 2027: 0.23241; 2028: 0.23241; 2029: 0.23241; 2030: 0.23241; 2031: 0.23241; 2032: 0.23241; 2033: 0.23241; 2034: 0.23241; 2035: 0.23241; 2036: 0.23241; 2037: 0.23241; 2038: 0.23241; 2039: 0.23241; 2040: 0.23241; 2041: 0.23241; 2042: 0.23241; 2043: 0.23241; 2044: 0.23241; 2045: 0.23241; 2046: 0.23241; 2047: 0.23241
F3_Commercial_All_Interruptible - Health_Existing_Food Preparation_Natural Gas | F3 | Commercial | All | Interruptible - Health | Existing | Food Preparation | Natural Gas | Summer Peak Demand (MW) | 2021: 0; 2022: 0; 2023: 0; 2024: 0; 2025: 0; 2026: 0; 2027: 0; 2028: 0; 2029: 0; 2030: 0; 2031: 0; 2032: 0; 2033: 0; 2034: 0; 2035: 0; 2036: 0; 2037: 0; 2038: 0; 2039: 0; 2040: 0; 2041: 0; 2042: 0; 2043: 0; 2044: 0; 2045: 0; 2046: 0; 2047: 0
F4_Commercial_All_Interruptible - Health_Existing_Food Preparation_Natural Gas | F4 | Commercial | All | Interruptible - Health | Existing | Food Preparation | Natural Gas | Winter Peak Demand (MW) | 2021: 0; 2022: 0; 2023: 0; 2024: 0; 2025: 0; 2026: 0; 2027: 0; 2028: 0; 2029: 0; 2030: 0; 2031: 0; 2032: 0; 2033: 0; 2034: 0; 2035: 0; 2036: 0; 2037: 0; 2038: 0; 2039: 0; 2040: 0; 2041: 0; 2042: 0; 2043: 0; 2044: 0; 2045: 0; 2046: 0; 2047: 0
F1_Commercial_All_Interruptible - Health_Existing_Miscellaneous_Natural Gas | F1 | Commercial | All | Interruptible - Health | Existing | Miscellaneous | Natural Gas | Units | 2021: 1426786.341; 2022: 1426786.341; 2023: 1426786.341; 2024: 1426786.341; 2025: 1426786.341; 2026: 1426786.341; 2027: 1426786.341; 2028: 1426786.341; 2029: 1426786.341; 2030: 1426786.341; 2031: 1426786.341; 2032: 1426786.341; 2033: 1426786.341; 2034: 1426786.341; 2035: 1426786.341; 2036: 1426786.341; 2037: 1426786.341; 2038: 1426786.341; 2039: 1426786.341; 2040: 1426786.341; 2041: 1426786.341; 2042: 1426786.341; 2043: 1426786.341; 2044: 1426786.341; 2045: 1426786.341; 2046: 1426786.341; 2047: 1426786.341
F2_Commercial_All_Interruptible - Health_Existing_Miscellaneous_Natural Gas | F2 | Commercial | All | Interruptible - Health | Existing | Miscellaneous | Natural Gas | Usage (GWh) | 2021: 0.0075845; 2022: 0.0075845; 2023: 0.0075845; 2024: 0.0075845; 2025: 0.0075845; 2026: 0.0075845; 2027: 0.0075845; 2028: 0.0075845; 2029: 0.0075845; 2030: 0.0075845; 2031: 0.0075845; 2032: 0.0075845; 2033: 0.0075845; 2034: 0.0075845; 2035: 0.0075845; 2036: 0.0075845; 2037: 0.0075845; 2038: 0.0075845; 2039: 0.0075845; 2040: 0.0075845; 2041: 0.0075845; 2042: 0.0075845; 2043: 0.0075845; 2044: 0.0075845; 2045: 0.0075845; 2046: 0.0075845; 2047: 0.0075845
F3_Commercial_All_Interruptible - Health_Existing_Miscellaneous_Natural Gas | F3 | Commercial | All | Interruptible - Health | Existing | Miscellaneous | Natural Gas | Summer Peak Demand (MW) | 2021: 0; 2022: 0; 2023: 0; 2024: 0; 2025: 0; 2026: 0; 2027: 0; 2028: 0; 2029: 0; 2030: 0; 2031: 0; 2032: 0; 2033: 0; 2034: 0; 2035: 0; 2036: 0; 2037: 0; 2038: 0; 2039: 0; 2040: 0; 2041: 0; 2042: 0; 2043: 0; 2044: 0; 2045: 0; 2046: 0; 2047: 0
F4_Commercial_All_Interruptible - Health_Existing_Miscellaneous_Natural Gas | F4 | Commercial | All | Interruptible - Health | Existing | Miscellaneous | Natural Gas | Winter Peak Demand (MW) | 2021: 0; 2022: 0; 2023: 0; 2024: 0; 2025: 0; 2026: 0; 2027: 0; 2028: 0; 2029: 0; 2030: 0; 2031: 0; 2032: 0; 2033: 0; 2034: 0; 2035: 0; 2036: 0; 2037: 0; 2038: 0; 2039: 0; 2040: 0; 2041: 0; 2042: 0; 2043: 0; 2044: 0; 2045: 0; 2046: 0; 2047: 0
F1_Commercial_Market_Interruptible - Health_Existing_Space Heating_Natural Gas | F1 | Commercial | Market | Interruptible - Health | Existing | Space Heating | Natural Gas | Units | 2021: 1426786.341; 2022: 1426786.341; 2023: 1426786.341; 2024: 1426786.341; 2025: 1426786.341; 2026: 1426786.341; 2027: 1426786.341; 2028: 1426786.341; 2029: 1426786.341; 2030: 1426786.341; 2031: 1426786.341; 2032: 1426786.341; 2033: 1426786.341; 2034: 1426786.341; 2035: 1426786.341; 2036: 1426786.341; 2037: 1426786.341; 2038: 1426786.341; 2039: 1426786.341; 2040: 1426786.341; 2041: 1426786.341; 2042: 1426786.341; 2043: 1426786.341; 2044: 1426786.341; 2045: 1426786.341; 2046: 1426786.341; 2047: 1426786.341
F2_Commercial_Market_Interruptible - Health_Existing_Space Heating_Natural Gas | F2 | Commercial | Market | Interruptible - Health | Existing | Space Heating | Natural Gas | Usage (GWh) | 2021: 0.59898; 2022: 0.6424; 2023: 0.63796; 2024: 0.63601; 2025: 0.63408; 2026: 0.63219; 2027: 0.63032; 2028: 0.6285; 2029: 0.62672; 2030: 0.62498; 2031: 0.6233; 2032: 0.62167; 2033: 0.6201; 2034: 0.61859; 2035: 0.61716; 2036: 0.6158; 2037: 0.61451; 2038: 0.6133; 2039: 0.61217; 2040: 0.61112; 2041: 0.61016; 2042: 0.60928; 2043: 0.60848; 2044: 0.60776; 2045: 0.60709; 2046: 0.60649; 2047: 0.60594
F3_Commercial_Market_Interruptible - Health_Existing_Space Heating_Natural Gas | F3 | Commercial | Market | Interruptible - Health | Existing | Space Heating | Natural Gas | Summer Peak Demand (MW) | 2021: 0; 2022: 0; 2023: 0; 2024: 0; 2025: 0; 2026: 0; 2027: 0; 2028: 0; 2029: 0; 2030: 0; 2031: 0; 2032: 0; 2033: 0; 2034: 0; 2035: 0; 2036: 0; 2037: 0; 2038: 0; 2039: 0; 2040: 0; 2041: 0; 2042: 0; 2043: 0; 2044: 0; 2045: 0; 2046: 0; 2047: 0
F4_Commercial_Market_Interruptible - Health_Existing_Space Heating_Natural Gas | F4 | Commercial | Market | Interruptible - Health | Existing | Space Heating | Natural Gas | Winter Peak Demand (MW) | 2021: 0; 2022: 0; 2023: 0; 2024: 0; 2025: 0; 2026: 0; 2027: 0; 2028: 0; 2029: 0; 2030: 0; 2031: 0; 2032: 0; 2033: 0; 2034: 0; 2035: 0; 2036: 0; 2037: 0; 2038: 0; 2039: 0; 2040: 0; 2041: 0; 2042: 0; 2043: 0; 2044: 0; 2045: 0; 2046: 0; 2047: 0
F1_Commercial_Market_Interruptible - Health_Existing_Water Heating_Natural Gas | F1 | Commercial | Market | Interruptible - Health | Existing | Water Heating | Natural Gas | Units | 2021: 1426786.341; 2022: 1426786.341; 2023: 1426786.341; 2024: 1426786.341; 2025: 1426786.341; 2026: 1426786.341; 2027: 1426786.341; 2028: 1426786.341; 2029: 1426786.341; 2030: 1426786.341; 2031: 1426786.341; 2032: 1426786.341; 2033: 1426786.341; 2034: 1426786.341; 2035: 1426786.341; 2036: 1426786.341; 2037: 1426786.341; 2038: 1426786.341; 2039: 1426786.341; 2040: 1426786.341; 2041: 1426786.341; 2042: 1426786.341; 2043: 1426786.341; 2044: 1426786.341; 2045: 1426786.341; 2046: 1426786.341; 2047: 1426786.341
F2_Commercial_Market_Interruptible - Health_Existing_Water Heating_Natural Gas | F2 | Commercial | Market | Interruptible - Health | Existing | Water Heating | Natural Gas | Usage (GWh) | 2021: 0.56657; 2022: 0.55563; 2023: 0.54594; 2024: 0.53739; 2025: 0.52988; 2026: 0.52334; 2027: 0.51771; 2028: 0.51293; 2029: 0.50898; 2030: 0.50582; 2031: 0.50329; 2032: 0.50127; 2033: 0.49965; 2034: 0.49835; 2035: 0.49732; 2036: 0.49649; 2037: 0.49583; 2038: 0.4953; 2039: 0.49487; 2040: 0.49453; 2041: 0.49426; 2042: 0.49404; 2043: 0.49387; 2044: 0.49373; 2045: 0.49362; 2046: 0.49353; 2047: 0.49346
F3_Commercial_Market_Interruptible - Health_Existing_Water Heating_Natural Gas | F3 | Commercial | Market | Interruptible - Health | Existing | Water Heating | Natural Gas | Summer Peak Demand (MW) | 2021: 0; 2022: 0; 2023: 0; 2024: 0; 2025: 0; 2026: 0; 2027: 0; 2028: 0; 2029: 0; 2030: 0; 2031: 0; 2032: 0; 2033: 0; 2034: 0; 2035: 0; 2036: 0; 2037: 0; 2038: 0; 2039: 0; 2040: 0; 2041: 0; 2042: 0; 2043: 0; 2044: 0; 2045: 0; 2046: 0; 2047: 0
F4_Commercial_Market_Interruptible - Health_Existing_Water Heating_Natural Gas | F4 | Commercial | Market | Interruptible - Health | Existing | Water Heating | Natural Gas | Winter Peak Demand (MW) | 2021: 0; 2022: 0; 2023: 0; 2024: 0; 2025: 0; 2026: 0; 2027: 0; 2028: 0; 2029: 0; 2030: 0; 2031: 0; 2032: 0; 2033: 0; 2034: 0; 2035: 0; 2036: 0; 2037: 0; 2038: 0; 2039: 0; 2040: 0; 2041: 0; 2042: 0; 2043: 0; 2044: 0; 2045: 0; 2046: 0; 2047: 0
F1_Commercial_Market_Interruptible - Health_Existing_Food Preparation_Natural Gas | F1 | Commercial | Market | Interruptible - Health | Existing | Food Preparation | Natural Gas | Units | 2021: 1426786.341; 2022: 1426786.341; 2023: 1426786.341; 2024: 1426786.341; 2025: 1426786.341; 2026: 1426786.341; 2027: 1426786.341; 2028: 1426786.341; 2029: 1426786.341; 2030: 1426786.341; 2031: 1426786.341; 2032: 1426786.341; 2033: 1426786.341; 2034: 1426786.341; 2035: 1426786.341; 2036: 1426786.341; 2037: 1426786.341; 2038: 1426786.341; 2039: 1426786.341; 2040: 1426786.341; 2041: 1426786.341; 2042: 1426786.341; 2043: 1426786.341; 2044: 1426786.341; 2045: 1426786.341; 2046: 1426786.341; 2047: 1426786.341
F2_Commercial_Market_Interruptible - Health_Existing_Food Preparation_Natural Gas | F2 | Commercial | Market | Interruptible - Health | Existing | Food Preparation | Natural Gas | Usage (GWh) | 2021: 0.23241; 2022: 0.23241; 2023: 0.23241; 2024: 0.23241; 2025: 0.23241; 2026: 0.23241; 2027: 0.23241; 2028: 0.23241; 2029: 0.23241; 2030: 0.23241; 2031: 0.23241; 2032: 0.23241; 2033: 0.23241; 2034: 0.23241; 2035: 0.23241; 2036: 0.23241; 2037: 0.23241; 2038: 0.23241; 2039: 0.23241; 2040: 0.23241; 2041: 0.23241; 2042: 0.23241; 2043: 0.23241; 2044: 0.23241; 2045: 0.23241; 2046: 0.23241; 2047: 0.23241
F3_Commercial_Market_Interruptible - Health_Existing_Food Preparation_Natural Gas | F3 | Commercial | Market | Interruptible - Health | Existing | Food Preparation | Natural Gas | Summer Peak Demand (MW) | 2021: 0; 2022: 0; 2023: 0; 2024: 0; 2025: 0; 2026: 0; 2027: 0; 2028: 0; 2029: 0; 2030: 0; 2031: 0; 2032: 0; 2033: 0; 2034: 0; 2035: 0; 2036: 0; 2037: 0; 2038: 0; 2039: 0; 2040: 0; 2041: 0; 2042: 0; 2043: 0; 2044: 0; 2045: 0; 2046: 0; 2047: 0
F4_Commercial_Market_Interruptible - Health_Existing_Food Preparation_Natural Gas | F4 | Commercial | Market | Interruptible - Health | Existing | Food Preparation | Natural Gas | Winter Peak Demand (MW) | 2021: 0; 2022: 0; 2023: 0; 2024: 0; 2025: 0; 2026: 0; 2027: 0; 2028: 0; 2029: 0; 2030: 0; 2031: 0; 2032: 0; 2033: 0; 2034: 0; 2035: 0; 2036: 0; 2037: 0; 2038: 0; 2039: 0; 2040: 0; 2041: 0; 2042: 0; 2043: 0; 2044: 0; 2045: 0; 2046: 0; 2047: 0
F1_Commercial_Market_Interruptible - Health_Existing_Miscellaneous_Natural Gas | F1 | Commercial | Market | Interruptible - Health | Existing | Miscellaneous | Natural Gas | Units | 2021: 1426786.341; 2022: 1426786.341; 2023: 1426786.341; 2024: 1426786.341; 2025: 1426786.341; 2026: 1426786.341; 2027: 1426786.341; 2028: 1426786.341; 2029: 1426786.341; 2030: 1426786.341; 2031: 1426786.341; 2032: 1426786.341; 2033: 1426786.341; 2034: 1426786.341; 2035: 1426786.341; 2036: 1426786.341; 2037: 1426786.341; 2038: 1426786.341; 2039: 1426786.341; 2040: 1426786.341; 2041: 1426786.341; 2042: 1426786.341; 2043: 1426786.341; 2044: 1426786.341; 2045: 1426786.341; 2046: 1426786.341; 2047: 1426786.341
F2_Commercial_Market_Interruptible - Health_Existing_Miscellaneous_Natural Gas | F2 | Commercial | Market | Interruptible - Health | Existing | Miscellaneous | Natural Gas | Usage (GWh) | 2021: 0.0075845; 2022: 0.0075845; 2023: 0.0075845; 2024: 0.0075845; 2025: 0.0075845; 2026: 0.0075845; 2027: 0.0075845; 2028: 0.0075845; 2029: 0.0075845; 2030: 0.0075845; 2031: 0.0075845; 2032: 0.0075845; 2033: 0.0075845; 2034: 0.0075845; 2035: 0.0075845; 2036: 0.0075845; 2037: 0.0075845; 2038: 0.0075845; 2039: 0.0075845; 2040: 0.0075845; 2041: 0.0075845; 2042: 0.0075845; 2043: 0.0075845; 2044: 0.0075845; 2045: 0.0075845; 2046: 0.0075845; 2047: 0.0075845
F3_Commercial_Market_Interruptible - Health_Existing_Miscellaneous_Natural Gas | F3 | Commercial | Market | Interruptible - Health | Existing | Miscellaneous | Natural Gas | Summer Peak Demand (MW) | 2021: 0; 2022: 0; 2023: 0; 2024: 0; 2025: 0; 2026: 0; 2027: 0; 2028: 0; 2029: 0; 2030: 0; 2031: 0; 2032: 0; 2033: 0; 2034: 0; 2035: 0; 2036: 0; 2037: 0; 2038: 0; 2039: 0; 2040: 0; 2041: 0; 2042: 0; 2043: 0; 2044: 0; 2045: 0; 2046: 0; 2047: 0
F4_Commercial_Market_Interruptible - Health_Existing_Miscellaneous_Natural Gas | F4 | Commercial | Market | Interruptible - Health | Existing | Miscellaneous | Natural Gas | Winter Peak Demand (MW) | 2021: 0; 2022: 0; 2023: 0; 2024: 0; 2025: 0; 2026: 0; 2027: 0; 2028: 0; 2029: 0; 2030: 0; 2031: 0; 2032: 0; 2033: 0; 2034: 0; 2035: 0; 2036: 0; 2037: 0; 2038: 0; 2039: 0; 2040: 0; 2041: 0; 2042: 0; 2043: 0; 2044: 0; 2045: 0; 2046: 0; 2047: 0
F1_Commercial_Small Systems_Interruptible - Health_Existing_Space Heating_Natural Gas | F1 | Commercial | Small Systems | Interruptible - Health | Existing | Space Heating | Natural Gas | Units | 2021: 0; 2022: 0; 2023: 0; 2024: 0; 2025: 0; 2026: 0; 2027: 0; 2028: 0; 2029: 0; 2030: 0; 2031: 0; 2032: 0; 2033: 0; 2034: 0; 2035: 0; 2036: 0; 2037: 0; 2038: 0; 2039: 0; 2040: 0; 2041: 0; 2042: 0; 2043: 0; 2044: 0; 2045: 0; 2046: 0; 2047: 0
F2_Commercial_Small Systems_Interruptible - Health_Existing_Space Heating_Natural Gas | F2 | Commercial | Small Systems | Interruptible - Health | Existing | Space Heating | Natural Gas | Usage (GWh) | 2021: 0; 2022: 0; 2023: 0; 2024: 0; 2025: 0; 2026: 0; 2027: 0; 2028: 0; 2029: 0; 2030: 0; 2031: 0; 2032: 0; 2033: 0; 2034: 0; 2035: 0; 2036: 0; 2037: 0; 2038: 0; 2039: 0; 2040: 0; 2041: 0; 2042: 0; 2043: 0; 2044: 0; 2045: 0; 2046: 0; 2047: 0
F3_Commercial_Small Systems_Interruptible - Health_Existing_Space Heating_Natural Gas | F3 | Commercial | Small Systems | Interruptible - Health | Existing | Space Heating | Natural Gas | Summer Peak Demand (MW) | 2021: 0; 2022: 0; 2023: 0; 2024: 0; 2025: 0; 2026: 0; 2027: 0; 2028: 0; 2029: 0; 2030: 0; 2031: 0; 2032: 0; 2033: 0; 2034: 0; 2035: 0; 2036: 0; 2037: 0; 2038: 0; 2039: 0; 2040: 0; 2041: 0; 2042: 0; 2043: 0; 2044: 0; 2045: 0; 2046: 0; 2047: 0
F4_Commercial_Small Systems_Interruptible - Health_Existing_Space Heating_Natural Gas | F4 | Commercial | Small Systems | Interruptible - Health | Existing | Space Heating | Natural Gas | Winter Peak Demand (MW) | 2021: 0; 2022: 0; 2023: 0; 2024: 0; 2025: 0; 2026: 0; 2027: 0; 2028: 0; 2029: 0; 2030: 0; 2031: 0; 2032: 0; 2033: 0; 2034: 0; 2035: 0; 2036: 0; 2037: 0; 2038: 0; 2039: 0; 2040: 0; 2041: 0; 2042: 0; 2043: 0; 2044: 0; 2045: 0; 2046: 0; 2047: 0
F1_Commercial_Central Systems_Interruptible - Health_Existing_Space Heating_Natural Gas | F1 | Commercial | Central Systems | Interruptible - Health | Existing | Space Heating | Natural Gas | Units | 2021: 1247091.723; 2022: 1247091.723; 2023: 1247091.723; 2024: 1247091.723; 2025: 1247091.723; 2026: 1247091.723; 2027: 1247091.723; 2028: 1247091.723; 2029: 1247091.723; 2030: 1247091.723; 2031: 1247091.723; 2032: 1247091.723; 2033: 1247091.723; 2034: 1247091.723; 2035: 1247091.723; 2036: 1247091.723; 2037: 1247091.723; 2038: 1247091.723; 2039: 1247091.723; 2040: 1247091.723; 2041: 1247091.723; 2042: 1247091.723; 2043: 1247091.723; 2044: 1247091.723; 2045: 1247091.723; 2046: 1247091.723; 2047: 1247091.723
F2_Commercial_Central Systems_Interruptible - Health_Existing_Space Heating_Natural Gas | F2 | Commercial | Central Systems | Interruptible - Health | Existing | Space Heating | Natural Gas | Usage (GWh) | 2021: 0.59898; 2022: 0.6424; 2023: 0.63796; 2024: 0.63601; 2025: 0.63408; 2026: 0.63219; 2027: 0.63032; 2028: 0.6285; 2029: 0.62672; 2030: 0.62498; 2031: 0.6233; 2032: 0.62167; 2033: 0.6201; 2034: 0.61859; 2035: 0.61716; 2036: 0.6158; 2037: 0.61451; 2038: 0.6133; 2039: 0.61217; 2040: 0.61112; 2041: 0.61016; 2042: 0.60928; 2043: 0.60848; 2044: 0.60776; 2045: 0.60709; 2046: 0.60649; 2047: 0.60594
F3_Commercial_Central Systems_Interruptible - Health_Existing_Space Heating_Natural Gas | F3 | Commercial | Central Systems | Interruptible - Health | Existing | Space Heating | Natural Gas | Summer Peak Demand (MW) | 2021: 0; 2022: 0; 2023: 0; 2024: 0; 2025: 0; 2026: 0; 2027: 0; 2028: 0; 2029: 0; 2030: 0; 2031: 0; 2032: 0; 2033: 0; 2034: 0; 2035: 0; 2036: 0; 2037: 0; 2038: 0; 2039: 0; 2040: 0; 2041: 0; 2042: 0; 2043: 0; 2044: 0; 2045: 0; 2046: 0; 2047: 0
F4_Commercial_Central Systems_Interruptible - Health_Existing_Space Heating_Natural Gas | F4 | Commercial | Central Systems | Interruptible - Health | Existing | Space Heating | Natural Gas | Winter Peak Demand (MW) | 2021: 0; 2022: 0; 2023: 0; 2024: 0; 2025: 0; 2026: 0; 2027: 0; 2028: 0; 2029: 0; 2030: 0; 2031: 0; 2032: 0; 2033: 0; 2034: 0; 2035: 0; 2036: 0; 2037: 0; 2038: 0; 2039: 0; 2040: 0; 2041: 0; 2042: 0; 2043: 0; 2044: 0; 2045: 0; 2046: 0; 2047: 0
F1_Commercial_All_Interruptible - Health_New_Space Heating_Natural Gas | F1 | Commercial | All | Interruptible - Health | New | Space Heating | Natural Gas | Units | 2021: 0; 2022: 0; 2023: 0; 2024: 0; 2025: 0; 2026: 0; 2027: 0; 2028: 0; 2029: 0; 2030: 0; 2031: 0; 2032: 0; 2033: 0; 2034: 0; 2035: 0; 2036: 0; 2037: 0; 2038: 0; 2039: 0; 2040: 0; 2041: 0; 2042: 0; 2043: 0; 2044: 0; 2045: 0; 2046: 0; 2047: 0
F2_Commercial_All_Interruptible - Health_New_Space Heating_Natural Gas | F2 | Commercial | All | Interruptible - Health | New | Space Heating | Natural Gas | Usage (GWh) | 2021: 0; 2022: 0; 2023: 0; 2024: 0; 2025: 0; 2026: 0; 2027: 0; 2028: 0; 2029: 0; 2030: 0; 2031: 0; 2032: 0; 2033: 0; 2034: 0; 2035: 0; 2036: 0; 2037: 0; 2038: 0; 2039: 0; 2040: 0; 2041: 0; 2042: 0; 2043: 0; 2044: 0; 2045: 0; 2046: 0; 2047: 0
F3_Commercial_All_Interruptible - Health_New_Space Heating_Natural Gas | F3 | Commercial | All | Interruptible - Health | New | Space Heating | Natural Gas | Summer Peak Demand (MW) | 2021: 0; 2022: 0; 2023: 0; 2024: 0; 2025: 0; 2026: 0; 2027: 0; 2028: 0; 2029: 0; 2030: 0; 2031: 0; 2032: 0; 2033: 0; 2034: 0; 2035: 0; 2036: 0; 2037: 0; 2038: 0; 2039: 0; 2040: 0; 2041: 0; 2042: 0; 2043: 0; 2044: 0; 2045: 0; 2046: 0; 2047: 0
F4_Commercial_All_Interruptible - Health_New_Space Heating_Natural Gas | F4 | Commercial | All | Interruptible - Health | New | Space Heating | Natural Gas | Winter Peak Demand (MW) | 2021: 0; 2022: 0; 2023: 0; 2024: 0; 2025: 0; 2026: 0; 2027: 0; 2028: 0; 2029: 0; 2030: 0; 2031: 0; 2032: 0; 2033: 0; 2034: 0; 2035: 0; 2036: 0; 2037: 0; 2038: 0; 2039: 0; 2040: 0; 2041: 0; 2042: 0; 2043: 0; 2044: 0; 2045: 0; 2046: 0; 2047: 0
F1_Commercial_All_Interruptible - Health_New_Water Heating_Natural Gas | F1 | Commercial | All | Interruptible - Health | New | Water Heating | Natural Gas | Units | 2021: 0; 2022: 0; 2023: 0; 2024: 0; 2025: 0; 2026: 0; 2027: 0; 2028: 0; 2029: 0; 2030: 0; 2031: 0; 2032: 0; 2033: 0; 2034: 0; 2035: 0; 2036: 0; 2037: 0; 2038: 0; 2039: 0; 2040: 0; 2041: 0; 2042: 0; 2043: 0; 2044: 0; 2045: 0; 2046: 0; 2047: 0
F2_Commercial_All_Interruptible - Health_New_Water Heating_Natural Gas | F2 | Commercial | All | Interruptible - Health | New | Water Heating | Natural Gas | Usage (GWh) | 2021: 0; 2022: 0; 2023: 0; 2024: 0; 2025: 0; 2026: 0; 2027: 0; 2028: 0; 2029: 0; 2030: 0; 2031: 0; 2032: 0; 2033: 0; 2034: 0; 2035: 0; 2036: 0; 2037: 0; 2038: 0; 2039: 0; 2040: 0; 2041: 0; 2042: 0; 2043: 0; 2044: 0; 2045: 0; 2046: 0; 2047: 0
F3_Commercial_All_Interruptible - Health_New_Water Heating_Natural Gas | F3 | Commercial | All | Interruptible - Health | New | Water Heating | Natural Gas | Summer Peak Demand (MW) | 2021: 0; 2022: 0; 2023: 0; 2024: 0; 2025: 0; 2026: 0; 2027: 0; 2028: 0; 2029: 0; 2030: 0; 2031: 0; 2032: 0; 2033: 0; 2034: 0; 2035: 0; 2036: 0; 2037: 0; 2038: 0; 2039: 0; 2040: 0; 2041: 0; 2042: 0; 2043: 0; 2044: 0; 2045: 0; 2046: 0; 2047: 0
F4_Commercial_All_Interruptible - Health_New_Water Heating_Natural Gas | F4 | Commercial | All | Interruptible - Health | New | Water Heating | Natural Gas | Winter Peak Demand (MW) | 2021: 0; 2022: 0; 2023: 0; 2024: 0; 2025: 0; 2026: 0; 2027: 0; 2028: 0; 2029: 0; 2030: 0; 2031: 0; 2032: 0; 2033: 0; 2034: 0; 2035: 0; 2036: 0; 2037: 0; 2038: 0; 2039: 0; 2040: 0; 2041: 0; 2042: 0; 2043: 0; 2044: 0; 2045: 0; 2046: 0; 2047: 0
F1_Commercial_All_Interruptible - Health_New_Food Preparation_Natural Gas | F1 | Commercial | All | Interruptible - Health | New | Food Preparation | Natural Gas | Units | 2021: 0; 2022: 0; 2023: 0; 2024: 0; 2025: 0; 2026: 0; 2027: 0; 2028: 0; 2029: 0; 2030: 0; 2031: 0; 2032: 0; 2033: 0; 2034: 0; 2035: 0; 2036: 0; 2037: 0; 2038: 0; 2039: 0; 2040: 0; 2041: 0; 2042: 0; 2043: 0; 2044: 0; 2045: 0; 2046: 0; 2047: 0
F2_Commercial_All_Interruptible - Health_New_Food Preparation_Natural Gas | F2 | Commercial | All | Interruptible - Health | New | Food Preparation | Natural Gas | Usage (GWh) | 2021: 0; 2022: 0; 2023: 0; 2024: 0; 2025: 0; 2026: 0; 2027: 0; 2028: 0; 2029: 0; 2030: 0; 2031: 0; 2032: 0; 2033: 0; 2034: 0; 2035: 0; 2036: 0; 2037: 0; 2038: 0; 2039: 0; 2040: 0; 2041: 0; 2042: 0; 2043: 0; 2044: 0; 2045: 0; 2046: 0; 2047: 0
F3_Commercial_All_Interruptible - Health_New_Food Preparation_Natural Gas | F3 | Commercial | All | Interruptible - Health | New | Food Preparation | Natural Gas | Summer Peak Demand (MW) | 2021: 0; 2022: 0; 2023: 0; 2024: 0; 2025: 0; 2026: 0; 2027: 0; 2028: 0; 2029: 0; 2030: 0; 2031: 0; 2032: 0; 2033: 0; 2034: 0; 2035: 0; 2036: 0; 2037: 0; 2038: 0; 2039: 0; 2040: 0; 2041: 0; 2042: 0; 2043: 0; 2044: 0; 2045: 0; 2046: 0; 2047: 0
F4_Commercial_All_Interruptible - Health_New_Food Preparation_Natural Gas | F4 | Commercial | All | Interruptible - Health | New | Food Preparation | Natural Gas | Winter Peak Demand (MW) | 2021: 0; 2022: 0; 2023: 0; 2024: 0; 2025: 0; 2026: 0; 2027: 0; 2028: 0; 2029: 0; 2030: 0; 2031: 0; 2032: 0; 2033: 0; 2034: 0; 2035: 0; 2036: 0; 2037: 0; 2038: 0; 2039: 0; 2040: 0; 2041: 0; 2042: 0; 2043: 0; 2044: 0; 2045: 0; 2046: 0; 2047: 0
F1_Commercial_All_Interruptible - Health_New_Miscellaneous_Natural Gas | F1 | Commercial | All | Interruptible - Health | New | Miscellaneous | Natural Gas | Units | 2021: 0; 2022: 0; 2023: 0; 2024: 0; 2025: 0; 2026: 0; 2027: 0; 2028: 0; 2029: 0; 2030: 0; 2031: 0; 2032: 0; 2033: 0; 2034: 0; 2035: 0; 2036: 0; 2037: 0; 2038: 0; 2039: 0; 2040: 0; 2041: 0; 2042: 0; 2043: 0; 2044: 0; 2045: 0; 2046: 0; 2047: 0
F2_Commercial_All_Interruptible - Health_New_Miscellaneous_Natural Gas | F2 | Commercial | All | Interruptible - Health | New | Miscellaneous | Natural Gas | Usage (GWh) | 2021: 0; 2022: 0; 2023: 0; 2024: 0; 2025: 0; 2026: 0; 2027: 0; 2028: 0; 2029: 0; 2030: 0; 2031: 0; 2032: 0; 2033: 0; 2034: 0; 2035: 0; 2036: 0; 2037: 0; 2038: 0; 2039: 0; 2040: 0; 2041: 0; 2042: 0; 2043: 0; 2044: 0; 2045: 0; 2046: 0; 2047: 0
F3_Commercial_All_Interruptible - Health_New_Miscellaneous_Natural Gas | F3 | Commercial | All | Interruptible - Health | New | Miscellaneous | Natural Gas | Summer Peak Demand (MW) | 2021: 0; 2022: 0; 2023: 0; 2024: 0; 2025: 0; 2026: 0; 2027: 0; 2028: 0; 2029: 0; 2030: 0; 2031: 0; 2032: 0; 2033: 0; 2034: 0; 2035: 0; 2036: 0; 2037: 0; 2038: 0; 2039: 0; 2040: 0; 2041: 0; 2042: 0; 2043: 0; 2044: 0; 2045: 0; 2046: 0; 2047: 0
F4_Commercial_All_Interruptible - Health_New_Miscellaneous_Natural Gas | F4 | Commercial | All | Interruptible - Health | New | Miscellaneous | Natural Gas | Winter Peak Demand (MW) | 2021: 0; 2022: 0; 2023: 0; 2024: 0; 2025: 0; 2026: 0; 2027: 0; 2028: 0; 2029: 0; 2030: 0; 2031: 0; 2032: 0; 2033: 0; 2034: 0; 2035: 0; 2036: 0; 2037: 0; 2038: 0; 2039: 0; 2040: 0; 2041: 0; 2042: 0; 2043: 0; 2044: 0; 2045: 0; 2046: 0; 2047: 0
F1_Commercial_Market_Interruptible - Health_New_Space Heating_Natural Gas | F1 | Commercial | Market | Interruptible - Health | New | Space Heating | Natural Gas | Units | 2021: 0; 2022: 0; 2023: 0; 2024: 0; 2025: 0; 2026: 0; 2027: 0; 2028: 0; 2029: 0; 2030: 0; 2031: 0; 2032: 0; 2033: 0; 2034: 0; 2035: 0; 2036: 0; 2037: 0; 2038: 0; 2039: 0; 2040: 0; 2041: 0; 2042: 0; 2043: 0; 2044: 0; 2045: 0; 2046: 0; 2047: 0
F2_Commercial_Market_Interruptible - Health_New_Space Heating_Natural Gas | F2 | Commercial | Market | Interruptible - Health | New | Space Heating | Natural Gas | Usage (GWh) | 2021: 0; 2022: 0; 2023: 0; 2024: 0; 2025: 0; 2026: 0; 2027: 0; 2028: 0; 2029: 0; 2030: 0; 2031: 0; 2032: 0; 2033: 0; 2034: 0; 2035: 0; 2036: 0; 2037: 0; 2038: 0; 2039: 0; 2040: 0; 2041: 0; 2042: 0; 2043: 0; 2044: 0; 2045: 0; 2046: 0; 2047: 0
F3_Commercial_Market_Interruptible - Health_New_Space Heating_Natural Gas | F3 | Commercial | Market | Interruptible - Health | New | Space Heating | Natural Gas | Summer Peak Demand (MW) | 2021: 0; 2022: 0; 2023: 0; 2024: 0; 2025: 0; 2026: 0; 2027: 0; 2028: 0; 2029: 0; 2030: 0; 2031: 0; 2032: 0; 2033: 0; 2034: 0; 2035: 0; 2036: 0; 2037: 0; 2038: 0; 2039: 0; 2040: 0; 2041: 0; 2042: 0; 2043: 0; 2044: 0; 2045: 0; 2046: 0; 2047: 0
F4_Commercial_Market_Interruptible - Health_New_Space Heating_Natural Gas | F4 | Commercial | Market | Interruptible - Health | New | Space Heating | Natural Gas | Winter Peak Demand (MW) | 2021: 0; 2022: 0; 2023: 0; 2024: 0; 2025: 0; 2026: 0; 2027: 0; 2028: 0; 2029: 0; 2030: 0; 2031: 0; 2032: 0; 2033: 0; 2034: 0; 2035: 0; 2036: 0; 2037: 0; 2038: 0; 2039: 0; 2040: 0; 2041: 0; 2042: 0; 2043: 0; 2044: 0; 2045: 0; 2046: 0; 2047: 0
F1_Commercial_Market_Interruptible - Health_New_Water Heating_Natural Gas | F1 | Commercial | Market | Interruptible - Health | New | Water Heating | Natural Gas | Units | 2021: 0; 2022: 0; 2023: 0; 2024: 0; 2025: 0; 2026: 0; 2027: 0; 2028: 0; 2029: 0; 2030: 0; 2031: 0; 2032: 0; 2033: 0; 2034: 0; 2035: 0; 2036: 0; 2037: 0; 2038: 0; 2039: 0; 2040: 0; 2041: 0; 2042: 0; 2043: 0; 2044: 0; 2045: 0; 2046: 0; 2047: 0
F2_Commercial_Market_Interruptible - Health_New_Water Heating_Natural Gas | F2 | Commercial | Market | Interruptible - Health | New | Water Heating | Natural Gas | Usage (GWh) | 2021: 0; 2022: 0; 2023: 0; 2024: 0; 2025: 0; 2026: 0; 2027: 0; 2028: 0; 2029: 0; 2030: 0; 2031: 0; 2032: 0; 2033: 0; 2034: 0; 2035: 0; 2036: 0; 2037: 0; 2038: 0; 2039: 0; 2040: 0; 2041: 0; 2042: 0; 2043: 0; 2044: 0; 2045: 0; 2046: 0; 2047: 0
F3_Commercial_Market_Interruptible - Health_New_Water Heating_Natural Gas | F3 | Commercial | Market | Interruptible - Health | New | Water Heating | Natural Gas | Summer Peak Demand (MW) | 2021: 0; 2022: 0; 2023: 0; 2024: 0; 2025: 0; 2026: 0; 2027: 0; 2028: 0; 2029: 0; 2030: 0; 2031: 0; 2032: 0; 2033: 0; 2034: 0; 2035: 0; 2036: 0; 2037: 0; 2038: 0; 2039: 0; 2040: 0; 2041: 0; 2042: 0; 2043: 0; 2044: 0; 2045: 0; 2046: 0; 2047: 0
F4_Commercial_Market_Interruptible - Health_New_Water Heating_Natural Gas | F4 | Commercial | Market | Interruptible - Health | New | Water Heating | Natural Gas | Winter Peak Demand (MW) | 2021: 0; 2022: 0; 2023: 0; 2024: 0; 2025: 0; 2026: 0; 2027: 0; 2028: 0; 2029: 0; 2030: 0; 2031: 0; 2032: 0; 2033: 0; 2034: 0; 2035: 0; 2036: 0; 2037: 0; 2038: 0; 2039: 0; 2040: 0; 2041: 0; 2042: 0; 2043: 0; 2044: 0; 2045: 0; 2046: 0; 2047: 0
F1_Commercial_Market_Interruptible - Health_New_Food Preparation_Natural Gas | F1 | Commercial | Market | Interruptible - Health | New | Food Preparation | Natural Gas | Units | 2021: 0; 2022: 0; 2023: 0; 2024: 0; 2025: 0; 2026: 0; 2027: 0; 2028: 0; 2029: 0; 2030: 0; 2031: 0; 2032: 0; 2033: 0; 2034: 0; 2035: 0; 2036: 0; 2037: 0; 2038: 0; 2039: 0; 2040: 0; 2041: 0; 2042: 0; 2043: 0; 2044: 0; 2045: 0; 2046: 0; 2047: 0
F2_Commercial_Market_Interruptible - Health_New_Food Preparation_Natural Gas | F2 | Commercial | Market | Interruptible - Health | New | Food Preparation | Natural Gas | Usage (GWh) | 2021: 0; 2022: 0; 2023: 0; 2024: 0; 2025: 0; 2026: 0; 2027: 0; 2028: 0; 2029: 0; 2030: 0; 2031: 0; 2032: 0; 2033: 0; 2034: 0; 2035: 0; 2036: 0; 2037: 0; 2038: 0; 2039: 0; 2040: 0; 2041: 0; 2042: 0; 2043: 0; 2044: 0; 2045: 0; 2046: 0; 2047: 0
F3_Commercial_Market_Interruptible - Health_New_Food Preparation_Natural Gas | F3 | Commercial | Market | Interruptible - Health | New | Food Preparation | Natural Gas | Summer Peak Demand (MW) | 2021: 0; 2022: 0; 2023: 0; 2024: 0; 2025: 0; 2026: 0; 2027: 0; 2028: 0; 2029: 0; 2030: 0; 2031: 0; 2032: 0; 2033: 0; 2034: 0; 2035: 0; 2036: 0; 2037: 0; 2038: 0; 2039: 0; 2040: 0; 2041: 0; 2042: 0; 2043: 0; 2044: 0; 2045: 0; 2046: 0; 2047: 0
F4_Commercial_Market_Interruptible - Health_New_Food Preparation_Natural Gas | F4 | Commercial | Market | Interruptible - Health | New | Food Preparation | Natural Gas | Winter Peak Demand (MW) | 2021: 0; 2022: 0; 2023: 0; 2024: 0; 2025: 0; 2026: 0; 2027: 0; 2028: 0; 2029: 0; 2030: 0; 2031: 0; 2032: 0; 2033: 0; 2034: 0; 2035: 0; 2036: 0; 2037: 0; 2038: 0; 2039: 0; 2040: 0; 2041: 0; 2042: 0; 2043: 0; 2044: 0; 2045: 0; 2046: 0; 2047: 0
F1_Commercial_Market_Interruptible - Health_New_Miscellaneous_Natural Gas | F1 | Commercial | Market | Interruptible - Health | New | Miscellaneous | Natural Gas | Units | 2021: 0; 2022: 0; 2023: 0; 2024: 0; 2025: 0; 2026: 0; 2027: 0; 2028: 0; 2029: 0; 2030: 0; 2031: 0; 2032: 0; 2033: 0; 2034: 0; 2035: 0; 2036: 0; 2037: 0; 2038: 0; 2039: 0; 2040: 0; 2041: 0; 2042: 0; 2043: 0; 2044: 0; 2045: 0; 2046: 0; 2047: 0
F2_Commercial_Market_Interruptible - Health_New_Miscellaneous_Natural Gas | F2 | Commercial | Market | Interruptible - Health | New | Miscellaneous | Natural Gas | Usage (GWh) | 2021: 0; 2022: 0; 2023: 0; 2024: 0; 2025: 0; 2026: 0; 2027: 0; 2028: 0; 2029: 0; 2030: 0; 2031: 0; 2032: 0; 2033: 0; 2034: 0; 2035: 0; 2036: 0; 2037: 0; 2038: 0; 2039: 0; 2040: 0; 2041: 0; 2042: 0; 2043: 0; 2044: 0; 2045: 0; 2046: 0; 2047: 0
F3_Commercial_Market_Interruptible - Health_New_Miscellaneous_Natural Gas | F3 | Commercial | Market | Interruptible - Health | New | Miscellaneous | Natural Gas | Summer Peak Demand (MW) | 2021: 0; 2022: 0; 2023: 0; 2024: 0; 2025: 0; 2026: 0; 2027: 0; 2028: 0; 2029: 0; 2030: 0; 2031: 0; 2032: 0; 2033: 0; 2034: 0; 2035: 0; 2036: 0; 2037: 0; 2038: 0; 2039: 0; 2040: 0; 2041: 0; 2042: 0; 2043: 0; 2044: 0; 2045: 0; 2046: 0; 2047: 0
F4_Commercial_Market_Interruptible - Health_New_Miscellaneous_Natural Gas | F4 | Commercial | Market | Interruptible - Health | New | Miscellaneous | Natural Gas | Winter Peak Demand (MW) | 2021: 0; 2022: 0; 2023: 0; 2024: 0; 2025: 0; 2026: 0; 2027: 0; 2028: 0; 2029: 0; 2030: 0; 2031: 0; 2032: 0; 2033: 0; 2034: 0; 2035: 0; 2036: 0; 2037: 0; 2038: 0; 2039: 0; 2040: 0; 2041: 0; 2042: 0; 2043: 0; 2044: 0; 2045: 0; 2046: 0; 2047: 0
F1_Commercial_Small Systems_Interruptible - Health_New_Space Heating_Natural Gas | F1 | Commercial | Small Systems | Interruptible - Health | New | Space Heating | Natural Gas | Units | 2021: 0; 2022: 0; 2023: 0; 2024: 0; 2025: 0; 2026: 0; 2027: 0; 2028: 0; 2029: 0; 2030: 0; 2031: 0; 2032: 0; 2033: 0; 2034: 0; 2035: 0; 2036: 0; 2037: 0; 2038: 0; 2039: 0; 2040: 0; 2041: 0; 2042: 0; 2043: 0; 2044: 0; 2045: 0; 2046: 0; 2047: 0
F2_Commercial_Small Systems_Interruptible - Health_New_Space Heating_Natural Gas | F2 | Commercial | Small Systems | Interruptible - Health | New | Space Heating | Natural Gas | Usage (GWh) | 2021: 0; 2022: 0; 2023: 0; 2024: 0; 2025: 0; 2026: 0; 2027: 0; 2028: 0; 2029: 0; 2030: 0; 2031: 0; 2032: 0; 2033: 0; 2034: 0; 2035: 0; 2036: 0; 2037: 0; 2038: 0; 2039: 0; 2040: 0; 2041: 0; 2042: 0; 2043: 0; 2044: 0; 2045: 0; 2046: 0; 2047: 0
F3_Commercial_Small Systems_Interruptible - Health_New_Space Heating_Natural Gas | F3 | Commercial | Small Systems | Interruptible - Health | New | Space Heating | Natural Gas | Summer Peak Demand (MW) | 2021: 0; 2022: 0; 2023: 0; 2024: 0; 2025: 0; 2026: 0; 2027: 0; 2028: 0; 2029: 0; 2030: 0; 2031: 0; 2032: 0; 2033: 0; 2034: 0; 2035: 0; 2036: 0; 2037: 0; 2038: 0; 2039: 0; 2040: 0; 2041: 0; 2042: 0; 2043: 0; 2044: 0; 2045: 0; 2046: 0; 2047: 0
F4_Commercial_Small Systems_Interruptible - Health_New_Space Heating_Natural Gas | F4 | Commercial | Small Systems | Interruptible - Health | New | Space Heating | Natural Gas | Winter Peak Demand (MW) | 2021: 0; 2022: 0; 2023: 0; 2024: 0; 2025: 0; 2026: 0; 2027: 0; 2028: 0; 2029: 0; 2030: 0; 2031: 0; 2032: 0; 2033: 0; 2034: 0; 2035: 0; 2036: 0; 2037: 0; 2038: 0; 2039: 0; 2040: 0; 2041: 0; 2042: 0; 2043: 0; 2044: 0; 2045: 0; 2046: 0; 2047: 0
F1_Commercial_Central Systems_Interruptible - Health_New_Space Heating_Natural Gas | F1 | Commercial | Central Systems | Interruptible - Health | New | Space Heating | Natural Gas | Units | 2021: 0; 2022: 0; 2023: 0; 2024: 0; 2025: 0; 2026: 0; 2027: 0; 2028: 0; 2029: 0; 2030: 0; 2031: 0; 2032: 0; 2033: 0; 2034: 0; 2035: 0; 2036: 0; 2037: 0; 2038: 0; 2039: 0; 2040: 0; 2041: 0; 2042: 0; 2043: 0; 2044: 0; 2045: 0; 2046: 0; 2047: 0
F2_Commercial_Central Systems_Interruptible - Health_New_Space Heating_Natural Gas | F2 | Commercial | Central Systems | Interruptible - Health | New | Space Heating | Natural Gas | Usage (GWh) | 2021: 0; 2022: 0; 2023: 0; 2024: 0; 2025: 0; 2026: 0; 2027: 0; 2028: 0; 2029: 0; 2030: 0; 2031: 0; 2032: 0; 2033: 0; 2034: 0; 2035: 0; 2036: 0; 2037: 0; 2038: 0; 2039: 0; 2040: 0; 2041: 0; 2042: 0; 2043: 0; 2044: 0; 2045: 0; 2046: 0; 2047: 0
F3_Commercial_Central Systems_Interruptible - Health_New_Space Heating_Natural Gas | F3 | Commercial | Central Systems | Interruptible - Health | New | Space Heating | Natural Gas | Summer Peak Demand (MW) | 2021: 0; 2022: 0; 2023: 0; 2024: 0; 2025: 0; 2026: 0; 2027: 0; 2028: 0; 2029: 0; 2030: 0; 2031: 0; 2032: 0; 2033: 0; 2034: 0; 2035: 0; 2036: 0; 2037: 0; 2038: 0; 2039: 0; 2040: 0; 2041: 0; 2042: 0; 2043: 0; 2044: 0; 2045: 0; 2046: 0; 2047: 0
F4_Commercial_Central Systems_Interruptible - Health_New_Space Heating_Natural Gas | F4 | Commercial | Central Systems | Interruptible - Health | New | Space Heating | Natural Gas | Winter Peak Demand (MW) | 2021: 0; 2022: 0; 2023: 0; 2024: 0; 2025: 0; 2026: 0; 2027: 0; 2028: 0; 2029: 0; 2030: 0; 2031: 0; 2032: 0; 2033: 0; 2034: 0; 2035: 0; 2036: 0; 2037: 0; 2038: 0; 2039: 0; 2040: 0; 2041: 0; 2042: 0; 2043: 0; 2044: 0; 2045: 0; 2046: 0; 2047: 0
F1_Commercial_All_Interruptible - Miscellaneous_Existing_Space Heating_Natural Gas | F1 | Commercial | All | Interruptible - Miscellaneous | Existing | Space Heating | Natural Gas | Units | 2021: 77144.0208; 2022: 77144.0208; 2023: 77144.0208; 2024: 77144.0208; 2025: 77144.0208; 2026: 77144.0208; 2027: 77144.0208; 2028: 77144.0208; 2029: 77144.0208; 2030: 77144.0208; 2031: 77144.0208; 2032: 77144.0208; 2033: 77144.0208; 2034: 77144.0208; 2035: 77144.0208; 2036: 77144.0208; 2037: 77144.0208; 2038: 77144.0208; 2039: 77144.0208; 2040: 77144.0208; 2041: 77144.0208; 2042: 77144.0208; 2043: 77144.0208; 2044: 77144.0208; 2045: 77144.0208; 2046: 77144.0208; 2047: 77144.0208
F2_Commercial_All_Interruptible - Miscellaneous_Existing_Space Heating_Natural Gas | F2 | Commercial | All | Interruptible - Miscellaneous | Existing | Space Heating | Natural Gas | Usage (GWh) | 2021: 0.054193; 2022: 0.058203; 2023: 0.057879; 2024: 0.057728; 2025: 0.057569; 2026: 0.057403; 2027: 0.05723; 2028: 0.057049; 2029: 0.056862; 2030: 0.056667; 2031: 0.056466; 2032: 0.056261; 2033: 0.056052; 2034: 0.055839; 2035: 0.055625; 2036: 0.05541; 2037: 0.055195; 2038: 0.05498; 2039: 0.054765; 2040: 0.054564; 2041: 0.054375; 2042: 0.054201; 2043: 0.054041; 2044: 0.053894; 2045: 0.053758; 2046: 0.053633; 2047: 0.053518
F3_Commercial_All_Interruptible - Miscellaneous_Existing_Space Heating_Natural Gas | F3 | Commercial | All | Interruptible - Miscellaneous | Existing | Space Heating | Natural Gas | Summer Peak Demand (MW) | 2021: 0; 2022: 0; 2023: 0; 2024: 0; 2025: 0; 2026: 0; 2027: 0; 2028: 0; 2029: 0; 2030: 0; 2031: 0; 2032: 0; 2033: 0; 2034: 0; 2035: 0; 2036: 0; 2037: 0; 2038: 0; 2039: 0; 2040: 0; 2041: 0; 2042: 0; 2043: 0; 2044: 0; 2045: 0; 2046: 0; 2047: 0
F4_Commercial_All_Interruptible - Miscellaneous_Existing_Space Heating_Natural Gas | F4 | Commercial | All | Interruptible - Miscellaneous | Existing | Space Heating | Natural Gas | Winter Peak Demand (MW) | 2021: 0; 2022: 0; 2023: 0; 2024: 0; 2025: 0; 2026: 0; 2027: 0; 2028: 0; 2029: 0; 2030: 0; 2031: 0; 2032: 0; 2033: 0; 2034: 0; 2035: 0; 2036: 0; 2037: 0; 2038: 0; 2039: 0; 2040: 0; 2041: 0; 2042: 0; 2043: 0; 2044: 0; 2045: 0; 2046: 0; 2047: 0
F1_Commercial_All_Interruptible - Miscellaneous_Existing_Water Heating_Natural Gas | F1 | Commercial | All | Interruptible - Miscellaneous | Existing | Water Heating | Natural Gas | Units | 2021: 57120.5697; 2022: 57120.5697; 2023: 57120.5697; 2024: 57120.5697; 2025: 57120.5697; 2026: 57120.5697; 2027: 57120.5697; 2028: 57120.5697; 2029: 57120.5697; 2030: 57120.5697; 2031: 57120.5697; 2032: 57120.5697; 2033: 57120.5697; 2034: 57120.5697; 2035: 57120.5697; 2036: 57120.5697; 2037: 57120.5697; 2038: 57120.5697; 2039: 57120.5697; 2040: 57120.5697; 2041: 57120.5697; 2042: 57120.5697; 2043: 57120.5697; 2044: 57120.5697; 2045: 57120.5697; 2046: 57120.5697; 2047: 57120.5697
F2_Commercial_All_Interruptible - Miscellaneous_Existing_Water Heating_Natural Gas | F2 | Commercial | All | Interruptible - Miscellaneous | Existing | Water Heating | Natural Gas | Usage (GWh) | 2021: 0.020909; 2022: 0.020506; 2023: 0.020148; 2024: 0.019832; 2025: 0.019555; 2026: 0.019314; 2027: 0.019106; 2028: 0.01893; 2029: 0.018784; 2030: 0.018667; 2031: 0.018574; 2032: 0.018499; 2033: 0.01844; 2034: 0.018392; 2035: 0.018354; 2036: 0.018323; 2037: 0.018299; 2038: 0.018279; 2039: 0.018263; 2040: 0.018251; 2041: 0.018241; 2042: 0.018233; 2043: 0.018226; 2044: 0.018221; 2045: 0.018217; 2046: 0.018214; 2047: 0.018211
F3_Commercial_All_Interruptible - Miscellaneous_Existing_Water Heating_Natural Gas | F3 | Commercial | All | Interruptible - Miscellaneous | Existing | Water Heating | Natural Gas | Summer Peak Demand (MW) | 2021: 0; 2022: 0; 2023: 0; 2024: 0; 2025: 0; 2026: 0; 2027: 0; 2028: 0; 2029: 0; 2030: 0; 2031: 0; 2032: 0; 2033: 0; 2034: 0; 2035: 0; 2036: 0; 2037: 0; 2038: 0; 2039: 0; 2040: 0; 2041: 0; 2042: 0; 2043: 0; 2044: 0; 2045: 0; 2046: 0; 2047: 0
F4_Commercial_All_Interruptible - Miscellaneous_Existing_Water Heating_Natural Gas | F4 | Commercial | All | Interruptible - Miscellaneous | Existing | Water Heating | Natural Gas | Winter Peak Demand (MW) | 2021: 0; 2022: 0; 2023: 0; 2024: 0; 2025: 0; 2026: 0; 2027: 0; 2028: 0; 2029: 0; 2030: 0; 2031: 0; 2032: 0; 2033: 0; 2034: 0; 2035: 0; 2036: 0; 2037: 0; 2038: 0; 2039: 0; 2040: 0; 2041: 0; 2042: 0; 2043: 0; 2044: 0; 2045: 0; 2046: 0; 2047: 0
F1_Commercial_All_Interruptible - Miscellaneous_Existing_Food Preparation_Natural Gas | F1 | Commercial | All | Interruptible - Miscellaneous | Existing | Food Preparation | Natural Gas | Units | 2021: 172663.5424; 2022: 172663.5424; 2023: 172663.5424; 2024: 172663.5424; 2025: 172663.5424; 2026: 172663.5424; 2027: 172663.5424; 2028: 172663.5424; 2029: 172663.5424; 2030: 172663.5424; 2031: 172663.5424; 2032: 172663.5424; 2033: 172663.5424; 2034: 172663.5424; 2035: 172663.5424; 2036: 172663.5424; 2037: 172663.5424; 2038: 172663.5424; 2039: 172663.5424; 2040: 172663.5424; 2041: 172663.5424; 2042: 172663.5424; 2043: 172663.5424; 2044: 172663.5424; 2045: 172663.5424; 2046: 172663.5424; 2047: 172663.5424
F2_Commercial_All_Interruptible - Miscellaneous_Existing_Food Preparation_Natural Gas | F2 | Commercial | All | Interruptible - Miscellaneous | Existing | Food Preparation | Natural Gas | Usage (GWh) | 2021: 0.0028569; 2022: 0.0028569; 2023: 0.0028569; 2024: 0.0028569; 2025: 0.0028569; 2026: 0.0028569; 2027: 0.0028569; 2028: 0.0028569; 2029: 0.0028569; 2030: 0.0028569; 2031: 0.0028569; 2032: 0.0028569; 2033: 0.0028569; 2034: 0.0028569; 2035: 0.0028569; 2036: 0.0028569; 2037: 0.0028569; 2038: 0.0028569; 2039: 0.0028569; 2040: 0.0028569; 2041: 0.0028569; 2042: 0.0028569; 2043: 0.0028569; 2044: 0.0028569; 2045: 0.0028569; 2046: 0.0028569; 2047: 0.0028569
F3_Commercial_All_Interruptible - Miscellaneous_Existing_Food Preparation_Natural Gas | F3 | Commercial | All | Interruptible - Miscellaneous | Existing | Food Preparation | Natural Gas | Summer Peak Demand (MW) | 2021: 0; 2022: 0; 2023: 0; 2024: 0; 2025: 0; 2026: 0; 2027: 0; 2028: 0; 2029: 0; 2030: 0; 2031: 0; 2032: 0; 2033: 0; 2034: 0; 2035: 0; 2036: 0; 2037: 0; 2038: 0; 2039: 0; 2040: 0; 2041: 0; 2042: 0; 2043: 0; 2044: 0; 2045: 0; 2046: 0; 2047: 0
F4_Commercial_All_Interruptible - Miscellaneous_Existing_Food Preparation_Natural Gas | F4 | Commercial | All | Interruptible - Miscellaneous | Existing | Food Preparation | Natural Gas | Winter Peak Demand (MW) | 2021: 0; 2022: 0; 2023: 0; 2024: 0; 2025: 0; 2026: 0; 2027: 0; 2028: 0; 2029: 0; 2030: 0; 2031: 0; 2032: 0; 2033: 0; 2034: 0; 2035: 0; 2036: 0; 2037: 0; 2038: 0; 2039: 0; 2040: 0; 2041: 0; 2042: 0; 2043: 0; 2044: 0; 2045: 0; 2046: 0; 2047: 0
F1_Commercial_All_Interruptible - Miscellaneous_Existing_Miscellaneous_Natural Gas | F1 | Commercial | All | Interruptible - Miscellaneous | Existing | Miscellaneous | Natural Gas | Units | 2021: 97792.7317; 2022: 97792.7317; 2023: 97792.7317; 2024: 97792.7317; 2025: 97792.7317; 2026: 97792.7317; 2027: 97792.7317; 2028: 97792.7317; 2029: 97792.7317; 2030: 97792.7317; 2031: 97792.7317; 2032: 97792.7317; 2033: 97792.7317; 2034: 97792.7317; 2035: 97792.7317; 2036: 97792.7317; 2037: 97792.7317; 2038: 97792.7317; 2039: 97792.7317; 2040: 97792.7317; 2041: 97792.7317; 2042: 97792.7317; 2043: 97792.7317; 2044: 97792.7317; 2045: 97792.7317; 2046: 97792.7317; 2047: 97792.7317
F2_Commercial_All_Interruptible - Miscellaneous_Existing_Miscellaneous_Natural Gas | F2 | Commercial | All | Interruptible - Miscellaneous | Existing | Miscellaneous | Natural Gas | Usage (GWh) | 2021: 0.013682; 2022: 0.013682; 2023: 0.013682; 2024: 0.013682; 2025: 0.013682; 2026: 0.013682; 2027: 0.013682; 2028: 0.013682; 2029: 0.013682; 2030: 0.013682; 2031: 0.013682; 2032: 0.013682; 2033: 0.013682; 2034: 0.013682; 2035: 0.013682; 2036: 0.013682; 2037: 0.013682; 2038: 0.013682; 2039: 0.013682; 2040: 0.013682; 2041: 0.013682; 2042: 0.013682; 2043: 0.013682; 2044: 0.013682; 2045: 0.013682; 2046: 0.013682; 2047: 0.013682
F3_Commercial_All_Interruptible - Miscellaneous_Existing_Miscellaneous_Natural Gas | F3 | Commercial | All | Interruptible - Miscellaneous | Existing | Miscellaneous | Natural Gas | Summer Peak Demand (MW) | 2021: 0; 2022: 0; 2023: 0; 2024: 0; 2025: 0; 2026: 0; 2027: 0; 2028: 0; 2029: 0; 2030: 0; 2031: 0; 2032: 0; 2033: 0; 2034: 0; 2035: 0; 2036: 0; 2037: 0; 2038: 0; 2039: 0; 2040: 0; 2041: 0; 2042: 0; 2043: 0; 2044: 0; 2045: 0; 2046: 0; 2047: 0
F4_Commercial_All_Interruptible - Miscellaneous_Existing_Miscellaneous_Natural Gas | F4 | Commercial | All | Interruptible - Miscellaneous | Existing | Miscellaneous | Natural Gas | Winter Peak Demand (MW) | 2021: 0; 2022: 0; 2023: 0; 2024: 0; 2025: 0; 2026: 0; 2027: 0; 2028: 0; 2029: 0; 2030: 0; 2031: 0; 2032: 0; 2033: 0; 2034: 0; 2035: 0; 2036: 0; 2037: 0; 2038: 0; 2039: 0; 2040: 0; 2041: 0; 2042: 0; 2043: 0; 2044: 0; 2045: 0; 2046: 0; 2047: 0
F1_Commercial_Market_Interruptible - Miscellaneous_Existing_Space Heating_Natural Gas | F1 | Commercial | Market | Interruptible - Miscellaneous | Existing | Space Heating | Natural Gas | Units | 2021: 96618.9221; 2022: 96618.9221; 2023: 96618.9221; 2024: 96618.9221; 2025: 96618.9221; 2026: 96618.9221; 2027: 96618.9221; 2028: 96618.9221; 2029: 96618.9221; 2030: 96618.9221; 2031: 96618.9221; 2032: 96618.9221; 2033: 96618.9221; 2034: 96618.9221; 2035: 96618.9221; 2036: 96618.9221; 2037: 96618.9221; 2038: 96618.9221; 2039: 96618.9221; 2040: 96618.9221; 2041: 96618.9221; 2042: 96618.9221; 2043: 96618.9221; 2044: 96618.9221; 2045: 96618.9221; 2046: 96618.9221; 2047: 96618.9221
F2_Commercial_Market_Interruptible - Miscellaneous_Existing_Space Heating_Natural Gas | F2 | Commercial | Market | Interruptible - Miscellaneous | Existing | Space Heating | Natural Gas | Usage (GWh) | 2021: 0.054193; 2022: 0.058203; 2023: 0.057879; 2024: 0.057728; 2025: 0.057569; 2026: 0.057403; 2027: 0.05723; 2028: 0.057049; 2029: 0.056862; 2030: 0.056667; 2031: 0.056466; 2032: 0.056261; 2033: 0.056052; 2034: 0.055839; 2035: 0.055625; 2036: 0.05541; 2037: 0.055195; 2038: 0.05498; 2039: 0.054765; 2040: 0.054564; 2041: 0.054375; 2042: 0.054201; 2043: 0.054041; 2044: 0.053894; 2045: 0.053758; 2046: 0.053633; 2047: 0.053518
F3_Commercial_Market_Interruptible - Miscellaneous_Existing_Space Heating_Natural Gas | F3 | Commercial | Market | Interruptible - Miscellaneous | Existing | Space Heating | Natural Gas | Summer Peak Demand (MW) | 2021: 0; 2022: 0; 2023: 0; 2024: 0; 2025: 0; 2026: 0; 2027: 0; 2028: 0; 2029: 0; 2030: 0; 2031: 0; 2032: 0; 2033: 0; 2034: 0; 2035: 0; 2036: 0; 2037: 0; 2038: 0; 2039: 0; 2040: 0; 2041: 0; 2042: 0; 2043: 0; 2044: 0; 2045: 0; 2046: 0; 2047: 0
F4_Commercial_Market_Interruptible - Miscellaneous_Existing_Space Heating_Natural Gas | F4 | Commercial | Market | Interruptible - Miscellaneous | Existing | Space Heating | Natural Gas | Winter Peak Demand (MW) | 2021: 0; 2022: 0; 2023: 0; 2024: 0; 2025: 0; 2026: 0; 2027: 0; 2028: 0; 2029: 0; 2030: 0; 2031: 0; 2032: 0; 2033: 0; 2034: 0; 2035: 0; 2036: 0; 2037: 0; 2038: 0; 2039: 0; 2040: 0; 2041: 0; 2042: 0; 2043: 0; 2044: 0; 2045: 0; 2046: 0; 2047: 0
F1_Commercial_Market_Interruptible - Miscellaneous_Existing_Water Heating_Natural Gas | F1 | Commercial | Market | Interruptible - Miscellaneous | Existing | Water Heating | Natural Gas | Units | 2021: 96618.9221; 2022: 96618.9221; 2023: 96618.9221; 2024: 96618.9221; 2025: 96618.9221; 2026: 96618.9221; 2027: 96618.9221; 2028: 96618.9221; 2029: 96618.9221; 2030: 96618.9221; 2031: 96618.9221; 2032: 96618.9221; 2033: 96618.9221; 2034: 96618.9221; 2035: 96618.9221; 2036: 96618.9221; 2037: 96618.9221; 2038: 96618.9221; 2039: 96618.9221; 2040: 96618.9221; 2041: 96618.9221; 2042: 96618.9221; 2043: 96618.9221; 2044: 96618.9221; 2045: 96618.9221; 2046: 96618.9221; 2047: 96618.9221
F2_Commercial_Market_Interruptible - Miscellaneous_Existing_Water Heating_Natural Gas | F2 | Commercial | Market | Interruptible - Miscellaneous | Existing | Water Heating | Natural Gas | Usage (GWh) | 2021: 0.020909; 2022: 0.020506; 2023: 0.020148; 2024: 0.019832; 2025: 0.019555; 2026: 0.019314; 2027: 0.019106; 2028: 0.01893; 2029: 0.018784; 2030: 0.018667; 2031: 0.018574; 2032: 0.018499; 2033: 0.01844; 2034: 0.018392; 2035: 0.018354; 2036: 0.018323; 2037: 0.018299; 2038: 0.018279; 2039: 0.018263; 2040: 0.018251; 2041: 0.018241; 2042: 0.018233; 2043: 0.018226; 2044: 0.018221; 2045: 0.018217; 2046: 0.018214; 2047: 0.018211
F3_Commercial_Market_Interruptible - Miscellaneous_Existing_Water Heating_Natural Gas | F3 | Commercial | Market | Interruptible - Miscellaneous | Existing | Water Heating | Natural Gas | Summer Peak Demand (MW) | 2021: 0; 2022: 0; 2023: 0; 2024: 0; 2025: 0; 2026: 0; 2027: 0; 2028: 0; 2029: 0; 2030: 0; 2031: 0; 2032: 0; 2033: 0; 2034: 0; 2035: 0; 2036: 0; 2037: 0; 2038: 0; 2039: 0; 2040: 0; 2041: 0; 2042: 0; 2043: 0; 2044: 0; 2045: 0; 2046: 0; 2047: 0
F4_Commercial_Market_Interruptible - Miscellaneous_Existing_Water Heating_Natural Gas | F4 | Commercial | Market | Interruptible - Miscellaneous | Existing | Water Heating | Natural Gas | Winter Peak Demand (MW) | 2021: 0; 2022: 0; 2023: 0; 2024: 0; 2025: 0; 2026: 0; 2027: 0; 2028: 0; 2029: 0; 2030: 0; 2031: 0; 2032: 0; 2033: 0; 2034: 0; 2035: 0; 2036: 0; 2037: 0; 2038: 0; 2039: 0; 2040: 0; 2041: 0; 2042: 0; 2043: 0; 2044: 0; 2045: 0; 2046: 0; 2047: 0
F1_Commercial_Market_Interruptible - Miscellaneous_Existing_Food Preparation_Natural Gas | F1 | Commercial | Market | Interruptible - Miscellaneous | Existing | Food Preparation | Natural Gas | Units | 2021: 96618.9221; 2022: 96618.9221; 2023: 96618.9221; 2024: 96618.9221; 2025: 96618.9221; 2026: 96618.9221; 2027: 96618.9221; 2028: 96618.9221; 2029: 96618.9221; 2030: 96618.9221; 2031: 96618.9221; 2032: 96618.9221; 2033: 96618.9221; 2034: 96618.9221; 2035: 96618.9221; 2036: 96618.9221; 2037: 96618.9221; 2038: 96618.9221; 2039: 96618.9221; 2040: 96618.9221; 2041: 96618.9221; 2042: 96618.9221; 2043: 96618.9221; 2044: 96618.9221; 2045: 96618.9221; 2046: 96618.9221; 2047: 96618.9221
F2_Commercial_Market_Interruptible - Miscellaneous_Existing_Food Preparation_Natural Gas | F2 | Commercial | Market | Interruptible - Miscellaneous | Existing | Food Preparation | Natural Gas | Usage (GWh) | 2021: 0.0028569; 2022: 0.0028569; 2023: 0.0028569; 2024: 0.0028569; 2025: 0.0028569; 2026: 0.0028569; 2027: 0.0028569; 2028: 0.0028569; 2029: 0.0028569; 2030: 0.0028569; 2031: 0.0028569; 2032: 0.0028569; 2033: 0.0028569; 2034: 0.0028569; 2035: 0.0028569; 2036: 0.0028569; 2037: 0.0028569; 2038: 0.0028569; 2039: 0.0028569; 2040: 0.0028569; 2041: 0.0028569; 2042: 0.0028569; 2043: 0.0028569; 2044: 0.0028569; 2045: 0.0028569; 2046: 0.0028569; 2047: 0.0028569
F3_Commercial_Market_Interruptible - Miscellaneous_Existing_Food Preparation_Natural Gas | F3 | Commercial | Market | Interruptible - Miscellaneous | Existing | Food Preparation | Natural Gas | Summer Peak Demand (MW) | 2021: 0; 2022: 0; 2023: 0; 2024: 0; 2025: 0; 2026: 0; 2027: 0; 2028: 0; 2029: 0; 2030: 0; 2031: 0; 2032: 0; 2033: 0; 2034: 0; 2035: 0; 2036: 0; 2037: 0; 2038: 0; 2039: 0; 2040: 0; 2041: 0; 2042: 0; 2043: 0; 2044: 0; 2045: 0; 2046: 0; 2047: 0
F4_Commercial_Market_Interruptible - Miscellaneous_Existing_Food Preparation_Natural Gas | F4 | Commercial | Market | Interruptible - Miscellaneous | Existing | Food Preparation | Natural Gas | Winter Peak Demand (MW) | 2021: 0; 2022: 0; 2023: 0; 2024: 0; 2025: 0; 2026: 0; 2027: 0; 2028: 0; 2029: 0; 2030: 0; 2031: 0; 2032: 0; 2033: 0; 2034: 0; 2035: 0; 2036: 0; 2037: 0; 2038: 0; 2039: 0; 2040: 0; 2041: 0; 2042: 0; 2043: 0; 2044: 0; 2045: 0; 2046: 0; 2047: 0
F1_Commercial_Market_Interruptible - Miscellaneous_Existing_Miscellaneous_Natural Gas | F1 | Commercial | Market | Interruptible - Miscellaneous | Existing | Miscellaneous | Natural Gas | Units | 2021: 96618.9221; 2022: 96618.9221; 2023: 96618.9221; 2024: 96618.9221; 2025: 96618.9221; 2026: 96618.9221; 2027: 96618.9221; 2028: 96618.9221; 2029: 96618.9221; 2030: 96618.9221; 2031: 96618.9221; 2032: 96618.9221; 2033: 96618.9221; 2034: 96618.9221; 2035: 96618.9221; 2036: 96618.9221; 2037: 96618.9221; 2038: 96618.9221; 2039: 96618.9221; 2040: 96618.9221; 2041: 96618.9221; 2042: 96618.9221; 2043: 96618.9221; 2044: 96618.9221; 2045: 96618.9221; 2046: 96618.9221; 2047: 96618.9221
F2_Commercial_Market_Interruptible - Miscellaneous_Existing_Miscellaneous_Natural Gas | F2 | Commercial | Market | Interruptible - Miscellaneous | Existing | Miscellaneous | Natural Gas | Usage (GWh) | 2021: 0.013682; 2022: 0.013682; 2023: 0.013682; 2024: 0.013682; 2025: 0.013682; 2026: 0.013682; 2027: 0.013682; 2028: 0.013682; 2029: 0.013682; 2030: 0.013682; 2031: 0.013682; 2032: 0.013682; 2033: 0.013682; 2034: 0.013682; 2035: 0.013682; 2036: 0.013682; 2037: 0.013682; 2038: 0.013682; 2039: 0.013682; 2040: 0.013682; 2041: 0.013682; 2042: 0.013682; 2043: 0.013682; 2044: 0.013682; 2045: 0.013682; 2046: 0.013682; 2047: 0.013682
F3_Commercial_Market_Interruptible - Miscellaneous_Existing_Miscellaneous_Natural Gas | F3 | Commercial | Market | Interruptible - Miscellaneous | Existing | Miscellaneous | Natural Gas | Summer Peak Demand (MW) | 2021: 0; 2022: 0; 2023: 0; 2024: 0; 2025: 0; 2026: 0; 2027: 0; 2028: 0; 2029: 0; 2030: 0; 2031: 0; 2032: 0; 2033: 0; 2034: 0; 2035: 0; 2036: 0; 2037: 0; 2038: 0; 2039: 0; 2040: 0; 2041: 0; 2042: 0; 2043: 0; 2044: 0; 2045: 0; 2046: 0; 2047: 0
F4_Commercial_Market_Interruptible - Miscellaneous_Existing_Miscellaneous_Natural Gas | F4 | Commercial | Market | Interruptible - Miscellaneous | Existing | Miscellaneous | Natural Gas | Winter Peak Demand (MW) | 2021: 0; 2022: 0; 2023: 0; 2024: 0; 2025: 0; 2026: 0; 2027: 0; 2028: 0; 2029: 0; 2030: 0; 2031: 0; 2032: 0; 2033: 0; 2034: 0; 2035: 0; 2036: 0; 2037: 0; 2038: 0; 2039: 0; 2040: 0; 2041: 0; 2042: 0; 2043: 0; 2044: 0; 2045: 0; 2046: 0; 2047: 0
F1_Commercial_Small Systems_Interruptible - Miscellaneous_Existing_Space Heating_Natural Gas | F1 | Commercial | Small Systems | Interruptible - Miscellaneous | Existing | Space Heating | Natural Gas | Units | 2021: 461.4706; 2022: 461.4706; 2023: 461.4706; 2024: 461.4706; 2025: 461.4706; 2026: 461.4706; 2027: 461.4706; 2028: 461.4706; 2029: 461.4706; 2030: 461.4706; 2031: 461.4706; 2032: 461.4706; 2033: 461.4706; 2034: 461.4706; 2035: 461.4706; 2036: 461.4706; 2037: 461.4706; 2038: 461.4706; 2039: 461.4706; 2040: 461.4706; 2041: 461.4706; 2042: 461.4706; 2043: 461.4706; 2044: 461.4706; 2045: 461.4706; 2046: 461.4706; 2047: 461.4706
F2_Commercial_Small Systems_Interruptible - Miscellaneous_Existing_Space Heating_Natural Gas | F2 | Commercial | Small Systems | Interruptible - Miscellaneous | Existing | Space Heating | Natural Gas | Usage (GWh) | 2021: 0.00013656; 2022: 0.00014691; 2023: 0.00014634; 2024: 0.00014634; 2025: 0.00014634; 2026: 0.00014634; 2027: 0.00014634; 2028: 0.00014634; 2029: 0.00014634; 2030: 0.00014634; 2031: 0.00014634; 2032: 0.00014634; 2033: 0.00014634; 2034: 0.00014634; 2035: 0.00014634; 2036: 0.00014634; 2037: 0.00014634; 2038: 0.00014634; 2039: 0.00014634; 2040: 0.00014634; 2041: 0.00014634; 2042: 0.00014634; 2043: 0.00014634; 2044: 0.00014634; 2045: 0.00014634; 2046: 0.00014634; 2047: 0.00014634
F3_Commercial_Small Systems_Interruptible - Miscellaneous_Existing_Space Heating_Natural Gas | F3 | Commercial | Small Systems | Interruptible - Miscellaneous | Existing | Space Heating | Natural Gas | Summer Peak Demand (MW) | 2021: 0; 2022: 0; 2023: 0; 2024: 0; 2025: 0; 2026: 0; 2027: 0; 2028: 0; 2029: 0; 2030: 0; 2031: 0; 2032: 0; 2033: 0; 2034: 0; 2035: 0; 2036: 0; 2037: 0; 2038: 0; 2039: 0; 2040: 0; 2041: 0; 2042: 0; 2043: 0; 2044: 0; 2045: 0; 2046: 0; 2047: 0
F4_Commercial_Small Systems_Interruptible - Miscellaneous_Existing_Space Heating_Natural Gas | F4 | Commercial | Small Systems | Interruptible - Miscellaneous | Existing | Space Heating | Natural Gas | Winter Peak Demand (MW) | 2021: 0; 2022: 0; 2023: 0; 2024: 0; 2025: 0; 2026: 0; 2027: 0; 2028: 0; 2029: 0; 2030: 0; 2031: 0; 2032: 0; 2033: 0; 2034: 0; 2035: 0; 2036: 0; 2037: 0; 2038: 0; 2039: 0; 2040: 0; 2041: 0; 2042: 0; 2043: 0; 2044: 0; 2045: 0; 2046: 0; 2047: 0
F1_Commercial_Central Systems_Interruptible - Miscellaneous_Existing_Space Heating_Natural Gas | F1 | Commercial | Central Systems | Interruptible - Miscellaneous | Existing | Space Heating | Natural Gas | Units | 2021: 76682.5502; 2022: 76682.5502; 2023: 76682.5502; 2024: 76682.5502; 2025: 76682.5502; 2026: 76682.5502; 2027: 76682.5502; 2028: 76682.5502; 2029: 76682.5502; 2030: 76682.5502; 2031: 76682.5502; 2032: 76682.5502; 2033: 76682.5502; 2034: 76682.5502; 2035: 76682.5502; 2036: 76682.5502; 2037: 76682.5502; 2038: 76682.5502; 2039: 76682.5502; 2040: 76682.5502; 2041: 76682.5502; 2042: 76682.5502; 2043: 76682.5502; 2044: 76682.5502; 2045: 76682.5502; 2046: 76682.5502; 2047: 76682.5502
F2_Commercial_Central Systems_Interruptible - Miscellaneous_Existing_Space Heating_Natural Gas | F2 | Commercial | Central Systems | Interruptible - Miscellaneous | Existing | Space Heating | Natural Gas | Usage (GWh) | 2021: 0.054056; 2022: 0.058056; 2023: 0.057733; 2024: 0.057582; 2025: 0.057423; 2026: 0.057257; 2027: 0.057084; 2028: 0.056903; 2029: 0.056715; 2030: 0.056521; 2031: 0.05632; 2032: 0.056114; 2033: 0.055905; 2034: 0.055693; 2035: 0.055479; 2036: 0.055264; 2037: 0.055048; 2038: 0.054833; 2039: 0.054619; 2040: 0.054418; 2041: 0.054229; 2042: 0.054055; 2043: 0.053895; 2044: 0.053748; 2045: 0.053612; 2046: 0.053487; 2047: 0.053372
F3_Commercial_Central Systems_Interruptible - Miscellaneous_Existing_Space Heating_Natural Gas | F3 | Commercial | Central Systems | Interruptible - Miscellaneous | Existing | Space Heating | Natural Gas | Summer Peak Demand (MW) | 2021: 0; 2022: 0; 2023: 0; 2024: 0; 2025: 0; 2026: 0; 2027: 0; 2028: 0; 2029: 0; 2030: 0; 2031: 0; 2032: 0; 2033: 0; 2034: 0; 2035: 0; 2036: 0; 2037: 0; 2038: 0; 2039: 0; 2040: 0; 2041: 0; 2042: 0; 2043: 0; 2044: 0; 2045: 0; 2046: 0; 2047: 0
F4_Commercial_Central Systems_Interruptible - Miscellaneous_Existing_Space Heating_Natural Gas | F4 | Commercial | Central Systems | Interruptible - Miscellaneous | Existing | Space Heating | Natural Gas | Winter Peak Demand (MW) | 2021: 0; 2022: 0; 2023: 0; 2024: 0; 2025: 0; 2026: 0; 2027: 0; 2028: 0; 2029: 0; 2030: 0; 2031: 0; 2032: 0; 2033: 0; 2034: 0; 2035: 0; 2036: 0; 2037: 0; 2038: 0; 2039: 0; 2040: 0; 2041: 0; 2042: 0; 2043: 0; 2044: 0; 2045: 0; 2046: 0; 2047: 0
F1_Commercial_All_Interruptible - Miscellaneous_New_Space Heating_Natural Gas | F1 | Commercial | All | Interruptible - Miscellaneous | New | Space Heating | Natural Gas | Units | 2021: 0; 2022: 0; 2023: 0; 2024: 0; 2025: 0; 2026: 0; 2027: 0; 2028: 0; 2029: 0; 2030: 0; 2031: 0; 2032: 0; 2033: 0; 2034: 0; 2035: 0; 2036: 0; 2037: 0; 2038: 0; 2039: 0; 2040: 0; 2041: 0; 2042: 0; 2043: 0; 2044: 0; 2045: 0; 2046: 0; 2047: 0
F2_Commercial_All_Interruptible - Miscellaneous_New_Space Heating_Natural Gas | F2 | Commercial | All | Interruptible - Miscellaneous | New | Space Heating | Natural Gas | Usage (GWh) | 2021: 0; 2022: 0; 2023: 0; 2024: 0; 2025: 0; 2026: 0; 2027: 0; 2028: 0; 2029: 0; 2030: 0; 2031: 0; 2032: 0; 2033: 0; 2034: 0; 2035: 0; 2036: 0; 2037: 0; 2038: 0; 2039: 0; 2040: 0; 2041: 0; 2042: 0; 2043: 0; 2044: 0; 2045: 0; 2046: 0; 2047: 0
F3_Commercial_All_Interruptible - Miscellaneous_New_Space Heating_Natural Gas | F3 | Commercial | All | Interruptible - Miscellaneous | New | Space Heating | Natural Gas | Summer Peak Demand (MW) | 2021: 0; 2022: 0; 2023: 0; 2024: 0; 2025: 0; 2026: 0; 2027: 0; 2028: 0; 2029: 0; 2030: 0; 2031: 0; 2032: 0; 2033: 0; 2034: 0; 2035: 0; 2036: 0; 2037: 0; 2038: 0; 2039: 0; 2040: 0; 2041: 0; 2042: 0; 2043: 0; 2044: 0; 2045: 0; 2046: 0; 2047: 0
F4_Commercial_All_Interruptible - Miscellaneous_New_Space Heating_Natural Gas | F4 | Commercial | All | Interruptible - Miscellaneous | New | Space Heating | Natural Gas | Winter Peak Demand (MW) | 2021: 0; 2022: 0; 2023: 0; 2024: 0; 2025: 0; 2026: 0; 2027: 0; 2028: 0; 2029: 0; 2030: 0; 2031: 0; 2032: 0; 2033: 0; 2034: 0; 2035: 0; 2036: 0; 2037: 0; 2038: 0; 2039: 0; 2040: 0; 2041: 0; 2042: 0; 2043: 0; 2044: 0; 2045: 0; 2046: 0; 2047: 0
F1_Commercial_All_Interruptible - Miscellaneous_New_Water Heating_Natural Gas | F1 | Commercial | All | Interruptible - Miscellaneous | New | Water Heating | Natural Gas | Units | 2021: 0; 2022: 0; 2023: 0; 2024: 0; 2025: 0; 2026: 0; 2027: 0; 2028: 0; 2029: 0; 2030: 0; 2031: 0; 2032: 0; 2033: 0; 2034: 0; 2035: 0; 2036: 0; 2037: 0; 2038: 0; 2039: 0; 2040: 0; 2041: 0; 2042: 0; 2043: 0; 2044: 0; 2045: 0; 2046: 0; 2047: 0
F2_Commercial_All_Interruptible - Miscellaneous_New_Water Heating_Natural Gas | F2 | Commercial | All | Interruptible - Miscellaneous | New | Water Heating | Natural Gas | Usage (GWh) | 2021: 0; 2022: 0; 2023: 0; 2024: 0; 2025: 0; 2026: 0; 2027: 0; 2028: 0; 2029: 0; 2030: 0; 2031: 0; 2032: 0; 2033: 0; 2034: 0; 2035: 0; 2036: 0; 2037: 0; 2038: 0; 2039: 0; 2040: 0; 2041: 0; 2042: 0; 2043: 0; 2044: 0; 2045: 0; 2046: 0; 2047: 0
F3_Commercial_All_Interruptible - Miscellaneous_New_Water Heating_Natural Gas | F3 | Commercial | All | Interruptible - Miscellaneous | New | Water Heating | Natural Gas | Summer Peak Demand (MW) | 2021: 0; 2022: 0; 2023: 0; 2024: 0; 2025: 0; 2026: 0; 2027: 0; 2028: 0; 2029: 0; 2030: 0; 2031: 0; 2032: 0; 2033: 0; 2034: 0; 2035: 0; 2036: 0; 2037: 0; 2038: 0; 2039: 0; 2040: 0; 2041: 0; 2042: 0; 2043: 0; 2044: 0; 2045: 0; 2046: 0; 2047: 0
F4_Commercial_All_Interruptible - Miscellaneous_New_Water Heating_Natural Gas | F4 | Commercial | All | Interruptible - Miscellaneous | New | Water Heating | Natural Gas | Winter Peak Demand (MW) | 2021: 0; 2022: 0; 2023: 0; 2024: 0; 2025: 0; 2026: 0; 2027: 0; 2028: 0; 2029: 0; 2030: 0; 2031: 0; 2032: 0; 2033: 0; 2034: 0; 2035: 0; 2036: 0; 2037: 0; 2038: 0; 2039: 0; 2040: 0; 2041: 0; 2042: 0; 2043: 0; 2044: 0; 2045: 0; 2046: 0; 2047: 0
F1_Commercial_All_Interruptible - Miscellaneous_New_Food Preparation_Natural Gas | F1 | Commercial | All | Interruptible - Miscellaneous | New | Food Preparation | Natural Gas | Units | 2021: 0; 2022: 0; 2023: 0; 2024: 0; 2025: 0; 2026: 0; 2027: 0; 2028: 0; 2029: 0; 2030: 0; 2031: 0; 2032: 0; 2033: 0; 2034: 0; 2035: 0; 2036: 0; 2037: 0; 2038: 0; 2039: 0; 2040: 0; 2041: 0; 2042: 0; 2043: 0; 2044: 0; 2045: 0; 2046: 0; 2047: 0
F2_Commercial_All_Interruptible - Miscellaneous_New_Food Preparation_Natural Gas | F2 | Commercial | All | Interruptible - Miscellaneous | New | Food Preparation | Natural Gas | Usage (GWh) | 2021: 0; 2022: 0; 2023: 0; 2024: 0; 2025: 0; 2026: 0; 2027: 0; 2028: 0; 2029: 0; 2030: 0; 2031: 0; 2032: 0; 2033: 0; 2034: 0; 2035: 0; 2036: 0; 2037: 0; 2038: 0; 2039: 0; 2040: 0; 2041: 0; 2042: 0; 2043: 0; 2044: 0; 2045: 0; 2046: 0; 2047: 0
F3_Commercial_All_Interruptible - Miscellaneous_New_Food Preparation_Natural Gas | F3 | Commercial | All | Interruptible - Miscellaneous | New | Food Preparation | Natural Gas | Summer Peak Demand (MW) | 2021: 0; 2022: 0; 2023: 0; 2024: 0; 2025: 0; 2026: 0; 2027: 0; 2028: 0; 2029: 0; 2030: 0; 2031: 0; 2032: 0; 2033: 0; 2034: 0; 2035: 0; 2036: 0; 2037: 0; 2038: 0; 2039: 0; 2040: 0; 2041: 0; 2042: 0; 2043: 0; 2044: 0; 2045: 0; 2046: 0; 2047: 0
F4_Commercial_All_Interruptible - Miscellaneous_New_Food Preparation_Natural Gas | F4 | Commercial | All | Interruptible - Miscellaneous | New | Food Preparation | Natural Gas | Winter Peak Demand (MW) | 2021: 0; 2022: 0; 2023: 0; 2024: 0; 2025: 0; 2026: 0; 2027: 0; 2028: 0; 2029: 0; 2030: 0; 2031: 0; 2032: 0; 2033: 0; 2034: 0; 2035: 0; 2036: 0; 2037: 0; 2038: 0; 2039: 0; 2040: 0; 2041: 0; 2042: 0; 2043: 0; 2044: 0; 2045: 0; 2046: 0; 2047: 0
F1_Commercial_All_Interruptible - Miscellaneous_New_Miscellaneous_Natural Gas | F1 | Commercial | All | Interruptible - Miscellaneous | New | Miscellaneous | Natural Gas | Units | 2021: 0; 2022: 0; 2023: 0; 2024: 0; 2025: 0; 2026: 0; 2027: 0; 2028: 0; 2029: 0; 2030: 0; 2031: 0; 2032: 0; 2033: 0; 2034: 0; 2035: 0; 2036: 0; 2037: 0; 2038: 0; 2039: 0; 2040: 0; 2041: 0; 2042: 0; 2043: 0; 2044: 0; 2045: 0; 2046: 0; 2047: 0
F2_Commercial_All_Interruptible - Miscellaneous_New_Miscellaneous_Natural Gas | F2 | Commercial | All | Interruptible - Miscellaneous | New | Miscellaneous | Natural Gas | Usage (GWh) | 2021: 0; 2022: 0; 2023: 0; 2024: 0; 2025: 0; 2026: 0; 2027: 0; 2028: 0; 2029: 0; 2030: 0; 2031: 0; 2032: 0; 2033: 0; 2034: 0; 2035: 0; 2036: 0; 2037: 0; 2038: 0; 2039: 0; 2040: 0; 2041: 0; 2042: 0; 2043: 0; 2044: 0; 2045: 0; 2046: 0; 2047: 0
F3_Commercial_All_Interruptible - Miscellaneous_New_Miscellaneous_Natural Gas | F3 | Commercial | All | Interruptible - Miscellaneous | New | Miscellaneous | Natural Gas | Summer Peak Demand (MW) | 2021: 0; 2022: 0; 2023: 0; 2024: 0; 2025: 0; 2026: 0; 2027: 0; 2028: 0; 2029: 0; 2030: 0; 2031: 0; 2032: 0; 2033: 0; 2034: 0; 2035: 0; 2036: 0; 2037: 0; 2038: 0; 2039: 0; 2040: 0; 2041: 0; 2042: 0; 2043: 0; 2044: 0; 2045: 0; 2046: 0; 2047: 0
F4_Commercial_All_Interruptible - Miscellaneous_New_Miscellaneous_Natural Gas | F4 | Commercial | All | Interruptible - Miscellaneous | New | Miscellaneous | Natural Gas | Winter Peak Demand (MW) | 2021: 0; 2022: 0; 2023: 0; 2024: 0; 2025: 0; 2026: 0; 2027: 0; 2028: 0; 2029: 0; 2030: 0; 2031: 0; 2032: 0; 2033: 0; 2034: 0; 2035: 0; 2036: 0; 2037: 0; 2038: 0; 2039: 0; 2040: 0; 2041: 0; 2042: 0; 2043: 0; 2044: 0; 2045: 0; 2046: 0; 2047: 0
F1_Commercial_Market_Interruptible - Miscellaneous_New_Space Heating_Natural Gas | F1 | Commercial | Market | Interruptible - Miscellaneous | New | Space Heating | Natural Gas | Units | 2021: 0; 2022: 0; 2023: 0; 2024: 0; 2025: 0; 2026: 0; 2027: 0; 2028: 0; 2029: 0; 2030: 0; 2031: 0; 2032: 0; 2033: 0; 2034: 0; 2035: 0; 2036: 0; 2037: 0; 2038: 0; 2039: 0; 2040: 0; 2041: 0; 2042: 0; 2043: 0; 2044: 0; 2045: 0; 2046: 0; 2047: 0
F2_Commercial_Market_Interruptible - Miscellaneous_New_Space Heating_Natural Gas | F2 | Commercial | Market | Interruptible - Miscellaneous | New | Space Heating | Natural Gas | Usage (GWh) | 2021: 0; 2022: 0; 2023: 0; 2024: 0; 2025: 0; 2026: 0; 2027: 0; 2028: 0; 2029: 0; 2030: 0; 2031: 0; 2032: 0; 2033: 0; 2034: 0; 2035: 0; 2036: 0; 2037: 0; 2038: 0; 2039: 0; 2040: 0; 2041: 0; 2042: 0; 2043: 0; 2044: 0; 2045: 0; 2046: 0; 2047: 0
F3_Commercial_Market_Interruptible - Miscellaneous_New_Space Heating_Natural Gas | F3 | Commercial | Market | Interruptible - Miscellaneous | New | Space Heating | Natural Gas | Summer Peak Demand (MW) | 2021: 0; 2022: 0; 2023: 0; 2024: 0; 2025: 0; 2026: 0; 2027: 0; 2028: 0; 2029: 0; 2030: 0; 2031: 0; 2032: 0; 2033: 0; 2034: 0; 2035: 0; 2036: 0; 2037: 0; 2038: 0; 2039: 0; 2040: 0; 2041: 0; 2042: 0; 2043: 0; 2044: 0; 2045: 0; 2046: 0; 2047: 0
F4_Commercial_Market_Interruptible - Miscellaneous_New_Space Heating_Natural Gas | F4 | Commercial | Market | Interruptible - Miscellaneous | New | Space Heating | Natural Gas | Winter Peak Demand (MW) | 2021: 0; 2022: 0; 2023: 0; 2024: 0; 2025: 0; 2026: 0; 2027: 0; 2028: 0; 2029: 0; 2030: 0; 2031: 0; 2032: 0; 2033: 0; 2034: 0; 2035: 0; 2036: 0; 2037: 0; 2038: 0; 2039: 0; 2040: 0; 2041: 0; 2042: 0; 2043: 0; 2044: 0; 2045: 0; 2046: 0; 2047: 0
F1_Commercial_Market_Interruptible - Miscellaneous_New_Water Heating_Natural Gas | F1 | Commercial | Market | Interruptible - Miscellaneous | New | Water Heating | Natural Gas | Units | 2021: 0; 2022: 0; 2023: 0; 2024: 0; 2025: 0; 2026: 0; 2027: 0; 2028: 0; 2029: 0; 2030: 0; 2031: 0; 2032: 0; 2033: 0; 2034: 0; 2035: 0; 2036: 0; 2037: 0; 2038: 0; 2039: 0; 2040: 0; 2041: 0; 2042: 0; 2043: 0; 2044: 0; 2045: 0; 2046: 0; 2047: 0
F2_Commercial_Market_Interruptible - Miscellaneous_New_Water Heating_Natural Gas | F2 | Commercial | Market | Interruptible - Miscellaneous | New | Water Heating | Natural Gas | Usage (GWh) | 2021: 0; 2022: 0; 2023: 0; 2024: 0; 2025: 0; 2026: 0; 2027: 0; 2028: 0; 2029: 0; 2030: 0; 2031: 0; 2032: 0; 2033: 0; 2034: 0; 2035: 0; 2036: 0; 2037: 0; 2038: 0; 2039: 0; 2040: 0; 2041: 0; 2042: 0; 2043: 0; 2044: 0; 2045: 0; 2046: 0; 2047: 0
F3_Commercial_Market_Interruptible - Miscellaneous_New_Water Heating_Natural Gas | F3 | Commercial | Market | Interruptible - Miscellaneous | New | Water Heating | Natural Gas | Summer Peak Demand (MW) | 2021: 0; 2022: 0; 2023: 0; 2024: 0; 2025: 0; 2026: 0; 2027: 0; 2028: 0; 2029: 0; 2030: 0; 2031: 0; 2032: 0; 2033: 0; 2034: 0; 2035: 0; 2036: 0; 2037: 0; 2038: 0; 2039: 0; 2040: 0; 2041: 0; 2042: 0; 2043: 0; 2044: 0; 2045: 0; 2046: 0; 2047: 0
F4_Commercial_Market_Interruptible - Miscellaneous_New_Water Heating_Natural Gas | F4 | Commercial | Market | Interruptible - Miscellaneous | New | Water Heating | Natural Gas | Winter Peak Demand (MW) | 2021: 0; 2022: 0; 2023: 0; 2024: 0; 2025: 0; 2026: 0; 2027: 0; 2028: 0; 2029: 0; 2030: 0; 2031: 0; 2032: 0; 2033: 0; 2034: 0; 2035: 0; 2036: 0; 2037: 0; 2038: 0; 2039: 0; 2040: 0; 2041: 0; 2042: 0; 2043: 0; 2044: 0; 2045: 0; 2046: 0; 2047: 0
F1_Commercial_Market_Interruptible - Miscellaneous_New_Food Preparation_Natural Gas | F1 | Commercial | Market | Interruptible - Miscellaneous | New | Food Preparation | Natural Gas | Units | 2021: 0; 2022: 0; 2023: 0; 2024: 0; 2025: 0; 2026: 0; 2027: 0; 2028: 0; 2029: 0; 2030: 0; 2031: 0; 2032: 0; 2033: 0; 2034: 0; 2035: 0; 2036: 0; 2037: 0; 2038: 0; 2039: 0; 2040: 0; 2041: 0; 2042: 0; 2043: 0; 2044: 0; 2045: 0; 2046: 0; 2047: 0
F2_Commercial_Market_Interruptible - Miscellaneous_New_Food Preparation_Natural Gas | F2 | Commercial | Market | Interruptible - Miscellaneous | New | Food Preparation | Natural Gas | Usage (GWh) | 2021: 0; 2022: 0; 2023: 0; 2024: 0; 2025: 0; 2026: 0; 2027: 0; 2028: 0; 2029: 0; 2030: 0; 2031: 0; 2032: 0; 2033: 0; 2034: 0; 2035: 0; 2036: 0; 2037: 0; 2038: 0; 2039: 0; 2040: 0; 2041: 0; 2042: 0; 2043: 0; 2044: 0; 2045: 0; 2046: 0; 2047: 0
F3_Commercial_Market_Interruptible - Miscellaneous_New_Food Preparation_Natural Gas | F3 | Commercial | Market | Interruptible - Miscellaneous | New | Food Preparation | Natural Gas | Summer Peak Demand (MW) | 2021: 0; 2022: 0; 2023: 0; 2024: 0; 2025: 0; 2026: 0; 2027: 0; 2028: 0; 2029: 0; 2030: 0; 2031: 0; 2032: 0; 2033: 0; 2034: 0; 2035: 0; 2036: 0; 2037: 0; 2038: 0; 2039: 0; 2040: 0; 2041: 0; 2042: 0; 2043: 0; 2044: 0; 2045: 0; 2046: 0; 2047: 0
F4_Commercial_Market_Interruptible - Miscellaneous_New_Food Preparation_Natural Gas | F4 | Commercial | Market | Interruptible - Miscellaneous | New | Food Preparation | Natural Gas | Winter Peak Demand (MW) | 2021: 0; 2022: 0; 2023: 0; 2024: 0; 2025: 0; 2026: 0; 2027: 0; 2028: 0; 2029: 0; 2030: 0; 2031: 0; 2032: 0; 2033: 0; 2034: 0; 2035: 0; 2036: 0; 2037: 0; 2038: 0; 2039: 0; 2040: 0; 2041: 0; 2042: 0; 2043: 0; 2044: 0; 2045: 0; 2046: 0; 2047: 0
F1_Commercial_Market_Interruptible - Miscellaneous_New_Miscellaneous_Natural Gas | F1 | Commercial | Market | Interruptible - Miscellaneous | New | Miscellaneous | Natural Gas | Units | 2021: 0; 2022: 0; 2023: 0; 2024: 0; 2025: 0; 2026: 0; 2027: 0; 2028: 0; 2029: 0; 2030: 0; 2031: 0; 2032: 0; 2033: 0; 2034: 0; 2035: 0; 2036: 0; 2037: 0; 2038: 0; 2039: 0; 2040: 0; 2041: 0; 2042: 0; 2043: 0; 2044: 0; 2045: 0; 2046: 0; 2047: 0
F2_Commercial_Market_Interruptible - Miscellaneous_New_Miscellaneous_Natural Gas | F2 | Commercial | Market | Interruptible - Miscellaneous | New | Miscellaneous | Natural Gas | Usage (GWh) | 2021: 0; 2022: 0; 2023: 0; 2024: 0; 2025: 0; 2026: 0; 2027: 0; 2028: 0; 2029: 0; 2030: 0; 2031: 0; 2032: 0; 2033: 0; 2034: 0; 2035: 0; 2036: 0; 2037: 0; 2038: 0; 2039: 0; 2040: 0; 2041: 0; 2042: 0; 2043: 0; 2044: 0; 2045: 0; 2046: 0; 2047: 0
F3_Commercial_Market_Interruptible - Miscellaneous_New_Miscellaneous_Natural Gas | F3 | Commercial | Market | Interruptible - Miscellaneous | New | Miscellaneous | Natural Gas | Summer Peak Demand (MW) | 2021: 0; 2022: 0; 2023: 0; 2024: 0; 2025: 0; 2026: 0; 2027: 0; 2028: 0; 2029: 0; 2030: 0; 2031: 0; 2032: 0; 2033: 0; 2034: 0; 2035: 0; 2036: 0; 2037: 0; 2038: 0; 2039: 0; 2040: 0; 2041: 0; 2042: 0; 2043: 0; 2044: 0; 2045: 0; 2046: 0; 2047: 0
F4_Commercial_Market_Interruptible - Miscellaneous_New_Miscellaneous_Natural Gas | F4 | Commercial | Market | Interruptible - Miscellaneous | New | Miscellaneous | Natural Gas | Winter Peak Demand (MW) | 2021: 0; 2022: 0; 2023: 0; 2024: 0; 2025: 0; 2026: 0; 2027: 0; 2028: 0; 2029: 0; 2030: 0; 2031: 0; 2032: 0; 2033: 0; 2034: 0; 2035: 0; 2036: 0; 2037: 0; 2038: 0; 2039: 0; 2040: 0; 2041: 0; 2042: 0; 2043: 0; 2044: 0; 2045: 0; 2046: 0; 2047: 0
F1_Commercial_Small Systems_Interruptible - Miscellaneous_New_Space Heating_Natural Gas | F1 | Commercial | Small Systems | Interruptible - Miscellaneous | New | Space Heating | Natural Gas | Units | 2021: 0; 2022: 0; 2023: 0; 2024: 0; 2025: 0; 2026: 0; 2027: 0; 2028: 0; 2029: 0; 2030: 0; 2031: 0; 2032: 0; 2033: 0; 2034: 0; 2035: 0; 2036: 0; 2037: 0; 2038: 0; 2039: 0; 2040: 0; 2041: 0; 2042: 0; 2043: 0; 2044: 0; 2045: 0; 2046: 0; 2047: 0
F2_Commercial_Small Systems_Interruptible - Miscellaneous_New_Space Heating_Natural Gas | F2 | Commercial | Small Systems | Interruptible - Miscellaneous | New | Space Heating | Natural Gas | Usage (GWh) | 2021: 0; 2022: 0; 2023: 0; 2024: 0; 2025: 0; 2026: 0; 2027: 0; 2028: 0; 2029: 0; 2030: 0; 2031: 0; 2032: 0; 2033: 0; 2034: 0; 2035: 0; 2036: 0; 2037: 0; 2038: 0; 2039: 0; 2040: 0; 2041: 0; 2042: 0; 2043: 0; 2044: 0; 2045: 0; 2046: 0; 2047: 0
F3_Commercial_Small Systems_Interruptible - Miscellaneous_New_Space Heating_Natural Gas | F3 | Commercial | Small Systems | Interruptible - Miscellaneous | New | Space Heating | Natural Gas | Summer Peak Demand (MW) | 2021: 0; 2022: 0; 2023: 0; 2024: 0; 2025: 0; 2026: 0; 2027: 0; 2028: 0; 2029: 0; 2030: 0; 2031: 0; 2032: 0; 2033: 0; 2034: 0; 2035: 0; 2036: 0; 2037: 0; 2038: 0; 2039: 0; 2040: 0; 2041: 0; 2042: 0; 2043: 0; 2044: 0; 2045: 0; 2046: 0; 2047: 0
F4_Commercial_Small Systems_Interruptible - Miscellaneous_New_Space Heating_Natural Gas | F4 | Commercial | Small Systems | Interruptible - Miscellaneous | New | Space Heating | Natural Gas | Winter Peak Demand (MW) | 2021: 0; 2022: 0; 2023: 0; 2024: 0; 2025: 0; 2026: 0; 2027: 0; 2028: 0; 2029: 0; 2030: 0; 2031: 0; 2032: 0; 2033: 0; 2034: 0; 2035: 0; 2036: 0; 2037: 0; 2038: 0; 2039: 0; 2040: 0; 2041: 0; 2042: 0; 2043: 0; 2044: 0; 2045: 0; 2046: 0; 2047: 0
F1_Commercial_Central Systems_Interruptible - Miscellaneous_New_Space Heating_Natural Gas | F1 | Commercial | Central Systems | Interruptible - Miscellaneous | New | Space Heating | Natural Gas | Units | 2021: 0; 2022: 0; 2023: 0; 2024: 0; 2025: 0; 2026: 0; 2027: 0; 2028: 0; 2029: 0; 2030: 0; 2031: 0; 2032: 0; 2033: 0; 2034: 0; 2035: 0; 2036: 0; 2037: 0; 2038: 0; 2039: 0; 2040: 0; 2041: 0; 2042: 0; 2043: 0; 2044: 0; 2045: 0; 2046: 0; 2047: 0
F2_Commercial_Central Systems_Interruptible - Miscellaneous_New_Space Heating_Natural Gas | F2 | Commercial | Central Systems | Interruptible - Miscellaneous | New | Space Heating | Natural Gas | Usage (GWh) | 2021: 0; 2022: 0; 2023: 0; 2024: 0; 2025: 0; 2026: 0; 2027: 0; 2028: 0; 2029: 0; 2030: 0; 2031: 0; 2032: 0; 2033: 0; 2034: 0; 2035: 0; 2036: 0; 2037: 0; 2038: 0; 2039: 0; 2040: 0; 2041: 0; 2042: 0; 2043: 0; 2044: 0; 2045: 0; 2046: 0; 2047: 0
F3_Commercial_Central Systems_Interruptible - Miscellaneous_New_Space Heating_Natural Gas | F3 | Commercial | Central Systems | Interruptible - Miscellaneous | New | Space Heating | Natural Gas | Summer Peak Demand (MW) | 2021: 0; 2022: 0; 2023: 0; 2024: 0; 2025: 0; 2026: 0; 2027: 0; 2028: 0; 2029: 0; 2030: 0; 2031: 0; 2032: 0; 2033: 0; 2034: 0; 2035: 0; 2036: 0; 2037: 0; 2038: 0; 2039: 0; 2040: 0; 2041: 0; 2042: 0; 2043: 0; 2044: 0; 2045: 0; 2046: 0; 2047: 0
F4_Commercial_Central Systems_Interruptible - Miscellaneous_New_Space Heating_Natural Gas | F4 | Commercial | Central Systems | Interruptible - Miscellaneous | New | Space Heating | Natural Gas | Winter Peak Demand (MW) | 2021: 0; 2022: 0; 2023: 0; 2024: 0; 2025: 0; 2026: 0; 2027: 0; 2028: 0; 2029: 0; 2030: 0; 2031: 0; 2032: 0; 2033: 0; 2034: 0; 2035: 0; 2036: 0; 2037: 0; 2038: 0; 2039: 0; 2040: 0; 2041: 0; 2042: 0; 2043: 0; 2044: 0; 2045: 0; 2046: 0; 2047: 0

## Final Savings
Return to Menu | Field | Sector | Segment | Vintage | End Use | Fuel | Measure | Option | Label | Case | 2021 | 2022 | 2023 | 2024 | 2025 | 2026 | 2027 | 2028 | 2029 | 2030 | 2031 | 2032 | 2033 | 2034 | 2035 | 2036 | 2037 | 2038 | 2039 | 2040 | 2041 | 2042 | 2043 | 2044 | 2045 | 2046 | 2047
F1_Commercial_WA - College_Existing_Space Heating_Natural Gas_Furnace_A_Technical Potential | F1 | Commercial | WA - College | Existing | Space Heating | Natural Gas | Furnace | A | Integrated Unit Energy Savings (kWh or therms) | Technical Potential | 0 | 243.0543 | 242.1118 | 81.8666 | 81.8666 | 81.8666 | 81.8666 | 81.8666 | 81.8666 | 81.8666 | 81.8666 | 81.8666 | 81.8666 | 81.8666 | 81.8666 | 81.8666 | 81.8666 | 81.8666 | 81.8666 | 81.8666 | 81.8666 | 81.8666 | 81.8666 | 81.8666 | 81.8666 | 81.8666 | 81.8666
F2_Commercial_WA - College_Existing_Space Heating_Natural Gas_Furnace_A_Technical Potential | F2 | Commercial | WA - College | Existing | Space Heating | Natural Gas | Furnace | A | Integrated Unit Summer Peak Savings (kW) | Technical Potential | 0 | 0 | 0 | 0 | 0 | 0 | 0 | 0 | 0 | 0 | 0 | 0 | 0 | 0 | 0 | 0 | 0 | 0 | 0 | 0 | 0 | 0 | 0 | 0 | 0 | 0 | 0
F3_Commercial_WA - College_Existing_Space Heating_Natural Gas_Furnace_A_Technical Potential | F3 | Commercial | WA - College | Existing | Space Heating | Natural Gas | Furnace | A | Integrated Unit Winter Peak Savings (kW) | Technical Potential | 0 | 0 | 0 | 0 | 0 | 0 | 0 | 0 | 0 | 0 | 0 | 0 | 0 | 0 | 0 | 0 | 0 | 0 | 0 | 0 | 0 | 0 | 0 | 0 | 0 | 0 | 0
F4_Commercial_WA - College_Existing_Space Heating_Natural Gas_Furnace_A_Technical Potential | F4 | Commercial | WA - College | Existing | Space Heating | Natural Gas | Furnace | A | Incremental Energy Savings (MWh or mTherms) | Technical Potential | 0 | 0 | 1.4688 | 0.56446 | 0.63668 | 0.71298 | 0.79305 | 0.8766 | 0.96336 | 1.0531 | 1.1359 | 1.2123 | 1.2829 | 1.348 | 1.4082 | 1.4637 | 1.5149 | 1.5622 | 1.6059 | 1.5157 | 1.4373 | 1.3702 | 1.3137 | 1.2675 | 1.231 | 0.7071 | 0.62081
F5_Commercial_WA - College_Existing_Space Heating_Natural Gas_Furnace_A_Technical Potential | F5 | Commercial | WA - College | Existing | Space Heating | Natural Gas | Furnace | A | Incremental Summer Peak Savings (MW) | Technical Potential | 0 | 0 | 0 | 0 | 0 | 0 | 0 | 0 | 0 | 0 | 0 | 0 | 0 | 0 | 0 | 0 | 0 | 0 | 0 | 0 | 0 | 0 | 0 | 0 | 0 | 0 | 0
F6_Commercial_WA - College_Existing_Space Heating_Natural Gas_Furnace_A_Technical Potential | F6 | Commercial | WA - College | Existing | Space Heating | Natural Gas | Furnace | A | Incremental Winter Peak Savings (MW) | Technical Potential | 0 | 0 | 0 | 0 | 0 | 0 | 0 | 0 | 0 | 0 | 0 | 0 | 0 | 0 | 0 | 0 | 0 | 0 | 0 | 0 | 0 | 0 | 0 | 0 | 0 | 0 | 0
F7_Commercial_WA - College_Existing_Space Heating_Natural Gas_Furnace_A_Technical Potential | F7 | Commercial | WA - College | Existing | Space Heating | Natural Gas | Furnace | A | Cumulative Energy Savings (MWh or mTherms) | Technical Potential | 0 | 0 | 1.4688 | 1.0611 | 1.6978 | 2.4108 | 3.2038 | 4.0804 | 5.0438 | 6.0969 | 7.2328 | 8.4451 | 9.728 | 11.0761 | 12.4842 | 13.9479 | 15.4628 | 17.025 | 18.6309 | 20.1466 | 21.5839 | 22.954 | 24.2678 | 25.5353 | 26.7663 | 27.4734 | 28.0943
F8_Commercial_WA - College_Existing_Space Heating_Natural Gas_Furnace_A_Technical Potential | F8 | Commercial | WA - College | Existing | Space Heating | Natural Gas | Furnace | A | Cumulative Summer Peak Savings (MW) | Technical Potential | 0 | 0 | 0 | 0 | 0 | 0 | 0 | 0 | 0 | 0 | 0 | 0 | 0 | 0 | 0 | 0 | 0 | 0 | 0 | 0 | 0 | 0 | 0 | 0 | 0 | 0 | 0
F9_Commercial_WA - College_Existing_Space Heating_Natural Gas_Furnace_A_Technical Potential | F9 | Commercial | WA - College | Existing | Space Heating | Natural Gas | Furnace | A | Cumulative Winter Peak Savings (MW) | Technical Potential | 0 | 0 | 0 | 0 | 0 | 0 | 0 | 0 | 0 | 0 | 0 | 0 | 0 | 0 | 0 | 0 | 0 | 0 | 0 | 0 | 0 | 0 | 0 | 0 | 0 | 0 | 0
F10_Commercial_WA - College_Existing_Space Heating_Natural Gas_Furnace_A_Technical Potential | F10 | Commercial | WA - College | Existing | Space Heating | Natural Gas | Furnace | A | Purchases (Incremental) | Technical Potential | 0 | 0 | 6.0667 | 6.8949 | 7.7771 | 8.7091 | 9.6871 | 10.7076 | 11.7674 | 12.8633 | 13.8749 | 14.8087 | 15.6707 | 16.4664 | 17.2008 | 17.8788 | 18.5046 | 19.0823 | 19.6156 | 18.5141 | 17.5566 | 16.7365 | 16.0473 | 15.4828 | 15.037 | 8.6373 | 7.5832
F11_Commercial_WA - College_Existing_Space Heating_Natural Gas_Furnace_A_Technical Potential | F11 | Commercial | WA - College | Existing | Space Heating | Natural Gas | Furnace | A | Purchases (Cumulative) | Technical Potential | 0 | 0 | 6.0667 | 12.9616 | 20.7386 | 29.4477 | 39.1348 | 49.8425 | 61.6099 | 74.4732 | 88.3481 | 103.1568 | 118.8276 | 135.2939 | 152.4948 | 170.3736 | 188.8782 | 207.9605 | 227.5761 | 246.0902 | 263.6469 | 280.3834 | 296.4307 | 311.9135 | 326.9505 | 335.5878 | 343.171
F1_Commercial_WA - College_Existing_Space Heating_Natural Gas_Boiler_A_Technical Potential | F1 | Commercial | WA - College | Existing | Space Heating | Natural Gas | Boiler | A | Integrated Unit Energy Savings (kWh or therms) | Technical Potential | 0 | 2671.5591 | 2661.1996 | 2661.1996 | 2661.1996 | 2661.1996 | 2661.1996 | 2661.1996 | 2661.1996 | 2661.1996 | 2661.1996 | 2661.1996 | 2661.1996 | 2661.1996 | 2661.1996 | 2661.1996 | 2661.1996 | 2661.1996 | 2661.1996 | 2661.1996 | 2661.1996 | 2661.1996 | 2661.1996 | 2661.1996 | 2661.1996 | 2661.1996 | 2661.1996
F2_Commercial_WA - College_Existing_Space Heating_Natural Gas_Boiler_A_Technical Potential | F2 | Commercial | WA - College | Existing | Space Heating | Natural Gas | Boiler | A | Integrated Unit Summer Peak Savings (kW) | Technical Potential | 0 | 0 | 0 | 0 | 0 | 0 | 0 | 0 | 0 | 0 | 0 | 0 | 0 | 0 | 0 | 0 | 0 | 0 | 0 | 0 | 0 | 0 | 0 | 0 | 0 | 0 | 0
F3_Commercial_WA - College_Existing_Space Heating_Natural Gas_Boiler_A_Technical Potential | F3 | Commercial | WA - College | Existing | Space Heating | Natural Gas | Boiler | A | Integrated Unit Winter Peak Savings (kW) | Technical Potential | 0 | 0 | 0 | 0 | 0 | 0 | 0 | 0 | 0 | 0 | 0 | 0 | 0 | 0 | 0 | 0 | 0 | 0 | 0 | 0 | 0 | 0 | 0 | 0 | 0 | 0 | 0
F4_Commercial_WA - College_Existing_Space Heating_Natural Gas_Boiler_A_Technical Potential | F4 | Commercial | WA - College | Existing | Space Heating | Natural Gas | Boiler | A | Incremental Energy Savings (MWh or mTherms) | Technical Potential | 0 | 0 | 162.506 | 163.8369 | 165.0469 | 166.1468 | 167.1468 | 168.0558 | 168.8822 | 169.6335 | 170.3164 | 170.9373 | 171.5018 | 172.0149 | 172.4814 | 172.9055 | 173.291 | 173.6415 | 173.9601 | 174.2497 | 174.513 | 174.7524 | 173.506 | 172.506 | 171.7179 | 171.1115 | 170.6601
F5_Commercial_WA - College_Existing_Space Heating_Natural Gas_Boiler_A_Technical Potential | F5 | Commercial | WA - College | Existing | Space Heating | Natural Gas | Boiler | A | Incremental Summer Peak Savings (MW) | Technical Potential | 0 | 0 | 0 | 0 | 0 | 0 | 0 | 0 | 0 | 0 | 0 | 0 | 0 | 0 | 0 | 0 | 0 | 0 | 0 | 0 | 0 | 0 | 0 | 0 | 0 | 0 | 0
F6_Commercial_WA - College_Existing_Space Heating_Natural Gas_Boiler_A_Technical Potential | F6 | Commercial | WA - College | Existing | Space Heating | Natural Gas | Boiler | A | Incremental Winter Peak Savings (MW) | Technical Potential | 0 | 0 | 0 | 0 | 0 | 0 | 0 | 0 | 0 | 0 | 0 | 0 | 0 | 0 | 0 | 0 | 0 | 0 | 0 | 0 | 0 | 0 | 0 | 0 | 0 | 0 | 0
F7_Commercial_WA - College_Existing_Space Heating_Natural Gas_Boiler_A_Technical Potential | F7 | Commercial | WA - College | Existing | Space Heating | Natural Gas | Boiler | A | Cumulative Energy Savings (MWh or mTherms) | Technical Potential | 0 | 0 | 162.506 | 326.3429 | 491.3898 | 657.5366 | 824.6834 | 992.7392 | 1161.6214 | 1331.2548 | 1501.5713 | 1672.5086 | 1844.0104 | 2016.0253 | 2188.5066 | 2361.4121 | 2534.7031 | 2708.3445 | 2882.3046 | 3056.5543 | 3231.0673 | 3405.8197 | 3579.3257 | 3751.8317 | 3923.5497 | 4094.6611 | 4265.3212
F8_Commercial_WA - College_Existing_Space Heating_Natural Gas_Boiler_A_Technical Potential | F8 | Commercial | WA - College | Existing | Space Heating | Natural Gas | Boiler | A | Cumulative Summer Peak Savings (MW) | Technical Potential | 0 | 0 | 0 | 0 | 0 | 0 | 0 | 0 | 0 | 0 | 0 | 0 | 0 | 0 | 0 | 0 | 0 | 0 | 0 | 0 | 0 | 0 | 0 | 0 | 0 | 0 | 0
F9_Commercial_WA - College_Existing_Space Heating_Natural Gas_Boiler_A_Technical Potential | F9 | Commercial | WA - College | Existing | Space Heating | Natural Gas | Boiler | A | Cumulative Winter Peak Savings (MW) | Technical Potential | 0 | 0 | 0 | 0 | 0 | 0 | 0 | 0 | 0 | 0 | 0 | 0 | 0 | 0 | 0 | 0 | 0 | 0 | 0 | 0 | 0 | 0 | 0 | 0 | 0 | 0 | 0
F10_Commercial_WA - College_Existing_Space Heating_Natural Gas_Boiler_A_Technical Potential | F10 | Commercial | WA - College | Existing | Space Heating | Natural Gas | Boiler | A | Purchases (Incremental) | Technical Potential | 0 | 0 | 61.0649 | 61.5651 | 62.0197 | 62.4331 | 62.8088 | 63.1504 | 63.4609 | 63.7432 | 63.9999 | 64.2332 | 64.4453 | 64.6381 | 64.8134 | 64.9727 | 65.1176 | 65.2493 | 65.369 | 65.4779 | 65.5768 | 65.6668 | 65.1984 | 64.8226 | 64.5265 | 64.2986 | 64.129
F11_Commercial_WA - College_Existing_Space Heating_Natural Gas_Boiler_A_Technical Potential | F11 | Commercial | WA - College | Existing | Space Heating | Natural Gas | Boiler | A | Purchases (Cumulative) | Technical Potential | 0 | 0 | 61.0649 | 122.63 | 184.6497 | 247.0828 | 309.8916 | 373.042 | 436.5029 | 500.2461 | 564.246 | 628.4792 | 692.9245 | 757.5626 | 822.376 | 887.3487 | 952.4664 | 1017.7157 | 1083.0847 | 1148.5626 | 1214.1394 | 1279.8062 | 1345.0046 | 1409.8273 | 1474.3538 | 1538.6524 | 1602.7814
F1_Commercial_WA - College_Existing_Space Heating_Natural Gas_Unit Heater_A_Technical Potential | F1 | Commercial | WA - College | Existing | Space Heating | Natural Gas | Unit Heater | A | Integrated Unit Energy Savings (kWh or therms) | Technical Potential | 0 | 0 | 0 | 0 | 0 | 0 | 0 | 0 | 0 | 0 | 0 | 0 | 0 | 0 | 0 | 0 | 0 | 0 | 0 | 0 | 0 | 0 | 0 | 0 | 0 | 0 | 0
F2_Commercial_WA - College_Existing_Space Heating_Natural Gas_Unit Heater_A_Technical Potential | F2 | Commercial | WA - College | Existing | Space Heating | Natural Gas | Unit Heater | A | Integrated Unit Summer Peak Savings (kW) | Technical Potential | 0 | 0 | 0 | 0 | 0 | 0 | 0 | 0 | 0 | 0 | 0 | 0 | 0 | 0 | 0 | 0 | 0 | 0 | 0 | 0 | 0 | 0 | 0 | 0 | 0 | 0 | 0
F3_Commercial_WA - College_Existing_Space Heating_Natural Gas_Unit Heater_A_Technical Potential | F3 | Commercial | WA - College | Existing | Space Heating | Natural Gas | Unit Heater | A | Integrated Unit Winter Peak Savings (kW) | Technical Potential | 0 | 0 | 0 | 0 | 0 | 0 | 0 | 0 | 0 | 0 | 0 | 0 | 0 | 0 | 0 | 0 | 0 | 0 | 0 | 0 | 0 | 0 | 0 | 0 | 0 | 0 | 0
F4_Commercial_WA - College_Existing_Space Heating_Natural Gas_Unit Heater_A_Technical Potential | F4 | Commercial | WA - College | Existing | Space Heating | Natural Gas | Unit Heater | A | Incremental Energy Savings (MWh or mTherms) | Technical Potential | 0 | 0 | 0 | 0 | 0 | 0 | 0 | 0 | 0 | 0 | 0 | 0 | 0 | 0 | 0 | 0 | 0 | 0 | 0 | 0 | 0 | 0 | 0 | 0 | 0 | 0 | 0
F5_Commercial_WA - College_Existing_Space Heating_Natural Gas_Unit Heater_A_Technical Potential | F5 | Commercial | WA - College | Existing | Space Heating | Natural Gas | Unit Heater | A | Incremental Summer Peak Savings (MW) | Technical Potential | 0 | 0 | 0 | 0 | 0 | 0 | 0 | 0 | 0 | 0 | 0 | 0 | 0 | 0 | 0 | 0 | 0 | 0 | 0 | 0 | 0 | 0 | 0 | 0 | 0 | 0 | 0
F6_Commercial_WA - College_Existing_Space Heating_Natural Gas_Unit Heater_A_Technical Potential | F6 | Commercial | WA - College | Existing | Space Heating | Natural Gas | Unit Heater | A | Incremental Winter Peak Savings (MW) | Technical Potential | 0 | 0 | 0 | 0 | 0 | 0 | 0 | 0 | 0 | 0 | 0 | 0 | 0 | 0 | 0 | 0 | 0 | 0 | 0 | 0 | 0 | 0 | 0 | 0 | 0 | 0 | 0
F7_Commercial_WA - College_Existing_Space Heating_Natural Gas_Unit Heater_A_Technical Potential | F7 | Commercial | WA - College | Existing | Space Heating | Natural Gas | Unit Heater | A | Cumulative Energy Savings (MWh or mTherms) | Technical Potential | 0 | 0 | 0 | 0 | 0 | 0 | 0 | 0 | 0 | 0 | 0 | 0 | 0 | 0 | 0 | 0 | 0 | 0 | 0 | 0 | 0 | 0 | 0 | 0 | 0 | 0 | 0
F8_Commercial_WA - College_Existing_Space Heating_Natural Gas_Unit Heater_A_Technical Potential | F8 | Commercial | WA - College | Existing | Space Heating | Natural Gas | Unit Heater | A | Cumulative Summer Peak Savings (MW) | Technical Potential | 0 | 0 | 0 | 0 | 0 | 0 | 0 | 0 | 0 | 0 | 0 | 0 | 0 | 0 | 0 | 0 | 0 | 0 | 0 | 0 | 0 | 0 | 0 | 0 | 0 | 0 | 0
F9_Commercial_WA - College_Existing_Space Heating_Natural Gas_Unit Heater_A_Technical Potential | F9 | Commercial | WA - College | Existing | Space Heating | Natural Gas | Unit Heater | A | Cumulative Winter Peak Savings (MW) | Technical Potential | 0 | 0 | 0 | 0 | 0 | 0 | 0 | 0 | 0 | 0 | 0 | 0 | 0 | 0 | 0 | 0 | 0 | 0 | 0 | 0 | 0 | 0 | 0 | 0 | 0 | 0 | 0
F10_Commercial_WA - College_Existing_Space Heating_Natural Gas_Unit Heater_A_Technical Potential | F10 | Commercial | WA - College | Existing | Space Heating | Natural Gas | Unit Heater | A | Purchases (Incremental) | Technical Potential | 0 | 0 | 0 | 0 | 0 | 0 | 0 | 0 | 0 | 0 | 0 | 0 | 0 | 0 | 0 | 0 | 0 | 0 | 0 | 0 | 0 | 0 | 0 | 0 | 0 | 0 | 0
F11_Commercial_WA - College_Existing_Space Heating_Natural Gas_Unit Heater_A_Technical Potential | F11 | Commercial | WA - College | Existing | Space Heating | Natural Gas | Unit Heater | A | Purchases (Cumulative) | Technical Potential | 0 | 0 | 0 | 0 | 0 | 0 | 0 | 0 | 0 | 0 | 0 | 0 | 0 | 0 | 0 | 0 | 0 | 0 | 0 | 0 | 0 | 0 | 0 | 0 | 0 | 0 | 0
F1_Commercial_WA - College_Existing_Water Heating_Natural Gas_Water Heater_A_Technical Potential | F1 | Commercial | WA - College | Existing | Water Heating | Natural Gas | Water Heater | A | Integrated Unit Energy Savings (kWh or therms) | Technical Potential | 0 | 2.8505 | 6.0949 | 6.0949 | 6.0949 | 6.0949 | 6.0949 | 6.0949 | 6.0949 | 6.0949 | 6.0949 | 6.0949 | 6.0949 | 6.0949 | 6.0949 | 6.0949 | 6.0949 | 6.0949 | 6.0949 | 6.0949 | 6.0949 | 6.0949 | 6.0949 | 6.0949 | 6.0949 | 6.0949 | 6.0949
F2_Commercial_WA - College_Existing_Water Heating_Natural Gas_Water Heater_A_Technical Potential | F2 | Commercial | WA - College | Existing | Water Heating | Natural Gas | Water Heater | A | Integrated Unit Summer Peak Savings (kW) | Technical Potential | 0 | 0 | 0 | 0 | 0 | 0 | 0 | 0 | 0 | 0 | 0 | 0 | 0 | 0 | 0 | 0 | 0 | 0 | 0 | 0 | 0 | 0 | 0 | 0 | 0 | 0 | 0
F3_Commercial_WA - College_Existing_Water Heating_Natural Gas_Water Heater_A_Technical Potential | F3 | Commercial | WA - College | Existing | Water Heating | Natural Gas | Water Heater | A | Integrated Unit Winter Peak Savings (kW) | Technical Potential | 0 | 0 | 0 | 0 | 0 | 0 | 0 | 0 | 0 | 0 | 0 | 0 | 0 | 0 | 0 | 0 | 0 | 0 | 0 | 0 | 0 | 0 | 0 | 0 | 0 | 0 | 0
F4_Commercial_WA - College_Existing_Water Heating_Natural Gas_Water Heater_A_Technical Potential | F4 | Commercial | WA - College | Existing | Water Heating | Natural Gas | Water Heater | A | Incremental Energy Savings (MWh or mTherms) | Technical Potential | 0 | 0 | 69.8837 | 66.4954 | 63.7847 | 61.6162 | 59.8814 | 58.4936 | 57.3833 | 56.4951 | 60.0199 | 61.9926 | 0 | 0 | 0 | 20.0143 | 16.0114 | 12.8091 | 10.2473 | 9.0449 | 4.3559 | 1.7228 | 0 | 0 | 3.8331 | 0 | 0
F5_Commercial_WA - College_Existing_Water Heating_Natural Gas_Water Heater_A_Technical Potential | F5 | Commercial | WA - College | Existing | Water Heating | Natural Gas | Water Heater | A | Incremental Summer Peak Savings (MW) | Technical Potential | 0 | 0 | 0 | 0 | 0 | 0 | 0 | 0 | 0 | 0 | 0 | 0 | 0 | 0 | 0 | 0 | 0 | 0 | 0 | 0 | 0 | 0 | 0 | 0 | 0 | 0 | 0
F6_Commercial_WA - College_Existing_Water Heating_Natural Gas_Water Heater_A_Technical Potential | F6 | Commercial | WA - College | Existing | Water Heating | Natural Gas | Water Heater | A | Incremental Winter Peak Savings (MW) | Technical Potential | 0 | 0 | 0 | 0 | 0 | 0 | 0 | 0 | 0 | 0 | 0 | 0 | 0 | 0 | 0 | 0 | 0 | 0 | 0 | 0 | 0 | 0 | 0 | 0 | 0 | 0 | 0
F7_Commercial_WA - College_Existing_Water Heating_Natural Gas_Water Heater_A_Technical Potential | F7 | Commercial | WA - College | Existing | Water Heating | Natural Gas | Water Heater | A | Cumulative Energy Savings (MWh or mTherms) | Technical Potential | 0 | 0 | 69.8837 | 136.3791 | 200.1638 | 261.78 | 321.6615 | 380.155 | 437.5383 | 494.0334 | 554.0533 | 616.0459 | 616.0459 | 616.0459 | 616.0459 | 636.0602 | 652.0716 | 664.8808 | 675.1281 | 684.173 | 688.5289 | 690.2517 | 690.2517 | 690.2517 | 694.0848 | 694.0848 | 694.0848
F8_Commercial_WA - College_Existing_Water Heating_Natural Gas_Water Heater_A_Technical Potential | F8 | Commercial | WA - College | Existing | Water Heating | Natural Gas | Water Heater | A | Cumulative Summer Peak Savings (MW) | Technical Potential | 0 | 0 | 0 | 0 | 0 | 0 | 0 | 0 | 0 | 0 | 0 | 0 | 0 | 0 | 0 | 0 | 0 | 0 | 0 | 0 | 0 | 0 | 0 | 0 | 0 | 0 | 0
F9_Commercial_WA - College_Existing_Water Heating_Natural Gas_Water Heater_A_Technical Potential | F9 | Commercial | WA - College | Existing | Water Heating | Natural Gas | Water Heater | A | Cumulative Winter Peak Savings (MW) | Technical Potential | 0 | 0 | 0 | 0 | 0 | 0 | 0 | 0 | 0 | 0 | 0 | 0 | 0 | 0 | 0 | 0 | 0 | 0 | 0 | 0 | 0 | 0 | 0 | 0 | 0 | 0 | 0
F10_Commercial_WA - College_Existing_Water Heating_Natural Gas_Water Heater_A_Technical Potential | F10 | Commercial | WA - College | Existing | Water Heating | Natural Gas | Water Heater | A | Purchases (Incremental) | Technical Potential | 0 | 0 | 11465.8939 | 10909.9717 | 10465.234 | 10109.4439 | 9824.8117 | 9597.106 | 9414.9415 | 9269.2098 | 9847.5272 | 10171.2005 | 0 | 0 | 0 | 3283.7641 | 2627.0113 | 2101.609 | 1681.2872 | 1484.0103 | 714.6744 | 282.6601 | 0 | 0 | 628.9064 | 0 | 0
F11_Commercial_WA - College_Existing_Water Heating_Natural Gas_Water Heater_A_Technical Potential | F11 | Commercial | WA - College | Existing | Water Heating | Natural Gas | Water Heater | A | Purchases (Cumulative) | Technical Potential | 0 | 0 | 11465.8939 | 22375.8656 | 32841.0996 | 42950.5435 | 52775.3552 | 62372.4612 | 71787.4027 | 81056.6125 | 90904.1397 | 101075.3402 | 101075.3402 | 101075.3402 | 101075.3402 | 104359.1043 | 106986.1156 | 109087.7247 | 110769.0119 | 112253.0222 | 112967.6966 | 113250.3567 | 113250.3567 | 113250.3567 | 113879.2631 | 113879.2631 | 113879.2631
F1_Commercial_WA - College_Existing_Food Preparation_Natural Gas_Oven_A_Technical Potential | F1 | Commercial | WA - College | Existing | Food Preparation | Natural Gas | Oven | A | Integrated Unit Energy Savings (kWh or therms) | Technical Potential | 0 | 106.6752 | 106.6752 | 106.6752 | 106.6752 | 106.6752 | 106.6752 | 106.6752 | 106.6752 | 106.6752 | 106.6752 | 106.6752 | 106.6752 | 106.6752 | 106.6752 | 106.6752 | 106.6752 | 106.6752 | 106.6752 | 106.6752 | 106.6752 | 106.6752 | 106.6752 | 106.6752 | 106.6752 | 106.6752 | 106.6752
F2_Commercial_WA - College_Existing_Food Preparation_Natural Gas_Oven_A_Technical Potential | F2 | Commercial | WA - College | Existing | Food Preparation | Natural Gas | Oven | A | Integrated Unit Summer Peak Savings (kW) | Technical Potential | 0 | 0 | 0 | 0 | 0 | 0 | 0 | 0 | 0 | 0 | 0 | 0 | 0 | 0 | 0 | 0 | 0 | 0 | 0 | 0 | 0 | 0 | 0 | 0 | 0 | 0 | 0
F3_Commercial_WA - College_Existing_Food Preparation_Natural Gas_Oven_A_Technical Potential | F3 | Commercial | WA - College | Existing | Food Preparation | Natural Gas | Oven | A | Integrated Unit Winter Peak Savings (kW) | Technical Potential | 0 | 0 | 0 | 0 | 0 | 0 | 0 | 0 | 0 | 0 | 0 | 0 | 0 | 0 | 0 | 0 | 0 | 0 | 0 | 0 | 0 | 0 | 0 | 0 | 0 | 0 | 0
F4_Commercial_WA - College_Existing_Food Preparation_Natural Gas_Oven_A_Technical Potential | F4 | Commercial | WA - College | Existing | Food Preparation | Natural Gas | Oven | A | Incremental Energy Savings (MWh or mTherms) | Technical Potential | 0 | 0 | 0.056729 | 0.087404 | 0.12245 | 0.15049 | 0.17292 | 0.19086 | 0.20521 | 0.2167 | 0.22589 | 0.23324 | 0.19289 | 0.16566 | 0.093279 | 0.057092 | 0.023244 | 0.0089136 | 0 | 0 | 0 | 0 | 0 | 0 | 0.021907 | 0.039192 | 0.04518
F5_Commercial_WA - College_Existing_Food Preparation_Natural Gas_Oven_A_Technical Potential | F5 | Commercial | WA - College | Existing | Food Preparation | Natural Gas | Oven | A | Incremental Summer Peak Savings (MW) | Technical Potential | 0 | 0 | 0 | 0 | 0 | 0 | 0 | 0 | 0 | 0 | 0 | 0 | 0 | 0 | 0 | 0 | 0 | 0 | 0 | 0 | 0 | 0 | 0 | 0 | 0 | 0 | 0
F6_Commercial_WA - College_Existing_Food Preparation_Natural Gas_Oven_A_Technical Potential | F6 | Commercial | WA - College | Existing | Food Preparation | Natural Gas | Oven | A | Incremental Winter Peak Savings (MW) | Technical Potential | 0 | 0 | 0 | 0 | 0 | 0 | 0 | 0 | 0 | 0 | 0 | 0 | 0 | 0 | 0 | 0 | 0 | 0 | 0 | 0 | 0 | 0 | 0 | 0 | 0 | 0 | 0
F7_Commercial_WA - College_Existing_Food Preparation_Natural Gas_Oven_A_Technical Potential | F7 | Commercial | WA - College | Existing | Food Preparation | Natural Gas | Oven | A | Cumulative Energy Savings (MWh or mTherms) | Technical Potential | 0 | 0 | 0.056729 | 0.14413 | 0.26658 | 0.41707 | 0.58999 | 0.78085 | 0.98606 | 1.2028 | 1.4286 | 1.6619 | 1.8548 | 2.0204 | 2.1137 | 2.1708 | 2.194 | 2.203 | 2.203 | 2.203 | 2.203 | 2.203 | 2.203 | 2.203 | 2.2249 | 2.2641 | 2.3092
F8_Commercial_WA - College_Existing_Food Preparation_Natural Gas_Oven_A_Technical Potential | F8 | Commercial | WA - College | Existing | Food Preparation | Natural Gas | Oven | A | Cumulative Summer Peak Savings (MW) | Technical Potential | 0 | 0 | 0 | 0 | 0 | 0 | 0 | 0 | 0 | 0 | 0 | 0 | 0 | 0 | 0 | 0 | 0 | 0 | 0 | 0 | 0 | 0 | 0 | 0 | 0 | 0 | 0
F9_Commercial_WA - College_Existing_Food Preparation_Natural Gas_Oven_A_Technical Potential | F9 | Commercial | WA - College | Existing | Food Preparation | Natural Gas | Oven | A | Cumulative Winter Peak Savings (MW) | Technical Potential | 0 | 0 | 0 | 0 | 0 | 0 | 0 | 0 | 0 | 0 | 0 | 0 | 0 | 0 | 0 | 0 | 0 | 0 | 0 | 0 | 0 | 0 | 0 | 0 | 0 | 0 | 0
F10_Commercial_WA - College_Existing_Food Preparation_Natural Gas_Oven_A_Technical Potential | F10 | Commercial | WA - College | Existing | Food Preparation | Natural Gas | Oven | A | Purchases (Incremental) | Technical Potential | 0 | 0 | 0.53179 | 0.81935 | 1.1479 | 1.4107 | 1.621 | 1.7892 | 1.9237 | 2.0314 | 2.1175 | 2.1864 | 1.8082 | 1.5529 | 0.87442 | 0.53519 | 0.2179 | 0.083559 | 0 | 0 | 0 | 0 | 0 | 0 | 0.20536 | 0.36739 | 0.42353
F11_Commercial_WA - College_Existing_Food Preparation_Natural Gas_Oven_A_Technical Potential | F11 | Commercial | WA - College | Existing | Food Preparation | Natural Gas | Oven | A | Purchases (Cumulative) | Technical Potential | 0 | 0 | 0.53179 | 1.3511 | 2.499 | 3.9097 | 5.5307 | 7.3199 | 9.2436 | 11.275 | 13.3925 | 15.5789 | 17.3871 | 18.94 | 19.8144 | 20.3496 | 20.5675 | 20.6511 | 20.6511 | 20.6511 | 20.6511 | 20.6511 | 20.6511 | 20.6511 | 20.8564 | 21.2238 | 21.6474
F1_Commercial_WA - College_Existing_Food Preparation_Natural Gas_Conveyor Oven_A_Technical Potential | F1 | Commercial | WA - College | Existing | Food Preparation | Natural Gas | Conveyor Oven | A | Integrated Unit Energy Savings (kWh or therms) | Technical Potential | 0 | 0 | 0 | 0 | 0 | 692.0657 | 692.0657 | 692.0657 | 692.0657 | 692.0657 | 692.0657 | 692.0657 | 692.0657 | 692.0657 | 692.0657 | 692.0657 | 692.0657 | 692.0657 | 692.0657 | 692.0657 | 692.0657 | 692.0657 | 692.0657 | 692.0657 | 692.0657 | 692.0657 | 692.0657
F2_Commercial_WA - College_Existing_Food Preparation_Natural Gas_Conveyor Oven_A_Technical Potential | F2 | Commercial | WA - College | Existing | Food Preparation | Natural Gas | Conveyor Oven | A | Integrated Unit Summer Peak Savings (kW) | Technical Potential | 0 | 0 | 0 | 0 | 0 | 0 | 0 | 0 | 0 | 0 | 0 | 0 | 0 | 0 | 0 | 0 | 0 | 0 | 0 | 0 | 0 | 0 | 0 | 0 | 0 | 0 | 0
F3_Commercial_WA - College_Existing_Food Preparation_Natural Gas_Conveyor Oven_A_Technical Potential | F3 | Commercial | WA - College | Existing | Food Preparation | Natural Gas | Conveyor Oven | A | Integrated Unit Winter Peak Savings (kW) | Technical Potential | 0 | 0 | 0 | 0 | 0 | 0 | 0 | 0 | 0 | 0 | 0 | 0 | 0 | 0 | 0 | 0 | 0 | 0 | 0 | 0 | 0 | 0 | 0 | 0 | 0 | 0 | 0
F4_Commercial_WA - College_Existing_Food Preparation_Natural Gas_Conveyor Oven_A_Technical Potential | F4 | Commercial | WA - College | Existing | Food Preparation | Natural Gas | Conveyor Oven | A | Incremental Energy Savings (MWh or mTherms) | Technical Potential | 0 | 0 | 0 | 0 | 0 | 0.017546 | 0.049127 | 0.091938 | 0.14373 | 0.20271 | 0.2499 | 0.28765 | 0.31784 | 0.342 | 0.36133 | 0.37679 | 0.38916 | 0.31133 | 0.24906 | 0.19925 | 0.1594 | 0.13103 | 0.097103 | 0.060979 | 0.024894 | 0 | 0
F5_Commercial_WA - College_Existing_Food Preparation_Natural Gas_Conveyor Oven_A_Technical Potential | F5 | Commercial | WA - College | Existing | Food Preparation | Natural Gas | Conveyor Oven | A | Incremental Summer Peak Savings (MW) | Technical Potential | 0 | 0 | 0 | 0 | 0 | 0 | 0 | 0 | 0 | 0 | 0 | 0 | 0 | 0 | 0 | 0 | 0 | 0 | 0 | 0 | 0 | 0 | 0 | 0 | 0 | 0 | 0
F6_Commercial_WA - College_Existing_Food Preparation_Natural Gas_Conveyor Oven_A_Technical Potential | F6 | Commercial | WA - College | Existing | Food Preparation | Natural Gas | Conveyor Oven | A | Incremental Winter Peak Savings (MW) | Technical Potential | 0 | 0 | 0 | 0 | 0 | 0 | 0 | 0 | 0 | 0 | 0 | 0 | 0 | 0 | 0 | 0 | 0 | 0 | 0 | 0 | 0 | 0 | 0 | 0 | 0 | 0 | 0
F7_Commercial_WA - College_Existing_Food Preparation_Natural Gas_Conveyor Oven_A_Technical Potential | F7 | Commercial | WA - College | Existing | Food Preparation | Natural Gas | Conveyor Oven | A | Cumulative Energy Savings (MWh or mTherms) | Technical Potential | 0 | 0 | 0 | 0 | 0 | 0.017546 | 0.066673 | 0.15861 | 0.30234 | 0.50506 | 0.75496 | 1.0426 | 1.3604 | 1.7025 | 2.0638 | 2.4406 | 2.8297 | 3.1411 | 3.3901 | 3.5894 | 3.7488 | 3.8798 | 3.9769 | 4.0379 | 4.0628 | 4.0628 | 4.0628
F8_Commercial_WA - College_Existing_Food Preparation_Natural Gas_Conveyor Oven_A_Technical Potential | F8 | Commercial | WA - College | Existing | Food Preparation | Natural Gas | Conveyor Oven | A | Cumulative Summer Peak Savings (MW) | Technical Potential | 0 | 0 | 0 | 0 | 0 | 0 | 0 | 0 | 0 | 0 | 0 | 0 | 0 | 0 | 0 | 0 | 0 | 0 | 0 | 0 | 0 | 0 | 0 | 0 | 0 | 0 | 0
F9_Commercial_WA - College_Existing_Food Preparation_Natural Gas_Conveyor Oven_A_Technical Potential | F9 | Commercial | WA - College | Existing | Food Preparation | Natural Gas | Conveyor Oven | A | Cumulative Winter Peak Savings (MW) | Technical Potential | 0 | 0 | 0 | 0 | 0 | 0 | 0 | 0 | 0 | 0 | 0 | 0 | 0 | 0 | 0 | 0 | 0 | 0 | 0 | 0 | 0 | 0 | 0 | 0 | 0 | 0 | 0
F10_Commercial_WA - College_Existing_Food Preparation_Natural Gas_Conveyor Oven_A_Technical Potential | F10 | Commercial | WA - College | Existing | Food Preparation | Natural Gas | Conveyor Oven | A | Purchases (Incremental) | Technical Potential | 0 | 0 | 0 | 0 | 0 | 0.025352 | 0.070987 | 0.13285 | 0.20769 | 0.29291 | 0.36109 | 0.41563 | 0.45927 | 0.49418 | 0.5221 | 0.54444 | 0.56232 | 0.44985 | 0.35988 | 0.28791 | 0.23033 | 0.18933 | 0.14031 | 0.088112 | 0.03597 | 0 | 0
F11_Commercial_WA - College_Existing_Food Preparation_Natural Gas_Conveyor Oven_A_Technical Potential | F11 | Commercial | WA - College | Existing | Food Preparation | Natural Gas | Conveyor Oven | A | Purchases (Cumulative) | Technical Potential | 0 | 0 | 0 | 0 | 0 | 0.025352 | 0.096339 | 0.22919 | 0.43687 | 0.72978 | 1.0909 | 1.5065 | 1.9658 | 2.46 | 2.9821 | 3.5265 | 4.0888 | 4.5387 | 4.8986 | 5.1865 | 5.4168 | 5.6061 | 5.7464 | 5.8345 | 5.8705 | 5.8705 | 5.8705
F1_Commercial_WA - College_Existing_Food Preparation_Natural Gas_Double Rack Oven_A_Technical Potential | F1 | Commercial | WA - College | Existing | Food Preparation | Natural Gas | Double Rack Oven | A | Integrated Unit Energy Savings (kWh or therms) | Technical Potential | 0 | 1621.62 | 1621.62 | 1621.62 | 1621.62 | 1621.62 | 1621.62 | 1621.62 | 1621.62 | 1621.62 | 1621.62 | 1621.62 | 1621.62 | 1621.62 | 1621.62 | 1621.62 | 1621.62 | 1621.62 | 1621.62 | 1621.62 | 1621.62 | 1621.62 | 1621.62 | 1621.62 | 1621.62 | 1621.62 | 1621.62
F2_Commercial_WA - College_Existing_Food Preparation_Natural Gas_Double Rack Oven_A_Technical Potential | F2 | Commercial | WA - College | Existing | Food Preparation | Natural Gas | Double Rack Oven | A | Integrated Unit Summer Peak Savings (kW) | Technical Potential | 0 | 0 | 0 | 0 | 0 | 0 | 0 | 0 | 0 | 0 | 0 | 0 | 0 | 0 | 0 | 0 | 0 | 0 | 0 | 0 | 0 | 0 | 0 | 0 | 0 | 0 | 0
F3_Commercial_WA - College_Existing_Food Preparation_Natural Gas_Double Rack Oven_A_Technical Potential | F3 | Commercial | WA - College | Existing | Food Preparation | Natural Gas | Double Rack Oven | A | Integrated Unit Winter Peak Savings (kW) | Technical Potential | 0 | 0 | 0 | 0 | 0 | 0 | 0 | 0 | 0 | 0 | 0 | 0 | 0 | 0 | 0 | 0 | 0 | 0 | 0 | 0 | 0 | 0 | 0 | 0 | 0 | 0 | 0
F4_Commercial_WA - College_Existing_Food Preparation_Natural Gas_Double Rack Oven_A_Technical Potential | F4 | Commercial | WA - College | Existing | Food Preparation | Natural Gas | Double Rack Oven | A | Incremental Energy Savings (MWh or mTherms) | Technical Potential | 0 | 0 | 0.39525 | 0.49362 | 0.58106 | 0.65879 | 0.72788 | 0.78929 | 0.84388 | 0.89241 | 0.82487 | 0.77713 | 0.74563 | 0.72735 | 0.32448 | 0.22701 | 0.1472 | 0.082321 | 0.030042 | 0.063702 | 0.034763 | 0.0017532 | 0.077682 | 0.12904 | 0.1612 | 0.17856 | 0.18468
F5_Commercial_WA - College_Existing_Food Preparation_Natural Gas_Double Rack Oven_A_Technical Potential | F5 | Commercial | WA - College | Existing | Food Preparation | Natural Gas | Double Rack Oven | A | Incremental Summer Peak Savings (MW) | Technical Potential | 0 | 0 | 0 | 0 | 0 | 0 | 0 | 0 | 0 | 0 | 0 | 0 | 0 | 0 | 0 | 0 | 0 | 0 | 0 | 0 | 0 | 0 | 0 | 0 | 0 | 0 | 0
F6_Commercial_WA - College_Existing_Food Preparation_Natural Gas_Double Rack Oven_A_Technical Potential | F6 | Commercial | WA - College | Existing | Food Preparation | Natural Gas | Double Rack Oven | A | Incremental Winter Peak Savings (MW) | Technical Potential | 0 | 0 | 0 | 0 | 0 | 0 | 0 | 0 | 0 | 0 | 0 | 0 | 0 | 0 | 0 | 0 | 0 | 0 | 0 | 0 | 0 | 0 | 0 | 0 | 0 | 0 | 0
F7_Commercial_WA - College_Existing_Food Preparation_Natural Gas_Double Rack Oven_A_Technical Potential | F7 | Commercial | WA - College | Existing | Food Preparation | Natural Gas | Double Rack Oven | A | Cumulative Energy Savings (MWh or mTherms) | Technical Potential | 0 | 0 | 0.39525 | 0.88887 | 1.4699 | 2.1287 | 2.8566 | 3.6459 | 4.4898 | 5.3822 | 6.207 | 6.9842 | 7.7298 | 8.4571 | 8.7816 | 9.0086 | 9.1558 | 9.2382 | 9.2682 | 9.3319 | 9.3667 | 9.3684 | 9.4461 | 9.5752 | 9.7364 | 9.9149 | 10.0996
F8_Commercial_WA - College_Existing_Food Preparation_Natural Gas_Double Rack Oven_A_Technical Potential | F8 | Commercial | WA - College | Existing | Food Preparation | Natural Gas | Double Rack Oven | A | Cumulative Summer Peak Savings (MW) | Technical Potential | 0 | 0 | 0 | 0 | 0 | 0 | 0 | 0 | 0 | 0 | 0 | 0 | 0 | 0 | 0 | 0 | 0 | 0 | 0 | 0 | 0 | 0 | 0 | 0 | 0 | 0 | 0
F9_Commercial_WA - College_Existing_Food Preparation_Natural Gas_Double Rack Oven_A_Technical Potential | F9 | Commercial | WA - College | Existing | Food Preparation | Natural Gas | Double Rack Oven | A | Cumulative Winter Peak Savings (MW) | Technical Potential | 0 | 0 | 0 | 0 | 0 | 0 | 0 | 0 | 0 | 0 | 0 | 0 | 0 | 0 | 0 | 0 | 0 | 0 | 0 | 0 | 0 | 0 | 0 | 0 | 0 | 0 | 0
F10_Commercial_WA - College_Existing_Food Preparation_Natural Gas_Double Rack Oven_A_Technical Potential | F10 | Commercial | WA - College | Existing | Food Preparation | Natural Gas | Double Rack Oven | A | Purchases (Incremental) | Technical Potential | 0 | 0 | 0.24374 | 0.3044 | 0.35832 | 0.40625 | 0.44886 | 0.48673 | 0.52039 | 0.55032 | 0.50867 | 0.47923 | 0.45981 | 0.44853 | 0.2001 | 0.13999 | 0.090774 | 0.050765 | 0.018526 | 0.039283 | 0.021437 | 0.0010811 | 0.047904 | 0.079575 | 0.099408 | 0.11011 | 0.11388
F11_Commercial_WA - College_Existing_Food Preparation_Natural Gas_Double Rack Oven_A_Technical Potential | F11 | Commercial | WA - College | Existing | Food Preparation | Natural Gas | Double Rack Oven | A | Purchases (Cumulative) | Technical Potential | 0 | 0 | 0.24374 | 0.54813 | 0.90646 | 1.3127 | 1.7616 | 2.2483 | 2.7687 | 3.319 | 3.8277 | 4.3069 | 4.7667 | 5.2152 | 5.4153 | 5.5553 | 5.6461 | 5.6969 | 5.7154 | 5.7547 | 5.7761 | 5.7772 | 5.8251 | 5.9047 | 6.0041 | 6.1142 | 6.2281
F1_Commercial_WA - College_Existing_Food Preparation_Natural Gas_Fryer_A_Technical Potential | F1 | Commercial | WA - College | Existing | Food Preparation | Natural Gas | Fryer | A | Integrated Unit Energy Savings (kWh or therms) | Technical Potential | 0 | 395.2691 | 395.2691 | 395.2691 | 395.2691 | 395.2691 | 395.2691 | 395.2691 | 395.2691 | 395.2691 | 395.2691 | 395.2691 | 395.2691 | 395.2691 | 395.2691 | 395.2691 | 395.2691 | 395.2691 | 395.2691 | 395.2691 | 395.2691 | 395.2691 | 395.2691 | 395.2691 | 395.2691 | 395.2691 | 395.2691
F2_Commercial_WA - College_Existing_Food Preparation_Natural Gas_Fryer_A_Technical Potential | F2 | Commercial | WA - College | Existing | Food Preparation | Natural Gas | Fryer | A | Integrated Unit Summer Peak Savings (kW) | Technical Potential | 0 | 0 | 0 | 0 | 0 | 0 | 0 | 0 | 0 | 0 | 0 | 0 | 0 | 0 | 0 | 0 | 0 | 0 | 0 | 0 | 0 | 0 | 0 | 0 | 0 | 0 | 0
F3_Commercial_WA - College_Existing_Food Preparation_Natural Gas_Fryer_A_Technical Potential | F3 | Commercial | WA - College | Existing | Food Preparation | Natural Gas | Fryer | A | Integrated Unit Winter Peak Savings (kW) | Technical Potential | 0 | 0 | 0 | 0 | 0 | 0 | 0 | 0 | 0 | 0 | 0 | 0 | 0 | 0 | 0 | 0 | 0 | 0 | 0 | 0 | 0 | 0 | 0 | 0 | 0 | 0 | 0
F4_Commercial_WA - College_Existing_Food Preparation_Natural Gas_Fryer_A_Technical Potential | F4 | Commercial | WA - College | Existing | Food Preparation | Natural Gas | Fryer | A | Incremental Energy Savings (MWh or mTherms) | Technical Potential | 0 | 0 | 2.5341 | 2.3697 | 2.2382 | 2.133 | 2.0488 | 1.9815 | 1.9276 | 2.09 | 2.1788 | 0 | 0 | 0 | 0.75779 | 0.60624 | 0.48499 | 0.42908 | 0.20355 | 0.077368 | 0 | 0 | 0.15201 | 0 | 0 | 0 | 0.060263
F5_Commercial_WA - College_Existing_Food Preparation_Natural Gas_Fryer_A_Technical Potential | F5 | Commercial | WA - College | Existing | Food Preparation | Natural Gas | Fryer | A | Incremental Summer Peak Savings (MW) | Technical Potential | 0 | 0 | 0 | 0 | 0 | 0 | 0 | 0 | 0 | 0 | 0 | 0 | 0 | 0 | 0 | 0 | 0 | 0 | 0 | 0 | 0 | 0 | 0 | 0 | 0 | 0 | 0
F6_Commercial_WA - College_Existing_Food Preparation_Natural Gas_Fryer_A_Technical Potential | F6 | Commercial | WA - College | Existing | Food Preparation | Natural Gas | Fryer | A | Incremental Winter Peak Savings (MW) | Technical Potential | 0 | 0 | 0 | 0 | 0 | 0 | 0 | 0 | 0 | 0 | 0 | 0 | 0 | 0 | 0 | 0 | 0 | 0 | 0 | 0 | 0 | 0 | 0 | 0 | 0 | 0 | 0
F7_Commercial_WA - College_Existing_Food Preparation_Natural Gas_Fryer_A_Technical Potential | F7 | Commercial | WA - College | Existing | Food Preparation | Natural Gas | Fryer | A | Cumulative Energy Savings (MWh or mTherms) | Technical Potential | 0 | 0 | 2.5341 | 4.9037 | 7.1419 | 9.2749 | 11.3237 | 13.3052 | 15.2329 | 17.3229 | 19.5017 | 19.5017 | 19.5017 | 19.5017 | 20.2595 | 20.8658 | 21.3507 | 21.7798 | 21.9834 | 22.0607 | 22.0607 | 22.0607 | 22.2128 | 22.2128 | 22.2128 | 22.2128 | 22.273
F8_Commercial_WA - College_Existing_Food Preparation_Natural Gas_Fryer_A_Technical Potential | F8 | Commercial | WA - College | Existing | Food Preparation | Natural Gas | Fryer | A | Cumulative Summer Peak Savings (MW) | Technical Potential | 0 | 0 | 0 | 0 | 0 | 0 | 0 | 0 | 0 | 0 | 0 | 0 | 0 | 0 | 0 | 0 | 0 | 0 | 0 | 0 | 0 | 0 | 0 | 0 | 0 | 0 | 0
F9_Commercial_WA - College_Existing_Food Preparation_Natural Gas_Fryer_A_Technical Potential | F9 | Commercial | WA - College | Existing | Food Preparation | Natural Gas | Fryer | A | Cumulative Winter Peak Savings (MW) | Technical Potential | 0 | 0 | 0 | 0 | 0 | 0 | 0 | 0 | 0 | 0 | 0 | 0 | 0 | 0 | 0 | 0 | 0 | 0 | 0 | 0 | 0 | 0 | 0 | 0 | 0 | 0 | 0
F10_Commercial_WA - College_Existing_Food Preparation_Natural Gas_Fryer_A_Technical Potential | F10 | Commercial | WA - College | Existing | Food Preparation | Natural Gas | Fryer | A | Purchases (Incremental) | Technical Potential | 0 | 0 | 6.411 | 5.9951 | 5.6624 | 5.3963 | 5.1834 | 5.013 | 4.8768 | 5.2876 | 5.5123 | 0 | 0 | 0 | 1.9172 | 1.5337 | 1.227 | 1.0855 | 0.51497 | 0.19574 | 0 | 0 | 0.38457 | 0 | 0 | 0 | 0.15246
F11_Commercial_WA - College_Existing_Food Preparation_Natural Gas_Fryer_A_Technical Potential | F11 | Commercial | WA - College | Existing | Food Preparation | Natural Gas | Fryer | A | Purchases (Cumulative) | Technical Potential | 0 | 0 | 6.411 | 12.4061 | 18.0685 | 23.4648 | 28.6482 | 33.6612 | 38.538 | 43.8256 | 49.3378 | 49.3378 | 49.3378 | 49.3378 | 51.255 | 52.7887 | 54.0157 | 55.1013 | 55.6162 | 55.812 | 55.812 | 55.812 | 56.1965 | 56.1965 | 56.1965 | 56.1965 | 56.349
F1_Commercial_WA - College_Existing_Food Preparation_Natural Gas_Broiler_A_Technical Potential | F1 | Commercial | WA - College | Existing | Food Preparation | Natural Gas | Broiler | A | Integrated Unit Energy Savings (kWh or therms) | Technical Potential | 0 | 240.24 | 240.24 | 240.24 | 240.24 | 240.24 | 240.24 | 240.24 | 240.24 | 240.24 | 240.24 | 240.24 | 240.24 | 240.24 | 240.24 | 240.24 | 240.24 | 240.24 | 240.24 | 240.24 | 240.24 | 240.24 | 240.24 | 240.24 | 240.24 | 240.24 | 240.24
F2_Commercial_WA - College_Existing_Food Preparation_Natural Gas_Broiler_A_Technical Potential | F2 | Commercial | WA - College | Existing | Food Preparation | Natural Gas | Broiler | A | Integrated Unit Summer Peak Savings (kW) | Technical Potential | 0 | 0 | 0 | 0 | 0 | 0 | 0 | 0 | 0 | 0 | 0 | 0 | 0 | 0 | 0 | 0 | 0 | 0 | 0 | 0 | 0 | 0 | 0 | 0 | 0 | 0 | 0
F3_Commercial_WA - College_Existing_Food Preparation_Natural Gas_Broiler_A_Technical Potential | F3 | Commercial | WA - College | Existing | Food Preparation | Natural Gas | Broiler | A | Integrated Unit Winter Peak Savings (kW) | Technical Potential | 0 | 0 | 0 | 0 | 0 | 0 | 0 | 0 | 0 | 0 | 0 | 0 | 0 | 0 | 0 | 0 | 0 | 0 | 0 | 0 | 0 | 0 | 0 | 0 | 0 | 0 | 0
F4_Commercial_WA - College_Existing_Food Preparation_Natural Gas_Broiler_A_Technical Potential | F4 | Commercial | WA - College | Existing | Food Preparation | Natural Gas | Broiler | A | Incremental Energy Savings (MWh or mTherms) | Technical Potential | 0 | 0 | 2.0179 | 2.2366 | 2.4311 | 2.6039 | 2.7575 | 2.8941 | 3.0155 | 3.1234 | 2.9732 | 2.8671 | 2.797 | 2.7564 | 0.72152 | 0.50479 | 0.32732 | 0.18305 | 0.066801 | 0.49241 | 0.38908 | 0.28104 | 0.41908 | 0.50591 | 0.5531 | 0.57006 | 0.56444
F5_Commercial_WA - College_Existing_Food Preparation_Natural Gas_Broiler_A_Technical Potential | F5 | Commercial | WA - College | Existing | Food Preparation | Natural Gas | Broiler | A | Incremental Summer Peak Savings (MW) | Technical Potential | 0 | 0 | 0 | 0 | 0 | 0 | 0 | 0 | 0 | 0 | 0 | 0 | 0 | 0 | 0 | 0 | 0 | 0 | 0 | 0 | 0 | 0 | 0 | 0 | 0 | 0 | 0
F6_Commercial_WA - College_Existing_Food Preparation_Natural Gas_Broiler_A_Technical Potential | F6 | Commercial | WA - College | Existing | Food Preparation | Natural Gas | Broiler | A | Incremental Winter Peak Savings (MW) | Technical Potential | 0 | 0 | 0 | 0 | 0 | 0 | 0 | 0 | 0 | 0 | 0 | 0 | 0 | 0 | 0 | 0 | 0 | 0 | 0 | 0 | 0 | 0 | 0 | 0 | 0 | 0 | 0
F7_Commercial_WA - College_Existing_Food Preparation_Natural Gas_Broiler_A_Technical Potential | F7 | Commercial | WA - College | Existing | Food Preparation | Natural Gas | Broiler | A | Cumulative Energy Savings (MWh or mTherms) | Technical Potential | 0 | 0 | 2.0179 | 4.2545 | 6.6856 | 9.2895 | 12.0471 | 14.9412 | 17.9567 | 21.0801 | 24.0533 | 26.9204 | 29.7174 | 32.4737 | 33.1953 | 33.7001 | 34.0274 | 34.2104 | 34.2772 | 34.7696 | 35.1587 | 35.4398 | 35.8588 | 36.3648 | 36.9179 | 37.4879 | 38.0524
F8_Commercial_WA - College_Existing_Food Preparation_Natural Gas_Broiler_A_Technical Potential | F8 | Commercial | WA - College | Existing | Food Preparation | Natural Gas | Broiler | A | Cumulative Summer Peak Savings (MW) | Technical Potential | 0 | 0 | 0 | 0 | 0 | 0 | 0 | 0 | 0 | 0 | 0 | 0 | 0 | 0 | 0 | 0 | 0 | 0 | 0 | 0 | 0 | 0 | 0 | 0 | 0 | 0 | 0
F9_Commercial_WA - College_Existing_Food Preparation_Natural Gas_Broiler_A_Technical Potential | F9 | Commercial | WA - College | Existing | Food Preparation | Natural Gas | Broiler | A | Cumulative Winter Peak Savings (MW) | Technical Potential | 0 | 0 | 0 | 0 | 0 | 0 | 0 | 0 | 0 | 0 | 0 | 0 | 0 | 0 | 0 | 0 | 0 | 0 | 0 | 0 | 0 | 0 | 0 | 0 | 0 | 0 | 0
F10_Commercial_WA - College_Existing_Food Preparation_Natural Gas_Broiler_A_Technical Potential | F10 | Commercial | WA - College | Existing | Food Preparation | Natural Gas | Broiler | A | Purchases (Incremental) | Technical Potential | 0 | 0 | 8.3995 | 9.31 | 10.1194 | 10.8388 | 11.4783 | 12.0467 | 12.552 | 13.0011 | 12.376 | 11.9342 | 11.6426 | 11.4734 | 3.0033 | 2.1012 | 1.3625 | 0.76195 | 0.27806 | 2.0496 | 1.6196 | 1.1698 | 1.7444 | 2.1059 | 2.3023 | 2.3729 | 2.3495
F11_Commercial_WA - College_Existing_Food Preparation_Natural Gas_Broiler_A_Technical Potential | F11 | Commercial | WA - College | Existing | Food Preparation | Natural Gas | Broiler | A | Purchases (Cumulative) | Technical Potential | 0 | 0 | 8.3995 | 17.7096 | 27.8289 | 38.6678 | 50.146 | 62.1928 | 74.7448 | 87.7459 | 100.1219 | 112.0561 | 123.6987 | 135.1721 | 138.1754 | 140.2766 | 141.6391 | 142.4011 | 142.6791 | 144.7288 | 146.3483 | 147.5182 | 149.2626 | 151.3685 | 153.6707 | 156.0436 | 158.3931
F1_Commercial_WA - College_Existing_Food Preparation_Natural Gas_Griddle_A_Technical Potential | F1 | Commercial | WA - College | Existing | Food Preparation | Natural Gas | Griddle | A | Integrated Unit Energy Savings (kWh or therms) | Technical Potential | 0 | 167.9465 | 167.9465 | 167.9465 | 167.9465 | 167.9465 | 167.9465 | 167.9465 | 167.9465 | 167.9465 | 167.9465 | 167.9465 | 167.9465 | 167.9465 | 167.9465 | 167.9465 | 167.9465 | 167.9465 | 167.9465 | 167.9465 | 167.9465 | 167.9465 | 167.9465 | 167.9465 | 167.9465 | 167.9465 | 167.9465
F2_Commercial_WA - College_Existing_Food Preparation_Natural Gas_Griddle_A_Technical Potential | F2 | Commercial | WA - College | Existing | Food Preparation | Natural Gas | Griddle | A | Integrated Unit Summer Peak Savings (kW) | Technical Potential | 0 | 0 | 0 | 0 | 0 | 0 | 0 | 0 | 0 | 0 | 0 | 0 | 0 | 0 | 0 | 0 | 0 | 0 | 0 | 0 | 0 | 0 | 0 | 0 | 0 | 0 | 0
F3_Commercial_WA - College_Existing_Food Preparation_Natural Gas_Griddle_A_Technical Potential | F3 | Commercial | WA - College | Existing | Food Preparation | Natural Gas | Griddle | A | Integrated Unit Winter Peak Savings (kW) | Technical Potential | 0 | 0 | 0 | 0 | 0 | 0 | 0 | 0 | 0 | 0 | 0 | 0 | 0 | 0 | 0 | 0 | 0 | 0 | 0 | 0 | 0 | 0 | 0 | 0 | 0 | 0 | 0
F4_Commercial_WA - College_Existing_Food Preparation_Natural Gas_Griddle_A_Technical Potential | F4 | Commercial | WA - College | Existing | Food Preparation | Natural Gas | Griddle | A | Incremental Energy Savings (MWh or mTherms) | Technical Potential | 0 | 0 | 0.63714 | 0.70621 | 0.7676 | 0.82218 | 0.87068 | 0.9138 | 0.95213 | 0.9862 | 0.93878 | 0.90527 | 0.88315 | 0.87031 | 0.22782 | 0.15939 | 0.10335 | 0.057798 | 0.021092 | 0.15548 | 0.12285 | 0.088737 | 0.13232 | 0.15974 | 0.17464 | 0.18 | 0.17822
F5_Commercial_WA - College_Existing_Food Preparation_Natural Gas_Griddle_A_Technical Potential | F5 | Commercial | WA - College | Existing | Food Preparation | Natural Gas | Griddle | A | Incremental Summer Peak Savings (MW) | Technical Potential | 0 | 0 | 0 | 0 | 0 | 0 | 0 | 0 | 0 | 0 | 0 | 0 | 0 | 0 | 0 | 0 | 0 | 0 | 0 | 0 | 0 | 0 | 0 | 0 | 0 | 0 | 0
F6_Commercial_WA - College_Existing_Food Preparation_Natural Gas_Griddle_A_Technical Potential | F6 | Commercial | WA - College | Existing | Food Preparation | Natural Gas | Griddle | A | Incremental Winter Peak Savings (MW) | Technical Potential | 0 | 0 | 0 | 0 | 0 | 0 | 0 | 0 | 0 | 0 | 0 | 0 | 0 | 0 | 0 | 0 | 0 | 0 | 0 | 0 | 0 | 0 | 0 | 0 | 0 | 0 | 0
F7_Commercial_WA - College_Existing_Food Preparation_Natural Gas_Griddle_A_Technical Potential | F7 | Commercial | WA - College | Existing | Food Preparation | Natural Gas | Griddle | A | Cumulative Energy Savings (MWh or mTherms) | Technical Potential | 0 | 0 | 0.63714 | 1.3434 | 2.111 | 2.9331 | 3.8038 | 4.7176 | 5.6698 | 6.6559 | 7.5947 | 8.5 | 9.3831 | 10.2535 | 10.4813 | 10.6407 | 10.744 | 10.8018 | 10.8229 | 10.9784 | 11.1012 | 11.19 | 11.3223 | 11.482 | 11.6567 | 11.8367 | 12.0149
F8_Commercial_WA - College_Existing_Food Preparation_Natural Gas_Griddle_A_Technical Potential | F8 | Commercial | WA - College | Existing | Food Preparation | Natural Gas | Griddle | A | Cumulative Summer Peak Savings (MW) | Technical Potential | 0 | 0 | 0 | 0 | 0 | 0 | 0 | 0 | 0 | 0 | 0 | 0 | 0 | 0 | 0 | 0 | 0 | 0 | 0 | 0 | 0 | 0 | 0 | 0 | 0 | 0 | 0
F9_Commercial_WA - College_Existing_Food Preparation_Natural Gas_Griddle_A_Technical Potential | F9 | Commercial | WA - College | Existing | Food Preparation | Natural Gas | Griddle | A | Cumulative Winter Peak Savings (MW) | Technical Potential | 0 | 0 | 0 | 0 | 0 | 0 | 0 | 0 | 0 | 0 | 0 | 0 | 0 | 0 | 0 | 0 | 0 | 0 | 0 | 0 | 0 | 0 | 0 | 0 | 0 | 0 | 0
F10_Commercial_WA - College_Existing_Food Preparation_Natural Gas_Griddle_A_Technical Potential | F10 | Commercial | WA - College | Existing | Food Preparation | Natural Gas | Griddle | A | Purchases (Incremental) | Technical Potential | 0 | 0 | 3.7937 | 4.205 | 4.5705 | 4.8955 | 5.1843 | 5.441 | 5.6692 | 5.8721 | 5.5898 | 5.3902 | 5.2585 | 5.1821 | 1.3565 | 0.94903 | 0.61537 | 0.34414 | 0.12559 | 0.92574 | 0.7315 | 0.52837 | 0.7879 | 0.95113 | 1.0398 | 1.0717 | 1.0612
F11_Commercial_WA - College_Existing_Food Preparation_Natural Gas_Griddle_A_Technical Potential | F11 | Commercial | WA - College | Existing | Food Preparation | Natural Gas | Griddle | A | Purchases (Cumulative) | Technical Potential | 0 | 0 | 3.7937 | 7.9987 | 12.5692 | 17.4647 | 22.649 | 28.09 | 33.7593 | 39.6314 | 45.2211 | 50.6113 | 55.8699 | 61.0519 | 62.4084 | 63.3575 | 63.9728 | 64.317 | 64.4426 | 65.3683 | 66.0998 | 66.6282 | 67.4161 | 68.3672 | 69.407 | 70.4788 | 71.54
F1_Commercial_WA - College_Existing_Food Preparation_Natural Gas_Range_A_Technical Potential | F1 | Commercial | WA - College | Existing | Food Preparation | Natural Gas | Range | A | Integrated Unit Energy Savings (kWh or therms) | Technical Potential | 0 | 171.4286 | 171.4286 | 171.4286 | 171.4286 | 171.4286 | 171.4286 | 171.4286 | 171.4286 | 171.4286 | 171.4286 | 171.4286 | 171.4286 | 171.4286 | 171.4286 | 171.4286 | 171.4286 | 171.4286 | 171.4286 | 171.4286 | 171.4286 | 171.4286 | 171.4286 | 171.4286 | 171.4286 | 171.4286 | 171.4286
F2_Commercial_WA - College_Existing_Food Preparation_Natural Gas_Range_A_Technical Potential | F2 | Commercial | WA - College | Existing | Food Preparation | Natural Gas | Range | A | Integrated Unit Summer Peak Savings (kW) | Technical Potential | 0 | 0 | 0 | 0 | 0 | 0 | 0 | 0 | 0 | 0 | 0 | 0 | 0 | 0 | 0 | 0 | 0 | 0 | 0 | 0 | 0 | 0 | 0 | 0 | 0 | 0 | 0
F3_Commercial_WA - College_Existing_Food Preparation_Natural Gas_Range_A_Technical Potential | F3 | Commercial | WA - College | Existing | Food Preparation | Natural Gas | Range | A | Integrated Unit Winter Peak Savings (kW) | Technical Potential | 0 | 0 | 0 | 0 | 0 | 0 | 0 | 0 | 0 | 0 | 0 | 0 | 0 | 0 | 0 | 0 | 0 | 0 | 0 | 0 | 0 | 0 | 0 | 0 | 0 | 0 | 0
F4_Commercial_WA - College_Existing_Food Preparation_Natural Gas_Range_A_Technical Potential | F4 | Commercial | WA - College | Existing | Food Preparation | Natural Gas | Range | A | Incremental Energy Savings (MWh or mTherms) | Technical Potential | 0 | 0 | 1.1956 | 1.4164 | 1.593 | 1.7342 | 1.8473 | 1.9377 | 2.01 | 2.0679 | 1.8382 | 1.7097 | 0.4554 | 0.22305 | 0.065426 | 0.20303 | 0.16242 | 0.12994 | 0.10395 | 0.027977 | 0.21001 | 0.28279 | 0.2898 | 0.26009 | 0.18849 | 0 | 0
F5_Commercial_WA - College_Existing_Food Preparation_Natural Gas_Range_A_Technical Potential | F5 | Commercial | WA - College | Existing | Food Preparation | Natural Gas | Range | A | Incremental Summer Peak Savings (MW) | Technical Potential | 0 | 0 | 0 | 0 | 0 | 0 | 0 | 0 | 0 | 0 | 0 | 0 | 0 | 0 | 0 | 0 | 0 | 0 | 0 | 0 | 0 | 0 | 0 | 0 | 0 | 0 | 0
F6_Commercial_WA - College_Existing_Food Preparation_Natural Gas_Range_A_Technical Potential | F6 | Commercial | WA - College | Existing | Food Preparation | Natural Gas | Range | A | Incremental Winter Peak Savings (MW) | Technical Potential | 0 | 0 | 0 | 0 | 0 | 0 | 0 | 0 | 0 | 0 | 0 | 0 | 0 | 0 | 0 | 0 | 0 | 0 | 0 | 0 | 0 | 0 | 0 | 0 | 0 | 0 | 0
F7_Commercial_WA - College_Existing_Food Preparation_Natural Gas_Range_A_Technical Potential | F7 | Commercial | WA - College | Existing | Food Preparation | Natural Gas | Range | A | Cumulative Energy Savings (MWh or mTherms) | Technical Potential | 0 | 0 | 1.1956 | 2.612 | 4.205 | 5.9392 | 7.7865 | 9.7241 | 11.7341 | 13.802 | 15.6402 | 17.3499 | 17.8053 | 18.0284 | 18.0938 | 18.2969 | 18.4593 | 18.5892 | 18.6932 | 18.7211 | 18.9311 | 19.2139 | 19.5037 | 19.7638 | 19.9523 | 19.9523 | 19.9523
F8_Commercial_WA - College_Existing_Food Preparation_Natural Gas_Range_A_Technical Potential | F8 | Commercial | WA - College | Existing | Food Preparation | Natural Gas | Range | A | Cumulative Summer Peak Savings (MW) | Technical Potential | 0 | 0 | 0 | 0 | 0 | 0 | 0 | 0 | 0 | 0 | 0 | 0 | 0 | 0 | 0 | 0 | 0 | 0 | 0 | 0 | 0 | 0 | 0 | 0 | 0 | 0 | 0
F9_Commercial_WA - College_Existing_Food Preparation_Natural Gas_Range_A_Technical Potential | F9 | Commercial | WA - College | Existing | Food Preparation | Natural Gas | Range | A | Cumulative Winter Peak Savings (MW) | Technical Potential | 0 | 0 | 0 | 0 | 0 | 0 | 0 | 0 | 0 | 0 | 0 | 0 | 0 | 0 | 0 | 0 | 0 | 0 | 0 | 0 | 0 | 0 | 0 | 0 | 0 | 0 | 0
F10_Commercial_WA - College_Existing_Food Preparation_Natural Gas_Range_A_Technical Potential | F10 | Commercial | WA - College | Existing | Food Preparation | Natural Gas | Range | A | Purchases (Incremental) | Technical Potential | 0 | 0 | 6.9746 | 8.2622 | 9.2923 | 10.1164 | 10.7756 | 11.303 | 11.725 | 12.0625 | 10.723 | 9.9733 | 2.6565 | 1.3011 | 0.38165 | 1.1843 | 0.94747 | 0.75797 | 0.60638 | 0.1632 | 1.225 | 1.6496 | 1.6905 | 1.5172 | 1.0995 | 0 | 0
F11_Commercial_WA - College_Existing_Food Preparation_Natural Gas_Range_A_Technical Potential | F11 | Commercial | WA - College | Existing | Food Preparation | Natural Gas | Range | A | Purchases (Cumulative) | Technical Potential | 0 | 0 | 6.9746 | 15.2368 | 24.5291 | 34.6455 | 45.4211 | 56.7242 | 68.4491 | 80.5116 | 91.2347 | 101.208 | 103.8645 | 105.1657 | 105.5473 | 106.7316 | 107.6791 | 108.4371 | 109.0435 | 109.2067 | 110.4317 | 112.0813 | 113.7718 | 115.289 | 116.3885 | 116.3885 | 116.3885
F1_Commercial_WA - College_Existing_Food Preparation_Natural Gas_Steamer_A_Technical Potential | F1 | Commercial | WA - College | Existing | Food Preparation | Natural Gas | Steamer | A | Integrated Unit Energy Savings (kWh or therms) | Technical Potential | 0 | 1215.1419 | 1215.1419 | 1215.1419 | 1215.1419 | 1215.1419 | 1215.1419 | 1215.1419 | 1215.1419 | 1215.1419 | 1215.1419 | 1215.1419 | 1215.1419 | 1215.1419 | 1215.1419 | 1215.1419 | 1215.1419 | 1215.1419 | 1215.1419 | 1215.1419 | 1215.1419 | 1215.1419 | 1215.1419 | 1215.1419 | 1215.1419 | 1215.1419 | 1215.1419
F2_Commercial_WA - College_Existing_Food Preparation_Natural Gas_Steamer_A_Technical Potential | F2 | Commercial | WA - College | Existing | Food Preparation | Natural Gas | Steamer | A | Integrated Unit Summer Peak Savings (kW) | Technical Potential | 0 | 0 | 0 | 0 | 0 | 0 | 0 | 0 | 0 | 0 | 0 | 0 | 0 | 0 | 0 | 0 | 0 | 0 | 0 | 0 | 0 | 0 | 0 | 0 | 0 | 0 | 0
F3_Commercial_WA - College_Existing_Food Preparation_Natural Gas_Steamer_A_Technical Potential | F3 | Commercial | WA - College | Existing | Food Preparation | Natural Gas | Steamer | A | Integrated Unit Winter Peak Savings (kW) | Technical Potential | 0 | 0 | 0 | 0 | 0 | 0 | 0 | 0 | 0 | 0 | 0 | 0 | 0 | 0 | 0 | 0 | 0 | 0 | 0 | 0 | 0 | 0 | 0 | 0 | 0 | 0 | 0
F4_Commercial_WA - College_Existing_Food Preparation_Natural Gas_Steamer_A_Technical Potential | F4 | Commercial | WA - College | Existing | Food Preparation | Natural Gas | Steamer | A | Incremental Energy Savings (MWh or mTherms) | Technical Potential | 0 | 0 | 4.6381 | 4.5102 | 4.4078 | 4.3259 | 4.2604 | 4.208 | 4.326 | 4.3884 | 0 | 0 | 0 | 1.2996 | 1.0397 | 0.86375 | 0.58224 | 0.39926 | 0.057227 | 0.11129 | 0.4454 | 0 | 0 | 0 | 0.022147 | 0.41838 | 0
F5_Commercial_WA - College_Existing_Food Preparation_Natural Gas_Steamer_A_Technical Potential | F5 | Commercial | WA - College | Existing | Food Preparation | Natural Gas | Steamer | A | Incremental Summer Peak Savings (MW) | Technical Potential | 0 | 0 | 0 | 0 | 0 | 0 | 0 | 0 | 0 | 0 | 0 | 0 | 0 | 0 | 0 | 0 | 0 | 0 | 0 | 0 | 0 | 0 | 0 | 0 | 0 | 0 | 0
F6_Commercial_WA - College_Existing_Food Preparation_Natural Gas_Steamer_A_Technical Potential | F6 | Commercial | WA - College | Existing | Food Preparation | Natural Gas | Steamer | A | Incremental Winter Peak Savings (MW) | Technical Potential | 0 | 0 | 0 | 0 | 0 | 0 | 0 | 0 | 0 | 0 | 0 | 0 | 0 | 0 | 0 | 0 | 0 | 0 | 0 | 0 | 0 | 0 | 0 | 0 | 0 | 0 | 0
F7_Commercial_WA - College_Existing_Food Preparation_Natural Gas_Steamer_A_Technical Potential | F7 | Commercial | WA - College | Existing | Food Preparation | Natural Gas | Steamer | A | Cumulative Energy Savings (MWh or mTherms) | Technical Potential | 0 | 0 | 4.6381 | 9.1483 | 13.5561 | 17.882 | 22.1424 | 26.3504 | 30.6764 | 35.0649 | 35.0649 | 35.0649 | 35.0649 | 36.3645 | 37.4042 | 38.2679 | 38.8502 | 39.2495 | 39.3067 | 39.418 | 39.8634 | 39.8634 | 39.8634 | 39.8634 | 39.8855 | 40.3039 | 40.3039
F8_Commercial_WA - College_Existing_Food Preparation_Natural Gas_Steamer_A_Technical Potential | F8 | Commercial | WA - College | Existing | Food Preparation | Natural Gas | Steamer | A | Cumulative Summer Peak Savings (MW) | Technical Potential | 0 | 0 | 0 | 0 | 0 | 0 | 0 | 0 | 0 | 0 | 0 | 0 | 0 | 0 | 0 | 0 | 0 | 0 | 0 | 0 | 0 | 0 | 0 | 0 | 0 | 0 | 0
F9_Commercial_WA - College_Existing_Food Preparation_Natural Gas_Steamer_A_Technical Potential | F9 | Commercial | WA - College | Existing | Food Preparation | Natural Gas | Steamer | A | Cumulative Winter Peak Savings (MW) | Technical Potential | 0 | 0 | 0 | 0 | 0 | 0 | 0 | 0 | 0 | 0 | 0 | 0 | 0 | 0 | 0 | 0 | 0 | 0 | 0 | 0 | 0 | 0 | 0 | 0 | 0 | 0 | 0
F10_Commercial_WA - College_Existing_Food Preparation_Natural Gas_Steamer_A_Technical Potential | F10 | Commercial | WA - College | Existing | Food Preparation | Natural Gas | Steamer | A | Purchases (Incremental) | Technical Potential | 0 | 0 | 3.8169 | 3.7116 | 3.6274 | 3.56 | 3.5061 | 3.463 | 3.5601 | 3.6115 | 0 | 0 | 0 | 1.0695 | 0.85562 | 0.71082 | 0.47916 | 0.32857 | 0.047095 | 0.091587 | 0.36654 | 0 | 0 | 0 | 0.018226 | 0.3443 | 0
F11_Commercial_WA - College_Existing_Food Preparation_Natural Gas_Steamer_A_Technical Potential | F11 | Commercial | WA - College | Existing | Food Preparation | Natural Gas | Steamer | A | Purchases (Cumulative) | Technical Potential | 0 | 0 | 3.8169 | 7.5286 | 11.156 | 14.716 | 18.2221 | 21.6851 | 25.2451 | 28.8566 | 28.8566 | 28.8566 | 28.8566 | 29.9261 | 30.7817 | 31.4926 | 31.9717 | 32.3003 | 32.3474 | 32.439 | 32.8055 | 32.8055 | 32.8055 | 32.8055 | 32.8238 | 33.1681 | 33.1681
F1_Commercial_WA - College_Existing_Food Preparation_Natural Gas_Commercial Food Prep Other_A_Technical Potential | F1 | Commercial | WA - College | Existing | Food Preparation | Natural Gas | Commercial Food Prep Other | A | Integrated Unit Energy Savings (kWh or therms) | Technical Potential | 0 | 366.1618 | 366.1618 | 366.1618 | 366.1618 | 366.1618 | 366.1618 | 366.1618 | 366.1618 | 366.1618 | 366.1618 | 366.1618 | 366.1618 | 366.1618 | 366.1618 | 366.1618 | 366.1618 | 366.1618 | 366.1618 | 366.1618 | 366.1618 | 366.1618 | 366.1618 | 366.1618 | 366.1618 | 366.1618 | 366.1618
F2_Commercial_WA - College_Existing_Food Preparation_Natural Gas_Commercial Food Prep Other_A_Technical Potential | F2 | Commercial | WA - College | Existing | Food Preparation | Natural Gas | Commercial Food Prep Other | A | Integrated Unit Summer Peak Savings (kW) | Technical Potential | 0 | 0 | 0 | 0 | 0 | 0 | 0 | 0 | 0 | 0 | 0 | 0 | 0 | 0 | 0 | 0 | 0 | 0 | 0 | 0 | 0 | 0 | 0 | 0 | 0 | 0 | 0
F3_Commercial_WA - College_Existing_Food Preparation_Natural Gas_Commercial Food Prep Other_A_Technical Potential | F3 | Commercial | WA - College | Existing | Food Preparation | Natural Gas | Commercial Food Prep Other | A | Integrated Unit Winter Peak Savings (kW) | Technical Potential | 0 | 0 | 0 | 0 | 0 | 0 | 0 | 0 | 0 | 0 | 0 | 0 | 0 | 0 | 0 | 0 | 0 | 0 | 0 | 0 | 0 | 0 | 0 | 0 | 0 | 0 | 0
F4_Commercial_WA - College_Existing_Food Preparation_Natural Gas_Commercial Food Prep Other_A_Technical Potential | F4 | Commercial | WA - College | Existing | Food Preparation | Natural Gas | Commercial Food Prep Other | A | Incremental Energy Savings (MWh or mTherms) | Technical Potential | 0 | 0 | 0.032374 | 0.038351 | 0.043133 | 0.046958 | 0.050018 | 0.052466 | 0.054425 | 0.055991 | 0.049774 | 0.046294 | 0.012331 | 0.0060396 | 0.0017715 | 0.0054974 | 0.0043979 | 0.0035183 | 0.0028147 | 0.00075753 | 0.0056863 | 0.007657 | 0.0078469 | 0.0070426 | 0.0051036 | 0 | 0
F5_Commercial_WA - College_Existing_Food Preparation_Natural Gas_Commercial Food Prep Other_A_Technical Potential | F5 | Commercial | WA - College | Existing | Food Preparation | Natural Gas | Commercial Food Prep Other | A | Incremental Summer Peak Savings (MW) | Technical Potential | 0 | 0 | 0 | 0 | 0 | 0 | 0 | 0 | 0 | 0 | 0 | 0 | 0 | 0 | 0 | 0 | 0 | 0 | 0 | 0 | 0 | 0 | 0 | 0 | 0 | 0 | 0
F6_Commercial_WA - College_Existing_Food Preparation_Natural Gas_Commercial Food Prep Other_A_Technical Potential | F6 | Commercial | WA - College | Existing | Food Preparation | Natural Gas | Commercial Food Prep Other | A | Incremental Winter Peak Savings (MW) | Technical Potential | 0 | 0 | 0 | 0 | 0 | 0 | 0 | 0 | 0 | 0 | 0 | 0 | 0 | 0 | 0 | 0 | 0 | 0 | 0 | 0 | 0 | 0 | 0 | 0 | 0 | 0 | 0
F7_Commercial_WA - College_Existing_Food Preparation_Natural Gas_Commercial Food Prep Other_A_Technical Potential | F7 | Commercial | WA - College | Existing | Food Preparation | Natural Gas | Commercial Food Prep Other | A | Cumulative Energy Savings (MWh or mTherms) | Technical Potential | 0 | 0 | 0.032374 | 0.070726 | 0.11386 | 0.16082 | 0.21083 | 0.2633 | 0.31772 | 0.37372 | 0.42349 | 0.46978 | 0.48211 | 0.48815 | 0.48993 | 0.49542 | 0.49982 | 0.50334 | 0.50615 | 0.50691 | 0.5126 | 0.52025 | 0.5281 | 0.53514 | 0.54025 | 0.54025 | 0.54025
F8_Commercial_WA - College_Existing_Food Preparation_Natural Gas_Commercial Food Prep Other_A_Technical Potential | F8 | Commercial | WA - College | Existing | Food Preparation | Natural Gas | Commercial Food Prep Other | A | Cumulative Summer Peak Savings (MW) | Technical Potential | 0 | 0 | 0 | 0 | 0 | 0 | 0 | 0 | 0 | 0 | 0 | 0 | 0 | 0 | 0 | 0 | 0 | 0 | 0 | 0 | 0 | 0 | 0 | 0 | 0 | 0 | 0
F9_Commercial_WA - College_Existing_Food Preparation_Natural Gas_Commercial Food Prep Other_A_Technical Potential | F9 | Commercial | WA - College | Existing | Food Preparation | Natural Gas | Commercial Food Prep Other | A | Cumulative Winter Peak Savings (MW) | Technical Potential | 0 | 0 | 0 | 0 | 0 | 0 | 0 | 0 | 0 | 0 | 0 | 0 | 0 | 0 | 0 | 0 | 0 | 0 | 0 | 0 | 0 | 0 | 0 | 0 | 0 | 0 | 0
F10_Commercial_WA - College_Existing_Food Preparation_Natural Gas_Commercial Food Prep Other_A_Technical Potential | F10 | Commercial | WA - College | Existing | Food Preparation | Natural Gas | Commercial Food Prep Other | A | Purchases (Incremental) | Technical Potential | 0 | 0 | 0.088416 | 0.10474 | 0.1178 | 0.12824 | 0.1366 | 0.14329 | 0.14864 | 0.15291 | 0.13593 | 0.12643 | 0.033676 | 0.016494 | 0.0048381 | 0.015014 | 0.012011 | 0.0096087 | 0.007687 | 0.0020689 | 0.01553 | 0.020912 | 0.02143 | 0.019233 | 0.013938 | 0 | 0
F11_Commercial_WA - College_Existing_Food Preparation_Natural Gas_Commercial Food Prep Other_A_Technical Potential | F11 | Commercial | WA - College | Existing | Food Preparation | Natural Gas | Commercial Food Prep Other | A | Purchases (Cumulative) | Technical Potential | 0 | 0 | 0.088416 | 0.19315 | 0.31095 | 0.43919 | 0.57579 | 0.71908 | 0.86772 | 1.0206 | 1.1566 | 1.283 | 1.3167 | 1.3332 | 1.338 | 1.353 | 1.365 | 1.3746 | 1.3823 | 1.3844 | 1.3999 | 1.4208 | 1.4423 | 1.4615 | 1.4754 | 1.4754 | 1.4754
F1_Commercial_WA - College_Existing_Miscellaneous_Natural Gas_Pool Heater_A_Technical Potential | F1 | Commercial | WA - College | Existing | Miscellaneous | Natural Gas | Pool Heater | A | Integrated Unit Energy Savings (kWh or therms) | Technical Potential | 0 | 2233.5 | 2233.5 | 2233.5 | 2233.5 | 2233.5 | 2233.5 | 2233.5 | 2233.5 | 2233.5 | 2233.5 | 2233.5 | 2233.5 | 2233.5 | 2233.5 | 2233.5 | 2233.5 | 2233.5 | 2233.5 | 2233.5 | 2233.5 | 2233.5 | 2233.5 | 2233.5 | 2233.5 | 2233.5 | 2233.5
F2_Commercial_WA - College_Existing_Miscellaneous_Natural Gas_Pool Heater_A_Technical Potential | F2 | Commercial | WA - College | Existing | Miscellaneous | Natural Gas | Pool Heater | A | Integrated Unit Summer Peak Savings (kW) | Technical Potential | 0 | 0 | 0 | 0 | 0 | 0 | 0 | 0 | 0 | 0 | 0 | 0 | 0 | 0 | 0 | 0 | 0 | 0 | 0 | 0 | 0 | 0 | 0 | 0 | 0 | 0 | 0
F3_Commercial_WA - College_Existing_Miscellaneous_Natural Gas_Pool Heater_A_Technical Potential | F3 | Commercial | WA - College | Existing | Miscellaneous | Natural Gas | Pool Heater | A | Integrated Unit Winter Peak Savings (kW) | Technical Potential | 0 | 0 | 0 | 0 | 0 | 0 | 0 | 0 | 0 | 0 | 0 | 0 | 0 | 0 | 0 | 0 | 0 | 0 | 0 | 0 | 0 | 0 | 0 | 0 | 0 | 0 | 0
F4_Commercial_WA - College_Existing_Miscellaneous_Natural Gas_Pool Heater_A_Technical Potential | F4 | Commercial | WA - College | Existing | Miscellaneous | Natural Gas | Pool Heater | A | Incremental Energy Savings (MWh or mTherms) | Technical Potential | 0 | 0 | 0.017227 | 0.016751 | 0.016371 | 0.016067 | 0.016418 | 0.01658 | 0 | 0 | 9.4502e-05 | 0.0050607 | 0.0036446 | 0.0026686 | 0.0013853 | 0.0013515 | 0.0023341 | 0 | 0 | 0 | 0 | 0 | 0 | 0 | 0 | 0 | 0
F5_Commercial_WA - College_Existing_Miscellaneous_Natural Gas_Pool Heater_A_Technical Potential | F5 | Commercial | WA - College | Existing | Miscellaneous | Natural Gas | Pool Heater | A | Incremental Summer Peak Savings (MW) | Technical Potential | 0 | 0 | 0 | 0 | 0 | 0 | 0 | 0 | 0 | 0 | 0 | 0 | 0 | 0 | 0 | 0 | 0 | 0 | 0 | 0 | 0 | 0 | 0 | 0 | 0 | 0 | 0
F6_Commercial_WA - College_Existing_Miscellaneous_Natural Gas_Pool Heater_A_Technical Potential | F6 | Commercial | WA - College | Existing | Miscellaneous | Natural Gas | Pool Heater | A | Incremental Winter Peak Savings (MW) | Technical Potential | 0 | 0 | 0 | 0 | 0 | 0 | 0 | 0 | 0 | 0 | 0 | 0 | 0 | 0 | 0 | 0 | 0 | 0 | 0 | 0 | 0 | 0 | 0 | 0 | 0 | 0 | 0
F7_Commercial_WA - College_Existing_Miscellaneous_Natural Gas_Pool Heater_A_Technical Potential | F7 | Commercial | WA - College | Existing | Miscellaneous | Natural Gas | Pool Heater | A | Cumulative Energy Savings (MWh or mTherms) | Technical Potential | 0 | 0 | 0.017227 | 0.033978 | 0.050349 | 0.066417 | 0.082834 | 0.099414 | 0.099414 | 0.099414 | 0.099509 | 0.10457 | 0.10821 | 0.11088 | 0.11227 | 0.11362 | 0.11595 | 0.11595 | 0.11595 | 0.11595 | 0.11595 | 0.11595 | 0.11595 | 0.11595 | 0.11595 | 0.11595 | 0.11595
F8_Commercial_WA - College_Existing_Miscellaneous_Natural Gas_Pool Heater_A_Technical Potential | F8 | Commercial | WA - College | Existing | Miscellaneous | Natural Gas | Pool Heater | A | Cumulative Summer Peak Savings (MW) | Technical Potential | 0 | 0 | 0 | 0 | 0 | 0 | 0 | 0 | 0 | 0 | 0 | 0 | 0 | 0 | 0 | 0 | 0 | 0 | 0 | 0 | 0 | 0 | 0 | 0 | 0 | 0 | 0
F9_Commercial_WA - College_Existing_Miscellaneous_Natural Gas_Pool Heater_A_Technical Potential | F9 | Commercial | WA - College | Existing | Miscellaneous | Natural Gas | Pool Heater | A | Cumulative Winter Peak Savings (MW) | Technical Potential | 0 | 0 | 0 | 0 | 0 | 0 | 0 | 0 | 0 | 0 | 0 | 0 | 0 | 0 | 0 | 0 | 0 | 0 | 0 | 0 | 0 | 0 | 0 | 0 | 0 | 0 | 0
F10_Commercial_WA - College_Existing_Miscellaneous_Natural Gas_Pool Heater_A_Technical Potential | F10 | Commercial | WA - College | Existing | Miscellaneous | Natural Gas | Pool Heater | A | Purchases (Incremental) | Technical Potential | 0 | 0 | 0.0077129 | 0.0075001 | 0.0073299 | 0.0071937 | 0.0073507 | 0.0074232 | 0 | 0 | 4.2311e-05 | 0.0022658 | 0.0016318 | 0.0011948 | 0.00062023 | 0.00060512 | 0.001045 | 0 | 0 | 0 | 0 | 0 | 0 | 0 | 0 | 0 | 0
F11_Commercial_WA - College_Existing_Miscellaneous_Natural Gas_Pool Heater_A_Technical Potential | F11 | Commercial | WA - College | Existing | Miscellaneous | Natural Gas | Pool Heater | A | Purchases (Cumulative) | Technical Potential | 0 | 0 | 0.0077129 | 0.015213 | 0.022543 | 0.029737 | 0.037087 | 0.04451 | 0.04451 | 0.04451 | 0.044553 | 0.046819 | 0.04845 | 0.049645 | 0.050265 | 0.05087 | 0.051916 | 0.051916 | 0.051916 | 0.051916 | 0.051916 | 0.051916 | 0.051916 | 0.051916 | 0.051916 | 0.051916 | 0.051916
F1_Commercial_WA - College_New_Space Heating_Natural Gas_Furnace_A_Technical Potential | F1 | Commercial | WA - College | New | Space Heating | Natural Gas | Furnace | A | Integrated Unit Energy Savings (kWh or therms) | Technical Potential | 0 | 0 | 0 | 0 | 0 | 0 | 0 | 0 | 0 | 0 | 0 | 0 | 0 | 0 | 0 | 0 | 0 | 0 | 0 | 0 | 0 | 0 | 0 | 0 | 0 | 0 | 0
F2_Commercial_WA - College_New_Space Heating_Natural Gas_Furnace_A_Technical Potential | F2 | Commercial | WA - College | New | Space Heating | Natural Gas | Furnace | A | Integrated Unit Summer Peak Savings (kW) | Technical Potential | 0 | 0 | 0 | 0 | 0 | 0 | 0 | 0 | 0 | 0 | 0 | 0 | 0 | 0 | 0 | 0 | 0 | 0 | 0 | 0 | 0 | 0 | 0 | 0 | 0 | 0 | 0
F3_Commercial_WA - College_New_Space Heating_Natural Gas_Furnace_A_Technical Potential | F3 | Commercial | WA - College | New | Space Heating | Natural Gas | Furnace | A | Integrated Unit Winter Peak Savings (kW) | Technical Potential | 0 | 0 | 0 | 0 | 0 | 0 | 0 | 0 | 0 | 0 | 0 | 0 | 0 | 0 | 0 | 0 | 0 | 0 | 0 | 0 | 0 | 0 | 0 | 0 | 0 | 0 | 0
F4_Commercial_WA - College_New_Space Heating_Natural Gas_Furnace_A_Technical Potential | F4 | Commercial | WA - College | New | Space Heating | Natural Gas | Furnace | A | Incremental Energy Savings (MWh or mTherms) | Technical Potential | 0 | 0 | 0 | 0 | 0 | 0 | 0 | 0 | 0 | 0 | 0 | 0 | 0 | 0 | 0 | 0 | 0 | 0 | 0 | 0 | 0 | 0 | 0 | 0 | 0 | 0 | 0
F5_Commercial_WA - College_New_Space Heating_Natural Gas_Furnace_A_Technical Potential | F5 | Commercial | WA - College | New | Space Heating | Natural Gas | Furnace | A | Incremental Summer Peak Savings (MW) | Technical Potential | 0 | 0 | 0 | 0 | 0 | 0 | 0 | 0 | 0 | 0 | 0 | 0 | 0 | 0 | 0 | 0 | 0 | 0 | 0 | 0 | 0 | 0 | 0 | 0 | 0 | 0 | 0
F6_Commercial_WA - College_New_Space Heating_Natural Gas_Furnace_A_Technical Potential | F6 | Commercial | WA - College | New | Space Heating | Natural Gas | Furnace | A | Incremental Winter Peak Savings (MW) | Technical Potential | 0 | 0 | 0 | 0 | 0 | 0 | 0 | 0 | 0 | 0 | 0 | 0 | 0 | 0 | 0 | 0 | 0 | 0 | 0 | 0 | 0 | 0 | 0 | 0 | 0 | 0 | 0
F7_Commercial_WA - College_New_Space Heating_Natural Gas_Furnace_A_Technical Potential | F7 | Commercial | WA - College | New | Space Heating | Natural Gas | Furnace | A | Cumulative Energy Savings (MWh or mTherms) | Technical Potential | 0 | 0 | 0 | 0 | 0 | 0 | 0 | 0 | 0 | 0 | 0 | 0 | 0 | 0 | 0 | 0 | 0 | 0 | 0 | 0 | 0 | 0 | 0 | 0 | 0 | 0 | 0
F8_Commercial_WA - College_New_Space Heating_Natural Gas_Furnace_A_Technical Potential | F8 | Commercial | WA - College | New | Space Heating | Natural Gas | Furnace | A | Cumulative Summer Peak Savings (MW) | Technical Potential | 0 | 0 | 0 | 0 | 0 | 0 | 0 | 0 | 0 | 0 | 0 | 0 | 0 | 0 | 0 | 0 | 0 | 0 | 0 | 0 | 0 | 0 | 0 | 0 | 0 | 0 | 0
F9_Commercial_WA - College_New_Space Heating_Natural Gas_Furnace_A_Technical Potential | F9 | Commercial | WA - College | New | Space Heating | Natural Gas | Furnace | A | Cumulative Winter Peak Savings (MW) | Technical Potential | 0 | 0 | 0 | 0 | 0 | 0 | 0 | 0 | 0 | 0 | 0 | 0 | 0 | 0 | 0 | 0 | 0 | 0 | 0 | 0 | 0 | 0 | 0 | 0 | 0 | 0 | 0
F10_Commercial_WA - College_New_Space Heating_Natural Gas_Furnace_A_Technical Potential | F10 | Commercial | WA - College | New | Space Heating | Natural Gas | Furnace | A | Purchases (Incremental) | Technical Potential | 0 | 0 | 0 | 0 | 0 | 0 | 0 | 0 | 0 | 0 | 0 | 0 | 0 | 0 | 0 | 0 | 0 | 0 | 0 | 0 | 0 | 0 | 0 | 0 | 0 | 0 | 0
F11_Commercial_WA - College_New_Space Heating_Natural Gas_Furnace_A_Technical Potential | F11 | Commercial | WA - College | New | Space Heating | Natural Gas | Furnace | A | Purchases (Cumulative) | Technical Potential | 0 | 0 | 0 | 0 | 0 | 0 | 0 | 0 | 0 | 0 | 0 | 0 | 0 | 0 | 0 | 0 | 0 | 0 | 0 | 0 | 0 | 0 | 0 | 0 | 0 | 0 | 0
F1_Commercial_WA - College_New_Space Heating_Natural Gas_Boiler_A_Technical Potential | F1 | Commercial | WA - College | New | Space Heating | Natural Gas | Boiler | A | Integrated Unit Energy Savings (kWh or therms) | Technical Potential | 0 | 0 | 0 | 0 | 0 | 0 | 0 | 0 | 0 | 0 | 0 | 0 | 0 | 0 | 0 | 0 | 0 | 0 | 0 | 0 | 0 | 0 | 0 | 0 | 0 | 0 | 0
F2_Commercial_WA - College_New_Space Heating_Natural Gas_Boiler_A_Technical Potential | F2 | Commercial | WA - College | New | Space Heating | Natural Gas | Boiler | A | Integrated Unit Summer Peak Savings (kW) | Technical Potential | 0 | 0 | 0 | 0 | 0 | 0 | 0 | 0 | 0 | 0 | 0 | 0 | 0 | 0 | 0 | 0 | 0 | 0 | 0 | 0 | 0 | 0 | 0 | 0 | 0 | 0 | 0
F3_Commercial_WA - College_New_Space Heating_Natural Gas_Boiler_A_Technical Potential | F3 | Commercial | WA - College | New | Space Heating | Natural Gas | Boiler | A | Integrated Unit Winter Peak Savings (kW) | Technical Potential | 0 | 0 | 0 | 0 | 0 | 0 | 0 | 0 | 0 | 0 | 0 | 0 | 0 | 0 | 0 | 0 | 0 | 0 | 0 | 0 | 0 | 0 | 0 | 0 | 0 | 0 | 0
F4_Commercial_WA - College_New_Space Heating_Natural Gas_Boiler_A_Technical Potential | F4 | Commercial | WA - College | New | Space Heating | Natural Gas | Boiler | A | Incremental Energy Savings (MWh or mTherms) | Technical Potential | 0 | 0 | 0 | 0 | 0 | 0 | 0 | 0 | 0 | 0 | 0 | 0 | 0 | 0 | 0 | 0 | 0 | 0 | 0 | 0 | 0 | 0 | 0 | 0 | 0 | 0 | 0
F5_Commercial_WA - College_New_Space Heating_Natural Gas_Boiler_A_Technical Potential | F5 | Commercial | WA - College | New | Space Heating | Natural Gas | Boiler | A | Incremental Summer Peak Savings (MW) | Technical Potential | 0 | 0 | 0 | 0 | 0 | 0 | 0 | 0 | 0 | 0 | 0 | 0 | 0 | 0 | 0 | 0 | 0 | 0 | 0 | 0 | 0 | 0 | 0 | 0 | 0 | 0 | 0
F6_Commercial_WA - College_New_Space Heating_Natural Gas_Boiler_A_Technical Potential | F6 | Commercial | WA - College | New | Space Heating | Natural Gas | Boiler | A | Incremental Winter Peak Savings (MW) | Technical Potential | 0 | 0 | 0 | 0 | 0 | 0 | 0 | 0 | 0 | 0 | 0 | 0 | 0 | 0 | 0 | 0 | 0 | 0 | 0 | 0 | 0 | 0 | 0 | 0 | 0 | 0 | 0
F7_Commercial_WA - College_New_Space Heating_Natural Gas_Boiler_A_Technical Potential | F7 | Commercial | WA - College | New | Space Heating | Natural Gas | Boiler | A | Cumulative Energy Savings (MWh or mTherms) | Technical Potential | 0 | 0 | 0 | 0 | 0 | 0 | 0 | 0 | 0 | 0 | 0 | 0 | 0 | 0 | 0 | 0 | 0 | 0 | 0 | 0 | 0 | 0 | 0 | 0 | 0 | 0 | 0
F8_Commercial_WA - College_New_Space Heating_Natural Gas_Boiler_A_Technical Potential | F8 | Commercial | WA - College | New | Space Heating | Natural Gas | Boiler | A | Cumulative Summer Peak Savings (MW) | Technical Potential | 0 | 0 | 0 | 0 | 0 | 0 | 0 | 0 | 0 | 0 | 0 | 0 | 0 | 0 | 0 | 0 | 0 | 0 | 0 | 0 | 0 | 0 | 0 | 0 | 0 | 0 | 0
F9_Commercial_WA - College_New_Space Heating_Natural Gas_Boiler_A_Technical Potential | F9 | Commercial | WA - College | New | Space Heating | Natural Gas | Boiler | A | Cumulative Winter Peak Savings (MW) | Technical Potential | 0 | 0 | 0 | 0 | 0 | 0 | 0 | 0 | 0 | 0 | 0 | 0 | 0 | 0 | 0 | 0 | 0 | 0 | 0 | 0 | 0 | 0 | 0 | 0 | 0 | 0 | 0
F10_Commercial_WA - College_New_Space Heating_Natural Gas_Boiler_A_Technical Potential | F10 | Commercial | WA - College | New | Space Heating | Natural Gas | Boiler | A | Purchases (Incremental) | Technical Potential | 0 | 0 | 0 | 0 | 0 | 0 | 0 | 0 | 0 | 0 | 0 | 0 | 0 | 0 | 0 | 0 | 0 | 0 | 0 | 0 | 0 | 0 | 0 | 0 | 0 | 0 | 0
F11_Commercial_WA - College_New_Space Heating_Natural Gas_Boiler_A_Technical Potential | F11 | Commercial | WA - College | New | Space Heating | Natural Gas | Boiler | A | Purchases (Cumulative) | Technical Potential | 0 | 0 | 0 | 0 | 0 | 0 | 0 | 0 | 0 | 0 | 0 | 0 | 0 | 0 | 0 | 0 | 0 | 0 | 0 | 0 | 0 | 0 | 0 | 0 | 0 | 0 | 0
F1_Commercial_WA - College_New_Space Heating_Natural Gas_Unit Heater_A_Technical Potential | F1 | Commercial | WA - College | New | Space Heating | Natural Gas | Unit Heater | A | Integrated Unit Energy Savings (kWh or therms) | Technical Potential | 0 | 0 | 0 | 0 | 0 | 0 | 0 | 0 | 0 | 0 | 0 | 0 | 0 | 0 | 0 | 0 | 0 | 0 | 0 | 0 | 0 | 0 | 0 | 0 | 0 | 0 | 0
F2_Commercial_WA - College_New_Space Heating_Natural Gas_Unit Heater_A_Technical Potential | F2 | Commercial | WA - College | New | Space Heating | Natural Gas | Unit Heater | A | Integrated Unit Summer Peak Savings (kW) | Technical Potential | 0 | 0 | 0 | 0 | 0 | 0 | 0 | 0 | 0 | 0 | 0 | 0 | 0 | 0 | 0 | 0 | 0 | 0 | 0 | 0 | 0 | 0 | 0 | 0 | 0 | 0 | 0
F3_Commercial_WA - College_New_Space Heating_Natural Gas_Unit Heater_A_Technical Potential | F3 | Commercial | WA - College | New | Space Heating | Natural Gas | Unit Heater | A | Integrated Unit Winter Peak Savings (kW) | Technical Potential | 0 | 0 | 0 | 0 | 0 | 0 | 0 | 0 | 0 | 0 | 0 | 0 | 0 | 0 | 0 | 0 | 0 | 0 | 0 | 0 | 0 | 0 | 0 | 0 | 0 | 0 | 0
F4_Commercial_WA - College_New_Space Heating_Natural Gas_Unit Heater_A_Technical Potential | F4 | Commercial | WA - College | New | Space Heating | Natural Gas | Unit Heater | A | Incremental Energy Savings (MWh or mTherms) | Technical Potential | 0 | 0 | 0 | 0 | 0 | 0 | 0 | 0 | 0 | 0 | 0 | 0 | 0 | 0 | 0 | 0 | 0 | 0 | 0 | 0 | 0 | 0 | 0 | 0 | 0 | 0 | 0
F5_Commercial_WA - College_New_Space Heating_Natural Gas_Unit Heater_A_Technical Potential | F5 | Commercial | WA - College | New | Space Heating | Natural Gas | Unit Heater | A | Incremental Summer Peak Savings (MW) | Technical Potential | 0 | 0 | 0 | 0 | 0 | 0 | 0 | 0 | 0 | 0 | 0 | 0 | 0 | 0 | 0 | 0 | 0 | 0 | 0 | 0 | 0 | 0 | 0 | 0 | 0 | 0 | 0
F6_Commercial_WA - College_New_Space Heating_Natural Gas_Unit Heater_A_Technical Potential | F6 | Commercial | WA - College | New | Space Heating | Natural Gas | Unit Heater | A | Incremental Winter Peak Savings (MW) | Technical Potential | 0 | 0 | 0 | 0 | 0 | 0 | 0 | 0 | 0 | 0 | 0 | 0 | 0 | 0 | 0 | 0 | 0 | 0 | 0 | 0 | 0 | 0 | 0 | 0 | 0 | 0 | 0
F7_Commercial_WA - College_New_Space Heating_Natural Gas_Unit Heater_A_Technical Potential | F7 | Commercial | WA - College | New | Space Heating | Natural Gas | Unit Heater | A | Cumulative Energy Savings (MWh or mTherms) | Technical Potential | 0 | 0 | 0 | 0 | 0 | 0 | 0 | 0 | 0 | 0 | 0 | 0 | 0 | 0 | 0 | 0 | 0 | 0 | 0 | 0 | 0 | 0 | 0 | 0 | 0 | 0 | 0
F8_Commercial_WA - College_New_Space Heating_Natural Gas_Unit Heater_A_Technical Potential | F8 | Commercial | WA - College | New | Space Heating | Natural Gas | Unit Heater | A | Cumulative Summer Peak Savings (MW) | Technical Potential | 0 | 0 | 0 | 0 | 0 | 0 | 0 | 0 | 0 | 0 | 0 | 0 | 0 | 0 | 0 | 0 | 0 | 0 | 0 | 0 | 0 | 0 | 0 | 0 | 0 | 0 | 0
F9_Commercial_WA - College_New_Space Heating_Natural Gas_Unit Heater_A_Technical Potential | F9 | Commercial | WA - College | New | Space Heating | Natural Gas | Unit Heater | A | Cumulative Winter Peak Savings (MW) | Technical Potential | 0 | 0 | 0 | 0 | 0 | 0 | 0 | 0 | 0 | 0 | 0 | 0 | 0 | 0 | 0 | 0 | 0 | 0 | 0 | 0 | 0 | 0 | 0 | 0 | 0 | 0 | 0
F10_Commercial_WA - College_New_Space Heating_Natural Gas_Unit Heater_A_Technical Potential | F10 | Commercial | WA - College | New | Space Heating | Natural Gas | Unit Heater | A | Purchases (Incremental) | Technical Potential | 0 | 0 | 0 | 0 | 0 | 0 | 0 | 0 | 0 | 0 | 0 | 0 | 0 | 0 | 0 | 0 | 0 | 0 | 0 | 0 | 0 | 0 | 0 | 0 | 0 | 0 | 0
F11_Commercial_WA - College_New_Space Heating_Natural Gas_Unit Heater_A_Technical Potential | F11 | Commercial | WA - College | New | Space Heating | Natural Gas | Unit Heater | A | Purchases (Cumulative) | Technical Potential | 0 | 0 | 0 | 0 | 0 | 0 | 0 | 0 | 0 | 0 | 0 | 0 | 0 | 0 | 0 | 0 | 0 | 0 | 0 | 0 | 0 | 0 | 0 | 0 | 0 | 0 | 0
F1_Commercial_WA - College_New_Water Heating_Natural Gas_Water Heater_A_Technical Potential | F1 | Commercial | WA - College | New | Water Heating | Natural Gas | Water Heater | A | Integrated Unit Energy Savings (kWh or therms) | Technical Potential | 0 | 0 | 0 | 0 | 0 | 0 | 0 | 0 | 0 | 0 | 0 | 0 | 0 | 0 | 0 | 0 | 0 | 0 | 0 | 0 | 0 | 0 | 0 | 0 | 0 | 0 | 0
F2_Commercial_WA - College_New_Water Heating_Natural Gas_Water Heater_A_Technical Potential | F2 | Commercial | WA - College | New | Water Heating | Natural Gas | Water Heater | A | Integrated Unit Summer Peak Savings (kW) | Technical Potential | 0 | 0 | 0 | 0 | 0 | 0 | 0 | 0 | 0 | 0 | 0 | 0 | 0 | 0 | 0 | 0 | 0 | 0 | 0 | 0 | 0 | 0 | 0 | 0 | 0 | 0 | 0
F3_Commercial_WA - College_New_Water Heating_Natural Gas_Water Heater_A_Technical Potential | F3 | Commercial | WA - College | New | Water Heating | Natural Gas | Water Heater | A | Integrated Unit Winter Peak Savings (kW) | Technical Potential | 0 | 0 | 0 | 0 | 0 | 0 | 0 | 0 | 0 | 0 | 0 | 0 | 0 | 0 | 0 | 0 | 0 | 0 | 0 | 0 | 0 | 0 | 0 | 0 | 0 | 0 | 0
F4_Commercial_WA - College_New_Water Heating_Natural Gas_Water Heater_A_Technical Potential | F4 | Commercial | WA - College | New | Water Heating | Natural Gas | Water Heater | A | Incremental Energy Savings (MWh or mTherms) | Technical Potential | 0 | 0 | 0 | 0 | 0 | 0 | 0 | 0 | 0 | 0 | 0 | 0 | 0 | 0 | 0 | 0 | 0 | 0 | 0 | 0 | 0 | 0 | 0 | 0 | 0 | 0 | 0
F5_Commercial_WA - College_New_Water Heating_Natural Gas_Water Heater_A_Technical Potential | F5 | Commercial | WA - College | New | Water Heating | Natural Gas | Water Heater | A | Incremental Summer Peak Savings (MW) | Technical Potential | 0 | 0 | 0 | 0 | 0 | 0 | 0 | 0 | 0 | 0 | 0 | 0 | 0 | 0 | 0 | 0 | 0 | 0 | 0 | 0 | 0 | 0 | 0 | 0 | 0 | 0 | 0
F6_Commercial_WA - College_New_Water Heating_Natural Gas_Water Heater_A_Technical Potential | F6 | Commercial | WA - College | New | Water Heating | Natural Gas | Water Heater | A | Incremental Winter Peak Savings (MW) | Technical Potential | 0 | 0 | 0 | 0 | 0 | 0 | 0 | 0 | 0 | 0 | 0 | 0 | 0 | 0 | 0 | 0 | 0 | 0 | 0 | 0 | 0 | 0 | 0 | 0 | 0 | 0 | 0
F7_Commercial_WA - College_New_Water Heating_Natural Gas_Water Heater_A_Technical Potential | F7 | Commercial | WA - College | New | Water Heating | Natural Gas | Water Heater | A | Cumulative Energy Savings (MWh or mTherms) | Technical Potential | 0 | 0 | 0 | 0 | 0 | 0 | 0 | 0 | 0 | 0 | 0 | 0 | 0 | 0 | 0 | 0 | 0 | 0 | 0 | 0 | 0 | 0 | 0 | 0 | 0 | 0 | 0
F8_Commercial_WA - College_New_Water Heating_Natural Gas_Water Heater_A_Technical Potential | F8 | Commercial | WA - College | New | Water Heating | Natural Gas | Water Heater | A | Cumulative Summer Peak Savings (MW) | Technical Potential | 0 | 0 | 0 | 0 | 0 | 0 | 0 | 0 | 0 | 0 | 0 | 0 | 0 | 0 | 0 | 0 | 0 | 0 | 0 | 0 | 0 | 0 | 0 | 0 | 0 | 0 | 0
F9_Commercial_WA - College_New_Water Heating_Natural Gas_Water Heater_A_Technical Potential | F9 | Commercial | WA - College | New | Water Heating | Natural Gas | Water Heater | A | Cumulative Winter Peak Savings (MW) | Technical Potential | 0 | 0 | 0 | 0 | 0 | 0 | 0 | 0 | 0 | 0 | 0 | 0 | 0 | 0 | 0 | 0 | 0 | 0 | 0 | 0 | 0 | 0 | 0 | 0 | 0 | 0 | 0
F10_Commercial_WA - College_New_Water Heating_Natural Gas_Water Heater_A_Technical Potential | F10 | Commercial | WA - College | New | Water Heating | Natural Gas | Water Heater | A | Purchases (Incremental) | Technical Potential | 0 | 0 | 0 | 0 | 0 | 0 | 0 | 0 | 0 | 0 | 0 | 0 | 0 | 0 | 0 | 0 | 0 | 0 | 0 | 0 | 0 | 0 | 0 | 0 | 0 | 0 | 0
F11_Commercial_WA - College_New_Water Heating_Natural Gas_Water Heater_A_Technical Potential | F11 | Commercial | WA - College | New | Water Heating | Natural Gas | Water Heater | A | Purchases (Cumulative) | Technical Potential | 0 | 0 | 0 | 0 | 0 | 0 | 0 | 0 | 0 | 0 | 0 | 0 | 0 | 0 | 0 | 0 | 0 | 0 | 0 | 0 | 0 | 0 | 0 | 0 | 0 | 0 | 0
F1_Commercial_WA - College_New_Food Preparation_Natural Gas_Oven_A_Technical Potential | F1 | Commercial | WA - College | New | Food Preparation | Natural Gas | Oven | A | Integrated Unit Energy Savings (kWh or therms) | Technical Potential | 0 | 0 | 0 | 0 | 0 | 0 | 0 | 0 | 0 | 0 | 0 | 0 | 0 | 0 | 0 | 0 | 0 | 0 | 0 | 0 | 0 | 0 | 0 | 0 | 0 | 0 | 0
F2_Commercial_WA - College_New_Food Preparation_Natural Gas_Oven_A_Technical Potential | F2 | Commercial | WA - College | New | Food Preparation | Natural Gas | Oven | A | Integrated Unit Summer Peak Savings (kW) | Technical Potential | 0 | 0 | 0 | 0 | 0 | 0 | 0 | 0 | 0 | 0 | 0 | 0 | 0 | 0 | 0 | 0 | 0 | 0 | 0 | 0 | 0 | 0 | 0 | 0 | 0 | 0 | 0
F3_Commercial_WA - College_New_Food Preparation_Natural Gas_Oven_A_Technical Potential | F3 | Commercial | WA - College | New | Food Preparation | Natural Gas | Oven | A | Integrated Unit Winter Peak Savings (kW) | Technical Potential | 0 | 0 | 0 | 0 | 0 | 0 | 0 | 0 | 0 | 0 | 0 | 0 | 0 | 0 | 0 | 0 | 0 | 0 | 0 | 0 | 0 | 0 | 0 | 0 | 0 | 0 | 0
F4_Commercial_WA - College_New_Food Preparation_Natural Gas_Oven_A_Technical Potential | F4 | Commercial | WA - College | New | Food Preparation | Natural Gas | Oven | A | Incremental Energy Savings (MWh or mTherms) | Technical Potential | 0 | 0 | 0 | 0 | 0 | 0 | 0 | 0 | 0 | 0 | 0 | 0 | 0 | 0 | 0 | 0 | 0 | 0 | 0 | 0 | 0 | 0 | 0 | 0 | 0 | 0 | 0
F5_Commercial_WA - College_New_Food Preparation_Natural Gas_Oven_A_Technical Potential | F5 | Commercial | WA - College | New | Food Preparation | Natural Gas | Oven | A | Incremental Summer Peak Savings (MW) | Technical Potential | 0 | 0 | 0 | 0 | 0 | 0 | 0 | 0 | 0 | 0 | 0 | 0 | 0 | 0 | 0 | 0 | 0 | 0 | 0 | 0 | 0 | 0 | 0 | 0 | 0 | 0 | 0
F6_Commercial_WA - College_New_Food Preparation_Natural Gas_Oven_A_Technical Potential | F6 | Commercial | WA - College | New | Food Preparation | Natural Gas | Oven | A | Incremental Winter Peak Savings (MW) | Technical Potential | 0 | 0 | 0 | 0 | 0 | 0 | 0 | 0 | 0 | 0 | 0 | 0 | 0 | 0 | 0 | 0 | 0 | 0 | 0 | 0 | 0 | 0 | 0 | 0 | 0 | 0 | 0
F7_Commercial_WA - College_New_Food Preparation_Natural Gas_Oven_A_Technical Potential | F7 | Commercial | WA - College | New | Food Preparation | Natural Gas | Oven | A | Cumulative Energy Savings (MWh or mTherms) | Technical Potential | 0 | 0 | 0 | 0 | 0 | 0 | 0 | 0 | 0 | 0 | 0 | 0 | 0 | 0 | 0 | 0 | 0 | 0 | 0 | 0 | 0 | 0 | 0 | 0 | 0 | 0 | 0
F8_Commercial_WA - College_New_Food Preparation_Natural Gas_Oven_A_Technical Potential | F8 | Commercial | WA - College | New | Food Preparation | Natural Gas | Oven | A | Cumulative Summer Peak Savings (MW) | Technical Potential | 0 | 0 | 0 | 0 | 0 | 0 | 0 | 0 | 0 | 0 | 0 | 0 | 0 | 0 | 0 | 0 | 0 | 0 | 0 | 0 | 0 | 0 | 0 | 0 | 0 | 0 | 0
F9_Commercial_WA - College_New_Food Preparation_Natural Gas_Oven_A_Technical Potential | F9 | Commercial | WA - College | New | Food Preparation | Natural Gas | Oven | A | Cumulative Winter Peak Savings (MW) | Technical Potential | 0 | 0 | 0 | 0 | 0 | 0 | 0 | 0 | 0 | 0 | 0 | 0 | 0 | 0 | 0 | 0 | 0 | 0 | 0 | 0 | 0 | 0 | 0 | 0 | 0 | 0 | 0
F10_Commercial_WA - College_New_Food Preparation_Natural Gas_Oven_A_Technical Potential | F10 | Commercial | WA - College | New | Food Preparation | Natural Gas | Oven | A | Purchases (Incremental) | Technical Potential | 0 | 0 | 0 | 0 | 0 | 0 | 0 | 0 | 0 | 0 | 0 | 0 | 0 | 0 | 0 | 0 | 0 | 0 | 0 | 0 | 0 | 0 | 0 | 0 | 0 | 0 | 0
F11_Commercial_WA - College_New_Food Preparation_Natural Gas_Oven_A_Technical Potential | F11 | Commercial | WA - College | New | Food Preparation | Natural Gas | Oven | A | Purchases (Cumulative) | Technical Potential | 0 | 0 | 0 | 0 | 0 | 0 | 0 | 0 | 0 | 0 | 0 | 0 | 0 | 0 | 0 | 0 | 0 | 0 | 0 | 0 | 0 | 0 | 0 | 0 | 0 | 0 | 0
F1_Commercial_WA - College_New_Food Preparation_Natural Gas_Conveyor Oven_A_Technical Potential | F1 | Commercial | WA - College | New | Food Preparation | Natural Gas | Conveyor Oven | A | Integrated Unit Energy Savings (kWh or therms) | Technical Potential | 0 | 0 | 0 | 0 | 0 | 0 | 0 | 0 | 0 | 0 | 0 | 0 | 0 | 0 | 0 | 0 | 0 | 0 | 0 | 0 | 0 | 0 | 0 | 0 | 0 | 0 | 0
F2_Commercial_WA - College_New_Food Preparation_Natural Gas_Conveyor Oven_A_Technical Potential | F2 | Commercial | WA - College | New | Food Preparation | Natural Gas | Conveyor Oven | A | Integrated Unit Summer Peak Savings (kW) | Technical Potential | 0 | 0 | 0 | 0 | 0 | 0 | 0 | 0 | 0 | 0 | 0 | 0 | 0 | 0 | 0 | 0 | 0 | 0 | 0 | 0 | 0 | 0 | 0 | 0 | 0 | 0 | 0
F3_Commercial_WA - College_New_Food Preparation_Natural Gas_Conveyor Oven_A_Technical Potential | F3 | Commercial | WA - College | New | Food Preparation | Natural Gas | Conveyor Oven | A | Integrated Unit Winter Peak Savings (kW) | Technical Potential | 0 | 0 | 0 | 0 | 0 | 0 | 0 | 0 | 0 | 0 | 0 | 0 | 0 | 0 | 0 | 0 | 0 | 0 | 0 | 0 | 0 | 0 | 0 | 0 | 0 | 0 | 0
F4_Commercial_WA - College_New_Food Preparation_Natural Gas_Conveyor Oven_A_Technical Potential | F4 | Commercial | WA - College | New | Food Preparation | Natural Gas | Conveyor Oven | A | Incremental Energy Savings (MWh or mTherms) | Technical Potential | 0 | 0 | 0 | 0 | 0 | 0 | 0 | 0 | 0 | 0 | 0 | 0 | 0 | 0 | 0 | 0 | 0 | 0 | 0 | 0 | 0 | 0 | 0 | 0 | 0 | 0 | 0
F5_Commercial_WA - College_New_Food Preparation_Natural Gas_Conveyor Oven_A_Technical Potential | F5 | Commercial | WA - College | New | Food Preparation | Natural Gas | Conveyor Oven | A | Incremental Summer Peak Savings (MW) | Technical Potential | 0 | 0 | 0 | 0 | 0 | 0 | 0 | 0 | 0 | 0 | 0 | 0 | 0 | 0 | 0 | 0 | 0 | 0 | 0 | 0 | 0 | 0 | 0 | 0 | 0 | 0 | 0
F6_Commercial_WA - College_New_Food Preparation_Natural Gas_Conveyor Oven_A_Technical Potential | F6 | Commercial | WA - College | New | Food Preparation | Natural Gas | Conveyor Oven | A | Incremental Winter Peak Savings (MW) | Technical Potential | 0 | 0 | 0 | 0 | 0 | 0 | 0 | 0 | 0 | 0 | 0 | 0 | 0 | 0 | 0 | 0 | 0 | 0 | 0 | 0 | 0 | 0 | 0 | 0 | 0 | 0 | 0
F7_Commercial_WA - College_New_Food Preparation_Natural Gas_Conveyor Oven_A_Technical Potential | F7 | Commercial | WA - College | New | Food Preparation | Natural Gas | Conveyor Oven | A | Cumulative Energy Savings (MWh or mTherms) | Technical Potential | 0 | 0 | 0 | 0 | 0 | 0 | 0 | 0 | 0 | 0 | 0 | 0 | 0 | 0 | 0 | 0 | 0 | 0 | 0 | 0 | 0 | 0 | 0 | 0 | 0 | 0 | 0
F8_Commercial_WA - College_New_Food Preparation_Natural Gas_Conveyor Oven_A_Technical Potential | F8 | Commercial | WA - College | New | Food Preparation | Natural Gas | Conveyor Oven | A | Cumulative Summer Peak Savings (MW) | Technical Potential | 0 | 0 | 0 | 0 | 0 | 0 | 0 | 0 | 0 | 0 | 0 | 0 | 0 | 0 | 0 | 0 | 0 | 0 | 0 | 0 | 0 | 0 | 0 | 0 | 0 | 0 | 0
F9_Commercial_WA - College_New_Food Preparation_Natural Gas_Conveyor Oven_A_Technical Potential | F9 | Commercial | WA - College | New | Food Preparation | Natural Gas | Conveyor Oven | A | Cumulative Winter Peak Savings (MW) | Technical Potential | 0 | 0 | 0 | 0 | 0 | 0 | 0 | 0 | 0 | 0 | 0 | 0 | 0 | 0 | 0 | 0 | 0 | 0 | 0 | 0 | 0 | 0 | 0 | 0 | 0 | 0 | 0
F10_Commercial_WA - College_New_Food Preparation_Natural Gas_Conveyor Oven_A_Technical Potential | F10 | Commercial | WA - College | New | Food Preparation | Natural Gas | Conveyor Oven | A | Purchases (Incremental) | Technical Potential | 0 | 0 | 0 | 0 | 0 | 0 | 0 | 0 | 0 | 0 | 0 | 0 | 0 | 0 | 0 | 0 | 0 | 0 | 0 | 0 | 0 | 0 | 0 | 0 | 0 | 0 | 0
F11_Commercial_WA - College_New_Food Preparation_Natural Gas_Conveyor Oven_A_Technical Potential | F11 | Commercial | WA - College | New | Food Preparation | Natural Gas | Conveyor Oven | A | Purchases (Cumulative) | Technical Potential | 0 | 0 | 0 | 0 | 0 | 0 | 0 | 0 | 0 | 0 | 0 | 0 | 0 | 0 | 0 | 0 | 0 | 0 | 0 | 0 | 0 | 0 | 0 | 0 | 0 | 0 | 0
F1_Commercial_WA - College_New_Food Preparation_Natural Gas_Double Rack Oven_A_Technical Potential | F1 | Commercial | WA - College | New | Food Preparation | Natural Gas | Double Rack Oven | A | Integrated Unit Energy Savings (kWh or therms) | Technical Potential | 0 | 0 | 0 | 0 | 0 | 0 | 0 | 0 | 0 | 0 | 0 | 0 | 0 | 0 | 0 | 0 | 0 | 0 | 0 | 0 | 0 | 0 | 0 | 0 | 0 | 0 | 0
F2_Commercial_WA - College_New_Food Preparation_Natural Gas_Double Rack Oven_A_Technical Potential | F2 | Commercial | WA - College | New | Food Preparation | Natural Gas | Double Rack Oven | A | Integrated Unit Summer Peak Savings (kW) | Technical Potential | 0 | 0 | 0 | 0 | 0 | 0 | 0 | 0 | 0 | 0 | 0 | 0 | 0 | 0 | 0 | 0 | 0 | 0 | 0 | 0 | 0 | 0 | 0 | 0 | 0 | 0 | 0
F3_Commercial_WA - College_New_Food Preparation_Natural Gas_Double Rack Oven_A_Technical Potential | F3 | Commercial | WA - College | New | Food Preparation | Natural Gas | Double Rack Oven | A | Integrated Unit Winter Peak Savings (kW) | Technical Potential | 0 | 0 | 0 | 0 | 0 | 0 | 0 | 0 | 0 | 0 | 0 | 0 | 0 | 0 | 0 | 0 | 0 | 0 | 0 | 0 | 0 | 0 | 0 | 0 | 0 | 0 | 0
F4_Commercial_WA - College_New_Food Preparation_Natural Gas_Double Rack Oven_A_Technical Potential | F4 | Commercial | WA - College | New | Food Preparation | Natural Gas | Double Rack Oven | A | Incremental Energy Savings (MWh or mTherms) | Technical Potential | 0 | 0 | 0 | 0 | 0 | 0 | 0 | 0 | 0 | 0 | 0 | 0 | 0 | 0 | 0 | 0 | 0 | 0 | 0 | 0 | 0 | 0 | 0 | 0 | 0 | 0 | 0
F5_Commercial_WA - College_New_Food Preparation_Natural Gas_Double Rack Oven_A_Technical Potential | F5 | Commercial | WA - College | New | Food Preparation | Natural Gas | Double Rack Oven | A | Incremental Summer Peak Savings (MW) | Technical Potential | 0 | 0 | 0 | 0 | 0 | 0 | 0 | 0 | 0 | 0 | 0 | 0 | 0 | 0 | 0 | 0 | 0 | 0 | 0 | 0 | 0 | 0 | 0 | 0 | 0 | 0 | 0
F6_Commercial_WA - College_New_Food Preparation_Natural Gas_Double Rack Oven_A_Technical Potential | F6 | Commercial | WA - College | New | Food Preparation | Natural Gas | Double Rack Oven | A | Incremental Winter Peak Savings (MW) | Technical Potential | 0 | 0 | 0 | 0 | 0 | 0 | 0 | 0 | 0 | 0 | 0 | 0 | 0 | 0 | 0 | 0 | 0 | 0 | 0 | 0 | 0 | 0 | 0 | 0 | 0 | 0 | 0
F7_Commercial_WA - College_New_Food Preparation_Natural Gas_Double Rack Oven_A_Technical Potential | F7 | Commercial | WA - College | New | Food Preparation | Natural Gas | Double Rack Oven | A | Cumulative Energy Savings (MWh or mTherms) | Technical Potential | 0 | 0 | 0 | 0 | 0 | 0 | 0 | 0 | 0 | 0 | 0 | 0 | 0 | 0 | 0 | 0 | 0 | 0 | 0 | 0 | 0 | 0 | 0 | 0 | 0 | 0 | 0
F8_Commercial_WA - College_New_Food Preparation_Natural Gas_Double Rack Oven_A_Technical Potential | F8 | Commercial | WA - College | New | Food Preparation | Natural Gas | Double Rack Oven | A | Cumulative Summer Peak Savings (MW) | Technical Potential | 0 | 0 | 0 | 0 | 0 | 0 | 0 | 0 | 0 | 0 | 0 | 0 | 0 | 0 | 0 | 0 | 0 | 0 | 0 | 0 | 0 | 0 | 0 | 0 | 0 | 0 | 0
F9_Commercial_WA - College_New_Food Preparation_Natural Gas_Double Rack Oven_A_Technical Potential | F9 | Commercial | WA - College | New | Food Preparation | Natural Gas | Double Rack Oven | A | Cumulative Winter Peak Savings (MW) | Technical Potential | 0 | 0 | 0 | 0 | 0 | 0 | 0 | 0 | 0 | 0 | 0 | 0 | 0 | 0 | 0 | 0 | 0 | 0 | 0 | 0 | 0 | 0 | 0 | 0 | 0 | 0 | 0
F10_Commercial_WA - College_New_Food Preparation_Natural Gas_Double Rack Oven_A_Technical Potential | F10 | Commercial | WA - College | New | Food Preparation | Natural Gas | Double Rack Oven | A | Purchases (Incremental) | Technical Potential | 0 | 0 | 0 | 0 | 0 | 0 | 0 | 0 | 0 | 0 | 0 | 0 | 0 | 0 | 0 | 0 | 0 | 0 | 0 | 0 | 0 | 0 | 0 | 0 | 0 | 0 | 0
F11_Commercial_WA - College_New_Food Preparation_Natural Gas_Double Rack Oven_A_Technical Potential | F11 | Commercial | WA - College | New | Food Preparation | Natural Gas | Double Rack Oven | A | Purchases (Cumulative) | Technical Potential | 0 | 0 | 0 | 0 | 0 | 0 | 0 | 0 | 0 | 0 | 0 | 0 | 0 | 0 | 0 | 0 | 0 | 0 | 0 | 0 | 0 | 0 | 0 | 0 | 0 | 0 | 0
F1_Commercial_WA - College_New_Food Preparation_Natural Gas_Fryer_A_Technical Potential | F1 | Commercial | WA - College | New | Food Preparation | Natural Gas | Fryer | A | Integrated Unit Energy Savings (kWh or therms) | Technical Potential | 0 | 0 | 0 | 0 | 0 | 0 | 0 | 0 | 0 | 0 | 0 | 0 | 0 | 0 | 0 | 0 | 0 | 0 | 0 | 0 | 0 | 0 | 0 | 0 | 0 | 0 | 0
F2_Commercial_WA - College_New_Food Preparation_Natural Gas_Fryer_A_Technical Potential | F2 | Commercial | WA - College | New | Food Preparation | Natural Gas | Fryer | A | Integrated Unit Summer Peak Savings (kW) | Technical Potential | 0 | 0 | 0 | 0 | 0 | 0 | 0 | 0 | 0 | 0 | 0 | 0 | 0 | 0 | 0 | 0 | 0 | 0 | 0 | 0 | 0 | 0 | 0 | 0 | 0 | 0 | 0
F3_Commercial_WA - College_New_Food Preparation_Natural Gas_Fryer_A_Technical Potential | F3 | Commercial | WA - College | New | Food Preparation | Natural Gas | Fryer | A | Integrated Unit Winter Peak Savings (kW) | Technical Potential | 0 | 0 | 0 | 0 | 0 | 0 | 0 | 0 | 0 | 0 | 0 | 0 | 0 | 0 | 0 | 0 | 0 | 0 | 0 | 0 | 0 | 0 | 0 | 0 | 0 | 0 | 0
F4_Commercial_WA - College_New_Food Preparation_Natural Gas_Fryer_A_Technical Potential | F4 | Commercial | WA - College | New | Food Preparation | Natural Gas | Fryer | A | Incremental Energy Savings (MWh or mTherms) | Technical Potential | 0 | 0 | 0 | 0 | 0 | 0 | 0 | 0 | 0 | 0 | 0 | 0 | 0 | 0 | 0 | 0 | 0 | 0 | 0 | 0 | 0 | 0 | 0 | 0 | 0 | 0 | 0
F5_Commercial_WA - College_New_Food Preparation_Natural Gas_Fryer_A_Technical Potential | F5 | Commercial | WA - College | New | Food Preparation | Natural Gas | Fryer | A | Incremental Summer Peak Savings (MW) | Technical Potential | 0 | 0 | 0 | 0 | 0 | 0 | 0 | 0 | 0 | 0 | 0 | 0 | 0 | 0 | 0 | 0 | 0 | 0 | 0 | 0 | 0 | 0 | 0 | 0 | 0 | 0 | 0
F6_Commercial_WA - College_New_Food Preparation_Natural Gas_Fryer_A_Technical Potential | F6 | Commercial | WA - College | New | Food Preparation | Natural Gas | Fryer | A | Incremental Winter Peak Savings (MW) | Technical Potential | 0 | 0 | 0 | 0 | 0 | 0 | 0 | 0 | 0 | 0 | 0 | 0 | 0 | 0 | 0 | 0 | 0 | 0 | 0 | 0 | 0 | 0 | 0 | 0 | 0 | 0 | 0
F7_Commercial_WA - College_New_Food Preparation_Natural Gas_Fryer_A_Technical Potential | F7 | Commercial | WA - College | New | Food Preparation | Natural Gas | Fryer | A | Cumulative Energy Savings (MWh or mTherms) | Technical Potential | 0 | 0 | 0 | 0 | 0 | 0 | 0 | 0 | 0 | 0 | 0 | 0 | 0 | 0 | 0 | 0 | 0 | 0 | 0 | 0 | 0 | 0 | 0 | 0 | 0 | 0 | 0
F8_Commercial_WA - College_New_Food Preparation_Natural Gas_Fryer_A_Technical Potential | F8 | Commercial | WA - College | New | Food Preparation | Natural Gas | Fryer | A | Cumulative Summer Peak Savings (MW) | Technical Potential | 0 | 0 | 0 | 0 | 0 | 0 | 0 | 0 | 0 | 0 | 0 | 0 | 0 | 0 | 0 | 0 | 0 | 0 | 0 | 0 | 0 | 0 | 0 | 0 | 0 | 0 | 0
F9_Commercial_WA - College_New_Food Preparation_Natural Gas_Fryer_A_Technical Potential | F9 | Commercial | WA - College | New | Food Preparation | Natural Gas | Fryer | A | Cumulative Winter Peak Savings (MW) | Technical Potential | 0 | 0 | 0 | 0 | 0 | 0 | 0 | 0 | 0 | 0 | 0 | 0 | 0 | 0 | 0 | 0 | 0 | 0 | 0 | 0 | 0 | 0 | 0 | 0 | 0 | 0 | 0
F10_Commercial_WA - College_New_Food Preparation_Natural Gas_Fryer_A_Technical Potential | F10 | Commercial | WA - College | New | Food Preparation | Natural Gas | Fryer | A | Purchases (Incremental) | Technical Potential | 0 | 0 | 0 | 0 | 0 | 0 | 0 | 0 | 0 | 0 | 0 | 0 | 0 | 0 | 0 | 0 | 0 | 0 | 0 | 0 | 0 | 0 | 0 | 0 | 0 | 0 | 0
F11_Commercial_WA - College_New_Food Preparation_Natural Gas_Fryer_A_Technical Potential | F11 | Commercial | WA - College | New | Food Preparation | Natural Gas | Fryer | A | Purchases (Cumulative) | Technical Potential | 0 | 0 | 0 | 0 | 0 | 0 | 0 | 0 | 0 | 0 | 0 | 0 | 0 | 0 | 0 | 0 | 0 | 0 | 0 | 0 | 0 | 0 | 0 | 0 | 0 | 0 | 0
F1_Commercial_WA - College_New_Food Preparation_Natural Gas_Broiler_A_Technical Potential | F1 | Commercial | WA - College | New | Food Preparation | Natural Gas | Broiler | A | Integrated Unit Energy Savings (kWh or therms) | Technical Potential | 0 | 0 | 0 | 0 | 0 | 0 | 0 | 0 | 0 | 0 | 0 | 0 | 0 | 0 | 0 | 0 | 0 | 0 | 0 | 0 | 0 | 0 | 0 | 0 | 0 | 0 | 0
F2_Commercial_WA - College_New_Food Preparation_Natural Gas_Broiler_A_Technical Potential | F2 | Commercial | WA - College | New | Food Preparation | Natural Gas | Broiler | A | Integrated Unit Summer Peak Savings (kW) | Technical Potential | 0 | 0 | 0 | 0 | 0 | 0 | 0 | 0 | 0 | 0 | 0 | 0 | 0 | 0 | 0 | 0 | 0 | 0 | 0 | 0 | 0 | 0 | 0 | 0 | 0 | 0 | 0
F3_Commercial_WA - College_New_Food Preparation_Natural Gas_Broiler_A_Technical Potential | F3 | Commercial | WA - College | New | Food Preparation | Natural Gas | Broiler | A | Integrated Unit Winter Peak Savings (kW) | Technical Potential | 0 | 0 | 0 | 0 | 0 | 0 | 0 | 0 | 0 | 0 | 0 | 0 | 0 | 0 | 0 | 0 | 0 | 0 | 0 | 0 | 0 | 0 | 0 | 0 | 0 | 0 | 0
F4_Commercial_WA - College_New_Food Preparation_Natural Gas_Broiler_A_Technical Potential | F4 | Commercial | WA - College | New | Food Preparation | Natural Gas | Broiler | A | Incremental Energy Savings (MWh or mTherms) | Technical Potential | 0 | 0 | 0 | 0 | 0 | 0 | 0 | 0 | 0 | 0 | 0 | 0 | 0 | 0 | 0 | 0 | 0 | 0 | 0 | 0 | 0 | 0 | 0 | 0 | 0 | 0 | 0
F5_Commercial_WA - College_New_Food Preparation_Natural Gas_Broiler_A_Technical Potential | F5 | Commercial | WA - College | New | Food Preparation | Natural Gas | Broiler | A | Incremental Summer Peak Savings (MW) | Technical Potential | 0 | 0 | 0 | 0 | 0 | 0 | 0 | 0 | 0 | 0 | 0 | 0 | 0 | 0 | 0 | 0 | 0 | 0 | 0 | 0 | 0 | 0 | 0 | 0 | 0 | 0 | 0
F6_Commercial_WA - College_New_Food Preparation_Natural Gas_Broiler_A_Technical Potential | F6 | Commercial | WA - College | New | Food Preparation | Natural Gas | Broiler | A | Incremental Winter Peak Savings (MW) | Technical Potential | 0 | 0 | 0 | 0 | 0 | 0 | 0 | 0 | 0 | 0 | 0 | 0 | 0 | 0 | 0 | 0 | 0 | 0 | 0 | 0 | 0 | 0 | 0 | 0 | 0 | 0 | 0
F7_Commercial_WA - College_New_Food Preparation_Natural Gas_Broiler_A_Technical Potential | F7 | Commercial | WA - College | New | Food Preparation | Natural Gas | Broiler | A | Cumulative Energy Savings (MWh or mTherms) | Technical Potential | 0 | 0 | 0 | 0 | 0 | 0 | 0 | 0 | 0 | 0 | 0 | 0 | 0 | 0 | 0 | 0 | 0 | 0 | 0 | 0 | 0 | 0 | 0 | 0 | 0 | 0 | 0
F8_Commercial_WA - College_New_Food Preparation_Natural Gas_Broiler_A_Technical Potential | F8 | Commercial | WA - College | New | Food Preparation | Natural Gas | Broiler | A | Cumulative Summer Peak Savings (MW) | Technical Potential | 0 | 0 | 0 | 0 | 0 | 0 | 0 | 0 | 0 | 0 | 0 | 0 | 0 | 0 | 0 | 0 | 0 | 0 | 0 | 0 | 0 | 0 | 0 | 0 | 0 | 0 | 0
F9_Commercial_WA - College_New_Food Preparation_Natural Gas_Broiler_A_Technical Potential | F9 | Commercial | WA - College | New | Food Preparation | Natural Gas | Broiler | A | Cumulative Winter Peak Savings (MW) | Technical Potential | 0 | 0 | 0 | 0 | 0 | 0 | 0 | 0 | 0 | 0 | 0 | 0 | 0 | 0 | 0 | 0 | 0 | 0 | 0 | 0 | 0 | 0 | 0 | 0 | 0 | 0 | 0
F10_Commercial_WA - College_New_Food Preparation_Natural Gas_Broiler_A_Technical Potential | F10 | Commercial | WA - College | New | Food Preparation | Natural Gas | Broiler | A | Purchases (Incremental) | Technical Potential | 0 | 0 | 0 | 0 | 0 | 0 | 0 | 0 | 0 | 0 | 0 | 0 | 0 | 0 | 0 | 0 | 0 | 0 | 0 | 0 | 0 | 0 | 0 | 0 | 0 | 0 | 0
F11_Commercial_WA - College_New_Food Preparation_Natural Gas_Broiler_A_Technical Potential | F11 | Commercial | WA - College | New | Food Preparation | Natural Gas | Broiler | A | Purchases (Cumulative) | Technical Potential | 0 | 0 | 0 | 0 | 0 | 0 | 0 | 0 | 0 | 0 | 0 | 0 | 0 | 0 | 0 | 0 | 0 | 0 | 0 | 0 | 0 | 0 | 0 | 0 | 0 | 0 | 0
F1_Commercial_WA - College_New_Food Preparation_Natural Gas_Griddle_A_Technical Potential | F1 | Commercial | WA - College | New | Food Preparation | Natural Gas | Griddle | A | Integrated Unit Energy Savings (kWh or therms) | Technical Potential | 0 | 0 | 0 | 0 | 0 | 0 | 0 | 0 | 0 | 0 | 0 | 0 | 0 | 0 | 0 | 0 | 0 | 0 | 0 | 0 | 0 | 0 | 0 | 0 | 0 | 0 | 0
F2_Commercial_WA - College_New_Food Preparation_Natural Gas_Griddle_A_Technical Potential | F2 | Commercial | WA - College | New | Food Preparation | Natural Gas | Griddle | A | Integrated Unit Summer Peak Savings (kW) | Technical Potential | 0 | 0 | 0 | 0 | 0 | 0 | 0 | 0 | 0 | 0 | 0 | 0 | 0 | 0 | 0 | 0 | 0 | 0 | 0 | 0 | 0 | 0 | 0 | 0 | 0 | 0 | 0
F3_Commercial_WA - College_New_Food Preparation_Natural Gas_Griddle_A_Technical Potential | F3 | Commercial | WA - College | New | Food Preparation | Natural Gas | Griddle | A | Integrated Unit Winter Peak Savings (kW) | Technical Potential | 0 | 0 | 0 | 0 | 0 | 0 | 0 | 0 | 0 | 0 | 0 | 0 | 0 | 0 | 0 | 0 | 0 | 0 | 0 | 0 | 0 | 0 | 0 | 0 | 0 | 0 | 0
F4_Commercial_WA - College_New_Food Preparation_Natural Gas_Griddle_A_Technical Potential | F4 | Commercial | WA - College | New | Food Preparation | Natural Gas | Griddle | A | Incremental Energy Savings (MWh or mTherms) | Technical Potential | 0 | 0 | 0 | 0 | 0 | 0 | 0 | 0 | 0 | 0 | 0 | 0 | 0 | 0 | 0 | 0 | 0 | 0 | 0 | 0 | 0 | 0 | 0 | 0 | 0 | 0 | 0
F5_Commercial_WA - College_New_Food Preparation_Natural Gas_Griddle_A_Technical Potential | F5 | Commercial | WA - College | New | Food Preparation | Natural Gas | Griddle | A | Incremental Summer Peak Savings (MW) | Technical Potential | 0 | 0 | 0 | 0 | 0 | 0 | 0 | 0 | 0 | 0 | 0 | 0 | 0 | 0 | 0 | 0 | 0 | 0 | 0 | 0 | 0 | 0 | 0 | 0 | 0 | 0 | 0
F6_Commercial_WA - College_New_Food Preparation_Natural Gas_Griddle_A_Technical Potential | F6 | Commercial | WA - College | New | Food Preparation | Natural Gas | Griddle | A | Incremental Winter Peak Savings (MW) | Technical Potential | 0 | 0 | 0 | 0 | 0 | 0 | 0 | 0 | 0 | 0 | 0 | 0 | 0 | 0 | 0 | 0 | 0 | 0 | 0 | 0 | 0 | 0 | 0 | 0 | 0 | 0 | 0
F7_Commercial_WA - College_New_Food Preparation_Natural Gas_Griddle_A_Technical Potential | F7 | Commercial | WA - College | New | Food Preparation | Natural Gas | Griddle | A | Cumulative Energy Savings (MWh or mTherms) | Technical Potential | 0 | 0 | 0 | 0 | 0 | 0 | 0 | 0 | 0 | 0 | 0 | 0 | 0 | 0 | 0 | 0 | 0 | 0 | 0 | 0 | 0 | 0 | 0 | 0 | 0 | 0 | 0
F8_Commercial_WA - College_New_Food Preparation_Natural Gas_Griddle_A_Technical Potential | F8 | Commercial | WA - College | New | Food Preparation | Natural Gas | Griddle | A | Cumulative Summer Peak Savings (MW) | Technical Potential | 0 | 0 | 0 | 0 | 0 | 0 | 0 | 0 | 0 | 0 | 0 | 0 | 0 | 0 | 0 | 0 | 0 | 0 | 0 | 0 | 0 | 0 | 0 | 0 | 0 | 0 | 0
F9_Commercial_WA - College_New_Food Preparation_Natural Gas_Griddle_A_Technical Potential | F9 | Commercial | WA - College | New | Food Preparation | Natural Gas | Griddle | A | Cumulative Winter Peak Savings (MW) | Technical Potential | 0 | 0 | 0 | 0 | 0 | 0 | 0 | 0 | 0 | 0 | 0 | 0 | 0 | 0 | 0 | 0 | 0 | 0 | 0 | 0 | 0 | 0 | 0 | 0 | 0 | 0 | 0
F10_Commercial_WA - College_New_Food Preparation_Natural Gas_Griddle_A_Technical Potential | F10 | Commercial | WA - College | New | Food Preparation | Natural Gas | Griddle | A | Purchases (Incremental) | Technical Potential | 0 | 0 | 0 | 0 | 0 | 0 | 0 | 0 | 0 | 0 | 0 | 0 | 0 | 0 | 0 | 0 | 0 | 0 | 0 | 0 | 0 | 0 | 0 | 0 | 0 | 0 | 0
F11_Commercial_WA - College_New_Food Preparation_Natural Gas_Griddle_A_Technical Potential | F11 | Commercial | WA - College | New | Food Preparation | Natural Gas | Griddle | A | Purchases (Cumulative) | Technical Potential | 0 | 0 | 0 | 0 | 0 | 0 | 0 | 0 | 0 | 0 | 0 | 0 | 0 | 0 | 0 | 0 | 0 | 0 | 0 | 0 | 0 | 0 | 0 | 0 | 0 | 0 | 0
F1_Commercial_WA - College_New_Food Preparation_Natural Gas_Range_A_Technical Potential | F1 | Commercial | WA - College | New | Food Preparation | Natural Gas | Range | A | Integrated Unit Energy Savings (kWh or therms) | Technical Potential | 0 | 0 | 0 | 0 | 0 | 0 | 0 | 0 | 0 | 0 | 0 | 0 | 0 | 0 | 0 | 0 | 0 | 0 | 0 | 0 | 0 | 0 | 0 | 0 | 0 | 0 | 0
F2_Commercial_WA - College_New_Food Preparation_Natural Gas_Range_A_Technical Potential | F2 | Commercial | WA - College | New | Food Preparation | Natural Gas | Range | A | Integrated Unit Summer Peak Savings (kW) | Technical Potential | 0 | 0 | 0 | 0 | 0 | 0 | 0 | 0 | 0 | 0 | 0 | 0 | 0 | 0 | 0 | 0 | 0 | 0 | 0 | 0 | 0 | 0 | 0 | 0 | 0 | 0 | 0
F3_Commercial_WA - College_New_Food Preparation_Natural Gas_Range_A_Technical Potential | F3 | Commercial | WA - College | New | Food Preparation | Natural Gas | Range | A | Integrated Unit Winter Peak Savings (kW) | Technical Potential | 0 | 0 | 0 | 0 | 0 | 0 | 0 | 0 | 0 | 0 | 0 | 0 | 0 | 0 | 0 | 0 | 0 | 0 | 0 | 0 | 0 | 0 | 0 | 0 | 0 | 0 | 0
F4_Commercial_WA - College_New_Food Preparation_Natural Gas_Range_A_Technical Potential | F4 | Commercial | WA - College | New | Food Preparation | Natural Gas | Range | A | Incremental Energy Savings (MWh or mTherms) | Technical Potential | 0 | 0 | 0 | 0 | 0 | 0 | 0 | 0 | 0 | 0 | 0 | 0 | 0 | 0 | 0 | 0 | 0 | 0 | 0 | 0 | 0 | 0 | 0 | 0 | 0 | 0 | 0
F5_Commercial_WA - College_New_Food Preparation_Natural Gas_Range_A_Technical Potential | F5 | Commercial | WA - College | New | Food Preparation | Natural Gas | Range | A | Incremental Summer Peak Savings (MW) | Technical Potential | 0 | 0 | 0 | 0 | 0 | 0 | 0 | 0 | 0 | 0 | 0 | 0 | 0 | 0 | 0 | 0 | 0 | 0 | 0 | 0 | 0 | 0 | 0 | 0 | 0 | 0 | 0
F6_Commercial_WA - College_New_Food Preparation_Natural Gas_Range_A_Technical Potential | F6 | Commercial | WA - College | New | Food Preparation | Natural Gas | Range | A | Incremental Winter Peak Savings (MW) | Technical Potential | 0 | 0 | 0 | 0 | 0 | 0 | 0 | 0 | 0 | 0 | 0 | 0 | 0 | 0 | 0 | 0 | 0 | 0 | 0 | 0 | 0 | 0 | 0 | 0 | 0 | 0 | 0
F7_Commercial_WA - College_New_Food Preparation_Natural Gas_Range_A_Technical Potential | F7 | Commercial | WA - College | New | Food Preparation | Natural Gas | Range | A | Cumulative Energy Savings (MWh or mTherms) | Technical Potential | 0 | 0 | 0 | 0 | 0 | 0 | 0 | 0 | 0 | 0 | 0 | 0 | 0 | 0 | 0 | 0 | 0 | 0 | 0 | 0 | 0 | 0 | 0 | 0 | 0 | 0 | 0
F8_Commercial_WA - College_New_Food Preparation_Natural Gas_Range_A_Technical Potential | F8 | Commercial | WA - College | New | Food Preparation | Natural Gas | Range | A | Cumulative Summer Peak Savings (MW) | Technical Potential | 0 | 0 | 0 | 0 | 0 | 0 | 0 | 0 | 0 | 0 | 0 | 0 | 0 | 0 | 0 | 0 | 0 | 0 | 0 | 0 | 0 | 0 | 0 | 0 | 0 | 0 | 0
F9_Commercial_WA - College_New_Food Preparation_Natural Gas_Range_A_Technical Potential | F9 | Commercial | WA - College | New | Food Preparation | Natural Gas | Range | A | Cumulative Winter Peak Savings (MW) | Technical Potential | 0 | 0 | 0 | 0 | 0 | 0 | 0 | 0 | 0 | 0 | 0 | 0 | 0 | 0 | 0 | 0 | 0 | 0 | 0 | 0 | 0 | 0 | 0 | 0 | 0 | 0 | 0
F10_Commercial_WA - College_New_Food Preparation_Natural Gas_Range_A_Technical Potential | F10 | Commercial | WA - College | New | Food Preparation | Natural Gas | Range | A | Purchases (Incremental) | Technical Potential | 0 | 0 | 0 | 0 | 0 | 0 | 0 | 0 | 0 | 0 | 0 | 0 | 0 | 0 | 0 | 0 | 0 | 0 | 0 | 0 | 0 | 0 | 0 | 0 | 0 | 0 | 0
F11_Commercial_WA - College_New_Food Preparation_Natural Gas_Range_A_Technical Potential | F11 | Commercial | WA - College | New | Food Preparation | Natural Gas | Range | A | Purchases (Cumulative) | Technical Potential | 0 | 0 | 0 | 0 | 0 | 0 | 0 | 0 | 0 | 0 | 0 | 0 | 0 | 0 | 0 | 0 | 0 | 0 | 0 | 0 | 0 | 0 | 0 | 0 | 0 | 0 | 0
F1_Commercial_WA - College_New_Food Preparation_Natural Gas_Steamer_A_Technical Potential | F1 | Commercial | WA - College | New | Food Preparation | Natural Gas | Steamer | A | Integrated Unit Energy Savings (kWh or therms) | Technical Potential | 0 | 0 | 0 | 0 | 0 | 0 | 0 | 0 | 0 | 0 | 0 | 0 | 0 | 0 | 0 | 0 | 0 | 0 | 0 | 0 | 0 | 0 | 0 | 0 | 0 | 0 | 0
F2_Commercial_WA - College_New_Food Preparation_Natural Gas_Steamer_A_Technical Potential | F2 | Commercial | WA - College | New | Food Preparation | Natural Gas | Steamer | A | Integrated Unit Summer Peak Savings (kW) | Technical Potential | 0 | 0 | 0 | 0 | 0 | 0 | 0 | 0 | 0 | 0 | 0 | 0 | 0 | 0 | 0 | 0 | 0 | 0 | 0 | 0 | 0 | 0 | 0 | 0 | 0 | 0 | 0
F3_Commercial_WA - College_New_Food Preparation_Natural Gas_Steamer_A_Technical Potential | F3 | Commercial | WA - College | New | Food Preparation | Natural Gas | Steamer | A | Integrated Unit Winter Peak Savings (kW) | Technical Potential | 0 | 0 | 0 | 0 | 0 | 0 | 0 | 0 | 0 | 0 | 0 | 0 | 0 | 0 | 0 | 0 | 0 | 0 | 0 | 0 | 0 | 0 | 0 | 0 | 0 | 0 | 0
F4_Commercial_WA - College_New_Food Preparation_Natural Gas_Steamer_A_Technical Potential | F4 | Commercial | WA - College | New | Food Preparation | Natural Gas | Steamer | A | Incremental Energy Savings (MWh or mTherms) | Technical Potential | 0 | 0 | 0 | 0 | 0 | 0 | 0 | 0 | 0 | 0 | 0 | 0 | 0 | 0 | 0 | 0 | 0 | 0 | 0 | 0 | 0 | 0 | 0 | 0 | 0 | 0 | 0
F5_Commercial_WA - College_New_Food Preparation_Natural Gas_Steamer_A_Technical Potential | F5 | Commercial | WA - College | New | Food Preparation | Natural Gas | Steamer | A | Incremental Summer Peak Savings (MW) | Technical Potential | 0 | 0 | 0 | 0 | 0 | 0 | 0 | 0 | 0 | 0 | 0 | 0 | 0 | 0 | 0 | 0 | 0 | 0 | 0 | 0 | 0 | 0 | 0 | 0 | 0 | 0 | 0
F6_Commercial_WA - College_New_Food Preparation_Natural Gas_Steamer_A_Technical Potential | F6 | Commercial | WA - College | New | Food Preparation | Natural Gas | Steamer | A | Incremental Winter Peak Savings (MW) | Technical Potential | 0 | 0 | 0 | 0 | 0 | 0 | 0 | 0 | 0 | 0 | 0 | 0 | 0 | 0 | 0 | 0 | 0 | 0 | 0 | 0 | 0 | 0 | 0 | 0 | 0 | 0 | 0
F7_Commercial_WA - College_New_Food Preparation_Natural Gas_Steamer_A_Technical Potential | F7 | Commercial | WA - College | New | Food Preparation | Natural Gas | Steamer | A | Cumulative Energy Savings (MWh or mTherms) | Technical Potential | 0 | 0 | 0 | 0 | 0 | 0 | 0 | 0 | 0 | 0 | 0 | 0 | 0 | 0 | 0 | 0 | 0 | 0 | 0 | 0 | 0 | 0 | 0 | 0 | 0 | 0 | 0
F8_Commercial_WA - College_New_Food Preparation_Natural Gas_Steamer_A_Technical Potential | F8 | Commercial | WA - College | New | Food Preparation | Natural Gas | Steamer | A | Cumulative Summer Peak Savings (MW) | Technical Potential | 0 | 0 | 0 | 0 | 0 | 0 | 0 | 0 | 0 | 0 | 0 | 0 | 0 | 0 | 0 | 0 | 0 | 0 | 0 | 0 | 0 | 0 | 0 | 0 | 0 | 0 | 0
F9_Commercial_WA - College_New_Food Preparation_Natural Gas_Steamer_A_Technical Potential | F9 | Commercial | WA - College | New | Food Preparation | Natural Gas | Steamer | A | Cumulative Winter Peak Savings (MW) | Technical Potential | 0 | 0 | 0 | 0 | 0 | 0 | 0 | 0 | 0 | 0 | 0 | 0 | 0 | 0 | 0 | 0 | 0 | 0 | 0 | 0 | 0 | 0 | 0 | 0 | 0 | 0 | 0
F10_Commercial_WA - College_New_Food Preparation_Natural Gas_Steamer_A_Technical Potential | F10 | Commercial | WA - College | New | Food Preparation | Natural Gas | Steamer | A | Purchases (Incremental) | Technical Potential | 0 | 0 | 0 | 0 | 0 | 0 | 0 | 0 | 0 | 0 | 0 | 0 | 0 | 0 | 0 | 0 | 0 | 0 | 0 | 0 | 0 | 0 | 0 | 0 | 0 | 0 | 0
F11_Commercial_WA - College_New_Food Preparation_Natural Gas_Steamer_A_Technical Potential | F11 | Commercial | WA - College | New | Food Preparation | Natural Gas | Steamer | A | Purchases (Cumulative) | Technical Potential | 0 | 0 | 0 | 0 | 0 | 0 | 0 | 0 | 0 | 0 | 0 | 0 | 0 | 0 | 0 | 0 | 0 | 0 | 0 | 0 | 0 | 0 | 0 | 0 | 0 | 0 | 0
F1_Commercial_WA - College_New_Food Preparation_Natural Gas_Commercial Food Prep Other_A_Technical Potential | F1 | Commercial | WA - College | New | Food Preparation | Natural Gas | Commercial Food Prep Other | A | Integrated Unit Energy Savings (kWh or therms) | Technical Potential | 0 | 0 | 0 | 0 | 0 | 0 | 0 | 0 | 0 | 0 | 0 | 0 | 0 | 0 | 0 | 0 | 0 | 0 | 0 | 0 | 0 | 0 | 0 | 0 | 0 | 0 | 0
F2_Commercial_WA - College_New_Food Preparation_Natural Gas_Commercial Food Prep Other_A_Technical Potential | F2 | Commercial | WA - College | New | Food Preparation | Natural Gas | Commercial Food Prep Other | A | Integrated Unit Summer Peak Savings (kW) | Technical Potential | 0 | 0 | 0 | 0 | 0 | 0 | 0 | 0 | 0 | 0 | 0 | 0 | 0 | 0 | 0 | 0 | 0 | 0 | 0 | 0 | 0 | 0 | 0 | 0 | 0 | 0 | 0
F3_Commercial_WA - College_New_Food Preparation_Natural Gas_Commercial Food Prep Other_A_Technical Potential | F3 | Commercial | WA - College | New | Food Preparation | Natural Gas | Commercial Food Prep Other | A | Integrated Unit Winter Peak Savings (kW) | Technical Potential | 0 | 0 | 0 | 0 | 0 | 0 | 0 | 0 | 0 | 0 | 0 | 0 | 0 | 0 | 0 | 0 | 0 | 0 | 0 | 0 | 0 | 0 | 0 | 0 | 0 | 0 | 0
F4_Commercial_WA - College_New_Food Preparation_Natural Gas_Commercial Food Prep Other_A_Technical Potential | F4 | Commercial | WA - College | New | Food Preparation | Natural Gas | Commercial Food Prep Other | A | Incremental Energy Savings (MWh or mTherms) | Technical Potential | 0 | 0 | 0 | 0 | 0 | 0 | 0 | 0 | 0 | 0 | 0 | 0 | 0 | 0 | 0 | 0 | 0 | 0 | 0 | 0 | 0 | 0 | 0 | 0 | 0 | 0 | 0
F5_Commercial_WA - College_New_Food Preparation_Natural Gas_Commercial Food Prep Other_A_Technical Potential | F5 | Commercial | WA - College | New | Food Preparation | Natural Gas | Commercial Food Prep Other | A | Incremental Summer Peak Savings (MW) | Technical Potential | 0 | 0 | 0 | 0 | 0 | 0 | 0 | 0 | 0 | 0 | 0 | 0 | 0 | 0 | 0 | 0 | 0 | 0 | 0 | 0 | 0 | 0 | 0 | 0 | 0 | 0 | 0
F6_Commercial_WA - College_New_Food Preparation_Natural Gas_Commercial Food Prep Other_A_Technical Potential | F6 | Commercial | WA - College | New | Food Preparation | Natural Gas | Commercial Food Prep Other | A | Incremental Winter Peak Savings (MW) | Technical Potential | 0 | 0 | 0 | 0 | 0 | 0 | 0 | 0 | 0 | 0 | 0 | 0 | 0 | 0 | 0 | 0 | 0 | 0 | 0 | 0 | 0 | 0 | 0 | 0 | 0 | 0 | 0
F7_Commercial_WA - College_New_Food Preparation_Natural Gas_Commercial Food Prep Other_A_Technical Potential | F7 | Commercial | WA - College | New | Food Preparation | Natural Gas | Commercial Food Prep Other | A | Cumulative Energy Savings (MWh or mTherms) | Technical Potential | 0 | 0 | 0 | 0 | 0 | 0 | 0 | 0 | 0 | 0 | 0 | 0 | 0 | 0 | 0 | 0 | 0 | 0 | 0 | 0 | 0 | 0 | 0 | 0 | 0 | 0 | 0
F8_Commercial_WA - College_New_Food Preparation_Natural Gas_Commercial Food Prep Other_A_Technical Potential | F8 | Commercial | WA - College | New | Food Preparation | Natural Gas | Commercial Food Prep Other | A | Cumulative Summer Peak Savings (MW) | Technical Potential | 0 | 0 | 0 | 0 | 0 | 0 | 0 | 0 | 0 | 0 | 0 | 0 | 0 | 0 | 0 | 0 | 0 | 0 | 0 | 0 | 0 | 0 | 0 | 0 | 0 | 0 | 0
F9_Commercial_WA - College_New_Food Preparation_Natural Gas_Commercial Food Prep Other_A_Technical Potential | F9 | Commercial | WA - College | New | Food Preparation | Natural Gas | Commercial Food Prep Other | A | Cumulative Winter Peak Savings (MW) | Technical Potential | 0 | 0 | 0 | 0 | 0 | 0 | 0 | 0 | 0 | 0 | 0 | 0 | 0 | 0 | 0 | 0 | 0 | 0 | 0 | 0 | 0 | 0 | 0 | 0 | 0 | 0 | 0
F10_Commercial_WA - College_New_Food Preparation_Natural Gas_Commercial Food Prep Other_A_Technical Potential | F10 | Commercial | WA - College | New | Food Preparation | Natural Gas | Commercial Food Prep Other | A | Purchases (Incremental) | Technical Potential | 0 | 0 | 0 | 0 | 0 | 0 | 0 | 0 | 0 | 0 | 0 | 0 | 0 | 0 | 0 | 0 | 0 | 0 | 0 | 0 | 0 | 0 | 0 | 0 | 0 | 0 | 0
F11_Commercial_WA - College_New_Food Preparation_Natural Gas_Commercial Food Prep Other_A_Technical Potential | F11 | Commercial | WA - College | New | Food Preparation | Natural Gas | Commercial Food Prep Other | A | Purchases (Cumulative) | Technical Potential | 0 | 0 | 0 | 0 | 0 | 0 | 0 | 0 | 0 | 0 | 0 | 0 | 0 | 0 | 0 | 0 | 0 | 0 | 0 | 0 | 0 | 0 | 0 | 0 | 0 | 0 | 0
F1_Commercial_WA - College_New_Miscellaneous_Natural Gas_Pool Heater_A_Technical Potential | F1 | Commercial | WA - College | New | Miscellaneous | Natural Gas | Pool Heater | A | Integrated Unit Energy Savings (kWh or therms) | Technical Potential | 0 | 0 | 0 | 0 | 0 | 0 | 0 | 0 | 0 | 0 | 0 | 0 | 0 | 0 | 0 | 0 | 0 | 0 | 0 | 0 | 0 | 0 | 0 | 0 | 0 | 0 | 0
F2_Commercial_WA - College_New_Miscellaneous_Natural Gas_Pool Heater_A_Technical Potential | F2 | Commercial | WA - College | New | Miscellaneous | Natural Gas | Pool Heater | A | Integrated Unit Summer Peak Savings (kW) | Technical Potential | 0 | 0 | 0 | 0 | 0 | 0 | 0 | 0 | 0 | 0 | 0 | 0 | 0 | 0 | 0 | 0 | 0 | 0 | 0 | 0 | 0 | 0 | 0 | 0 | 0 | 0 | 0
F3_Commercial_WA - College_New_Miscellaneous_Natural Gas_Pool Heater_A_Technical Potential | F3 | Commercial | WA - College | New | Miscellaneous | Natural Gas | Pool Heater | A | Integrated Unit Winter Peak Savings (kW) | Technical Potential | 0 | 0 | 0 | 0 | 0 | 0 | 0 | 0 | 0 | 0 | 0 | 0 | 0 | 0 | 0 | 0 | 0 | 0 | 0 | 0 | 0 | 0 | 0 | 0 | 0 | 0 | 0
F4_Commercial_WA - College_New_Miscellaneous_Natural Gas_Pool Heater_A_Technical Potential | F4 | Commercial | WA - College | New | Miscellaneous | Natural Gas | Pool Heater | A | Incremental Energy Savings (MWh or mTherms) | Technical Potential | 0 | 0 | 0 | 0 | 0 | 0 | 0 | 0 | 0 | 0 | 0 | 0 | 0 | 0 | 0 | 0 | 0 | 0 | 0 | 0 | 0 | 0 | 0 | 0 | 0 | 0 | 0
F5_Commercial_WA - College_New_Miscellaneous_Natural Gas_Pool Heater_A_Technical Potential | F5 | Commercial | WA - College | New | Miscellaneous | Natural Gas | Pool Heater | A | Incremental Summer Peak Savings (MW) | Technical Potential | 0 | 0 | 0 | 0 | 0 | 0 | 0 | 0 | 0 | 0 | 0 | 0 | 0 | 0 | 0 | 0 | 0 | 0 | 0 | 0 | 0 | 0 | 0 | 0 | 0 | 0 | 0
F6_Commercial_WA - College_New_Miscellaneous_Natural Gas_Pool Heater_A_Technical Potential | F6 | Commercial | WA - College | New | Miscellaneous | Natural Gas | Pool Heater | A | Incremental Winter Peak Savings (MW) | Technical Potential | 0 | 0 | 0 | 0 | 0 | 0 | 0 | 0 | 0 | 0 | 0 | 0 | 0 | 0 | 0 | 0 | 0 | 0 | 0 | 0 | 0 | 0 | 0 | 0 | 0 | 0 | 0
F7_Commercial_WA - College_New_Miscellaneous_Natural Gas_Pool Heater_A_Technical Potential | F7 | Commercial | WA - College | New | Miscellaneous | Natural Gas | Pool Heater | A | Cumulative Energy Savings (MWh or mTherms) | Technical Potential | 0 | 0 | 0 | 0 | 0 | 0 | 0 | 0 | 0 | 0 | 0 | 0 | 0 | 0 | 0 | 0 | 0 | 0 | 0 | 0 | 0 | 0 | 0 | 0 | 0 | 0 | 0
F8_Commercial_WA - College_New_Miscellaneous_Natural Gas_Pool Heater_A_Technical Potential | F8 | Commercial | WA - College | New | Miscellaneous | Natural Gas | Pool Heater | A | Cumulative Summer Peak Savings (MW) | Technical Potential | 0 | 0 | 0 | 0 | 0 | 0 | 0 | 0 | 0 | 0 | 0 | 0 | 0 | 0 | 0 | 0 | 0 | 0 | 0 | 0 | 0 | 0 | 0 | 0 | 0 | 0 | 0
F9_Commercial_WA - College_New_Miscellaneous_Natural Gas_Pool Heater_A_Technical Potential | F9 | Commercial | WA - College | New | Miscellaneous | Natural Gas | Pool Heater | A | Cumulative Winter Peak Savings (MW) | Technical Potential | 0 | 0 | 0 | 0 | 0 | 0 | 0 | 0 | 0 | 0 | 0 | 0 | 0 | 0 | 0 | 0 | 0 | 0 | 0 | 0 | 0 | 0 | 0 | 0 | 0 | 0 | 0
F10_Commercial_WA - College_New_Miscellaneous_Natural Gas_Pool Heater_A_Technical Potential | F10 | Commercial | WA - College | New | Miscellaneous | Natural Gas | Pool Heater | A | Purchases (Incremental) | Technical Potential | 0 | 0 | 0 | 0 | 0 | 0 | 0 | 0 | 0 | 0 | 0 | 0 | 0 | 0 | 0 | 0 | 0 | 0 | 0 | 0 | 0 | 0 | 0 | 0 | 0 | 0 | 0
F11_Commercial_WA - College_New_Miscellaneous_Natural Gas_Pool Heater_A_Technical Potential | F11 | Commercial | WA - College | New | Miscellaneous | Natural Gas | Pool Heater | A | Purchases (Cumulative) | Technical Potential | 0 | 0 | 0 | 0 | 0 | 0 | 0 | 0 | 0 | 0 | 0 | 0 | 0 | 0 | 0 | 0 | 0 | 0 | 0 | 0 | 0 | 0 | 0 | 0 | 0 | 0 | 0
F1_Commercial_WA - Health_Existing_Space Heating_Natural Gas_Furnace_A_Technical Potential | F1 | Commercial | WA - Health | Existing | Space Heating | Natural Gas | Furnace | A | Integrated Unit Energy Savings (kWh or therms) | Technical Potential | 0 | 122.2515 | 121.7774 | 82.9831 | 82.9831 | 82.9831 | 82.9831 | 82.9831 | 82.9831 | 82.9831 | 82.9831 | 82.9831 | 82.9831 | 82.9831 | 82.9831 | 82.9831 | 82.9831 | 82.9831 | 82.9831 | 82.9831 | 82.9831 | 82.9831 | 82.9831 | 82.9831 | 82.9831 | 82.9831 | 82.9831
F2_Commercial_WA - Health_Existing_Space Heating_Natural Gas_Furnace_A_Technical Potential | F2 | Commercial | WA - Health | Existing | Space Heating | Natural Gas | Furnace | A | Integrated Unit Summer Peak Savings (kW) | Technical Potential | 0 | 0 | 0 | 0 | 0 | 0 | 0 | 0 | 0 | 0 | 0 | 0 | 0 | 0 | 0 | 0 | 0 | 0 | 0 | 0 | 0 | 0 | 0 | 0 | 0 | 0 | 0
F3_Commercial_WA - Health_Existing_Space Heating_Natural Gas_Furnace_A_Technical Potential | F3 | Commercial | WA - Health | Existing | Space Heating | Natural Gas | Furnace | A | Integrated Unit Winter Peak Savings (kW) | Technical Potential | 0 | 0 | 0 | 0 | 0 | 0 | 0 | 0 | 0 | 0 | 0 | 0 | 0 | 0 | 0 | 0 | 0 | 0 | 0 | 0 | 0 | 0 | 0 | 0 | 0 | 0 | 0
F4_Commercial_WA - Health_Existing_Space Heating_Natural Gas_Furnace_A_Technical Potential | F4 | Commercial | WA - Health | Existing | Space Heating | Natural Gas | Furnace | A | Incremental Energy Savings (MWh or mTherms) | Technical Potential | 0 | 0 | 0.18026 | 0.13961 | 0.15747 | 0.17634 | 0.19614 | 0.21681 | 0.23826 | 0.26045 | 0.28094 | 0.29984 | 0.3173 | 0.33341 | 0.34828 | 0.362 | 0.37468 | 0.38637 | 0.39717 | 0.37487 | 0.35548 | 0.33888 | 0.32492 | 0.31349 | 0.30446 | 0.17488 | 0.15354
F5_Commercial_WA - Health_Existing_Space Heating_Natural Gas_Furnace_A_Technical Potential | F5 | Commercial | WA - Health | Existing | Space Heating | Natural Gas | Furnace | A | Incremental Summer Peak Savings (MW) | Technical Potential | 0 | 0 | 0 | 0 | 0 | 0 | 0 | 0 | 0 | 0 | 0 | 0 | 0 | 0 | 0 | 0 | 0 | 0 | 0 | 0 | 0 | 0 | 0 | 0 | 0 | 0 | 0
F6_Commercial_WA - Health_Existing_Space Heating_Natural Gas_Furnace_A_Technical Potential | F6 | Commercial | WA - Health | Existing | Space Heating | Natural Gas | Furnace | A | Incremental Winter Peak Savings (MW) | Technical Potential | 0 | 0 | 0 | 0 | 0 | 0 | 0 | 0 | 0 | 0 | 0 | 0 | 0 | 0 | 0 | 0 | 0 | 0 | 0 | 0 | 0 | 0 | 0 | 0 | 0 | 0 | 0
F7_Commercial_WA - Health_Existing_Space Heating_Natural Gas_Furnace_A_Technical Potential | F7 | Commercial | WA - Health | Existing | Space Heating | Natural Gas | Furnace | A | Cumulative Energy Savings (MWh or mTherms) | Technical Potential | 0 | 0 | 0.18026 | 0.26244 | 0.41991 | 0.59625 | 0.79239 | 1.0092 | 1.2475 | 1.5079 | 1.7888 | 2.0887 | 2.406 | 2.7394 | 3.0877 | 3.4497 | 3.8244 | 4.2107 | 4.6079 | 4.9828 | 5.3382 | 5.6771 | 6.002 | 6.3155 | 6.62 | 6.7949 | 6.9484
F8_Commercial_WA - Health_Existing_Space Heating_Natural Gas_Furnace_A_Technical Potential | F8 | Commercial | WA - Health | Existing | Space Heating | Natural Gas | Furnace | A | Cumulative Summer Peak Savings (MW) | Technical Potential | 0 | 0 | 0 | 0 | 0 | 0 | 0 | 0 | 0 | 0 | 0 | 0 | 0 | 0 | 0 | 0 | 0 | 0 | 0 | 0 | 0 | 0 | 0 | 0 | 0 | 0 | 0
F9_Commercial_WA - Health_Existing_Space Heating_Natural Gas_Furnace_A_Technical Potential | F9 | Commercial | WA - Health | Existing | Space Heating | Natural Gas | Furnace | A | Cumulative Winter Peak Savings (MW) | Technical Potential | 0 | 0 | 0 | 0 | 0 | 0 | 0 | 0 | 0 | 0 | 0 | 0 | 0 | 0 | 0 | 0 | 0 | 0 | 0 | 0 | 0 | 0 | 0 | 0 | 0 | 0 | 0
F10_Commercial_WA - Health_Existing_Space Heating_Natural Gas_Furnace_A_Technical Potential | F10 | Commercial | WA - Health | Existing | Space Heating | Natural Gas | Furnace | A | Purchases (Incremental) | Technical Potential | 0 | 0 | 1.4803 | 1.6823 | 1.8976 | 2.125 | 2.3636 | 2.6126 | 2.8712 | 3.1386 | 3.3855 | 3.6133 | 3.8236 | 4.0178 | 4.197 | 4.3624 | 4.5151 | 4.656 | 4.7862 | 4.5174 | 4.2838 | 4.0837 | 3.9155 | 3.7778 | 3.669 | 2.1075 | 1.8503
F11_Commercial_WA - Health_Existing_Space Heating_Natural Gas_Furnace_A_Technical Potential | F11 | Commercial | WA - Health | Existing | Space Heating | Natural Gas | Furnace | A | Purchases (Cumulative) | Technical Potential | 0 | 0 | 1.4803 | 3.1626 | 5.0602 | 7.1852 | 9.5488 | 12.1615 | 15.0327 | 18.1713 | 21.5568 | 25.1701 | 28.9937 | 33.0114 | 37.2084 | 41.5708 | 46.0859 | 50.7419 | 55.5281 | 60.0455 | 64.3293 | 68.413 | 72.3285 | 76.1062 | 79.7752 | 81.8827 | 83.733
F1_Commercial_WA - Health_Existing_Space Heating_Natural Gas_Boiler_A_Technical Potential | F1 | Commercial | WA - Health | Existing | Space Heating | Natural Gas | Boiler | A | Integrated Unit Energy Savings (kWh or therms) | Technical Potential | 0 | 3064.0148 | 3052.1334 | 3052.1334 | 3052.1334 | 3052.1334 | 3052.1334 | 3052.1334 | 3052.1334 | 3052.1334 | 3052.1334 | 3052.1334 | 3052.1334 | 3052.1334 | 3052.1334 | 3052.1334 | 3052.1334 | 3052.1334 | 3052.1334 | 3052.1334 | 3052.1334 | 3052.1334 | 3052.1334 | 3052.1334 | 3052.1334 | 3052.1334 | 3052.1334
F2_Commercial_WA - Health_Existing_Space Heating_Natural Gas_Boiler_A_Technical Potential | F2 | Commercial | WA - Health | Existing | Space Heating | Natural Gas | Boiler | A | Integrated Unit Summer Peak Savings (kW) | Technical Potential | 0 | 0 | 0 | 0 | 0 | 0 | 0 | 0 | 0 | 0 | 0 | 0 | 0 | 0 | 0 | 0 | 0 | 0 | 0 | 0 | 0 | 0 | 0 | 0 | 0 | 0 | 0
F3_Commercial_WA - Health_Existing_Space Heating_Natural Gas_Boiler_A_Technical Potential | F3 | Commercial | WA - Health | Existing | Space Heating | Natural Gas | Boiler | A | Integrated Unit Winter Peak Savings (kW) | Technical Potential | 0 | 0 | 0 | 0 | 0 | 0 | 0 | 0 | 0 | 0 | 0 | 0 | 0 | 0 | 0 | 0 | 0 | 0 | 0 | 0 | 0 | 0 | 0 | 0 | 0 | 0 | 0
F4_Commercial_WA - Health_Existing_Space Heating_Natural Gas_Boiler_A_Technical Potential | F4 | Commercial | WA - Health | Existing | Space Heating | Natural Gas | Boiler | A | Incremental Energy Savings (MWh or mTherms) | Technical Potential | 0 | 0 | 30.0491 | 30.2952 | 30.5189 | 30.7223 | 30.9072 | 31.0753 | 31.2281 | 31.367 | 31.4933 | 31.6081 | 31.7125 | 31.8074 | 31.8936 | 31.9721 | 32.0433 | 32.1081 | 32.1671 | 32.2206 | 32.2693 | 32.3136 | 32.0831 | 31.8982 | 31.7525 | 31.6403 | 31.5569
F5_Commercial_WA - Health_Existing_Space Heating_Natural Gas_Boiler_A_Technical Potential | F5 | Commercial | WA - Health | Existing | Space Heating | Natural Gas | Boiler | A | Incremental Summer Peak Savings (MW) | Technical Potential | 0 | 0 | 0 | 0 | 0 | 0 | 0 | 0 | 0 | 0 | 0 | 0 | 0 | 0 | 0 | 0 | 0 | 0 | 0 | 0 | 0 | 0 | 0 | 0 | 0 | 0 | 0
F6_Commercial_WA - Health_Existing_Space Heating_Natural Gas_Boiler_A_Technical Potential | F6 | Commercial | WA - Health | Existing | Space Heating | Natural Gas | Boiler | A | Incremental Winter Peak Savings (MW) | Technical Potential | 0 | 0 | 0 | 0 | 0 | 0 | 0 | 0 | 0 | 0 | 0 | 0 | 0 | 0 | 0 | 0 | 0 | 0 | 0 | 0 | 0 | 0 | 0 | 0 | 0 | 0 | 0
F7_Commercial_WA - Health_Existing_Space Heating_Natural Gas_Boiler_A_Technical Potential | F7 | Commercial | WA - Health | Existing | Space Heating | Natural Gas | Boiler | A | Cumulative Energy Savings (MWh or mTherms) | Technical Potential | 0 | 0 | 30.0491 | 60.3443 | 90.8632 | 121.5855 | 152.4927 | 183.568 | 214.7961 | 246.1631 | 277.6564 | 309.2646 | 340.9771 | 372.7844 | 404.6781 | 436.6501 | 468.6935 | 500.8016 | 532.9687 | 565.1893 | 597.4586 | 629.7722 | 661.8553 | 693.7535 | 725.5059 | 757.1462 | 788.7031
F8_Commercial_WA - Health_Existing_Space Heating_Natural Gas_Boiler_A_Technical Potential | F8 | Commercial | WA - Health | Existing | Space Heating | Natural Gas | Boiler | A | Cumulative Summer Peak Savings (MW) | Technical Potential | 0 | 0 | 0 | 0 | 0 | 0 | 0 | 0 | 0 | 0 | 0 | 0 | 0 | 0 | 0 | 0 | 0 | 0 | 0 | 0 | 0 | 0 | 0 | 0 | 0 | 0 | 0
F9_Commercial_WA - Health_Existing_Space Heating_Natural Gas_Boiler_A_Technical Potential | F9 | Commercial | WA - Health | Existing | Space Heating | Natural Gas | Boiler | A | Cumulative Winter Peak Savings (MW) | Technical Potential | 0 | 0 | 0 | 0 | 0 | 0 | 0 | 0 | 0 | 0 | 0 | 0 | 0 | 0 | 0 | 0 | 0 | 0 | 0 | 0 | 0 | 0 | 0 | 0 | 0 | 0 | 0
F10_Commercial_WA - Health_Existing_Space Heating_Natural Gas_Boiler_A_Technical Potential | F10 | Commercial | WA - Health | Existing | Space Heating | Natural Gas | Boiler | A | Purchases (Incremental) | Technical Potential | 0 | 0 | 9.8453 | 9.9259 | 9.9992 | 10.0658 | 10.1264 | 10.1815 | 10.2316 | 10.2771 | 10.3185 | 10.3561 | 10.3903 | 10.4214 | 10.4496 | 10.4753 | 10.4987 | 10.5199 | 10.5392 | 10.5568 | 10.5727 | 10.5872 | 10.5117 | 10.4511 | 10.4034 | 10.3666 | 10.3393
F11_Commercial_WA - Health_Existing_Space Heating_Natural Gas_Boiler_A_Technical Potential | F11 | Commercial | WA - Health | Existing | Space Heating | Natural Gas | Boiler | A | Purchases (Cumulative) | Technical Potential | 0 | 0 | 9.8453 | 19.7712 | 29.7704 | 39.8362 | 49.9627 | 60.1442 | 70.3757 | 80.6528 | 90.9713 | 101.3273 | 111.7176 | 122.139 | 132.5886 | 143.0639 | 153.5626 | 164.0825 | 174.6217 | 185.1784 | 195.7511 | 206.3383 | 216.85 | 227.3012 | 237.7045 | 248.0711 | 258.4104
F1_Commercial_WA - Health_Existing_Space Heating_Natural Gas_Unit Heater_A_Technical Potential | F1 | Commercial | WA - Health | Existing | Space Heating | Natural Gas | Unit Heater | A | Integrated Unit Energy Savings (kWh or therms) | Technical Potential | 0 | 0 | 0 | 0 | 0 | 0 | 0 | 0 | 0 | 0 | 0 | 0 | 0 | 0 | 0 | 0 | 0 | 0 | 0 | 0 | 0 | 0 | 0 | 0 | 0 | 0 | 0
F2_Commercial_WA - Health_Existing_Space Heating_Natural Gas_Unit Heater_A_Technical Potential | F2 | Commercial | WA - Health | Existing | Space Heating | Natural Gas | Unit Heater | A | Integrated Unit Summer Peak Savings (kW) | Technical Potential | 0 | 0 | 0 | 0 | 0 | 0 | 0 | 0 | 0 | 0 | 0 | 0 | 0 | 0 | 0 | 0 | 0 | 0 | 0 | 0 | 0 | 0 | 0 | 0 | 0 | 0 | 0
F3_Commercial_WA - Health_Existing_Space Heating_Natural Gas_Unit Heater_A_Technical Potential | F3 | Commercial | WA - Health | Existing | Space Heating | Natural Gas | Unit Heater | A | Integrated Unit Winter Peak Savings (kW) | Technical Potential | 0 | 0 | 0 | 0 | 0 | 0 | 0 | 0 | 0 | 0 | 0 | 0 | 0 | 0 | 0 | 0 | 0 | 0 | 0 | 0 | 0 | 0 | 0 | 0 | 0 | 0 | 0
F4_Commercial_WA - Health_Existing_Space Heating_Natural Gas_Unit Heater_A_Technical Potential | F4 | Commercial | WA - Health | Existing | Space Heating | Natural Gas | Unit Heater | A | Incremental Energy Savings (MWh or mTherms) | Technical Potential | 0 | 0 | 0 | 0 | 0 | 0 | 0 | 0 | 0 | 0 | 0 | 0 | 0 | 0 | 0 | 0 | 0 | 0 | 0 | 0 | 0 | 0 | 0 | 0 | 0 | 0 | 0
F5_Commercial_WA - Health_Existing_Space Heating_Natural Gas_Unit Heater_A_Technical Potential | F5 | Commercial | WA - Health | Existing | Space Heating | Natural Gas | Unit Heater | A | Incremental Summer Peak Savings (MW) | Technical Potential | 0 | 0 | 0 | 0 | 0 | 0 | 0 | 0 | 0 | 0 | 0 | 0 | 0 | 0 | 0 | 0 | 0 | 0 | 0 | 0 | 0 | 0 | 0 | 0 | 0 | 0 | 0
F6_Commercial_WA - Health_Existing_Space Heating_Natural Gas_Unit Heater_A_Technical Potential | F6 | Commercial | WA - Health | Existing | Space Heating | Natural Gas | Unit Heater | A | Incremental Winter Peak Savings (MW) | Technical Potential | 0 | 0 | 0 | 0 | 0 | 0 | 0 | 0 | 0 | 0 | 0 | 0 | 0 | 0 | 0 | 0 | 0 | 0 | 0 | 0 | 0 | 0 | 0 | 0 | 0 | 0 | 0
F7_Commercial_WA - Health_Existing_Space Heating_Natural Gas_Unit Heater_A_Technical Potential | F7 | Commercial | WA - Health | Existing | Space Heating | Natural Gas | Unit Heater | A | Cumulative Energy Savings (MWh or mTherms) | Technical Potential | 0 | 0 | 0 | 0 | 0 | 0 | 0 | 0 | 0 | 0 | 0 | 0 | 0 | 0 | 0 | 0 | 0 | 0 | 0 | 0 | 0 | 0 | 0 | 0 | 0 | 0 | 0
F8_Commercial_WA - Health_Existing_Space Heating_Natural Gas_Unit Heater_A_Technical Potential | F8 | Commercial | WA - Health | Existing | Space Heating | Natural Gas | Unit Heater | A | Cumulative Summer Peak Savings (MW) | Technical Potential | 0 | 0 | 0 | 0 | 0 | 0 | 0 | 0 | 0 | 0 | 0 | 0 | 0 | 0 | 0 | 0 | 0 | 0 | 0 | 0 | 0 | 0 | 0 | 0 | 0 | 0 | 0
F9_Commercial_WA - Health_Existing_Space Heating_Natural Gas_Unit Heater_A_Technical Potential | F9 | Commercial | WA - Health | Existing | Space Heating | Natural Gas | Unit Heater | A | Cumulative Winter Peak Savings (MW) | Technical Potential | 0 | 0 | 0 | 0 | 0 | 0 | 0 | 0 | 0 | 0 | 0 | 0 | 0 | 0 | 0 | 0 | 0 | 0 | 0 | 0 | 0 | 0 | 0 | 0 | 0 | 0 | 0
F10_Commercial_WA - Health_Existing_Space Heating_Natural Gas_Unit Heater_A_Technical Potential | F10 | Commercial | WA - Health | Existing | Space Heating | Natural Gas | Unit Heater | A | Purchases (Incremental) | Technical Potential | 0 | 0 | 0 | 0 | 0 | 0 | 0 | 0 | 0 | 0 | 0 | 0 | 0 | 0 | 0 | 0 | 0 | 0 | 0 | 0 | 0 | 0 | 0 | 0 | 0 | 0 | 0
F11_Commercial_WA - Health_Existing_Space Heating_Natural Gas_Unit Heater_A_Technical Potential | F11 | Commercial | WA - Health | Existing | Space Heating | Natural Gas | Unit Heater | A | Purchases (Cumulative) | Technical Potential | 0 | 0 | 0 | 0 | 0 | 0 | 0 | 0 | 0 | 0 | 0 | 0 | 0 | 0 | 0 | 0 | 0 | 0 | 0 | 0 | 0 | 0 | 0 | 0 | 0 | 0 | 0
F1_Commercial_WA - Health_Existing_Water Heating_Natural Gas_Water Heater_A_Technical Potential | F1 | Commercial | WA - Health | Existing | Water Heating | Natural Gas | Water Heater | A | Integrated Unit Energy Savings (kWh or therms) | Technical Potential | 0 | 2.8505 | 6.0949 | 6.0949 | 6.0949 | 6.0949 | 6.0949 | 6.0949 | 6.0949 | 6.0949 | 6.0949 | 6.0949 | 6.0949 | 6.0949 | 6.0949 | 6.0949 | 6.0949 | 6.0949 | 6.0949 | 6.0949 | 6.0949 | 6.0949 | 6.0949 | 6.0949 | 6.0949 | 6.0949 | 6.0949
F2_Commercial_WA - Health_Existing_Water Heating_Natural Gas_Water Heater_A_Technical Potential | F2 | Commercial | WA - Health | Existing | Water Heating | Natural Gas | Water Heater | A | Integrated Unit Summer Peak Savings (kW) | Technical Potential | 0 | 0 | 0 | 0 | 0 | 0 | 0 | 0 | 0 | 0 | 0 | 0 | 0 | 0 | 0 | 0 | 0 | 0 | 0 | 0 | 0 | 0 | 0 | 0 | 0 | 0 | 0
F3_Commercial_WA - Health_Existing_Water Heating_Natural Gas_Water Heater_A_Technical Potential | F3 | Commercial | WA - Health | Existing | Water Heating | Natural Gas | Water Heater | A | Integrated Unit Winter Peak Savings (kW) | Technical Potential | 0 | 0 | 0 | 0 | 0 | 0 | 0 | 0 | 0 | 0 | 0 | 0 | 0 | 0 | 0 | 0 | 0 | 0 | 0 | 0 | 0 | 0 | 0 | 0 | 0 | 0 | 0
F4_Commercial_WA - Health_Existing_Water Heating_Natural Gas_Water Heater_A_Technical Potential | F4 | Commercial | WA - Health | Existing | Water Heating | Natural Gas | Water Heater | A | Incremental Energy Savings (MWh or mTherms) | Technical Potential | 0 | 0 | 23.8214 | 22.6664 | 21.7425 | 21.0033 | 20.4119 | 19.9388 | 19.5604 | 19.2576 | 20.4591 | 21.1316 | 0 | 0 | 0 | 6.8223 | 5.4578 | 4.3663 | 3.493 | 3.0832 | 1.4848 | 0.58725 | 0 | 0 | 1.3066 | 0 | 0
F5_Commercial_WA - Health_Existing_Water Heating_Natural Gas_Water Heater_A_Technical Potential | F5 | Commercial | WA - Health | Existing | Water Heating | Natural Gas | Water Heater | A | Incremental Summer Peak Savings (MW) | Technical Potential | 0 | 0 | 0 | 0 | 0 | 0 | 0 | 0 | 0 | 0 | 0 | 0 | 0 | 0 | 0 | 0 | 0 | 0 | 0 | 0 | 0 | 0 | 0 | 0 | 0 | 0 | 0
F6_Commercial_WA - Health_Existing_Water Heating_Natural Gas_Water Heater_A_Technical Potential | F6 | Commercial | WA - Health | Existing | Water Heating | Natural Gas | Water Heater | A | Incremental Winter Peak Savings (MW) | Technical Potential | 0 | 0 | 0 | 0 | 0 | 0 | 0 | 0 | 0 | 0 | 0 | 0 | 0 | 0 | 0 | 0 | 0 | 0 | 0 | 0 | 0 | 0 | 0 | 0 | 0 | 0 | 0
F7_Commercial_WA - Health_Existing_Water Heating_Natural Gas_Water Heater_A_Technical Potential | F7 | Commercial | WA - Health | Existing | Water Heating | Natural Gas | Water Heater | A | Cumulative Energy Savings (MWh or mTherms) | Technical Potential | 0 | 0 | 23.8214 | 46.4878 | 68.2303 | 89.2336 | 109.6455 | 129.5843 | 149.1447 | 168.4023 | 188.8614 | 209.993 | 209.993 | 209.993 | 209.993 | 216.8153 | 222.2732 | 226.6394 | 230.1325 | 233.2156 | 234.7004 | 235.2877 | 235.2877 | 235.2877 | 236.5943 | 236.5943 | 236.5943
F8_Commercial_WA - Health_Existing_Water Heating_Natural Gas_Water Heater_A_Technical Potential | F8 | Commercial | WA - Health | Existing | Water Heating | Natural Gas | Water Heater | A | Cumulative Summer Peak Savings (MW) | Technical Potential | 0 | 0 | 0 | 0 | 0 | 0 | 0 | 0 | 0 | 0 | 0 | 0 | 0 | 0 | 0 | 0 | 0 | 0 | 0 | 0 | 0 | 0 | 0 | 0 | 0 | 0 | 0
F9_Commercial_WA - Health_Existing_Water Heating_Natural Gas_Water Heater_A_Technical Potential | F9 | Commercial | WA - Health | Existing | Water Heating | Natural Gas | Water Heater | A | Cumulative Winter Peak Savings (MW) | Technical Potential | 0 | 0 | 0 | 0 | 0 | 0 | 0 | 0 | 0 | 0 | 0 | 0 | 0 | 0 | 0 | 0 | 0 | 0 | 0 | 0 | 0 | 0 | 0 | 0 | 0 | 0 | 0
F10_Commercial_WA - Health_Existing_Water Heating_Natural Gas_Water Heater_A_Technical Potential | F10 | Commercial | WA - Health | Existing | Water Heating | Natural Gas | Water Heater | A | Purchases (Incremental) | Technical Potential | 0 | 0 | 3908.4058 | 3718.9073 | 3567.3086 | 3446.0295 | 3349.0063 | 3271.3878 | 3209.2929 | 3159.617 | 3356.7494 | 3467.0807 | 0 | 0 | 0 | 1119.3443 | 895.4754 | 716.3803 | 573.1043 | 505.858 | 243.6127 | 96.351 | 0 | 0 | 214.3768 | 0 | 0
F11_Commercial_WA - Health_Existing_Water Heating_Natural Gas_Water Heater_A_Technical Potential | F11 | Commercial | WA - Health | Existing | Water Heating | Natural Gas | Water Heater | A | Purchases (Cumulative) | Technical Potential | 0 | 0 | 3908.4058 | 7627.3131 | 11194.6217 | 14640.6513 | 17989.6576 | 21261.0454 | 24470.3383 | 27629.9553 | 30986.7047 | 34453.7854 | 34453.7854 | 34453.7854 | 34453.7854 | 35573.1296 | 36468.6051 | 37184.9854 | 37758.0897 | 38263.9477 | 38507.5605 | 38603.9114 | 38603.9114 | 38603.9114 | 38818.2882 | 38818.2882 | 38818.2882
F1_Commercial_WA - Health_Existing_Food Preparation_Natural Gas_Oven_A_Technical Potential | F1 | Commercial | WA - Health | Existing | Food Preparation | Natural Gas | Oven | A | Integrated Unit Energy Savings (kWh or therms) | Technical Potential | 0 | 106.6752 | 106.6752 | 106.6752 | 106.6752 | 106.6752 | 106.6752 | 106.6752 | 106.6752 | 106.6752 | 106.6752 | 106.6752 | 106.6752 | 106.6752 | 106.6752 | 106.6752 | 106.6752 | 106.6752 | 106.6752 | 106.6752 | 106.6752 | 106.6752 | 106.6752 | 106.6752 | 106.6752 | 106.6752 | 106.6752
F2_Commercial_WA - Health_Existing_Food Preparation_Natural Gas_Oven_A_Technical Potential | F2 | Commercial | WA - Health | Existing | Food Preparation | Natural Gas | Oven | A | Integrated Unit Summer Peak Savings (kW) | Technical Potential | 0 | 0 | 0 | 0 | 0 | 0 | 0 | 0 | 0 | 0 | 0 | 0 | 0 | 0 | 0 | 0 | 0 | 0 | 0 | 0 | 0 | 0 | 0 | 0 | 0 | 0 | 0
F3_Commercial_WA - Health_Existing_Food Preparation_Natural Gas_Oven_A_Technical Potential | F3 | Commercial | WA - Health | Existing | Food Preparation | Natural Gas | Oven | A | Integrated Unit Winter Peak Savings (kW) | Technical Potential | 0 | 0 | 0 | 0 | 0 | 0 | 0 | 0 | 0 | 0 | 0 | 0 | 0 | 0 | 0 | 0 | 0 | 0 | 0 | 0 | 0 | 0 | 0 | 0 | 0 | 0 | 0
F4_Commercial_WA - Health_Existing_Food Preparation_Natural Gas_Oven_A_Technical Potential | F4 | Commercial | WA - Health | Existing | Food Preparation | Natural Gas | Oven | A | Incremental Energy Savings (MWh or mTherms) | Technical Potential | 0 | 0 | 0.03161 | 0.048702 | 0.06823 | 0.083852 | 0.09635 | 0.10635 | 0.11435 | 0.12075 | 0.12586 | 0.12996 | 0.10748 | 0.092306 | 0.051975 | 0.031812 | 0.012952 | 0.0049667 | 0 | 0 | 0 | 0 | 0 | 0 | 0.012206 | 0.021838 | 0.025174
F5_Commercial_WA - Health_Existing_Food Preparation_Natural Gas_Oven_A_Technical Potential | F5 | Commercial | WA - Health | Existing | Food Preparation | Natural Gas | Oven | A | Incremental Summer Peak Savings (MW) | Technical Potential | 0 | 0 | 0 | 0 | 0 | 0 | 0 | 0 | 0 | 0 | 0 | 0 | 0 | 0 | 0 | 0 | 0 | 0 | 0 | 0 | 0 | 0 | 0 | 0 | 0 | 0 | 0
F6_Commercial_WA - Health_Existing_Food Preparation_Natural Gas_Oven_A_Technical Potential | F6 | Commercial | WA - Health | Existing | Food Preparation | Natural Gas | Oven | A | Incremental Winter Peak Savings (MW) | Technical Potential | 0 | 0 | 0 | 0 | 0 | 0 | 0 | 0 | 0 | 0 | 0 | 0 | 0 | 0 | 0 | 0 | 0 | 0 | 0 | 0 | 0 | 0 | 0 | 0 | 0 | 0 | 0
F7_Commercial_WA - Health_Existing_Food Preparation_Natural Gas_Oven_A_Technical Potential | F7 | Commercial | WA - Health | Existing | Food Preparation | Natural Gas | Oven | A | Cumulative Energy Savings (MWh or mTherms) | Technical Potential | 0 | 0 | 0.03161 | 0.080312 | 0.14854 | 0.23239 | 0.32874 | 0.43509 | 0.54944 | 0.67018 | 0.79605 | 0.92601 | 1.0335 | 1.1258 | 1.1778 | 1.2096 | 1.2225 | 1.2275 | 1.2275 | 1.2275 | 1.2275 | 1.2275 | 1.2275 | 1.2275 | 1.2397 | 1.2615 | 1.2867
F8_Commercial_WA - Health_Existing_Food Preparation_Natural Gas_Oven_A_Technical Potential | F8 | Commercial | WA - Health | Existing | Food Preparation | Natural Gas | Oven | A | Cumulative Summer Peak Savings (MW) | Technical Potential | 0 | 0 | 0 | 0 | 0 | 0 | 0 | 0 | 0 | 0 | 0 | 0 | 0 | 0 | 0 | 0 | 0 | 0 | 0 | 0 | 0 | 0 | 0 | 0 | 0 | 0 | 0
F9_Commercial_WA - Health_Existing_Food Preparation_Natural Gas_Oven_A_Technical Potential | F9 | Commercial | WA - Health | Existing | Food Preparation | Natural Gas | Oven | A | Cumulative Winter Peak Savings (MW) | Technical Potential | 0 | 0 | 0 | 0 | 0 | 0 | 0 | 0 | 0 | 0 | 0 | 0 | 0 | 0 | 0 | 0 | 0 | 0 | 0 | 0 | 0 | 0 | 0 | 0 | 0 | 0 | 0
F10_Commercial_WA - Health_Existing_Food Preparation_Natural Gas_Oven_A_Technical Potential | F10 | Commercial | WA - Health | Existing | Food Preparation | Natural Gas | Oven | A | Purchases (Incremental) | Technical Potential | 0 | 0 | 0.29632 | 0.45655 | 0.6396 | 0.78605 | 0.9032 | 0.99693 | 1.0719 | 1.1319 | 1.1799 | 1.2183 | 1.0075 | 0.8653 | 0.48723 | 0.29821 | 0.12141 | 0.046559 | 0 | 0 | 0 | 0 | 0 | 0 | 0.11443 | 0.20471 | 0.23599
F11_Commercial_WA - Health_Existing_Food Preparation_Natural Gas_Oven_A_Technical Potential | F11 | Commercial | WA - Health | Existing | Food Preparation | Natural Gas | Oven | A | Purchases (Cumulative) | Technical Potential | 0 | 0 | 0.29632 | 0.75286 | 1.3925 | 2.1785 | 3.0817 | 4.0786 | 5.1506 | 6.2824 | 7.4623 | 8.6806 | 9.6881 | 10.5534 | 11.0407 | 11.3389 | 11.4603 | 11.5069 | 11.5069 | 11.5069 | 11.5069 | 11.5069 | 11.5069 | 11.5069 | 11.6213 | 11.826 | 12.062
F1_Commercial_WA - Health_Existing_Food Preparation_Natural Gas_Conveyor Oven_A_Technical Potential | F1 | Commercial | WA - Health | Existing | Food Preparation | Natural Gas | Conveyor Oven | A | Integrated Unit Energy Savings (kWh or therms) | Technical Potential | 0 | 0 | 0 | 0 | 0 | 692.0657 | 692.0657 | 692.0657 | 692.0657 | 692.0657 | 692.0657 | 692.0657 | 692.0657 | 692.0657 | 692.0657 | 692.0657 | 692.0657 | 692.0657 | 692.0657 | 692.0657 | 692.0657 | 692.0657 | 692.0657 | 692.0657 | 692.0657 | 692.0657 | 692.0657
F2_Commercial_WA - Health_Existing_Food Preparation_Natural Gas_Conveyor Oven_A_Technical Potential | F2 | Commercial | WA - Health | Existing | Food Preparation | Natural Gas | Conveyor Oven | A | Integrated Unit Summer Peak Savings (kW) | Technical Potential | 0 | 0 | 0 | 0 | 0 | 0 | 0 | 0 | 0 | 0 | 0 | 0 | 0 | 0 | 0 | 0 | 0 | 0 | 0 | 0 | 0 | 0 | 0 | 0 | 0 | 0 | 0
F3_Commercial_WA - Health_Existing_Food Preparation_Natural Gas_Conveyor Oven_A_Technical Potential | F3 | Commercial | WA - Health | Existing | Food Preparation | Natural Gas | Conveyor Oven | A | Integrated Unit Winter Peak Savings (kW) | Technical Potential | 0 | 0 | 0 | 0 | 0 | 0 | 0 | 0 | 0 | 0 | 0 | 0 | 0 | 0 | 0 | 0 | 0 | 0 | 0 | 0 | 0 | 0 | 0 | 0 | 0 | 0 | 0
F4_Commercial_WA - Health_Existing_Food Preparation_Natural Gas_Conveyor Oven_A_Technical Potential | F4 | Commercial | WA - Health | Existing | Food Preparation | Natural Gas | Conveyor Oven | A | Incremental Energy Savings (MWh or mTherms) | Technical Potential | 0 | 0 | 0 | 0 | 0 | 0.0097764 | 0.027374 | 0.051228 | 0.080088 | 0.11295 | 0.13924 | 0.16028 | 0.1771 | 0.19057 | 0.20133 | 0.20995 | 0.21684 | 0.17347 | 0.13878 | 0.11102 | 0.088818 | 0.07301 | 0.054106 | 0.033978 | 0.013871 | 0 | 0
F5_Commercial_WA - Health_Existing_Food Preparation_Natural Gas_Conveyor Oven_A_Technical Potential | F5 | Commercial | WA - Health | Existing | Food Preparation | Natural Gas | Conveyor Oven | A | Incremental Summer Peak Savings (MW) | Technical Potential | 0 | 0 | 0 | 0 | 0 | 0 | 0 | 0 | 0 | 0 | 0 | 0 | 0 | 0 | 0 | 0 | 0 | 0 | 0 | 0 | 0 | 0 | 0 | 0 | 0 | 0 | 0
F6_Commercial_WA - Health_Existing_Food Preparation_Natural Gas_Conveyor Oven_A_Technical Potential | F6 | Commercial | WA - Health | Existing | Food Preparation | Natural Gas | Conveyor Oven | A | Incremental Winter Peak Savings (MW) | Technical Potential | 0 | 0 | 0 | 0 | 0 | 0 | 0 | 0 | 0 | 0 | 0 | 0 | 0 | 0 | 0 | 0 | 0 | 0 | 0 | 0 | 0 | 0 | 0 | 0 | 0 | 0 | 0
F7_Commercial_WA - Health_Existing_Food Preparation_Natural Gas_Conveyor Oven_A_Technical Potential | F7 | Commercial | WA - Health | Existing | Food Preparation | Natural Gas | Conveyor Oven | A | Cumulative Energy Savings (MWh or mTherms) | Technical Potential | 0 | 0 | 0 | 0 | 0 | 0.0097764 | 0.03715 | 0.088379 | 0.16847 | 0.28142 | 0.42066 | 0.58094 | 0.75805 | 0.94861 | 1.1499 | 1.3599 | 1.5767 | 1.7502 | 1.889 | 2 | 2.0888 | 2.1618 | 2.2159 | 2.2499 | 2.2638 | 2.2638 | 2.2638
F8_Commercial_WA - Health_Existing_Food Preparation_Natural Gas_Conveyor Oven_A_Technical Potential | F8 | Commercial | WA - Health | Existing | Food Preparation | Natural Gas | Conveyor Oven | A | Cumulative Summer Peak Savings (MW) | Technical Potential | 0 | 0 | 0 | 0 | 0 | 0 | 0 | 0 | 0 | 0 | 0 | 0 | 0 | 0 | 0 | 0 | 0 | 0 | 0 | 0 | 0 | 0 | 0 | 0 | 0 | 0 | 0
F9_Commercial_WA - Health_Existing_Food Preparation_Natural Gas_Conveyor Oven_A_Technical Potential | F9 | Commercial | WA - Health | Existing | Food Preparation | Natural Gas | Conveyor Oven | A | Cumulative Winter Peak Savings (MW) | Technical Potential | 0 | 0 | 0 | 0 | 0 | 0 | 0 | 0 | 0 | 0 | 0 | 0 | 0 | 0 | 0 | 0 | 0 | 0 | 0 | 0 | 0 | 0 | 0 | 0 | 0 | 0 | 0
F10_Commercial_WA - Health_Existing_Food Preparation_Natural Gas_Conveyor Oven_A_Technical Potential | F10 | Commercial | WA - Health | Existing | Food Preparation | Natural Gas | Conveyor Oven | A | Purchases (Incremental) | Technical Potential | 0 | 0 | 0 | 0 | 0 | 0.014126 | 0.039554 | 0.074022 | 0.11572 | 0.16321 | 0.2012 | 0.23159 | 0.25591 | 0.27536 | 0.29092 | 0.30337 | 0.31333 | 0.25066 | 0.20053 | 0.16042 | 0.12834 | 0.1055 | 0.078181 | 0.049096 | 0.020043 | 0 | 0
F11_Commercial_WA - Health_Existing_Food Preparation_Natural Gas_Conveyor Oven_A_Technical Potential | F11 | Commercial | WA - Health | Existing | Food Preparation | Natural Gas | Conveyor Oven | A | Purchases (Cumulative) | Technical Potential | 0 | 0 | 0 | 0 | 0 | 0.014126 | 0.05368 | 0.1277 | 0.24343 | 0.40664 | 0.60784 | 0.83943 | 1.0953 | 1.3707 | 1.6616 | 1.965 | 2.2783 | 2.529 | 2.7295 | 2.8899 | 3.0183 | 3.1237 | 3.2019 | 3.251 | 3.2711 | 3.2711 | 3.2711
F1_Commercial_WA - Health_Existing_Food Preparation_Natural Gas_Double Rack Oven_A_Technical Potential | F1 | Commercial | WA - Health | Existing | Food Preparation | Natural Gas | Double Rack Oven | A | Integrated Unit Energy Savings (kWh or therms) | Technical Potential | 0 | 1621.62 | 1621.62 | 1621.62 | 1621.62 | 1621.62 | 1621.62 | 1621.62 | 1621.62 | 1621.62 | 1621.62 | 1621.62 | 1621.62 | 1621.62 | 1621.62 | 1621.62 | 1621.62 | 1621.62 | 1621.62 | 1621.62 | 1621.62 | 1621.62 | 1621.62 | 1621.62 | 1621.62 | 1621.62 | 1621.62
F2_Commercial_WA - Health_Existing_Food Preparation_Natural Gas_Double Rack Oven_A_Technical Potential | F2 | Commercial | WA - Health | Existing | Food Preparation | Natural Gas | Double Rack Oven | A | Integrated Unit Summer Peak Savings (kW) | Technical Potential | 0 | 0 | 0 | 0 | 0 | 0 | 0 | 0 | 0 | 0 | 0 | 0 | 0 | 0 | 0 | 0 | 0 | 0 | 0 | 0 | 0 | 0 | 0 | 0 | 0 | 0 | 0
F3_Commercial_WA - Health_Existing_Food Preparation_Natural Gas_Double Rack Oven_A_Technical Potential | F3 | Commercial | WA - Health | Existing | Food Preparation | Natural Gas | Double Rack Oven | A | Integrated Unit Winter Peak Savings (kW) | Technical Potential | 0 | 0 | 0 | 0 | 0 | 0 | 0 | 0 | 0 | 0 | 0 | 0 | 0 | 0 | 0 | 0 | 0 | 0 | 0 | 0 | 0 | 0 | 0 | 0 | 0 | 0 | 0
F4_Commercial_WA - Health_Existing_Food Preparation_Natural Gas_Double Rack Oven_A_Technical Potential | F4 | Commercial | WA - Health | Existing | Food Preparation | Natural Gas | Double Rack Oven | A | Incremental Energy Savings (MWh or mTherms) | Technical Potential | 0 | 0 | 0.22023 | 0.27505 | 0.32377 | 0.36708 | 0.40558 | 0.4398 | 0.47021 | 0.49725 | 0.45962 | 0.43302 | 0.41547 | 0.40528 | 0.1808 | 0.12649 | 0.082021 | 0.04587 | 0.016739 | 0.035495 | 0.01937 | 0.00097689 | 0.043285 | 0.071902 | 0.089822 | 0.099493 | 0.1029
F5_Commercial_WA - Health_Existing_Food Preparation_Natural Gas_Double Rack Oven_A_Technical Potential | F5 | Commercial | WA - Health | Existing | Food Preparation | Natural Gas | Double Rack Oven | A | Incremental Summer Peak Savings (MW) | Technical Potential | 0 | 0 | 0 | 0 | 0 | 0 | 0 | 0 | 0 | 0 | 0 | 0 | 0 | 0 | 0 | 0 | 0 | 0 | 0 | 0 | 0 | 0 | 0 | 0 | 0 | 0 | 0
F6_Commercial_WA - Health_Existing_Food Preparation_Natural Gas_Double Rack Oven_A_Technical Potential | F6 | Commercial | WA - Health | Existing | Food Preparation | Natural Gas | Double Rack Oven | A | Incremental Winter Peak Savings (MW) | Technical Potential | 0 | 0 | 0 | 0 | 0 | 0 | 0 | 0 | 0 | 0 | 0 | 0 | 0 | 0 | 0 | 0 | 0 | 0 | 0 | 0 | 0 | 0 | 0 | 0 | 0 | 0 | 0
F7_Commercial_WA - Health_Existing_Food Preparation_Natural Gas_Double Rack Oven_A_Technical Potential | F7 | Commercial | WA - Health | Existing | Food Preparation | Natural Gas | Double Rack Oven | A | Cumulative Energy Savings (MWh or mTherms) | Technical Potential | 0 | 0 | 0.22023 | 0.49528 | 0.81905 | 1.1861 | 1.5917 | 2.0315 | 2.5017 | 2.999 | 3.4586 | 3.8916 | 4.3071 | 4.7124 | 4.8932 | 5.0196 | 5.1017 | 5.1475 | 5.1643 | 5.1998 | 5.2191 | 5.2201 | 5.2634 | 5.3353 | 5.4251 | 5.5246 | 5.6275
F8_Commercial_WA - Health_Existing_Food Preparation_Natural Gas_Double Rack Oven_A_Technical Potential | F8 | Commercial | WA - Health | Existing | Food Preparation | Natural Gas | Double Rack Oven | A | Cumulative Summer Peak Savings (MW) | Technical Potential | 0 | 0 | 0 | 0 | 0 | 0 | 0 | 0 | 0 | 0 | 0 | 0 | 0 | 0 | 0 | 0 | 0 | 0 | 0 | 0 | 0 | 0 | 0 | 0 | 0 | 0 | 0
F9_Commercial_WA - Health_Existing_Food Preparation_Natural Gas_Double Rack Oven_A_Technical Potential | F9 | Commercial | WA - Health | Existing | Food Preparation | Natural Gas | Double Rack Oven | A | Cumulative Winter Peak Savings (MW) | Technical Potential | 0 | 0 | 0 | 0 | 0 | 0 | 0 | 0 | 0 | 0 | 0 | 0 | 0 | 0 | 0 | 0 | 0 | 0 | 0 | 0 | 0 | 0 | 0 | 0 | 0 | 0 | 0
F10_Commercial_WA - Health_Existing_Food Preparation_Natural Gas_Double Rack Oven_A_Technical Potential | F10 | Commercial | WA - Health | Existing | Food Preparation | Natural Gas | Double Rack Oven | A | Purchases (Incremental) | Technical Potential | 0 | 0 | 0.13581 | 0.16961 | 0.19966 | 0.22637 | 0.25011 | 0.27121 | 0.28997 | 0.30664 | 0.28343 | 0.26703 | 0.25621 | 0.24992 | 0.11149 | 0.078004 | 0.05058 | 0.028286 | 0.010323 | 0.021888 | 0.011945 | 0.00060242 | 0.026692 | 0.044339 | 0.055391 | 0.061354 | 0.063456
F11_Commercial_WA - Health_Existing_Food Preparation_Natural Gas_Double Rack Oven_A_Technical Potential | F11 | Commercial | WA - Health | Existing | Food Preparation | Natural Gas | Double Rack Oven | A | Purchases (Cumulative) | Technical Potential | 0 | 0 | 0.13581 | 0.30542 | 0.50508 | 0.73145 | 0.98155 | 1.2528 | 1.5427 | 1.8494 | 2.1328 | 2.3998 | 2.656 | 2.906 | 3.0174 | 3.0955 | 3.146 | 3.1743 | 3.1846 | 3.2065 | 3.2185 | 3.2191 | 3.2458 | 3.2901 | 3.3455 | 3.4069 | 3.4703
F1_Commercial_WA - Health_Existing_Food Preparation_Natural Gas_Fryer_A_Technical Potential | F1 | Commercial | WA - Health | Existing | Food Preparation | Natural Gas | Fryer | A | Integrated Unit Energy Savings (kWh or therms) | Technical Potential | 0 | 395.2691 | 395.2691 | 395.2691 | 395.2691 | 395.2691 | 395.2691 | 395.2691 | 395.2691 | 395.2691 | 395.2691 | 395.2691 | 395.2691 | 395.2691 | 395.2691 | 395.2691 | 395.2691 | 395.2691 | 395.2691 | 395.2691 | 395.2691 | 395.2691 | 395.2691 | 395.2691 | 395.2691 | 395.2691 | 395.2691
F2_Commercial_WA - Health_Existing_Food Preparation_Natural Gas_Fryer_A_Technical Potential | F2 | Commercial | WA - Health | Existing | Food Preparation | Natural Gas | Fryer | A | Integrated Unit Summer Peak Savings (kW) | Technical Potential | 0 | 0 | 0 | 0 | 0 | 0 | 0 | 0 | 0 | 0 | 0 | 0 | 0 | 0 | 0 | 0 | 0 | 0 | 0 | 0 | 0 | 0 | 0 | 0 | 0 | 0 | 0
F3_Commercial_WA - Health_Existing_Food Preparation_Natural Gas_Fryer_A_Technical Potential | F3 | Commercial | WA - Health | Existing | Food Preparation | Natural Gas | Fryer | A | Integrated Unit Winter Peak Savings (kW) | Technical Potential | 0 | 0 | 0 | 0 | 0 | 0 | 0 | 0 | 0 | 0 | 0 | 0 | 0 | 0 | 0 | 0 | 0 | 0 | 0 | 0 | 0 | 0 | 0 | 0 | 0 | 0 | 0
F4_Commercial_WA - Health_Existing_Food Preparation_Natural Gas_Fryer_A_Technical Potential | F4 | Commercial | WA - Health | Existing | Food Preparation | Natural Gas | Fryer | A | Incremental Energy Savings (MWh or mTherms) | Technical Potential | 0 | 0 | 12.63 | 11.8108 | 11.1554 | 10.6311 | 10.2116 | 9.8761 | 9.6076 | 10.4169 | 10.8595 | 0 | 0 | 0 | 3.7769 | 3.0216 | 2.4172 | 2.1386 | 1.0145 | 0.38561 | 0 | 0 | 0.75763 | 0 | 0 | 0 | 0.30036
F5_Commercial_WA - Health_Existing_Food Preparation_Natural Gas_Fryer_A_Technical Potential | F5 | Commercial | WA - Health | Existing | Food Preparation | Natural Gas | Fryer | A | Incremental Summer Peak Savings (MW) | Technical Potential | 0 | 0 | 0 | 0 | 0 | 0 | 0 | 0 | 0 | 0 | 0 | 0 | 0 | 0 | 0 | 0 | 0 | 0 | 0 | 0 | 0 | 0 | 0 | 0 | 0 | 0 | 0
F6_Commercial_WA - Health_Existing_Food Preparation_Natural Gas_Fryer_A_Technical Potential | F6 | Commercial | WA - Health | Existing | Food Preparation | Natural Gas | Fryer | A | Incremental Winter Peak Savings (MW) | Technical Potential | 0 | 0 | 0 | 0 | 0 | 0 | 0 | 0 | 0 | 0 | 0 | 0 | 0 | 0 | 0 | 0 | 0 | 0 | 0 | 0 | 0 | 0 | 0 | 0 | 0 | 0 | 0
F7_Commercial_WA - Health_Existing_Food Preparation_Natural Gas_Fryer_A_Technical Potential | F7 | Commercial | WA - Health | Existing | Food Preparation | Natural Gas | Fryer | A | Cumulative Energy Savings (MWh or mTherms) | Technical Potential | 0 | 0 | 12.63 | 24.4408 | 35.5963 | 46.2273 | 56.439 | 66.315 | 75.9227 | 86.3396 | 97.1991 | 97.1991 | 97.1991 | 97.1991 | 100.9761 | 103.9976 | 106.4149 | 108.5535 | 109.568 | 109.9536 | 109.9536 | 109.9536 | 110.7112 | 110.7112 | 110.7112 | 110.7112 | 111.0116
F8_Commercial_WA - Health_Existing_Food Preparation_Natural Gas_Fryer_A_Technical Potential | F8 | Commercial | WA - Health | Existing | Food Preparation | Natural Gas | Fryer | A | Cumulative Summer Peak Savings (MW) | Technical Potential | 0 | 0 | 0 | 0 | 0 | 0 | 0 | 0 | 0 | 0 | 0 | 0 | 0 | 0 | 0 | 0 | 0 | 0 | 0 | 0 | 0 | 0 | 0 | 0 | 0 | 0 | 0
F9_Commercial_WA - Health_Existing_Food Preparation_Natural Gas_Fryer_A_Technical Potential | F9 | Commercial | WA - Health | Existing | Food Preparation | Natural Gas | Fryer | A | Cumulative Winter Peak Savings (MW) | Technical Potential | 0 | 0 | 0 | 0 | 0 | 0 | 0 | 0 | 0 | 0 | 0 | 0 | 0 | 0 | 0 | 0 | 0 | 0 | 0 | 0 | 0 | 0 | 0 | 0 | 0 | 0 | 0
F10_Commercial_WA - Health_Existing_Food Preparation_Natural Gas_Fryer_A_Technical Potential | F10 | Commercial | WA - Health | Existing | Food Preparation | Natural Gas | Fryer | A | Purchases (Incremental) | Technical Potential | 0 | 0 | 31.953 | 29.8804 | 28.2223 | 26.8958 | 25.8346 | 24.9857 | 24.3065 | 26.354 | 27.4738 | 0 | 0 | 0 | 9.5554 | 7.6443 | 6.1154 | 5.4105 | 2.5667 | 0.97557 | 0 | 0 | 1.9167 | 0 | 0 | 0 | 0.75988
F11_Commercial_WA - Health_Existing_Food Preparation_Natural Gas_Fryer_A_Technical Potential | F11 | Commercial | WA - Health | Existing | Food Preparation | Natural Gas | Fryer | A | Purchases (Cumulative) | Technical Potential | 0 | 0 | 31.953 | 61.8334 | 90.0557 | 116.9516 | 142.7862 | 167.7719 | 192.0784 | 218.4324 | 245.9062 | 245.9062 | 245.9062 | 245.9062 | 255.4615 | 263.1058 | 269.2213 | 274.6318 | 277.1984 | 278.174 | 278.174 | 278.174 | 280.0907 | 280.0907 | 280.0907 | 280.0907 | 280.8506
F1_Commercial_WA - Health_Existing_Food Preparation_Natural Gas_Broiler_A_Technical Potential | F1 | Commercial | WA - Health | Existing | Food Preparation | Natural Gas | Broiler | A | Integrated Unit Energy Savings (kWh or therms) | Technical Potential | 0 | 240.24 | 240.24 | 240.24 | 240.24 | 240.24 | 240.24 | 240.24 | 240.24 | 240.24 | 240.24 | 240.24 | 240.24 | 240.24 | 240.24 | 240.24 | 240.24 | 240.24 | 240.24 | 240.24 | 240.24 | 240.24 | 240.24 | 240.24 | 240.24 | 240.24 | 240.24
F2_Commercial_WA - Health_Existing_Food Preparation_Natural Gas_Broiler_A_Technical Potential | F2 | Commercial | WA - Health | Existing | Food Preparation | Natural Gas | Broiler | A | Integrated Unit Summer Peak Savings (kW) | Technical Potential | 0 | 0 | 0 | 0 | 0 | 0 | 0 | 0 | 0 | 0 | 0 | 0 | 0 | 0 | 0 | 0 | 0 | 0 | 0 | 0 | 0 | 0 | 0 | 0 | 0 | 0 | 0
F3_Commercial_WA - Health_Existing_Food Preparation_Natural Gas_Broiler_A_Technical Potential | F3 | Commercial | WA - Health | Existing | Food Preparation | Natural Gas | Broiler | A | Integrated Unit Winter Peak Savings (kW) | Technical Potential | 0 | 0 | 0 | 0 | 0 | 0 | 0 | 0 | 0 | 0 | 0 | 0 | 0 | 0 | 0 | 0 | 0 | 0 | 0 | 0 | 0 | 0 | 0 | 0 | 0 | 0 | 0
F4_Commercial_WA - Health_Existing_Food Preparation_Natural Gas_Broiler_A_Technical Potential | F4 | Commercial | WA - Health | Existing | Food Preparation | Natural Gas | Broiler | A | Incremental Energy Savings (MWh or mTherms) | Technical Potential | 0 | 0 | 1.4651 | 1.6239 | 1.7651 | 1.8906 | 2.0021 | 2.1013 | 2.1894 | 2.2677 | 2.1587 | 2.0816 | 2.0308 | 2.0013 | 0.52386 | 0.36651 | 0.23765 | 0.1329 | 0.048501 | 0.35751 | 0.2825 | 0.20405 | 0.30428 | 0.36732 | 0.40158 | 0.4139 | 0.40982
F5_Commercial_WA - Health_Existing_Food Preparation_Natural Gas_Broiler_A_Technical Potential | F5 | Commercial | WA - Health | Existing | Food Preparation | Natural Gas | Broiler | A | Incremental Summer Peak Savings (MW) | Technical Potential | 0 | 0 | 0 | 0 | 0 | 0 | 0 | 0 | 0 | 0 | 0 | 0 | 0 | 0 | 0 | 0 | 0 | 0 | 0 | 0 | 0 | 0 | 0 | 0 | 0 | 0 | 0
F6_Commercial_WA - Health_Existing_Food Preparation_Natural Gas_Broiler_A_Technical Potential | F6 | Commercial | WA - Health | Existing | Food Preparation | Natural Gas | Broiler | A | Incremental Winter Peak Savings (MW) | Technical Potential | 0 | 0 | 0 | 0 | 0 | 0 | 0 | 0 | 0 | 0 | 0 | 0 | 0 | 0 | 0 | 0 | 0 | 0 | 0 | 0 | 0 | 0 | 0 | 0 | 0 | 0 | 0
F7_Commercial_WA - Health_Existing_Food Preparation_Natural Gas_Broiler_A_Technical Potential | F7 | Commercial | WA - Health | Existing | Food Preparation | Natural Gas | Broiler | A | Cumulative Energy Savings (MWh or mTherms) | Technical Potential | 0 | 0 | 1.4651 | 3.089 | 4.8541 | 6.7447 | 8.7468 | 10.8481 | 13.0375 | 15.3052 | 17.464 | 19.5456 | 21.5764 | 23.5776 | 24.1015 | 24.468 | 24.7057 | 24.8386 | 24.8871 | 25.2446 | 25.5271 | 25.7311 | 26.0354 | 26.4027 | 26.8043 | 27.2182 | 27.628
F8_Commercial_WA - Health_Existing_Food Preparation_Natural Gas_Broiler_A_Technical Potential | F8 | Commercial | WA - Health | Existing | Food Preparation | Natural Gas | Broiler | A | Cumulative Summer Peak Savings (MW) | Technical Potential | 0 | 0 | 0 | 0 | 0 | 0 | 0 | 0 | 0 | 0 | 0 | 0 | 0 | 0 | 0 | 0 | 0 | 0 | 0 | 0 | 0 | 0 | 0 | 0 | 0 | 0 | 0
F9_Commercial_WA - Health_Existing_Food Preparation_Natural Gas_Broiler_A_Technical Potential | F9 | Commercial | WA - Health | Existing | Food Preparation | Natural Gas | Broiler | A | Cumulative Winter Peak Savings (MW) | Technical Potential | 0 | 0 | 0 | 0 | 0 | 0 | 0 | 0 | 0 | 0 | 0 | 0 | 0 | 0 | 0 | 0 | 0 | 0 | 0 | 0 | 0 | 0 | 0 | 0 | 0 | 0 | 0
F10_Commercial_WA - Health_Existing_Food Preparation_Natural Gas_Broiler_A_Technical Potential | F10 | Commercial | WA - Health | Existing | Food Preparation | Natural Gas | Broiler | A | Purchases (Incremental) | Technical Potential | 0 | 0 | 6.0985 | 6.7596 | 7.3472 | 7.8695 | 8.3338 | 8.7466 | 9.1134 | 9.4395 | 8.9856 | 8.6648 | 8.4532 | 8.3303 | 2.1806 | 1.5256 | 0.98922 | 0.55322 | 0.20189 | 1.4881 | 1.1759 | 0.84936 | 1.2666 | 1.529 | 1.6716 | 1.7228 | 1.7059
F11_Commercial_WA - Health_Existing_Food Preparation_Natural Gas_Broiler_A_Technical Potential | F11 | Commercial | WA - Health | Existing | Food Preparation | Natural Gas | Broiler | A | Purchases (Cumulative) | Technical Potential | 0 | 0 | 6.0985 | 12.8581 | 20.2053 | 28.0748 | 36.4087 | 45.1552 | 54.2686 | 63.7081 | 72.6938 | 81.3586 | 89.8118 | 98.1421 | 100.3226 | 101.8482 | 102.8374 | 103.3907 | 103.5925 | 105.0807 | 106.2566 | 107.1059 | 108.3725 | 109.9015 | 111.573 | 113.2959 | 115.0017
F1_Commercial_WA - Health_Existing_Food Preparation_Natural Gas_Griddle_A_Technical Potential | F1 | Commercial | WA - Health | Existing | Food Preparation | Natural Gas | Griddle | A | Integrated Unit Energy Savings (kWh or therms) | Technical Potential | 0 | 167.9465 | 167.9465 | 167.9465 | 167.9465 | 167.9465 | 167.9465 | 167.9465 | 167.9465 | 167.9465 | 167.9465 | 167.9465 | 167.9465 | 167.9465 | 167.9465 | 167.9465 | 167.9465 | 167.9465 | 167.9465 | 167.9465 | 167.9465 | 167.9465 | 167.9465 | 167.9465 | 167.9465 | 167.9465 | 167.9465
F2_Commercial_WA - Health_Existing_Food Preparation_Natural Gas_Griddle_A_Technical Potential | F2 | Commercial | WA - Health | Existing | Food Preparation | Natural Gas | Griddle | A | Integrated Unit Summer Peak Savings (kW) | Technical Potential | 0 | 0 | 0 | 0 | 0 | 0 | 0 | 0 | 0 | 0 | 0 | 0 | 0 | 0 | 0 | 0 | 0 | 0 | 0 | 0 | 0 | 0 | 0 | 0 | 0 | 0 | 0
F3_Commercial_WA - Health_Existing_Food Preparation_Natural Gas_Griddle_A_Technical Potential | F3 | Commercial | WA - Health | Existing | Food Preparation | Natural Gas | Griddle | A | Integrated Unit Winter Peak Savings (kW) | Technical Potential | 0 | 0 | 0 | 0 | 0 | 0 | 0 | 0 | 0 | 0 | 0 | 0 | 0 | 0 | 0 | 0 | 0 | 0 | 0 | 0 | 0 | 0 | 0 | 0 | 0 | 0 | 0
F4_Commercial_WA - Health_Existing_Food Preparation_Natural Gas_Griddle_A_Technical Potential | F4 | Commercial | WA - Health | Existing | Food Preparation | Natural Gas | Griddle | A | Incremental Energy Savings (MWh or mTherms) | Technical Potential | 0 | 0 | 0.32768 | 0.3632 | 0.39477 | 0.42283 | 0.44778 | 0.46996 | 0.48967 | 0.50719 | 0.4828 | 0.46557 | 0.45419 | 0.44759 | 0.11716 | 0.08197 | 0.053151 | 0.029725 | 0.010847 | 0.079959 | 0.063181 | 0.045637 | 0.068053 | 0.082152 | 0.089814 | 0.092569 | 0.091657
F5_Commercial_WA - Health_Existing_Food Preparation_Natural Gas_Griddle_A_Technical Potential | F5 | Commercial | WA - Health | Existing | Food Preparation | Natural Gas | Griddle | A | Incremental Summer Peak Savings (MW) | Technical Potential | 0 | 0 | 0 | 0 | 0 | 0 | 0 | 0 | 0 | 0 | 0 | 0 | 0 | 0 | 0 | 0 | 0 | 0 | 0 | 0 | 0 | 0 | 0 | 0 | 0 | 0 | 0
F6_Commercial_WA - Health_Existing_Food Preparation_Natural Gas_Griddle_A_Technical Potential | F6 | Commercial | WA - Health | Existing | Food Preparation | Natural Gas | Griddle | A | Incremental Winter Peak Savings (MW) | Technical Potential | 0 | 0 | 0 | 0 | 0 | 0 | 0 | 0 | 0 | 0 | 0 | 0 | 0 | 0 | 0 | 0 | 0 | 0 | 0 | 0 | 0 | 0 | 0 | 0 | 0 | 0 | 0
F7_Commercial_WA - Health_Existing_Food Preparation_Natural Gas_Griddle_A_Technical Potential | F7 | Commercial | WA - Health | Existing | Food Preparation | Natural Gas | Griddle | A | Cumulative Energy Savings (MWh or mTherms) | Technical Potential | 0 | 0 | 0.32768 | 0.69087 | 1.0856 | 1.5085 | 1.9563 | 2.4262 | 2.9159 | 3.4231 | 3.9059 | 4.3714 | 4.8256 | 5.2732 | 5.3904 | 5.4724 | 5.5255 | 5.5552 | 5.5661 | 5.646 | 5.7092 | 5.7549 | 5.8229 | 5.9051 | 5.9949 | 6.0874 | 6.1791
F8_Commercial_WA - Health_Existing_Food Preparation_Natural Gas_Griddle_A_Technical Potential | F8 | Commercial | WA - Health | Existing | Food Preparation | Natural Gas | Griddle | A | Cumulative Summer Peak Savings (MW) | Technical Potential | 0 | 0 | 0 | 0 | 0 | 0 | 0 | 0 | 0 | 0 | 0 | 0 | 0 | 0 | 0 | 0 | 0 | 0 | 0 | 0 | 0 | 0 | 0 | 0 | 0 | 0 | 0
F9_Commercial_WA - Health_Existing_Food Preparation_Natural Gas_Griddle_A_Technical Potential | F9 | Commercial | WA - Health | Existing | Food Preparation | Natural Gas | Griddle | A | Cumulative Winter Peak Savings (MW) | Technical Potential | 0 | 0 | 0 | 0 | 0 | 0 | 0 | 0 | 0 | 0 | 0 | 0 | 0 | 0 | 0 | 0 | 0 | 0 | 0 | 0 | 0 | 0 | 0 | 0 | 0 | 0 | 0
F10_Commercial_WA - Health_Existing_Food Preparation_Natural Gas_Griddle_A_Technical Potential | F10 | Commercial | WA - Health | Existing | Food Preparation | Natural Gas | Griddle | A | Purchases (Incremental) | Technical Potential | 0 | 0 | 1.9511 | 2.1626 | 2.3506 | 2.5177 | 2.6662 | 2.7983 | 2.9156 | 3.0199 | 2.8747 | 2.7721 | 2.7044 | 2.6651 | 0.69763 | 0.48808 | 0.31648 | 0.17699 | 0.064589 | 0.4761 | 0.3762 | 0.27173 | 0.4052 | 0.48916 | 0.53478 | 0.55118 | 0.54575
F11_Commercial_WA - Health_Existing_Food Preparation_Natural Gas_Griddle_A_Technical Potential | F11 | Commercial | WA - Health | Existing | Food Preparation | Natural Gas | Griddle | A | Purchases (Cumulative) | Technical Potential | 0 | 0 | 1.9511 | 4.1136 | 6.4642 | 8.9819 | 11.6481 | 14.4463 | 17.362 | 20.3819 | 23.2567 | 26.0288 | 28.7332 | 31.3982 | 32.0959 | 32.5839 | 32.9004 | 33.0774 | 33.142 | 33.6181 | 33.9943 | 34.266 | 34.6712 | 35.1604 | 35.6952 | 36.2463 | 36.7921
F1_Commercial_WA - Health_Existing_Food Preparation_Natural Gas_Range_A_Technical Potential | F1 | Commercial | WA - Health | Existing | Food Preparation | Natural Gas | Range | A | Integrated Unit Energy Savings (kWh or therms) | Technical Potential | 0 | 171.4286 | 171.4286 | 171.4286 | 171.4286 | 171.4286 | 171.4286 | 171.4286 | 171.4286 | 171.4286 | 171.4286 | 171.4286 | 171.4286 | 171.4286 | 171.4286 | 171.4286 | 171.4286 | 171.4286 | 171.4286 | 171.4286 | 171.4286 | 171.4286 | 171.4286 | 171.4286 | 171.4286 | 171.4286 | 171.4286
F2_Commercial_WA - Health_Existing_Food Preparation_Natural Gas_Range_A_Technical Potential | F2 | Commercial | WA - Health | Existing | Food Preparation | Natural Gas | Range | A | Integrated Unit Summer Peak Savings (kW) | Technical Potential | 0 | 0 | 0 | 0 | 0 | 0 | 0 | 0 | 0 | 0 | 0 | 0 | 0 | 0 | 0 | 0 | 0 | 0 | 0 | 0 | 0 | 0 | 0 | 0 | 0 | 0 | 0
F3_Commercial_WA - Health_Existing_Food Preparation_Natural Gas_Range_A_Technical Potential | F3 | Commercial | WA - Health | Existing | Food Preparation | Natural Gas | Range | A | Integrated Unit Winter Peak Savings (kW) | Technical Potential | 0 | 0 | 0 | 0 | 0 | 0 | 0 | 0 | 0 | 0 | 0 | 0 | 0 | 0 | 0 | 0 | 0 | 0 | 0 | 0 | 0 | 0 | 0 | 0 | 0 | 0 | 0
F4_Commercial_WA - Health_Existing_Food Preparation_Natural Gas_Range_A_Technical Potential | F4 | Commercial | WA - Health | Existing | Food Preparation | Natural Gas | Range | A | Incremental Energy Savings (MWh or mTherms) | Technical Potential | 0 | 0 | 2.103 | 2.4912 | 2.8018 | 3.0503 | 3.2491 | 3.4081 | 3.5353 | 3.6371 | 3.2332 | 3.0072 | 0.80099 | 0.39232 | 0.11508 | 0.3571 | 0.28568 | 0.22854 | 0.18283 | 0.049208 | 0.36937 | 0.49738 | 0.50972 | 0.45747 | 0.33152 | 0 | 0
F5_Commercial_WA - Health_Existing_Food Preparation_Natural Gas_Range_A_Technical Potential | F5 | Commercial | WA - Health | Existing | Food Preparation | Natural Gas | Range | A | Incremental Summer Peak Savings (MW) | Technical Potential | 0 | 0 | 0 | 0 | 0 | 0 | 0 | 0 | 0 | 0 | 0 | 0 | 0 | 0 | 0 | 0 | 0 | 0 | 0 | 0 | 0 | 0 | 0 | 0 | 0 | 0 | 0
F6_Commercial_WA - Health_Existing_Food Preparation_Natural Gas_Range_A_Technical Potential | F6 | Commercial | WA - Health | Existing | Food Preparation | Natural Gas | Range | A | Incremental Winter Peak Savings (MW) | Technical Potential | 0 | 0 | 0 | 0 | 0 | 0 | 0 | 0 | 0 | 0 | 0 | 0 | 0 | 0 | 0 | 0 | 0 | 0 | 0 | 0 | 0 | 0 | 0 | 0 | 0 | 0 | 0
F7_Commercial_WA - Health_Existing_Food Preparation_Natural Gas_Range_A_Technical Potential | F7 | Commercial | WA - Health | Existing | Food Preparation | Natural Gas | Range | A | Cumulative Energy Savings (MWh or mTherms) | Technical Potential | 0 | 0 | 2.103 | 4.5942 | 7.396 | 10.4463 | 13.6953 | 17.1034 | 20.6387 | 24.2758 | 27.509 | 30.5161 | 31.3171 | 31.7094 | 31.8245 | 32.1816 | 32.4673 | 32.6958 | 32.8787 | 32.9279 | 33.2973 | 33.7946 | 34.3044 | 34.7618 | 35.0933 | 35.0933 | 35.0933
F8_Commercial_WA - Health_Existing_Food Preparation_Natural Gas_Range_A_Technical Potential | F8 | Commercial | WA - Health | Existing | Food Preparation | Natural Gas | Range | A | Cumulative Summer Peak Savings (MW) | Technical Potential | 0 | 0 | 0 | 0 | 0 | 0 | 0 | 0 | 0 | 0 | 0 | 0 | 0 | 0 | 0 | 0 | 0 | 0 | 0 | 0 | 0 | 0 | 0 | 0 | 0 | 0 | 0
F9_Commercial_WA - Health_Existing_Food Preparation_Natural Gas_Range_A_Technical Potential | F9 | Commercial | WA - Health | Existing | Food Preparation | Natural Gas | Range | A | Cumulative Winter Peak Savings (MW) | Technical Potential | 0 | 0 | 0 | 0 | 0 | 0 | 0 | 0 | 0 | 0 | 0 | 0 | 0 | 0 | 0 | 0 | 0 | 0 | 0 | 0 | 0 | 0 | 0 | 0 | 0 | 0 | 0
F10_Commercial_WA - Health_Existing_Food Preparation_Natural Gas_Range_A_Technical Potential | F10 | Commercial | WA - Health | Existing | Food Preparation | Natural Gas | Range | A | Purchases (Incremental) | Technical Potential | 0 | 0 | 12.2673 | 14.5321 | 16.3439 | 17.7933 | 18.9528 | 19.8805 | 20.6226 | 21.2163 | 18.8603 | 17.5417 | 4.6724 | 2.2885 | 0.67127 | 2.0831 | 1.6665 | 1.3332 | 1.0665 | 0.28705 | 2.1547 | 2.9014 | 2.9734 | 2.6686 | 1.9339 | 0 | 0
F11_Commercial_WA - Health_Existing_Food Preparation_Natural Gas_Range_A_Technical Potential | F11 | Commercial | WA - Health | Existing | Food Preparation | Natural Gas | Range | A | Purchases (Cumulative) | Technical Potential | 0 | 0 | 12.2673 | 26.7994 | 43.1433 | 60.9366 | 79.8894 | 99.7699 | 120.3925 | 141.6087 | 160.469 | 178.0108 | 182.6832 | 184.9717 | 185.643 | 187.7261 | 189.3926 | 190.7257 | 191.7923 | 192.0793 | 194.234 | 197.1354 | 200.1087 | 202.7773 | 204.7112 | 204.7112 | 204.7112
F1_Commercial_WA - Health_Existing_Food Preparation_Natural Gas_Steamer_A_Technical Potential | F1 | Commercial | WA - Health | Existing | Food Preparation | Natural Gas | Steamer | A | Integrated Unit Energy Savings (kWh or therms) | Technical Potential | 0 | 1215.1419 | 1215.1419 | 1215.1419 | 1215.1419 | 1215.1419 | 1215.1419 | 1215.1419 | 1215.1419 | 1215.1419 | 1215.1419 | 1215.1419 | 1215.1419 | 1215.1419 | 1215.1419 | 1215.1419 | 1215.1419 | 1215.1419 | 1215.1419 | 1215.1419 | 1215.1419 | 1215.1419 | 1215.1419 | 1215.1419 | 1215.1419 | 1215.1419 | 1215.1419
F2_Commercial_WA - Health_Existing_Food Preparation_Natural Gas_Steamer_A_Technical Potential | F2 | Commercial | WA - Health | Existing | Food Preparation | Natural Gas | Steamer | A | Integrated Unit Summer Peak Savings (kW) | Technical Potential | 0 | 0 | 0 | 0 | 0 | 0 | 0 | 0 | 0 | 0 | 0 | 0 | 0 | 0 | 0 | 0 | 0 | 0 | 0 | 0 | 0 | 0 | 0 | 0 | 0 | 0 | 0
F3_Commercial_WA - Health_Existing_Food Preparation_Natural Gas_Steamer_A_Technical Potential | F3 | Commercial | WA - Health | Existing | Food Preparation | Natural Gas | Steamer | A | Integrated Unit Winter Peak Savings (kW) | Technical Potential | 0 | 0 | 0 | 0 | 0 | 0 | 0 | 0 | 0 | 0 | 0 | 0 | 0 | 0 | 0 | 0 | 0 | 0 | 0 | 0 | 0 | 0 | 0 | 0 | 0 | 0 | 0
F4_Commercial_WA - Health_Existing_Food Preparation_Natural Gas_Steamer_A_Technical Potential | F4 | Commercial | WA - Health | Existing | Food Preparation | Natural Gas | Steamer | A | Incremental Energy Savings (MWh or mTherms) | Technical Potential | 0 | 0 | 2.4933 | 2.4245 | 2.3695 | 2.3255 | 2.2902 | 2.2621 | 2.3255 | 2.3591 | 0 | 0 | 0 | 0.69863 | 0.55891 | 0.46432 | 0.31299 | 0.21463 | 0.030763 | 0.059826 | 0.23943 | 0 | 0 | 0 | 0.011905 | 0.22491 | 0
F5_Commercial_WA - Health_Existing_Food Preparation_Natural Gas_Steamer_A_Technical Potential | F5 | Commercial | WA - Health | Existing | Food Preparation | Natural Gas | Steamer | A | Incremental Summer Peak Savings (MW) | Technical Potential | 0 | 0 | 0 | 0 | 0 | 0 | 0 | 0 | 0 | 0 | 0 | 0 | 0 | 0 | 0 | 0 | 0 | 0 | 0 | 0 | 0 | 0 | 0 | 0 | 0 | 0 | 0
F6_Commercial_WA - Health_Existing_Food Preparation_Natural Gas_Steamer_A_Technical Potential | F6 | Commercial | WA - Health | Existing | Food Preparation | Natural Gas | Steamer | A | Incremental Winter Peak Savings (MW) | Technical Potential | 0 | 0 | 0 | 0 | 0 | 0 | 0 | 0 | 0 | 0 | 0 | 0 | 0 | 0 | 0 | 0 | 0 | 0 | 0 | 0 | 0 | 0 | 0 | 0 | 0 | 0 | 0
F7_Commercial_WA - Health_Existing_Food Preparation_Natural Gas_Steamer_A_Technical Potential | F7 | Commercial | WA - Health | Existing | Food Preparation | Natural Gas | Steamer | A | Cumulative Energy Savings (MWh or mTherms) | Technical Potential | 0 | 0 | 2.4933 | 4.9178 | 7.2873 | 9.6127 | 11.903 | 14.165 | 16.4905 | 18.8496 | 18.8496 | 18.8496 | 18.8496 | 19.5482 | 20.1071 | 20.5715 | 20.8845 | 21.0991 | 21.1298 | 21.1897 | 21.4291 | 21.4291 | 21.4291 | 21.4291 | 21.441 | 21.6659 | 21.6659
F8_Commercial_WA - Health_Existing_Food Preparation_Natural Gas_Steamer_A_Technical Potential | F8 | Commercial | WA - Health | Existing | Food Preparation | Natural Gas | Steamer | A | Cumulative Summer Peak Savings (MW) | Technical Potential | 0 | 0 | 0 | 0 | 0 | 0 | 0 | 0 | 0 | 0 | 0 | 0 | 0 | 0 | 0 | 0 | 0 | 0 | 0 | 0 | 0 | 0 | 0 | 0 | 0 | 0 | 0
F9_Commercial_WA - Health_Existing_Food Preparation_Natural Gas_Steamer_A_Technical Potential | F9 | Commercial | WA - Health | Existing | Food Preparation | Natural Gas | Steamer | A | Cumulative Winter Peak Savings (MW) | Technical Potential | 0 | 0 | 0 | 0 | 0 | 0 | 0 | 0 | 0 | 0 | 0 | 0 | 0 | 0 | 0 | 0 | 0 | 0 | 0 | 0 | 0 | 0 | 0 | 0 | 0 | 0 | 0
F10_Commercial_WA - Health_Existing_Food Preparation_Natural Gas_Steamer_A_Technical Potential | F10 | Commercial | WA - Health | Existing | Food Preparation | Natural Gas | Steamer | A | Purchases (Incremental) | Technical Potential | 0 | 0 | 2.0518 | 1.9952 | 1.95 | 1.9137 | 1.8848 | 1.8616 | 1.9138 | 1.9414 | 0 | 0 | 0 | 0.57494 | 0.45995 | 0.38211 | 0.25758 | 0.17663 | 0.025317 | 0.049234 | 0.19704 | 0 | 0 | 0 | 0.0097975 | 0.18509 | 0
F11_Commercial_WA - Health_Existing_Food Preparation_Natural Gas_Steamer_A_Technical Potential | F11 | Commercial | WA - Health | Existing | Food Preparation | Natural Gas | Steamer | A | Purchases (Cumulative) | Technical Potential | 0 | 0 | 2.0518 | 4.0471 | 5.997 | 7.9108 | 9.7955 | 11.6571 | 13.5709 | 15.5123 | 15.5123 | 15.5123 | 15.5123 | 16.0872 | 16.5472 | 16.9293 | 17.1868 | 17.3635 | 17.3888 | 17.438 | 17.6351 | 17.6351 | 17.6351 | 17.6351 | 17.6449 | 17.8299 | 17.8299
F1_Commercial_WA - Health_Existing_Food Preparation_Natural Gas_Commercial Food Prep Other_A_Technical Potential | F1 | Commercial | WA - Health | Existing | Food Preparation | Natural Gas | Commercial Food Prep Other | A | Integrated Unit Energy Savings (kWh or therms) | Technical Potential | 0 | 0 | 0 | 0 | 0 | 0 | 0 | 0 | 0 | 0 | 0 | 0 | 0 | 0 | 0 | 0 | 0 | 0 | 0 | 0 | 0 | 0 | 0 | 0 | 0 | 0 | 0
F2_Commercial_WA - Health_Existing_Food Preparation_Natural Gas_Commercial Food Prep Other_A_Technical Potential | F2 | Commercial | WA - Health | Existing | Food Preparation | Natural Gas | Commercial Food Prep Other | A | Integrated Unit Summer Peak Savings (kW) | Technical Potential | 0 | 0 | 0 | 0 | 0 | 0 | 0 | 0 | 0 | 0 | 0 | 0 | 0 | 0 | 0 | 0 | 0 | 0 | 0 | 0 | 0 | 0 | 0 | 0 | 0 | 0 | 0
F3_Commercial_WA - Health_Existing_Food Preparation_Natural Gas_Commercial Food Prep Other_A_Technical Potential | F3 | Commercial | WA - Health | Existing | Food Preparation | Natural Gas | Commercial Food Prep Other | A | Integrated Unit Winter Peak Savings (kW) | Technical Potential | 0 | 0 | 0 | 0 | 0 | 0 | 0 | 0 | 0 | 0 | 0 | 0 | 0 | 0 | 0 | 0 | 0 | 0 | 0 | 0 | 0 | 0 | 0 | 0 | 0 | 0 | 0
F4_Commercial_WA - Health_Existing_Food Preparation_Natural Gas_Commercial Food Prep Other_A_Technical Potential | F4 | Commercial | WA - Health | Existing | Food Preparation | Natural Gas | Commercial Food Prep Other | A | Incremental Energy Savings (MWh or mTherms) | Technical Potential | 0 | 0 | 0 | 0 | 0 | 0 | 0 | 0 | 0 | 0 | 0 | 0 | 0 | 0 | 0 | 0 | 0 | 0 | 0 | 0 | 0 | 0 | 0 | 0 | 0 | 0 | 0
F5_Commercial_WA - Health_Existing_Food Preparation_Natural Gas_Commercial Food Prep Other_A_Technical Potential | F5 | Commercial | WA - Health | Existing | Food Preparation | Natural Gas | Commercial Food Prep Other | A | Incremental Summer Peak Savings (MW) | Technical Potential | 0 | 0 | 0 | 0 | 0 | 0 | 0 | 0 | 0 | 0 | 0 | 0 | 0 | 0 | 0 | 0 | 0 | 0 | 0 | 0 | 0 | 0 | 0 | 0 | 0 | 0 | 0
F6_Commercial_WA - Health_Existing_Food Preparation_Natural Gas_Commercial Food Prep Other_A_Technical Potential | F6 | Commercial | WA - Health | Existing | Food Preparation | Natural Gas | Commercial Food Prep Other | A | Incremental Winter Peak Savings (MW) | Technical Potential | 0 | 0 | 0 | 0 | 0 | 0 | 0 | 0 | 0 | 0 | 0 | 0 | 0 | 0 | 0 | 0 | 0 | 0 | 0 | 0 | 0 | 0 | 0 | 0 | 0 | 0 | 0
F7_Commercial_WA - Health_Existing_Food Preparation_Natural Gas_Commercial Food Prep Other_A_Technical Potential | F7 | Commercial | WA - Health | Existing | Food Preparation | Natural Gas | Commercial Food Prep Other | A | Cumulative Energy Savings (MWh or mTherms) | Technical Potential | 0 | 0 | 0 | 0 | 0 | 0 | 0 | 0 | 0 | 0 | 0 | 0 | 0 | 0 | 0 | 0 | 0 | 0 | 0 | 0 | 0 | 0 | 0 | 0 | 0 | 0 | 0
F8_Commercial_WA - Health_Existing_Food Preparation_Natural Gas_Commercial Food Prep Other_A_Technical Potential | F8 | Commercial | WA - Health | Existing | Food Preparation | Natural Gas | Commercial Food Prep Other | A | Cumulative Summer Peak Savings (MW) | Technical Potential | 0 | 0 | 0 | 0 | 0 | 0 | 0 | 0 | 0 | 0 | 0 | 0 | 0 | 0 | 0 | 0 | 0 | 0 | 0 | 0 | 0 | 0 | 0 | 0 | 0 | 0 | 0
F9_Commercial_WA - Health_Existing_Food Preparation_Natural Gas_Commercial Food Prep Other_A_Technical Potential | F9 | Commercial | WA - Health | Existing | Food Preparation | Natural Gas | Commercial Food Prep Other | A | Cumulative Winter Peak Savings (MW) | Technical Potential | 0 | 0 | 0 | 0 | 0 | 0 | 0 | 0 | 0 | 0 | 0 | 0 | 0 | 0 | 0 | 0 | 0 | 0 | 0 | 0 | 0 | 0 | 0 | 0 | 0 | 0 | 0
F10_Commercial_WA - Health_Existing_Food Preparation_Natural Gas_Commercial Food Prep Other_A_Technical Potential | F10 | Commercial | WA - Health | Existing | Food Preparation | Natural Gas | Commercial Food Prep Other | A | Purchases (Incremental) | Technical Potential | 0 | 0 | 0 | 0 | 0 | 0 | 0 | 0 | 0 | 0 | 0 | 0 | 0 | 0 | 0 | 0 | 0 | 0 | 0 | 0 | 0 | 0 | 0 | 0 | 0 | 0 | 0
F11_Commercial_WA - Health_Existing_Food Preparation_Natural Gas_Commercial Food Prep Other_A_Technical Potential | F11 | Commercial | WA - Health | Existing | Food Preparation | Natural Gas | Commercial Food Prep Other | A | Purchases (Cumulative) | Technical Potential | 0 | 0 | 0 | 0 | 0 | 0 | 0 | 0 | 0 | 0 | 0 | 0 | 0 | 0 | 0 | 0 | 0 | 0 | 0 | 0 | 0 | 0 | 0 | 0 | 0 | 0 | 0
F1_Commercial_WA - Health_Existing_Miscellaneous_Natural Gas_Pool Heater_A_Technical Potential | F1 | Commercial | WA - Health | Existing | Miscellaneous | Natural Gas | Pool Heater | A | Integrated Unit Energy Savings (kWh or therms) | Technical Potential | 0 | 0 | 0 | 0 | 0 | 0 | 0 | 0 | 0 | 0 | 0 | 0 | 0 | 0 | 0 | 0 | 0 | 0 | 0 | 0 | 0 | 0 | 0 | 0 | 0 | 0 | 0
F2_Commercial_WA - Health_Existing_Miscellaneous_Natural Gas_Pool Heater_A_Technical Potential | F2 | Commercial | WA - Health | Existing | Miscellaneous | Natural Gas | Pool Heater | A | Integrated Unit Summer Peak Savings (kW) | Technical Potential | 0 | 0 | 0 | 0 | 0 | 0 | 0 | 0 | 0 | 0 | 0 | 0 | 0 | 0 | 0 | 0 | 0 | 0 | 0 | 0 | 0 | 0 | 0 | 0 | 0 | 0 | 0
F3_Commercial_WA - Health_Existing_Miscellaneous_Natural Gas_Pool Heater_A_Technical Potential | F3 | Commercial | WA - Health | Existing | Miscellaneous | Natural Gas | Pool Heater | A | Integrated Unit Winter Peak Savings (kW) | Technical Potential | 0 | 0 | 0 | 0 | 0 | 0 | 0 | 0 | 0 | 0 | 0 | 0 | 0 | 0 | 0 | 0 | 0 | 0 | 0 | 0 | 0 | 0 | 0 | 0 | 0 | 0 | 0
F4_Commercial_WA - Health_Existing_Miscellaneous_Natural Gas_Pool Heater_A_Technical Potential | F4 | Commercial | WA - Health | Existing | Miscellaneous | Natural Gas | Pool Heater | A | Incremental Energy Savings (MWh or mTherms) | Technical Potential | 0 | 0 | 0 | 0 | 0 | 0 | 0 | 0 | 0 | 0 | 0 | 0 | 0 | 0 | 0 | 0 | 0 | 0 | 0 | 0 | 0 | 0 | 0 | 0 | 0 | 0 | 0
F5_Commercial_WA - Health_Existing_Miscellaneous_Natural Gas_Pool Heater_A_Technical Potential | F5 | Commercial | WA - Health | Existing | Miscellaneous | Natural Gas | Pool Heater | A | Incremental Summer Peak Savings (MW) | Technical Potential | 0 | 0 | 0 | 0 | 0 | 0 | 0 | 0 | 0 | 0 | 0 | 0 | 0 | 0 | 0 | 0 | 0 | 0 | 0 | 0 | 0 | 0 | 0 | 0 | 0 | 0 | 0
F6_Commercial_WA - Health_Existing_Miscellaneous_Natural Gas_Pool Heater_A_Technical Potential | F6 | Commercial | WA - Health | Existing | Miscellaneous | Natural Gas | Pool Heater | A | Incremental Winter Peak Savings (MW) | Technical Potential | 0 | 0 | 0 | 0 | 0 | 0 | 0 | 0 | 0 | 0 | 0 | 0 | 0 | 0 | 0 | 0 | 0 | 0 | 0 | 0 | 0 | 0 | 0 | 0 | 0 | 0 | 0
F7_Commercial_WA - Health_Existing_Miscellaneous_Natural Gas_Pool Heater_A_Technical Potential | F7 | Commercial | WA - Health | Existing | Miscellaneous | Natural Gas | Pool Heater | A | Cumulative Energy Savings (MWh or mTherms) | Technical Potential | 0 | 0 | 0 | 0 | 0 | 0 | 0 | 0 | 0 | 0 | 0 | 0 | 0 | 0 | 0 | 0 | 0 | 0 | 0 | 0 | 0 | 0 | 0 | 0 | 0 | 0 | 0
F8_Commercial_WA - Health_Existing_Miscellaneous_Natural Gas_Pool Heater_A_Technical Potential | F8 | Commercial | WA - Health | Existing | Miscellaneous | Natural Gas | Pool Heater | A | Cumulative Summer Peak Savings (MW) | Technical Potential | 0 | 0 | 0 | 0 | 0 | 0 | 0 | 0 | 0 | 0 | 0 | 0 | 0 | 0 | 0 | 0 | 0 | 0 | 0 | 0 | 0 | 0 | 0 | 0 | 0 | 0 | 0
F9_Commercial_WA - Health_Existing_Miscellaneous_Natural Gas_Pool Heater_A_Technical Potential | F9 | Commercial | WA - Health | Existing | Miscellaneous | Natural Gas | Pool Heater | A | Cumulative Winter Peak Savings (MW) | Technical Potential | 0 | 0 | 0 | 0 | 0 | 0 | 0 | 0 | 0 | 0 | 0 | 0 | 0 | 0 | 0 | 0 | 0 | 0 | 0 | 0 | 0 | 0 | 0 | 0 | 0 | 0 | 0
F10_Commercial_WA - Health_Existing_Miscellaneous_Natural Gas_Pool Heater_A_Technical Potential | F10 | Commercial | WA - Health | Existing | Miscellaneous | Natural Gas | Pool Heater | A | Purchases (Incremental) | Technical Potential | 0 | 0 | 0 | 0 | 0 | 0 | 0 | 0 | 0 | 0 | 0 | 0 | 0 | 0 | 0 | 0 | 0 | 0 | 0 | 0 | 0 | 0 | 0 | 0 | 0 | 0 | 0
F11_Commercial_WA - Health_Existing_Miscellaneous_Natural Gas_Pool Heater_A_Technical Potential | F11 | Commercial | WA - Health | Existing | Miscellaneous | Natural Gas | Pool Heater | A | Purchases (Cumulative) | Technical Potential | 0 | 0 | 0 | 0 | 0 | 0 | 0 | 0 | 0 | 0 | 0 | 0 | 0 | 0 | 0 | 0 | 0 | 0 | 0 | 0 | 0 | 0 | 0 | 0 | 0 | 0 | 0
F1_Commercial_WA - Health_New_Space Heating_Natural Gas_Furnace_A_Technical Potential | F1 | Commercial | WA - Health | New | Space Heating | Natural Gas | Furnace | A | Integrated Unit Energy Savings (kWh or therms) | Technical Potential | 0 | 0 | 0 | 0 | 0 | 0 | 0 | 0 | 0 | 0 | 0 | 0 | 0 | 0 | 0 | 0 | 0 | 0 | 0 | 0 | 0 | 0 | 0 | 0 | 0 | 0 | 0
F2_Commercial_WA - Health_New_Space Heating_Natural Gas_Furnace_A_Technical Potential | F2 | Commercial | WA - Health | New | Space Heating | Natural Gas | Furnace | A | Integrated Unit Summer Peak Savings (kW) | Technical Potential | 0 | 0 | 0 | 0 | 0 | 0 | 0 | 0 | 0 | 0 | 0 | 0 | 0 | 0 | 0 | 0 | 0 | 0 | 0 | 0 | 0 | 0 | 0 | 0 | 0 | 0 | 0
F3_Commercial_WA - Health_New_Space Heating_Natural Gas_Furnace_A_Technical Potential | F3 | Commercial | WA - Health | New | Space Heating | Natural Gas | Furnace | A | Integrated Unit Winter Peak Savings (kW) | Technical Potential | 0 | 0 | 0 | 0 | 0 | 0 | 0 | 0 | 0 | 0 | 0 | 0 | 0 | 0 | 0 | 0 | 0 | 0 | 0 | 0 | 0 | 0 | 0 | 0 | 0 | 0 | 0
F4_Commercial_WA - Health_New_Space Heating_Natural Gas_Furnace_A_Technical Potential | F4 | Commercial | WA - Health | New | Space Heating | Natural Gas | Furnace | A | Incremental Energy Savings (MWh or mTherms) | Technical Potential | 0 | 0 | 0 | 0 | 0 | 0 | 0 | 0 | 0 | 0 | 0 | 0 | 0 | 0 | 0 | 0 | 0 | 0 | 0 | 0 | 0 | 0 | 0 | 0 | 0 | 0 | 0
F5_Commercial_WA - Health_New_Space Heating_Natural Gas_Furnace_A_Technical Potential | F5 | Commercial | WA - Health | New | Space Heating | Natural Gas | Furnace | A | Incremental Summer Peak Savings (MW) | Technical Potential | 0 | 0 | 0 | 0 | 0 | 0 | 0 | 0 | 0 | 0 | 0 | 0 | 0 | 0 | 0 | 0 | 0 | 0 | 0 | 0 | 0 | 0 | 0 | 0 | 0 | 0 | 0
F6_Commercial_WA - Health_New_Space Heating_Natural Gas_Furnace_A_Technical Potential | F6 | Commercial | WA - Health | New | Space Heating | Natural Gas | Furnace | A | Incremental Winter Peak Savings (MW) | Technical Potential | 0 | 0 | 0 | 0 | 0 | 0 | 0 | 0 | 0 | 0 | 0 | 0 | 0 | 0 | 0 | 0 | 0 | 0 | 0 | 0 | 0 | 0 | 0 | 0 | 0 | 0 | 0
F7_Commercial_WA - Health_New_Space Heating_Natural Gas_Furnace_A_Technical Potential | F7 | Commercial | WA - Health | New | Space Heating | Natural Gas | Furnace | A | Cumulative Energy Savings (MWh or mTherms) | Technical Potential | 0 | 0 | 0 | 0 | 0 | 0 | 0 | 0 | 0 | 0 | 0 | 0 | 0 | 0 | 0 | 0 | 0 | 0 | 0 | 0 | 0 | 0 | 0 | 0 | 0 | 0 | 0
F8_Commercial_WA - Health_New_Space Heating_Natural Gas_Furnace_A_Technical Potential | F8 | Commercial | WA - Health | New | Space Heating | Natural Gas | Furnace | A | Cumulative Summer Peak Savings (MW) | Technical Potential | 0 | 0 | 0 | 0 | 0 | 0 | 0 | 0 | 0 | 0 | 0 | 0 | 0 | 0 | 0 | 0 | 0 | 0 | 0 | 0 | 0 | 0 | 0 | 0 | 0 | 0 | 0
F9_Commercial_WA - Health_New_Space Heating_Natural Gas_Furnace_A_Technical Potential | F9 | Commercial | WA - Health | New | Space Heating | Natural Gas | Furnace | A | Cumulative Winter Peak Savings (MW) | Technical Potential | 0 | 0 | 0 | 0 | 0 | 0 | 0 | 0 | 0 | 0 | 0 | 0 | 0 | 0 | 0 | 0 | 0 | 0 | 0 | 0 | 0 | 0 | 0 | 0 | 0 | 0 | 0
F10_Commercial_WA - Health_New_Space Heating_Natural Gas_Furnace_A_Technical Potential | F10 | Commercial | WA - Health | New | Space Heating | Natural Gas | Furnace | A | Purchases (Incremental) | Technical Potential | 0 | 0 | 0 | 0 | 0 | 0 | 0 | 0 | 0 | 0 | 0 | 0 | 0 | 0 | 0 | 0 | 0 | 0 | 0 | 0 | 0 | 0 | 0 | 0 | 0 | 0 | 0
F11_Commercial_WA - Health_New_Space Heating_Natural Gas_Furnace_A_Technical Potential | F11 | Commercial | WA - Health | New | Space Heating | Natural Gas | Furnace | A | Purchases (Cumulative) | Technical Potential | 0 | 0 | 0 | 0 | 0 | 0 | 0 | 0 | 0 | 0 | 0 | 0 | 0 | 0 | 0 | 0 | 0 | 0 | 0 | 0 | 0 | 0 | 0 | 0 | 0 | 0 | 0
F1_Commercial_WA - Health_New_Space Heating_Natural Gas_Boiler_A_Technical Potential | F1 | Commercial | WA - Health | New | Space Heating | Natural Gas | Boiler | A | Integrated Unit Energy Savings (kWh or therms) | Technical Potential | 0 | 0 | 0 | 0 | 0 | 0 | 0 | 0 | 0 | 0 | 0 | 0 | 0 | 0 | 0 | 0 | 0 | 0 | 0 | 0 | 0 | 0 | 0 | 0 | 0 | 0 | 0
F2_Commercial_WA - Health_New_Space Heating_Natural Gas_Boiler_A_Technical Potential | F2 | Commercial | WA - Health | New | Space Heating | Natural Gas | Boiler | A | Integrated Unit Summer Peak Savings (kW) | Technical Potential | 0 | 0 | 0 | 0 | 0 | 0 | 0 | 0 | 0 | 0 | 0 | 0 | 0 | 0 | 0 | 0 | 0 | 0 | 0 | 0 | 0 | 0 | 0 | 0 | 0 | 0 | 0
F3_Commercial_WA - Health_New_Space Heating_Natural Gas_Boiler_A_Technical Potential | F3 | Commercial | WA - Health | New | Space Heating | Natural Gas | Boiler | A | Integrated Unit Winter Peak Savings (kW) | Technical Potential | 0 | 0 | 0 | 0 | 0 | 0 | 0 | 0 | 0 | 0 | 0 | 0 | 0 | 0 | 0 | 0 | 0 | 0 | 0 | 0 | 0 | 0 | 0 | 0 | 0 | 0 | 0
F4_Commercial_WA - Health_New_Space Heating_Natural Gas_Boiler_A_Technical Potential | F4 | Commercial | WA - Health | New | Space Heating | Natural Gas | Boiler | A | Incremental Energy Savings (MWh or mTherms) | Technical Potential | 0 | 0 | 0 | 0 | 0 | 0 | 0 | 0 | 0 | 0 | 0 | 0 | 0 | 0 | 0 | 0 | 0 | 0 | 0 | 0 | 0 | 0 | 0 | 0 | 0 | 0 | 0
F5_Commercial_WA - Health_New_Space Heating_Natural Gas_Boiler_A_Technical Potential | F5 | Commercial | WA - Health | New | Space Heating | Natural Gas | Boiler | A | Incremental Summer Peak Savings (MW) | Technical Potential | 0 | 0 | 0 | 0 | 0 | 0 | 0 | 0 | 0 | 0 | 0 | 0 | 0 | 0 | 0 | 0 | 0 | 0 | 0 | 0 | 0 | 0 | 0 | 0 | 0 | 0 | 0
F6_Commercial_WA - Health_New_Space Heating_Natural Gas_Boiler_A_Technical Potential | F6 | Commercial | WA - Health | New | Space Heating | Natural Gas | Boiler | A | Incremental Winter Peak Savings (MW) | Technical Potential | 0 | 0 | 0 | 0 | 0 | 0 | 0 | 0 | 0 | 0 | 0 | 0 | 0 | 0 | 0 | 0 | 0 | 0 | 0 | 0 | 0 | 0 | 0 | 0 | 0 | 0 | 0
F7_Commercial_WA - Health_New_Space Heating_Natural Gas_Boiler_A_Technical Potential | F7 | Commercial | WA - Health | New | Space Heating | Natural Gas | Boiler | A | Cumulative Energy Savings (MWh or mTherms) | Technical Potential | 0 | 0 | 0 | 0 | 0 | 0 | 0 | 0 | 0 | 0 | 0 | 0 | 0 | 0 | 0 | 0 | 0 | 0 | 0 | 0 | 0 | 0 | 0 | 0 | 0 | 0 | 0
F8_Commercial_WA - Health_New_Space Heating_Natural Gas_Boiler_A_Technical Potential | F8 | Commercial | WA - Health | New | Space Heating | Natural Gas | Boiler | A | Cumulative Summer Peak Savings (MW) | Technical Potential | 0 | 0 | 0 | 0 | 0 | 0 | 0 | 0 | 0 | 0 | 0 | 0 | 0 | 0 | 0 | 0 | 0 | 0 | 0 | 0 | 0 | 0 | 0 | 0 | 0 | 0 | 0
F9_Commercial_WA - Health_New_Space Heating_Natural Gas_Boiler_A_Technical Potential | F9 | Commercial | WA - Health | New | Space Heating | Natural Gas | Boiler | A | Cumulative Winter Peak Savings (MW) | Technical Potential | 0 | 0 | 0 | 0 | 0 | 0 | 0 | 0 | 0 | 0 | 0 | 0 | 0 | 0 | 0 | 0 | 0 | 0 | 0 | 0 | 0 | 0 | 0 | 0 | 0 | 0 | 0
F10_Commercial_WA - Health_New_Space Heating_Natural Gas_Boiler_A_Technical Potential | F10 | Commercial | WA - Health | New | Space Heating | Natural Gas | Boiler | A | Purchases (Incremental) | Technical Potential | 0 | 0 | 0 | 0 | 0 | 0 | 0 | 0 | 0 | 0 | 0 | 0 | 0 | 0 | 0 | 0 | 0 | 0 | 0 | 0 | 0 | 0 | 0 | 0 | 0 | 0 | 0
F11_Commercial_WA - Health_New_Space Heating_Natural Gas_Boiler_A_Technical Potential | F11 | Commercial | WA - Health | New | Space Heating | Natural Gas | Boiler | A | Purchases (Cumulative) | Technical Potential | 0 | 0 | 0 | 0 | 0 | 0 | 0 | 0 | 0 | 0 | 0 | 0 | 0 | 0 | 0 | 0 | 0 | 0 | 0 | 0 | 0 | 0 | 0 | 0 | 0 | 0 | 0
F1_Commercial_WA - Health_New_Space Heating_Natural Gas_Unit Heater_A_Technical Potential | F1 | Commercial | WA - Health | New | Space Heating | Natural Gas | Unit Heater | A | Integrated Unit Energy Savings (kWh or therms) | Technical Potential | 0 | 0 | 0 | 0 | 0 | 0 | 0 | 0 | 0 | 0 | 0 | 0 | 0 | 0 | 0 | 0 | 0 | 0 | 0 | 0 | 0 | 0 | 0 | 0 | 0 | 0 | 0
F2_Commercial_WA - Health_New_Space Heating_Natural Gas_Unit Heater_A_Technical Potential | F2 | Commercial | WA - Health | New | Space Heating | Natural Gas | Unit Heater | A | Integrated Unit Summer Peak Savings (kW) | Technical Potential | 0 | 0 | 0 | 0 | 0 | 0 | 0 | 0 | 0 | 0 | 0 | 0 | 0 | 0 | 0 | 0 | 0 | 0 | 0 | 0 | 0 | 0 | 0 | 0 | 0 | 0 | 0
F3_Commercial_WA - Health_New_Space Heating_Natural Gas_Unit Heater_A_Technical Potential | F3 | Commercial | WA - Health | New | Space Heating | Natural Gas | Unit Heater | A | Integrated Unit Winter Peak Savings (kW) | Technical Potential | 0 | 0 | 0 | 0 | 0 | 0 | 0 | 0 | 0 | 0 | 0 | 0 | 0 | 0 | 0 | 0 | 0 | 0 | 0 | 0 | 0 | 0 | 0 | 0 | 0 | 0 | 0
F4_Commercial_WA - Health_New_Space Heating_Natural Gas_Unit Heater_A_Technical Potential | F4 | Commercial | WA - Health | New | Space Heating | Natural Gas | Unit Heater | A | Incremental Energy Savings (MWh or mTherms) | Technical Potential | 0 | 0 | 0 | 0 | 0 | 0 | 0 | 0 | 0 | 0 | 0 | 0 | 0 | 0 | 0 | 0 | 0 | 0 | 0 | 0 | 0 | 0 | 0 | 0 | 0 | 0 | 0
F5_Commercial_WA - Health_New_Space Heating_Natural Gas_Unit Heater_A_Technical Potential | F5 | Commercial | WA - Health | New | Space Heating | Natural Gas | Unit Heater | A | Incremental Summer Peak Savings (MW) | Technical Potential | 0 | 0 | 0 | 0 | 0 | 0 | 0 | 0 | 0 | 0 | 0 | 0 | 0 | 0 | 0 | 0 | 0 | 0 | 0 | 0 | 0 | 0 | 0 | 0 | 0 | 0 | 0
F6_Commercial_WA - Health_New_Space Heating_Natural Gas_Unit Heater_A_Technical Potential | F6 | Commercial | WA - Health | New | Space Heating | Natural Gas | Unit Heater | A | Incremental Winter Peak Savings (MW) | Technical Potential | 0 | 0 | 0 | 0 | 0 | 0 | 0 | 0 | 0 | 0 | 0 | 0 | 0 | 0 | 0 | 0 | 0 | 0 | 0 | 0 | 0 | 0 | 0 | 0 | 0 | 0 | 0
F7_Commercial_WA - Health_New_Space Heating_Natural Gas_Unit Heater_A_Technical Potential | F7 | Commercial | WA - Health | New | Space Heating | Natural Gas | Unit Heater | A | Cumulative Energy Savings (MWh or mTherms) | Technical Potential | 0 | 0 | 0 | 0 | 0 | 0 | 0 | 0 | 0 | 0 | 0 | 0 | 0 | 0 | 0 | 0 | 0 | 0 | 0 | 0 | 0 | 0 | 0 | 0 | 0 | 0 | 0
F8_Commercial_WA - Health_New_Space Heating_Natural Gas_Unit Heater_A_Technical Potential | F8 | Commercial | WA - Health | New | Space Heating | Natural Gas | Unit Heater | A | Cumulative Summer Peak Savings (MW) | Technical Potential | 0 | 0 | 0 | 0 | 0 | 0 | 0 | 0 | 0 | 0 | 0 | 0 | 0 | 0 | 0 | 0 | 0 | 0 | 0 | 0 | 0 | 0 | 0 | 0 | 0 | 0 | 0
F9_Commercial_WA - Health_New_Space Heating_Natural Gas_Unit Heater_A_Technical Potential | F9 | Commercial | WA - Health | New | Space Heating | Natural Gas | Unit Heater | A | Cumulative Winter Peak Savings (MW) | Technical Potential | 0 | 0 | 0 | 0 | 0 | 0 | 0 | 0 | 0 | 0 | 0 | 0 | 0 | 0 | 0 | 0 | 0 | 0 | 0 | 0 | 0 | 0 | 0 | 0 | 0 | 0 | 0
F10_Commercial_WA - Health_New_Space Heating_Natural Gas_Unit Heater_A_Technical Potential | F10 | Commercial | WA - Health | New | Space Heating | Natural Gas | Unit Heater | A | Purchases (Incremental) | Technical Potential | 0 | 0 | 0 | 0 | 0 | 0 | 0 | 0 | 0 | 0 | 0 | 0 | 0 | 0 | 0 | 0 | 0 | 0 | 0 | 0 | 0 | 0 | 0 | 0 | 0 | 0 | 0
F11_Commercial_WA - Health_New_Space Heating_Natural Gas_Unit Heater_A_Technical Potential | F11 | Commercial | WA - Health | New | Space Heating | Natural Gas | Unit Heater | A | Purchases (Cumulative) | Technical Potential | 0 | 0 | 0 | 0 | 0 | 0 | 0 | 0 | 0 | 0 | 0 | 0 | 0 | 0 | 0 | 0 | 0 | 0 | 0 | 0 | 0 | 0 | 0 | 0 | 0 | 0 | 0
F1_Commercial_WA - Health_New_Water Heating_Natural Gas_Water Heater_A_Technical Potential | F1 | Commercial | WA - Health | New | Water Heating | Natural Gas | Water Heater | A | Integrated Unit Energy Savings (kWh or therms) | Technical Potential | 0 | 0 | 0 | 0 | 0 | 0 | 0 | 0 | 0 | 0 | 0 | 0 | 0 | 0 | 0 | 0 | 0 | 0 | 0 | 0 | 0 | 0 | 0 | 0 | 0 | 0 | 0
F2_Commercial_WA - Health_New_Water Heating_Natural Gas_Water Heater_A_Technical Potential | F2 | Commercial | WA - Health | New | Water Heating | Natural Gas | Water Heater | A | Integrated Unit Summer Peak Savings (kW) | Technical Potential | 0 | 0 | 0 | 0 | 0 | 0 | 0 | 0 | 0 | 0 | 0 | 0 | 0 | 0 | 0 | 0 | 0 | 0 | 0 | 0 | 0 | 0 | 0 | 0 | 0 | 0 | 0
F3_Commercial_WA - Health_New_Water Heating_Natural Gas_Water Heater_A_Technical Potential | F3 | Commercial | WA - Health | New | Water Heating | Natural Gas | Water Heater | A | Integrated Unit Winter Peak Savings (kW) | Technical Potential | 0 | 0 | 0 | 0 | 0 | 0 | 0 | 0 | 0 | 0 | 0 | 0 | 0 | 0 | 0 | 0 | 0 | 0 | 0 | 0 | 0 | 0 | 0 | 0 | 0 | 0 | 0
F4_Commercial_WA - Health_New_Water Heating_Natural Gas_Water Heater_A_Technical Potential | F4 | Commercial | WA - Health | New | Water Heating | Natural Gas | Water Heater | A | Incremental Energy Savings (MWh or mTherms) | Technical Potential | 0 | 0 | 0 | 0 | 0 | 0 | 0 | 0 | 0 | 0 | 0 | 0 | 0 | 0 | 0 | 0 | 0 | 0 | 0 | 0 | 0 | 0 | 0 | 0 | 0 | 0 | 0
F5_Commercial_WA - Health_New_Water Heating_Natural Gas_Water Heater_A_Technical Potential | F5 | Commercial | WA - Health | New | Water Heating | Natural Gas | Water Heater | A | Incremental Summer Peak Savings (MW) | Technical Potential | 0 | 0 | 0 | 0 | 0 | 0 | 0 | 0 | 0 | 0 | 0 | 0 | 0 | 0 | 0 | 0 | 0 | 0 | 0 | 0 | 0 | 0 | 0 | 0 | 0 | 0 | 0
F6_Commercial_WA - Health_New_Water Heating_Natural Gas_Water Heater_A_Technical Potential | F6 | Commercial | WA - Health | New | Water Heating | Natural Gas | Water Heater | A | Incremental Winter Peak Savings (MW) | Technical Potential | 0 | 0 | 0 | 0 | 0 | 0 | 0 | 0 | 0 | 0 | 0 | 0 | 0 | 0 | 0 | 0 | 0 | 0 | 0 | 0 | 0 | 0 | 0 | 0 | 0 | 0 | 0
F7_Commercial_WA - Health_New_Water Heating_Natural Gas_Water Heater_A_Technical Potential | F7 | Commercial | WA - Health | New | Water Heating | Natural Gas | Water Heater | A | Cumulative Energy Savings (MWh or mTherms) | Technical Potential | 0 | 0 | 0 | 0 | 0 | 0 | 0 | 0 | 0 | 0 | 0 | 0 | 0 | 0 | 0 | 0 | 0 | 0 | 0 | 0 | 0 | 0 | 0 | 0 | 0 | 0 | 0
F8_Commercial_WA - Health_New_Water Heating_Natural Gas_Water Heater_A_Technical Potential | F8 | Commercial | WA - Health | New | Water Heating | Natural Gas | Water Heater | A | Cumulative Summer Peak Savings (MW) | Technical Potential | 0 | 0 | 0 | 0 | 0 | 0 | 0 | 0 | 0 | 0 | 0 | 0 | 0 | 0 | 0 | 0 | 0 | 0 | 0 | 0 | 0 | 0 | 0 | 0 | 0 | 0 | 0
F9_Commercial_WA - Health_New_Water Heating_Natural Gas_Water Heater_A_Technical Potential | F9 | Commercial | WA - Health | New | Water Heating | Natural Gas | Water Heater | A | Cumulative Winter Peak Savings (MW) | Technical Potential | 0 | 0 | 0 | 0 | 0 | 0 | 0 | 0 | 0 | 0 | 0 | 0 | 0 | 0 | 0 | 0 | 0 | 0 | 0 | 0 | 0 | 0 | 0 | 0 | 0 | 0 | 0
F10_Commercial_WA - Health_New_Water Heating_Natural Gas_Water Heater_A_Technical Potential | F10 | Commercial | WA - Health | New | Water Heating | Natural Gas | Water Heater | A | Purchases (Incremental) | Technical Potential | 0 | 0 | 0 | 0 | 0 | 0 | 0 | 0 | 0 | 0 | 0 | 0 | 0 | 0 | 0 | 0 | 0 | 0 | 0 | 0 | 0 | 0 | 0 | 0 | 0 | 0 | 0
F11_Commercial_WA - Health_New_Water Heating_Natural Gas_Water Heater_A_Technical Potential | F11 | Commercial | WA - Health | New | Water Heating | Natural Gas | Water Heater | A | Purchases (Cumulative) | Technical Potential | 0 | 0 | 0 | 0 | 0 | 0 | 0 | 0 | 0 | 0 | 0 | 0 | 0 | 0 | 0 | 0 | 0 | 0 | 0 | 0 | 0 | 0 | 0 | 0 | 0 | 0 | 0
F1_Commercial_WA - Health_New_Food Preparation_Natural Gas_Oven_A_Technical Potential | F1 | Commercial | WA - Health | New | Food Preparation | Natural Gas | Oven | A | Integrated Unit Energy Savings (kWh or therms) | Technical Potential | 0 | 0 | 0 | 0 | 0 | 0 | 0 | 0 | 0 | 0 | 0 | 0 | 0 | 0 | 0 | 0 | 0 | 0 | 0 | 0 | 0 | 0 | 0 | 0 | 0 | 0 | 0
F2_Commercial_WA - Health_New_Food Preparation_Natural Gas_Oven_A_Technical Potential | F2 | Commercial | WA - Health | New | Food Preparation | Natural Gas | Oven | A | Integrated Unit Summer Peak Savings (kW) | Technical Potential | 0 | 0 | 0 | 0 | 0 | 0 | 0 | 0 | 0 | 0 | 0 | 0 | 0 | 0 | 0 | 0 | 0 | 0 | 0 | 0 | 0 | 0 | 0 | 0 | 0 | 0 | 0
F3_Commercial_WA - Health_New_Food Preparation_Natural Gas_Oven_A_Technical Potential | F3 | Commercial | WA - Health | New | Food Preparation | Natural Gas | Oven | A | Integrated Unit Winter Peak Savings (kW) | Technical Potential | 0 | 0 | 0 | 0 | 0 | 0 | 0 | 0 | 0 | 0 | 0 | 0 | 0 | 0 | 0 | 0 | 0 | 0 | 0 | 0 | 0 | 0 | 0 | 0 | 0 | 0 | 0
F4_Commercial_WA - Health_New_Food Preparation_Natural Gas_Oven_A_Technical Potential | F4 | Commercial | WA - Health | New | Food Preparation | Natural Gas | Oven | A | Incremental Energy Savings (MWh or mTherms) | Technical Potential | 0 | 0 | 0 | 0 | 0 | 0 | 0 | 0 | 0 | 0 | 0 | 0 | 0 | 0 | 0 | 0 | 0 | 0 | 0 | 0 | 0 | 0 | 0 | 0 | 0 | 0 | 0
F5_Commercial_WA - Health_New_Food Preparation_Natural Gas_Oven_A_Technical Potential | F5 | Commercial | WA - Health | New | Food Preparation | Natural Gas | Oven | A | Incremental Summer Peak Savings (MW) | Technical Potential | 0 | 0 | 0 | 0 | 0 | 0 | 0 | 0 | 0 | 0 | 0 | 0 | 0 | 0 | 0 | 0 | 0 | 0 | 0 | 0 | 0 | 0 | 0 | 0 | 0 | 0 | 0
F6_Commercial_WA - Health_New_Food Preparation_Natural Gas_Oven_A_Technical Potential | F6 | Commercial | WA - Health | New | Food Preparation | Natural Gas | Oven | A | Incremental Winter Peak Savings (MW) | Technical Potential | 0 | 0 | 0 | 0 | 0 | 0 | 0 | 0 | 0 | 0 | 0 | 0 | 0 | 0 | 0 | 0 | 0 | 0 | 0 | 0 | 0 | 0 | 0 | 0 | 0 | 0 | 0
F7_Commercial_WA - Health_New_Food Preparation_Natural Gas_Oven_A_Technical Potential | F7 | Commercial | WA - Health | New | Food Preparation | Natural Gas | Oven | A | Cumulative Energy Savings (MWh or mTherms) | Technical Potential | 0 | 0 | 0 | 0 | 0 | 0 | 0 | 0 | 0 | 0 | 0 | 0 | 0 | 0 | 0 | 0 | 0 | 0 | 0 | 0 | 0 | 0 | 0 | 0 | 0 | 0 | 0
F8_Commercial_WA - Health_New_Food Preparation_Natural Gas_Oven_A_Technical Potential | F8 | Commercial | WA - Health | New | Food Preparation | Natural Gas | Oven | A | Cumulative Summer Peak Savings (MW) | Technical Potential | 0 | 0 | 0 | 0 | 0 | 0 | 0 | 0 | 0 | 0 | 0 | 0 | 0 | 0 | 0 | 0 | 0 | 0 | 0 | 0 | 0 | 0 | 0 | 0 | 0 | 0 | 0
F9_Commercial_WA - Health_New_Food Preparation_Natural Gas_Oven_A_Technical Potential | F9 | Commercial | WA - Health | New | Food Preparation | Natural Gas | Oven | A | Cumulative Winter Peak Savings (MW) | Technical Potential | 0 | 0 | 0 | 0 | 0 | 0 | 0 | 0 | 0 | 0 | 0 | 0 | 0 | 0 | 0 | 0 | 0 | 0 | 0 | 0 | 0 | 0 | 0 | 0 | 0 | 0 | 0
F10_Commercial_WA - Health_New_Food Preparation_Natural Gas_Oven_A_Technical Potential | F10 | Commercial | WA - Health | New | Food Preparation | Natural Gas | Oven | A | Purchases (Incremental) | Technical Potential | 0 | 0 | 0 | 0 | 0 | 0 | 0 | 0 | 0 | 0 | 0 | 0 | 0 | 0 | 0 | 0 | 0 | 0 | 0 | 0 | 0 | 0 | 0 | 0 | 0 | 0 | 0
F11_Commercial_WA - Health_New_Food Preparation_Natural Gas_Oven_A_Technical Potential | F11 | Commercial | WA - Health | New | Food Preparation | Natural Gas | Oven | A | Purchases (Cumulative) | Technical Potential | 0 | 0 | 0 | 0 | 0 | 0 | 0 | 0 | 0 | 0 | 0 | 0 | 0 | 0 | 0 | 0 | 0 | 0 | 0 | 0 | 0 | 0 | 0 | 0 | 0 | 0 | 0
F1_Commercial_WA - Health_New_Food Preparation_Natural Gas_Conveyor Oven_A_Technical Potential | F1 | Commercial | WA - Health | New | Food Preparation | Natural Gas | Conveyor Oven | A | Integrated Unit Energy Savings (kWh or therms) | Technical Potential | 0 | 0 | 0 | 0 | 0 | 0 | 0 | 0 | 0 | 0 | 0 | 0 | 0 | 0 | 0 | 0 | 0 | 0 | 0 | 0 | 0 | 0 | 0 | 0 | 0 | 0 | 0
F2_Commercial_WA - Health_New_Food Preparation_Natural Gas_Conveyor Oven_A_Technical Potential | F2 | Commercial | WA - Health | New | Food Preparation | Natural Gas | Conveyor Oven | A | Integrated Unit Summer Peak Savings (kW) | Technical Potential | 0 | 0 | 0 | 0 | 0 | 0 | 0 | 0 | 0 | 0 | 0 | 0 | 0 | 0 | 0 | 0 | 0 | 0 | 0 | 0 | 0 | 0 | 0 | 0 | 0 | 0 | 0
F3_Commercial_WA - Health_New_Food Preparation_Natural Gas_Conveyor Oven_A_Technical Potential | F3 | Commercial | WA - Health | New | Food Preparation | Natural Gas | Conveyor Oven | A | Integrated Unit Winter Peak Savings (kW) | Technical Potential | 0 | 0 | 0 | 0 | 0 | 0 | 0 | 0 | 0 | 0 | 0 | 0 | 0 | 0 | 0 | 0 | 0 | 0 | 0 | 0 | 0 | 0 | 0 | 0 | 0 | 0 | 0
F4_Commercial_WA - Health_New_Food Preparation_Natural Gas_Conveyor Oven_A_Technical Potential | F4 | Commercial | WA - Health | New | Food Preparation | Natural Gas | Conveyor Oven | A | Incremental Energy Savings (MWh or mTherms) | Technical Potential | 0 | 0 | 0 | 0 | 0 | 0 | 0 | 0 | 0 | 0 | 0 | 0 | 0 | 0 | 0 | 0 | 0 | 0 | 0 | 0 | 0 | 0 | 0 | 0 | 0 | 0 | 0
F5_Commercial_WA - Health_New_Food Preparation_Natural Gas_Conveyor Oven_A_Technical Potential | F5 | Commercial | WA - Health | New | Food Preparation | Natural Gas | Conveyor Oven | A | Incremental Summer Peak Savings (MW) | Technical Potential | 0 | 0 | 0 | 0 | 0 | 0 | 0 | 0 | 0 | 0 | 0 | 0 | 0 | 0 | 0 | 0 | 0 | 0 | 0 | 0 | 0 | 0 | 0 | 0 | 0 | 0 | 0
F6_Commercial_WA - Health_New_Food Preparation_Natural Gas_Conveyor Oven_A_Technical Potential | F6 | Commercial | WA - Health | New | Food Preparation | Natural Gas | Conveyor Oven | A | Incremental Winter Peak Savings (MW) | Technical Potential | 0 | 0 | 0 | 0 | 0 | 0 | 0 | 0 | 0 | 0 | 0 | 0 | 0 | 0 | 0 | 0 | 0 | 0 | 0 | 0 | 0 | 0 | 0 | 0 | 0 | 0 | 0
F7_Commercial_WA - Health_New_Food Preparation_Natural Gas_Conveyor Oven_A_Technical Potential | F7 | Commercial | WA - Health | New | Food Preparation | Natural Gas | Conveyor Oven | A | Cumulative Energy Savings (MWh or mTherms) | Technical Potential | 0 | 0 | 0 | 0 | 0 | 0 | 0 | 0 | 0 | 0 | 0 | 0 | 0 | 0 | 0 | 0 | 0 | 0 | 0 | 0 | 0 | 0 | 0 | 0 | 0 | 0 | 0
F8_Commercial_WA - Health_New_Food Preparation_Natural Gas_Conveyor Oven_A_Technical Potential | F8 | Commercial | WA - Health | New | Food Preparation | Natural Gas | Conveyor Oven | A | Cumulative Summer Peak Savings (MW) | Technical Potential | 0 | 0 | 0 | 0 | 0 | 0 | 0 | 0 | 0 | 0 | 0 | 0 | 0 | 0 | 0 | 0 | 0 | 0 | 0 | 0 | 0 | 0 | 0 | 0 | 0 | 0 | 0
F9_Commercial_WA - Health_New_Food Preparation_Natural Gas_Conveyor Oven_A_Technical Potential | F9 | Commercial | WA - Health | New | Food Preparation | Natural Gas | Conveyor Oven | A | Cumulative Winter Peak Savings (MW) | Technical Potential | 0 | 0 | 0 | 0 | 0 | 0 | 0 | 0 | 0 | 0 | 0 | 0 | 0 | 0 | 0 | 0 | 0 | 0 | 0 | 0 | 0 | 0 | 0 | 0 | 0 | 0 | 0
F10_Commercial_WA - Health_New_Food Preparation_Natural Gas_Conveyor Oven_A_Technical Potential | F10 | Commercial | WA - Health | New | Food Preparation | Natural Gas | Conveyor Oven | A | Purchases (Incremental) | Technical Potential | 0 | 0 | 0 | 0 | 0 | 0 | 0 | 0 | 0 | 0 | 0 | 0 | 0 | 0 | 0 | 0 | 0 | 0 | 0 | 0 | 0 | 0 | 0 | 0 | 0 | 0 | 0
F11_Commercial_WA - Health_New_Food Preparation_Natural Gas_Conveyor Oven_A_Technical Potential | F11 | Commercial | WA - Health | New | Food Preparation | Natural Gas | Conveyor Oven | A | Purchases (Cumulative) | Technical Potential | 0 | 0 | 0 | 0 | 0 | 0 | 0 | 0 | 0 | 0 | 0 | 0 | 0 | 0 | 0 | 0 | 0 | 0 | 0 | 0 | 0 | 0 | 0 | 0 | 0 | 0 | 0
F1_Commercial_WA - Health_New_Food Preparation_Natural Gas_Double Rack Oven_A_Technical Potential | F1 | Commercial | WA - Health | New | Food Preparation | Natural Gas | Double Rack Oven | A | Integrated Unit Energy Savings (kWh or therms) | Technical Potential | 0 | 0 | 0 | 0 | 0 | 0 | 0 | 0 | 0 | 0 | 0 | 0 | 0 | 0 | 0 | 0 | 0 | 0 | 0 | 0 | 0 | 0 | 0 | 0 | 0 | 0 | 0
F2_Commercial_WA - Health_New_Food Preparation_Natural Gas_Double Rack Oven_A_Technical Potential | F2 | Commercial | WA - Health | New | Food Preparation | Natural Gas | Double Rack Oven | A | Integrated Unit Summer Peak Savings (kW) | Technical Potential | 0 | 0 | 0 | 0 | 0 | 0 | 0 | 0 | 0 | 0 | 0 | 0 | 0 | 0 | 0 | 0 | 0 | 0 | 0 | 0 | 0 | 0 | 0 | 0 | 0 | 0 | 0
F3_Commercial_WA - Health_New_Food Preparation_Natural Gas_Double Rack Oven_A_Technical Potential | F3 | Commercial | WA - Health | New | Food Preparation | Natural Gas | Double Rack Oven | A | Integrated Unit Winter Peak Savings (kW) | Technical Potential | 0 | 0 | 0 | 0 | 0 | 0 | 0 | 0 | 0 | 0 | 0 | 0 | 0 | 0 | 0 | 0 | 0 | 0 | 0 | 0 | 0 | 0 | 0 | 0 | 0 | 0 | 0
F4_Commercial_WA - Health_New_Food Preparation_Natural Gas_Double Rack Oven_A_Technical Potential | F4 | Commercial | WA - Health | New | Food Preparation | Natural Gas | Double Rack Oven | A | Incremental Energy Savings (MWh or mTherms) | Technical Potential | 0 | 0 | 0 | 0 | 0 | 0 | 0 | 0 | 0 | 0 | 0 | 0 | 0 | 0 | 0 | 0 | 0 | 0 | 0 | 0 | 0 | 0 | 0 | 0 | 0 | 0 | 0
F5_Commercial_WA - Health_New_Food Preparation_Natural Gas_Double Rack Oven_A_Technical Potential | F5 | Commercial | WA - Health | New | Food Preparation | Natural Gas | Double Rack Oven | A | Incremental Summer Peak Savings (MW) | Technical Potential | 0 | 0 | 0 | 0 | 0 | 0 | 0 | 0 | 0 | 0 | 0 | 0 | 0 | 0 | 0 | 0 | 0 | 0 | 0 | 0 | 0 | 0 | 0 | 0 | 0 | 0 | 0
F6_Commercial_WA - Health_New_Food Preparation_Natural Gas_Double Rack Oven_A_Technical Potential | F6 | Commercial | WA - Health | New | Food Preparation | Natural Gas | Double Rack Oven | A | Incremental Winter Peak Savings (MW) | Technical Potential | 0 | 0 | 0 | 0 | 0 | 0 | 0 | 0 | 0 | 0 | 0 | 0 | 0 | 0 | 0 | 0 | 0 | 0 | 0 | 0 | 0 | 0 | 0 | 0 | 0 | 0 | 0
F7_Commercial_WA - Health_New_Food Preparation_Natural Gas_Double Rack Oven_A_Technical Potential | F7 | Commercial | WA - Health | New | Food Preparation | Natural Gas | Double Rack Oven | A | Cumulative Energy Savings (MWh or mTherms) | Technical Potential | 0 | 0 | 0 | 0 | 0 | 0 | 0 | 0 | 0 | 0 | 0 | 0 | 0 | 0 | 0 | 0 | 0 | 0 | 0 | 0 | 0 | 0 | 0 | 0 | 0 | 0 | 0
F8_Commercial_WA - Health_New_Food Preparation_Natural Gas_Double Rack Oven_A_Technical Potential | F8 | Commercial | WA - Health | New | Food Preparation | Natural Gas | Double Rack Oven | A | Cumulative Summer Peak Savings (MW) | Technical Potential | 0 | 0 | 0 | 0 | 0 | 0 | 0 | 0 | 0 | 0 | 0 | 0 | 0 | 0 | 0 | 0 | 0 | 0 | 0 | 0 | 0 | 0 | 0 | 0 | 0 | 0 | 0
F9_Commercial_WA - Health_New_Food Preparation_Natural Gas_Double Rack Oven_A_Technical Potential | F9 | Commercial | WA - Health | New | Food Preparation | Natural Gas | Double Rack Oven | A | Cumulative Winter Peak Savings (MW) | Technical Potential | 0 | 0 | 0 | 0 | 0 | 0 | 0 | 0 | 0 | 0 | 0 | 0 | 0 | 0 | 0 | 0 | 0 | 0 | 0 | 0 | 0 | 0 | 0 | 0 | 0 | 0 | 0
F10_Commercial_WA - Health_New_Food Preparation_Natural Gas_Double Rack Oven_A_Technical Potential | F10 | Commercial | WA - Health | New | Food Preparation | Natural Gas | Double Rack Oven | A | Purchases (Incremental) | Technical Potential | 0 | 0 | 0 | 0 | 0 | 0 | 0 | 0 | 0 | 0 | 0 | 0 | 0 | 0 | 0 | 0 | 0 | 0 | 0 | 0 | 0 | 0 | 0 | 0 | 0 | 0 | 0
F11_Commercial_WA - Health_New_Food Preparation_Natural Gas_Double Rack Oven_A_Technical Potential | F11 | Commercial | WA - Health | New | Food Preparation | Natural Gas | Double Rack Oven | A | Purchases (Cumulative) | Technical Potential | 0 | 0 | 0 | 0 | 0 | 0 | 0 | 0 | 0 | 0 | 0 | 0 | 0 | 0 | 0 | 0 | 0 | 0 | 0 | 0 | 0 | 0 | 0 | 0 | 0 | 0 | 0
F1_Commercial_WA - Health_New_Food Preparation_Natural Gas_Fryer_A_Technical Potential | F1 | Commercial | WA - Health | New | Food Preparation | Natural Gas | Fryer | A | Integrated Unit Energy Savings (kWh or therms) | Technical Potential | 0 | 0 | 0 | 0 | 0 | 0 | 0 | 0 | 0 | 0 | 0 | 0 | 0 | 0 | 0 | 0 | 0 | 0 | 0 | 0 | 0 | 0 | 0 | 0 | 0 | 0 | 0
F2_Commercial_WA - Health_New_Food Preparation_Natural Gas_Fryer_A_Technical Potential | F2 | Commercial | WA - Health | New | Food Preparation | Natural Gas | Fryer | A | Integrated Unit Summer Peak Savings (kW) | Technical Potential | 0 | 0 | 0 | 0 | 0 | 0 | 0 | 0 | 0 | 0 | 0 | 0 | 0 | 0 | 0 | 0 | 0 | 0 | 0 | 0 | 0 | 0 | 0 | 0 | 0 | 0 | 0
F3_Commercial_WA - Health_New_Food Preparation_Natural Gas_Fryer_A_Technical Potential | F3 | Commercial | WA - Health | New | Food Preparation | Natural Gas | Fryer | A | Integrated Unit Winter Peak Savings (kW) | Technical Potential | 0 | 0 | 0 | 0 | 0 | 0 | 0 | 0 | 0 | 0 | 0 | 0 | 0 | 0 | 0 | 0 | 0 | 0 | 0 | 0 | 0 | 0 | 0 | 0 | 0 | 0 | 0
F4_Commercial_WA - Health_New_Food Preparation_Natural Gas_Fryer_A_Technical Potential | F4 | Commercial | WA - Health | New | Food Preparation | Natural Gas | Fryer | A | Incremental Energy Savings (MWh or mTherms) | Technical Potential | 0 | 0 | 0 | 0 | 0 | 0 | 0 | 0 | 0 | 0 | 0 | 0 | 0 | 0 | 0 | 0 | 0 | 0 | 0 | 0 | 0 | 0 | 0 | 0 | 0 | 0 | 0
F5_Commercial_WA - Health_New_Food Preparation_Natural Gas_Fryer_A_Technical Potential | F5 | Commercial | WA - Health | New | Food Preparation | Natural Gas | Fryer | A | Incremental Summer Peak Savings (MW) | Technical Potential | 0 | 0 | 0 | 0 | 0 | 0 | 0 | 0 | 0 | 0 | 0 | 0 | 0 | 0 | 0 | 0 | 0 | 0 | 0 | 0 | 0 | 0 | 0 | 0 | 0 | 0 | 0
F6_Commercial_WA - Health_New_Food Preparation_Natural Gas_Fryer_A_Technical Potential | F6 | Commercial | WA - Health | New | Food Preparation | Natural Gas | Fryer | A | Incremental Winter Peak Savings (MW) | Technical Potential | 0 | 0 | 0 | 0 | 0 | 0 | 0 | 0 | 0 | 0 | 0 | 0 | 0 | 0 | 0 | 0 | 0 | 0 | 0 | 0 | 0 | 0 | 0 | 0 | 0 | 0 | 0
F7_Commercial_WA - Health_New_Food Preparation_Natural Gas_Fryer_A_Technical Potential | F7 | Commercial | WA - Health | New | Food Preparation | Natural Gas | Fryer | A | Cumulative Energy Savings (MWh or mTherms) | Technical Potential | 0 | 0 | 0 | 0 | 0 | 0 | 0 | 0 | 0 | 0 | 0 | 0 | 0 | 0 | 0 | 0 | 0 | 0 | 0 | 0 | 0 | 0 | 0 | 0 | 0 | 0 | 0
F8_Commercial_WA - Health_New_Food Preparation_Natural Gas_Fryer_A_Technical Potential | F8 | Commercial | WA - Health | New | Food Preparation | Natural Gas | Fryer | A | Cumulative Summer Peak Savings (MW) | Technical Potential | 0 | 0 | 0 | 0 | 0 | 0 | 0 | 0 | 0 | 0 | 0 | 0 | 0 | 0 | 0 | 0 | 0 | 0 | 0 | 0 | 0 | 0 | 0 | 0 | 0 | 0 | 0
F9_Commercial_WA - Health_New_Food Preparation_Natural Gas_Fryer_A_Technical Potential | F9 | Commercial | WA - Health | New | Food Preparation | Natural Gas | Fryer | A | Cumulative Winter Peak Savings (MW) | Technical Potential | 0 | 0 | 0 | 0 | 0 | 0 | 0 | 0 | 0 | 0 | 0 | 0 | 0 | 0 | 0 | 0 | 0 | 0 | 0 | 0 | 0 | 0 | 0 | 0 | 0 | 0 | 0
F10_Commercial_WA - Health_New_Food Preparation_Natural Gas_Fryer_A_Technical Potential | F10 | Commercial | WA - Health | New | Food Preparation | Natural Gas | Fryer | A | Purchases (Incremental) | Technical Potential | 0 | 0 | 0 | 0 | 0 | 0 | 0 | 0 | 0 | 0 | 0 | 0 | 0 | 0 | 0 | 0 | 0 | 0 | 0 | 0 | 0 | 0 | 0 | 0 | 0 | 0 | 0
F11_Commercial_WA - Health_New_Food Preparation_Natural Gas_Fryer_A_Technical Potential | F11 | Commercial | WA - Health | New | Food Preparation | Natural Gas | Fryer | A | Purchases (Cumulative) | Technical Potential | 0 | 0 | 0 | 0 | 0 | 0 | 0 | 0 | 0 | 0 | 0 | 0 | 0 | 0 | 0 | 0 | 0 | 0 | 0 | 0 | 0 | 0 | 0 | 0 | 0 | 0 | 0
F1_Commercial_WA - Health_New_Food Preparation_Natural Gas_Broiler_A_Technical Potential | F1 | Commercial | WA - Health | New | Food Preparation | Natural Gas | Broiler | A | Integrated Unit Energy Savings (kWh or therms) | Technical Potential | 0 | 0 | 0 | 0 | 0 | 0 | 0 | 0 | 0 | 0 | 0 | 0 | 0 | 0 | 0 | 0 | 0 | 0 | 0 | 0 | 0 | 0 | 0 | 0 | 0 | 0 | 0
F2_Commercial_WA - Health_New_Food Preparation_Natural Gas_Broiler_A_Technical Potential | F2 | Commercial | WA - Health | New | Food Preparation | Natural Gas | Broiler | A | Integrated Unit Summer Peak Savings (kW) | Technical Potential | 0 | 0 | 0 | 0 | 0 | 0 | 0 | 0 | 0 | 0 | 0 | 0 | 0 | 0 | 0 | 0 | 0 | 0 | 0 | 0 | 0 | 0 | 0 | 0 | 0 | 0 | 0
F3_Commercial_WA - Health_New_Food Preparation_Natural Gas_Broiler_A_Technical Potential | F3 | Commercial | WA - Health | New | Food Preparation | Natural Gas | Broiler | A | Integrated Unit Winter Peak Savings (kW) | Technical Potential | 0 | 0 | 0 | 0 | 0 | 0 | 0 | 0 | 0 | 0 | 0 | 0 | 0 | 0 | 0 | 0 | 0 | 0 | 0 | 0 | 0 | 0 | 0 | 0 | 0 | 0 | 0
F4_Commercial_WA - Health_New_Food Preparation_Natural Gas_Broiler_A_Technical Potential | F4 | Commercial | WA - Health | New | Food Preparation | Natural Gas | Broiler | A | Incremental Energy Savings (MWh or mTherms) | Technical Potential | 0 | 0 | 0 | 0 | 0 | 0 | 0 | 0 | 0 | 0 | 0 | 0 | 0 | 0 | 0 | 0 | 0 | 0 | 0 | 0 | 0 | 0 | 0 | 0 | 0 | 0 | 0
F5_Commercial_WA - Health_New_Food Preparation_Natural Gas_Broiler_A_Technical Potential | F5 | Commercial | WA - Health | New | Food Preparation | Natural Gas | Broiler | A | Incremental Summer Peak Savings (MW) | Technical Potential | 0 | 0 | 0 | 0 | 0 | 0 | 0 | 0 | 0 | 0 | 0 | 0 | 0 | 0 | 0 | 0 | 0 | 0 | 0 | 0 | 0 | 0 | 0 | 0 | 0 | 0 | 0
F6_Commercial_WA - Health_New_Food Preparation_Natural Gas_Broiler_A_Technical Potential | F6 | Commercial | WA - Health | New | Food Preparation | Natural Gas | Broiler | A | Incremental Winter Peak Savings (MW) | Technical Potential | 0 | 0 | 0 | 0 | 0 | 0 | 0 | 0 | 0 | 0 | 0 | 0 | 0 | 0 | 0 | 0 | 0 | 0 | 0 | 0 | 0 | 0 | 0 | 0 | 0 | 0 | 0
F7_Commercial_WA - Health_New_Food Preparation_Natural Gas_Broiler_A_Technical Potential | F7 | Commercial | WA - Health | New | Food Preparation | Natural Gas | Broiler | A | Cumulative Energy Savings (MWh or mTherms) | Technical Potential | 0 | 0 | 0 | 0 | 0 | 0 | 0 | 0 | 0 | 0 | 0 | 0 | 0 | 0 | 0 | 0 | 0 | 0 | 0 | 0 | 0 | 0 | 0 | 0 | 0 | 0 | 0
F8_Commercial_WA - Health_New_Food Preparation_Natural Gas_Broiler_A_Technical Potential | F8 | Commercial | WA - Health | New | Food Preparation | Natural Gas | Broiler | A | Cumulative Summer Peak Savings (MW) | Technical Potential | 0 | 0 | 0 | 0 | 0 | 0 | 0 | 0 | 0 | 0 | 0 | 0 | 0 | 0 | 0 | 0 | 0 | 0 | 0 | 0 | 0 | 0 | 0 | 0 | 0 | 0 | 0
F9_Commercial_WA - Health_New_Food Preparation_Natural Gas_Broiler_A_Technical Potential | F9 | Commercial | WA - Health | New | Food Preparation | Natural Gas | Broiler | A | Cumulative Winter Peak Savings (MW) | Technical Potential | 0 | 0 | 0 | 0 | 0 | 0 | 0 | 0 | 0 | 0 | 0 | 0 | 0 | 0 | 0 | 0 | 0 | 0 | 0 | 0 | 0 | 0 | 0 | 0 | 0 | 0 | 0
F10_Commercial_WA - Health_New_Food Preparation_Natural Gas_Broiler_A_Technical Potential | F10 | Commercial | WA - Health | New | Food Preparation | Natural Gas | Broiler | A | Purchases (Incremental) | Technical Potential | 0 | 0 | 0 | 0 | 0 | 0 | 0 | 0 | 0 | 0 | 0 | 0 | 0 | 0 | 0 | 0 | 0 | 0 | 0 | 0 | 0 | 0 | 0 | 0 | 0 | 0 | 0
F11_Commercial_WA - Health_New_Food Preparation_Natural Gas_Broiler_A_Technical Potential | F11 | Commercial | WA - Health | New | Food Preparation | Natural Gas | Broiler | A | Purchases (Cumulative) | Technical Potential | 0 | 0 | 0 | 0 | 0 | 0 | 0 | 0 | 0 | 0 | 0 | 0 | 0 | 0 | 0 | 0 | 0 | 0 | 0 | 0 | 0 | 0 | 0 | 0 | 0 | 0 | 0
F1_Commercial_WA - Health_New_Food Preparation_Natural Gas_Griddle_A_Technical Potential | F1 | Commercial | WA - Health | New | Food Preparation | Natural Gas | Griddle | A | Integrated Unit Energy Savings (kWh or therms) | Technical Potential | 0 | 0 | 0 | 0 | 0 | 0 | 0 | 0 | 0 | 0 | 0 | 0 | 0 | 0 | 0 | 0 | 0 | 0 | 0 | 0 | 0 | 0 | 0 | 0 | 0 | 0 | 0
F2_Commercial_WA - Health_New_Food Preparation_Natural Gas_Griddle_A_Technical Potential | F2 | Commercial | WA - Health | New | Food Preparation | Natural Gas | Griddle | A | Integrated Unit Summer Peak Savings (kW) | Technical Potential | 0 | 0 | 0 | 0 | 0 | 0 | 0 | 0 | 0 | 0 | 0 | 0 | 0 | 0 | 0 | 0 | 0 | 0 | 0 | 0 | 0 | 0 | 0 | 0 | 0 | 0 | 0
F3_Commercial_WA - Health_New_Food Preparation_Natural Gas_Griddle_A_Technical Potential | F3 | Commercial | WA - Health | New | Food Preparation | Natural Gas | Griddle | A | Integrated Unit Winter Peak Savings (kW) | Technical Potential | 0 | 0 | 0 | 0 | 0 | 0 | 0 | 0 | 0 | 0 | 0 | 0 | 0 | 0 | 0 | 0 | 0 | 0 | 0 | 0 | 0 | 0 | 0 | 0 | 0 | 0 | 0
F4_Commercial_WA - Health_New_Food Preparation_Natural Gas_Griddle_A_Technical Potential | F4 | Commercial | WA - Health | New | Food Preparation | Natural Gas | Griddle | A | Incremental Energy Savings (MWh or mTherms) | Technical Potential | 0 | 0 | 0 | 0 | 0 | 0 | 0 | 0 | 0 | 0 | 0 | 0 | 0 | 0 | 0 | 0 | 0 | 0 | 0 | 0 | 0 | 0 | 0 | 0 | 0 | 0 | 0
F5_Commercial_WA - Health_New_Food Preparation_Natural Gas_Griddle_A_Technical Potential | F5 | Commercial | WA - Health | New | Food Preparation | Natural Gas | Griddle | A | Incremental Summer Peak Savings (MW) | Technical Potential | 0 | 0 | 0 | 0 | 0 | 0 | 0 | 0 | 0 | 0 | 0 | 0 | 0 | 0 | 0 | 0 | 0 | 0 | 0 | 0 | 0 | 0 | 0 | 0 | 0 | 0 | 0
F6_Commercial_WA - Health_New_Food Preparation_Natural Gas_Griddle_A_Technical Potential | F6 | Commercial | WA - Health | New | Food Preparation | Natural Gas | Griddle | A | Incremental Winter Peak Savings (MW) | Technical Potential | 0 | 0 | 0 | 0 | 0 | 0 | 0 | 0 | 0 | 0 | 0 | 0 | 0 | 0 | 0 | 0 | 0 | 0 | 0 | 0 | 0 | 0 | 0 | 0 | 0 | 0 | 0
F7_Commercial_WA - Health_New_Food Preparation_Natural Gas_Griddle_A_Technical Potential | F7 | Commercial | WA - Health | New | Food Preparation | Natural Gas | Griddle | A | Cumulative Energy Savings (MWh or mTherms) | Technical Potential | 0 | 0 | 0 | 0 | 0 | 0 | 0 | 0 | 0 | 0 | 0 | 0 | 0 | 0 | 0 | 0 | 0 | 0 | 0 | 0 | 0 | 0 | 0 | 0 | 0 | 0 | 0
F8_Commercial_WA - Health_New_Food Preparation_Natural Gas_Griddle_A_Technical Potential | F8 | Commercial | WA - Health | New | Food Preparation | Natural Gas | Griddle | A | Cumulative Summer Peak Savings (MW) | Technical Potential | 0 | 0 | 0 | 0 | 0 | 0 | 0 | 0 | 0 | 0 | 0 | 0 | 0 | 0 | 0 | 0 | 0 | 0 | 0 | 0 | 0 | 0 | 0 | 0 | 0 | 0 | 0
F9_Commercial_WA - Health_New_Food Preparation_Natural Gas_Griddle_A_Technical Potential | F9 | Commercial | WA - Health | New | Food Preparation | Natural Gas | Griddle | A | Cumulative Winter Peak Savings (MW) | Technical Potential | 0 | 0 | 0 | 0 | 0 | 0 | 0 | 0 | 0 | 0 | 0 | 0 | 0 | 0 | 0 | 0 | 0 | 0 | 0 | 0 | 0 | 0 | 0 | 0 | 0 | 0 | 0
F10_Commercial_WA - Health_New_Food Preparation_Natural Gas_Griddle_A_Technical Potential | F10 | Commercial | WA - Health | New | Food Preparation | Natural Gas | Griddle | A | Purchases (Incremental) | Technical Potential | 0 | 0 | 0 | 0 | 0 | 0 | 0 | 0 | 0 | 0 | 0 | 0 | 0 | 0 | 0 | 0 | 0 | 0 | 0 | 0 | 0 | 0 | 0 | 0 | 0 | 0 | 0
F11_Commercial_WA - Health_New_Food Preparation_Natural Gas_Griddle_A_Technical Potential | F11 | Commercial | WA - Health | New | Food Preparation | Natural Gas | Griddle | A | Purchases (Cumulative) | Technical Potential | 0 | 0 | 0 | 0 | 0 | 0 | 0 | 0 | 0 | 0 | 0 | 0 | 0 | 0 | 0 | 0 | 0 | 0 | 0 | 0 | 0 | 0 | 0 | 0 | 0 | 0 | 0
F1_Commercial_WA - Health_New_Food Preparation_Natural Gas_Range_A_Technical Potential | F1 | Commercial | WA - Health | New | Food Preparation | Natural Gas | Range | A | Integrated Unit Energy Savings (kWh or therms) | Technical Potential | 0 | 0 | 0 | 0 | 0 | 0 | 0 | 0 | 0 | 0 | 0 | 0 | 0 | 0 | 0 | 0 | 0 | 0 | 0 | 0 | 0 | 0 | 0 | 0 | 0 | 0 | 0
F2_Commercial_WA - Health_New_Food Preparation_Natural Gas_Range_A_Technical Potential | F2 | Commercial | WA - Health | New | Food Preparation | Natural Gas | Range | A | Integrated Unit Summer Peak Savings (kW) | Technical Potential | 0 | 0 | 0 | 0 | 0 | 0 | 0 | 0 | 0 | 0 | 0 | 0 | 0 | 0 | 0 | 0 | 0 | 0 | 0 | 0 | 0 | 0 | 0 | 0 | 0 | 0 | 0
F3_Commercial_WA - Health_New_Food Preparation_Natural Gas_Range_A_Technical Potential | F3 | Commercial | WA - Health | New | Food Preparation | Natural Gas | Range | A | Integrated Unit Winter Peak Savings (kW) | Technical Potential | 0 | 0 | 0 | 0 | 0 | 0 | 0 | 0 | 0 | 0 | 0 | 0 | 0 | 0 | 0 | 0 | 0 | 0 | 0 | 0 | 0 | 0 | 0 | 0 | 0 | 0 | 0
F4_Commercial_WA - Health_New_Food Preparation_Natural Gas_Range_A_Technical Potential | F4 | Commercial | WA - Health | New | Food Preparation | Natural Gas | Range | A | Incremental Energy Savings (MWh or mTherms) | Technical Potential | 0 | 0 | 0 | 0 | 0 | 0 | 0 | 0 | 0 | 0 | 0 | 0 | 0 | 0 | 0 | 0 | 0 | 0 | 0 | 0 | 0 | 0 | 0 | 0 | 0 | 0 | 0
F5_Commercial_WA - Health_New_Food Preparation_Natural Gas_Range_A_Technical Potential | F5 | Commercial | WA - Health | New | Food Preparation | Natural Gas | Range | A | Incremental Summer Peak Savings (MW) | Technical Potential | 0 | 0 | 0 | 0 | 0 | 0 | 0 | 0 | 0 | 0 | 0 | 0 | 0 | 0 | 0 | 0 | 0 | 0 | 0 | 0 | 0 | 0 | 0 | 0 | 0 | 0 | 0
F6_Commercial_WA - Health_New_Food Preparation_Natural Gas_Range_A_Technical Potential | F6 | Commercial | WA - Health | New | Food Preparation | Natural Gas | Range | A | Incremental Winter Peak Savings (MW) | Technical Potential | 0 | 0 | 0 | 0 | 0 | 0 | 0 | 0 | 0 | 0 | 0 | 0 | 0 | 0 | 0 | 0 | 0 | 0 | 0 | 0 | 0 | 0 | 0 | 0 | 0 | 0 | 0
F7_Commercial_WA - Health_New_Food Preparation_Natural Gas_Range_A_Technical Potential | F7 | Commercial | WA - Health | New | Food Preparation | Natural Gas | Range | A | Cumulative Energy Savings (MWh or mTherms) | Technical Potential | 0 | 0 | 0 | 0 | 0 | 0 | 0 | 0 | 0 | 0 | 0 | 0 | 0 | 0 | 0 | 0 | 0 | 0 | 0 | 0 | 0 | 0 | 0 | 0 | 0 | 0 | 0
F8_Commercial_WA - Health_New_Food Preparation_Natural Gas_Range_A_Technical Potential | F8 | Commercial | WA - Health | New | Food Preparation | Natural Gas | Range | A | Cumulative Summer Peak Savings (MW) | Technical Potential | 0 | 0 | 0 | 0 | 0 | 0 | 0 | 0 | 0 | 0 | 0 | 0 | 0 | 0 | 0 | 0 | 0 | 0 | 0 | 0 | 0 | 0 | 0 | 0 | 0 | 0 | 0
F9_Commercial_WA - Health_New_Food Preparation_Natural Gas_Range_A_Technical Potential | F9 | Commercial | WA - Health | New | Food Preparation | Natural Gas | Range | A | Cumulative Winter Peak Savings (MW) | Technical Potential | 0 | 0 | 0 | 0 | 0 | 0 | 0 | 0 | 0 | 0 | 0 | 0 | 0 | 0 | 0 | 0 | 0 | 0 | 0 | 0 | 0 | 0 | 0 | 0 | 0 | 0 | 0
F10_Commercial_WA - Health_New_Food Preparation_Natural Gas_Range_A_Technical Potential | F10 | Commercial | WA - Health | New | Food Preparation | Natural Gas | Range | A | Purchases (Incremental) | Technical Potential | 0 | 0 | 0 | 0 | 0 | 0 | 0 | 0 | 0 | 0 | 0 | 0 | 0 | 0 | 0 | 0 | 0 | 0 | 0 | 0 | 0 | 0 | 0 | 0 | 0 | 0 | 0
F11_Commercial_WA - Health_New_Food Preparation_Natural Gas_Range_A_Technical Potential | F11 | Commercial | WA - Health | New | Food Preparation | Natural Gas | Range | A | Purchases (Cumulative) | Technical Potential | 0 | 0 | 0 | 0 | 0 | 0 | 0 | 0 | 0 | 0 | 0 | 0 | 0 | 0 | 0 | 0 | 0 | 0 | 0 | 0 | 0 | 0 | 0 | 0 | 0 | 0 | 0
F1_Commercial_WA - Health_New_Food Preparation_Natural Gas_Steamer_A_Technical Potential | F1 | Commercial | WA - Health | New | Food Preparation | Natural Gas | Steamer | A | Integrated Unit Energy Savings (kWh or therms) | Technical Potential | 0 | 0 | 0 | 0 | 0 | 0 | 0 | 0 | 0 | 0 | 0 | 0 | 0 | 0 | 0 | 0 | 0 | 0 | 0 | 0 | 0 | 0 | 0 | 0 | 0 | 0 | 0
F2_Commercial_WA - Health_New_Food Preparation_Natural Gas_Steamer_A_Technical Potential | F2 | Commercial | WA - Health | New | Food Preparation | Natural Gas | Steamer | A | Integrated Unit Summer Peak Savings (kW) | Technical Potential | 0 | 0 | 0 | 0 | 0 | 0 | 0 | 0 | 0 | 0 | 0 | 0 | 0 | 0 | 0 | 0 | 0 | 0 | 0 | 0 | 0 | 0 | 0 | 0 | 0 | 0 | 0
F3_Commercial_WA - Health_New_Food Preparation_Natural Gas_Steamer_A_Technical Potential | F3 | Commercial | WA - Health | New | Food Preparation | Natural Gas | Steamer | A | Integrated Unit Winter Peak Savings (kW) | Technical Potential | 0 | 0 | 0 | 0 | 0 | 0 | 0 | 0 | 0 | 0 | 0 | 0 | 0 | 0 | 0 | 0 | 0 | 0 | 0 | 0 | 0 | 0 | 0 | 0 | 0 | 0 | 0
F4_Commercial_WA - Health_New_Food Preparation_Natural Gas_Steamer_A_Technical Potential | F4 | Commercial | WA - Health | New | Food Preparation | Natural Gas | Steamer | A | Incremental Energy Savings (MWh or mTherms) | Technical Potential | 0 | 0 | 0 | 0 | 0 | 0 | 0 | 0 | 0 | 0 | 0 | 0 | 0 | 0 | 0 | 0 | 0 | 0 | 0 | 0 | 0 | 0 | 0 | 0 | 0 | 0 | 0
F5_Commercial_WA - Health_New_Food Preparation_Natural Gas_Steamer_A_Technical Potential | F5 | Commercial | WA - Health | New | Food Preparation | Natural Gas | Steamer | A | Incremental Summer Peak Savings (MW) | Technical Potential | 0 | 0 | 0 | 0 | 0 | 0 | 0 | 0 | 0 | 0 | 0 | 0 | 0 | 0 | 0 | 0 | 0 | 0 | 0 | 0 | 0 | 0 | 0 | 0 | 0 | 0 | 0
F6_Commercial_WA - Health_New_Food Preparation_Natural Gas_Steamer_A_Technical Potential | F6 | Commercial | WA - Health | New | Food Preparation | Natural Gas | Steamer | A | Incremental Winter Peak Savings (MW) | Technical Potential | 0 | 0 | 0 | 0 | 0 | 0 | 0 | 0 | 0 | 0 | 0 | 0 | 0 | 0 | 0 | 0 | 0 | 0 | 0 | 0 | 0 | 0 | 0 | 0 | 0 | 0 | 0
F7_Commercial_WA - Health_New_Food Preparation_Natural Gas_Steamer_A_Technical Potential | F7 | Commercial | WA - Health | New | Food Preparation | Natural Gas | Steamer | A | Cumulative Energy Savings (MWh or mTherms) | Technical Potential | 0 | 0 | 0 | 0 | 0 | 0 | 0 | 0 | 0 | 0 | 0 | 0 | 0 | 0 | 0 | 0 | 0 | 0 | 0 | 0 | 0 | 0 | 0 | 0 | 0 | 0 | 0
F8_Commercial_WA - Health_New_Food Preparation_Natural Gas_Steamer_A_Technical Potential | F8 | Commercial | WA - Health | New | Food Preparation | Natural Gas | Steamer | A | Cumulative Summer Peak Savings (MW) | Technical Potential | 0 | 0 | 0 | 0 | 0 | 0 | 0 | 0 | 0 | 0 | 0 | 0 | 0 | 0 | 0 | 0 | 0 | 0 | 0 | 0 | 0 | 0 | 0 | 0 | 0 | 0 | 0
F9_Commercial_WA - Health_New_Food Preparation_Natural Gas_Steamer_A_Technical Potential | F9 | Commercial | WA - Health | New | Food Preparation | Natural Gas | Steamer | A | Cumulative Winter Peak Savings (MW) | Technical Potential | 0 | 0 | 0 | 0 | 0 | 0 | 0 | 0 | 0 | 0 | 0 | 0 | 0 | 0 | 0 | 0 | 0 | 0 | 0 | 0 | 0 | 0 | 0 | 0 | 0 | 0 | 0
F10_Commercial_WA - Health_New_Food Preparation_Natural Gas_Steamer_A_Technical Potential | F10 | Commercial | WA - Health | New | Food Preparation | Natural Gas | Steamer | A | Purchases (Incremental) | Technical Potential | 0 | 0 | 0 | 0 | 0 | 0 | 0 | 0 | 0 | 0 | 0 | 0 | 0 | 0 | 0 | 0 | 0 | 0 | 0 | 0 | 0 | 0 | 0 | 0 | 0 | 0 | 0
F11_Commercial_WA - Health_New_Food Preparation_Natural Gas_Steamer_A_Technical Potential | F11 | Commercial | WA - Health | New | Food Preparation | Natural Gas | Steamer | A | Purchases (Cumulative) | Technical Potential | 0 | 0 | 0 | 0 | 0 | 0 | 0 | 0 | 0 | 0 | 0 | 0 | 0 | 0 | 0 | 0 | 0 | 0 | 0 | 0 | 0 | 0 | 0 | 0 | 0 | 0 | 0
F1_Commercial_WA - Health_New_Food Preparation_Natural Gas_Commercial Food Prep Other_A_Technical Potential | F1 | Commercial | WA - Health | New | Food Preparation | Natural Gas | Commercial Food Prep Other | A | Integrated Unit Energy Savings (kWh or therms) | Technical Potential | 0 | 0 | 0 | 0 | 0 | 0 | 0 | 0 | 0 | 0 | 0 | 0 | 0 | 0 | 0 | 0 | 0 | 0 | 0 | 0 | 0 | 0 | 0 | 0 | 0 | 0 | 0
F2_Commercial_WA - Health_New_Food Preparation_Natural Gas_Commercial Food Prep Other_A_Technical Potential | F2 | Commercial | WA - Health | New | Food Preparation | Natural Gas | Commercial Food Prep Other | A | Integrated Unit Summer Peak Savings (kW) | Technical Potential | 0 | 0 | 0 | 0 | 0 | 0 | 0 | 0 | 0 | 0 | 0 | 0 | 0 | 0 | 0 | 0 | 0 | 0 | 0 | 0 | 0 | 0 | 0 | 0 | 0 | 0 | 0
F3_Commercial_WA - Health_New_Food Preparation_Natural Gas_Commercial Food Prep Other_A_Technical Potential | F3 | Commercial | WA - Health | New | Food Preparation | Natural Gas | Commercial Food Prep Other | A | Integrated Unit Winter Peak Savings (kW) | Technical Potential | 0 | 0 | 0 | 0 | 0 | 0 | 0 | 0 | 0 | 0 | 0 | 0 | 0 | 0 | 0 | 0 | 0 | 0 | 0 | 0 | 0 | 0 | 0 | 0 | 0 | 0 | 0
F4_Commercial_WA - Health_New_Food Preparation_Natural Gas_Commercial Food Prep Other_A_Technical Potential | F4 | Commercial | WA - Health | New | Food Preparation | Natural Gas | Commercial Food Prep Other | A | Incremental Energy Savings (MWh or mTherms) | Technical Potential | 0 | 0 | 0 | 0 | 0 | 0 | 0 | 0 | 0 | 0 | 0 | 0 | 0 | 0 | 0 | 0 | 0 | 0 | 0 | 0 | 0 | 0 | 0 | 0 | 0 | 0 | 0
F5_Commercial_WA - Health_New_Food Preparation_Natural Gas_Commercial Food Prep Other_A_Technical Potential | F5 | Commercial | WA - Health | New | Food Preparation | Natural Gas | Commercial Food Prep Other | A | Incremental Summer Peak Savings (MW) | Technical Potential | 0 | 0 | 0 | 0 | 0 | 0 | 0 | 0 | 0 | 0 | 0 | 0 | 0 | 0 | 0 | 0 | 0 | 0 | 0 | 0 | 0 | 0 | 0 | 0 | 0 | 0 | 0
F6_Commercial_WA - Health_New_Food Preparation_Natural Gas_Commercial Food Prep Other_A_Technical Potential | F6 | Commercial | WA - Health | New | Food Preparation | Natural Gas | Commercial Food Prep Other | A | Incremental Winter Peak Savings (MW) | Technical Potential | 0 | 0 | 0 | 0 | 0 | 0 | 0 | 0 | 0 | 0 | 0 | 0 | 0 | 0 | 0 | 0 | 0 | 0 | 0 | 0 | 0 | 0 | 0 | 0 | 0 | 0 | 0
F7_Commercial_WA - Health_New_Food Preparation_Natural Gas_Commercial Food Prep Other_A_Technical Potential | F7 | Commercial | WA - Health | New | Food Preparation | Natural Gas | Commercial Food Prep Other | A | Cumulative Energy Savings (MWh or mTherms) | Technical Potential | 0 | 0 | 0 | 0 | 0 | 0 | 0 | 0 | 0 | 0 | 0 | 0 | 0 | 0 | 0 | 0 | 0 | 0 | 0 | 0 | 0 | 0 | 0 | 0 | 0 | 0 | 0
F8_Commercial_WA - Health_New_Food Preparation_Natural Gas_Commercial Food Prep Other_A_Technical Potential | F8 | Commercial | WA - Health | New | Food Preparation | Natural Gas | Commercial Food Prep Other | A | Cumulative Summer Peak Savings (MW) | Technical Potential | 0 | 0 | 0 | 0 | 0 | 0 | 0 | 0 | 0 | 0 | 0 | 0 | 0 | 0 | 0 | 0 | 0 | 0 | 0 | 0 | 0 | 0 | 0 | 0 | 0 | 0 | 0
F9_Commercial_WA - Health_New_Food Preparation_Natural Gas_Commercial Food Prep Other_A_Technical Potential | F9 | Commercial | WA - Health | New | Food Preparation | Natural Gas | Commercial Food Prep Other | A | Cumulative Winter Peak Savings (MW) | Technical Potential | 0 | 0 | 0 | 0 | 0 | 0 | 0 | 0 | 0 | 0 | 0 | 0 | 0 | 0 | 0 | 0 | 0 | 0 | 0 | 0 | 0 | 0 | 0 | 0 | 0 | 0 | 0
F10_Commercial_WA - Health_New_Food Preparation_Natural Gas_Commercial Food Prep Other_A_Technical Potential | F10 | Commercial | WA - Health | New | Food Preparation | Natural Gas | Commercial Food Prep Other | A | Purchases (Incremental) | Technical Potential | 0 | 0 | 0 | 0 | 0 | 0 | 0 | 0 | 0 | 0 | 0 | 0 | 0 | 0 | 0 | 0 | 0 | 0 | 0 | 0 | 0 | 0 | 0 | 0 | 0 | 0 | 0
F11_Commercial_WA - Health_New_Food Preparation_Natural Gas_Commercial Food Prep Other_A_Technical Potential | F11 | Commercial | WA - Health | New | Food Preparation | Natural Gas | Commercial Food Prep Other | A | Purchases (Cumulative) | Technical Potential | 0 | 0 | 0 | 0 | 0 | 0 | 0 | 0 | 0 | 0 | 0 | 0 | 0 | 0 | 0 | 0 | 0 | 0 | 0 | 0 | 0 | 0 | 0 | 0 | 0 | 0 | 0
F1_Commercial_WA - Health_New_Miscellaneous_Natural Gas_Pool Heater_A_Technical Potential | F1 | Commercial | WA - Health | New | Miscellaneous | Natural Gas | Pool Heater | A | Integrated Unit Energy Savings (kWh or therms) | Technical Potential | 0 | 0 | 0 | 0 | 0 | 0 | 0 | 0 | 0 | 0 | 0 | 0 | 0 | 0 | 0 | 0 | 0 | 0 | 0 | 0 | 0 | 0 | 0 | 0 | 0 | 0 | 0
F2_Commercial_WA - Health_New_Miscellaneous_Natural Gas_Pool Heater_A_Technical Potential | F2 | Commercial | WA - Health | New | Miscellaneous | Natural Gas | Pool Heater | A | Integrated Unit Summer Peak Savings (kW) | Technical Potential | 0 | 0 | 0 | 0 | 0 | 0 | 0 | 0 | 0 | 0 | 0 | 0 | 0 | 0 | 0 | 0 | 0 | 0 | 0 | 0 | 0 | 0 | 0 | 0 | 0 | 0 | 0
F3_Commercial_WA - Health_New_Miscellaneous_Natural Gas_Pool Heater_A_Technical Potential | F3 | Commercial | WA - Health | New | Miscellaneous | Natural Gas | Pool Heater | A | Integrated Unit Winter Peak Savings (kW) | Technical Potential | 0 | 0 | 0 | 0 | 0 | 0 | 0 | 0 | 0 | 0 | 0 | 0 | 0 | 0 | 0 | 0 | 0 | 0 | 0 | 0 | 0 | 0 | 0 | 0 | 0 | 0 | 0
F4_Commercial_WA - Health_New_Miscellaneous_Natural Gas_Pool Heater_A_Technical Potential | F4 | Commercial | WA - Health | New | Miscellaneous | Natural Gas | Pool Heater | A | Incremental Energy Savings (MWh or mTherms) | Technical Potential | 0 | 0 | 0 | 0 | 0 | 0 | 0 | 0 | 0 | 0 | 0 | 0 | 0 | 0 | 0 | 0 | 0 | 0 | 0 | 0 | 0 | 0 | 0 | 0 | 0 | 0 | 0
F5_Commercial_WA - Health_New_Miscellaneous_Natural Gas_Pool Heater_A_Technical Potential | F5 | Commercial | WA - Health | New | Miscellaneous | Natural Gas | Pool Heater | A | Incremental Summer Peak Savings (MW) | Technical Potential | 0 | 0 | 0 | 0 | 0 | 0 | 0 | 0 | 0 | 0 | 0 | 0 | 0 | 0 | 0 | 0 | 0 | 0 | 0 | 0 | 0 | 0 | 0 | 0 | 0 | 0 | 0
F6_Commercial_WA - Health_New_Miscellaneous_Natural Gas_Pool Heater_A_Technical Potential | F6 | Commercial | WA - Health | New | Miscellaneous | Natural Gas | Pool Heater | A | Incremental Winter Peak Savings (MW) | Technical Potential | 0 | 0 | 0 | 0 | 0 | 0 | 0 | 0 | 0 | 0 | 0 | 0 | 0 | 0 | 0 | 0 | 0 | 0 | 0 | 0 | 0 | 0 | 0 | 0 | 0 | 0 | 0
F7_Commercial_WA - Health_New_Miscellaneous_Natural Gas_Pool Heater_A_Technical Potential | F7 | Commercial | WA - Health | New | Miscellaneous | Natural Gas | Pool Heater | A | Cumulative Energy Savings (MWh or mTherms) | Technical Potential | 0 | 0 | 0 | 0 | 0 | 0 | 0 | 0 | 0 | 0 | 0 | 0 | 0 | 0 | 0 | 0 | 0 | 0 | 0 | 0 | 0 | 0 | 0 | 0 | 0 | 0 | 0
F8_Commercial_WA - Health_New_Miscellaneous_Natural Gas_Pool Heater_A_Technical Potential | F8 | Commercial | WA - Health | New | Miscellaneous | Natural Gas | Pool Heater | A | Cumulative Summer Peak Savings (MW) | Technical Potential | 0 | 0 | 0 | 0 | 0 | 0 | 0 | 0 | 0 | 0 | 0 | 0 | 0 | 0 | 0 | 0 | 0 | 0 | 0 | 0 | 0 | 0 | 0 | 0 | 0 | 0 | 0
F9_Commercial_WA - Health_New_Miscellaneous_Natural Gas_Pool Heater_A_Technical Potential | F9 | Commercial | WA - Health | New | Miscellaneous | Natural Gas | Pool Heater | A | Cumulative Winter Peak Savings (MW) | Technical Potential | 0 | 0 | 0 | 0 | 0 | 0 | 0 | 0 | 0 | 0 | 0 | 0 | 0 | 0 | 0 | 0 | 0 | 0 | 0 | 0 | 0 | 0 | 0 | 0 | 0 | 0 | 0
F10_Commercial_WA - Health_New_Miscellaneous_Natural Gas_Pool Heater_A_Technical Potential | F10 | Commercial | WA - Health | New | Miscellaneous | Natural Gas | Pool Heater | A | Purchases (Incremental) | Technical Potential | 0 | 0 | 0 | 0 | 0 | 0 | 0 | 0 | 0 | 0 | 0 | 0 | 0 | 0 | 0 | 0 | 0 | 0 | 0 | 0 | 0 | 0 | 0 | 0 | 0 | 0 | 0
F11_Commercial_WA - Health_New_Miscellaneous_Natural Gas_Pool Heater_A_Technical Potential | F11 | Commercial | WA - Health | New | Miscellaneous | Natural Gas | Pool Heater | A | Purchases (Cumulative) | Technical Potential | 0 | 0 | 0 | 0 | 0 | 0 | 0 | 0 | 0 | 0 | 0 | 0 | 0 | 0 | 0 | 0 | 0 | 0 | 0 | 0 | 0 | 0 | 0 | 0 | 0 | 0 | 0
F1_Commercial_WA - Miscellaneous_Existing_Space Heating_Natural Gas_Furnace_A_Technical Potential | F1 | Commercial | WA - Miscellaneous | Existing | Space Heating | Natural Gas | Furnace | A | Integrated Unit Energy Savings (kWh or therms) | Technical Potential | 0 | 638.6601 | 636.1836 | 212.0612 | 212.0612 | 212.0612 | 212.0612 | 212.0612 | 212.0612 | 212.0612 | 212.0612 | 212.0612 | 212.0612 | 212.0612 | 212.0612 | 212.0612 | 212.0612 | 212.0612 | 212.0612 | 212.0612 | 212.0612 | 212.0612 | 212.0612 | 212.0612 | 212.0612 | 212.0612 | 212.0612
F2_Commercial_WA - Miscellaneous_Existing_Space Heating_Natural Gas_Furnace_A_Technical Potential | F2 | Commercial | WA - Miscellaneous | Existing | Space Heating | Natural Gas | Furnace | A | Integrated Unit Summer Peak Savings (kW) | Technical Potential | 0 | 0 | 0 | 0 | 0 | 0 | 0 | 0 | 0 | 0 | 0 | 0 | 0 | 0 | 0 | 0 | 0 | 0 | 0 | 0 | 0 | 0 | 0 | 0 | 0 | 0 | 0
F3_Commercial_WA - Miscellaneous_Existing_Space Heating_Natural Gas_Furnace_A_Technical Potential | F3 | Commercial | WA - Miscellaneous | Existing | Space Heating | Natural Gas | Furnace | A | Integrated Unit Winter Peak Savings (kW) | Technical Potential | 0 | 0 | 0 | 0 | 0 | 0 | 0 | 0 | 0 | 0 | 0 | 0 | 0 | 0 | 0 | 0 | 0 | 0 | 0 | 0 | 0 | 0 | 0 | 0 | 0 | 0 | 0
F4_Commercial_WA - Miscellaneous_Existing_Space Heating_Natural Gas_Furnace_A_Technical Potential | F4 | Commercial | WA - Miscellaneous | Existing | Space Heating | Natural Gas | Furnace | A | Incremental Energy Savings (MWh or mTherms) | Technical Potential | 0 | 0 | 4.0065 | 1.5178 | 1.712 | 1.9172 | 2.1325 | 2.3571 | 2.5904 | 2.8316 | 3.0543 | 3.2599 | 3.4497 | 3.6248 | 3.7865 | 3.9357 | 4.0735 | 4.2007 | 4.318 | 4.0756 | 3.8648 | 3.6843 | 3.5326 | 3.4083 | 3.3102 | 1.9014 | 1.6693
F5_Commercial_WA - Miscellaneous_Existing_Space Heating_Natural Gas_Furnace_A_Technical Potential | F5 | Commercial | WA - Miscellaneous | Existing | Space Heating | Natural Gas | Furnace | A | Incremental Summer Peak Savings (MW) | Technical Potential | 0 | 0 | 0 | 0 | 0 | 0 | 0 | 0 | 0 | 0 | 0 | 0 | 0 | 0 | 0 | 0 | 0 | 0 | 0 | 0 | 0 | 0 | 0 | 0 | 0 | 0 | 0
F6_Commercial_WA - Miscellaneous_Existing_Space Heating_Natural Gas_Furnace_A_Technical Potential | F6 | Commercial | WA - Miscellaneous | Existing | Space Heating | Natural Gas | Furnace | A | Incremental Winter Peak Savings (MW) | Technical Potential | 0 | 0 | 0 | 0 | 0 | 0 | 0 | 0 | 0 | 0 | 0 | 0 | 0 | 0 | 0 | 0 | 0 | 0 | 0 | 0 | 0 | 0 | 0 | 0 | 0 | 0 | 0
F7_Commercial_WA - Miscellaneous_Existing_Space Heating_Natural Gas_Furnace_A_Technical Potential | F7 | Commercial | WA - Miscellaneous | Existing | Space Heating | Natural Gas | Furnace | A | Cumulative Energy Savings (MWh or mTherms) | Technical Potential | 0 | 0 | 4.0065 | 2.8533 | 4.5653 | 6.4824 | 8.6149 | 10.972 | 13.5624 | 16.3941 | 19.4484 | 22.7083 | 26.158 | 29.7828 | 33.5692 | 37.505 | 41.5785 | 45.7791 | 50.0972 | 54.1728 | 58.0376 | 61.7218 | 65.2544 | 68.6627 | 71.9728 | 73.8742 | 75.5435
F8_Commercial_WA - Miscellaneous_Existing_Space Heating_Natural Gas_Furnace_A_Technical Potential | F8 | Commercial | WA - Miscellaneous | Existing | Space Heating | Natural Gas | Furnace | A | Cumulative Summer Peak Savings (MW) | Technical Potential | 0 | 0 | 0 | 0 | 0 | 0 | 0 | 0 | 0 | 0 | 0 | 0 | 0 | 0 | 0 | 0 | 0 | 0 | 0 | 0 | 0 | 0 | 0 | 0 | 0 | 0 | 0
F9_Commercial_WA - Miscellaneous_Existing_Space Heating_Natural Gas_Furnace_A_Technical Potential | F9 | Commercial | WA - Miscellaneous | Existing | Space Heating | Natural Gas | Furnace | A | Cumulative Winter Peak Savings (MW) | Technical Potential | 0 | 0 | 0 | 0 | 0 | 0 | 0 | 0 | 0 | 0 | 0 | 0 | 0 | 0 | 0 | 0 | 0 | 0 | 0 | 0 | 0 | 0 | 0 | 0 | 0 | 0 | 0
F10_Commercial_WA - Miscellaneous_Existing_Space Heating_Natural Gas_Furnace_A_Technical Potential | F10 | Commercial | WA - Miscellaneous | Existing | Space Heating | Natural Gas | Furnace | A | Purchases (Incremental) | Technical Potential | 0 | 0 | 6.2977 | 7.1573 | 8.0731 | 9.0406 | 10.0559 | 11.1153 | 12.2153 | 13.353 | 14.4031 | 15.3725 | 16.2673 | 17.0932 | 17.8556 | 18.5594 | 19.209 | 19.8087 | 20.3623 | 19.2189 | 18.225 | 17.3736 | 16.6582 | 16.0722 | 15.6094 | 8.9661 | 7.8719
F11_Commercial_WA - Miscellaneous_Existing_Space Heating_Natural Gas_Furnace_A_Technical Potential | F11 | Commercial | WA - Miscellaneous | Existing | Space Heating | Natural Gas | Furnace | A | Purchases (Cumulative) | Technical Potential | 0 | 0 | 6.2977 | 13.455 | 21.5281 | 30.5687 | 40.6246 | 51.7398 | 63.9552 | 77.3081 | 91.7112 | 107.0837 | 123.351 | 140.4442 | 158.2998 | 176.8592 | 196.0683 | 215.877 | 236.2392 | 255.4581 | 273.6831 | 291.0567 | 307.7149 | 323.7871 | 339.3965 | 348.3626 | 356.2345
F1_Commercial_WA - Miscellaneous_Existing_Space Heating_Natural Gas_Boiler_A_Technical Potential | F1 | Commercial | WA - Miscellaneous | Existing | Space Heating | Natural Gas | Boiler | A | Integrated Unit Energy Savings (kWh or therms) | Technical Potential | 0 | 4981.1542 | 4961.8388 | 4961.8388 | 4961.8388 | 4961.8388 | 4961.8388 | 4961.8388 | 4961.8388 | 4961.8388 | 4961.8388 | 4961.8388 | 4961.8388 | 4961.8388 | 4961.8388 | 4961.8388 | 4961.8388 | 4961.8388 | 4961.8388 | 4961.8388 | 4961.8388 | 4961.8388 | 4961.8388 | 4961.8388 | 4961.8388 | 4961.8388 | 4961.8388
F2_Commercial_WA - Miscellaneous_Existing_Space Heating_Natural Gas_Boiler_A_Technical Potential | F2 | Commercial | WA - Miscellaneous | Existing | Space Heating | Natural Gas | Boiler | A | Integrated Unit Summer Peak Savings (kW) | Technical Potential | 0 | 0 | 0 | 0 | 0 | 0 | 0 | 0 | 0 | 0 | 0 | 0 | 0 | 0 | 0 | 0 | 0 | 0 | 0 | 0 | 0 | 0 | 0 | 0 | 0 | 0 | 0
F3_Commercial_WA - Miscellaneous_Existing_Space Heating_Natural Gas_Boiler_A_Technical Potential | F3 | Commercial | WA - Miscellaneous | Existing | Space Heating | Natural Gas | Boiler | A | Integrated Unit Winter Peak Savings (kW) | Technical Potential | 0 | 0 | 0 | 0 | 0 | 0 | 0 | 0 | 0 | 0 | 0 | 0 | 0 | 0 | 0 | 0 | 0 | 0 | 0 | 0 | 0 | 0 | 0 | 0 | 0 | 0 | 0
F4_Commercial_WA - Miscellaneous_Existing_Space Heating_Natural Gas_Boiler_A_Technical Potential | F4 | Commercial | WA - Miscellaneous | Existing | Space Heating | Natural Gas | Boiler | A | Incremental Energy Savings (MWh or mTherms) | Technical Potential | 0 | 0 | 17.4107 | 17.5533 | 17.6829 | 17.8007 | 17.9079 | 18.0053 | 18.0938 | 18.1743 | 18.2475 | 18.314 | 18.3745 | 18.4294 | 18.4794 | 18.5249 | 18.5662 | 18.6037 | 18.6378 | 18.6689 | 18.6971 | 18.7227 | 18.5892 | 18.4821 | 18.3976 | 18.3327 | 18.2843
F5_Commercial_WA - Miscellaneous_Existing_Space Heating_Natural Gas_Boiler_A_Technical Potential | F5 | Commercial | WA - Miscellaneous | Existing | Space Heating | Natural Gas | Boiler | A | Incremental Summer Peak Savings (MW) | Technical Potential | 0 | 0 | 0 | 0 | 0 | 0 | 0 | 0 | 0 | 0 | 0 | 0 | 0 | 0 | 0 | 0 | 0 | 0 | 0 | 0 | 0 | 0 | 0 | 0 | 0 | 0 | 0
F6_Commercial_WA - Miscellaneous_Existing_Space Heating_Natural Gas_Boiler_A_Technical Potential | F6 | Commercial | WA - Miscellaneous | Existing | Space Heating | Natural Gas | Boiler | A | Incremental Winter Peak Savings (MW) | Technical Potential | 0 | 0 | 0 | 0 | 0 | 0 | 0 | 0 | 0 | 0 | 0 | 0 | 0 | 0 | 0 | 0 | 0 | 0 | 0 | 0 | 0 | 0 | 0 | 0 | 0 | 0 | 0
F7_Commercial_WA - Miscellaneous_Existing_Space Heating_Natural Gas_Boiler_A_Technical Potential | F7 | Commercial | WA - Miscellaneous | Existing | Space Heating | Natural Gas | Boiler | A | Cumulative Energy Savings (MWh or mTherms) | Technical Potential | 0 | 0 | 17.4107 | 34.9639 | 52.6469 | 70.4476 | 88.3555 | 106.3608 | 124.4546 | 142.6289 | 160.8764 | 179.1903 | 197.5648 | 215.9943 | 234.4737 | 252.9986 | 271.5647 | 290.1684 | 308.8063 | 327.4752 | 346.1723 | 364.895 | 383.4842 | 401.9663 | 420.3639 | 438.6965 | 456.9808
F8_Commercial_WA - Miscellaneous_Existing_Space Heating_Natural Gas_Boiler_A_Technical Potential | F8 | Commercial | WA - Miscellaneous | Existing | Space Heating | Natural Gas | Boiler | A | Cumulative Summer Peak Savings (MW) | Technical Potential | 0 | 0 | 0 | 0 | 0 | 0 | 0 | 0 | 0 | 0 | 0 | 0 | 0 | 0 | 0 | 0 | 0 | 0 | 0 | 0 | 0 | 0 | 0 | 0 | 0 | 0 | 0
F9_Commercial_WA - Miscellaneous_Existing_Space Heating_Natural Gas_Boiler_A_Technical Potential | F9 | Commercial | WA - Miscellaneous | Existing | Space Heating | Natural Gas | Boiler | A | Cumulative Winter Peak Savings (MW) | Technical Potential | 0 | 0 | 0 | 0 | 0 | 0 | 0 | 0 | 0 | 0 | 0 | 0 | 0 | 0 | 0 | 0 | 0 | 0 | 0 | 0 | 0 | 0 | 0 | 0 | 0 | 0 | 0
F10_Commercial_WA - Miscellaneous_Existing_Space Heating_Natural Gas_Boiler_A_Technical Potential | F10 | Commercial | WA - Miscellaneous | Existing | Space Heating | Natural Gas | Boiler | A | Purchases (Incremental) | Technical Potential | 0 | 0 | 3.5089 | 3.5377 | 3.5638 | 3.5875 | 3.6091 | 3.6288 | 3.6466 | 3.6628 | 3.6776 | 3.691 | 3.7032 | 3.7142 | 3.7243 | 3.7335 | 3.7418 | 3.7494 | 3.7562 | 3.7625 | 3.7682 | 3.7733 | 3.7464 | 3.7248 | 3.7078 | 3.6947 | 3.685
F11_Commercial_WA - Miscellaneous_Existing_Space Heating_Natural Gas_Boiler_A_Technical Potential | F11 | Commercial | WA - Miscellaneous | Existing | Space Heating | Natural Gas | Boiler | A | Purchases (Cumulative) | Technical Potential | 0 | 0 | 3.5089 | 7.0466 | 10.6104 | 14.1979 | 17.807 | 21.4358 | 25.0823 | 28.7452 | 32.4227 | 36.1137 | 39.8169 | 43.5311 | 47.2554 | 50.9889 | 54.7307 | 58.48 | 62.2363 | 65.9988 | 69.7669 | 73.5403 | 77.2867 | 81.0116 | 84.7194 | 88.4141 | 92.0991
F1_Commercial_WA - Miscellaneous_Existing_Space Heating_Natural Gas_Unit Heater_A_Technical Potential | F1 | Commercial | WA - Miscellaneous | Existing | Space Heating | Natural Gas | Unit Heater | A | Integrated Unit Energy Savings (kWh or therms) | Technical Potential | 0 | 30983.2092 | 30863.0652 | 30863.0652 | 30863.0652 | 30863.0652 | 30863.0652 | 30863.0652 | 30863.0652 | 30863.0652 | 30863.0652 | 30863.0652 | 30863.0652 | 30863.0652 | 30863.0652 | 30863.0652 | 30863.0652 | 30863.0652 | 30863.0652 | 30863.0652 | 30863.0652 | 30863.0652 | 30863.0652 | 30863.0652 | 30863.0652 | 30863.0652 | 30863.0652
F2_Commercial_WA - Miscellaneous_Existing_Space Heating_Natural Gas_Unit Heater_A_Technical Potential | F2 | Commercial | WA - Miscellaneous | Existing | Space Heating | Natural Gas | Unit Heater | A | Integrated Unit Summer Peak Savings (kW) | Technical Potential | 0 | 0 | 0 | 0 | 0 | 0 | 0 | 0 | 0 | 0 | 0 | 0 | 0 | 0 | 0 | 0 | 0 | 0 | 0 | 0 | 0 | 0 | 0 | 0 | 0 | 0 | 0
F3_Commercial_WA - Miscellaneous_Existing_Space Heating_Natural Gas_Unit Heater_A_Technical Potential | F3 | Commercial | WA - Miscellaneous | Existing | Space Heating | Natural Gas | Unit Heater | A | Integrated Unit Winter Peak Savings (kW) | Technical Potential | 0 | 0 | 0 | 0 | 0 | 0 | 0 | 0 | 0 | 0 | 0 | 0 | 0 | 0 | 0 | 0 | 0 | 0 | 0 | 0 | 0 | 0 | 0 | 0 | 0 | 0 | 0
F4_Commercial_WA - Miscellaneous_Existing_Space Heating_Natural Gas_Unit Heater_A_Technical Potential | F4 | Commercial | WA - Miscellaneous | Existing | Space Heating | Natural Gas | Unit Heater | A | Incremental Energy Savings (MWh or mTherms) | Technical Potential | 0 | 0 | 0.0023818 | 0.0046214 | 0.0074762 | 0.01089 | 0.014813 | 0.019197 | 0.024002 | 0.029188 | 0.033903 | 0.03819 | 0.042087 | 0.045629 | 0.04885 | 0.051777 | 0.054439 | 0.047183 | 0.040654 | 0.034103 | 0.027589 | 0.021158 | 0.01485 | 0.0086956 | 0.0027185 | 0 | 0
F5_Commercial_WA - Miscellaneous_Existing_Space Heating_Natural Gas_Unit Heater_A_Technical Potential | F5 | Commercial | WA - Miscellaneous | Existing | Space Heating | Natural Gas | Unit Heater | A | Incremental Summer Peak Savings (MW) | Technical Potential | 0 | 0 | 0 | 0 | 0 | 0 | 0 | 0 | 0 | 0 | 0 | 0 | 0 | 0 | 0 | 0 | 0 | 0 | 0 | 0 | 0 | 0 | 0 | 0 | 0 | 0 | 0
F6_Commercial_WA - Miscellaneous_Existing_Space Heating_Natural Gas_Unit Heater_A_Technical Potential | F6 | Commercial | WA - Miscellaneous | Existing | Space Heating | Natural Gas | Unit Heater | A | Incremental Winter Peak Savings (MW) | Technical Potential | 0 | 0 | 0 | 0 | 0 | 0 | 0 | 0 | 0 | 0 | 0 | 0 | 0 | 0 | 0 | 0 | 0 | 0 | 0 | 0 | 0 | 0 | 0 | 0 | 0 | 0 | 0
F7_Commercial_WA - Miscellaneous_Existing_Space Heating_Natural Gas_Unit Heater_A_Technical Potential | F7 | Commercial | WA - Miscellaneous | Existing | Space Heating | Natural Gas | Unit Heater | A | Cumulative Energy Savings (MWh or mTherms) | Technical Potential | 0 | 0 | 0.0023818 | 0.0070032 | 0.014479 | 0.02537 | 0.040182 | 0.059379 | 0.083381 | 0.11257 | 0.14647 | 0.18466 | 0.22675 | 0.27238 | 0.32123 | 0.37301 | 0.42744 | 0.47463 | 0.51528 | 0.54938 | 0.57697 | 0.59813 | 0.61298 | 0.62168 | 0.62439 | 0.62439 | 0.62439
F8_Commercial_WA - Miscellaneous_Existing_Space Heating_Natural Gas_Unit Heater_A_Technical Potential | F8 | Commercial | WA - Miscellaneous | Existing | Space Heating | Natural Gas | Unit Heater | A | Cumulative Summer Peak Savings (MW) | Technical Potential | 0 | 0 | 0 | 0 | 0 | 0 | 0 | 0 | 0 | 0 | 0 | 0 | 0 | 0 | 0 | 0 | 0 | 0 | 0 | 0 | 0 | 0 | 0 | 0 | 0 | 0 | 0
F9_Commercial_WA - Miscellaneous_Existing_Space Heating_Natural Gas_Unit Heater_A_Technical Potential | F9 | Commercial | WA - Miscellaneous | Existing | Space Heating | Natural Gas | Unit Heater | A | Cumulative Winter Peak Savings (MW) | Technical Potential | 0 | 0 | 0 | 0 | 0 | 0 | 0 | 0 | 0 | 0 | 0 | 0 | 0 | 0 | 0 | 0 | 0 | 0 | 0 | 0 | 0 | 0 | 0 | 0 | 0 | 0 | 0
F10_Commercial_WA - Miscellaneous_Existing_Space Heating_Natural Gas_Unit Heater_A_Technical Potential | F10 | Commercial | WA - Miscellaneous | Existing | Space Heating | Natural Gas | Unit Heater | A | Purchases (Incremental) | Technical Potential | 0 | 0 | 7.7172e-05 | 0.00014974 | 0.00024224 | 0.00035286 | 0.00047994 | 0.00062201 | 0.00077768 | 0.00094574 | 0.0010985 | 0.0012374 | 0.0013637 | 0.0014784 | 0.0015828 | 0.0016776 | 0.0017639 | 0.0015288 | 0.0013172 | 0.001105 | 0.00089391 | 0.00068555 | 0.00048117 | 0.00028175 | 8.8083e-05 | 0 | 0
F11_Commercial_WA - Miscellaneous_Existing_Space Heating_Natural Gas_Unit Heater_A_Technical Potential | F11 | Commercial | WA - Miscellaneous | Existing | Space Heating | Natural Gas | Unit Heater | A | Purchases (Cumulative) | Technical Potential | 0 | 0 | 7.7172e-05 | 0.00022691 | 0.00046915 | 0.00082201 | 0.001302 | 0.001924 | 0.0027016 | 0.0036474 | 0.0047459 | 0.0059833 | 0.0073469 | 0.0088254 | 0.010408 | 0.012086 | 0.01385 | 0.015378 | 0.016696 | 0.017801 | 0.018695 | 0.01938 | 0.019861 | 0.020143 | 0.020231 | 0.020231 | 0.020231
F1_Commercial_WA - Miscellaneous_Existing_Water Heating_Natural Gas_Water Heater_A_Technical Potential | F1 | Commercial | WA - Miscellaneous | Existing | Water Heating | Natural Gas | Water Heater | A | Integrated Unit Energy Savings (kWh or therms) | Technical Potential | 0 | 2.8505 | 6.0949 | 6.0949 | 6.0949 | 6.0949 | 6.0949 | 6.0949 | 6.0949 | 6.0949 | 6.0949 | 6.0949 | 6.0949 | 6.0949 | 6.0949 | 6.0949 | 6.0949 | 6.0949 | 6.0949 | 6.0949 | 6.0949 | 6.0949 | 6.0949 | 6.0949 | 6.0949 | 6.0949 | 6.0949
F2_Commercial_WA - Miscellaneous_Existing_Water Heating_Natural Gas_Water Heater_A_Technical Potential | F2 | Commercial | WA - Miscellaneous | Existing | Water Heating | Natural Gas | Water Heater | A | Integrated Unit Summer Peak Savings (kW) | Technical Potential | 0 | 0 | 0 | 0 | 0 | 0 | 0 | 0 | 0 | 0 | 0 | 0 | 0 | 0 | 0 | 0 | 0 | 0 | 0 | 0 | 0 | 0 | 0 | 0 | 0 | 0 | 0
F3_Commercial_WA - Miscellaneous_Existing_Water Heating_Natural Gas_Water Heater_A_Technical Potential | F3 | Commercial | WA - Miscellaneous | Existing | Water Heating | Natural Gas | Water Heater | A | Integrated Unit Winter Peak Savings (kW) | Technical Potential | 0 | 0 | 0 | 0 | 0 | 0 | 0 | 0 | 0 | 0 | 0 | 0 | 0 | 0 | 0 | 0 | 0 | 0 | 0 | 0 | 0 | 0 | 0 | 0 | 0 | 0 | 0
F4_Commercial_WA - Miscellaneous_Existing_Water Heating_Natural Gas_Water Heater_A_Technical Potential | F4 | Commercial | WA - Miscellaneous | Existing | Water Heating | Natural Gas | Water Heater | A | Incremental Energy Savings (MWh or mTherms) | Technical Potential | 0 | 0 | 12.2673 | 11.6725 | 11.1967 | 10.816 | 10.5115 | 10.2679 | 10.073 | 9.9171 | 10.5358 | 10.8821 | 0 | 0 | 0 | 3.5133 | 2.8106 | 2.2485 | 1.7988 | 1.5877 | 0.76463 | 0.30242 | 0 | 0 | 0.67286 | 0 | 0
F5_Commercial_WA - Miscellaneous_Existing_Water Heating_Natural Gas_Water Heater_A_Technical Potential | F5 | Commercial | WA - Miscellaneous | Existing | Water Heating | Natural Gas | Water Heater | A | Incremental Summer Peak Savings (MW) | Technical Potential | 0 | 0 | 0 | 0 | 0 | 0 | 0 | 0 | 0 | 0 | 0 | 0 | 0 | 0 | 0 | 0 | 0 | 0 | 0 | 0 | 0 | 0 | 0 | 0 | 0 | 0 | 0
F6_Commercial_WA - Miscellaneous_Existing_Water Heating_Natural Gas_Water Heater_A_Technical Potential | F6 | Commercial | WA - Miscellaneous | Existing | Water Heating | Natural Gas | Water Heater | A | Incremental Winter Peak Savings (MW) | Technical Potential | 0 | 0 | 0 | 0 | 0 | 0 | 0 | 0 | 0 | 0 | 0 | 0 | 0 | 0 | 0 | 0 | 0 | 0 | 0 | 0 | 0 | 0 | 0 | 0 | 0 | 0 | 0
F7_Commercial_WA - Miscellaneous_Existing_Water Heating_Natural Gas_Water Heater_A_Technical Potential | F7 | Commercial | WA - Miscellaneous | Existing | Water Heating | Natural Gas | Water Heater | A | Cumulative Energy Savings (MWh or mTherms) | Technical Potential | 0 | 0 | 12.2673 | 23.9398 | 35.1365 | 45.9526 | 56.4641 | 66.732 | 76.805 | 86.7221 | 97.2579 | 108.14 | 108.14 | 108.14 | 108.14 | 111.6533 | 114.4639 | 116.7124 | 118.5112 | 120.099 | 120.8636 | 121.166 | 121.166 | 121.166 | 121.8389 | 121.8389 | 121.8389
F8_Commercial_WA - Miscellaneous_Existing_Water Heating_Natural Gas_Water Heater_A_Technical Potential | F8 | Commercial | WA - Miscellaneous | Existing | Water Heating | Natural Gas | Water Heater | A | Cumulative Summer Peak Savings (MW) | Technical Potential | 0 | 0 | 0 | 0 | 0 | 0 | 0 | 0 | 0 | 0 | 0 | 0 | 0 | 0 | 0 | 0 | 0 | 0 | 0 | 0 | 0 | 0 | 0 | 0 | 0 | 0 | 0
F9_Commercial_WA - Miscellaneous_Existing_Water Heating_Natural Gas_Water Heater_A_Technical Potential | F9 | Commercial | WA - Miscellaneous | Existing | Water Heating | Natural Gas | Water Heater | A | Cumulative Winter Peak Savings (MW) | Technical Potential | 0 | 0 | 0 | 0 | 0 | 0 | 0 | 0 | 0 | 0 | 0 | 0 | 0 | 0 | 0 | 0 | 0 | 0 | 0 | 0 | 0 | 0 | 0 | 0 | 0 | 0 | 0
F10_Commercial_WA - Miscellaneous_Existing_Water Heating_Natural Gas_Water Heater_A_Technical Potential | F10 | Commercial | WA - Miscellaneous | Existing | Water Heating | Natural Gas | Water Heater | A | Purchases (Incremental) | Technical Potential | 0 | 0 | 2012.7102 | 1915.1243 | 1837.0555 | 1774.6005 | 1724.6365 | 1684.6653 | 1652.6883 | 1627.1067 | 1728.6239 | 1785.4412 | 0 | 0 | 0 | 576.4283 | 461.1426 | 368.9141 | 295.1313 | 260.5015 | 125.4532 | 49.6178 | 0 | 0 | 110.3975 | 0 | 0
F11_Commercial_WA - Miscellaneous_Existing_Water Heating_Natural Gas_Water Heater_A_Technical Potential | F11 | Commercial | WA - Miscellaneous | Existing | Water Heating | Natural Gas | Water Heater | A | Purchases (Cumulative) | Technical Potential | 0 | 0 | 2012.7102 | 3927.8345 | 5764.89 | 7539.4904 | 9264.1269 | 10948.7922 | 12601.4805 | 14228.5873 | 15957.2112 | 17742.6524 | 17742.6524 | 17742.6524 | 17742.6524 | 18319.0807 | 18780.2233 | 19149.1374 | 19444.2687 | 19704.7702 | 19830.2233 | 19879.8412 | 19879.8412 | 19879.8412 | 19990.2387 | 19990.2387 | 19990.2387
F1_Commercial_WA - Miscellaneous_Existing_Food Preparation_Natural Gas_Oven_A_Technical Potential | F1 | Commercial | WA - Miscellaneous | Existing | Food Preparation | Natural Gas | Oven | A | Integrated Unit Energy Savings (kWh or therms) | Technical Potential | 0 | 106.6752 | 106.6752 | 106.6752 | 106.6752 | 106.6752 | 106.6752 | 106.6752 | 106.6752 | 106.6752 | 106.6752 | 106.6752 | 106.6752 | 106.6752 | 106.6752 | 106.6752 | 106.6752 | 106.6752 | 106.6752 | 106.6752 | 106.6752 | 106.6752 | 106.6752 | 106.6752 | 106.6752 | 106.6752 | 106.6752
F2_Commercial_WA - Miscellaneous_Existing_Food Preparation_Natural Gas_Oven_A_Technical Potential | F2 | Commercial | WA - Miscellaneous | Existing | Food Preparation | Natural Gas | Oven | A | Integrated Unit Summer Peak Savings (kW) | Technical Potential | 0 | 0 | 0 | 0 | 0 | 0 | 0 | 0 | 0 | 0 | 0 | 0 | 0 | 0 | 0 | 0 | 0 | 0 | 0 | 0 | 0 | 0 | 0 | 0 | 0 | 0 | 0
F3_Commercial_WA - Miscellaneous_Existing_Food Preparation_Natural Gas_Oven_A_Technical Potential | F3 | Commercial | WA - Miscellaneous | Existing | Food Preparation | Natural Gas | Oven | A | Integrated Unit Winter Peak Savings (kW) | Technical Potential | 0 | 0 | 0 | 0 | 0 | 0 | 0 | 0 | 0 | 0 | 0 | 0 | 0 | 0 | 0 | 0 | 0 | 0 | 0 | 0 | 0 | 0 | 0 | 0 | 0 | 0 | 0
F4_Commercial_WA - Miscellaneous_Existing_Food Preparation_Natural Gas_Oven_A_Technical Potential | F4 | Commercial | WA - Miscellaneous | Existing | Food Preparation | Natural Gas | Oven | A | Incremental Energy Savings (MWh or mTherms) | Technical Potential | 0 | 0 | 0.030394 | 0.046829 | 0.065605 | 0.080626 | 0.092643 | 0.10226 | 0.10995 | 0.1161 | 0.12102 | 0.12496 | 0.10335 | 0.088755 | 0.049976 | 0.030588 | 0.012454 | 0.0047756 | 0 | 0 | 0 | 0 | 0 | 0 | 0.011737 | 0.020998 | 0.024206
F5_Commercial_WA - Miscellaneous_Existing_Food Preparation_Natural Gas_Oven_A_Technical Potential | F5 | Commercial | WA - Miscellaneous | Existing | Food Preparation | Natural Gas | Oven | A | Incremental Summer Peak Savings (MW) | Technical Potential | 0 | 0 | 0 | 0 | 0 | 0 | 0 | 0 | 0 | 0 | 0 | 0 | 0 | 0 | 0 | 0 | 0 | 0 | 0 | 0 | 0 | 0 | 0 | 0 | 0 | 0 | 0
F6_Commercial_WA - Miscellaneous_Existing_Food Preparation_Natural Gas_Oven_A_Technical Potential | F6 | Commercial | WA - Miscellaneous | Existing | Food Preparation | Natural Gas | Oven | A | Incremental Winter Peak Savings (MW) | Technical Potential | 0 | 0 | 0 | 0 | 0 | 0 | 0 | 0 | 0 | 0 | 0 | 0 | 0 | 0 | 0 | 0 | 0 | 0 | 0 | 0 | 0 | 0 | 0 | 0 | 0 | 0 | 0
F7_Commercial_WA - Miscellaneous_Existing_Food Preparation_Natural Gas_Oven_A_Technical Potential | F7 | Commercial | WA - Miscellaneous | Existing | Food Preparation | Natural Gas | Oven | A | Cumulative Energy Savings (MWh or mTherms) | Technical Potential | 0 | 0 | 0.030394 | 0.077222 | 0.14283 | 0.22345 | 0.3161 | 0.41835 | 0.5283 | 0.6444 | 0.76542 | 0.89038 | 0.99373 | 1.0825 | 1.1325 | 1.163 | 1.1755 | 1.1803 | 1.1803 | 1.1803 | 1.1803 | 1.1803 | 1.1803 | 1.1803 | 1.192 | 1.213 | 1.2372
F8_Commercial_WA - Miscellaneous_Existing_Food Preparation_Natural Gas_Oven_A_Technical Potential | F8 | Commercial | WA - Miscellaneous | Existing | Food Preparation | Natural Gas | Oven | A | Cumulative Summer Peak Savings (MW) | Technical Potential | 0 | 0 | 0 | 0 | 0 | 0 | 0 | 0 | 0 | 0 | 0 | 0 | 0 | 0 | 0 | 0 | 0 | 0 | 0 | 0 | 0 | 0 | 0 | 0 | 0 | 0 | 0
F9_Commercial_WA - Miscellaneous_Existing_Food Preparation_Natural Gas_Oven_A_Technical Potential | F9 | Commercial | WA - Miscellaneous | Existing | Food Preparation | Natural Gas | Oven | A | Cumulative Winter Peak Savings (MW) | Technical Potential | 0 | 0 | 0 | 0 | 0 | 0 | 0 | 0 | 0 | 0 | 0 | 0 | 0 | 0 | 0 | 0 | 0 | 0 | 0 | 0 | 0 | 0 | 0 | 0 | 0 | 0 | 0
F10_Commercial_WA - Miscellaneous_Existing_Food Preparation_Natural Gas_Oven_A_Technical Potential | F10 | Commercial | WA - Miscellaneous | Existing | Food Preparation | Natural Gas | Oven | A | Purchases (Incremental) | Technical Potential | 0 | 0 | 0.28492 | 0.43898 | 0.615 | 0.75581 | 0.86846 | 0.95858 | 1.0307 | 1.0884 | 1.1345 | 1.1714 | 0.96878 | 0.83201 | 0.46849 | 0.28674 | 0.11674 | 0.044768 | 0 | 0 | 0 | 0 | 0 | 0 | 0.11002 | 0.19684 | 0.22691
F11_Commercial_WA - Miscellaneous_Existing_Food Preparation_Natural Gas_Oven_A_Technical Potential | F11 | Commercial | WA - Miscellaneous | Existing | Food Preparation | Natural Gas | Oven | A | Purchases (Cumulative) | Technical Potential | 0 | 0 | 0.28492 | 0.7239 | 1.3389 | 2.0947 | 2.9632 | 3.9217 | 4.9524 | 6.0408 | 7.1753 | 8.3467 | 9.3154 | 10.1475 | 10.6159 | 10.9027 | 11.0194 | 11.0642 | 11.0642 | 11.0642 | 11.0642 | 11.0642 | 11.0642 | 11.0642 | 11.1742 | 11.3711 | 11.598
F1_Commercial_WA - Miscellaneous_Existing_Food Preparation_Natural Gas_Conveyor Oven_A_Technical Potential | F1 | Commercial | WA - Miscellaneous | Existing | Food Preparation | Natural Gas | Conveyor Oven | A | Integrated Unit Energy Savings (kWh or therms) | Technical Potential | 0 | 0 | 0 | 0 | 0 | 692.0657 | 692.0657 | 692.0657 | 692.0657 | 692.0657 | 692.0657 | 692.0657 | 692.0657 | 692.0657 | 692.0657 | 692.0657 | 692.0657 | 692.0657 | 692.0657 | 692.0657 | 692.0657 | 692.0657 | 692.0657 | 692.0657 | 692.0657 | 692.0657 | 692.0657
F2_Commercial_WA - Miscellaneous_Existing_Food Preparation_Natural Gas_Conveyor Oven_A_Technical Potential | F2 | Commercial | WA - Miscellaneous | Existing | Food Preparation | Natural Gas | Conveyor Oven | A | Integrated Unit Summer Peak Savings (kW) | Technical Potential | 0 | 0 | 0 | 0 | 0 | 0 | 0 | 0 | 0 | 0 | 0 | 0 | 0 | 0 | 0 | 0 | 0 | 0 | 0 | 0 | 0 | 0 | 0 | 0 | 0 | 0 | 0
F3_Commercial_WA - Miscellaneous_Existing_Food Preparation_Natural Gas_Conveyor Oven_A_Technical Potential | F3 | Commercial | WA - Miscellaneous | Existing | Food Preparation | Natural Gas | Conveyor Oven | A | Integrated Unit Winter Peak Savings (kW) | Technical Potential | 0 | 0 | 0 | 0 | 0 | 0 | 0 | 0 | 0 | 0 | 0 | 0 | 0 | 0 | 0 | 0 | 0 | 0 | 0 | 0 | 0 | 0 | 0 | 0 | 0 | 0 | 0
F4_Commercial_WA - Miscellaneous_Existing_Food Preparation_Natural Gas_Conveyor Oven_A_Technical Potential | F4 | Commercial | WA - Miscellaneous | Existing | Food Preparation | Natural Gas | Conveyor Oven | A | Incremental Energy Savings (MWh or mTherms) | Technical Potential | 0 | 0 | 0 | 0 | 0 | 0.0094003 | 0.026321 | 0.049258 | 0.077007 | 0.10861 | 0.13389 | 0.15411 | 0.17029 | 0.18323 | 0.19359 | 0.20187 | 0.2085 | 0.1668 | 0.13344 | 0.10675 | 0.085402 | 0.070201 | 0.052025 | 0.032671 | 0.013337 | 0 | 0
F5_Commercial_WA - Miscellaneous_Existing_Food Preparation_Natural Gas_Conveyor Oven_A_Technical Potential | F5 | Commercial | WA - Miscellaneous | Existing | Food Preparation | Natural Gas | Conveyor Oven | A | Incremental Summer Peak Savings (MW) | Technical Potential | 0 | 0 | 0 | 0 | 0 | 0 | 0 | 0 | 0 | 0 | 0 | 0 | 0 | 0 | 0 | 0 | 0 | 0 | 0 | 0 | 0 | 0 | 0 | 0 | 0 | 0 | 0
F6_Commercial_WA - Miscellaneous_Existing_Food Preparation_Natural Gas_Conveyor Oven_A_Technical Potential | F6 | Commercial | WA - Miscellaneous | Existing | Food Preparation | Natural Gas | Conveyor Oven | A | Incremental Winter Peak Savings (MW) | Technical Potential | 0 | 0 | 0 | 0 | 0 | 0 | 0 | 0 | 0 | 0 | 0 | 0 | 0 | 0 | 0 | 0 | 0 | 0 | 0 | 0 | 0 | 0 | 0 | 0 | 0 | 0 | 0
F7_Commercial_WA - Miscellaneous_Existing_Food Preparation_Natural Gas_Conveyor Oven_A_Technical Potential | F7 | Commercial | WA - Miscellaneous | Existing | Food Preparation | Natural Gas | Conveyor Oven | A | Cumulative Energy Savings (MWh or mTherms) | Technical Potential | 0 | 0 | 0 | 0 | 0 | 0.0094003 | 0.035721 | 0.084979 | 0.16199 | 0.27059 | 0.40448 | 0.55859 | 0.72888 | 0.91212 | 1.1057 | 1.3076 | 1.5161 | 1.6829 | 1.8163 | 1.9231 | 2.0085 | 2.0787 | 2.1307 | 2.1634 | 2.1767 | 2.1767 | 2.1767
F8_Commercial_WA - Miscellaneous_Existing_Food Preparation_Natural Gas_Conveyor Oven_A_Technical Potential | F8 | Commercial | WA - Miscellaneous | Existing | Food Preparation | Natural Gas | Conveyor Oven | A | Cumulative Summer Peak Savings (MW) | Technical Potential | 0 | 0 | 0 | 0 | 0 | 0 | 0 | 0 | 0 | 0 | 0 | 0 | 0 | 0 | 0 | 0 | 0 | 0 | 0 | 0 | 0 | 0 | 0 | 0 | 0 | 0 | 0
F9_Commercial_WA - Miscellaneous_Existing_Food Preparation_Natural Gas_Conveyor Oven_A_Technical Potential | F9 | Commercial | WA - Miscellaneous | Existing | Food Preparation | Natural Gas | Conveyor Oven | A | Cumulative Winter Peak Savings (MW) | Technical Potential | 0 | 0 | 0 | 0 | 0 | 0 | 0 | 0 | 0 | 0 | 0 | 0 | 0 | 0 | 0 | 0 | 0 | 0 | 0 | 0 | 0 | 0 | 0 | 0 | 0 | 0 | 0
F10_Commercial_WA - Miscellaneous_Existing_Food Preparation_Natural Gas_Conveyor Oven_A_Technical Potential | F10 | Commercial | WA - Miscellaneous | Existing | Food Preparation | Natural Gas | Conveyor Oven | A | Purchases (Incremental) | Technical Potential | 0 | 0 | 0 | 0 | 0 | 0.013583 | 0.038032 | 0.071175 | 0.11127 | 0.15693 | 0.19346 | 0.22268 | 0.24606 | 0.26476 | 0.27973 | 0.2917 | 0.30127 | 0.24102 | 0.19281 | 0.15425 | 0.1234 | 0.10144 | 0.075173 | 0.047208 | 0.019272 | 0 | 0
F11_Commercial_WA - Miscellaneous_Existing_Food Preparation_Natural Gas_Conveyor Oven_A_Technical Potential | F11 | Commercial | WA - Miscellaneous | Existing | Food Preparation | Natural Gas | Conveyor Oven | A | Purchases (Cumulative) | Technical Potential | 0 | 0 | 0 | 0 | 0 | 0.013583 | 0.051615 | 0.12279 | 0.23406 | 0.39099 | 0.58446 | 0.80714 | 1.0532 | 1.318 | 1.5977 | 1.8894 | 2.1907 | 2.4317 | 2.6245 | 2.7787 | 2.9021 | 3.0036 | 3.0788 | 3.126 | 3.1452 | 3.1452 | 3.1452
F1_Commercial_WA - Miscellaneous_Existing_Food Preparation_Natural Gas_Double Rack Oven_A_Technical Potential | F1 | Commercial | WA - Miscellaneous | Existing | Food Preparation | Natural Gas | Double Rack Oven | A | Integrated Unit Energy Savings (kWh or therms) | Technical Potential | 0 | 1621.62 | 1621.62 | 1621.62 | 1621.62 | 1621.62 | 1621.62 | 1621.62 | 1621.62 | 1621.62 | 1621.62 | 1621.62 | 1621.62 | 1621.62 | 1621.62 | 1621.62 | 1621.62 | 1621.62 | 1621.62 | 1621.62 | 1621.62 | 1621.62 | 1621.62 | 1621.62 | 1621.62 | 1621.62 | 1621.62
F2_Commercial_WA - Miscellaneous_Existing_Food Preparation_Natural Gas_Double Rack Oven_A_Technical Potential | F2 | Commercial | WA - Miscellaneous | Existing | Food Preparation | Natural Gas | Double Rack Oven | A | Integrated Unit Summer Peak Savings (kW) | Technical Potential | 0 | 0 | 0 | 0 | 0 | 0 | 0 | 0 | 0 | 0 | 0 | 0 | 0 | 0 | 0 | 0 | 0 | 0 | 0 | 0 | 0 | 0 | 0 | 0 | 0 | 0 | 0
F3_Commercial_WA - Miscellaneous_Existing_Food Preparation_Natural Gas_Double Rack Oven_A_Technical Potential | F3 | Commercial | WA - Miscellaneous | Existing | Food Preparation | Natural Gas | Double Rack Oven | A | Integrated Unit Winter Peak Savings (kW) | Technical Potential | 0 | 0 | 0 | 0 | 0 | 0 | 0 | 0 | 0 | 0 | 0 | 0 | 0 | 0 | 0 | 0 | 0 | 0 | 0 | 0 | 0 | 0 | 0 | 0 | 0 | 0 | 0
F4_Commercial_WA - Miscellaneous_Existing_Food Preparation_Natural Gas_Double Rack Oven_A_Technical Potential | F4 | Commercial | WA - Miscellaneous | Existing | Food Preparation | Natural Gas | Double Rack Oven | A | Incremental Energy Savings (MWh or mTherms) | Technical Potential | 0 | 0 | 0.21176 | 0.26447 | 0.31131 | 0.35296 | 0.38997 | 0.42288 | 0.45212 | 0.47812 | 0.44194 | 0.41636 | 0.39949 | 0.38969 | 0.17385 | 0.12163 | 0.078866 | 0.044105 | 0.016095 | 0.034129 | 0.018625 | 0.00093931 | 0.04162 | 0.069136 | 0.086367 | 0.095666 | 0.098944
F5_Commercial_WA - Miscellaneous_Existing_Food Preparation_Natural Gas_Double Rack Oven_A_Technical Potential | F5 | Commercial | WA - Miscellaneous | Existing | Food Preparation | Natural Gas | Double Rack Oven | A | Incremental Summer Peak Savings (MW) | Technical Potential | 0 | 0 | 0 | 0 | 0 | 0 | 0 | 0 | 0 | 0 | 0 | 0 | 0 | 0 | 0 | 0 | 0 | 0 | 0 | 0 | 0 | 0 | 0 | 0 | 0 | 0 | 0
F6_Commercial_WA - Miscellaneous_Existing_Food Preparation_Natural Gas_Double Rack Oven_A_Technical Potential | F6 | Commercial | WA - Miscellaneous | Existing | Food Preparation | Natural Gas | Double Rack Oven | A | Incremental Winter Peak Savings (MW) | Technical Potential | 0 | 0 | 0 | 0 | 0 | 0 | 0 | 0 | 0 | 0 | 0 | 0 | 0 | 0 | 0 | 0 | 0 | 0 | 0 | 0 | 0 | 0 | 0 | 0 | 0 | 0 | 0
F7_Commercial_WA - Miscellaneous_Existing_Food Preparation_Natural Gas_Double Rack Oven_A_Technical Potential | F7 | Commercial | WA - Miscellaneous | Existing | Food Preparation | Natural Gas | Double Rack Oven | A | Cumulative Energy Savings (MWh or mTherms) | Technical Potential | 0 | 0 | 0.21176 | 0.47623 | 0.78754 | 1.1405 | 1.5305 | 1.9533 | 2.4055 | 2.8836 | 3.3255 | 3.7419 | 4.1414 | 4.5311 | 4.7049 | 4.8265 | 4.9054 | 4.9495 | 4.9656 | 4.9997 | 5.0184 | 5.0193 | 5.0609 | 5.1301 | 5.2164 | 5.3121 | 5.411
F8_Commercial_WA - Miscellaneous_Existing_Food Preparation_Natural Gas_Double Rack Oven_A_Technical Potential | F8 | Commercial | WA - Miscellaneous | Existing | Food Preparation | Natural Gas | Double Rack Oven | A | Cumulative Summer Peak Savings (MW) | Technical Potential | 0 | 0 | 0 | 0 | 0 | 0 | 0 | 0 | 0 | 0 | 0 | 0 | 0 | 0 | 0 | 0 | 0 | 0 | 0 | 0 | 0 | 0 | 0 | 0 | 0 | 0 | 0
F9_Commercial_WA - Miscellaneous_Existing_Food Preparation_Natural Gas_Double Rack Oven_A_Technical Potential | F9 | Commercial | WA - Miscellaneous | Existing | Food Preparation | Natural Gas | Double Rack Oven | A | Cumulative Winter Peak Savings (MW) | Technical Potential | 0 | 0 | 0 | 0 | 0 | 0 | 0 | 0 | 0 | 0 | 0 | 0 | 0 | 0 | 0 | 0 | 0 | 0 | 0 | 0 | 0 | 0 | 0 | 0 | 0 | 0 | 0
F10_Commercial_WA - Miscellaneous_Existing_Food Preparation_Natural Gas_Double Rack Oven_A_Technical Potential | F10 | Commercial | WA - Miscellaneous | Existing | Food Preparation | Natural Gas | Double Rack Oven | A | Purchases (Incremental) | Technical Potential | 0 | 0 | 0.13059 | 0.16309 | 0.19198 | 0.21766 | 0.24048 | 0.26077 | 0.27881 | 0.29484 | 0.27253 | 0.25676 | 0.24635 | 0.24031 | 0.10721 | 0.075004 | 0.048634 | 0.027198 | 0.0099255 | 0.021046 | 0.011485 | 0.00057924 | 0.025666 | 0.042634 | 0.05326 | 0.058994 | 0.061015
F11_Commercial_WA - Miscellaneous_Existing_Food Preparation_Natural Gas_Double Rack Oven_A_Technical Potential | F11 | Commercial | WA - Miscellaneous | Existing | Food Preparation | Natural Gas | Double Rack Oven | A | Purchases (Cumulative) | Technical Potential | 0 | 0 | 0.13059 | 0.29367 | 0.48565 | 0.70331 | 0.94379 | 1.2046 | 1.4834 | 1.7782 | 2.0507 | 2.3075 | 2.5539 | 2.7942 | 2.9014 | 2.9764 | 3.025 | 3.0522 | 3.0621 | 3.0832 | 3.0947 | 3.0952 | 3.1209 | 3.1635 | 3.2168 | 3.2758 | 3.3368
F1_Commercial_WA - Miscellaneous_Existing_Food Preparation_Natural Gas_Fryer_A_Technical Potential | F1 | Commercial | WA - Miscellaneous | Existing | Food Preparation | Natural Gas | Fryer | A | Integrated Unit Energy Savings (kWh or therms) | Technical Potential | 0 | 395.2691 | 395.2691 | 395.2691 | 395.2691 | 395.2691 | 395.2691 | 395.2691 | 395.2691 | 395.2691 | 395.2691 | 395.2691 | 395.2691 | 395.2691 | 395.2691 | 395.2691 | 395.2691 | 395.2691 | 395.2691 | 395.2691 | 395.2691 | 395.2691 | 395.2691 | 395.2691 | 395.2691 | 395.2691 | 395.2691
F2_Commercial_WA - Miscellaneous_Existing_Food Preparation_Natural Gas_Fryer_A_Technical Potential | F2 | Commercial | WA - Miscellaneous | Existing | Food Preparation | Natural Gas | Fryer | A | Integrated Unit Summer Peak Savings (kW) | Technical Potential | 0 | 0 | 0 | 0 | 0 | 0 | 0 | 0 | 0 | 0 | 0 | 0 | 0 | 0 | 0 | 0 | 0 | 0 | 0 | 0 | 0 | 0 | 0 | 0 | 0 | 0 | 0
F3_Commercial_WA - Miscellaneous_Existing_Food Preparation_Natural Gas_Fryer_A_Technical Potential | F3 | Commercial | WA - Miscellaneous | Existing | Food Preparation | Natural Gas | Fryer | A | Integrated Unit Winter Peak Savings (kW) | Technical Potential | 0 | 0 | 0 | 0 | 0 | 0 | 0 | 0 | 0 | 0 | 0 | 0 | 0 | 0 | 0 | 0 | 0 | 0 | 0 | 0 | 0 | 0 | 0 | 0 | 0 | 0 | 0
F4_Commercial_WA - Miscellaneous_Existing_Food Preparation_Natural Gas_Fryer_A_Technical Potential | F4 | Commercial | WA - Miscellaneous | Existing | Food Preparation | Natural Gas | Fryer | A | Incremental Energy Savings (MWh or mTherms) | Technical Potential | 0 | 0 | 0.090086 | 0.084243 | 0.079568 | 0.075828 | 0.072836 | 0.070443 | 0.068528 | 0.074301 | 0.077458 | 0 | 0 | 0 | 0.02694 | 0.021552 | 0.017241 | 0.015254 | 0.0072363 | 0.0027505 | 0 | 0 | 0.0054039 | 0 | 0 | 0 | 0.0021423
F5_Commercial_WA - Miscellaneous_Existing_Food Preparation_Natural Gas_Fryer_A_Technical Potential | F5 | Commercial | WA - Miscellaneous | Existing | Food Preparation | Natural Gas | Fryer | A | Incremental Summer Peak Savings (MW) | Technical Potential | 0 | 0 | 0 | 0 | 0 | 0 | 0 | 0 | 0 | 0 | 0 | 0 | 0 | 0 | 0 | 0 | 0 | 0 | 0 | 0 | 0 | 0 | 0 | 0 | 0 | 0 | 0
F6_Commercial_WA - Miscellaneous_Existing_Food Preparation_Natural Gas_Fryer_A_Technical Potential | F6 | Commercial | WA - Miscellaneous | Existing | Food Preparation | Natural Gas | Fryer | A | Incremental Winter Peak Savings (MW) | Technical Potential | 0 | 0 | 0 | 0 | 0 | 0 | 0 | 0 | 0 | 0 | 0 | 0 | 0 | 0 | 0 | 0 | 0 | 0 | 0 | 0 | 0 | 0 | 0 | 0 | 0 | 0 | 0
F7_Commercial_WA - Miscellaneous_Existing_Food Preparation_Natural Gas_Fryer_A_Technical Potential | F7 | Commercial | WA - Miscellaneous | Existing | Food Preparation | Natural Gas | Fryer | A | Cumulative Energy Savings (MWh or mTherms) | Technical Potential | 0 | 0 | 0.090086 | 0.17433 | 0.2539 | 0.32973 | 0.40256 | 0.473 | 0.54153 | 0.61583 | 0.69329 | 0.69329 | 0.69329 | 0.69329 | 0.72023 | 0.74178 | 0.75902 | 0.77428 | 0.78152 | 0.78427 | 0.78427 | 0.78427 | 0.78967 | 0.78967 | 0.78967 | 0.78967 | 0.79181
F8_Commercial_WA - Miscellaneous_Existing_Food Preparation_Natural Gas_Fryer_A_Technical Potential | F8 | Commercial | WA - Miscellaneous | Existing | Food Preparation | Natural Gas | Fryer | A | Cumulative Summer Peak Savings (MW) | Technical Potential | 0 | 0 | 0 | 0 | 0 | 0 | 0 | 0 | 0 | 0 | 0 | 0 | 0 | 0 | 0 | 0 | 0 | 0 | 0 | 0 | 0 | 0 | 0 | 0 | 0 | 0 | 0
F9_Commercial_WA - Miscellaneous_Existing_Food Preparation_Natural Gas_Fryer_A_Technical Potential | F9 | Commercial | WA - Miscellaneous | Existing | Food Preparation | Natural Gas | Fryer | A | Cumulative Winter Peak Savings (MW) | Technical Potential | 0 | 0 | 0 | 0 | 0 | 0 | 0 | 0 | 0 | 0 | 0 | 0 | 0 | 0 | 0 | 0 | 0 | 0 | 0 | 0 | 0 | 0 | 0 | 0 | 0 | 0 | 0
F10_Commercial_WA - Miscellaneous_Existing_Food Preparation_Natural Gas_Fryer_A_Technical Potential | F10 | Commercial | WA - Miscellaneous | Existing | Food Preparation | Natural Gas | Fryer | A | Purchases (Incremental) | Technical Potential | 0 | 0 | 0.22791 | 0.21313 | 0.2013 | 0.19184 | 0.18427 | 0.17822 | 0.17337 | 0.18797 | 0.19596 | 0 | 0 | 0 | 0.068156 | 0.054524 | 0.04362 | 0.038591 | 0.018307 | 0.0069584 | 0 | 0 | 0.013671 | 0 | 0 | 0 | 0.00542
F11_Commercial_WA - Miscellaneous_Existing_Food Preparation_Natural Gas_Fryer_A_Technical Potential | F11 | Commercial | WA - Miscellaneous | Existing | Food Preparation | Natural Gas | Fryer | A | Purchases (Cumulative) | Technical Potential | 0 | 0 | 0.22791 | 0.44104 | 0.64234 | 0.83418 | 1.0185 | 1.1967 | 1.37 | 1.558 | 1.754 | 1.754 | 1.754 | 1.754 | 1.8221 | 1.8767 | 1.9203 | 1.9589 | 1.9772 | 1.9841 | 1.9841 | 1.9841 | 1.9978 | 1.9978 | 1.9978 | 1.9978 | 2.0032
F1_Commercial_WA - Miscellaneous_Existing_Food Preparation_Natural Gas_Broiler_A_Technical Potential | F1 | Commercial | WA - Miscellaneous | Existing | Food Preparation | Natural Gas | Broiler | A | Integrated Unit Energy Savings (kWh or therms) | Technical Potential | 0 | 240.24 | 240.24 | 240.24 | 240.24 | 240.24 | 240.24 | 240.24 | 240.24 | 240.24 | 240.24 | 240.24 | 240.24 | 240.24 | 240.24 | 240.24 | 240.24 | 240.24 | 240.24 | 240.24 | 240.24 | 240.24 | 240.24 | 240.24 | 240.24 | 240.24 | 240.24
F2_Commercial_WA - Miscellaneous_Existing_Food Preparation_Natural Gas_Broiler_A_Technical Potential | F2 | Commercial | WA - Miscellaneous | Existing | Food Preparation | Natural Gas | Broiler | A | Integrated Unit Summer Peak Savings (kW) | Technical Potential | 0 | 0 | 0 | 0 | 0 | 0 | 0 | 0 | 0 | 0 | 0 | 0 | 0 | 0 | 0 | 0 | 0 | 0 | 0 | 0 | 0 | 0 | 0 | 0 | 0 | 0 | 0
F3_Commercial_WA - Miscellaneous_Existing_Food Preparation_Natural Gas_Broiler_A_Technical Potential | F3 | Commercial | WA - Miscellaneous | Existing | Food Preparation | Natural Gas | Broiler | A | Integrated Unit Winter Peak Savings (kW) | Technical Potential | 0 | 0 | 0 | 0 | 0 | 0 | 0 | 0 | 0 | 0 | 0 | 0 | 0 | 0 | 0 | 0 | 0 | 0 | 0 | 0 | 0 | 0 | 0 | 0 | 0 | 0 | 0
F4_Commercial_WA - Miscellaneous_Existing_Food Preparation_Natural Gas_Broiler_A_Technical Potential | F4 | Commercial | WA - Miscellaneous | Existing | Food Preparation | Natural Gas | Broiler | A | Incremental Energy Savings (MWh or mTherms) | Technical Potential | 0 | 0 | 0.52906 | 0.58641 | 0.63739 | 0.68271 | 0.72299 | 0.75879 | 0.79061 | 0.8189 | 0.77953 | 0.7517 | 0.73334 | 0.72268 | 0.18917 | 0.13235 | 0.085818 | 0.047993 | 0.017514 | 0.1291 | 0.10201 | 0.073684 | 0.10988 | 0.13264 | 0.14501 | 0.14946 | 0.14799
F5_Commercial_WA - Miscellaneous_Existing_Food Preparation_Natural Gas_Broiler_A_Technical Potential | F5 | Commercial | WA - Miscellaneous | Existing | Food Preparation | Natural Gas | Broiler | A | Incremental Summer Peak Savings (MW) | Technical Potential | 0 | 0 | 0 | 0 | 0 | 0 | 0 | 0 | 0 | 0 | 0 | 0 | 0 | 0 | 0 | 0 | 0 | 0 | 0 | 0 | 0 | 0 | 0 | 0 | 0 | 0 | 0
F6_Commercial_WA - Miscellaneous_Existing_Food Preparation_Natural Gas_Broiler_A_Technical Potential | F6 | Commercial | WA - Miscellaneous | Existing | Food Preparation | Natural Gas | Broiler | A | Incremental Winter Peak Savings (MW) | Technical Potential | 0 | 0 | 0 | 0 | 0 | 0 | 0 | 0 | 0 | 0 | 0 | 0 | 0 | 0 | 0 | 0 | 0 | 0 | 0 | 0 | 0 | 0 | 0 | 0 | 0 | 0 | 0
F7_Commercial_WA - Miscellaneous_Existing_Food Preparation_Natural Gas_Broiler_A_Technical Potential | F7 | Commercial | WA - Miscellaneous | Existing | Food Preparation | Natural Gas | Broiler | A | Cumulative Energy Savings (MWh or mTherms) | Technical Potential | 0 | 0 | 0.52906 | 1.1155 | 1.7529 | 2.4356 | 3.1586 | 3.9173 | 4.708 | 5.5269 | 6.3064 | 7.0581 | 7.7914 | 8.5141 | 8.7033 | 8.8356 | 8.9214 | 8.9694 | 8.987 | 9.1161 | 9.2181 | 9.2918 | 9.4016 | 9.5343 | 9.6793 | 9.8287 | 9.9767
F8_Commercial_WA - Miscellaneous_Existing_Food Preparation_Natural Gas_Broiler_A_Technical Potential | F8 | Commercial | WA - Miscellaneous | Existing | Food Preparation | Natural Gas | Broiler | A | Cumulative Summer Peak Savings (MW) | Technical Potential | 0 | 0 | 0 | 0 | 0 | 0 | 0 | 0 | 0 | 0 | 0 | 0 | 0 | 0 | 0 | 0 | 0 | 0 | 0 | 0 | 0 | 0 | 0 | 0 | 0 | 0 | 0
F9_Commercial_WA - Miscellaneous_Existing_Food Preparation_Natural Gas_Broiler_A_Technical Potential | F9 | Commercial | WA - Miscellaneous | Existing | Food Preparation | Natural Gas | Broiler | A | Cumulative Winter Peak Savings (MW) | Technical Potential | 0 | 0 | 0 | 0 | 0 | 0 | 0 | 0 | 0 | 0 | 0 | 0 | 0 | 0 | 0 | 0 | 0 | 0 | 0 | 0 | 0 | 0 | 0 | 0 | 0 | 0 | 0
F10_Commercial_WA - Miscellaneous_Existing_Food Preparation_Natural Gas_Broiler_A_Technical Potential | F10 | Commercial | WA - Miscellaneous | Existing | Food Preparation | Natural Gas | Broiler | A | Purchases (Incremental) | Technical Potential | 0 | 0 | 2.2022 | 2.4409 | 2.6531 | 2.8418 | 3.0094 | 3.1585 | 3.2909 | 3.4087 | 3.2448 | 3.129 | 3.0525 | 3.0081 | 0.78743 | 0.5509 | 0.35722 | 0.19977 | 0.072903 | 0.53738 | 0.42463 | 0.30671 | 0.45737 | 0.55212 | 0.60362 | 0.62214 | 0.616
F11_Commercial_WA - Miscellaneous_Existing_Food Preparation_Natural Gas_Broiler_A_Technical Potential | F11 | Commercial | WA - Miscellaneous | Existing | Food Preparation | Natural Gas | Broiler | A | Purchases (Cumulative) | Technical Potential | 0 | 0 | 2.2022 | 4.6432 | 7.2963 | 10.1381 | 13.1475 | 16.306 | 19.5969 | 23.0056 | 26.2504 | 29.3794 | 32.4319 | 35.44 | 36.2274 | 36.7784 | 37.1356 | 37.3353 | 37.4082 | 37.9456 | 38.3703 | 38.677 | 39.1343 | 39.6865 | 40.2901 | 40.9122 | 41.5282
F1_Commercial_WA - Miscellaneous_Existing_Food Preparation_Natural Gas_Griddle_A_Technical Potential | F1 | Commercial | WA - Miscellaneous | Existing | Food Preparation | Natural Gas | Griddle | A | Integrated Unit Energy Savings (kWh or therms) | Technical Potential | 0 | 167.9465 | 167.9465 | 167.9465 | 167.9465 | 167.9465 | 167.9465 | 167.9465 | 167.9465 | 167.9465 | 167.9465 | 167.9465 | 167.9465 | 167.9465 | 167.9465 | 167.9465 | 167.9465 | 167.9465 | 167.9465 | 167.9465 | 167.9465 | 167.9465 | 167.9465 | 167.9465 | 167.9465 | 167.9465 | 167.9465
F2_Commercial_WA - Miscellaneous_Existing_Food Preparation_Natural Gas_Griddle_A_Technical Potential | F2 | Commercial | WA - Miscellaneous | Existing | Food Preparation | Natural Gas | Griddle | A | Integrated Unit Summer Peak Savings (kW) | Technical Potential | 0 | 0 | 0 | 0 | 0 | 0 | 0 | 0 | 0 | 0 | 0 | 0 | 0 | 0 | 0 | 0 | 0 | 0 | 0 | 0 | 0 | 0 | 0 | 0 | 0 | 0 | 0
F3_Commercial_WA - Miscellaneous_Existing_Food Preparation_Natural Gas_Griddle_A_Technical Potential | F3 | Commercial | WA - Miscellaneous | Existing | Food Preparation | Natural Gas | Griddle | A | Integrated Unit Winter Peak Savings (kW) | Technical Potential | 0 | 0 | 0 | 0 | 0 | 0 | 0 | 0 | 0 | 0 | 0 | 0 | 0 | 0 | 0 | 0 | 0 | 0 | 0 | 0 | 0 | 0 | 0 | 0 | 0 | 0 | 0
F4_Commercial_WA - Miscellaneous_Existing_Food Preparation_Natural Gas_Griddle_A_Technical Potential | F4 | Commercial | WA - Miscellaneous | Existing | Food Preparation | Natural Gas | Griddle | A | Incremental Energy Savings (MWh or mTherms) | Technical Potential | 0 | 0 | 0.13125 | 0.14547 | 0.15812 | 0.16936 | 0.17935 | 0.18823 | 0.19613 | 0.20315 | 0.19338 | 0.18648 | 0.18192 | 0.17928 | 0.046928 | 0.032832 | 0.021289 | 0.011906 | 0.0043448 | 0.032026 | 0.025306 | 0.018279 | 0.027258 | 0.032905 | 0.035974 | 0.037077 | 0.036712
F5_Commercial_WA - Miscellaneous_Existing_Food Preparation_Natural Gas_Griddle_A_Technical Potential | F5 | Commercial | WA - Miscellaneous | Existing | Food Preparation | Natural Gas | Griddle | A | Incremental Summer Peak Savings (MW) | Technical Potential | 0 | 0 | 0 | 0 | 0 | 0 | 0 | 0 | 0 | 0 | 0 | 0 | 0 | 0 | 0 | 0 | 0 | 0 | 0 | 0 | 0 | 0 | 0 | 0 | 0 | 0 | 0
F6_Commercial_WA - Miscellaneous_Existing_Food Preparation_Natural Gas_Griddle_A_Technical Potential | F6 | Commercial | WA - Miscellaneous | Existing | Food Preparation | Natural Gas | Griddle | A | Incremental Winter Peak Savings (MW) | Technical Potential | 0 | 0 | 0 | 0 | 0 | 0 | 0 | 0 | 0 | 0 | 0 | 0 | 0 | 0 | 0 | 0 | 0 | 0 | 0 | 0 | 0 | 0 | 0 | 0 | 0 | 0 | 0
F7_Commercial_WA - Miscellaneous_Existing_Food Preparation_Natural Gas_Griddle_A_Technical Potential | F7 | Commercial | WA - Miscellaneous | Existing | Food Preparation | Natural Gas | Griddle | A | Cumulative Energy Savings (MWh or mTherms) | Technical Potential | 0 | 0 | 0.13125 | 0.27672 | 0.43484 | 0.6042 | 0.78355 | 0.97179 | 1.1679 | 1.3711 | 1.5644 | 1.7509 | 1.9328 | 2.1121 | 2.159 | 2.1919 | 2.2132 | 2.2251 | 2.2294 | 2.2614 | 2.2868 | 2.305 | 2.3323 | 2.3652 | 2.4012 | 2.4382 | 2.475
F8_Commercial_WA - Miscellaneous_Existing_Food Preparation_Natural Gas_Griddle_A_Technical Potential | F8 | Commercial | WA - Miscellaneous | Existing | Food Preparation | Natural Gas | Griddle | A | Cumulative Summer Peak Savings (MW) | Technical Potential | 0 | 0 | 0 | 0 | 0 | 0 | 0 | 0 | 0 | 0 | 0 | 0 | 0 | 0 | 0 | 0 | 0 | 0 | 0 | 0 | 0 | 0 | 0 | 0 | 0 | 0 | 0
F9_Commercial_WA - Miscellaneous_Existing_Food Preparation_Natural Gas_Griddle_A_Technical Potential | F9 | Commercial | WA - Miscellaneous | Existing | Food Preparation | Natural Gas | Griddle | A | Cumulative Winter Peak Savings (MW) | Technical Potential | 0 | 0 | 0 | 0 | 0 | 0 | 0 | 0 | 0 | 0 | 0 | 0 | 0 | 0 | 0 | 0 | 0 | 0 | 0 | 0 | 0 | 0 | 0 | 0 | 0 | 0 | 0
F10_Commercial_WA - Miscellaneous_Existing_Food Preparation_Natural Gas_Griddle_A_Technical Potential | F10 | Commercial | WA - Miscellaneous | Existing | Food Preparation | Natural Gas | Griddle | A | Purchases (Incremental) | Technical Potential | 0 | 0 | 0.78147 | 0.86619 | 0.94149 | 1.0084 | 1.0679 | 1.1208 | 1.1678 | 1.2096 | 1.1514 | 1.1103 | 1.0832 | 1.0675 | 0.27942 | 0.19549 | 0.12676 | 0.07089 | 0.02587 | 0.19069 | 0.15068 | 0.10884 | 0.1623 | 0.19593 | 0.2142 | 0.22077 | 0.21859
F11_Commercial_WA - Miscellaneous_Existing_Food Preparation_Natural Gas_Griddle_A_Technical Potential | F11 | Commercial | WA - Miscellaneous | Existing | Food Preparation | Natural Gas | Griddle | A | Purchases (Cumulative) | Technical Potential | 0 | 0 | 0.78147 | 1.6477 | 2.5891 | 3.5976 | 4.6655 | 5.7863 | 6.9541 | 8.1637 | 9.3151 | 10.4255 | 11.5087 | 12.5761 | 12.8556 | 13.0511 | 13.1778 | 13.2487 | 13.2746 | 13.4653 | 13.6159 | 13.7248 | 13.8871 | 14.083 | 14.2972 | 14.518 | 14.7366
F1_Commercial_WA - Miscellaneous_Existing_Food Preparation_Natural Gas_Range_A_Technical Potential | F1 | Commercial | WA - Miscellaneous | Existing | Food Preparation | Natural Gas | Range | A | Integrated Unit Energy Savings (kWh or therms) | Technical Potential | 0 | 171.4286 | 171.4286 | 171.4286 | 171.4286 | 171.4286 | 171.4286 | 171.4286 | 171.4286 | 171.4286 | 171.4286 | 171.4286 | 171.4286 | 171.4286 | 171.4286 | 171.4286 | 171.4286 | 171.4286 | 171.4286 | 171.4286 | 171.4286 | 171.4286 | 171.4286 | 171.4286 | 171.4286 | 171.4286 | 171.4286
F2_Commercial_WA - Miscellaneous_Existing_Food Preparation_Natural Gas_Range_A_Technical Potential | F2 | Commercial | WA - Miscellaneous | Existing | Food Preparation | Natural Gas | Range | A | Integrated Unit Summer Peak Savings (kW) | Technical Potential | 0 | 0 | 0 | 0 | 0 | 0 | 0 | 0 | 0 | 0 | 0 | 0 | 0 | 0 | 0 | 0 | 0 | 0 | 0 | 0 | 0 | 0 | 0 | 0 | 0 | 0 | 0
F3_Commercial_WA - Miscellaneous_Existing_Food Preparation_Natural Gas_Range_A_Technical Potential | F3 | Commercial | WA - Miscellaneous | Existing | Food Preparation | Natural Gas | Range | A | Integrated Unit Winter Peak Savings (kW) | Technical Potential | 0 | 0 | 0 | 0 | 0 | 0 | 0 | 0 | 0 | 0 | 0 | 0 | 0 | 0 | 0 | 0 | 0 | 0 | 0 | 0 | 0 | 0 | 0 | 0 | 0 | 0 | 0
F4_Commercial_WA - Miscellaneous_Existing_Food Preparation_Natural Gas_Range_A_Technical Potential | F4 | Commercial | WA - Miscellaneous | Existing | Food Preparation | Natural Gas | Range | A | Incremental Energy Savings (MWh or mTherms) | Technical Potential | 0 | 0 | 0.2215 | 0.26239 | 0.29511 | 0.32128 | 0.34222 | 0.35897 | 0.37236 | 0.38308 | 0.34054 | 0.31674 | 0.084366 | 0.041322 | 0.012121 | 0.037612 | 0.03009 | 0.024072 | 0.019258 | 0.0051829 | 0.038905 | 0.052388 | 0.053687 | 0.048184 | 0.034918 | 0 | 0
F5_Commercial_WA - Miscellaneous_Existing_Food Preparation_Natural Gas_Range_A_Technical Potential | F5 | Commercial | WA - Miscellaneous | Existing | Food Preparation | Natural Gas | Range | A | Incremental Summer Peak Savings (MW) | Technical Potential | 0 | 0 | 0 | 0 | 0 | 0 | 0 | 0 | 0 | 0 | 0 | 0 | 0 | 0 | 0 | 0 | 0 | 0 | 0 | 0 | 0 | 0 | 0 | 0 | 0 | 0 | 0
F6_Commercial_WA - Miscellaneous_Existing_Food Preparation_Natural Gas_Range_A_Technical Potential | F6 | Commercial | WA - Miscellaneous | Existing | Food Preparation | Natural Gas | Range | A | Incremental Winter Peak Savings (MW) | Technical Potential | 0 | 0 | 0 | 0 | 0 | 0 | 0 | 0 | 0 | 0 | 0 | 0 | 0 | 0 | 0 | 0 | 0 | 0 | 0 | 0 | 0 | 0 | 0 | 0 | 0 | 0 | 0
F7_Commercial_WA - Miscellaneous_Existing_Food Preparation_Natural Gas_Range_A_Technical Potential | F7 | Commercial | WA - Miscellaneous | Existing | Food Preparation | Natural Gas | Range | A | Cumulative Energy Savings (MWh or mTherms) | Technical Potential | 0 | 0 | 0.2215 | 0.48389 | 0.779 | 1.1003 | 1.4425 | 1.8015 | 2.1738 | 2.5569 | 2.8975 | 3.2142 | 3.2986 | 3.3399 | 3.352 | 3.3896 | 3.4197 | 3.4438 | 3.463 | 3.4682 | 3.5071 | 3.5595 | 3.6132 | 3.6614 | 3.6963 | 3.6963 | 3.6963
F8_Commercial_WA - Miscellaneous_Existing_Food Preparation_Natural Gas_Range_A_Technical Potential | F8 | Commercial | WA - Miscellaneous | Existing | Food Preparation | Natural Gas | Range | A | Cumulative Summer Peak Savings (MW) | Technical Potential | 0 | 0 | 0 | 0 | 0 | 0 | 0 | 0 | 0 | 0 | 0 | 0 | 0 | 0 | 0 | 0 | 0 | 0 | 0 | 0 | 0 | 0 | 0 | 0 | 0 | 0 | 0
F9_Commercial_WA - Miscellaneous_Existing_Food Preparation_Natural Gas_Range_A_Technical Potential | F9 | Commercial | WA - Miscellaneous | Existing | Food Preparation | Natural Gas | Range | A | Cumulative Winter Peak Savings (MW) | Technical Potential | 0 | 0 | 0 | 0 | 0 | 0 | 0 | 0 | 0 | 0 | 0 | 0 | 0 | 0 | 0 | 0 | 0 | 0 | 0 | 0 | 0 | 0 | 0 | 0 | 0 | 0 | 0
F10_Commercial_WA - Miscellaneous_Existing_Food Preparation_Natural Gas_Range_A_Technical Potential | F10 | Commercial | WA - Miscellaneous | Existing | Food Preparation | Natural Gas | Range | A | Purchases (Incremental) | Technical Potential | 0 | 0 | 1.2921 | 1.5306 | 1.7215 | 1.8741 | 1.9963 | 2.094 | 2.1721 | 2.2347 | 1.9865 | 1.8476 | 0.49214 | 0.24104 | 0.070704 | 0.21941 | 0.17552 | 0.14042 | 0.11234 | 0.030234 | 0.22695 | 0.3056 | 0.31318 | 0.28107 | 0.20369 | 0 | 0
F11_Commercial_WA - Miscellaneous_Existing_Food Preparation_Natural Gas_Range_A_Technical Potential | F11 | Commercial | WA - Miscellaneous | Existing | Food Preparation | Natural Gas | Range | A | Purchases (Cumulative) | Technical Potential | 0 | 0 | 1.2921 | 2.8227 | 4.5442 | 6.4183 | 8.4146 | 10.5085 | 12.6807 | 14.9153 | 16.9018 | 18.7494 | 19.2416 | 19.4826 | 19.5533 | 19.7727 | 19.9483 | 20.0887 | 20.201 | 20.2313 | 20.4582 | 20.7638 | 21.077 | 21.358 | 21.5617 | 21.5617 | 21.5617
F1_Commercial_WA - Miscellaneous_Existing_Food Preparation_Natural Gas_Steamer_A_Technical Potential | F1 | Commercial | WA - Miscellaneous | Existing | Food Preparation | Natural Gas | Steamer | A | Integrated Unit Energy Savings (kWh or therms) | Technical Potential | 0 | 1215.1419 | 1215.1419 | 1215.1419 | 1215.1419 | 1215.1419 | 1215.1419 | 1215.1419 | 1215.1419 | 1215.1419 | 1215.1419 | 1215.1419 | 1215.1419 | 1215.1419 | 1215.1419 | 1215.1419 | 1215.1419 | 1215.1419 | 1215.1419 | 1215.1419 | 1215.1419 | 1215.1419 | 1215.1419 | 1215.1419 | 1215.1419 | 1215.1419 | 1215.1419
F2_Commercial_WA - Miscellaneous_Existing_Food Preparation_Natural Gas_Steamer_A_Technical Potential | F2 | Commercial | WA - Miscellaneous | Existing | Food Preparation | Natural Gas | Steamer | A | Integrated Unit Summer Peak Savings (kW) | Technical Potential | 0 | 0 | 0 | 0 | 0 | 0 | 0 | 0 | 0 | 0 | 0 | 0 | 0 | 0 | 0 | 0 | 0 | 0 | 0 | 0 | 0 | 0 | 0 | 0 | 0 | 0 | 0
F3_Commercial_WA - Miscellaneous_Existing_Food Preparation_Natural Gas_Steamer_A_Technical Potential | F3 | Commercial | WA - Miscellaneous | Existing | Food Preparation | Natural Gas | Steamer | A | Integrated Unit Winter Peak Savings (kW) | Technical Potential | 0 | 0 | 0 | 0 | 0 | 0 | 0 | 0 | 0 | 0 | 0 | 0 | 0 | 0 | 0 | 0 | 0 | 0 | 0 | 0 | 0 | 0 | 0 | 0 | 0 | 0 | 0
F4_Commercial_WA - Miscellaneous_Existing_Food Preparation_Natural Gas_Steamer_A_Technical Potential | F4 | Commercial | WA - Miscellaneous | Existing | Food Preparation | Natural Gas | Steamer | A | Incremental Energy Savings (MWh or mTherms) | Technical Potential | 0 | 0 | 0.084213 | 0.081889 | 0.080031 | 0.078544 | 0.077355 | 0.076403 | 0.078546 | 0.079679 | 0 | 0 | 0 | 0.023597 | 0.018878 | 0.015683 | 0.010572 | 0.0072493 | 0.0010391 | 0.0020207 | 0.008087 | 0 | 0 | 0 | 0.00040211 | 0.0075964 | 0
F5_Commercial_WA - Miscellaneous_Existing_Food Preparation_Natural Gas_Steamer_A_Technical Potential | F5 | Commercial | WA - Miscellaneous | Existing | Food Preparation | Natural Gas | Steamer | A | Incremental Summer Peak Savings (MW) | Technical Potential | 0 | 0 | 0 | 0 | 0 | 0 | 0 | 0 | 0 | 0 | 0 | 0 | 0 | 0 | 0 | 0 | 0 | 0 | 0 | 0 | 0 | 0 | 0 | 0 | 0 | 0 | 0
F6_Commercial_WA - Miscellaneous_Existing_Food Preparation_Natural Gas_Steamer_A_Technical Potential | F6 | Commercial | WA - Miscellaneous | Existing | Food Preparation | Natural Gas | Steamer | A | Incremental Winter Peak Savings (MW) | Technical Potential | 0 | 0 | 0 | 0 | 0 | 0 | 0 | 0 | 0 | 0 | 0 | 0 | 0 | 0 | 0 | 0 | 0 | 0 | 0 | 0 | 0 | 0 | 0 | 0 | 0 | 0 | 0
F7_Commercial_WA - Miscellaneous_Existing_Food Preparation_Natural Gas_Steamer_A_Technical Potential | F7 | Commercial | WA - Miscellaneous | Existing | Food Preparation | Natural Gas | Steamer | A | Cumulative Energy Savings (MWh or mTherms) | Technical Potential | 0 | 0 | 0.084213 | 0.1661 | 0.24613 | 0.32468 | 0.40203 | 0.47844 | 0.55698 | 0.63666 | 0.63666 | 0.63666 | 0.63666 | 0.66026 | 0.67913 | 0.69482 | 0.70539 | 0.71264 | 0.71368 | 0.7157 | 0.72378 | 0.72378 | 0.72378 | 0.72378 | 0.72419 | 0.73178 | 0.73178
F8_Commercial_WA - Miscellaneous_Existing_Food Preparation_Natural Gas_Steamer_A_Technical Potential | F8 | Commercial | WA - Miscellaneous | Existing | Food Preparation | Natural Gas | Steamer | A | Cumulative Summer Peak Savings (MW) | Technical Potential | 0 | 0 | 0 | 0 | 0 | 0 | 0 | 0 | 0 | 0 | 0 | 0 | 0 | 0 | 0 | 0 | 0 | 0 | 0 | 0 | 0 | 0 | 0 | 0 | 0 | 0 | 0
F9_Commercial_WA - Miscellaneous_Existing_Food Preparation_Natural Gas_Steamer_A_Technical Potential | F9 | Commercial | WA - Miscellaneous | Existing | Food Preparation | Natural Gas | Steamer | A | Cumulative Winter Peak Savings (MW) | Technical Potential | 0 | 0 | 0 | 0 | 0 | 0 | 0 | 0 | 0 | 0 | 0 | 0 | 0 | 0 | 0 | 0 | 0 | 0 | 0 | 0 | 0 | 0 | 0 | 0 | 0 | 0 | 0
F10_Commercial_WA - Miscellaneous_Existing_Food Preparation_Natural Gas_Steamer_A_Technical Potential | F10 | Commercial | WA - Miscellaneous | Existing | Food Preparation | Natural Gas | Steamer | A | Purchases (Incremental) | Technical Potential | 0 | 0 | 0.069303 | 0.067391 | 0.065861 | 0.064638 | 0.063659 | 0.062876 | 0.064639 | 0.065572 | 0 | 0 | 0 | 0.019419 | 0.015535 | 0.012906 | 0.0086999 | 0.0059658 | 0.00085509 | 0.0016629 | 0.0066552 | 0 | 0 | 0 | 0.00033092 | 0.0062514 | 0
F11_Commercial_WA - Miscellaneous_Existing_Food Preparation_Natural Gas_Steamer_A_Technical Potential | F11 | Commercial | WA - Miscellaneous | Existing | Food Preparation | Natural Gas | Steamer | A | Purchases (Cumulative) | Technical Potential | 0 | 0 | 0.069303 | 0.13669 | 0.20255 | 0.26719 | 0.33085 | 0.39373 | 0.45837 | 0.52394 | 0.52394 | 0.52394 | 0.52394 | 0.54336 | 0.55889 | 0.5718 | 0.5805 | 0.58646 | 0.58732 | 0.58898 | 0.59564 | 0.59564 | 0.59564 | 0.59564 | 0.59597 | 0.60222 | 0.60222
F1_Commercial_WA - Miscellaneous_Existing_Food Preparation_Natural Gas_Commercial Food Prep Other_A_Technical Potential | F1 | Commercial | WA - Miscellaneous | Existing | Food Preparation | Natural Gas | Commercial Food Prep Other | A | Integrated Unit Energy Savings (kWh or therms) | Technical Potential | 0 | 0 | 0 | 0 | 0 | 0 | 0 | 0 | 0 | 0 | 0 | 0 | 0 | 0 | 0 | 0 | 0 | 0 | 0 | 0 | 0 | 0 | 0 | 0 | 0 | 0 | 0
F2_Commercial_WA - Miscellaneous_Existing_Food Preparation_Natural Gas_Commercial Food Prep Other_A_Technical Potential | F2 | Commercial | WA - Miscellaneous | Existing | Food Preparation | Natural Gas | Commercial Food Prep Other | A | Integrated Unit Summer Peak Savings (kW) | Technical Potential | 0 | 0 | 0 | 0 | 0 | 0 | 0 | 0 | 0 | 0 | 0 | 0 | 0 | 0 | 0 | 0 | 0 | 0 | 0 | 0 | 0 | 0 | 0 | 0 | 0 | 0 | 0
F3_Commercial_WA - Miscellaneous_Existing_Food Preparation_Natural Gas_Commercial Food Prep Other_A_Technical Potential | F3 | Commercial | WA - Miscellaneous | Existing | Food Preparation | Natural Gas | Commercial Food Prep Other | A | Integrated Unit Winter Peak Savings (kW) | Technical Potential | 0 | 0 | 0 | 0 | 0 | 0 | 0 | 0 | 0 | 0 | 0 | 0 | 0 | 0 | 0 | 0 | 0 | 0 | 0 | 0 | 0 | 0 | 0 | 0 | 0 | 0 | 0
F4_Commercial_WA - Miscellaneous_Existing_Food Preparation_Natural Gas_Commercial Food Prep Other_A_Technical Potential | F4 | Commercial | WA - Miscellaneous | Existing | Food Preparation | Natural Gas | Commercial Food Prep Other | A | Incremental Energy Savings (MWh or mTherms) | Technical Potential | 0 | 0 | 0 | 0 | 0 | 0 | 0 | 0 | 0 | 0 | 0 | 0 | 0 | 0 | 0 | 0 | 0 | 0 | 0 | 0 | 0 | 0 | 0 | 0 | 0 | 0 | 0
F5_Commercial_WA - Miscellaneous_Existing_Food Preparation_Natural Gas_Commercial Food Prep Other_A_Technical Potential | F5 | Commercial | WA - Miscellaneous | Existing | Food Preparation | Natural Gas | Commercial Food Prep Other | A | Incremental Summer Peak Savings (MW) | Technical Potential | 0 | 0 | 0 | 0 | 0 | 0 | 0 | 0 | 0 | 0 | 0 | 0 | 0 | 0 | 0 | 0 | 0 | 0 | 0 | 0 | 0 | 0 | 0 | 0 | 0 | 0 | 0
F6_Commercial_WA - Miscellaneous_Existing_Food Preparation_Natural Gas_Commercial Food Prep Other_A_Technical Potential | F6 | Commercial | WA - Miscellaneous | Existing | Food Preparation | Natural Gas | Commercial Food Prep Other | A | Incremental Winter Peak Savings (MW) | Technical Potential | 0 | 0 | 0 | 0 | 0 | 0 | 0 | 0 | 0 | 0 | 0 | 0 | 0 | 0 | 0 | 0 | 0 | 0 | 0 | 0 | 0 | 0 | 0 | 0 | 0 | 0 | 0
F7_Commercial_WA - Miscellaneous_Existing_Food Preparation_Natural Gas_Commercial Food Prep Other_A_Technical Potential | F7 | Commercial | WA - Miscellaneous | Existing | Food Preparation | Natural Gas | Commercial Food Prep Other | A | Cumulative Energy Savings (MWh or mTherms) | Technical Potential | 0 | 0 | 0 | 0 | 0 | 0 | 0 | 0 | 0 | 0 | 0 | 0 | 0 | 0 | 0 | 0 | 0 | 0 | 0 | 0 | 0 | 0 | 0 | 0 | 0 | 0 | 0
F8_Commercial_WA - Miscellaneous_Existing_Food Preparation_Natural Gas_Commercial Food Prep Other_A_Technical Potential | F8 | Commercial | WA - Miscellaneous | Existing | Food Preparation | Natural Gas | Commercial Food Prep Other | A | Cumulative Summer Peak Savings (MW) | Technical Potential | 0 | 0 | 0 | 0 | 0 | 0 | 0 | 0 | 0 | 0 | 0 | 0 | 0 | 0 | 0 | 0 | 0 | 0 | 0 | 0 | 0 | 0 | 0 | 0 | 0 | 0 | 0
F9_Commercial_WA - Miscellaneous_Existing_Food Preparation_Natural Gas_Commercial Food Prep Other_A_Technical Potential | F9 | Commercial | WA - Miscellaneous | Existing | Food Preparation | Natural Gas | Commercial Food Prep Other | A | Cumulative Winter Peak Savings (MW) | Technical Potential | 0 | 0 | 0 | 0 | 0 | 0 | 0 | 0 | 0 | 0 | 0 | 0 | 0 | 0 | 0 | 0 | 0 | 0 | 0 | 0 | 0 | 0 | 0 | 0 | 0 | 0 | 0
F10_Commercial_WA - Miscellaneous_Existing_Food Preparation_Natural Gas_Commercial Food Prep Other_A_Technical Potential | F10 | Commercial | WA - Miscellaneous | Existing | Food Preparation | Natural Gas | Commercial Food Prep Other | A | Purchases (Incremental) | Technical Potential | 0 | 0 | 0 | 0 | 0 | 0 | 0 | 0 | 0 | 0 | 0 | 0 | 0 | 0 | 0 | 0 | 0 | 0 | 0 | 0 | 0 | 0 | 0 | 0 | 0 | 0 | 0
F11_Commercial_WA - Miscellaneous_Existing_Food Preparation_Natural Gas_Commercial Food Prep Other_A_Technical Potential | F11 | Commercial | WA - Miscellaneous | Existing | Food Preparation | Natural Gas | Commercial Food Prep Other | A | Purchases (Cumulative) | Technical Potential | 0 | 0 | 0 | 0 | 0 | 0 | 0 | 0 | 0 | 0 | 0 | 0 | 0 | 0 | 0 | 0 | 0 | 0 | 0 | 0 | 0 | 0 | 0 | 0 | 0 | 0 | 0
F1_Commercial_WA - Miscellaneous_Existing_Miscellaneous_Natural Gas_Pool Heater_A_Technical Potential | F1 | Commercial | WA - Miscellaneous | Existing | Miscellaneous | Natural Gas | Pool Heater | A | Integrated Unit Energy Savings (kWh or therms) | Technical Potential | 0 | 2233.5 | 2233.5 | 2233.5 | 2233.5 | 2233.5 | 2233.5 | 2233.5 | 2233.5 | 2233.5 | 2233.5 | 2233.5 | 2233.5 | 2233.5 | 2233.5 | 2233.5 | 2233.5 | 2233.5 | 2233.5 | 2233.5 | 2233.5 | 2233.5 | 2233.5 | 2233.5 | 2233.5 | 2233.5 | 2233.5
F2_Commercial_WA - Miscellaneous_Existing_Miscellaneous_Natural Gas_Pool Heater_A_Technical Potential | F2 | Commercial | WA - Miscellaneous | Existing | Miscellaneous | Natural Gas | Pool Heater | A | Integrated Unit Summer Peak Savings (kW) | Technical Potential | 0 | 0 | 0 | 0 | 0 | 0 | 0 | 0 | 0 | 0 | 0 | 0 | 0 | 0 | 0 | 0 | 0 | 0 | 0 | 0 | 0 | 0 | 0 | 0 | 0 | 0 | 0
F3_Commercial_WA - Miscellaneous_Existing_Miscellaneous_Natural Gas_Pool Heater_A_Technical Potential | F3 | Commercial | WA - Miscellaneous | Existing | Miscellaneous | Natural Gas | Pool Heater | A | Integrated Unit Winter Peak Savings (kW) | Technical Potential | 0 | 0 | 0 | 0 | 0 | 0 | 0 | 0 | 0 | 0 | 0 | 0 | 0 | 0 | 0 | 0 | 0 | 0 | 0 | 0 | 0 | 0 | 0 | 0 | 0 | 0 | 0
F4_Commercial_WA - Miscellaneous_Existing_Miscellaneous_Natural Gas_Pool Heater_A_Technical Potential | F4 | Commercial | WA - Miscellaneous | Existing | Miscellaneous | Natural Gas | Pool Heater | A | Incremental Energy Savings (MWh or mTherms) | Technical Potential | 0 | 0 | 0.22765 | 0.22137 | 0.21635 | 0.21233 | 0.21696 | 0.2191 | 0 | 0 | 0.0012489 | 0.066877 | 0.048164 | 0.035265 | 0.018307 | 0.017861 | 0.030846 | 0 | 0 | 0 | 0 | 0 | 0 | 0 | 0 | 0 | 0
F5_Commercial_WA - Miscellaneous_Existing_Miscellaneous_Natural Gas_Pool Heater_A_Technical Potential | F5 | Commercial | WA - Miscellaneous | Existing | Miscellaneous | Natural Gas | Pool Heater | A | Incremental Summer Peak Savings (MW) | Technical Potential | 0 | 0 | 0 | 0 | 0 | 0 | 0 | 0 | 0 | 0 | 0 | 0 | 0 | 0 | 0 | 0 | 0 | 0 | 0 | 0 | 0 | 0 | 0 | 0 | 0 | 0 | 0
F6_Commercial_WA - Miscellaneous_Existing_Miscellaneous_Natural Gas_Pool Heater_A_Technical Potential | F6 | Commercial | WA - Miscellaneous | Existing | Miscellaneous | Natural Gas | Pool Heater | A | Incremental Winter Peak Savings (MW) | Technical Potential | 0 | 0 | 0 | 0 | 0 | 0 | 0 | 0 | 0 | 0 | 0 | 0 | 0 | 0 | 0 | 0 | 0 | 0 | 0 | 0 | 0 | 0 | 0 | 0 | 0 | 0 | 0
F7_Commercial_WA - Miscellaneous_Existing_Miscellaneous_Natural Gas_Pool Heater_A_Technical Potential | F7 | Commercial | WA - Miscellaneous | Existing | Miscellaneous | Natural Gas | Pool Heater | A | Cumulative Energy Savings (MWh or mTherms) | Technical Potential | 0 | 0 | 0.22765 | 0.44903 | 0.66538 | 0.87771 | 1.0947 | 1.3138 | 1.3138 | 1.3138 | 1.315 | 1.3819 | 1.4301 | 1.4653 | 1.4836 | 1.5015 | 1.5323 | 1.5323 | 1.5323 | 1.5323 | 1.5323 | 1.5323 | 1.5323 | 1.5323 | 1.5323 | 1.5323 | 1.5323
F8_Commercial_WA - Miscellaneous_Existing_Miscellaneous_Natural Gas_Pool Heater_A_Technical Potential | F8 | Commercial | WA - Miscellaneous | Existing | Miscellaneous | Natural Gas | Pool Heater | A | Cumulative Summer Peak Savings (MW) | Technical Potential | 0 | 0 | 0 | 0 | 0 | 0 | 0 | 0 | 0 | 0 | 0 | 0 | 0 | 0 | 0 | 0 | 0 | 0 | 0 | 0 | 0 | 0 | 0 | 0 | 0 | 0 | 0
F9_Commercial_WA - Miscellaneous_Existing_Miscellaneous_Natural Gas_Pool Heater_A_Technical Potential | F9 | Commercial | WA - Miscellaneous | Existing | Miscellaneous | Natural Gas | Pool Heater | A | Cumulative Winter Peak Savings (MW) | Technical Potential | 0 | 0 | 0 | 0 | 0 | 0 | 0 | 0 | 0 | 0 | 0 | 0 | 0 | 0 | 0 | 0 | 0 | 0 | 0 | 0 | 0 | 0 | 0 | 0 | 0 | 0 | 0
F10_Commercial_WA - Miscellaneous_Existing_Miscellaneous_Natural Gas_Pool Heater_A_Technical Potential | F10 | Commercial | WA - Miscellaneous | Existing | Miscellaneous | Natural Gas | Pool Heater | A | Purchases (Incremental) | Technical Potential | 0 | 0 | 0.10193 | 0.099115 | 0.096866 | 0.095066 | 0.097141 | 0.098098 | 0 | 0 | 0.00055915 | 0.029943 | 0.021564 | 0.015789 | 0.0081965 | 0.0079968 | 0.01381 | 0 | 0 | 0 | 0 | 0 | 0 | 0 | 0 | 0 | 0
F11_Commercial_WA - Miscellaneous_Existing_Miscellaneous_Natural Gas_Pool Heater_A_Technical Potential | F11 | Commercial | WA - Miscellaneous | Existing | Miscellaneous | Natural Gas | Pool Heater | A | Purchases (Cumulative) | Technical Potential | 0 | 0 | 0.10193 | 0.20104 | 0.29791 | 0.39297 | 0.49011 | 0.58821 | 0.58821 | 0.58821 | 0.58877 | 0.61872 | 0.64028 | 0.65607 | 0.66427 | 0.67226 | 0.68607 | 0.68607 | 0.68607 | 0.68607 | 0.68607 | 0.68607 | 0.68607 | 0.68607 | 0.68607 | 0.68607 | 0.68607
F1_Commercial_WA - Miscellaneous_New_Space Heating_Natural Gas_Furnace_A_Technical Potential | F1 | Commercial | WA - Miscellaneous | New | Space Heating | Natural Gas | Furnace | A | Integrated Unit Energy Savings (kWh or therms) | Technical Potential | 0 | 0 | 0 | 0 | 0 | 0 | 0 | 0 | 0 | 0 | 0 | 0 | 0 | 0 | 0 | 0 | 0 | 0 | 0 | 0 | 0 | 0 | 0 | 0 | 0 | 0 | 0
F2_Commercial_WA - Miscellaneous_New_Space Heating_Natural Gas_Furnace_A_Technical Potential | F2 | Commercial | WA - Miscellaneous | New | Space Heating | Natural Gas | Furnace | A | Integrated Unit Summer Peak Savings (kW) | Technical Potential | 0 | 0 | 0 | 0 | 0 | 0 | 0 | 0 | 0 | 0 | 0 | 0 | 0 | 0 | 0 | 0 | 0 | 0 | 0 | 0 | 0 | 0 | 0 | 0 | 0 | 0 | 0
F3_Commercial_WA - Miscellaneous_New_Space Heating_Natural Gas_Furnace_A_Technical Potential | F3 | Commercial | WA - Miscellaneous | New | Space Heating | Natural Gas | Furnace | A | Integrated Unit Winter Peak Savings (kW) | Technical Potential | 0 | 0 | 0 | 0 | 0 | 0 | 0 | 0 | 0 | 0 | 0 | 0 | 0 | 0 | 0 | 0 | 0 | 0 | 0 | 0 | 0 | 0 | 0 | 0 | 0 | 0 | 0
F4_Commercial_WA - Miscellaneous_New_Space Heating_Natural Gas_Furnace_A_Technical Potential | F4 | Commercial | WA - Miscellaneous | New | Space Heating | Natural Gas | Furnace | A | Incremental Energy Savings (MWh or mTherms) | Technical Potential | 0 | 0 | 0 | 0 | 0 | 0 | 0 | 0 | 0 | 0 | 0 | 0 | 0 | 0 | 0 | 0 | 0 | 0 | 0 | 0 | 0 | 0 | 0 | 0 | 0 | 0 | 0
F5_Commercial_WA - Miscellaneous_New_Space Heating_Natural Gas_Furnace_A_Technical Potential | F5 | Commercial | WA - Miscellaneous | New | Space Heating | Natural Gas | Furnace | A | Incremental Summer Peak Savings (MW) | Technical Potential | 0 | 0 | 0 | 0 | 0 | 0 | 0 | 0 | 0 | 0 | 0 | 0 | 0 | 0 | 0 | 0 | 0 | 0 | 0 | 0 | 0 | 0 | 0 | 0 | 0 | 0 | 0
F6_Commercial_WA - Miscellaneous_New_Space Heating_Natural Gas_Furnace_A_Technical Potential | F6 | Commercial | WA - Miscellaneous | New | Space Heating | Natural Gas | Furnace | A | Incremental Winter Peak Savings (MW) | Technical Potential | 0 | 0 | 0 | 0 | 0 | 0 | 0 | 0 | 0 | 0 | 0 | 0 | 0 | 0 | 0 | 0 | 0 | 0 | 0 | 0 | 0 | 0 | 0 | 0 | 0 | 0 | 0
F7_Commercial_WA - Miscellaneous_New_Space Heating_Natural Gas_Furnace_A_Technical Potential | F7 | Commercial | WA - Miscellaneous | New | Space Heating | Natural Gas | Furnace | A | Cumulative Energy Savings (MWh or mTherms) | Technical Potential | 0 | 0 | 0 | 0 | 0 | 0 | 0 | 0 | 0 | 0 | 0 | 0 | 0 | 0 | 0 | 0 | 0 | 0 | 0 | 0 | 0 | 0 | 0 | 0 | 0 | 0 | 0
F8_Commercial_WA - Miscellaneous_New_Space Heating_Natural Gas_Furnace_A_Technical Potential | F8 | Commercial | WA - Miscellaneous | New | Space Heating | Natural Gas | Furnace | A | Cumulative Summer Peak Savings (MW) | Technical Potential | 0 | 0 | 0 | 0 | 0 | 0 | 0 | 0 | 0 | 0 | 0 | 0 | 0 | 0 | 0 | 0 | 0 | 0 | 0 | 0 | 0 | 0 | 0 | 0 | 0 | 0 | 0
F9_Commercial_WA - Miscellaneous_New_Space Heating_Natural Gas_Furnace_A_Technical Potential | F9 | Commercial | WA - Miscellaneous | New | Space Heating | Natural Gas | Furnace | A | Cumulative Winter Peak Savings (MW) | Technical Potential | 0 | 0 | 0 | 0 | 0 | 0 | 0 | 0 | 0 | 0 | 0 | 0 | 0 | 0 | 0 | 0 | 0 | 0 | 0 | 0 | 0 | 0 | 0 | 0 | 0 | 0 | 0
F10_Commercial_WA - Miscellaneous_New_Space Heating_Natural Gas_Furnace_A_Technical Potential | F10 | Commercial | WA - Miscellaneous | New | Space Heating | Natural Gas | Furnace | A | Purchases (Incremental) | Technical Potential | 0 | 0 | 0 | 0 | 0 | 0 | 0 | 0 | 0 | 0 | 0 | 0 | 0 | 0 | 0 | 0 | 0 | 0 | 0 | 0 | 0 | 0 | 0 | 0 | 0 | 0 | 0
F11_Commercial_WA - Miscellaneous_New_Space Heating_Natural Gas_Furnace_A_Technical Potential | F11 | Commercial | WA - Miscellaneous | New | Space Heating | Natural Gas | Furnace | A | Purchases (Cumulative) | Technical Potential | 0 | 0 | 0 | 0 | 0 | 0 | 0 | 0 | 0 | 0 | 0 | 0 | 0 | 0 | 0 | 0 | 0 | 0 | 0 | 0 | 0 | 0 | 0 | 0 | 0 | 0 | 0
F1_Commercial_WA - Miscellaneous_New_Space Heating_Natural Gas_Boiler_A_Technical Potential | F1 | Commercial | WA - Miscellaneous | New | Space Heating | Natural Gas | Boiler | A | Integrated Unit Energy Savings (kWh or therms) | Technical Potential | 0 | 0 | 0 | 0 | 0 | 0 | 0 | 0 | 0 | 0 | 0 | 0 | 0 | 0 | 0 | 0 | 0 | 0 | 0 | 0 | 0 | 0 | 0 | 0 | 0 | 0 | 0
F2_Commercial_WA - Miscellaneous_New_Space Heating_Natural Gas_Boiler_A_Technical Potential | F2 | Commercial | WA - Miscellaneous | New | Space Heating | Natural Gas | Boiler | A | Integrated Unit Summer Peak Savings (kW) | Technical Potential | 0 | 0 | 0 | 0 | 0 | 0 | 0 | 0 | 0 | 0 | 0 | 0 | 0 | 0 | 0 | 0 | 0 | 0 | 0 | 0 | 0 | 0 | 0 | 0 | 0 | 0 | 0
F3_Commercial_WA - Miscellaneous_New_Space Heating_Natural Gas_Boiler_A_Technical Potential | F3 | Commercial | WA - Miscellaneous | New | Space Heating | Natural Gas | Boiler | A | Integrated Unit Winter Peak Savings (kW) | Technical Potential | 0 | 0 | 0 | 0 | 0 | 0 | 0 | 0 | 0 | 0 | 0 | 0 | 0 | 0 | 0 | 0 | 0 | 0 | 0 | 0 | 0 | 0 | 0 | 0 | 0 | 0 | 0
F4_Commercial_WA - Miscellaneous_New_Space Heating_Natural Gas_Boiler_A_Technical Potential | F4 | Commercial | WA - Miscellaneous | New | Space Heating | Natural Gas | Boiler | A | Incremental Energy Savings (MWh or mTherms) | Technical Potential | 0 | 0 | 0 | 0 | 0 | 0 | 0 | 0 | 0 | 0 | 0 | 0 | 0 | 0 | 0 | 0 | 0 | 0 | 0 | 0 | 0 | 0 | 0 | 0 | 0 | 0 | 0
F5_Commercial_WA - Miscellaneous_New_Space Heating_Natural Gas_Boiler_A_Technical Potential | F5 | Commercial | WA - Miscellaneous | New | Space Heating | Natural Gas | Boiler | A | Incremental Summer Peak Savings (MW) | Technical Potential | 0 | 0 | 0 | 0 | 0 | 0 | 0 | 0 | 0 | 0 | 0 | 0 | 0 | 0 | 0 | 0 | 0 | 0 | 0 | 0 | 0 | 0 | 0 | 0 | 0 | 0 | 0
F6_Commercial_WA - Miscellaneous_New_Space Heating_Natural Gas_Boiler_A_Technical Potential | F6 | Commercial | WA - Miscellaneous | New | Space Heating | Natural Gas | Boiler | A | Incremental Winter Peak Savings (MW) | Technical Potential | 0 | 0 | 0 | 0 | 0 | 0 | 0 | 0 | 0 | 0 | 0 | 0 | 0 | 0 | 0 | 0 | 0 | 0 | 0 | 0 | 0 | 0 | 0 | 0 | 0 | 0 | 0
F7_Commercial_WA - Miscellaneous_New_Space Heating_Natural Gas_Boiler_A_Technical Potential | F7 | Commercial | WA - Miscellaneous | New | Space Heating | Natural Gas | Boiler | A | Cumulative Energy Savings (MWh or mTherms) | Technical Potential | 0 | 0 | 0 | 0 | 0 | 0 | 0 | 0 | 0 | 0 | 0 | 0 | 0 | 0 | 0 | 0 | 0 | 0 | 0 | 0 | 0 | 0 | 0 | 0 | 0 | 0 | 0
F8_Commercial_WA - Miscellaneous_New_Space Heating_Natural Gas_Boiler_A_Technical Potential | F8 | Commercial | WA - Miscellaneous | New | Space Heating | Natural Gas | Boiler | A | Cumulative Summer Peak Savings (MW) | Technical Potential | 0 | 0 | 0 | 0 | 0 | 0 | 0 | 0 | 0 | 0 | 0 | 0 | 0 | 0 | 0 | 0 | 0 | 0 | 0 | 0 | 0 | 0 | 0 | 0 | 0 | 0 | 0
F9_Commercial_WA - Miscellaneous_New_Space Heating_Natural Gas_Boiler_A_Technical Potential | F9 | Commercial | WA - Miscellaneous | New | Space Heating | Natural Gas | Boiler | A | Cumulative Winter Peak Savings (MW) | Technical Potential | 0 | 0 | 0 | 0 | 0 | 0 | 0 | 0 | 0 | 0 | 0 | 0 | 0 | 0 | 0 | 0 | 0 | 0 | 0 | 0 | 0 | 0 | 0 | 0 | 0 | 0 | 0
F10_Commercial_WA - Miscellaneous_New_Space Heating_Natural Gas_Boiler_A_Technical Potential | F10 | Commercial | WA - Miscellaneous | New | Space Heating | Natural Gas | Boiler | A | Purchases (Incremental) | Technical Potential | 0 | 0 | 0 | 0 | 0 | 0 | 0 | 0 | 0 | 0 | 0 | 0 | 0 | 0 | 0 | 0 | 0 | 0 | 0 | 0 | 0 | 0 | 0 | 0 | 0 | 0 | 0
F11_Commercial_WA - Miscellaneous_New_Space Heating_Natural Gas_Boiler_A_Technical Potential | F11 | Commercial | WA - Miscellaneous | New | Space Heating | Natural Gas | Boiler | A | Purchases (Cumulative) | Technical Potential | 0 | 0 | 0 | 0 | 0 | 0 | 0 | 0 | 0 | 0 | 0 | 0 | 0 | 0 | 0 | 0 | 0 | 0 | 0 | 0 | 0 | 0 | 0 | 0 | 0 | 0 | 0
F1_Commercial_WA - Miscellaneous_New_Space Heating_Natural Gas_Unit Heater_A_Technical Potential | F1 | Commercial | WA - Miscellaneous | New | Space Heating | Natural Gas | Unit Heater | A | Integrated Unit Energy Savings (kWh or therms) | Technical Potential | 0 | 0 | 0 | 0 | 0 | 0 | 0 | 0 | 0 | 0 | 0 | 0 | 0 | 0 | 0 | 0 | 0 | 0 | 0 | 0 | 0 | 0 | 0 | 0 | 0 | 0 | 0
F2_Commercial_WA - Miscellaneous_New_Space Heating_Natural Gas_Unit Heater_A_Technical Potential | F2 | Commercial | WA - Miscellaneous | New | Space Heating | Natural Gas | Unit Heater | A | Integrated Unit Summer Peak Savings (kW) | Technical Potential | 0 | 0 | 0 | 0 | 0 | 0 | 0 | 0 | 0 | 0 | 0 | 0 | 0 | 0 | 0 | 0 | 0 | 0 | 0 | 0 | 0 | 0 | 0 | 0 | 0 | 0 | 0
F3_Commercial_WA - Miscellaneous_New_Space Heating_Natural Gas_Unit Heater_A_Technical Potential | F3 | Commercial | WA - Miscellaneous | New | Space Heating | Natural Gas | Unit Heater | A | Integrated Unit Winter Peak Savings (kW) | Technical Potential | 0 | 0 | 0 | 0 | 0 | 0 | 0 | 0 | 0 | 0 | 0 | 0 | 0 | 0 | 0 | 0 | 0 | 0 | 0 | 0 | 0 | 0 | 0 | 0 | 0 | 0 | 0
F4_Commercial_WA - Miscellaneous_New_Space Heating_Natural Gas_Unit Heater_A_Technical Potential | F4 | Commercial | WA - Miscellaneous | New | Space Heating | Natural Gas | Unit Heater | A | Incremental Energy Savings (MWh or mTherms) | Technical Potential | 0 | 0 | 0 | 0 | 0 | 0 | 0 | 0 | 0 | 0 | 0 | 0 | 0 | 0 | 0 | 0 | 0 | 0 | 0 | 0 | 0 | 0 | 0 | 0 | 0 | 0 | 0
F5_Commercial_WA - Miscellaneous_New_Space Heating_Natural Gas_Unit Heater_A_Technical Potential | F5 | Commercial | WA - Miscellaneous | New | Space Heating | Natural Gas | Unit Heater | A | Incremental Summer Peak Savings (MW) | Technical Potential | 0 | 0 | 0 | 0 | 0 | 0 | 0 | 0 | 0 | 0 | 0 | 0 | 0 | 0 | 0 | 0 | 0 | 0 | 0 | 0 | 0 | 0 | 0 | 0 | 0 | 0 | 0
F6_Commercial_WA - Miscellaneous_New_Space Heating_Natural Gas_Unit Heater_A_Technical Potential | F6 | Commercial | WA - Miscellaneous | New | Space Heating | Natural Gas | Unit Heater | A | Incremental Winter Peak Savings (MW) | Technical Potential | 0 | 0 | 0 | 0 | 0 | 0 | 0 | 0 | 0 | 0 | 0 | 0 | 0 | 0 | 0 | 0 | 0 | 0 | 0 | 0 | 0 | 0 | 0 | 0 | 0 | 0 | 0
F7_Commercial_WA - Miscellaneous_New_Space Heating_Natural Gas_Unit Heater_A_Technical Potential | F7 | Commercial | WA - Miscellaneous | New | Space Heating | Natural Gas | Unit Heater | A | Cumulative Energy Savings (MWh or mTherms) | Technical Potential | 0 | 0 | 0 | 0 | 0 | 0 | 0 | 0 | 0 | 0 | 0 | 0 | 0 | 0 | 0 | 0 | 0 | 0 | 0 | 0 | 0 | 0 | 0 | 0 | 0 | 0 | 0
F8_Commercial_WA - Miscellaneous_New_Space Heating_Natural Gas_Unit Heater_A_Technical Potential | F8 | Commercial | WA - Miscellaneous | New | Space Heating | Natural Gas | Unit Heater | A | Cumulative Summer Peak Savings (MW) | Technical Potential | 0 | 0 | 0 | 0 | 0 | 0 | 0 | 0 | 0 | 0 | 0 | 0 | 0 | 0 | 0 | 0 | 0 | 0 | 0 | 0 | 0 | 0 | 0 | 0 | 0 | 0 | 0
F9_Commercial_WA - Miscellaneous_New_Space Heating_Natural Gas_Unit Heater_A_Technical Potential | F9 | Commercial | WA - Miscellaneous | New | Space Heating | Natural Gas | Unit Heater | A | Cumulative Winter Peak Savings (MW) | Technical Potential | 0 | 0 | 0 | 0 | 0 | 0 | 0 | 0 | 0 | 0 | 0 | 0 | 0 | 0 | 0 | 0 | 0 | 0 | 0 | 0 | 0 | 0 | 0 | 0 | 0 | 0 | 0
F10_Commercial_WA - Miscellaneous_New_Space Heating_Natural Gas_Unit Heater_A_Technical Potential | F10 | Commercial | WA - Miscellaneous | New | Space Heating | Natural Gas | Unit Heater | A | Purchases (Incremental) | Technical Potential | 0 | 0 | 0 | 0 | 0 | 0 | 0 | 0 | 0 | 0 | 0 | 0 | 0 | 0 | 0 | 0 | 0 | 0 | 0 | 0 | 0 | 0 | 0 | 0 | 0 | 0 | 0
F11_Commercial_WA - Miscellaneous_New_Space Heating_Natural Gas_Unit Heater_A_Technical Potential | F11 | Commercial | WA - Miscellaneous | New | Space Heating | Natural Gas | Unit Heater | A | Purchases (Cumulative) | Technical Potential | 0 | 0 | 0 | 0 | 0 | 0 | 0 | 0 | 0 | 0 | 0 | 0 | 0 | 0 | 0 | 0 | 0 | 0 | 0 | 0 | 0 | 0 | 0 | 0 | 0 | 0 | 0
F1_Commercial_WA - Miscellaneous_New_Water Heating_Natural Gas_Water Heater_A_Technical Potential | F1 | Commercial | WA - Miscellaneous | New | Water Heating | Natural Gas | Water Heater | A | Integrated Unit Energy Savings (kWh or therms) | Technical Potential | 0 | 0 | 0 | 0 | 0 | 0 | 0 | 0 | 0 | 0 | 0 | 0 | 0 | 0 | 0 | 0 | 0 | 0 | 0 | 0 | 0 | 0 | 0 | 0 | 0 | 0 | 0
F2_Commercial_WA - Miscellaneous_New_Water Heating_Natural Gas_Water Heater_A_Technical Potential | F2 | Commercial | WA - Miscellaneous | New | Water Heating | Natural Gas | Water Heater | A | Integrated Unit Summer Peak Savings (kW) | Technical Potential | 0 | 0 | 0 | 0 | 0 | 0 | 0 | 0 | 0 | 0 | 0 | 0 | 0 | 0 | 0 | 0 | 0 | 0 | 0 | 0 | 0 | 0 | 0 | 0 | 0 | 0 | 0
F3_Commercial_WA - Miscellaneous_New_Water Heating_Natural Gas_Water Heater_A_Technical Potential | F3 | Commercial | WA - Miscellaneous | New | Water Heating | Natural Gas | Water Heater | A | Integrated Unit Winter Peak Savings (kW) | Technical Potential | 0 | 0 | 0 | 0 | 0 | 0 | 0 | 0 | 0 | 0 | 0 | 0 | 0 | 0 | 0 | 0 | 0 | 0 | 0 | 0 | 0 | 0 | 0 | 0 | 0 | 0 | 0
F4_Commercial_WA - Miscellaneous_New_Water Heating_Natural Gas_Water Heater_A_Technical Potential | F4 | Commercial | WA - Miscellaneous | New | Water Heating | Natural Gas | Water Heater | A | Incremental Energy Savings (MWh or mTherms) | Technical Potential | 0 | 0 | 0 | 0 | 0 | 0 | 0 | 0 | 0 | 0 | 0 | 0 | 0 | 0 | 0 | 0 | 0 | 0 | 0 | 0 | 0 | 0 | 0 | 0 | 0 | 0 | 0
F5_Commercial_WA - Miscellaneous_New_Water Heating_Natural Gas_Water Heater_A_Technical Potential | F5 | Commercial | WA - Miscellaneous | New | Water Heating | Natural Gas | Water Heater | A | Incremental Summer Peak Savings (MW) | Technical Potential | 0 | 0 | 0 | 0 | 0 | 0 | 0 | 0 | 0 | 0 | 0 | 0 | 0 | 0 | 0 | 0 | 0 | 0 | 0 | 0 | 0 | 0 | 0 | 0 | 0 | 0 | 0
F6_Commercial_WA - Miscellaneous_New_Water Heating_Natural Gas_Water Heater_A_Technical Potential | F6 | Commercial | WA - Miscellaneous | New | Water Heating | Natural Gas | Water Heater | A | Incremental Winter Peak Savings (MW) | Technical Potential | 0 | 0 | 0 | 0 | 0 | 0 | 0 | 0 | 0 | 0 | 0 | 0 | 0 | 0 | 0 | 0 | 0 | 0 | 0 | 0 | 0 | 0 | 0 | 0 | 0 | 0 | 0
F7_Commercial_WA - Miscellaneous_New_Water Heating_Natural Gas_Water Heater_A_Technical Potential | F7 | Commercial | WA - Miscellaneous | New | Water Heating | Natural Gas | Water Heater | A | Cumulative Energy Savings (MWh or mTherms) | Technical Potential | 0 | 0 | 0 | 0 | 0 | 0 | 0 | 0 | 0 | 0 | 0 | 0 | 0 | 0 | 0 | 0 | 0 | 0 | 0 | 0 | 0 | 0 | 0 | 0 | 0 | 0 | 0
F8_Commercial_WA - Miscellaneous_New_Water Heating_Natural Gas_Water Heater_A_Technical Potential | F8 | Commercial | WA - Miscellaneous | New | Water Heating | Natural Gas | Water Heater | A | Cumulative Summer Peak Savings (MW) | Technical Potential | 0 | 0 | 0 | 0 | 0 | 0 | 0 | 0 | 0 | 0 | 0 | 0 | 0 | 0 | 0 | 0 | 0 | 0 | 0 | 0 | 0 | 0 | 0 | 0 | 0 | 0 | 0
F9_Commercial_WA - Miscellaneous_New_Water Heating_Natural Gas_Water Heater_A_Technical Potential | F9 | Commercial | WA - Miscellaneous | New | Water Heating | Natural Gas | Water Heater | A | Cumulative Winter Peak Savings (MW) | Technical Potential | 0 | 0 | 0 | 0 | 0 | 0 | 0 | 0 | 0 | 0 | 0 | 0 | 0 | 0 | 0 | 0 | 0 | 0 | 0 | 0 | 0 | 0 | 0 | 0 | 0 | 0 | 0
F10_Commercial_WA - Miscellaneous_New_Water Heating_Natural Gas_Water Heater_A_Technical Potential | F10 | Commercial | WA - Miscellaneous | New | Water Heating | Natural Gas | Water Heater | A | Purchases (Incremental) | Technical Potential | 0 | 0 | 0 | 0 | 0 | 0 | 0 | 0 | 0 | 0 | 0 | 0 | 0 | 0 | 0 | 0 | 0 | 0 | 0 | 0 | 0 | 0 | 0 | 0 | 0 | 0 | 0
F11_Commercial_WA - Miscellaneous_New_Water Heating_Natural Gas_Water Heater_A_Technical Potential | F11 | Commercial | WA - Miscellaneous | New | Water Heating | Natural Gas | Water Heater | A | Purchases (Cumulative) | Technical Potential | 0 | 0 | 0 | 0 | 0 | 0 | 0 | 0 | 0 | 0 | 0 | 0 | 0 | 0 | 0 | 0 | 0 | 0 | 0 | 0 | 0 | 0 | 0 | 0 | 0 | 0 | 0
F1_Commercial_WA - Miscellaneous_New_Food Preparation_Natural Gas_Oven_A_Technical Potential | F1 | Commercial | WA - Miscellaneous | New | Food Preparation | Natural Gas | Oven | A | Integrated Unit Energy Savings (kWh or therms) | Technical Potential | 0 | 0 | 0 | 0 | 0 | 0 | 0 | 0 | 0 | 0 | 0 | 0 | 0 | 0 | 0 | 0 | 0 | 0 | 0 | 0 | 0 | 0 | 0 | 0 | 0 | 0 | 0
F2_Commercial_WA - Miscellaneous_New_Food Preparation_Natural Gas_Oven_A_Technical Potential | F2 | Commercial | WA - Miscellaneous | New | Food Preparation | Natural Gas | Oven | A | Integrated Unit Summer Peak Savings (kW) | Technical Potential | 0 | 0 | 0 | 0 | 0 | 0 | 0 | 0 | 0 | 0 | 0 | 0 | 0 | 0 | 0 | 0 | 0 | 0 | 0 | 0 | 0 | 0 | 0 | 0 | 0 | 0 | 0
F3_Commercial_WA - Miscellaneous_New_Food Preparation_Natural Gas_Oven_A_Technical Potential | F3 | Commercial | WA - Miscellaneous | New | Food Preparation | Natural Gas | Oven | A | Integrated Unit Winter Peak Savings (kW) | Technical Potential | 0 | 0 | 0 | 0 | 0 | 0 | 0 | 0 | 0 | 0 | 0 | 0 | 0 | 0 | 0 | 0 | 0 | 0 | 0 | 0 | 0 | 0 | 0 | 0 | 0 | 0 | 0
F4_Commercial_WA - Miscellaneous_New_Food Preparation_Natural Gas_Oven_A_Technical Potential | F4 | Commercial | WA - Miscellaneous | New | Food Preparation | Natural Gas | Oven | A | Incremental Energy Savings (MWh or mTherms) | Technical Potential | 0 | 0 | 0 | 0 | 0 | 0 | 0 | 0 | 0 | 0 | 0 | 0 | 0 | 0 | 0 | 0 | 0 | 0 | 0 | 0 | 0 | 0 | 0 | 0 | 0 | 0 | 0
F5_Commercial_WA - Miscellaneous_New_Food Preparation_Natural Gas_Oven_A_Technical Potential | F5 | Commercial | WA - Miscellaneous | New | Food Preparation | Natural Gas | Oven | A | Incremental Summer Peak Savings (MW) | Technical Potential | 0 | 0 | 0 | 0 | 0 | 0 | 0 | 0 | 0 | 0 | 0 | 0 | 0 | 0 | 0 | 0 | 0 | 0 | 0 | 0 | 0 | 0 | 0 | 0 | 0 | 0 | 0
F6_Commercial_WA - Miscellaneous_New_Food Preparation_Natural Gas_Oven_A_Technical Potential | F6 | Commercial | WA - Miscellaneous | New | Food Preparation | Natural Gas | Oven | A | Incremental Winter Peak Savings (MW) | Technical Potential | 0 | 0 | 0 | 0 | 0 | 0 | 0 | 0 | 0 | 0 | 0 | 0 | 0 | 0 | 0 | 0 | 0 | 0 | 0 | 0 | 0 | 0 | 0 | 0 | 0 | 0 | 0
F7_Commercial_WA - Miscellaneous_New_Food Preparation_Natural Gas_Oven_A_Technical Potential | F7 | Commercial | WA - Miscellaneous | New | Food Preparation | Natural Gas | Oven | A | Cumulative Energy Savings (MWh or mTherms) | Technical Potential | 0 | 0 | 0 | 0 | 0 | 0 | 0 | 0 | 0 | 0 | 0 | 0 | 0 | 0 | 0 | 0 | 0 | 0 | 0 | 0 | 0 | 0 | 0 | 0 | 0 | 0 | 0
F8_Commercial_WA - Miscellaneous_New_Food Preparation_Natural Gas_Oven_A_Technical Potential | F8 | Commercial | WA - Miscellaneous | New | Food Preparation | Natural Gas | Oven | A | Cumulative Summer Peak Savings (MW) | Technical Potential | 0 | 0 | 0 | 0 | 0 | 0 | 0 | 0 | 0 | 0 | 0 | 0 | 0 | 0 | 0 | 0 | 0 | 0 | 0 | 0 | 0 | 0 | 0 | 0 | 0 | 0 | 0
F9_Commercial_WA - Miscellaneous_New_Food Preparation_Natural Gas_Oven_A_Technical Potential | F9 | Commercial | WA - Miscellaneous | New | Food Preparation | Natural Gas | Oven | A | Cumulative Winter Peak Savings (MW) | Technical Potential | 0 | 0 | 0 | 0 | 0 | 0 | 0 | 0 | 0 | 0 | 0 | 0 | 0 | 0 | 0 | 0 | 0 | 0 | 0 | 0 | 0 | 0 | 0 | 0 | 0 | 0 | 0
F10_Commercial_WA - Miscellaneous_New_Food Preparation_Natural Gas_Oven_A_Technical Potential | F10 | Commercial | WA - Miscellaneous | New | Food Preparation | Natural Gas | Oven | A | Purchases (Incremental) | Technical Potential | 0 | 0 | 0 | 0 | 0 | 0 | 0 | 0 | 0 | 0 | 0 | 0 | 0 | 0 | 0 | 0 | 0 | 0 | 0 | 0 | 0 | 0 | 0 | 0 | 0 | 0 | 0
F11_Commercial_WA - Miscellaneous_New_Food Preparation_Natural Gas_Oven_A_Technical Potential | F11 | Commercial | WA - Miscellaneous | New | Food Preparation | Natural Gas | Oven | A | Purchases (Cumulative) | Technical Potential | 0 | 0 | 0 | 0 | 0 | 0 | 0 | 0 | 0 | 0 | 0 | 0 | 0 | 0 | 0 | 0 | 0 | 0 | 0 | 0 | 0 | 0 | 0 | 0 | 0 | 0 | 0
F1_Commercial_WA - Miscellaneous_New_Food Preparation_Natural Gas_Conveyor Oven_A_Technical Potential | F1 | Commercial | WA - Miscellaneous | New | Food Preparation | Natural Gas | Conveyor Oven | A | Integrated Unit Energy Savings (kWh or therms) | Technical Potential | 0 | 0 | 0 | 0 | 0 | 0 | 0 | 0 | 0 | 0 | 0 | 0 | 0 | 0 | 0 | 0 | 0 | 0 | 0 | 0 | 0 | 0 | 0 | 0 | 0 | 0 | 0
F2_Commercial_WA - Miscellaneous_New_Food Preparation_Natural Gas_Conveyor Oven_A_Technical Potential | F2 | Commercial | WA - Miscellaneous | New | Food Preparation | Natural Gas | Conveyor Oven | A | Integrated Unit Summer Peak Savings (kW) | Technical Potential | 0 | 0 | 0 | 0 | 0 | 0 | 0 | 0 | 0 | 0 | 0 | 0 | 0 | 0 | 0 | 0 | 0 | 0 | 0 | 0 | 0 | 0 | 0 | 0 | 0 | 0 | 0
F3_Commercial_WA - Miscellaneous_New_Food Preparation_Natural Gas_Conveyor Oven_A_Technical Potential | F3 | Commercial | WA - Miscellaneous | New | Food Preparation | Natural Gas | Conveyor Oven | A | Integrated Unit Winter Peak Savings (kW) | Technical Potential | 0 | 0 | 0 | 0 | 0 | 0 | 0 | 0 | 0 | 0 | 0 | 0 | 0 | 0 | 0 | 0 | 0 | 0 | 0 | 0 | 0 | 0 | 0 | 0 | 0 | 0 | 0
F4_Commercial_WA - Miscellaneous_New_Food Preparation_Natural Gas_Conveyor Oven_A_Technical Potential | F4 | Commercial | WA - Miscellaneous | New | Food Preparation | Natural Gas | Conveyor Oven | A | Incremental Energy Savings (MWh or mTherms) | Technical Potential | 0 | 0 | 0 | 0 | 0 | 0 | 0 | 0 | 0 | 0 | 0 | 0 | 0 | 0 | 0 | 0 | 0 | 0 | 0 | 0 | 0 | 0 | 0 | 0 | 0 | 0 | 0
F5_Commercial_WA - Miscellaneous_New_Food Preparation_Natural Gas_Conveyor Oven_A_Technical Potential | F5 | Commercial | WA - Miscellaneous | New | Food Preparation | Natural Gas | Conveyor Oven | A | Incremental Summer Peak Savings (MW) | Technical Potential | 0 | 0 | 0 | 0 | 0 | 0 | 0 | 0 | 0 | 0 | 0 | 0 | 0 | 0 | 0 | 0 | 0 | 0 | 0 | 0 | 0 | 0 | 0 | 0 | 0 | 0 | 0
F6_Commercial_WA - Miscellaneous_New_Food Preparation_Natural Gas_Conveyor Oven_A_Technical Potential | F6 | Commercial | WA - Miscellaneous | New | Food Preparation | Natural Gas | Conveyor Oven | A | Incremental Winter Peak Savings (MW) | Technical Potential | 0 | 0 | 0 | 0 | 0 | 0 | 0 | 0 | 0 | 0 | 0 | 0 | 0 | 0 | 0 | 0 | 0 | 0 | 0 | 0 | 0 | 0 | 0 | 0 | 0 | 0 | 0
F7_Commercial_WA - Miscellaneous_New_Food Preparation_Natural Gas_Conveyor Oven_A_Technical Potential | F7 | Commercial | WA - Miscellaneous | New | Food Preparation | Natural Gas | Conveyor Oven | A | Cumulative Energy Savings (MWh or mTherms) | Technical Potential | 0 | 0 | 0 | 0 | 0 | 0 | 0 | 0 | 0 | 0 | 0 | 0 | 0 | 0 | 0 | 0 | 0 | 0 | 0 | 0 | 0 | 0 | 0 | 0 | 0 | 0 | 0
F8_Commercial_WA - Miscellaneous_New_Food Preparation_Natural Gas_Conveyor Oven_A_Technical Potential | F8 | Commercial | WA - Miscellaneous | New | Food Preparation | Natural Gas | Conveyor Oven | A | Cumulative Summer Peak Savings (MW) | Technical Potential | 0 | 0 | 0 | 0 | 0 | 0 | 0 | 0 | 0 | 0 | 0 | 0 | 0 | 0 | 0 | 0 | 0 | 0 | 0 | 0 | 0 | 0 | 0 | 0 | 0 | 0 | 0
F9_Commercial_WA - Miscellaneous_New_Food Preparation_Natural Gas_Conveyor Oven_A_Technical Potential | F9 | Commercial | WA - Miscellaneous | New | Food Preparation | Natural Gas | Conveyor Oven | A | Cumulative Winter Peak Savings (MW) | Technical Potential | 0 | 0 | 0 | 0 | 0 | 0 | 0 | 0 | 0 | 0 | 0 | 0 | 0 | 0 | 0 | 0 | 0 | 0 | 0 | 0 | 0 | 0 | 0 | 0 | 0 | 0 | 0
F10_Commercial_WA - Miscellaneous_New_Food Preparation_Natural Gas_Conveyor Oven_A_Technical Potential | F10 | Commercial | WA - Miscellaneous | New | Food Preparation | Natural Gas | Conveyor Oven | A | Purchases (Incremental) | Technical Potential | 0 | 0 | 0 | 0 | 0 | 0 | 0 | 0 | 0 | 0 | 0 | 0 | 0 | 0 | 0 | 0 | 0 | 0 | 0 | 0 | 0 | 0 | 0 | 0 | 0 | 0 | 0
F11_Commercial_WA - Miscellaneous_New_Food Preparation_Natural Gas_Conveyor Oven_A_Technical Potential | F11 | Commercial | WA - Miscellaneous | New | Food Preparation | Natural Gas | Conveyor Oven | A | Purchases (Cumulative) | Technical Potential | 0 | 0 | 0 | 0 | 0 | 0 | 0 | 0 | 0 | 0 | 0 | 0 | 0 | 0 | 0 | 0 | 0 | 0 | 0 | 0 | 0 | 0 | 0 | 0 | 0 | 0 | 0
F1_Commercial_WA - Miscellaneous_New_Food Preparation_Natural Gas_Double Rack Oven_A_Technical Potential | F1 | Commercial | WA - Miscellaneous | New | Food Preparation | Natural Gas | Double Rack Oven | A | Integrated Unit Energy Savings (kWh or therms) | Technical Potential | 0 | 0 | 0 | 0 | 0 | 0 | 0 | 0 | 0 | 0 | 0 | 0 | 0 | 0 | 0 | 0 | 0 | 0 | 0 | 0 | 0 | 0 | 0 | 0 | 0 | 0 | 0
F2_Commercial_WA - Miscellaneous_New_Food Preparation_Natural Gas_Double Rack Oven_A_Technical Potential | F2 | Commercial | WA - Miscellaneous | New | Food Preparation | Natural Gas | Double Rack Oven | A | Integrated Unit Summer Peak Savings (kW) | Technical Potential | 0 | 0 | 0 | 0 | 0 | 0 | 0 | 0 | 0 | 0 | 0 | 0 | 0 | 0 | 0 | 0 | 0 | 0 | 0 | 0 | 0 | 0 | 0 | 0 | 0 | 0 | 0
F3_Commercial_WA - Miscellaneous_New_Food Preparation_Natural Gas_Double Rack Oven_A_Technical Potential | F3 | Commercial | WA - Miscellaneous | New | Food Preparation | Natural Gas | Double Rack Oven | A | Integrated Unit Winter Peak Savings (kW) | Technical Potential | 0 | 0 | 0 | 0 | 0 | 0 | 0 | 0 | 0 | 0 | 0 | 0 | 0 | 0 | 0 | 0 | 0 | 0 | 0 | 0 | 0 | 0 | 0 | 0 | 0 | 0 | 0
F4_Commercial_WA - Miscellaneous_New_Food Preparation_Natural Gas_Double Rack Oven_A_Technical Potential | F4 | Commercial | WA - Miscellaneous | New | Food Preparation | Natural Gas | Double Rack Oven | A | Incremental Energy Savings (MWh or mTherms) | Technical Potential | 0 | 0 | 0 | 0 | 0 | 0 | 0 | 0 | 0 | 0 | 0 | 0 | 0 | 0 | 0 | 0 | 0 | 0 | 0 | 0 | 0 | 0 | 0 | 0 | 0 | 0 | 0
F5_Commercial_WA - Miscellaneous_New_Food Preparation_Natural Gas_Double Rack Oven_A_Technical Potential | F5 | Commercial | WA - Miscellaneous | New | Food Preparation | Natural Gas | Double Rack Oven | A | Incremental Summer Peak Savings (MW) | Technical Potential | 0 | 0 | 0 | 0 | 0 | 0 | 0 | 0 | 0 | 0 | 0 | 0 | 0 | 0 | 0 | 0 | 0 | 0 | 0 | 0 | 0 | 0 | 0 | 0 | 0 | 0 | 0
F6_Commercial_WA - Miscellaneous_New_Food Preparation_Natural Gas_Double Rack Oven_A_Technical Potential | F6 | Commercial | WA - Miscellaneous | New | Food Preparation | Natural Gas | Double Rack Oven | A | Incremental Winter Peak Savings (MW) | Technical Potential | 0 | 0 | 0 | 0 | 0 | 0 | 0 | 0 | 0 | 0 | 0 | 0 | 0 | 0 | 0 | 0 | 0 | 0 | 0 | 0 | 0 | 0 | 0 | 0 | 0 | 0 | 0
F7_Commercial_WA - Miscellaneous_New_Food Preparation_Natural Gas_Double Rack Oven_A_Technical Potential | F7 | Commercial | WA - Miscellaneous | New | Food Preparation | Natural Gas | Double Rack Oven | A | Cumulative Energy Savings (MWh or mTherms) | Technical Potential | 0 | 0 | 0 | 0 | 0 | 0 | 0 | 0 | 0 | 0 | 0 | 0 | 0 | 0 | 0 | 0 | 0 | 0 | 0 | 0 | 0 | 0 | 0 | 0 | 0 | 0 | 0
F8_Commercial_WA - Miscellaneous_New_Food Preparation_Natural Gas_Double Rack Oven_A_Technical Potential | F8 | Commercial | WA - Miscellaneous | New | Food Preparation | Natural Gas | Double Rack Oven | A | Cumulative Summer Peak Savings (MW) | Technical Potential | 0 | 0 | 0 | 0 | 0 | 0 | 0 | 0 | 0 | 0 | 0 | 0 | 0 | 0 | 0 | 0 | 0 | 0 | 0 | 0 | 0 | 0 | 0 | 0 | 0 | 0 | 0
F9_Commercial_WA - Miscellaneous_New_Food Preparation_Natural Gas_Double Rack Oven_A_Technical Potential | F9 | Commercial | WA - Miscellaneous | New | Food Preparation | Natural Gas | Double Rack Oven | A | Cumulative Winter Peak Savings (MW) | Technical Potential | 0 | 0 | 0 | 0 | 0 | 0 | 0 | 0 | 0 | 0 | 0 | 0 | 0 | 0 | 0 | 0 | 0 | 0 | 0 | 0 | 0 | 0 | 0 | 0 | 0 | 0 | 0
F10_Commercial_WA - Miscellaneous_New_Food Preparation_Natural Gas_Double Rack Oven_A_Technical Potential | F10 | Commercial | WA - Miscellaneous | New | Food Preparation | Natural Gas | Double Rack Oven | A | Purchases (Incremental) | Technical Potential | 0 | 0 | 0 | 0 | 0 | 0 | 0 | 0 | 0 | 0 | 0 | 0 | 0 | 0 | 0 | 0 | 0 | 0 | 0 | 0 | 0 | 0 | 0 | 0 | 0 | 0 | 0
F11_Commercial_WA - Miscellaneous_New_Food Preparation_Natural Gas_Double Rack Oven_A_Technical Potential | F11 | Commercial | WA - Miscellaneous | New | Food Preparation | Natural Gas | Double Rack Oven | A | Purchases (Cumulative) | Technical Potential | 0 | 0 | 0 | 0 | 0 | 0 | 0 | 0 | 0 | 0 | 0 | 0 | 0 | 0 | 0 | 0 | 0 | 0 | 0 | 0 | 0 | 0 | 0 | 0 | 0 | 0 | 0
F1_Commercial_WA - Miscellaneous_New_Food Preparation_Natural Gas_Fryer_A_Technical Potential | F1 | Commercial | WA - Miscellaneous | New | Food Preparation | Natural Gas | Fryer | A | Integrated Unit Energy Savings (kWh or therms) | Technical Potential | 0 | 0 | 0 | 0 | 0 | 0 | 0 | 0 | 0 | 0 | 0 | 0 | 0 | 0 | 0 | 0 | 0 | 0 | 0 | 0 | 0 | 0 | 0 | 0 | 0 | 0 | 0
F2_Commercial_WA - Miscellaneous_New_Food Preparation_Natural Gas_Fryer_A_Technical Potential | F2 | Commercial | WA - Miscellaneous | New | Food Preparation | Natural Gas | Fryer | A | Integrated Unit Summer Peak Savings (kW) | Technical Potential | 0 | 0 | 0 | 0 | 0 | 0 | 0 | 0 | 0 | 0 | 0 | 0 | 0 | 0 | 0 | 0 | 0 | 0 | 0 | 0 | 0 | 0 | 0 | 0 | 0 | 0 | 0
F3_Commercial_WA - Miscellaneous_New_Food Preparation_Natural Gas_Fryer_A_Technical Potential | F3 | Commercial | WA - Miscellaneous | New | Food Preparation | Natural Gas | Fryer | A | Integrated Unit Winter Peak Savings (kW) | Technical Potential | 0 | 0 | 0 | 0 | 0 | 0 | 0 | 0 | 0 | 0 | 0 | 0 | 0 | 0 | 0 | 0 | 0 | 0 | 0 | 0 | 0 | 0 | 0 | 0 | 0 | 0 | 0
F4_Commercial_WA - Miscellaneous_New_Food Preparation_Natural Gas_Fryer_A_Technical Potential | F4 | Commercial | WA - Miscellaneous | New | Food Preparation | Natural Gas | Fryer | A | Incremental Energy Savings (MWh or mTherms) | Technical Potential | 0 | 0 | 0 | 0 | 0 | 0 | 0 | 0 | 0 | 0 | 0 | 0 | 0 | 0 | 0 | 0 | 0 | 0 | 0 | 0 | 0 | 0 | 0 | 0 | 0 | 0 | 0
F5_Commercial_WA - Miscellaneous_New_Food Preparation_Natural Gas_Fryer_A_Technical Potential | F5 | Commercial | WA - Miscellaneous | New | Food Preparation | Natural Gas | Fryer | A | Incremental Summer Peak Savings (MW) | Technical Potential | 0 | 0 | 0 | 0 | 0 | 0 | 0 | 0 | 0 | 0 | 0 | 0 | 0 | 0 | 0 | 0 | 0 | 0 | 0 | 0 | 0 | 0 | 0 | 0 | 0 | 0 | 0
F6_Commercial_WA - Miscellaneous_New_Food Preparation_Natural Gas_Fryer_A_Technical Potential | F6 | Commercial | WA - Miscellaneous | New | Food Preparation | Natural Gas | Fryer | A | Incremental Winter Peak Savings (MW) | Technical Potential | 0 | 0 | 0 | 0 | 0 | 0 | 0 | 0 | 0 | 0 | 0 | 0 | 0 | 0 | 0 | 0 | 0 | 0 | 0 | 0 | 0 | 0 | 0 | 0 | 0 | 0 | 0
F7_Commercial_WA - Miscellaneous_New_Food Preparation_Natural Gas_Fryer_A_Technical Potential | F7 | Commercial | WA - Miscellaneous | New | Food Preparation | Natural Gas | Fryer | A | Cumulative Energy Savings (MWh or mTherms) | Technical Potential | 0 | 0 | 0 | 0 | 0 | 0 | 0 | 0 | 0 | 0 | 0 | 0 | 0 | 0 | 0 | 0 | 0 | 0 | 0 | 0 | 0 | 0 | 0 | 0 | 0 | 0 | 0
F8_Commercial_WA - Miscellaneous_New_Food Preparation_Natural Gas_Fryer_A_Technical Potential | F8 | Commercial | WA - Miscellaneous | New | Food Preparation | Natural Gas | Fryer | A | Cumulative Summer Peak Savings (MW) | Technical Potential | 0 | 0 | 0 | 0 | 0 | 0 | 0 | 0 | 0 | 0 | 0 | 0 | 0 | 0 | 0 | 0 | 0 | 0 | 0 | 0 | 0 | 0 | 0 | 0 | 0 | 0 | 0
F9_Commercial_WA - Miscellaneous_New_Food Preparation_Natural Gas_Fryer_A_Technical Potential | F9 | Commercial | WA - Miscellaneous | New | Food Preparation | Natural Gas | Fryer | A | Cumulative Winter Peak Savings (MW) | Technical Potential | 0 | 0 | 0 | 0 | 0 | 0 | 0 | 0 | 0 | 0 | 0 | 0 | 0 | 0 | 0 | 0 | 0 | 0 | 0 | 0 | 0 | 0 | 0 | 0 | 0 | 0 | 0
F10_Commercial_WA - Miscellaneous_New_Food Preparation_Natural Gas_Fryer_A_Technical Potential | F10 | Commercial | WA - Miscellaneous | New | Food Preparation | Natural Gas | Fryer | A | Purchases (Incremental) | Technical Potential | 0 | 0 | 0 | 0 | 0 | 0 | 0 | 0 | 0 | 0 | 0 | 0 | 0 | 0 | 0 | 0 | 0 | 0 | 0 | 0 | 0 | 0 | 0 | 0 | 0 | 0 | 0
F11_Commercial_WA - Miscellaneous_New_Food Preparation_Natural Gas_Fryer_A_Technical Potential | F11 | Commercial | WA - Miscellaneous | New | Food Preparation | Natural Gas | Fryer | A | Purchases (Cumulative) | Technical Potential | 0 | 0 | 0 | 0 | 0 | 0 | 0 | 0 | 0 | 0 | 0 | 0 | 0 | 0 | 0 | 0 | 0 | 0 | 0 | 0 | 0 | 0 | 0 | 0 | 0 | 0 | 0
F1_Commercial_WA - Miscellaneous_New_Food Preparation_Natural Gas_Broiler_A_Technical Potential | F1 | Commercial | WA - Miscellaneous | New | Food Preparation | Natural Gas | Broiler | A | Integrated Unit Energy Savings (kWh or therms) | Technical Potential | 0 | 0 | 0 | 0 | 0 | 0 | 0 | 0 | 0 | 0 | 0 | 0 | 0 | 0 | 0 | 0 | 0 | 0 | 0 | 0 | 0 | 0 | 0 | 0 | 0 | 0 | 0
F2_Commercial_WA - Miscellaneous_New_Food Preparation_Natural Gas_Broiler_A_Technical Potential | F2 | Commercial | WA - Miscellaneous | New | Food Preparation | Natural Gas | Broiler | A | Integrated Unit Summer Peak Savings (kW) | Technical Potential | 0 | 0 | 0 | 0 | 0 | 0 | 0 | 0 | 0 | 0 | 0 | 0 | 0 | 0 | 0 | 0 | 0 | 0 | 0 | 0 | 0 | 0 | 0 | 0 | 0 | 0 | 0
F3_Commercial_WA - Miscellaneous_New_Food Preparation_Natural Gas_Broiler_A_Technical Potential | F3 | Commercial | WA - Miscellaneous | New | Food Preparation | Natural Gas | Broiler | A | Integrated Unit Winter Peak Savings (kW) | Technical Potential | 0 | 0 | 0 | 0 | 0 | 0 | 0 | 0 | 0 | 0 | 0 | 0 | 0 | 0 | 0 | 0 | 0 | 0 | 0 | 0 | 0 | 0 | 0 | 0 | 0 | 0 | 0
F4_Commercial_WA - Miscellaneous_New_Food Preparation_Natural Gas_Broiler_A_Technical Potential | F4 | Commercial | WA - Miscellaneous | New | Food Preparation | Natural Gas | Broiler | A | Incremental Energy Savings (MWh or mTherms) | Technical Potential | 0 | 0 | 0 | 0 | 0 | 0 | 0 | 0 | 0 | 0 | 0 | 0 | 0 | 0 | 0 | 0 | 0 | 0 | 0 | 0 | 0 | 0 | 0 | 0 | 0 | 0 | 0
F5_Commercial_WA - Miscellaneous_New_Food Preparation_Natural Gas_Broiler_A_Technical Potential | F5 | Commercial | WA - Miscellaneous | New | Food Preparation | Natural Gas | Broiler | A | Incremental Summer Peak Savings (MW) | Technical Potential | 0 | 0 | 0 | 0 | 0 | 0 | 0 | 0 | 0 | 0 | 0 | 0 | 0 | 0 | 0 | 0 | 0 | 0 | 0 | 0 | 0 | 0 | 0 | 0 | 0 | 0 | 0
F6_Commercial_WA - Miscellaneous_New_Food Preparation_Natural Gas_Broiler_A_Technical Potential | F6 | Commercial | WA - Miscellaneous | New | Food Preparation | Natural Gas | Broiler | A | Incremental Winter Peak Savings (MW) | Technical Potential | 0 | 0 | 0 | 0 | 0 | 0 | 0 | 0 | 0 | 0 | 0 | 0 | 0 | 0 | 0 | 0 | 0 | 0 | 0 | 0 | 0 | 0 | 0 | 0 | 0 | 0 | 0
F7_Commercial_WA - Miscellaneous_New_Food Preparation_Natural Gas_Broiler_A_Technical Potential | F7 | Commercial | WA - Miscellaneous | New | Food Preparation | Natural Gas | Broiler | A | Cumulative Energy Savings (MWh or mTherms) | Technical Potential | 0 | 0 | 0 | 0 | 0 | 0 | 0 | 0 | 0 | 0 | 0 | 0 | 0 | 0 | 0 | 0 | 0 | 0 | 0 | 0 | 0 | 0 | 0 | 0 | 0 | 0 | 0
F8_Commercial_WA - Miscellaneous_New_Food Preparation_Natural Gas_Broiler_A_Technical Potential | F8 | Commercial | WA - Miscellaneous | New | Food Preparation | Natural Gas | Broiler | A | Cumulative Summer Peak Savings (MW) | Technical Potential | 0 | 0 | 0 | 0 | 0 | 0 | 0 | 0 | 0 | 0 | 0 | 0 | 0 | 0 | 0 | 0 | 0 | 0 | 0 | 0 | 0 | 0 | 0 | 0 | 0 | 0 | 0
F9_Commercial_WA - Miscellaneous_New_Food Preparation_Natural Gas_Broiler_A_Technical Potential | F9 | Commercial | WA - Miscellaneous | New | Food Preparation | Natural Gas | Broiler | A | Cumulative Winter Peak Savings (MW) | Technical Potential | 0 | 0 | 0 | 0 | 0 | 0 | 0 | 0 | 0 | 0 | 0 | 0 | 0 | 0 | 0 | 0 | 0 | 0 | 0 | 0 | 0 | 0 | 0 | 0 | 0 | 0 | 0
F10_Commercial_WA - Miscellaneous_New_Food Preparation_Natural Gas_Broiler_A_Technical Potential | F10 | Commercial | WA - Miscellaneous | New | Food Preparation | Natural Gas | Broiler | A | Purchases (Incremental) | Technical Potential | 0 | 0 | 0 | 0 | 0 | 0 | 0 | 0 | 0 | 0 | 0 | 0 | 0 | 0 | 0 | 0 | 0 | 0 | 0 | 0 | 0 | 0 | 0 | 0 | 0 | 0 | 0
F11_Commercial_WA - Miscellaneous_New_Food Preparation_Natural Gas_Broiler_A_Technical Potential | F11 | Commercial | WA - Miscellaneous | New | Food Preparation | Natural Gas | Broiler | A | Purchases (Cumulative) | Technical Potential | 0 | 0 | 0 | 0 | 0 | 0 | 0 | 0 | 0 | 0 | 0 | 0 | 0 | 0 | 0 | 0 | 0 | 0 | 0 | 0 | 0 | 0 | 0 | 0 | 0 | 0 | 0
F1_Commercial_WA - Miscellaneous_New_Food Preparation_Natural Gas_Griddle_A_Technical Potential | F1 | Commercial | WA - Miscellaneous | New | Food Preparation | Natural Gas | Griddle | A | Integrated Unit Energy Savings (kWh or therms) | Technical Potential | 0 | 0 | 0 | 0 | 0 | 0 | 0 | 0 | 0 | 0 | 0 | 0 | 0 | 0 | 0 | 0 | 0 | 0 | 0 | 0 | 0 | 0 | 0 | 0 | 0 | 0 | 0
F2_Commercial_WA - Miscellaneous_New_Food Preparation_Natural Gas_Griddle_A_Technical Potential | F2 | Commercial | WA - Miscellaneous | New | Food Preparation | Natural Gas | Griddle | A | Integrated Unit Summer Peak Savings (kW) | Technical Potential | 0 | 0 | 0 | 0 | 0 | 0 | 0 | 0 | 0 | 0 | 0 | 0 | 0 | 0 | 0 | 0 | 0 | 0 | 0 | 0 | 0 | 0 | 0 | 0 | 0 | 0 | 0
F3_Commercial_WA - Miscellaneous_New_Food Preparation_Natural Gas_Griddle_A_Technical Potential | F3 | Commercial | WA - Miscellaneous | New | Food Preparation | Natural Gas | Griddle | A | Integrated Unit Winter Peak Savings (kW) | Technical Potential | 0 | 0 | 0 | 0 | 0 | 0 | 0 | 0 | 0 | 0 | 0 | 0 | 0 | 0 | 0 | 0 | 0 | 0 | 0 | 0 | 0 | 0 | 0 | 0 | 0 | 0 | 0
F4_Commercial_WA - Miscellaneous_New_Food Preparation_Natural Gas_Griddle_A_Technical Potential | F4 | Commercial | WA - Miscellaneous | New | Food Preparation | Natural Gas | Griddle | A | Incremental Energy Savings (MWh or mTherms) | Technical Potential | 0 | 0 | 0 | 0 | 0 | 0 | 0 | 0 | 0 | 0 | 0 | 0 | 0 | 0 | 0 | 0 | 0 | 0 | 0 | 0 | 0 | 0 | 0 | 0 | 0 | 0 | 0
F5_Commercial_WA - Miscellaneous_New_Food Preparation_Natural Gas_Griddle_A_Technical Potential | F5 | Commercial | WA - Miscellaneous | New | Food Preparation | Natural Gas | Griddle | A | Incremental Summer Peak Savings (MW) | Technical Potential | 0 | 0 | 0 | 0 | 0 | 0 | 0 | 0 | 0 | 0 | 0 | 0 | 0 | 0 | 0 | 0 | 0 | 0 | 0 | 0 | 0 | 0 | 0 | 0 | 0 | 0 | 0
F6_Commercial_WA - Miscellaneous_New_Food Preparation_Natural Gas_Griddle_A_Technical Potential | F6 | Commercial | WA - Miscellaneous | New | Food Preparation | Natural Gas | Griddle | A | Incremental Winter Peak Savings (MW) | Technical Potential | 0 | 0 | 0 | 0 | 0 | 0 | 0 | 0 | 0 | 0 | 0 | 0 | 0 | 0 | 0 | 0 | 0 | 0 | 0 | 0 | 0 | 0 | 0 | 0 | 0 | 0 | 0
F7_Commercial_WA - Miscellaneous_New_Food Preparation_Natural Gas_Griddle_A_Technical Potential | F7 | Commercial | WA - Miscellaneous | New | Food Preparation | Natural Gas | Griddle | A | Cumulative Energy Savings (MWh or mTherms) | Technical Potential | 0 | 0 | 0 | 0 | 0 | 0 | 0 | 0 | 0 | 0 | 0 | 0 | 0 | 0 | 0 | 0 | 0 | 0 | 0 | 0 | 0 | 0 | 0 | 0 | 0 | 0 | 0
F8_Commercial_WA - Miscellaneous_New_Food Preparation_Natural Gas_Griddle_A_Technical Potential | F8 | Commercial | WA - Miscellaneous | New | Food Preparation | Natural Gas | Griddle | A | Cumulative Summer Peak Savings (MW) | Technical Potential | 0 | 0 | 0 | 0 | 0 | 0 | 0 | 0 | 0 | 0 | 0 | 0 | 0 | 0 | 0 | 0 | 0 | 0 | 0 | 0 | 0 | 0 | 0 | 0 | 0 | 0 | 0
F9_Commercial_WA - Miscellaneous_New_Food Preparation_Natural Gas_Griddle_A_Technical Potential | F9 | Commercial | WA - Miscellaneous | New | Food Preparation | Natural Gas | Griddle | A | Cumulative Winter Peak Savings (MW) | Technical Potential | 0 | 0 | 0 | 0 | 0 | 0 | 0 | 0 | 0 | 0 | 0 | 0 | 0 | 0 | 0 | 0 | 0 | 0 | 0 | 0 | 0 | 0 | 0 | 0 | 0 | 0 | 0
F10_Commercial_WA - Miscellaneous_New_Food Preparation_Natural Gas_Griddle_A_Technical Potential | F10 | Commercial | WA - Miscellaneous | New | Food Preparation | Natural Gas | Griddle | A | Purchases (Incremental) | Technical Potential | 0 | 0 | 0 | 0 | 0 | 0 | 0 | 0 | 0 | 0 | 0 | 0 | 0 | 0 | 0 | 0 | 0 | 0 | 0 | 0 | 0 | 0 | 0 | 0 | 0 | 0 | 0
F11_Commercial_WA - Miscellaneous_New_Food Preparation_Natural Gas_Griddle_A_Technical Potential | F11 | Commercial | WA - Miscellaneous | New | Food Preparation | Natural Gas | Griddle | A | Purchases (Cumulative) | Technical Potential | 0 | 0 | 0 | 0 | 0 | 0 | 0 | 0 | 0 | 0 | 0 | 0 | 0 | 0 | 0 | 0 | 0 | 0 | 0 | 0 | 0 | 0 | 0 | 0 | 0 | 0 | 0
F1_Commercial_WA - Miscellaneous_New_Food Preparation_Natural Gas_Range_A_Technical Potential | F1 | Commercial | WA - Miscellaneous | New | Food Preparation | Natural Gas | Range | A | Integrated Unit Energy Savings (kWh or therms) | Technical Potential | 0 | 0 | 0 | 0 | 0 | 0 | 0 | 0 | 0 | 0 | 0 | 0 | 0 | 0 | 0 | 0 | 0 | 0 | 0 | 0 | 0 | 0 | 0 | 0 | 0 | 0 | 0
F2_Commercial_WA - Miscellaneous_New_Food Preparation_Natural Gas_Range_A_Technical Potential | F2 | Commercial | WA - Miscellaneous | New | Food Preparation | Natural Gas | Range | A | Integrated Unit Summer Peak Savings (kW) | Technical Potential | 0 | 0 | 0 | 0 | 0 | 0 | 0 | 0 | 0 | 0 | 0 | 0 | 0 | 0 | 0 | 0 | 0 | 0 | 0 | 0 | 0 | 0 | 0 | 0 | 0 | 0 | 0
F3_Commercial_WA - Miscellaneous_New_Food Preparation_Natural Gas_Range_A_Technical Potential | F3 | Commercial | WA - Miscellaneous | New | Food Preparation | Natural Gas | Range | A | Integrated Unit Winter Peak Savings (kW) | Technical Potential | 0 | 0 | 0 | 0 | 0 | 0 | 0 | 0 | 0 | 0 | 0 | 0 | 0 | 0 | 0 | 0 | 0 | 0 | 0 | 0 | 0 | 0 | 0 | 0 | 0 | 0 | 0
F4_Commercial_WA - Miscellaneous_New_Food Preparation_Natural Gas_Range_A_Technical Potential | F4 | Commercial | WA - Miscellaneous | New | Food Preparation | Natural Gas | Range | A | Incremental Energy Savings (MWh or mTherms) | Technical Potential | 0 | 0 | 0 | 0 | 0 | 0 | 0 | 0 | 0 | 0 | 0 | 0 | 0 | 0 | 0 | 0 | 0 | 0 | 0 | 0 | 0 | 0 | 0 | 0 | 0 | 0 | 0
F5_Commercial_WA - Miscellaneous_New_Food Preparation_Natural Gas_Range_A_Technical Potential | F5 | Commercial | WA - Miscellaneous | New | Food Preparation | Natural Gas | Range | A | Incremental Summer Peak Savings (MW) | Technical Potential | 0 | 0 | 0 | 0 | 0 | 0 | 0 | 0 | 0 | 0 | 0 | 0 | 0 | 0 | 0 | 0 | 0 | 0 | 0 | 0 | 0 | 0 | 0 | 0 | 0 | 0 | 0
F6_Commercial_WA - Miscellaneous_New_Food Preparation_Natural Gas_Range_A_Technical Potential | F6 | Commercial | WA - Miscellaneous | New | Food Preparation | Natural Gas | Range | A | Incremental Winter Peak Savings (MW) | Technical Potential | 0 | 0 | 0 | 0 | 0 | 0 | 0 | 0 | 0 | 0 | 0 | 0 | 0 | 0 | 0 | 0 | 0 | 0 | 0 | 0 | 0 | 0 | 0 | 0 | 0 | 0 | 0
F7_Commercial_WA - Miscellaneous_New_Food Preparation_Natural Gas_Range_A_Technical Potential | F7 | Commercial | WA - Miscellaneous | New | Food Preparation | Natural Gas | Range | A | Cumulative Energy Savings (MWh or mTherms) | Technical Potential | 0 | 0 | 0 | 0 | 0 | 0 | 0 | 0 | 0 | 0 | 0 | 0 | 0 | 0 | 0 | 0 | 0 | 0 | 0 | 0 | 0 | 0 | 0 | 0 | 0 | 0 | 0
F8_Commercial_WA - Miscellaneous_New_Food Preparation_Natural Gas_Range_A_Technical Potential | F8 | Commercial | WA - Miscellaneous | New | Food Preparation | Natural Gas | Range | A | Cumulative Summer Peak Savings (MW) | Technical Potential | 0 | 0 | 0 | 0 | 0 | 0 | 0 | 0 | 0 | 0 | 0 | 0 | 0 | 0 | 0 | 0 | 0 | 0 | 0 | 0 | 0 | 0 | 0 | 0 | 0 | 0 | 0
F9_Commercial_WA - Miscellaneous_New_Food Preparation_Natural Gas_Range_A_Technical Potential | F9 | Commercial | WA - Miscellaneous | New | Food Preparation | Natural Gas | Range | A | Cumulative Winter Peak Savings (MW) | Technical Potential | 0 | 0 | 0 | 0 | 0 | 0 | 0 | 0 | 0 | 0 | 0 | 0 | 0 | 0 | 0 | 0 | 0 | 0 | 0 | 0 | 0 | 0 | 0 | 0 | 0 | 0 | 0
F10_Commercial_WA - Miscellaneous_New_Food Preparation_Natural Gas_Range_A_Technical Potential | F10 | Commercial | WA - Miscellaneous | New | Food Preparation | Natural Gas | Range | A | Purchases (Incremental) | Technical Potential | 0 | 0 | 0 | 0 | 0 | 0 | 0 | 0 | 0 | 0 | 0 | 0 | 0 | 0 | 0 | 0 | 0 | 0 | 0 | 0 | 0 | 0 | 0 | 0 | 0 | 0 | 0
F11_Commercial_WA - Miscellaneous_New_Food Preparation_Natural Gas_Range_A_Technical Potential | F11 | Commercial | WA - Miscellaneous | New | Food Preparation | Natural Gas | Range | A | Purchases (Cumulative) | Technical Potential | 0 | 0 | 0 | 0 | 0 | 0 | 0 | 0 | 0 | 0 | 0 | 0 | 0 | 0 | 0 | 0 | 0 | 0 | 0 | 0 | 0 | 0 | 0 | 0 | 0 | 0 | 0
F1_Commercial_WA - Miscellaneous_New_Food Preparation_Natural Gas_Steamer_A_Technical Potential | F1 | Commercial | WA - Miscellaneous | New | Food Preparation | Natural Gas | Steamer | A | Integrated Unit Energy Savings (kWh or therms) | Technical Potential | 0 | 0 | 0 | 0 | 0 | 0 | 0 | 0 | 0 | 0 | 0 | 0 | 0 | 0 | 0 | 0 | 0 | 0 | 0 | 0 | 0 | 0 | 0 | 0 | 0 | 0 | 0
F2_Commercial_WA - Miscellaneous_New_Food Preparation_Natural Gas_Steamer_A_Technical Potential | F2 | Commercial | WA - Miscellaneous | New | Food Preparation | Natural Gas | Steamer | A | Integrated Unit Summer Peak Savings (kW) | Technical Potential | 0 | 0 | 0 | 0 | 0 | 0 | 0 | 0 | 0 | 0 | 0 | 0 | 0 | 0 | 0 | 0 | 0 | 0 | 0 | 0 | 0 | 0 | 0 | 0 | 0 | 0 | 0
F3_Commercial_WA - Miscellaneous_New_Food Preparation_Natural Gas_Steamer_A_Technical Potential | F3 | Commercial | WA - Miscellaneous | New | Food Preparation | Natural Gas | Steamer | A | Integrated Unit Winter Peak Savings (kW) | Technical Potential | 0 | 0 | 0 | 0 | 0 | 0 | 0 | 0 | 0 | 0 | 0 | 0 | 0 | 0 | 0 | 0 | 0 | 0 | 0 | 0 | 0 | 0 | 0 | 0 | 0 | 0 | 0
F4_Commercial_WA - Miscellaneous_New_Food Preparation_Natural Gas_Steamer_A_Technical Potential | F4 | Commercial | WA - Miscellaneous | New | Food Preparation | Natural Gas | Steamer | A | Incremental Energy Savings (MWh or mTherms) | Technical Potential | 0 | 0 | 0 | 0 | 0 | 0 | 0 | 0 | 0 | 0 | 0 | 0 | 0 | 0 | 0 | 0 | 0 | 0 | 0 | 0 | 0 | 0 | 0 | 0 | 0 | 0 | 0
F5_Commercial_WA - Miscellaneous_New_Food Preparation_Natural Gas_Steamer_A_Technical Potential | F5 | Commercial | WA - Miscellaneous | New | Food Preparation | Natural Gas | Steamer | A | Incremental Summer Peak Savings (MW) | Technical Potential | 0 | 0 | 0 | 0 | 0 | 0 | 0 | 0 | 0 | 0 | 0 | 0 | 0 | 0 | 0 | 0 | 0 | 0 | 0 | 0 | 0 | 0 | 0 | 0 | 0 | 0 | 0
F6_Commercial_WA - Miscellaneous_New_Food Preparation_Natural Gas_Steamer_A_Technical Potential | F6 | Commercial | WA - Miscellaneous | New | Food Preparation | Natural Gas | Steamer | A | Incremental Winter Peak Savings (MW) | Technical Potential | 0 | 0 | 0 | 0 | 0 | 0 | 0 | 0 | 0 | 0 | 0 | 0 | 0 | 0 | 0 | 0 | 0 | 0 | 0 | 0 | 0 | 0 | 0 | 0 | 0 | 0 | 0
F7_Commercial_WA - Miscellaneous_New_Food Preparation_Natural Gas_Steamer_A_Technical Potential | F7 | Commercial | WA - Miscellaneous | New | Food Preparation | Natural Gas | Steamer | A | Cumulative Energy Savings (MWh or mTherms) | Technical Potential | 0 | 0 | 0 | 0 | 0 | 0 | 0 | 0 | 0 | 0 | 0 | 0 | 0 | 0 | 0 | 0 | 0 | 0 | 0 | 0 | 0 | 0 | 0 | 0 | 0 | 0 | 0
F8_Commercial_WA - Miscellaneous_New_Food Preparation_Natural Gas_Steamer_A_Technical Potential | F8 | Commercial | WA - Miscellaneous | New | Food Preparation | Natural Gas | Steamer | A | Cumulative Summer Peak Savings (MW) | Technical Potential | 0 | 0 | 0 | 0 | 0 | 0 | 0 | 0 | 0 | 0 | 0 | 0 | 0 | 0 | 0 | 0 | 0 | 0 | 0 | 0 | 0 | 0 | 0 | 0 | 0 | 0 | 0
F9_Commercial_WA - Miscellaneous_New_Food Preparation_Natural Gas_Steamer_A_Technical Potential | F9 | Commercial | WA - Miscellaneous | New | Food Preparation | Natural Gas | Steamer | A | Cumulative Winter Peak Savings (MW) | Technical Potential | 0 | 0 | 0 | 0 | 0 | 0 | 0 | 0 | 0 | 0 | 0 | 0 | 0 | 0 | 0 | 0 | 0 | 0 | 0 | 0 | 0 | 0 | 0 | 0 | 0 | 0 | 0
F10_Commercial_WA - Miscellaneous_New_Food Preparation_Natural Gas_Steamer_A_Technical Potential | F10 | Commercial | WA - Miscellaneous | New | Food Preparation | Natural Gas | Steamer | A | Purchases (Incremental) | Technical Potential | 0 | 0 | 0 | 0 | 0 | 0 | 0 | 0 | 0 | 0 | 0 | 0 | 0 | 0 | 0 | 0 | 0 | 0 | 0 | 0 | 0 | 0 | 0 | 0 | 0 | 0 | 0
F11_Commercial_WA - Miscellaneous_New_Food Preparation_Natural Gas_Steamer_A_Technical Potential | F11 | Commercial | WA - Miscellaneous | New | Food Preparation | Natural Gas | Steamer | A | Purchases (Cumulative) | Technical Potential | 0 | 0 | 0 | 0 | 0 | 0 | 0 | 0 | 0 | 0 | 0 | 0 | 0 | 0 | 0 | 0 | 0 | 0 | 0 | 0 | 0 | 0 | 0 | 0 | 0 | 0 | 0
F1_Commercial_WA - Miscellaneous_New_Food Preparation_Natural Gas_Commercial Food Prep Other_A_Technical Potential | F1 | Commercial | WA - Miscellaneous | New | Food Preparation | Natural Gas | Commercial Food Prep Other | A | Integrated Unit Energy Savings (kWh or therms) | Technical Potential | 0 | 0 | 0 | 0 | 0 | 0 | 0 | 0 | 0 | 0 | 0 | 0 | 0 | 0 | 0 | 0 | 0 | 0 | 0 | 0 | 0 | 0 | 0 | 0 | 0 | 0 | 0
F2_Commercial_WA - Miscellaneous_New_Food Preparation_Natural Gas_Commercial Food Prep Other_A_Technical Potential | F2 | Commercial | WA - Miscellaneous | New | Food Preparation | Natural Gas | Commercial Food Prep Other | A | Integrated Unit Summer Peak Savings (kW) | Technical Potential | 0 | 0 | 0 | 0 | 0 | 0 | 0 | 0 | 0 | 0 | 0 | 0 | 0 | 0 | 0 | 0 | 0 | 0 | 0 | 0 | 0 | 0 | 0 | 0 | 0 | 0 | 0
F3_Commercial_WA - Miscellaneous_New_Food Preparation_Natural Gas_Commercial Food Prep Other_A_Technical Potential | F3 | Commercial | WA - Miscellaneous | New | Food Preparation | Natural Gas | Commercial Food Prep Other | A | Integrated Unit Winter Peak Savings (kW) | Technical Potential | 0 | 0 | 0 | 0 | 0 | 0 | 0 | 0 | 0 | 0 | 0 | 0 | 0 | 0 | 0 | 0 | 0 | 0 | 0 | 0 | 0 | 0 | 0 | 0 | 0 | 0 | 0
F4_Commercial_WA - Miscellaneous_New_Food Preparation_Natural Gas_Commercial Food Prep Other_A_Technical Potential | F4 | Commercial | WA - Miscellaneous | New | Food Preparation | Natural Gas | Commercial Food Prep Other | A | Incremental Energy Savings (MWh or mTherms) | Technical Potential | 0 | 0 | 0 | 0 | 0 | 0 | 0 | 0 | 0 | 0 | 0 | 0 | 0 | 0 | 0 | 0 | 0 | 0 | 0 | 0 | 0 | 0 | 0 | 0 | 0 | 0 | 0
F5_Commercial_WA - Miscellaneous_New_Food Preparation_Natural Gas_Commercial Food Prep Other_A_Technical Potential | F5 | Commercial | WA - Miscellaneous | New | Food Preparation | Natural Gas | Commercial Food Prep Other | A | Incremental Summer Peak Savings (MW) | Technical Potential | 0 | 0 | 0 | 0 | 0 | 0 | 0 | 0 | 0 | 0 | 0 | 0 | 0 | 0 | 0 | 0 | 0 | 0 | 0 | 0 | 0 | 0 | 0 | 0 | 0 | 0 | 0
F6_Commercial_WA - Miscellaneous_New_Food Preparation_Natural Gas_Commercial Food Prep Other_A_Technical Potential | F6 | Commercial | WA - Miscellaneous | New | Food Preparation | Natural Gas | Commercial Food Prep Other | A | Incremental Winter Peak Savings (MW) | Technical Potential | 0 | 0 | 0 | 0 | 0 | 0 | 0 | 0 | 0 | 0 | 0 | 0 | 0 | 0 | 0 | 0 | 0 | 0 | 0 | 0 | 0 | 0 | 0 | 0 | 0 | 0 | 0
F7_Commercial_WA - Miscellaneous_New_Food Preparation_Natural Gas_Commercial Food Prep Other_A_Technical Potential | F7 | Commercial | WA - Miscellaneous | New | Food Preparation | Natural Gas | Commercial Food Prep Other | A | Cumulative Energy Savings (MWh or mTherms) | Technical Potential | 0 | 0 | 0 | 0 | 0 | 0 | 0 | 0 | 0 | 0 | 0 | 0 | 0 | 0 | 0 | 0 | 0 | 0 | 0 | 0 | 0 | 0 | 0 | 0 | 0 | 0 | 0
F8_Commercial_WA - Miscellaneous_New_Food Preparation_Natural Gas_Commercial Food Prep Other_A_Technical Potential | F8 | Commercial | WA - Miscellaneous | New | Food Preparation | Natural Gas | Commercial Food Prep Other | A | Cumulative Summer Peak Savings (MW) | Technical Potential | 0 | 0 | 0 | 0 | 0 | 0 | 0 | 0 | 0 | 0 | 0 | 0 | 0 | 0 | 0 | 0 | 0 | 0 | 0 | 0 | 0 | 0 | 0 | 0 | 0 | 0 | 0
F9_Commercial_WA - Miscellaneous_New_Food Preparation_Natural Gas_Commercial Food Prep Other_A_Technical Potential | F9 | Commercial | WA - Miscellaneous | New | Food Preparation | Natural Gas | Commercial Food Prep Other | A | Cumulative Winter Peak Savings (MW) | Technical Potential | 0 | 0 | 0 | 0 | 0 | 0 | 0 | 0 | 0 | 0 | 0 | 0 | 0 | 0 | 0 | 0 | 0 | 0 | 0 | 0 | 0 | 0 | 0 | 0 | 0 | 0 | 0
F10_Commercial_WA - Miscellaneous_New_Food Preparation_Natural Gas_Commercial Food Prep Other_A_Technical Potential | F10 | Commercial | WA - Miscellaneous | New | Food Preparation | Natural Gas | Commercial Food Prep Other | A | Purchases (Incremental) | Technical Potential | 0 | 0 | 0 | 0 | 0 | 0 | 0 | 0 | 0 | 0 | 0 | 0 | 0 | 0 | 0 | 0 | 0 | 0 | 0 | 0 | 0 | 0 | 0 | 0 | 0 | 0 | 0
F11_Commercial_WA - Miscellaneous_New_Food Preparation_Natural Gas_Commercial Food Prep Other_A_Technical Potential | F11 | Commercial | WA - Miscellaneous | New | Food Preparation | Natural Gas | Commercial Food Prep Other | A | Purchases (Cumulative) | Technical Potential | 0 | 0 | 0 | 0 | 0 | 0 | 0 | 0 | 0 | 0 | 0 | 0 | 0 | 0 | 0 | 0 | 0 | 0 | 0 | 0 | 0 | 0 | 0 | 0 | 0 | 0 | 0
F1_Commercial_WA - Miscellaneous_New_Miscellaneous_Natural Gas_Pool Heater_A_Technical Potential | F1 | Commercial | WA - Miscellaneous | New | Miscellaneous | Natural Gas | Pool Heater | A | Integrated Unit Energy Savings (kWh or therms) | Technical Potential | 0 | 0 | 0 | 0 | 0 | 0 | 0 | 0 | 0 | 0 | 0 | 0 | 0 | 0 | 0 | 0 | 0 | 0 | 0 | 0 | 0 | 0 | 0 | 0 | 0 | 0 | 0
F2_Commercial_WA - Miscellaneous_New_Miscellaneous_Natural Gas_Pool Heater_A_Technical Potential | F2 | Commercial | WA - Miscellaneous | New | Miscellaneous | Natural Gas | Pool Heater | A | Integrated Unit Summer Peak Savings (kW) | Technical Potential | 0 | 0 | 0 | 0 | 0 | 0 | 0 | 0 | 0 | 0 | 0 | 0 | 0 | 0 | 0 | 0 | 0 | 0 | 0 | 0 | 0 | 0 | 0 | 0 | 0 | 0 | 0
F3_Commercial_WA - Miscellaneous_New_Miscellaneous_Natural Gas_Pool Heater_A_Technical Potential | F3 | Commercial | WA - Miscellaneous | New | Miscellaneous | Natural Gas | Pool Heater | A | Integrated Unit Winter Peak Savings (kW) | Technical Potential | 0 | 0 | 0 | 0 | 0 | 0 | 0 | 0 | 0 | 0 | 0 | 0 | 0 | 0 | 0 | 0 | 0 | 0 | 0 | 0 | 0 | 0 | 0 | 0 | 0 | 0 | 0
F4_Commercial_WA - Miscellaneous_New_Miscellaneous_Natural Gas_Pool Heater_A_Technical Potential | F4 | Commercial | WA - Miscellaneous | New | Miscellaneous | Natural Gas | Pool Heater | A | Incremental Energy Savings (MWh or mTherms) | Technical Potential | 0 | 0 | 0 | 0 | 0 | 0 | 0 | 0 | 0 | 0 | 0 | 0 | 0 | 0 | 0 | 0 | 0 | 0 | 0 | 0 | 0 | 0 | 0 | 0 | 0 | 0 | 0
F5_Commercial_WA - Miscellaneous_New_Miscellaneous_Natural Gas_Pool Heater_A_Technical Potential | F5 | Commercial | WA - Miscellaneous | New | Miscellaneous | Natural Gas | Pool Heater | A | Incremental Summer Peak Savings (MW) | Technical Potential | 0 | 0 | 0 | 0 | 0 | 0 | 0 | 0 | 0 | 0 | 0 | 0 | 0 | 0 | 0 | 0 | 0 | 0 | 0 | 0 | 0 | 0 | 0 | 0 | 0 | 0 | 0
F6_Commercial_WA - Miscellaneous_New_Miscellaneous_Natural Gas_Pool Heater_A_Technical Potential | F6 | Commercial | WA - Miscellaneous | New | Miscellaneous | Natural Gas | Pool Heater | A | Incremental Winter Peak Savings (MW) | Technical Potential | 0 | 0 | 0 | 0 | 0 | 0 | 0 | 0 | 0 | 0 | 0 | 0 | 0 | 0 | 0 | 0 | 0 | 0 | 0 | 0 | 0 | 0 | 0 | 0 | 0 | 0 | 0
F7_Commercial_WA - Miscellaneous_New_Miscellaneous_Natural Gas_Pool Heater_A_Technical Potential | F7 | Commercial | WA - Miscellaneous | New | Miscellaneous | Natural Gas | Pool Heater | A | Cumulative Energy Savings (MWh or mTherms) | Technical Potential | 0 | 0 | 0 | 0 | 0 | 0 | 0 | 0 | 0 | 0 | 0 | 0 | 0 | 0 | 0 | 0 | 0 | 0 | 0 | 0 | 0 | 0 | 0 | 0 | 0 | 0 | 0
F8_Commercial_WA - Miscellaneous_New_Miscellaneous_Natural Gas_Pool Heater_A_Technical Potential | F8 | Commercial | WA - Miscellaneous | New | Miscellaneous | Natural Gas | Pool Heater | A | Cumulative Summer Peak Savings (MW) | Technical Potential | 0 | 0 | 0 | 0 | 0 | 0 | 0 | 0 | 0 | 0 | 0 | 0 | 0 | 0 | 0 | 0 | 0 | 0 | 0 | 0 | 0 | 0 | 0 | 0 | 0 | 0 | 0
F9_Commercial_WA - Miscellaneous_New_Miscellaneous_Natural Gas_Pool Heater_A_Technical Potential | F9 | Commercial | WA - Miscellaneous | New | Miscellaneous | Natural Gas | Pool Heater | A | Cumulative Winter Peak Savings (MW) | Technical Potential | 0 | 0 | 0 | 0 | 0 | 0 | 0 | 0 | 0 | 0 | 0 | 0 | 0 | 0 | 0 | 0 | 0 | 0 | 0 | 0 | 0 | 0 | 0 | 0 | 0 | 0 | 0
F10_Commercial_WA - Miscellaneous_New_Miscellaneous_Natural Gas_Pool Heater_A_Technical Potential | F10 | Commercial | WA - Miscellaneous | New | Miscellaneous | Natural Gas | Pool Heater | A | Purchases (Incremental) | Technical Potential | 0 | 0 | 0 | 0 | 0 | 0 | 0 | 0 | 0 | 0 | 0 | 0 | 0 | 0 | 0 | 0 | 0 | 0 | 0 | 0 | 0 | 0 | 0 | 0 | 0 | 0 | 0
F11_Commercial_WA - Miscellaneous_New_Miscellaneous_Natural Gas_Pool Heater_A_Technical Potential | F11 | Commercial | WA - Miscellaneous | New | Miscellaneous | Natural Gas | Pool Heater | A | Purchases (Cumulative) | Technical Potential | 0 | 0 | 0 | 0 | 0 | 0 | 0 | 0 | 0 | 0 | 0 | 0 | 0 | 0 | 0 | 0 | 0 | 0 | 0 | 0 | 0 | 0 | 0 | 0 | 0 | 0 | 0
F1_Commercial_OR - College_Existing_Space Heating_Natural Gas_Furnace_A_Technical Potential | F1 | Commercial | OR - College | Existing | Space Heating | Natural Gas | Furnace | A | Integrated Unit Energy Savings (kWh or therms) | Technical Potential | 0 | 243.0543 | 242.1118 | 81.8666 | 81.8666 | 81.8666 | 81.8666 | 81.8666 | 81.8666 | 81.8666 | 81.8666 | 81.8666 | 81.8666 | 81.8666 | 81.8666 | 81.8666 | 81.8666 | 81.8666 | 81.8666 | 81.8666 | 81.8666 | 81.8666 | 81.8666 | 81.8666 | 81.8666 | 81.8666 | 81.8666
F2_Commercial_OR - College_Existing_Space Heating_Natural Gas_Furnace_A_Technical Potential | F2 | Commercial | OR - College | Existing | Space Heating | Natural Gas | Furnace | A | Integrated Unit Summer Peak Savings (kW) | Technical Potential | 0 | 0 | 0 | 0 | 0 | 0 | 0 | 0 | 0 | 0 | 0 | 0 | 0 | 0 | 0 | 0 | 0 | 0 | 0 | 0 | 0 | 0 | 0 | 0 | 0 | 0 | 0
F3_Commercial_OR - College_Existing_Space Heating_Natural Gas_Furnace_A_Technical Potential | F3 | Commercial | OR - College | Existing | Space Heating | Natural Gas | Furnace | A | Integrated Unit Winter Peak Savings (kW) | Technical Potential | 0 | 0 | 0 | 0 | 0 | 0 | 0 | 0 | 0 | 0 | 0 | 0 | 0 | 0 | 0 | 0 | 0 | 0 | 0 | 0 | 0 | 0 | 0 | 0 | 0 | 0 | 0
F4_Commercial_OR - College_Existing_Space Heating_Natural Gas_Furnace_A_Technical Potential | F4 | Commercial | OR - College | Existing | Space Heating | Natural Gas | Furnace | A | Incremental Energy Savings (MWh or mTherms) | Technical Potential | 0 | 0 | 0.068528 | 0.026335 | 0.029704 | 0.033264 | 0.037 | 0.040898 | 0.044945 | 0.049131 | 0.052995 | 0.056562 | 0.059854 | 0.062893 | 0.065698 | 0.068288 | 0.070678 | 0.072885 | 0.074921 | 0.070714 | 0.067057 | 0.063925 | 0.061293 | 0.059136 | 0.057434 | 0.03299 | 0.028964
F5_Commercial_OR - College_Existing_Space Heating_Natural Gas_Furnace_A_Technical Potential | F5 | Commercial | OR - College | Existing | Space Heating | Natural Gas | Furnace | A | Incremental Summer Peak Savings (MW) | Technical Potential | 0 | 0 | 0 | 0 | 0 | 0 | 0 | 0 | 0 | 0 | 0 | 0 | 0 | 0 | 0 | 0 | 0 | 0 | 0 | 0 | 0 | 0 | 0 | 0 | 0 | 0 | 0
F6_Commercial_OR - College_Existing_Space Heating_Natural Gas_Furnace_A_Technical Potential | F6 | Commercial | OR - College | Existing | Space Heating | Natural Gas | Furnace | A | Incremental Winter Peak Savings (MW) | Technical Potential | 0 | 0 | 0 | 0 | 0 | 0 | 0 | 0 | 0 | 0 | 0 | 0 | 0 | 0 | 0 | 0 | 0 | 0 | 0 | 0 | 0 | 0 | 0 | 0 | 0 | 0 | 0
F7_Commercial_OR - College_Existing_Space Heating_Natural Gas_Furnace_A_Technical Potential | F7 | Commercial | OR - College | Existing | Space Heating | Natural Gas | Furnace | A | Cumulative Energy Savings (MWh or mTherms) | Technical Potential | 0 | 0 | 0.068528 | 0.049507 | 0.079211 | 0.11248 | 0.14948 | 0.19037 | 0.23532 | 0.28445 | 0.33744 | 0.39401 | 0.45386 | 0.51675 | 0.58245 | 0.65074 | 0.72142 | 0.7943 | 0.86922 | 0.93994 | 1.007 | 1.0709 | 1.1322 | 1.1913 | 1.2488 | 1.2818 | 1.3107
F8_Commercial_OR - College_Existing_Space Heating_Natural Gas_Furnace_A_Technical Potential | F8 | Commercial | OR - College | Existing | Space Heating | Natural Gas | Furnace | A | Cumulative Summer Peak Savings (MW) | Technical Potential | 0 | 0 | 0 | 0 | 0 | 0 | 0 | 0 | 0 | 0 | 0 | 0 | 0 | 0 | 0 | 0 | 0 | 0 | 0 | 0 | 0 | 0 | 0 | 0 | 0 | 0 | 0
F9_Commercial_OR - College_Existing_Space Heating_Natural Gas_Furnace_A_Technical Potential | F9 | Commercial | OR - College | Existing | Space Heating | Natural Gas | Furnace | A | Cumulative Winter Peak Savings (MW) | Technical Potential | 0 | 0 | 0 | 0 | 0 | 0 | 0 | 0 | 0 | 0 | 0 | 0 | 0 | 0 | 0 | 0 | 0 | 0 | 0 | 0 | 0 | 0 | 0 | 0 | 0 | 0 | 0
F10_Commercial_OR - College_Existing_Space Heating_Natural Gas_Furnace_A_Technical Potential | F10 | Commercial | OR - College | Existing | Space Heating | Natural Gas | Furnace | A | Purchases (Incremental) | Technical Potential | 0 | 0 | 0.28304 | 0.32168 | 0.36284 | 0.40632 | 0.45195 | 0.49957 | 0.54901 | 0.60014 | 0.64733 | 0.6909 | 0.73112 | 0.76824 | 0.80251 | 0.83414 | 0.86333 | 0.89029 | 0.91516 | 0.86378 | 0.8191 | 0.78084 | 0.74869 | 0.72235 | 0.70155 | 0.40297 | 0.35379
F11_Commercial_OR - College_Existing_Space Heating_Natural Gas_Furnace_A_Technical Potential | F11 | Commercial | OR - College | Existing | Space Heating | Natural Gas | Furnace | A | Purchases (Cumulative) | Technical Potential | 0 | 0 | 0.28304 | 0.60472 | 0.96756 | 1.3739 | 1.8258 | 2.3254 | 2.8744 | 3.4745 | 4.1219 | 4.8128 | 5.5439 | 6.3121 | 7.1146 | 7.9488 | 8.8121 | 9.7024 | 10.6176 | 11.4813 | 12.3004 | 13.0813 | 13.83 | 14.5523 | 15.2539 | 15.6568 | 16.0106
F1_Commercial_OR - College_Existing_Space Heating_Natural Gas_Boiler_A_Technical Potential | F1 | Commercial | OR - College | Existing | Space Heating | Natural Gas | Boiler | A | Integrated Unit Energy Savings (kWh or therms) | Technical Potential | 0 | 2671.5591 | 2661.1996 | 2661.1996 | 2661.1996 | 2661.1996 | 2661.1996 | 2661.1996 | 2661.1996 | 2661.1996 | 2661.1996 | 2661.1996 | 2661.1996 | 2661.1996 | 2661.1996 | 2661.1996 | 2661.1996 | 2661.1996 | 2661.1996 | 2661.1996 | 2661.1996 | 2661.1996 | 2661.1996 | 2661.1996 | 2661.1996 | 2661.1996 | 2661.1996
F2_Commercial_OR - College_Existing_Space Heating_Natural Gas_Boiler_A_Technical Potential | F2 | Commercial | OR - College | Existing | Space Heating | Natural Gas | Boiler | A | Integrated Unit Summer Peak Savings (kW) | Technical Potential | 0 | 0 | 0 | 0 | 0 | 0 | 0 | 0 | 0 | 0 | 0 | 0 | 0 | 0 | 0 | 0 | 0 | 0 | 0 | 0 | 0 | 0 | 0 | 0 | 0 | 0 | 0
F3_Commercial_OR - College_Existing_Space Heating_Natural Gas_Boiler_A_Technical Potential | F3 | Commercial | OR - College | Existing | Space Heating | Natural Gas | Boiler | A | Integrated Unit Winter Peak Savings (kW) | Technical Potential | 0 | 0 | 0 | 0 | 0 | 0 | 0 | 0 | 0 | 0 | 0 | 0 | 0 | 0 | 0 | 0 | 0 | 0 | 0 | 0 | 0 | 0 | 0 | 0 | 0 | 0 | 0
F4_Commercial_OR - College_Existing_Space Heating_Natural Gas_Boiler_A_Technical Potential | F4 | Commercial | OR - College | Existing | Space Heating | Natural Gas | Boiler | A | Incremental Energy Savings (MWh or mTherms) | Technical Potential | 0 | 0 | 7.5817 | 7.6438 | 7.7003 | 7.7516 | 7.7982 | 7.8406 | 7.8792 | 7.9142 | 7.9461 | 7.9751 | 8.0014 | 8.0254 | 8.0471 | 8.0669 | 8.0849 | 8.1012 | 8.1161 | 8.1296 | 8.1419 | 8.1531 | 8.0949 | 8.0483 | 8.0115 | 7.9832 | 7.9621
F5_Commercial_OR - College_Existing_Space Heating_Natural Gas_Boiler_A_Technical Potential | F5 | Commercial | OR - College | Existing | Space Heating | Natural Gas | Boiler | A | Incremental Summer Peak Savings (MW) | Technical Potential | 0 | 0 | 0 | 0 | 0 | 0 | 0 | 0 | 0 | 0 | 0 | 0 | 0 | 0 | 0 | 0 | 0 | 0 | 0 | 0 | 0 | 0 | 0 | 0 | 0 | 0 | 0
F6_Commercial_OR - College_Existing_Space Heating_Natural Gas_Boiler_A_Technical Potential | F6 | Commercial | OR - College | Existing | Space Heating | Natural Gas | Boiler | A | Incremental Winter Peak Savings (MW) | Technical Potential | 0 | 0 | 0 | 0 | 0 | 0 | 0 | 0 | 0 | 0 | 0 | 0 | 0 | 0 | 0 | 0 | 0 | 0 | 0 | 0 | 0 | 0 | 0 | 0 | 0 | 0 | 0
F7_Commercial_OR - College_Existing_Space Heating_Natural Gas_Boiler_A_Technical Potential | F7 | Commercial | OR - College | Existing | Space Heating | Natural Gas | Boiler | A | Cumulative Energy Savings (MWh or mTherms) | Technical Potential | 0 | 0 | 7.5817 | 15.2255 | 22.9258 | 30.6774 | 38.4756 | 46.3162 | 54.1954 | 62.1097 | 70.0558 | 78.0309 | 86.0323 | 94.0576 | 102.1048 | 110.1717 | 118.2566 | 126.3578 | 134.4739 | 142.6035 | 150.7454 | 158.8985 | 166.9934 | 175.0417 | 183.0532 | 191.0364 | 198.9985
F8_Commercial_OR - College_Existing_Space Heating_Natural Gas_Boiler_A_Technical Potential | F8 | Commercial | OR - College | Existing | Space Heating | Natural Gas | Boiler | A | Cumulative Summer Peak Savings (MW) | Technical Potential | 0 | 0 | 0 | 0 | 0 | 0 | 0 | 0 | 0 | 0 | 0 | 0 | 0 | 0 | 0 | 0 | 0 | 0 | 0 | 0 | 0 | 0 | 0 | 0 | 0 | 0 | 0
F9_Commercial_OR - College_Existing_Space Heating_Natural Gas_Boiler_A_Technical Potential | F9 | Commercial | OR - College | Existing | Space Heating | Natural Gas | Boiler | A | Cumulative Winter Peak Savings (MW) | Technical Potential | 0 | 0 | 0 | 0 | 0 | 0 | 0 | 0 | 0 | 0 | 0 | 0 | 0 | 0 | 0 | 0 | 0 | 0 | 0 | 0 | 0 | 0 | 0 | 0 | 0 | 0 | 0
F10_Commercial_OR - College_Existing_Space Heating_Natural Gas_Boiler_A_Technical Potential | F10 | Commercial | OR - College | Existing | Space Heating | Natural Gas | Boiler | A | Purchases (Incremental) | Technical Potential | 0 | 0 | 2.849 | 2.8723 | 2.8935 | 2.9128 | 2.9303 | 2.9463 | 2.9608 | 2.9739 | 2.9859 | 2.9968 | 3.0067 | 3.0157 | 3.0239 | 3.0313 | 3.0381 | 3.0442 | 3.0498 | 3.0549 | 3.0595 | 3.0637 | 3.0418 | 3.0243 | 3.0105 | 2.9999 | 2.9919
F11_Commercial_OR - College_Existing_Space Heating_Natural Gas_Boiler_A_Technical Potential | F11 | Commercial | OR - College | Existing | Space Heating | Natural Gas | Boiler | A | Purchases (Cumulative) | Technical Potential | 0 | 0 | 2.849 | 5.7213 | 8.6148 | 11.5276 | 14.458 | 17.4043 | 20.365 | 23.339 | 26.3249 | 29.3217 | 32.3284 | 35.3441 | 38.3679 | 41.3992 | 44.4373 | 47.4815 | 50.5313 | 53.5862 | 56.6457 | 59.7093 | 62.7512 | 65.7755 | 68.786 | 71.7858 | 74.7778
F1_Commercial_OR - College_Existing_Space Heating_Natural Gas_Unit Heater_A_Technical Potential | F1 | Commercial | OR - College | Existing | Space Heating | Natural Gas | Unit Heater | A | Integrated Unit Energy Savings (kWh or therms) | Technical Potential | 0 | 0 | 0 | 0 | 0 | 0 | 0 | 0 | 0 | 0 | 0 | 0 | 0 | 0 | 0 | 0 | 0 | 0 | 0 | 0 | 0 | 0 | 0 | 0 | 0 | 0 | 0
F2_Commercial_OR - College_Existing_Space Heating_Natural Gas_Unit Heater_A_Technical Potential | F2 | Commercial | OR - College | Existing | Space Heating | Natural Gas | Unit Heater | A | Integrated Unit Summer Peak Savings (kW) | Technical Potential | 0 | 0 | 0 | 0 | 0 | 0 | 0 | 0 | 0 | 0 | 0 | 0 | 0 | 0 | 0 | 0 | 0 | 0 | 0 | 0 | 0 | 0 | 0 | 0 | 0 | 0 | 0
F3_Commercial_OR - College_Existing_Space Heating_Natural Gas_Unit Heater_A_Technical Potential | F3 | Commercial | OR - College | Existing | Space Heating | Natural Gas | Unit Heater | A | Integrated Unit Winter Peak Savings (kW) | Technical Potential | 0 | 0 | 0 | 0 | 0 | 0 | 0 | 0 | 0 | 0 | 0 | 0 | 0 | 0 | 0 | 0 | 0 | 0 | 0 | 0 | 0 | 0 | 0 | 0 | 0 | 0 | 0
F4_Commercial_OR - College_Existing_Space Heating_Natural Gas_Unit Heater_A_Technical Potential | F4 | Commercial | OR - College | Existing | Space Heating | Natural Gas | Unit Heater | A | Incremental Energy Savings (MWh or mTherms) | Technical Potential | 0 | 0 | 0 | 0 | 0 | 0 | 0 | 0 | 0 | 0 | 0 | 0 | 0 | 0 | 0 | 0 | 0 | 0 | 0 | 0 | 0 | 0 | 0 | 0 | 0 | 0 | 0
F5_Commercial_OR - College_Existing_Space Heating_Natural Gas_Unit Heater_A_Technical Potential | F5 | Commercial | OR - College | Existing | Space Heating | Natural Gas | Unit Heater | A | Incremental Summer Peak Savings (MW) | Technical Potential | 0 | 0 | 0 | 0 | 0 | 0 | 0 | 0 | 0 | 0 | 0 | 0 | 0 | 0 | 0 | 0 | 0 | 0 | 0 | 0 | 0 | 0 | 0 | 0 | 0 | 0 | 0
F6_Commercial_OR - College_Existing_Space Heating_Natural Gas_Unit Heater_A_Technical Potential | F6 | Commercial | OR - College | Existing | Space Heating | Natural Gas | Unit Heater | A | Incremental Winter Peak Savings (MW) | Technical Potential | 0 | 0 | 0 | 0 | 0 | 0 | 0 | 0 | 0 | 0 | 0 | 0 | 0 | 0 | 0 | 0 | 0 | 0 | 0 | 0 | 0 | 0 | 0 | 0 | 0 | 0 | 0
F7_Commercial_OR - College_Existing_Space Heating_Natural Gas_Unit Heater_A_Technical Potential | F7 | Commercial | OR - College | Existing | Space Heating | Natural Gas | Unit Heater | A | Cumulative Energy Savings (MWh or mTherms) | Technical Potential | 0 | 0 | 0 | 0 | 0 | 0 | 0 | 0 | 0 | 0 | 0 | 0 | 0 | 0 | 0 | 0 | 0 | 0 | 0 | 0 | 0 | 0 | 0 | 0 | 0 | 0 | 0
F8_Commercial_OR - College_Existing_Space Heating_Natural Gas_Unit Heater_A_Technical Potential | F8 | Commercial | OR - College | Existing | Space Heating | Natural Gas | Unit Heater | A | Cumulative Summer Peak Savings (MW) | Technical Potential | 0 | 0 | 0 | 0 | 0 | 0 | 0 | 0 | 0 | 0 | 0 | 0 | 0 | 0 | 0 | 0 | 0 | 0 | 0 | 0 | 0 | 0 | 0 | 0 | 0 | 0 | 0
F9_Commercial_OR - College_Existing_Space Heating_Natural Gas_Unit Heater_A_Technical Potential | F9 | Commercial | OR - College | Existing | Space Heating | Natural Gas | Unit Heater | A | Cumulative Winter Peak Savings (MW) | Technical Potential | 0 | 0 | 0 | 0 | 0 | 0 | 0 | 0 | 0 | 0 | 0 | 0 | 0 | 0 | 0 | 0 | 0 | 0 | 0 | 0 | 0 | 0 | 0 | 0 | 0 | 0 | 0
F10_Commercial_OR - College_Existing_Space Heating_Natural Gas_Unit Heater_A_Technical Potential | F10 | Commercial | OR - College | Existing | Space Heating | Natural Gas | Unit Heater | A | Purchases (Incremental) | Technical Potential | 0 | 0 | 0 | 0 | 0 | 0 | 0 | 0 | 0 | 0 | 0 | 0 | 0 | 0 | 0 | 0 | 0 | 0 | 0 | 0 | 0 | 0 | 0 | 0 | 0 | 0 | 0
F11_Commercial_OR - College_Existing_Space Heating_Natural Gas_Unit Heater_A_Technical Potential | F11 | Commercial | OR - College | Existing | Space Heating | Natural Gas | Unit Heater | A | Purchases (Cumulative) | Technical Potential | 0 | 0 | 0 | 0 | 0 | 0 | 0 | 0 | 0 | 0 | 0 | 0 | 0 | 0 | 0 | 0 | 0 | 0 | 0 | 0 | 0 | 0 | 0 | 0 | 0 | 0 | 0
F1_Commercial_OR - College_Existing_Water Heating_Natural Gas_Water Heater_A_Technical Potential | F1 | Commercial | OR - College | Existing | Water Heating | Natural Gas | Water Heater | A | Integrated Unit Energy Savings (kWh or therms) | Technical Potential | 0 | 2.8505 | 6.0949 | 6.0949 | 6.0949 | 6.0949 | 6.0949 | 6.0949 | 6.0949 | 6.0949 | 6.0949 | 6.0949 | 6.0949 | 6.0949 | 6.0949 | 6.0949 | 6.0949 | 6.0949 | 6.0949 | 6.0949 | 6.0949 | 6.0949 | 6.0949 | 6.0949 | 6.0949 | 6.0949 | 6.0949
F2_Commercial_OR - College_Existing_Water Heating_Natural Gas_Water Heater_A_Technical Potential | F2 | Commercial | OR - College | Existing | Water Heating | Natural Gas | Water Heater | A | Integrated Unit Summer Peak Savings (kW) | Technical Potential | 0 | 0 | 0 | 0 | 0 | 0 | 0 | 0 | 0 | 0 | 0 | 0 | 0 | 0 | 0 | 0 | 0 | 0 | 0 | 0 | 0 | 0 | 0 | 0 | 0 | 0 | 0
F3_Commercial_OR - College_Existing_Water Heating_Natural Gas_Water Heater_A_Technical Potential | F3 | Commercial | OR - College | Existing | Water Heating | Natural Gas | Water Heater | A | Integrated Unit Winter Peak Savings (kW) | Technical Potential | 0 | 0 | 0 | 0 | 0 | 0 | 0 | 0 | 0 | 0 | 0 | 0 | 0 | 0 | 0 | 0 | 0 | 0 | 0 | 0 | 0 | 0 | 0 | 0 | 0 | 0 | 0
F4_Commercial_OR - College_Existing_Water Heating_Natural Gas_Water Heater_A_Technical Potential | F4 | Commercial | OR - College | Existing | Water Heating | Natural Gas | Water Heater | A | Incremental Energy Savings (MWh or mTherms) | Technical Potential | 0 | 0 | 3.2604 | 3.1023 | 2.9759 | 2.8747 | 2.7938 | 2.729 | 2.6772 | 2.6358 | 2.8002 | 2.8923 | 0 | 0 | 0 | 0.93377 | 0.74701 | 0.59761 | 0.47809 | 0.42199 | 0.20322 | 0.080377 | 0 | 0 | 0.17883 | 0 | 0
F5_Commercial_OR - College_Existing_Water Heating_Natural Gas_Water Heater_A_Technical Potential | F5 | Commercial | OR - College | Existing | Water Heating | Natural Gas | Water Heater | A | Incremental Summer Peak Savings (MW) | Technical Potential | 0 | 0 | 0 | 0 | 0 | 0 | 0 | 0 | 0 | 0 | 0 | 0 | 0 | 0 | 0 | 0 | 0 | 0 | 0 | 0 | 0 | 0 | 0 | 0 | 0 | 0 | 0
F6_Commercial_OR - College_Existing_Water Heating_Natural Gas_Water Heater_A_Technical Potential | F6 | Commercial | OR - College | Existing | Water Heating | Natural Gas | Water Heater | A | Incremental Winter Peak Savings (MW) | Technical Potential | 0 | 0 | 0 | 0 | 0 | 0 | 0 | 0 | 0 | 0 | 0 | 0 | 0 | 0 | 0 | 0 | 0 | 0 | 0 | 0 | 0 | 0 | 0 | 0 | 0 | 0 | 0
F7_Commercial_OR - College_Existing_Water Heating_Natural Gas_Water Heater_A_Technical Potential | F7 | Commercial | OR - College | Existing | Water Heating | Natural Gas | Water Heater | A | Cumulative Energy Savings (MWh or mTherms) | Technical Potential | 0 | 0 | 3.2604 | 6.3628 | 9.3386 | 12.2133 | 15.0071 | 17.7361 | 20.4133 | 23.0491 | 25.8494 | 28.7416 | 28.7416 | 28.7416 | 28.7416 | 29.6754 | 30.4224 | 31.02 | 31.4981 | 31.9201 | 32.1233 | 32.2037 | 32.2037 | 32.2037 | 32.3825 | 32.3825 | 32.3825
F8_Commercial_OR - College_Existing_Water Heating_Natural Gas_Water Heater_A_Technical Potential | F8 | Commercial | OR - College | Existing | Water Heating | Natural Gas | Water Heater | A | Cumulative Summer Peak Savings (MW) | Technical Potential | 0 | 0 | 0 | 0 | 0 | 0 | 0 | 0 | 0 | 0 | 0 | 0 | 0 | 0 | 0 | 0 | 0 | 0 | 0 | 0 | 0 | 0 | 0 | 0 | 0 | 0 | 0
F9_Commercial_OR - College_Existing_Water Heating_Natural Gas_Water Heater_A_Technical Potential | F9 | Commercial | OR - College | Existing | Water Heating | Natural Gas | Water Heater | A | Cumulative Winter Peak Savings (MW) | Technical Potential | 0 | 0 | 0 | 0 | 0 | 0 | 0 | 0 | 0 | 0 | 0 | 0 | 0 | 0 | 0 | 0 | 0 | 0 | 0 | 0 | 0 | 0 | 0 | 0 | 0 | 0 | 0
F10_Commercial_OR - College_Existing_Water Heating_Natural Gas_Water Heater_A_Technical Potential | F10 | Commercial | OR - College | Existing | Water Heating | Natural Gas | Water Heater | A | Purchases (Incremental) | Technical Potential | 0 | 0 | 534.9412 | 509.0046 | 488.2554 | 471.656 | 458.3765 | 447.7529 | 439.254 | 432.4549 | 459.4363 | 474.5373 | 0 | 0 | 0 | 153.204 | 122.5632 | 98.0506 | 78.4404 | 69.2365 | 33.3431 | 13.1875 | 0 | 0 | 29.3416 | 0 | 0
F11_Commercial_OR - College_Existing_Water Heating_Natural Gas_Water Heater_A_Technical Potential | F11 | Commercial | OR - College | Existing | Water Heating | Natural Gas | Water Heater | A | Purchases (Cumulative) | Technical Potential | 0 | 0 | 534.9412 | 1043.9458 | 1532.2013 | 2003.8573 | 2462.2338 | 2909.9867 | 3349.2407 | 3781.6956 | 4241.132 | 4715.6692 | 4715.6692 | 4715.6692 | 4715.6692 | 4868.8732 | 4991.4364 | 5089.487 | 5167.9274 | 5237.1639 | 5270.507 | 5283.6945 | 5283.6945 | 5283.6945 | 5313.0362 | 5313.0362 | 5313.0362
F1_Commercial_OR - College_Existing_Food Preparation_Natural Gas_Oven_A_Technical Potential | F1 | Commercial | OR - College | Existing | Food Preparation | Natural Gas | Oven | A | Integrated Unit Energy Savings (kWh or therms) | Technical Potential | 0 | 106.6752 | 106.6752 | 106.6752 | 106.6752 | 106.6752 | 106.6752 | 106.6752 | 106.6752 | 106.6752 | 106.6752 | 106.6752 | 106.6752 | 106.6752 | 106.6752 | 106.6752 | 106.6752 | 106.6752 | 106.6752 | 106.6752 | 106.6752 | 106.6752 | 106.6752 | 106.6752 | 106.6752 | 106.6752 | 106.6752
F2_Commercial_OR - College_Existing_Food Preparation_Natural Gas_Oven_A_Technical Potential | F2 | Commercial | OR - College | Existing | Food Preparation | Natural Gas | Oven | A | Integrated Unit Summer Peak Savings (kW) | Technical Potential | 0 | 0 | 0 | 0 | 0 | 0 | 0 | 0 | 0 | 0 | 0 | 0 | 0 | 0 | 0 | 0 | 0 | 0 | 0 | 0 | 0 | 0 | 0 | 0 | 0 | 0 | 0
F3_Commercial_OR - College_Existing_Food Preparation_Natural Gas_Oven_A_Technical Potential | F3 | Commercial | OR - College | Existing | Food Preparation | Natural Gas | Oven | A | Integrated Unit Winter Peak Savings (kW) | Technical Potential | 0 | 0 | 0 | 0 | 0 | 0 | 0 | 0 | 0 | 0 | 0 | 0 | 0 | 0 | 0 | 0 | 0 | 0 | 0 | 0 | 0 | 0 | 0 | 0 | 0 | 0 | 0
F4_Commercial_OR - College_Existing_Food Preparation_Natural Gas_Oven_A_Technical Potential | F4 | Commercial | OR - College | Existing | Food Preparation | Natural Gas | Oven | A | Incremental Energy Savings (MWh or mTherms) | Technical Potential | 0 | 0 | 0.0026467 | 0.0040779 | 0.0057129 | 0.007021 | 0.0080674 | 0.0089046 | 0.0095743 | 0.01011 | 0.010539 | 0.010882 | 0.0089993 | 0.0077288 | 0.0043519 | 0.0026636 | 0.0010845 | 0.00041587 | 0 | 0 | 0 | 0 | 0 | 0 | 0.0010221 | 0.0018285 | 0.0021079
F5_Commercial_OR - College_Existing_Food Preparation_Natural Gas_Oven_A_Technical Potential | F5 | Commercial | OR - College | Existing | Food Preparation | Natural Gas | Oven | A | Incremental Summer Peak Savings (MW) | Technical Potential | 0 | 0 | 0 | 0 | 0 | 0 | 0 | 0 | 0 | 0 | 0 | 0 | 0 | 0 | 0 | 0 | 0 | 0 | 0 | 0 | 0 | 0 | 0 | 0 | 0 | 0 | 0
F6_Commercial_OR - College_Existing_Food Preparation_Natural Gas_Oven_A_Technical Potential | F6 | Commercial | OR - College | Existing | Food Preparation | Natural Gas | Oven | A | Incremental Winter Peak Savings (MW) | Technical Potential | 0 | 0 | 0 | 0 | 0 | 0 | 0 | 0 | 0 | 0 | 0 | 0 | 0 | 0 | 0 | 0 | 0 | 0 | 0 | 0 | 0 | 0 | 0 | 0 | 0 | 0 | 0
F7_Commercial_OR - College_Existing_Food Preparation_Natural Gas_Oven_A_Technical Potential | F7 | Commercial | OR - College | Existing | Food Preparation | Natural Gas | Oven | A | Cumulative Energy Savings (MWh or mTherms) | Technical Potential | 0 | 0 | 0.0026467 | 0.0067245 | 0.012437 | 0.019458 | 0.027526 | 0.03643 | 0.046005 | 0.056115 | 0.066653 | 0.077535 | 0.086534 | 0.094263 | 0.098615 | 0.10128 | 0.10236 | 0.10278 | 0.10278 | 0.10278 | 0.10278 | 0.10278 | 0.10278 | 0.10278 | 0.1038 | 0.10563 | 0.10774
F8_Commercial_OR - College_Existing_Food Preparation_Natural Gas_Oven_A_Technical Potential | F8 | Commercial | OR - College | Existing | Food Preparation | Natural Gas | Oven | A | Cumulative Summer Peak Savings (MW) | Technical Potential | 0 | 0 | 0 | 0 | 0 | 0 | 0 | 0 | 0 | 0 | 0 | 0 | 0 | 0 | 0 | 0 | 0 | 0 | 0 | 0 | 0 | 0 | 0 | 0 | 0 | 0 | 0
F9_Commercial_OR - College_Existing_Food Preparation_Natural Gas_Oven_A_Technical Potential | F9 | Commercial | OR - College | Existing | Food Preparation | Natural Gas | Oven | A | Cumulative Winter Peak Savings (MW) | Technical Potential | 0 | 0 | 0 | 0 | 0 | 0 | 0 | 0 | 0 | 0 | 0 | 0 | 0 | 0 | 0 | 0 | 0 | 0 | 0 | 0 | 0 | 0 | 0 | 0 | 0 | 0 | 0
F10_Commercial_OR - College_Existing_Food Preparation_Natural Gas_Oven_A_Technical Potential | F10 | Commercial | OR - College | Existing | Food Preparation | Natural Gas | Oven | A | Purchases (Incremental) | Technical Potential | 0 | 0 | 0.024811 | 0.038227 | 0.053554 | 0.065816 | 0.075626 | 0.083474 | 0.089752 | 0.094774 | 0.098792 | 0.10201 | 0.084362 | 0.072452 | 0.040796 | 0.024969 | 0.010166 | 0.0038984 | 0 | 0 | 0 | 0 | 0 | 0 | 0.009581 | 0.017141 | 0.01976
F11_Commercial_OR - College_Existing_Food Preparation_Natural Gas_Oven_A_Technical Potential | F11 | Commercial | OR - College | Existing | Food Preparation | Natural Gas | Oven | A | Purchases (Cumulative) | Technical Potential | 0 | 0 | 0.024811 | 0.063038 | 0.11659 | 0.18241 | 0.25803 | 0.34151 | 0.43126 | 0.52603 | 0.62483 | 0.72683 | 0.81119 | 0.88365 | 0.92444 | 0.94941 | 0.95958 | 0.96348 | 0.96348 | 0.96348 | 0.96348 | 0.96348 | 0.96348 | 0.96348 | 0.97306 | 0.9902 | 1.01
F1_Commercial_OR - College_Existing_Food Preparation_Natural Gas_Conveyor Oven_A_Technical Potential | F1 | Commercial | OR - College | Existing | Food Preparation | Natural Gas | Conveyor Oven | A | Integrated Unit Energy Savings (kWh or therms) | Technical Potential | 0 | 0 | 0 | 0 | 0 | 692.0657 | 692.0657 | 692.0657 | 692.0657 | 692.0657 | 692.0657 | 692.0657 | 692.0657 | 692.0657 | 692.0657 | 692.0657 | 692.0657 | 692.0657 | 692.0657 | 692.0657 | 692.0657 | 692.0657 | 692.0657 | 692.0657 | 692.0657 | 692.0657 | 692.0657
F2_Commercial_OR - College_Existing_Food Preparation_Natural Gas_Conveyor Oven_A_Technical Potential | F2 | Commercial | OR - College | Existing | Food Preparation | Natural Gas | Conveyor Oven | A | Integrated Unit Summer Peak Savings (kW) | Technical Potential | 0 | 0 | 0 | 0 | 0 | 0 | 0 | 0 | 0 | 0 | 0 | 0 | 0 | 0 | 0 | 0 | 0 | 0 | 0 | 0 | 0 | 0 | 0 | 0 | 0 | 0 | 0
F3_Commercial_OR - College_Existing_Food Preparation_Natural Gas_Conveyor Oven_A_Technical Potential | F3 | Commercial | OR - College | Existing | Food Preparation | Natural Gas | Conveyor Oven | A | Integrated Unit Winter Peak Savings (kW) | Technical Potential | 0 | 0 | 0 | 0 | 0 | 0 | 0 | 0 | 0 | 0 | 0 | 0 | 0 | 0 | 0 | 0 | 0 | 0 | 0 | 0 | 0 | 0 | 0 | 0 | 0 | 0 | 0
F4_Commercial_OR - College_Existing_Food Preparation_Natural Gas_Conveyor Oven_A_Technical Potential | F4 | Commercial | OR - College | Existing | Food Preparation | Natural Gas | Conveyor Oven | A | Incremental Energy Savings (MWh or mTherms) | Technical Potential | 0 | 0 | 0 | 0 | 0 | 0.00081859 | 0.002292 | 0.0042894 | 0.0067059 | 0.0094576 | 0.011659 | 0.01342 | 0.014829 | 0.015956 | 0.016858 | 0.017579 | 0.018156 | 0.014525 | 0.01162 | 0.009296 | 0.0074368 | 0.0061132 | 0.0045304 | 0.002845 | 0.0011614 | 0 | 0
F5_Commercial_OR - College_Existing_Food Preparation_Natural Gas_Conveyor Oven_A_Technical Potential | F5 | Commercial | OR - College | Existing | Food Preparation | Natural Gas | Conveyor Oven | A | Incremental Summer Peak Savings (MW) | Technical Potential | 0 | 0 | 0 | 0 | 0 | 0 | 0 | 0 | 0 | 0 | 0 | 0 | 0 | 0 | 0 | 0 | 0 | 0 | 0 | 0 | 0 | 0 | 0 | 0 | 0 | 0 | 0
F6_Commercial_OR - College_Existing_Food Preparation_Natural Gas_Conveyor Oven_A_Technical Potential | F6 | Commercial | OR - College | Existing | Food Preparation | Natural Gas | Conveyor Oven | A | Incremental Winter Peak Savings (MW) | Technical Potential | 0 | 0 | 0 | 0 | 0 | 0 | 0 | 0 | 0 | 0 | 0 | 0 | 0 | 0 | 0 | 0 | 0 | 0 | 0 | 0 | 0 | 0 | 0 | 0 | 0 | 0 | 0
F7_Commercial_OR - College_Existing_Food Preparation_Natural Gas_Conveyor Oven_A_Technical Potential | F7 | Commercial | OR - College | Existing | Food Preparation | Natural Gas | Conveyor Oven | A | Cumulative Energy Savings (MWh or mTherms) | Technical Potential | 0 | 0 | 0 | 0 | 0 | 0.00081859 | 0.0031106 | 0.0074 | 0.014106 | 0.023563 | 0.035222 | 0.048643 | 0.063472 | 0.079428 | 0.096286 | 0.11386 | 0.13202 | 0.14655 | 0.15817 | 0.16746 | 0.1749 | 0.18101 | 0.18554 | 0.18839 | 0.18955 | 0.18955 | 0.18955
F8_Commercial_OR - College_Existing_Food Preparation_Natural Gas_Conveyor Oven_A_Technical Potential | F8 | Commercial | OR - College | Existing | Food Preparation | Natural Gas | Conveyor Oven | A | Cumulative Summer Peak Savings (MW) | Technical Potential | 0 | 0 | 0 | 0 | 0 | 0 | 0 | 0 | 0 | 0 | 0 | 0 | 0 | 0 | 0 | 0 | 0 | 0 | 0 | 0 | 0 | 0 | 0 | 0 | 0 | 0 | 0
F9_Commercial_OR - College_Existing_Food Preparation_Natural Gas_Conveyor Oven_A_Technical Potential | F9 | Commercial | OR - College | Existing | Food Preparation | Natural Gas | Conveyor Oven | A | Cumulative Winter Peak Savings (MW) | Technical Potential | 0 | 0 | 0 | 0 | 0 | 0 | 0 | 0 | 0 | 0 | 0 | 0 | 0 | 0 | 0 | 0 | 0 | 0 | 0 | 0 | 0 | 0 | 0 | 0 | 0 | 0 | 0
F10_Commercial_OR - College_Existing_Food Preparation_Natural Gas_Conveyor Oven_A_Technical Potential | F10 | Commercial | OR - College | Existing | Food Preparation | Natural Gas | Conveyor Oven | A | Purchases (Incremental) | Technical Potential | 0 | 0 | 0 | 0 | 0 | 0.0011828 | 0.0033119 | 0.0061979 | 0.0096896 | 0.013666 | 0.016847 | 0.019391 | 0.021427 | 0.023056 | 0.024359 | 0.025401 | 0.026235 | 0.020988 | 0.01679 | 0.013432 | 0.010746 | 0.0088332 | 0.0065461 | 0.0041109 | 0.0016782 | 0 | 0
F11_Commercial_OR - College_Existing_Food Preparation_Natural Gas_Conveyor Oven_A_Technical Potential | F11 | Commercial | OR - College | Existing | Food Preparation | Natural Gas | Conveyor Oven | A | Purchases (Cumulative) | Technical Potential | 0 | 0 | 0 | 0 | 0 | 0.0011828 | 0.0044947 | 0.010693 | 0.020382 | 0.034048 | 0.050895 | 0.070286 | 0.091713 | 0.11477 | 0.13913 | 0.16453 | 0.19076 | 0.21175 | 0.22854 | 0.24197 | 0.25272 | 0.26155 | 0.2681 | 0.27221 | 0.27389 | 0.27389 | 0.27389
F1_Commercial_OR - College_Existing_Food Preparation_Natural Gas_Double Rack Oven_A_Technical Potential | F1 | Commercial | OR - College | Existing | Food Preparation | Natural Gas | Double Rack Oven | A | Integrated Unit Energy Savings (kWh or therms) | Technical Potential | 0 | 1621.62 | 1621.62 | 1621.62 | 1621.62 | 1621.62 | 1621.62 | 1621.62 | 1621.62 | 1621.62 | 1621.62 | 1621.62 | 1621.62 | 1621.62 | 1621.62 | 1621.62 | 1621.62 | 1621.62 | 1621.62 | 1621.62 | 1621.62 | 1621.62 | 1621.62 | 1621.62 | 1621.62 | 1621.62 | 1621.62
F2_Commercial_OR - College_Existing_Food Preparation_Natural Gas_Double Rack Oven_A_Technical Potential | F2 | Commercial | OR - College | Existing | Food Preparation | Natural Gas | Double Rack Oven | A | Integrated Unit Summer Peak Savings (kW) | Technical Potential | 0 | 0 | 0 | 0 | 0 | 0 | 0 | 0 | 0 | 0 | 0 | 0 | 0 | 0 | 0 | 0 | 0 | 0 | 0 | 0 | 0 | 0 | 0 | 0 | 0 | 0 | 0
F3_Commercial_OR - College_Existing_Food Preparation_Natural Gas_Double Rack Oven_A_Technical Potential | F3 | Commercial | OR - College | Existing | Food Preparation | Natural Gas | Double Rack Oven | A | Integrated Unit Winter Peak Savings (kW) | Technical Potential | 0 | 0 | 0 | 0 | 0 | 0 | 0 | 0 | 0 | 0 | 0 | 0 | 0 | 0 | 0 | 0 | 0 | 0 | 0 | 0 | 0 | 0 | 0 | 0 | 0 | 0 | 0
F4_Commercial_OR - College_Existing_Food Preparation_Natural Gas_Double Rack Oven_A_Technical Potential | F4 | Commercial | OR - College | Existing | Food Preparation | Natural Gas | Double Rack Oven | A | Incremental Energy Savings (MWh or mTherms) | Technical Potential | 0 | 0 | 0.01844 | 0.02303 | 0.027109 | 0.030736 | 0.033959 | 0.036824 | 0.039371 | 0.041635 | 0.038484 | 0.036257 | 0.034787 | 0.033934 | 0.015139 | 0.010591 | 0.0068677 | 0.0038407 | 0.0014016 | 0.002972 | 0.0016219 | 8.1796e-05 | 0.0036243 | 0.0060204 | 0.0075209 | 0.0083306 | 0.0086161
F5_Commercial_OR - College_Existing_Food Preparation_Natural Gas_Double Rack Oven_A_Technical Potential | F5 | Commercial | OR - College | Existing | Food Preparation | Natural Gas | Double Rack Oven | A | Incremental Summer Peak Savings (MW) | Technical Potential | 0 | 0 | 0 | 0 | 0 | 0 | 0 | 0 | 0 | 0 | 0 | 0 | 0 | 0 | 0 | 0 | 0 | 0 | 0 | 0 | 0 | 0 | 0 | 0 | 0 | 0 | 0
F6_Commercial_OR - College_Existing_Food Preparation_Natural Gas_Double Rack Oven_A_Technical Potential | F6 | Commercial | OR - College | Existing | Food Preparation | Natural Gas | Double Rack Oven | A | Incremental Winter Peak Savings (MW) | Technical Potential | 0 | 0 | 0 | 0 | 0 | 0 | 0 | 0 | 0 | 0 | 0 | 0 | 0 | 0 | 0 | 0 | 0 | 0 | 0 | 0 | 0 | 0 | 0 | 0 | 0 | 0 | 0
F7_Commercial_OR - College_Existing_Food Preparation_Natural Gas_Double Rack Oven_A_Technical Potential | F7 | Commercial | OR - College | Existing | Food Preparation | Natural Gas | Double Rack Oven | A | Cumulative Energy Savings (MWh or mTherms) | Technical Potential | 0 | 0 | 0.01844 | 0.04147 | 0.068579 | 0.099315 | 0.13327 | 0.1701 | 0.20947 | 0.25111 | 0.28959 | 0.32585 | 0.36063 | 0.39457 | 0.40971 | 0.4203 | 0.42717 | 0.43101 | 0.43241 | 0.43538 | 0.437 | 0.43708 | 0.44071 | 0.44673 | 0.45425 | 0.46258 | 0.4712
F8_Commercial_OR - College_Existing_Food Preparation_Natural Gas_Double Rack Oven_A_Technical Potential | F8 | Commercial | OR - College | Existing | Food Preparation | Natural Gas | Double Rack Oven | A | Cumulative Summer Peak Savings (MW) | Technical Potential | 0 | 0 | 0 | 0 | 0 | 0 | 0 | 0 | 0 | 0 | 0 | 0 | 0 | 0 | 0 | 0 | 0 | 0 | 0 | 0 | 0 | 0 | 0 | 0 | 0 | 0 | 0
F9_Commercial_OR - College_Existing_Food Preparation_Natural Gas_Double Rack Oven_A_Technical Potential | F9 | Commercial | OR - College | Existing | Food Preparation | Natural Gas | Double Rack Oven | A | Cumulative Winter Peak Savings (MW) | Technical Potential | 0 | 0 | 0 | 0 | 0 | 0 | 0 | 0 | 0 | 0 | 0 | 0 | 0 | 0 | 0 | 0 | 0 | 0 | 0 | 0 | 0 | 0 | 0 | 0 | 0 | 0 | 0
F10_Commercial_OR - College_Existing_Food Preparation_Natural Gas_Double Rack Oven_A_Technical Potential | F10 | Commercial | OR - College | Existing | Food Preparation | Natural Gas | Double Rack Oven | A | Purchases (Incremental) | Technical Potential | 0 | 0 | 0.011371 | 0.014202 | 0.016717 | 0.018954 | 0.020941 | 0.022708 | 0.024279 | 0.025675 | 0.023732 | 0.022359 | 0.021452 | 0.020926 | 0.0093355 | 0.0065314 | 0.0042351 | 0.0023684 | 0.00086432 | 0.0018327 | 0.0010002 | 5.0441e-05 | 0.002235 | 0.0037126 | 0.0046379 | 0.0051372 | 0.0053132
F11_Commercial_OR - College_Existing_Food Preparation_Natural Gas_Double Rack Oven_A_Technical Potential | F11 | Commercial | OR - College | Existing | Food Preparation | Natural Gas | Double Rack Oven | A | Purchases (Cumulative) | Technical Potential | 0 | 0 | 0.011371 | 0.025573 | 0.042291 | 0.061244 | 0.082186 | 0.10489 | 0.12917 | 0.15485 | 0.17858 | 0.20094 | 0.22239 | 0.24332 | 0.25265 | 0.25918 | 0.26342 | 0.26579 | 0.26665 | 0.26848 | 0.26948 | 0.26954 | 0.27177 | 0.27548 | 0.28012 | 0.28526 | 0.29057
F1_Commercial_OR - College_Existing_Food Preparation_Natural Gas_Fryer_A_Technical Potential | F1 | Commercial | OR - College | Existing | Food Preparation | Natural Gas | Fryer | A | Integrated Unit Energy Savings (kWh or therms) | Technical Potential | 0 | 395.2691 | 395.2691 | 395.2691 | 395.2691 | 395.2691 | 395.2691 | 395.2691 | 395.2691 | 395.2691 | 395.2691 | 395.2691 | 395.2691 | 395.2691 | 395.2691 | 395.2691 | 395.2691 | 395.2691 | 395.2691 | 395.2691 | 395.2691 | 395.2691 | 395.2691 | 395.2691 | 395.2691 | 395.2691 | 395.2691
F2_Commercial_OR - College_Existing_Food Preparation_Natural Gas_Fryer_A_Technical Potential | F2 | Commercial | OR - College | Existing | Food Preparation | Natural Gas | Fryer | A | Integrated Unit Summer Peak Savings (kW) | Technical Potential | 0 | 0 | 0 | 0 | 0 | 0 | 0 | 0 | 0 | 0 | 0 | 0 | 0 | 0 | 0 | 0 | 0 | 0 | 0 | 0 | 0 | 0 | 0 | 0 | 0 | 0 | 0
F3_Commercial_OR - College_Existing_Food Preparation_Natural Gas_Fryer_A_Technical Potential | F3 | Commercial | OR - College | Existing | Food Preparation | Natural Gas | Fryer | A | Integrated Unit Winter Peak Savings (kW) | Technical Potential | 0 | 0 | 0 | 0 | 0 | 0 | 0 | 0 | 0 | 0 | 0 | 0 | 0 | 0 | 0 | 0 | 0 | 0 | 0 | 0 | 0 | 0 | 0 | 0 | 0 | 0 | 0
F4_Commercial_OR - College_Existing_Food Preparation_Natural Gas_Fryer_A_Technical Potential | F4 | Commercial | OR - College | Existing | Food Preparation | Natural Gas | Fryer | A | Incremental Energy Savings (MWh or mTherms) | Technical Potential | 0 | 0 | 0.11823 | 0.11056 | 0.10442 | 0.099515 | 0.095588 | 0.092447 | 0.089934 | 0.09751 | 0.10165 | 0 | 0 | 0 | 0.035355 | 0.028284 | 0.022627 | 0.020019 | 0.0094967 | 0.0036096 | 0 | 0 | 0.0070919 | 0 | 0 | 0 | 0.0028115
F5_Commercial_OR - College_Existing_Food Preparation_Natural Gas_Fryer_A_Technical Potential | F5 | Commercial | OR - College | Existing | Food Preparation | Natural Gas | Fryer | A | Incremental Summer Peak Savings (MW) | Technical Potential | 0 | 0 | 0 | 0 | 0 | 0 | 0 | 0 | 0 | 0 | 0 | 0 | 0 | 0 | 0 | 0 | 0 | 0 | 0 | 0 | 0 | 0 | 0 | 0 | 0 | 0 | 0
F6_Commercial_OR - College_Existing_Food Preparation_Natural Gas_Fryer_A_Technical Potential | F6 | Commercial | OR - College | Existing | Food Preparation | Natural Gas | Fryer | A | Incremental Winter Peak Savings (MW) | Technical Potential | 0 | 0 | 0 | 0 | 0 | 0 | 0 | 0 | 0 | 0 | 0 | 0 | 0 | 0 | 0 | 0 | 0 | 0 | 0 | 0 | 0 | 0 | 0 | 0 | 0 | 0 | 0
F7_Commercial_OR - College_Existing_Food Preparation_Natural Gas_Fryer_A_Technical Potential | F7 | Commercial | OR - College | Existing | Food Preparation | Natural Gas | Fryer | A | Cumulative Energy Savings (MWh or mTherms) | Technical Potential | 0 | 0 | 0.11823 | 0.22878 | 0.33321 | 0.43272 | 0.52831 | 0.62076 | 0.71069 | 0.8082 | 0.90985 | 0.90985 | 0.90985 | 0.90985 | 0.94521 | 0.97349 | 0.99612 | 1.0161 | 1.0256 | 1.0292 | 1.0292 | 1.0292 | 1.0363 | 1.0363 | 1.0363 | 1.0363 | 1.0391
F8_Commercial_OR - College_Existing_Food Preparation_Natural Gas_Fryer_A_Technical Potential | F8 | Commercial | OR - College | Existing | Food Preparation | Natural Gas | Fryer | A | Cumulative Summer Peak Savings (MW) | Technical Potential | 0 | 0 | 0 | 0 | 0 | 0 | 0 | 0 | 0 | 0 | 0 | 0 | 0 | 0 | 0 | 0 | 0 | 0 | 0 | 0 | 0 | 0 | 0 | 0 | 0 | 0 | 0
F9_Commercial_OR - College_Existing_Food Preparation_Natural Gas_Fryer_A_Technical Potential | F9 | Commercial | OR - College | Existing | Food Preparation | Natural Gas | Fryer | A | Cumulative Winter Peak Savings (MW) | Technical Potential | 0 | 0 | 0 | 0 | 0 | 0 | 0 | 0 | 0 | 0 | 0 | 0 | 0 | 0 | 0 | 0 | 0 | 0 | 0 | 0 | 0 | 0 | 0 | 0 | 0 | 0 | 0
F10_Commercial_OR - College_Existing_Food Preparation_Natural Gas_Fryer_A_Technical Potential | F10 | Commercial | OR - College | Existing | Food Preparation | Natural Gas | Fryer | A | Purchases (Incremental) | Technical Potential | 0 | 0 | 0.2991 | 0.2797 | 0.26418 | 0.25176 | 0.24183 | 0.23388 | 0.22753 | 0.24669 | 0.25717 | 0 | 0 | 0 | 0.089445 | 0.071556 | 0.057245 | 0.050646 | 0.024026 | 0.009132 | 0 | 0 | 0.017942 | 0 | 0 | 0 | 0.007113
F11_Commercial_OR - College_Existing_Food Preparation_Natural Gas_Fryer_A_Technical Potential | F11 | Commercial | OR - College | Existing | Food Preparation | Natural Gas | Fryer | A | Purchases (Cumulative) | Technical Potential | 0 | 0 | 0.2991 | 0.5788 | 0.84299 | 1.0947 | 1.3366 | 1.5705 | 1.798 | 2.0447 | 2.3019 | 2.3019 | 2.3019 | 2.3019 | 2.3913 | 2.4629 | 2.5201 | 2.5707 | 2.5948 | 2.6039 | 2.6039 | 2.6039 | 2.6218 | 2.6218 | 2.6218 | 2.6218 | 2.629
F1_Commercial_OR - College_Existing_Food Preparation_Natural Gas_Broiler_A_Technical Potential | F1 | Commercial | OR - College | Existing | Food Preparation | Natural Gas | Broiler | A | Integrated Unit Energy Savings (kWh or therms) | Technical Potential | 0 | 240.24 | 240.24 | 240.24 | 240.24 | 240.24 | 240.24 | 240.24 | 240.24 | 240.24 | 240.24 | 240.24 | 240.24 | 240.24 | 240.24 | 240.24 | 240.24 | 240.24 | 240.24 | 240.24 | 240.24 | 240.24 | 240.24 | 240.24 | 240.24 | 240.24 | 240.24
F2_Commercial_OR - College_Existing_Food Preparation_Natural Gas_Broiler_A_Technical Potential | F2 | Commercial | OR - College | Existing | Food Preparation | Natural Gas | Broiler | A | Integrated Unit Summer Peak Savings (kW) | Technical Potential | 0 | 0 | 0 | 0 | 0 | 0 | 0 | 0 | 0 | 0 | 0 | 0 | 0 | 0 | 0 | 0 | 0 | 0 | 0 | 0 | 0 | 0 | 0 | 0 | 0 | 0 | 0
F3_Commercial_OR - College_Existing_Food Preparation_Natural Gas_Broiler_A_Technical Potential | F3 | Commercial | OR - College | Existing | Food Preparation | Natural Gas | Broiler | A | Integrated Unit Winter Peak Savings (kW) | Technical Potential | 0 | 0 | 0 | 0 | 0 | 0 | 0 | 0 | 0 | 0 | 0 | 0 | 0 | 0 | 0 | 0 | 0 | 0 | 0 | 0 | 0 | 0 | 0 | 0 | 0 | 0 | 0
F4_Commercial_OR - College_Existing_Food Preparation_Natural Gas_Broiler_A_Technical Potential | F4 | Commercial | OR - College | Existing | Food Preparation | Natural Gas | Broiler | A | Incremental Energy Savings (MWh or mTherms) | Technical Potential | 0 | 0 | 0.094145 | 0.10435 | 0.11342 | 0.12149 | 0.12865 | 0.13502 | 0.14069 | 0.14572 | 0.13872 | 0.13376 | 0.1305 | 0.1286 | 0.033663 | 0.023551 | 0.015271 | 0.0085402 | 0.0031166 | 0.022973 | 0.018153 | 0.013112 | 0.019552 | 0.023603 | 0.025805 | 0.026596 | 0.026334
F5_Commercial_OR - College_Existing_Food Preparation_Natural Gas_Broiler_A_Technical Potential | F5 | Commercial | OR - College | Existing | Food Preparation | Natural Gas | Broiler | A | Incremental Summer Peak Savings (MW) | Technical Potential | 0 | 0 | 0 | 0 | 0 | 0 | 0 | 0 | 0 | 0 | 0 | 0 | 0 | 0 | 0 | 0 | 0 | 0 | 0 | 0 | 0 | 0 | 0 | 0 | 0 | 0 | 0
F6_Commercial_OR - College_Existing_Food Preparation_Natural Gas_Broiler_A_Technical Potential | F6 | Commercial | OR - College | Existing | Food Preparation | Natural Gas | Broiler | A | Incremental Winter Peak Savings (MW) | Technical Potential | 0 | 0 | 0 | 0 | 0 | 0 | 0 | 0 | 0 | 0 | 0 | 0 | 0 | 0 | 0 | 0 | 0 | 0 | 0 | 0 | 0 | 0 | 0 | 0 | 0 | 0 | 0
F7_Commercial_OR - College_Existing_Food Preparation_Natural Gas_Broiler_A_Technical Potential | F7 | Commercial | OR - College | Existing | Food Preparation | Natural Gas | Broiler | A | Cumulative Energy Savings (MWh or mTherms) | Technical Potential | 0 | 0 | 0.094145 | 0.1985 | 0.31192 | 0.4334 | 0.56206 | 0.69708 | 0.83777 | 0.98349 | 1.1222 | 1.256 | 1.3865 | 1.5151 | 1.5487 | 1.5723 | 1.5875 | 1.5961 | 1.5992 | 1.6222 | 1.6403 | 1.6534 | 1.673 | 1.6966 | 1.7224 | 1.749 | 1.7753
F8_Commercial_OR - College_Existing_Food Preparation_Natural Gas_Broiler_A_Technical Potential | F8 | Commercial | OR - College | Existing | Food Preparation | Natural Gas | Broiler | A | Cumulative Summer Peak Savings (MW) | Technical Potential | 0 | 0 | 0 | 0 | 0 | 0 | 0 | 0 | 0 | 0 | 0 | 0 | 0 | 0 | 0 | 0 | 0 | 0 | 0 | 0 | 0 | 0 | 0 | 0 | 0 | 0 | 0
F9_Commercial_OR - College_Existing_Food Preparation_Natural Gas_Broiler_A_Technical Potential | F9 | Commercial | OR - College | Existing | Food Preparation | Natural Gas | Broiler | A | Cumulative Winter Peak Savings (MW) | Technical Potential | 0 | 0 | 0 | 0 | 0 | 0 | 0 | 0 | 0 | 0 | 0 | 0 | 0 | 0 | 0 | 0 | 0 | 0 | 0 | 0 | 0 | 0 | 0 | 0 | 0 | 0 | 0
F10_Commercial_OR - College_Existing_Food Preparation_Natural Gas_Broiler_A_Technical Potential | F10 | Commercial | OR - College | Existing | Food Preparation | Natural Gas | Broiler | A | Purchases (Incremental) | Technical Potential | 0 | 0 | 0.39188 | 0.43436 | 0.47212 | 0.50568 | 0.53552 | 0.56204 | 0.58561 | 0.60657 | 0.5774 | 0.55679 | 0.54319 | 0.53529 | 0.14012 | 0.098032 | 0.063566 | 0.035549 | 0.012973 | 0.095626 | 0.075561 | 0.054579 | 0.081387 | 0.098249 | 0.10741 | 0.11071 | 0.10962
F11_Commercial_OR - College_Existing_Food Preparation_Natural Gas_Broiler_A_Technical Potential | F11 | Commercial | OR - College | Existing | Food Preparation | Natural Gas | Broiler | A | Purchases (Cumulative) | Technical Potential | 0 | 0 | 0.39188 | 0.82624 | 1.2984 | 1.804 | 2.3396 | 2.9016 | 3.4872 | 4.0938 | 4.6712 | 5.228 | 5.7712 | 6.3065 | 6.4466 | 6.5446 | 6.6082 | 6.6437 | 6.6567 | 6.7523 | 6.8279 | 6.8825 | 6.9638 | 7.0621 | 7.1695 | 7.2802 | 7.3898
F1_Commercial_OR - College_Existing_Food Preparation_Natural Gas_Griddle_A_Technical Potential | F1 | Commercial | OR - College | Existing | Food Preparation | Natural Gas | Griddle | A | Integrated Unit Energy Savings (kWh or therms) | Technical Potential | 0 | 167.9465 | 167.9465 | 167.9465 | 167.9465 | 167.9465 | 167.9465 | 167.9465 | 167.9465 | 167.9465 | 167.9465 | 167.9465 | 167.9465 | 167.9465 | 167.9465 | 167.9465 | 167.9465 | 167.9465 | 167.9465 | 167.9465 | 167.9465 | 167.9465 | 167.9465 | 167.9465 | 167.9465 | 167.9465 | 167.9465
F2_Commercial_OR - College_Existing_Food Preparation_Natural Gas_Griddle_A_Technical Potential | F2 | Commercial | OR - College | Existing | Food Preparation | Natural Gas | Griddle | A | Integrated Unit Summer Peak Savings (kW) | Technical Potential | 0 | 0 | 0 | 0 | 0 | 0 | 0 | 0 | 0 | 0 | 0 | 0 | 0 | 0 | 0 | 0 | 0 | 0 | 0 | 0 | 0 | 0 | 0 | 0 | 0 | 0 | 0
F3_Commercial_OR - College_Existing_Food Preparation_Natural Gas_Griddle_A_Technical Potential | F3 | Commercial | OR - College | Existing | Food Preparation | Natural Gas | Griddle | A | Integrated Unit Winter Peak Savings (kW) | Technical Potential | 0 | 0 | 0 | 0 | 0 | 0 | 0 | 0 | 0 | 0 | 0 | 0 | 0 | 0 | 0 | 0 | 0 | 0 | 0 | 0 | 0 | 0 | 0 | 0 | 0 | 0 | 0
F4_Commercial_OR - College_Existing_Food Preparation_Natural Gas_Griddle_A_Technical Potential | F4 | Commercial | OR - College | Existing | Food Preparation | Natural Gas | Griddle | A | Incremental Energy Savings (MWh or mTherms) | Technical Potential | 0 | 0 | 0.029726 | 0.032948 | 0.035813 | 0.038359 | 0.040622 | 0.042633 | 0.044422 | 0.046011 | 0.043799 | 0.042235 | 0.041203 | 0.040604 | 0.010629 | 0.0074362 | 0.0048218 | 0.0026965 | 0.00098406 | 0.0072537 | 0.0057317 | 0.00414 | 0.0061736 | 0.0074527 | 0.0081478 | 0.0083977 | 0.0083149
F5_Commercial_OR - College_Existing_Food Preparation_Natural Gas_Griddle_A_Technical Potential | F5 | Commercial | OR - College | Existing | Food Preparation | Natural Gas | Griddle | A | Incremental Summer Peak Savings (MW) | Technical Potential | 0 | 0 | 0 | 0 | 0 | 0 | 0 | 0 | 0 | 0 | 0 | 0 | 0 | 0 | 0 | 0 | 0 | 0 | 0 | 0 | 0 | 0 | 0 | 0 | 0 | 0 | 0
F6_Commercial_OR - College_Existing_Food Preparation_Natural Gas_Griddle_A_Technical Potential | F6 | Commercial | OR - College | Existing | Food Preparation | Natural Gas | Griddle | A | Incremental Winter Peak Savings (MW) | Technical Potential | 0 | 0 | 0 | 0 | 0 | 0 | 0 | 0 | 0 | 0 | 0 | 0 | 0 | 0 | 0 | 0 | 0 | 0 | 0 | 0 | 0 | 0 | 0 | 0 | 0 | 0 | 0
F7_Commercial_OR - College_Existing_Food Preparation_Natural Gas_Griddle_A_Technical Potential | F7 | Commercial | OR - College | Existing | Food Preparation | Natural Gas | Griddle | A | Cumulative Energy Savings (MWh or mTherms) | Technical Potential | 0 | 0 | 0.029726 | 0.062674 | 0.098487 | 0.13685 | 0.17747 | 0.2201 | 0.26452 | 0.31053 | 0.35433 | 0.39657 | 0.43777 | 0.47837 | 0.489 | 0.49644 | 0.50126 | 0.50396 | 0.50494 | 0.5122 | 0.51793 | 0.52207 | 0.52824 | 0.53569 | 0.54384 | 0.55224 | 0.56055
F8_Commercial_OR - College_Existing_Food Preparation_Natural Gas_Griddle_A_Technical Potential | F8 | Commercial | OR - College | Existing | Food Preparation | Natural Gas | Griddle | A | Cumulative Summer Peak Savings (MW) | Technical Potential | 0 | 0 | 0 | 0 | 0 | 0 | 0 | 0 | 0 | 0 | 0 | 0 | 0 | 0 | 0 | 0 | 0 | 0 | 0 | 0 | 0 | 0 | 0 | 0 | 0 | 0 | 0
F9_Commercial_OR - College_Existing_Food Preparation_Natural Gas_Griddle_A_Technical Potential | F9 | Commercial | OR - College | Existing | Food Preparation | Natural Gas | Griddle | A | Cumulative Winter Peak Savings (MW) | Technical Potential | 0 | 0 | 0 | 0 | 0 | 0 | 0 | 0 | 0 | 0 | 0 | 0 | 0 | 0 | 0 | 0 | 0 | 0 | 0 | 0 | 0 | 0 | 0 | 0 | 0 | 0 | 0
F10_Commercial_OR - College_Existing_Food Preparation_Natural Gas_Griddle_A_Technical Potential | F10 | Commercial | OR - College | Existing | Food Preparation | Natural Gas | Griddle | A | Purchases (Incremental) | Technical Potential | 0 | 0 | 0.177 | 0.19618 | 0.21324 | 0.2284 | 0.24187 | 0.25385 | 0.2645 | 0.27396 | 0.26079 | 0.25148 | 0.24534 | 0.24177 | 0.063287 | 0.044277 | 0.02871 | 0.016056 | 0.0058594 | 0.043191 | 0.034128 | 0.024651 | 0.036759 | 0.044375 | 0.048514 | 0.050002 | 0.049509
F11_Commercial_OR - College_Existing_Food Preparation_Natural Gas_Griddle_A_Technical Potential | F11 | Commercial | OR - College | Existing | Food Preparation | Natural Gas | Griddle | A | Purchases (Cumulative) | Technical Potential | 0 | 0 | 0.177 | 0.37318 | 0.58642 | 0.81482 | 1.0567 | 1.3105 | 1.575 | 1.849 | 2.1098 | 2.3613 | 2.6066 | 2.8484 | 2.9117 | 2.9559 | 2.9847 | 3.0007 | 3.0066 | 3.0498 | 3.0839 | 3.1085 | 3.1453 | 3.1897 | 3.2382 | 3.2882 | 3.3377
F1_Commercial_OR - College_Existing_Food Preparation_Natural Gas_Range_A_Technical Potential | F1 | Commercial | OR - College | Existing | Food Preparation | Natural Gas | Range | A | Integrated Unit Energy Savings (kWh or therms) | Technical Potential | 0 | 171.4286 | 171.4286 | 171.4286 | 171.4286 | 171.4286 | 171.4286 | 171.4286 | 171.4286 | 171.4286 | 171.4286 | 171.4286 | 171.4286 | 171.4286 | 171.4286 | 171.4286 | 171.4286 | 171.4286 | 171.4286 | 171.4286 | 171.4286 | 171.4286 | 171.4286 | 171.4286 | 171.4286 | 171.4286 | 171.4286
F2_Commercial_OR - College_Existing_Food Preparation_Natural Gas_Range_A_Technical Potential | F2 | Commercial | OR - College | Existing | Food Preparation | Natural Gas | Range | A | Integrated Unit Summer Peak Savings (kW) | Technical Potential | 0 | 0 | 0 | 0 | 0 | 0 | 0 | 0 | 0 | 0 | 0 | 0 | 0 | 0 | 0 | 0 | 0 | 0 | 0 | 0 | 0 | 0 | 0 | 0 | 0 | 0 | 0
F3_Commercial_OR - College_Existing_Food Preparation_Natural Gas_Range_A_Technical Potential | F3 | Commercial | OR - College | Existing | Food Preparation | Natural Gas | Range | A | Integrated Unit Winter Peak Savings (kW) | Technical Potential | 0 | 0 | 0 | 0 | 0 | 0 | 0 | 0 | 0 | 0 | 0 | 0 | 0 | 0 | 0 | 0 | 0 | 0 | 0 | 0 | 0 | 0 | 0 | 0 | 0 | 0 | 0
F4_Commercial_OR - College_Existing_Food Preparation_Natural Gas_Range_A_Technical Potential | F4 | Commercial | OR - College | Existing | Food Preparation | Natural Gas | Range | A | Incremental Energy Savings (MWh or mTherms) | Technical Potential | 0 | 0 | 0.055783 | 0.066081 | 0.07432 | 0.080911 | 0.086184 | 0.090402 | 0.093776 | 0.096476 | 0.085763 | 0.079767 | 0.021247 | 0.010407 | 0.0030525 | 0.0094723 | 0.0075779 | 0.0060623 | 0.0048498 | 0.0013053 | 0.0097978 | 0.013193 | 0.013521 | 0.012135 | 0.0087938 | 0 | 0
F5_Commercial_OR - College_Existing_Food Preparation_Natural Gas_Range_A_Technical Potential | F5 | Commercial | OR - College | Existing | Food Preparation | Natural Gas | Range | A | Incremental Summer Peak Savings (MW) | Technical Potential | 0 | 0 | 0 | 0 | 0 | 0 | 0 | 0 | 0 | 0 | 0 | 0 | 0 | 0 | 0 | 0 | 0 | 0 | 0 | 0 | 0 | 0 | 0 | 0 | 0 | 0 | 0
F6_Commercial_OR - College_Existing_Food Preparation_Natural Gas_Range_A_Technical Potential | F6 | Commercial | OR - College | Existing | Food Preparation | Natural Gas | Range | A | Incremental Winter Peak Savings (MW) | Technical Potential | 0 | 0 | 0 | 0 | 0 | 0 | 0 | 0 | 0 | 0 | 0 | 0 | 0 | 0 | 0 | 0 | 0 | 0 | 0 | 0 | 0 | 0 | 0 | 0 | 0 | 0 | 0
F7_Commercial_OR - College_Existing_Food Preparation_Natural Gas_Range_A_Technical Potential | F7 | Commercial | OR - College | Existing | Food Preparation | Natural Gas | Range | A | Cumulative Energy Savings (MWh or mTherms) | Technical Potential | 0 | 0 | 0.055783 | 0.12186 | 0.19618 | 0.27709 | 0.36328 | 0.45368 | 0.54746 | 0.64393 | 0.72969 | 0.80946 | 0.83071 | 0.84111 | 0.84417 | 0.85364 | 0.86122 | 0.86728 | 0.87213 | 0.87343 | 0.88323 | 0.89643 | 0.90995 | 0.92208 | 0.93088 | 0.93088 | 0.93088
F8_Commercial_OR - College_Existing_Food Preparation_Natural Gas_Range_A_Technical Potential | F8 | Commercial | OR - College | Existing | Food Preparation | Natural Gas | Range | A | Cumulative Summer Peak Savings (MW) | Technical Potential | 0 | 0 | 0 | 0 | 0 | 0 | 0 | 0 | 0 | 0 | 0 | 0 | 0 | 0 | 0 | 0 | 0 | 0 | 0 | 0 | 0 | 0 | 0 | 0 | 0 | 0 | 0
F9_Commercial_OR - College_Existing_Food Preparation_Natural Gas_Range_A_Technical Potential | F9 | Commercial | OR - College | Existing | Food Preparation | Natural Gas | Range | A | Cumulative Winter Peak Savings (MW) | Technical Potential | 0 | 0 | 0 | 0 | 0 | 0 | 0 | 0 | 0 | 0 | 0 | 0 | 0 | 0 | 0 | 0 | 0 | 0 | 0 | 0 | 0 | 0 | 0 | 0 | 0 | 0 | 0
F10_Commercial_OR - College_Existing_Food Preparation_Natural Gas_Range_A_Technical Potential | F10 | Commercial | OR - College | Existing | Food Preparation | Natural Gas | Range | A | Purchases (Incremental) | Technical Potential | 0 | 0 | 0.3254 | 0.38547 | 0.43353 | 0.47198 | 0.50274 | 0.52734 | 0.54703 | 0.56278 | 0.50028 | 0.46531 | 0.12394 | 0.060705 | 0.017806 | 0.055255 | 0.044204 | 0.035363 | 0.028291 | 0.0076141 | 0.057154 | 0.076962 | 0.07887 | 0.070786 | 0.051297 | 0 | 0
F11_Commercial_OR - College_Existing_Food Preparation_Natural Gas_Range_A_Technical Potential | F11 | Commercial | OR - College | Existing | Food Preparation | Natural Gas | Range | A | Purchases (Cumulative) | Technical Potential | 0 | 0 | 0.3254 | 0.71087 | 1.1444 | 1.6164 | 2.1191 | 2.6465 | 3.1935 | 3.7563 | 4.2566 | 4.7219 | 4.8458 | 4.9065 | 4.9243 | 4.9796 | 5.0238 | 5.0591 | 5.0874 | 5.095 | 5.1522 | 5.2292 | 5.308 | 5.3788 | 5.4301 | 5.4301 | 5.4301
F1_Commercial_OR - College_Existing_Food Preparation_Natural Gas_Steamer_A_Technical Potential | F1 | Commercial | OR - College | Existing | Food Preparation | Natural Gas | Steamer | A | Integrated Unit Energy Savings (kWh or therms) | Technical Potential | 0 | 1215.1419 | 1215.1419 | 1215.1419 | 1215.1419 | 1215.1419 | 1215.1419 | 1215.1419 | 1215.1419 | 1215.1419 | 1215.1419 | 1215.1419 | 1215.1419 | 1215.1419 | 1215.1419 | 1215.1419 | 1215.1419 | 1215.1419 | 1215.1419 | 1215.1419 | 1215.1419 | 1215.1419 | 1215.1419 | 1215.1419 | 1215.1419 | 1215.1419 | 1215.1419
F2_Commercial_OR - College_Existing_Food Preparation_Natural Gas_Steamer_A_Technical Potential | F2 | Commercial | OR - College | Existing | Food Preparation | Natural Gas | Steamer | A | Integrated Unit Summer Peak Savings (kW) | Technical Potential | 0 | 0 | 0 | 0 | 0 | 0 | 0 | 0 | 0 | 0 | 0 | 0 | 0 | 0 | 0 | 0 | 0 | 0 | 0 | 0 | 0 | 0 | 0 | 0 | 0 | 0 | 0
F3_Commercial_OR - College_Existing_Food Preparation_Natural Gas_Steamer_A_Technical Potential | F3 | Commercial | OR - College | Existing | Food Preparation | Natural Gas | Steamer | A | Integrated Unit Winter Peak Savings (kW) | Technical Potential | 0 | 0 | 0 | 0 | 0 | 0 | 0 | 0 | 0 | 0 | 0 | 0 | 0 | 0 | 0 | 0 | 0 | 0 | 0 | 0 | 0 | 0 | 0 | 0 | 0 | 0 | 0
F4_Commercial_OR - College_Existing_Food Preparation_Natural Gas_Steamer_A_Technical Potential | F4 | Commercial | OR - College | Existing | Food Preparation | Natural Gas | Steamer | A | Incremental Energy Savings (MWh or mTherms) | Technical Potential | 0 | 0 | 0.21639 | 0.21042 | 0.20565 | 0.20183 | 0.19877 | 0.19632 | 0.20183 | 0.20474 | 0 | 0 | 0 | 0.060634 | 0.048507 | 0.040298 | 0.027165 | 0.018628 | 0.0026699 | 0.0051923 | 0.02078 | 0 | 0 | 0 | 0.0010333 | 0.019519 | 0
F5_Commercial_OR - College_Existing_Food Preparation_Natural Gas_Steamer_A_Technical Potential | F5 | Commercial | OR - College | Existing | Food Preparation | Natural Gas | Steamer | A | Incremental Summer Peak Savings (MW) | Technical Potential | 0 | 0 | 0 | 0 | 0 | 0 | 0 | 0 | 0 | 0 | 0 | 0 | 0 | 0 | 0 | 0 | 0 | 0 | 0 | 0 | 0 | 0 | 0 | 0 | 0 | 0 | 0
F6_Commercial_OR - College_Existing_Food Preparation_Natural Gas_Steamer_A_Technical Potential | F6 | Commercial | OR - College | Existing | Food Preparation | Natural Gas | Steamer | A | Incremental Winter Peak Savings (MW) | Technical Potential | 0 | 0 | 0 | 0 | 0 | 0 | 0 | 0 | 0 | 0 | 0 | 0 | 0 | 0 | 0 | 0 | 0 | 0 | 0 | 0 | 0 | 0 | 0 | 0 | 0 | 0 | 0
F7_Commercial_OR - College_Existing_Food Preparation_Natural Gas_Steamer_A_Technical Potential | F7 | Commercial | OR - College | Existing | Food Preparation | Natural Gas | Steamer | A | Cumulative Energy Savings (MWh or mTherms) | Technical Potential | 0 | 0 | 0.21639 | 0.42681 | 0.63246 | 0.83428 | 1.0331 | 1.2294 | 1.4312 | 1.636 | 1.636 | 1.636 | 1.636 | 1.6966 | 1.7451 | 1.7854 | 1.8126 | 1.8312 | 1.8339 | 1.839 | 1.8598 | 1.8598 | 1.8598 | 1.8598 | 1.8609 | 1.8804 | 1.8804
F8_Commercial_OR - College_Existing_Food Preparation_Natural Gas_Steamer_A_Technical Potential | F8 | Commercial | OR - College | Existing | Food Preparation | Natural Gas | Steamer | A | Cumulative Summer Peak Savings (MW) | Technical Potential | 0 | 0 | 0 | 0 | 0 | 0 | 0 | 0 | 0 | 0 | 0 | 0 | 0 | 0 | 0 | 0 | 0 | 0 | 0 | 0 | 0 | 0 | 0 | 0 | 0 | 0 | 0
F9_Commercial_OR - College_Existing_Food Preparation_Natural Gas_Steamer_A_Technical Potential | F9 | Commercial | OR - College | Existing | Food Preparation | Natural Gas | Steamer | A | Cumulative Winter Peak Savings (MW) | Technical Potential | 0 | 0 | 0 | 0 | 0 | 0 | 0 | 0 | 0 | 0 | 0 | 0 | 0 | 0 | 0 | 0 | 0 | 0 | 0 | 0 | 0 | 0 | 0 | 0 | 0 | 0 | 0
F10_Commercial_OR - College_Existing_Food Preparation_Natural Gas_Steamer_A_Technical Potential | F10 | Commercial | OR - College | Existing | Food Preparation | Natural Gas | Steamer | A | Purchases (Incremental) | Technical Potential | 0 | 0 | 0.17808 | 0.17317 | 0.16924 | 0.16609 | 0.16358 | 0.16156 | 0.1661 | 0.16849 | 0 | 0 | 0 | 0.049899 | 0.039919 | 0.033163 | 0.022355 | 0.01533 | 0.0021972 | 0.004273 | 0.017101 | 0 | 0 | 0 | 0.00085032 | 0.016064 | 0
F11_Commercial_OR - College_Existing_Food Preparation_Natural Gas_Steamer_A_Technical Potential | F11 | Commercial | OR - College | Existing | Food Preparation | Natural Gas | Steamer | A | Purchases (Cumulative) | Technical Potential | 0 | 0 | 0.17808 | 0.35125 | 0.52048 | 0.68657 | 0.85015 | 1.0117 | 1.1778 | 1.3463 | 1.3463 | 1.3463 | 1.3463 | 1.3962 | 1.4361 | 1.4693 | 1.4916 | 1.507 | 1.5092 | 1.5134 | 1.5305 | 1.5305 | 1.5305 | 1.5305 | 1.5314 | 1.5475 | 1.5475
F1_Commercial_OR - College_Existing_Food Preparation_Natural Gas_Commercial Food Prep Other_A_Technical Potential | F1 | Commercial | OR - College | Existing | Food Preparation | Natural Gas | Commercial Food Prep Other | A | Integrated Unit Energy Savings (kWh or therms) | Technical Potential | 0 | 366.1618 | 366.1618 | 366.1618 | 366.1618 | 366.1618 | 366.1618 | 366.1618 | 366.1618 | 366.1618 | 366.1618 | 366.1618 | 366.1618 | 366.1618 | 366.1618 | 366.1618 | 366.1618 | 366.1618 | 366.1618 | 366.1618 | 366.1618 | 366.1618 | 366.1618 | 366.1618 | 366.1618 | 366.1618 | 366.1618
F2_Commercial_OR - College_Existing_Food Preparation_Natural Gas_Commercial Food Prep Other_A_Technical Potential | F2 | Commercial | OR - College | Existing | Food Preparation | Natural Gas | Commercial Food Prep Other | A | Integrated Unit Summer Peak Savings (kW) | Technical Potential | 0 | 0 | 0 | 0 | 0 | 0 | 0 | 0 | 0 | 0 | 0 | 0 | 0 | 0 | 0 | 0 | 0 | 0 | 0 | 0 | 0 | 0 | 0 | 0 | 0 | 0 | 0
F3_Commercial_OR - College_Existing_Food Preparation_Natural Gas_Commercial Food Prep Other_A_Technical Potential | F3 | Commercial | OR - College | Existing | Food Preparation | Natural Gas | Commercial Food Prep Other | A | Integrated Unit Winter Peak Savings (kW) | Technical Potential | 0 | 0 | 0 | 0 | 0 | 0 | 0 | 0 | 0 | 0 | 0 | 0 | 0 | 0 | 0 | 0 | 0 | 0 | 0 | 0 | 0 | 0 | 0 | 0 | 0 | 0 | 0
F4_Commercial_OR - College_Existing_Food Preparation_Natural Gas_Commercial Food Prep Other_A_Technical Potential | F4 | Commercial | OR - College | Existing | Food Preparation | Natural Gas | Commercial Food Prep Other | A | Incremental Energy Savings (MWh or mTherms) | Technical Potential | 0 | 0 | 0.0015104 | 0.0017893 | 0.0020124 | 0.0021908 | 0.0023336 | 0.0024478 | 0.0025392 | 0.0026123 | 0.0023222 | 0.0021598 | 0.0005753 | 0.00028178 | 8.2651e-05 | 0.00025648 | 0.00020519 | 0.00016415 | 0.00013132 | 3.5343e-05 | 0.0002653 | 0.00035724 | 0.0003661 | 0.00032857 | 0.00023811 | 0 | 0
F5_Commercial_OR - College_Existing_Food Preparation_Natural Gas_Commercial Food Prep Other_A_Technical Potential | F5 | Commercial | OR - College | Existing | Food Preparation | Natural Gas | Commercial Food Prep Other | A | Incremental Summer Peak Savings (MW) | Technical Potential | 0 | 0 | 0 | 0 | 0 | 0 | 0 | 0 | 0 | 0 | 0 | 0 | 0 | 0 | 0 | 0 | 0 | 0 | 0 | 0 | 0 | 0 | 0 | 0 | 0 | 0 | 0
F6_Commercial_OR - College_Existing_Food Preparation_Natural Gas_Commercial Food Prep Other_A_Technical Potential | F6 | Commercial | OR - College | Existing | Food Preparation | Natural Gas | Commercial Food Prep Other | A | Incremental Winter Peak Savings (MW) | Technical Potential | 0 | 0 | 0 | 0 | 0 | 0 | 0 | 0 | 0 | 0 | 0 | 0 | 0 | 0 | 0 | 0 | 0 | 0 | 0 | 0 | 0 | 0 | 0 | 0 | 0 | 0 | 0
F7_Commercial_OR - College_Existing_Food Preparation_Natural Gas_Commercial Food Prep Other_A_Technical Potential | F7 | Commercial | OR - College | Existing | Food Preparation | Natural Gas | Commercial Food Prep Other | A | Cumulative Energy Savings (MWh or mTherms) | Technical Potential | 0 | 0 | 0.0015104 | 0.0032997 | 0.0053121 | 0.0075029 | 0.0098365 | 0.012284 | 0.014823 | 0.017436 | 0.019758 | 0.021918 | 0.022493 | 0.022775 | 0.022857 | 0.023114 | 0.023319 | 0.023483 | 0.023615 | 0.02365 | 0.023915 | 0.024272 | 0.024639 | 0.024967 | 0.025205 | 0.025205 | 0.025205
F8_Commercial_OR - College_Existing_Food Preparation_Natural Gas_Commercial Food Prep Other_A_Technical Potential | F8 | Commercial | OR - College | Existing | Food Preparation | Natural Gas | Commercial Food Prep Other | A | Cumulative Summer Peak Savings (MW) | Technical Potential | 0 | 0 | 0 | 0 | 0 | 0 | 0 | 0 | 0 | 0 | 0 | 0 | 0 | 0 | 0 | 0 | 0 | 0 | 0 | 0 | 0 | 0 | 0 | 0 | 0 | 0 | 0
F9_Commercial_OR - College_Existing_Food Preparation_Natural Gas_Commercial Food Prep Other_A_Technical Potential | F9 | Commercial | OR - College | Existing | Food Preparation | Natural Gas | Commercial Food Prep Other | A | Cumulative Winter Peak Savings (MW) | Technical Potential | 0 | 0 | 0 | 0 | 0 | 0 | 0 | 0 | 0 | 0 | 0 | 0 | 0 | 0 | 0 | 0 | 0 | 0 | 0 | 0 | 0 | 0 | 0 | 0 | 0 | 0 | 0
F10_Commercial_OR - College_Existing_Food Preparation_Natural Gas_Commercial Food Prep Other_A_Technical Potential | F10 | Commercial | OR - College | Existing | Food Preparation | Natural Gas | Commercial Food Prep Other | A | Purchases (Incremental) | Technical Potential | 0 | 0 | 0.004125 | 0.0048866 | 0.0054958 | 0.0059832 | 0.0063731 | 0.006685 | 0.0069346 | 0.0071342 | 0.006342 | 0.0058986 | 0.0015712 | 0.00076954 | 0.00022572 | 0.00070046 | 0.00056037 | 0.00044829 | 0.00035864 | 9.6522e-05 | 0.00072453 | 0.00097563 | 0.00099983 | 0.00089734 | 0.00065029 | 0 | 0
F11_Commercial_OR - College_Existing_Food Preparation_Natural Gas_Commercial Food Prep Other_A_Technical Potential | F11 | Commercial | OR - College | Existing | Food Preparation | Natural Gas | Commercial Food Prep Other | A | Purchases (Cumulative) | Technical Potential | 0 | 0 | 0.004125 | 0.0090116 | 0.014507 | 0.020491 | 0.026864 | 0.033549 | 0.040483 | 0.047618 | 0.05396 | 0.059858 | 0.061429 | 0.062199 | 0.062425 | 0.063125 | 0.063685 | 0.064134 | 0.064492 | 0.064589 | 0.065313 | 0.066289 | 0.067289 | 0.068186 | 0.068836 | 0.068836 | 0.068836
F1_Commercial_OR - College_Existing_Miscellaneous_Natural Gas_Pool Heater_A_Technical Potential | F1 | Commercial | OR - College | Existing | Miscellaneous | Natural Gas | Pool Heater | A | Integrated Unit Energy Savings (kWh or therms) | Technical Potential | 0 | 2233.5 | 2233.5 | 2233.5 | 2233.5 | 2233.5 | 2233.5 | 2233.5 | 2233.5 | 2233.5 | 2233.5 | 2233.5 | 2233.5 | 2233.5 | 2233.5 | 2233.5 | 2233.5 | 2233.5 | 2233.5 | 2233.5 | 2233.5 | 2233.5 | 2233.5 | 2233.5 | 2233.5 | 2233.5 | 2233.5
F2_Commercial_OR - College_Existing_Miscellaneous_Natural Gas_Pool Heater_A_Technical Potential | F2 | Commercial | OR - College | Existing | Miscellaneous | Natural Gas | Pool Heater | A | Integrated Unit Summer Peak Savings (kW) | Technical Potential | 0 | 0 | 0 | 0 | 0 | 0 | 0 | 0 | 0 | 0 | 0 | 0 | 0 | 0 | 0 | 0 | 0 | 0 | 0 | 0 | 0 | 0 | 0 | 0 | 0 | 0 | 0
F3_Commercial_OR - College_Existing_Miscellaneous_Natural Gas_Pool Heater_A_Technical Potential | F3 | Commercial | OR - College | Existing | Miscellaneous | Natural Gas | Pool Heater | A | Integrated Unit Winter Peak Savings (kW) | Technical Potential | 0 | 0 | 0 | 0 | 0 | 0 | 0 | 0 | 0 | 0 | 0 | 0 | 0 | 0 | 0 | 0 | 0 | 0 | 0 | 0 | 0 | 0 | 0 | 0 | 0 | 0 | 0
F4_Commercial_OR - College_Existing_Miscellaneous_Natural Gas_Pool Heater_A_Technical Potential | F4 | Commercial | OR - College | Existing | Miscellaneous | Natural Gas | Pool Heater | A | Incremental Energy Savings (MWh or mTherms) | Technical Potential | 0 | 0 | 0.00080371 | 0.00078154 | 0.0007638 | 0.00074961 | 0.00076598 | 0.00077352 | 0 | 0 | 4.409e-06 | 0.0002361 | 0.00017004 | 0.0001245 | 6.4631e-05 | 6.3056e-05 | 0.0001089 | 0 | 0 | 0 | 0 | 0 | 0 | 0 | 0 | 0 | 0
F5_Commercial_OR - College_Existing_Miscellaneous_Natural Gas_Pool Heater_A_Technical Potential | F5 | Commercial | OR - College | Existing | Miscellaneous | Natural Gas | Pool Heater | A | Incremental Summer Peak Savings (MW) | Technical Potential | 0 | 0 | 0 | 0 | 0 | 0 | 0 | 0 | 0 | 0 | 0 | 0 | 0 | 0 | 0 | 0 | 0 | 0 | 0 | 0 | 0 | 0 | 0 | 0 | 0 | 0 | 0
F6_Commercial_OR - College_Existing_Miscellaneous_Natural Gas_Pool Heater_A_Technical Potential | F6 | Commercial | OR - College | Existing | Miscellaneous | Natural Gas | Pool Heater | A | Incremental Winter Peak Savings (MW) | Technical Potential | 0 | 0 | 0 | 0 | 0 | 0 | 0 | 0 | 0 | 0 | 0 | 0 | 0 | 0 | 0 | 0 | 0 | 0 | 0 | 0 | 0 | 0 | 0 | 0 | 0 | 0 | 0
F7_Commercial_OR - College_Existing_Miscellaneous_Natural Gas_Pool Heater_A_Technical Potential | F7 | Commercial | OR - College | Existing | Miscellaneous | Natural Gas | Pool Heater | A | Cumulative Energy Savings (MWh or mTherms) | Technical Potential | 0 | 0 | 0.00080371 | 0.0015853 | 0.0023491 | 0.0030987 | 0.0038646 | 0.0046382 | 0.0046382 | 0.0046382 | 0.0046426 | 0.0048787 | 0.0050487 | 0.0051732 | 0.0052378 | 0.0053009 | 0.0054098 | 0.0054098 | 0.0054098 | 0.0054098 | 0.0054098 | 0.0054098 | 0.0054098 | 0.0054098 | 0.0054098 | 0.0054098 | 0.0054098
F8_Commercial_OR - College_Existing_Miscellaneous_Natural Gas_Pool Heater_A_Technical Potential | F8 | Commercial | OR - College | Existing | Miscellaneous | Natural Gas | Pool Heater | A | Cumulative Summer Peak Savings (MW) | Technical Potential | 0 | 0 | 0 | 0 | 0 | 0 | 0 | 0 | 0 | 0 | 0 | 0 | 0 | 0 | 0 | 0 | 0 | 0 | 0 | 0 | 0 | 0 | 0 | 0 | 0 | 0 | 0
F9_Commercial_OR - College_Existing_Miscellaneous_Natural Gas_Pool Heater_A_Technical Potential | F9 | Commercial | OR - College | Existing | Miscellaneous | Natural Gas | Pool Heater | A | Cumulative Winter Peak Savings (MW) | Technical Potential | 0 | 0 | 0 | 0 | 0 | 0 | 0 | 0 | 0 | 0 | 0 | 0 | 0 | 0 | 0 | 0 | 0 | 0 | 0 | 0 | 0 | 0 | 0 | 0 | 0 | 0 | 0
F10_Commercial_OR - College_Existing_Miscellaneous_Natural Gas_Pool Heater_A_Technical Potential | F10 | Commercial | OR - College | Existing | Miscellaneous | Natural Gas | Pool Heater | A | Purchases (Incremental) | Technical Potential | 0 | 0 | 0.00035984 | 0.00034992 | 0.00034198 | 0.00033562 | 0.00034295 | 0.00034633 | 0 | 0 | 1.974e-06 | 0.00010571 | 7.6131e-05 | 5.5743e-05 | 2.8937e-05 | 2.8232e-05 | 4.8757e-05 | 0 | 0 | 0 | 0 | 0 | 0 | 0 | 0 | 0 | 0
F11_Commercial_OR - College_Existing_Miscellaneous_Natural Gas_Pool Heater_A_Technical Potential | F11 | Commercial | OR - College | Existing | Miscellaneous | Natural Gas | Pool Heater | A | Purchases (Cumulative) | Technical Potential | 0 | 0 | 0.00035984 | 0.00070976 | 0.0010517 | 0.0013874 | 0.0017303 | 0.0020766 | 0.0020766 | 0.0020766 | 0.0020786 | 0.0021843 | 0.0022605 | 0.0023162 | 0.0023451 | 0.0023734 | 0.0024221 | 0.0024221 | 0.0024221 | 0.0024221 | 0.0024221 | 0.0024221 | 0.0024221 | 0.0024221 | 0.0024221 | 0.0024221 | 0.0024221
F1_Commercial_OR - College_New_Space Heating_Natural Gas_Furnace_A_Technical Potential | F1 | Commercial | OR - College | New | Space Heating | Natural Gas | Furnace | A | Integrated Unit Energy Savings (kWh or therms) | Technical Potential | 0 | 0 | 0 | 0 | 0 | 0 | 0 | 0 | 0 | 0 | 0 | 0 | 0 | 0 | 0 | 0 | 0 | 0 | 0 | 0 | 0 | 0 | 0 | 0 | 0 | 0 | 0
F2_Commercial_OR - College_New_Space Heating_Natural Gas_Furnace_A_Technical Potential | F2 | Commercial | OR - College | New | Space Heating | Natural Gas | Furnace | A | Integrated Unit Summer Peak Savings (kW) | Technical Potential | 0 | 0 | 0 | 0 | 0 | 0 | 0 | 0 | 0 | 0 | 0 | 0 | 0 | 0 | 0 | 0 | 0 | 0 | 0 | 0 | 0 | 0 | 0 | 0 | 0 | 0 | 0
F3_Commercial_OR - College_New_Space Heating_Natural Gas_Furnace_A_Technical Potential | F3 | Commercial | OR - College | New | Space Heating | Natural Gas | Furnace | A | Integrated Unit Winter Peak Savings (kW) | Technical Potential | 0 | 0 | 0 | 0 | 0 | 0 | 0 | 0 | 0 | 0 | 0 | 0 | 0 | 0 | 0 | 0 | 0 | 0 | 0 | 0 | 0 | 0 | 0 | 0 | 0 | 0 | 0
F4_Commercial_OR - College_New_Space Heating_Natural Gas_Furnace_A_Technical Potential | F4 | Commercial | OR - College | New | Space Heating | Natural Gas | Furnace | A | Incremental Energy Savings (MWh or mTherms) | Technical Potential | 0 | 0 | 0 | 0 | 0 | 0 | 0 | 0 | 0 | 0 | 0 | 0 | 0 | 0 | 0 | 0 | 0 | 0 | 0 | 0 | 0 | 0 | 0 | 0 | 0 | 0 | 0
F5_Commercial_OR - College_New_Space Heating_Natural Gas_Furnace_A_Technical Potential | F5 | Commercial | OR - College | New | Space Heating | Natural Gas | Furnace | A | Incremental Summer Peak Savings (MW) | Technical Potential | 0 | 0 | 0 | 0 | 0 | 0 | 0 | 0 | 0 | 0 | 0 | 0 | 0 | 0 | 0 | 0 | 0 | 0 | 0 | 0 | 0 | 0 | 0 | 0 | 0 | 0 | 0
F6_Commercial_OR - College_New_Space Heating_Natural Gas_Furnace_A_Technical Potential | F6 | Commercial | OR - College | New | Space Heating | Natural Gas | Furnace | A | Incremental Winter Peak Savings (MW) | Technical Potential | 0 | 0 | 0 | 0 | 0 | 0 | 0 | 0 | 0 | 0 | 0 | 0 | 0 | 0 | 0 | 0 | 0 | 0 | 0 | 0 | 0 | 0 | 0 | 0 | 0 | 0 | 0
F7_Commercial_OR - College_New_Space Heating_Natural Gas_Furnace_A_Technical Potential | F7 | Commercial | OR - College | New | Space Heating | Natural Gas | Furnace | A | Cumulative Energy Savings (MWh or mTherms) | Technical Potential | 0 | 0 | 0 | 0 | 0 | 0 | 0 | 0 | 0 | 0 | 0 | 0 | 0 | 0 | 0 | 0 | 0 | 0 | 0 | 0 | 0 | 0 | 0 | 0 | 0 | 0 | 0
F8_Commercial_OR - College_New_Space Heating_Natural Gas_Furnace_A_Technical Potential | F8 | Commercial | OR - College | New | Space Heating | Natural Gas | Furnace | A | Cumulative Summer Peak Savings (MW) | Technical Potential | 0 | 0 | 0 | 0 | 0 | 0 | 0 | 0 | 0 | 0 | 0 | 0 | 0 | 0 | 0 | 0 | 0 | 0 | 0 | 0 | 0 | 0 | 0 | 0 | 0 | 0 | 0
F9_Commercial_OR - College_New_Space Heating_Natural Gas_Furnace_A_Technical Potential | F9 | Commercial | OR - College | New | Space Heating | Natural Gas | Furnace | A | Cumulative Winter Peak Savings (MW) | Technical Potential | 0 | 0 | 0 | 0 | 0 | 0 | 0 | 0 | 0 | 0 | 0 | 0 | 0 | 0 | 0 | 0 | 0 | 0 | 0 | 0 | 0 | 0 | 0 | 0 | 0 | 0 | 0
F10_Commercial_OR - College_New_Space Heating_Natural Gas_Furnace_A_Technical Potential | F10 | Commercial | OR - College | New | Space Heating | Natural Gas | Furnace | A | Purchases (Incremental) | Technical Potential | 0 | 0 | 0 | 0 | 0 | 0 | 0 | 0 | 0 | 0 | 0 | 0 | 0 | 0 | 0 | 0 | 0 | 0 | 0 | 0 | 0 | 0 | 0 | 0 | 0 | 0 | 0
F11_Commercial_OR - College_New_Space Heating_Natural Gas_Furnace_A_Technical Potential | F11 | Commercial | OR - College | New | Space Heating | Natural Gas | Furnace | A | Purchases (Cumulative) | Technical Potential | 0 | 0 | 0 | 0 | 0 | 0 | 0 | 0 | 0 | 0 | 0 | 0 | 0 | 0 | 0 | 0 | 0 | 0 | 0 | 0 | 0 | 0 | 0 | 0 | 0 | 0 | 0
F1_Commercial_OR - College_New_Space Heating_Natural Gas_Boiler_A_Technical Potential | F1 | Commercial | OR - College | New | Space Heating | Natural Gas | Boiler | A | Integrated Unit Energy Savings (kWh or therms) | Technical Potential | 0 | 0 | 0 | 0 | 0 | 0 | 0 | 0 | 0 | 0 | 0 | 0 | 0 | 0 | 0 | 0 | 0 | 0 | 0 | 0 | 0 | 0 | 0 | 0 | 0 | 0 | 0
F2_Commercial_OR - College_New_Space Heating_Natural Gas_Boiler_A_Technical Potential | F2 | Commercial | OR - College | New | Space Heating | Natural Gas | Boiler | A | Integrated Unit Summer Peak Savings (kW) | Technical Potential | 0 | 0 | 0 | 0 | 0 | 0 | 0 | 0 | 0 | 0 | 0 | 0 | 0 | 0 | 0 | 0 | 0 | 0 | 0 | 0 | 0 | 0 | 0 | 0 | 0 | 0 | 0
F3_Commercial_OR - College_New_Space Heating_Natural Gas_Boiler_A_Technical Potential | F3 | Commercial | OR - College | New | Space Heating | Natural Gas | Boiler | A | Integrated Unit Winter Peak Savings (kW) | Technical Potential | 0 | 0 | 0 | 0 | 0 | 0 | 0 | 0 | 0 | 0 | 0 | 0 | 0 | 0 | 0 | 0 | 0 | 0 | 0 | 0 | 0 | 0 | 0 | 0 | 0 | 0 | 0
F4_Commercial_OR - College_New_Space Heating_Natural Gas_Boiler_A_Technical Potential | F4 | Commercial | OR - College | New | Space Heating | Natural Gas | Boiler | A | Incremental Energy Savings (MWh or mTherms) | Technical Potential | 0 | 0 | 0 | 0 | 0 | 0 | 0 | 0 | 0 | 0 | 0 | 0 | 0 | 0 | 0 | 0 | 0 | 0 | 0 | 0 | 0 | 0 | 0 | 0 | 0 | 0 | 0
F5_Commercial_OR - College_New_Space Heating_Natural Gas_Boiler_A_Technical Potential | F5 | Commercial | OR - College | New | Space Heating | Natural Gas | Boiler | A | Incremental Summer Peak Savings (MW) | Technical Potential | 0 | 0 | 0 | 0 | 0 | 0 | 0 | 0 | 0 | 0 | 0 | 0 | 0 | 0 | 0 | 0 | 0 | 0 | 0 | 0 | 0 | 0 | 0 | 0 | 0 | 0 | 0
F6_Commercial_OR - College_New_Space Heating_Natural Gas_Boiler_A_Technical Potential | F6 | Commercial | OR - College | New | Space Heating | Natural Gas | Boiler | A | Incremental Winter Peak Savings (MW) | Technical Potential | 0 | 0 | 0 | 0 | 0 | 0 | 0 | 0 | 0 | 0 | 0 | 0 | 0 | 0 | 0 | 0 | 0 | 0 | 0 | 0 | 0 | 0 | 0 | 0 | 0 | 0 | 0
F7_Commercial_OR - College_New_Space Heating_Natural Gas_Boiler_A_Technical Potential | F7 | Commercial | OR - College | New | Space Heating | Natural Gas | Boiler | A | Cumulative Energy Savings (MWh or mTherms) | Technical Potential | 0 | 0 | 0 | 0 | 0 | 0 | 0 | 0 | 0 | 0 | 0 | 0 | 0 | 0 | 0 | 0 | 0 | 0 | 0 | 0 | 0 | 0 | 0 | 0 | 0 | 0 | 0
F8_Commercial_OR - College_New_Space Heating_Natural Gas_Boiler_A_Technical Potential | F8 | Commercial | OR - College | New | Space Heating | Natural Gas | Boiler | A | Cumulative Summer Peak Savings (MW) | Technical Potential | 0 | 0 | 0 | 0 | 0 | 0 | 0 | 0 | 0 | 0 | 0 | 0 | 0 | 0 | 0 | 0 | 0 | 0 | 0 | 0 | 0 | 0 | 0 | 0 | 0 | 0 | 0
F9_Commercial_OR - College_New_Space Heating_Natural Gas_Boiler_A_Technical Potential | F9 | Commercial | OR - College | New | Space Heating | Natural Gas | Boiler | A | Cumulative Winter Peak Savings (MW) | Technical Potential | 0 | 0 | 0 | 0 | 0 | 0 | 0 | 0 | 0 | 0 | 0 | 0 | 0 | 0 | 0 | 0 | 0 | 0 | 0 | 0 | 0 | 0 | 0 | 0 | 0 | 0 | 0
F10_Commercial_OR - College_New_Space Heating_Natural Gas_Boiler_A_Technical Potential | F10 | Commercial | OR - College | New | Space Heating | Natural Gas | Boiler | A | Purchases (Incremental) | Technical Potential | 0 | 0 | 0 | 0 | 0 | 0 | 0 | 0 | 0 | 0 | 0 | 0 | 0 | 0 | 0 | 0 | 0 | 0 | 0 | 0 | 0 | 0 | 0 | 0 | 0 | 0 | 0
F11_Commercial_OR - College_New_Space Heating_Natural Gas_Boiler_A_Technical Potential | F11 | Commercial | OR - College | New | Space Heating | Natural Gas | Boiler | A | Purchases (Cumulative) | Technical Potential | 0 | 0 | 0 | 0 | 0 | 0 | 0 | 0 | 0 | 0 | 0 | 0 | 0 | 0 | 0 | 0 | 0 | 0 | 0 | 0 | 0 | 0 | 0 | 0 | 0 | 0 | 0
F1_Commercial_OR - College_New_Space Heating_Natural Gas_Unit Heater_A_Technical Potential | F1 | Commercial | OR - College | New | Space Heating | Natural Gas | Unit Heater | A | Integrated Unit Energy Savings (kWh or therms) | Technical Potential | 0 | 0 | 0 | 0 | 0 | 0 | 0 | 0 | 0 | 0 | 0 | 0 | 0 | 0 | 0 | 0 | 0 | 0 | 0 | 0 | 0 | 0 | 0 | 0 | 0 | 0 | 0
F2_Commercial_OR - College_New_Space Heating_Natural Gas_Unit Heater_A_Technical Potential | F2 | Commercial | OR - College | New | Space Heating | Natural Gas | Unit Heater | A | Integrated Unit Summer Peak Savings (kW) | Technical Potential | 0 | 0 | 0 | 0 | 0 | 0 | 0 | 0 | 0 | 0 | 0 | 0 | 0 | 0 | 0 | 0 | 0 | 0 | 0 | 0 | 0 | 0 | 0 | 0 | 0 | 0 | 0
F3_Commercial_OR - College_New_Space Heating_Natural Gas_Unit Heater_A_Technical Potential | F3 | Commercial | OR - College | New | Space Heating | Natural Gas | Unit Heater | A | Integrated Unit Winter Peak Savings (kW) | Technical Potential | 0 | 0 | 0 | 0 | 0 | 0 | 0 | 0 | 0 | 0 | 0 | 0 | 0 | 0 | 0 | 0 | 0 | 0 | 0 | 0 | 0 | 0 | 0 | 0 | 0 | 0 | 0
F4_Commercial_OR - College_New_Space Heating_Natural Gas_Unit Heater_A_Technical Potential | F4 | Commercial | OR - College | New | Space Heating | Natural Gas | Unit Heater | A | Incremental Energy Savings (MWh or mTherms) | Technical Potential | 0 | 0 | 0 | 0 | 0 | 0 | 0 | 0 | 0 | 0 | 0 | 0 | 0 | 0 | 0 | 0 | 0 | 0 | 0 | 0 | 0 | 0 | 0 | 0 | 0 | 0 | 0
F5_Commercial_OR - College_New_Space Heating_Natural Gas_Unit Heater_A_Technical Potential | F5 | Commercial | OR - College | New | Space Heating | Natural Gas | Unit Heater | A | Incremental Summer Peak Savings (MW) | Technical Potential | 0 | 0 | 0 | 0 | 0 | 0 | 0 | 0 | 0 | 0 | 0 | 0 | 0 | 0 | 0 | 0 | 0 | 0 | 0 | 0 | 0 | 0 | 0 | 0 | 0 | 0 | 0
F6_Commercial_OR - College_New_Space Heating_Natural Gas_Unit Heater_A_Technical Potential | F6 | Commercial | OR - College | New | Space Heating | Natural Gas | Unit Heater | A | Incremental Winter Peak Savings (MW) | Technical Potential | 0 | 0 | 0 | 0 | 0 | 0 | 0 | 0 | 0 | 0 | 0 | 0 | 0 | 0 | 0 | 0 | 0 | 0 | 0 | 0 | 0 | 0 | 0 | 0 | 0 | 0 | 0
F7_Commercial_OR - College_New_Space Heating_Natural Gas_Unit Heater_A_Technical Potential | F7 | Commercial | OR - College | New | Space Heating | Natural Gas | Unit Heater | A | Cumulative Energy Savings (MWh or mTherms) | Technical Potential | 0 | 0 | 0 | 0 | 0 | 0 | 0 | 0 | 0 | 0 | 0 | 0 | 0 | 0 | 0 | 0 | 0 | 0 | 0 | 0 | 0 | 0 | 0 | 0 | 0 | 0 | 0
F8_Commercial_OR - College_New_Space Heating_Natural Gas_Unit Heater_A_Technical Potential | F8 | Commercial | OR - College | New | Space Heating | Natural Gas | Unit Heater | A | Cumulative Summer Peak Savings (MW) | Technical Potential | 0 | 0 | 0 | 0 | 0 | 0 | 0 | 0 | 0 | 0 | 0 | 0 | 0 | 0 | 0 | 0 | 0 | 0 | 0 | 0 | 0 | 0 | 0 | 0 | 0 | 0 | 0
F9_Commercial_OR - College_New_Space Heating_Natural Gas_Unit Heater_A_Technical Potential | F9 | Commercial | OR - College | New | Space Heating | Natural Gas | Unit Heater | A | Cumulative Winter Peak Savings (MW) | Technical Potential | 0 | 0 | 0 | 0 | 0 | 0 | 0 | 0 | 0 | 0 | 0 | 0 | 0 | 0 | 0 | 0 | 0 | 0 | 0 | 0 | 0 | 0 | 0 | 0 | 0 | 0 | 0
F10_Commercial_OR - College_New_Space Heating_Natural Gas_Unit Heater_A_Technical Potential | F10 | Commercial | OR - College | New | Space Heating | Natural Gas | Unit Heater | A | Purchases (Incremental) | Technical Potential | 0 | 0 | 0 | 0 | 0 | 0 | 0 | 0 | 0 | 0 | 0 | 0 | 0 | 0 | 0 | 0 | 0 | 0 | 0 | 0 | 0 | 0 | 0 | 0 | 0 | 0 | 0
F11_Commercial_OR - College_New_Space Heating_Natural Gas_Unit Heater_A_Technical Potential | F11 | Commercial | OR - College | New | Space Heating | Natural Gas | Unit Heater | A | Purchases (Cumulative) | Technical Potential | 0 | 0 | 0 | 0 | 0 | 0 | 0 | 0 | 0 | 0 | 0 | 0 | 0 | 0 | 0 | 0 | 0 | 0 | 0 | 0 | 0 | 0 | 0 | 0 | 0 | 0 | 0
F1_Commercial_OR - College_New_Water Heating_Natural Gas_Water Heater_A_Technical Potential | F1 | Commercial | OR - College | New | Water Heating | Natural Gas | Water Heater | A | Integrated Unit Energy Savings (kWh or therms) | Technical Potential | 0 | 0 | 0 | 0 | 0 | 0 | 0 | 0 | 0 | 0 | 0 | 0 | 0 | 0 | 0 | 0 | 0 | 0 | 0 | 0 | 0 | 0 | 0 | 0 | 0 | 0 | 0
F2_Commercial_OR - College_New_Water Heating_Natural Gas_Water Heater_A_Technical Potential | F2 | Commercial | OR - College | New | Water Heating | Natural Gas | Water Heater | A | Integrated Unit Summer Peak Savings (kW) | Technical Potential | 0 | 0 | 0 | 0 | 0 | 0 | 0 | 0 | 0 | 0 | 0 | 0 | 0 | 0 | 0 | 0 | 0 | 0 | 0 | 0 | 0 | 0 | 0 | 0 | 0 | 0 | 0
F3_Commercial_OR - College_New_Water Heating_Natural Gas_Water Heater_A_Technical Potential | F3 | Commercial | OR - College | New | Water Heating | Natural Gas | Water Heater | A | Integrated Unit Winter Peak Savings (kW) | Technical Potential | 0 | 0 | 0 | 0 | 0 | 0 | 0 | 0 | 0 | 0 | 0 | 0 | 0 | 0 | 0 | 0 | 0 | 0 | 0 | 0 | 0 | 0 | 0 | 0 | 0 | 0 | 0
F4_Commercial_OR - College_New_Water Heating_Natural Gas_Water Heater_A_Technical Potential | F4 | Commercial | OR - College | New | Water Heating | Natural Gas | Water Heater | A | Incremental Energy Savings (MWh or mTherms) | Technical Potential | 0 | 0 | 0 | 0 | 0 | 0 | 0 | 0 | 0 | 0 | 0 | 0 | 0 | 0 | 0 | 0 | 0 | 0 | 0 | 0 | 0 | 0 | 0 | 0 | 0 | 0 | 0
F5_Commercial_OR - College_New_Water Heating_Natural Gas_Water Heater_A_Technical Potential | F5 | Commercial | OR - College | New | Water Heating | Natural Gas | Water Heater | A | Incremental Summer Peak Savings (MW) | Technical Potential | 0 | 0 | 0 | 0 | 0 | 0 | 0 | 0 | 0 | 0 | 0 | 0 | 0 | 0 | 0 | 0 | 0 | 0 | 0 | 0 | 0 | 0 | 0 | 0 | 0 | 0 | 0
F6_Commercial_OR - College_New_Water Heating_Natural Gas_Water Heater_A_Technical Potential | F6 | Commercial | OR - College | New | Water Heating | Natural Gas | Water Heater | A | Incremental Winter Peak Savings (MW) | Technical Potential | 0 | 0 | 0 | 0 | 0 | 0 | 0 | 0 | 0 | 0 | 0 | 0 | 0 | 0 | 0 | 0 | 0 | 0 | 0 | 0 | 0 | 0 | 0 | 0 | 0 | 0 | 0
F7_Commercial_OR - College_New_Water Heating_Natural Gas_Water Heater_A_Technical Potential | F7 | Commercial | OR - College | New | Water Heating | Natural Gas | Water Heater | A | Cumulative Energy Savings (MWh or mTherms) | Technical Potential | 0 | 0 | 0 | 0 | 0 | 0 | 0 | 0 | 0 | 0 | 0 | 0 | 0 | 0 | 0 | 0 | 0 | 0 | 0 | 0 | 0 | 0 | 0 | 0 | 0 | 0 | 0
F8_Commercial_OR - College_New_Water Heating_Natural Gas_Water Heater_A_Technical Potential | F8 | Commercial | OR - College | New | Water Heating | Natural Gas | Water Heater | A | Cumulative Summer Peak Savings (MW) | Technical Potential | 0 | 0 | 0 | 0 | 0 | 0 | 0 | 0 | 0 | 0 | 0 | 0 | 0 | 0 | 0 | 0 | 0 | 0 | 0 | 0 | 0 | 0 | 0 | 0 | 0 | 0 | 0
F9_Commercial_OR - College_New_Water Heating_Natural Gas_Water Heater_A_Technical Potential | F9 | Commercial | OR - College | New | Water Heating | Natural Gas | Water Heater | A | Cumulative Winter Peak Savings (MW) | Technical Potential | 0 | 0 | 0 | 0 | 0 | 0 | 0 | 0 | 0 | 0 | 0 | 0 | 0 | 0 | 0 | 0 | 0 | 0 | 0 | 0 | 0 | 0 | 0 | 0 | 0 | 0 | 0
F10_Commercial_OR - College_New_Water Heating_Natural Gas_Water Heater_A_Technical Potential | F10 | Commercial | OR - College | New | Water Heating | Natural Gas | Water Heater | A | Purchases (Incremental) | Technical Potential | 0 | 0 | 0 | 0 | 0 | 0 | 0 | 0 | 0 | 0 | 0 | 0 | 0 | 0 | 0 | 0 | 0 | 0 | 0 | 0 | 0 | 0 | 0 | 0 | 0 | 0 | 0
F11_Commercial_OR - College_New_Water Heating_Natural Gas_Water Heater_A_Technical Potential | F11 | Commercial | OR - College | New | Water Heating | Natural Gas | Water Heater | A | Purchases (Cumulative) | Technical Potential | 0 | 0 | 0 | 0 | 0 | 0 | 0 | 0 | 0 | 0 | 0 | 0 | 0 | 0 | 0 | 0 | 0 | 0 | 0 | 0 | 0 | 0 | 0 | 0 | 0 | 0 | 0
F1_Commercial_OR - College_New_Food Preparation_Natural Gas_Oven_A_Technical Potential | F1 | Commercial | OR - College | New | Food Preparation | Natural Gas | Oven | A | Integrated Unit Energy Savings (kWh or therms) | Technical Potential | 0 | 0 | 0 | 0 | 0 | 0 | 0 | 0 | 0 | 0 | 0 | 0 | 0 | 0 | 0 | 0 | 0 | 0 | 0 | 0 | 0 | 0 | 0 | 0 | 0 | 0 | 0
F2_Commercial_OR - College_New_Food Preparation_Natural Gas_Oven_A_Technical Potential | F2 | Commercial | OR - College | New | Food Preparation | Natural Gas | Oven | A | Integrated Unit Summer Peak Savings (kW) | Technical Potential | 0 | 0 | 0 | 0 | 0 | 0 | 0 | 0 | 0 | 0 | 0 | 0 | 0 | 0 | 0 | 0 | 0 | 0 | 0 | 0 | 0 | 0 | 0 | 0 | 0 | 0 | 0
F3_Commercial_OR - College_New_Food Preparation_Natural Gas_Oven_A_Technical Potential | F3 | Commercial | OR - College | New | Food Preparation | Natural Gas | Oven | A | Integrated Unit Winter Peak Savings (kW) | Technical Potential | 0 | 0 | 0 | 0 | 0 | 0 | 0 | 0 | 0 | 0 | 0 | 0 | 0 | 0 | 0 | 0 | 0 | 0 | 0 | 0 | 0 | 0 | 0 | 0 | 0 | 0 | 0
F4_Commercial_OR - College_New_Food Preparation_Natural Gas_Oven_A_Technical Potential | F4 | Commercial | OR - College | New | Food Preparation | Natural Gas | Oven | A | Incremental Energy Savings (MWh or mTherms) | Technical Potential | 0 | 0 | 0 | 0 | 0 | 0 | 0 | 0 | 0 | 0 | 0 | 0 | 0 | 0 | 0 | 0 | 0 | 0 | 0 | 0 | 0 | 0 | 0 | 0 | 0 | 0 | 0
F5_Commercial_OR - College_New_Food Preparation_Natural Gas_Oven_A_Technical Potential | F5 | Commercial | OR - College | New | Food Preparation | Natural Gas | Oven | A | Incremental Summer Peak Savings (MW) | Technical Potential | 0 | 0 | 0 | 0 | 0 | 0 | 0 | 0 | 0 | 0 | 0 | 0 | 0 | 0 | 0 | 0 | 0 | 0 | 0 | 0 | 0 | 0 | 0 | 0 | 0 | 0 | 0
F6_Commercial_OR - College_New_Food Preparation_Natural Gas_Oven_A_Technical Potential | F6 | Commercial | OR - College | New | Food Preparation | Natural Gas | Oven | A | Incremental Winter Peak Savings (MW) | Technical Potential | 0 | 0 | 0 | 0 | 0 | 0 | 0 | 0 | 0 | 0 | 0 | 0 | 0 | 0 | 0 | 0 | 0 | 0 | 0 | 0 | 0 | 0 | 0 | 0 | 0 | 0 | 0
F7_Commercial_OR - College_New_Food Preparation_Natural Gas_Oven_A_Technical Potential | F7 | Commercial | OR - College | New | Food Preparation | Natural Gas | Oven | A | Cumulative Energy Savings (MWh or mTherms) | Technical Potential | 0 | 0 | 0 | 0 | 0 | 0 | 0 | 0 | 0 | 0 | 0 | 0 | 0 | 0 | 0 | 0 | 0 | 0 | 0 | 0 | 0 | 0 | 0 | 0 | 0 | 0 | 0
F8_Commercial_OR - College_New_Food Preparation_Natural Gas_Oven_A_Technical Potential | F8 | Commercial | OR - College | New | Food Preparation | Natural Gas | Oven | A | Cumulative Summer Peak Savings (MW) | Technical Potential | 0 | 0 | 0 | 0 | 0 | 0 | 0 | 0 | 0 | 0 | 0 | 0 | 0 | 0 | 0 | 0 | 0 | 0 | 0 | 0 | 0 | 0 | 0 | 0 | 0 | 0 | 0
F9_Commercial_OR - College_New_Food Preparation_Natural Gas_Oven_A_Technical Potential | F9 | Commercial | OR - College | New | Food Preparation | Natural Gas | Oven | A | Cumulative Winter Peak Savings (MW) | Technical Potential | 0 | 0 | 0 | 0 | 0 | 0 | 0 | 0 | 0 | 0 | 0 | 0 | 0 | 0 | 0 | 0 | 0 | 0 | 0 | 0 | 0 | 0 | 0 | 0 | 0 | 0 | 0
F10_Commercial_OR - College_New_Food Preparation_Natural Gas_Oven_A_Technical Potential | F10 | Commercial | OR - College | New | Food Preparation | Natural Gas | Oven | A | Purchases (Incremental) | Technical Potential | 0 | 0 | 0 | 0 | 0 | 0 | 0 | 0 | 0 | 0 | 0 | 0 | 0 | 0 | 0 | 0 | 0 | 0 | 0 | 0 | 0 | 0 | 0 | 0 | 0 | 0 | 0
F11_Commercial_OR - College_New_Food Preparation_Natural Gas_Oven_A_Technical Potential | F11 | Commercial | OR - College | New | Food Preparation | Natural Gas | Oven | A | Purchases (Cumulative) | Technical Potential | 0 | 0 | 0 | 0 | 0 | 0 | 0 | 0 | 0 | 0 | 0 | 0 | 0 | 0 | 0 | 0 | 0 | 0 | 0 | 0 | 0 | 0 | 0 | 0 | 0 | 0 | 0
F1_Commercial_OR - College_New_Food Preparation_Natural Gas_Conveyor Oven_A_Technical Potential | F1 | Commercial | OR - College | New | Food Preparation | Natural Gas | Conveyor Oven | A | Integrated Unit Energy Savings (kWh or therms) | Technical Potential | 0 | 0 | 0 | 0 | 0 | 0 | 0 | 0 | 0 | 0 | 0 | 0 | 0 | 0 | 0 | 0 | 0 | 0 | 0 | 0 | 0 | 0 | 0 | 0 | 0 | 0 | 0
F2_Commercial_OR - College_New_Food Preparation_Natural Gas_Conveyor Oven_A_Technical Potential | F2 | Commercial | OR - College | New | Food Preparation | Natural Gas | Conveyor Oven | A | Integrated Unit Summer Peak Savings (kW) | Technical Potential | 0 | 0 | 0 | 0 | 0 | 0 | 0 | 0 | 0 | 0 | 0 | 0 | 0 | 0 | 0 | 0 | 0 | 0 | 0 | 0 | 0 | 0 | 0 | 0 | 0 | 0 | 0
F3_Commercial_OR - College_New_Food Preparation_Natural Gas_Conveyor Oven_A_Technical Potential | F3 | Commercial | OR - College | New | Food Preparation | Natural Gas | Conveyor Oven | A | Integrated Unit Winter Peak Savings (kW) | Technical Potential | 0 | 0 | 0 | 0 | 0 | 0 | 0 | 0 | 0 | 0 | 0 | 0 | 0 | 0 | 0 | 0 | 0 | 0 | 0 | 0 | 0 | 0 | 0 | 0 | 0 | 0 | 0
F4_Commercial_OR - College_New_Food Preparation_Natural Gas_Conveyor Oven_A_Technical Potential | F4 | Commercial | OR - College | New | Food Preparation | Natural Gas | Conveyor Oven | A | Incremental Energy Savings (MWh or mTherms) | Technical Potential | 0 | 0 | 0 | 0 | 0 | 0 | 0 | 0 | 0 | 0 | 0 | 0 | 0 | 0 | 0 | 0 | 0 | 0 | 0 | 0 | 0 | 0 | 0 | 0 | 0 | 0 | 0
F5_Commercial_OR - College_New_Food Preparation_Natural Gas_Conveyor Oven_A_Technical Potential | F5 | Commercial | OR - College | New | Food Preparation | Natural Gas | Conveyor Oven | A | Incremental Summer Peak Savings (MW) | Technical Potential | 0 | 0 | 0 | 0 | 0 | 0 | 0 | 0 | 0 | 0 | 0 | 0 | 0 | 0 | 0 | 0 | 0 | 0 | 0 | 0 | 0 | 0 | 0 | 0 | 0 | 0 | 0
F6_Commercial_OR - College_New_Food Preparation_Natural Gas_Conveyor Oven_A_Technical Potential | F6 | Commercial | OR - College | New | Food Preparation | Natural Gas | Conveyor Oven | A | Incremental Winter Peak Savings (MW) | Technical Potential | 0 | 0 | 0 | 0 | 0 | 0 | 0 | 0 | 0 | 0 | 0 | 0 | 0 | 0 | 0 | 0 | 0 | 0 | 0 | 0 | 0 | 0 | 0 | 0 | 0 | 0 | 0
F7_Commercial_OR - College_New_Food Preparation_Natural Gas_Conveyor Oven_A_Technical Potential | F7 | Commercial | OR - College | New | Food Preparation | Natural Gas | Conveyor Oven | A | Cumulative Energy Savings (MWh or mTherms) | Technical Potential | 0 | 0 | 0 | 0 | 0 | 0 | 0 | 0 | 0 | 0 | 0 | 0 | 0 | 0 | 0 | 0 | 0 | 0 | 0 | 0 | 0 | 0 | 0 | 0 | 0 | 0 | 0
F8_Commercial_OR - College_New_Food Preparation_Natural Gas_Conveyor Oven_A_Technical Potential | F8 | Commercial | OR - College | New | Food Preparation | Natural Gas | Conveyor Oven | A | Cumulative Summer Peak Savings (MW) | Technical Potential | 0 | 0 | 0 | 0 | 0 | 0 | 0 | 0 | 0 | 0 | 0 | 0 | 0 | 0 | 0 | 0 | 0 | 0 | 0 | 0 | 0 | 0 | 0 | 0 | 0 | 0 | 0
F9_Commercial_OR - College_New_Food Preparation_Natural Gas_Conveyor Oven_A_Technical Potential | F9 | Commercial | OR - College | New | Food Preparation | Natural Gas | Conveyor Oven | A | Cumulative Winter Peak Savings (MW) | Technical Potential | 0 | 0 | 0 | 0 | 0 | 0 | 0 | 0 | 0 | 0 | 0 | 0 | 0 | 0 | 0 | 0 | 0 | 0 | 0 | 0 | 0 | 0 | 0 | 0 | 0 | 0 | 0
F10_Commercial_OR - College_New_Food Preparation_Natural Gas_Conveyor Oven_A_Technical Potential | F10 | Commercial | OR - College | New | Food Preparation | Natural Gas | Conveyor Oven | A | Purchases (Incremental) | Technical Potential | 0 | 0 | 0 | 0 | 0 | 0 | 0 | 0 | 0 | 0 | 0 | 0 | 0 | 0 | 0 | 0 | 0 | 0 | 0 | 0 | 0 | 0 | 0 | 0 | 0 | 0 | 0
F11_Commercial_OR - College_New_Food Preparation_Natural Gas_Conveyor Oven_A_Technical Potential | F11 | Commercial | OR - College | New | Food Preparation | Natural Gas | Conveyor Oven | A | Purchases (Cumulative) | Technical Potential | 0 | 0 | 0 | 0 | 0 | 0 | 0 | 0 | 0 | 0 | 0 | 0 | 0 | 0 | 0 | 0 | 0 | 0 | 0 | 0 | 0 | 0 | 0 | 0 | 0 | 0 | 0
F1_Commercial_OR - College_New_Food Preparation_Natural Gas_Double Rack Oven_A_Technical Potential | F1 | Commercial | OR - College | New | Food Preparation | Natural Gas | Double Rack Oven | A | Integrated Unit Energy Savings (kWh or therms) | Technical Potential | 0 | 0 | 0 | 0 | 0 | 0 | 0 | 0 | 0 | 0 | 0 | 0 | 0 | 0 | 0 | 0 | 0 | 0 | 0 | 0 | 0 | 0 | 0 | 0 | 0 | 0 | 0
F2_Commercial_OR - College_New_Food Preparation_Natural Gas_Double Rack Oven_A_Technical Potential | F2 | Commercial | OR - College | New | Food Preparation | Natural Gas | Double Rack Oven | A | Integrated Unit Summer Peak Savings (kW) | Technical Potential | 0 | 0 | 0 | 0 | 0 | 0 | 0 | 0 | 0 | 0 | 0 | 0 | 0 | 0 | 0 | 0 | 0 | 0 | 0 | 0 | 0 | 0 | 0 | 0 | 0 | 0 | 0
F3_Commercial_OR - College_New_Food Preparation_Natural Gas_Double Rack Oven_A_Technical Potential | F3 | Commercial | OR - College | New | Food Preparation | Natural Gas | Double Rack Oven | A | Integrated Unit Winter Peak Savings (kW) | Technical Potential | 0 | 0 | 0 | 0 | 0 | 0 | 0 | 0 | 0 | 0 | 0 | 0 | 0 | 0 | 0 | 0 | 0 | 0 | 0 | 0 | 0 | 0 | 0 | 0 | 0 | 0 | 0
F4_Commercial_OR - College_New_Food Preparation_Natural Gas_Double Rack Oven_A_Technical Potential | F4 | Commercial | OR - College | New | Food Preparation | Natural Gas | Double Rack Oven | A | Incremental Energy Savings (MWh or mTherms) | Technical Potential | 0 | 0 | 0 | 0 | 0 | 0 | 0 | 0 | 0 | 0 | 0 | 0 | 0 | 0 | 0 | 0 | 0 | 0 | 0 | 0 | 0 | 0 | 0 | 0 | 0 | 0 | 0
F5_Commercial_OR - College_New_Food Preparation_Natural Gas_Double Rack Oven_A_Technical Potential | F5 | Commercial | OR - College | New | Food Preparation | Natural Gas | Double Rack Oven | A | Incremental Summer Peak Savings (MW) | Technical Potential | 0 | 0 | 0 | 0 | 0 | 0 | 0 | 0 | 0 | 0 | 0 | 0 | 0 | 0 | 0 | 0 | 0 | 0 | 0 | 0 | 0 | 0 | 0 | 0 | 0 | 0 | 0
F6_Commercial_OR - College_New_Food Preparation_Natural Gas_Double Rack Oven_A_Technical Potential | F6 | Commercial | OR - College | New | Food Preparation | Natural Gas | Double Rack Oven | A | Incremental Winter Peak Savings (MW) | Technical Potential | 0 | 0 | 0 | 0 | 0 | 0 | 0 | 0 | 0 | 0 | 0 | 0 | 0 | 0 | 0 | 0 | 0 | 0 | 0 | 0 | 0 | 0 | 0 | 0 | 0 | 0 | 0
F7_Commercial_OR - College_New_Food Preparation_Natural Gas_Double Rack Oven_A_Technical Potential | F7 | Commercial | OR - College | New | Food Preparation | Natural Gas | Double Rack Oven | A | Cumulative Energy Savings (MWh or mTherms) | Technical Potential | 0 | 0 | 0 | 0 | 0 | 0 | 0 | 0 | 0 | 0 | 0 | 0 | 0 | 0 | 0 | 0 | 0 | 0 | 0 | 0 | 0 | 0 | 0 | 0 | 0 | 0 | 0
F8_Commercial_OR - College_New_Food Preparation_Natural Gas_Double Rack Oven_A_Technical Potential | F8 | Commercial | OR - College | New | Food Preparation | Natural Gas | Double Rack Oven | A | Cumulative Summer Peak Savings (MW) | Technical Potential | 0 | 0 | 0 | 0 | 0 | 0 | 0 | 0 | 0 | 0 | 0 | 0 | 0 | 0 | 0 | 0 | 0 | 0 | 0 | 0 | 0 | 0 | 0 | 0 | 0 | 0 | 0
F9_Commercial_OR - College_New_Food Preparation_Natural Gas_Double Rack Oven_A_Technical Potential | F9 | Commercial | OR - College | New | Food Preparation | Natural Gas | Double Rack Oven | A | Cumulative Winter Peak Savings (MW) | Technical Potential | 0 | 0 | 0 | 0 | 0 | 0 | 0 | 0 | 0 | 0 | 0 | 0 | 0 | 0 | 0 | 0 | 0 | 0 | 0 | 0 | 0 | 0 | 0 | 0 | 0 | 0 | 0
F10_Commercial_OR - College_New_Food Preparation_Natural Gas_Double Rack Oven_A_Technical Potential | F10 | Commercial | OR - College | New | Food Preparation | Natural Gas | Double Rack Oven | A | Purchases (Incremental) | Technical Potential | 0 | 0 | 0 | 0 | 0 | 0 | 0 | 0 | 0 | 0 | 0 | 0 | 0 | 0 | 0 | 0 | 0 | 0 | 0 | 0 | 0 | 0 | 0 | 0 | 0 | 0 | 0
F11_Commercial_OR - College_New_Food Preparation_Natural Gas_Double Rack Oven_A_Technical Potential | F11 | Commercial | OR - College | New | Food Preparation | Natural Gas | Double Rack Oven | A | Purchases (Cumulative) | Technical Potential | 0 | 0 | 0 | 0 | 0 | 0 | 0 | 0 | 0 | 0 | 0 | 0 | 0 | 0 | 0 | 0 | 0 | 0 | 0 | 0 | 0 | 0 | 0 | 0 | 0 | 0 | 0
F1_Commercial_OR - College_New_Food Preparation_Natural Gas_Fryer_A_Technical Potential | F1 | Commercial | OR - College | New | Food Preparation | Natural Gas | Fryer | A | Integrated Unit Energy Savings (kWh or therms) | Technical Potential | 0 | 0 | 0 | 0 | 0 | 0 | 0 | 0 | 0 | 0 | 0 | 0 | 0 | 0 | 0 | 0 | 0 | 0 | 0 | 0 | 0 | 0 | 0 | 0 | 0 | 0 | 0
F2_Commercial_OR - College_New_Food Preparation_Natural Gas_Fryer_A_Technical Potential | F2 | Commercial | OR - College | New | Food Preparation | Natural Gas | Fryer | A | Integrated Unit Summer Peak Savings (kW) | Technical Potential | 0 | 0 | 0 | 0 | 0 | 0 | 0 | 0 | 0 | 0 | 0 | 0 | 0 | 0 | 0 | 0 | 0 | 0 | 0 | 0 | 0 | 0 | 0 | 0 | 0 | 0 | 0
F3_Commercial_OR - College_New_Food Preparation_Natural Gas_Fryer_A_Technical Potential | F3 | Commercial | OR - College | New | Food Preparation | Natural Gas | Fryer | A | Integrated Unit Winter Peak Savings (kW) | Technical Potential | 0 | 0 | 0 | 0 | 0 | 0 | 0 | 0 | 0 | 0 | 0 | 0 | 0 | 0 | 0 | 0 | 0 | 0 | 0 | 0 | 0 | 0 | 0 | 0 | 0 | 0 | 0
F4_Commercial_OR - College_New_Food Preparation_Natural Gas_Fryer_A_Technical Potential | F4 | Commercial | OR - College | New | Food Preparation | Natural Gas | Fryer | A | Incremental Energy Savings (MWh or mTherms) | Technical Potential | 0 | 0 | 0 | 0 | 0 | 0 | 0 | 0 | 0 | 0 | 0 | 0 | 0 | 0 | 0 | 0 | 0 | 0 | 0 | 0 | 0 | 0 | 0 | 0 | 0 | 0 | 0
F5_Commercial_OR - College_New_Food Preparation_Natural Gas_Fryer_A_Technical Potential | F5 | Commercial | OR - College | New | Food Preparation | Natural Gas | Fryer | A | Incremental Summer Peak Savings (MW) | Technical Potential | 0 | 0 | 0 | 0 | 0 | 0 | 0 | 0 | 0 | 0 | 0 | 0 | 0 | 0 | 0 | 0 | 0 | 0 | 0 | 0 | 0 | 0 | 0 | 0 | 0 | 0 | 0
F6_Commercial_OR - College_New_Food Preparation_Natural Gas_Fryer_A_Technical Potential | F6 | Commercial | OR - College | New | Food Preparation | Natural Gas | Fryer | A | Incremental Winter Peak Savings (MW) | Technical Potential | 0 | 0 | 0 | 0 | 0 | 0 | 0 | 0 | 0 | 0 | 0 | 0 | 0 | 0 | 0 | 0 | 0 | 0 | 0 | 0 | 0 | 0 | 0 | 0 | 0 | 0 | 0
F7_Commercial_OR - College_New_Food Preparation_Natural Gas_Fryer_A_Technical Potential | F7 | Commercial | OR - College | New | Food Preparation | Natural Gas | Fryer | A | Cumulative Energy Savings (MWh or mTherms) | Technical Potential | 0 | 0 | 0 | 0 | 0 | 0 | 0 | 0 | 0 | 0 | 0 | 0 | 0 | 0 | 0 | 0 | 0 | 0 | 0 | 0 | 0 | 0 | 0 | 0 | 0 | 0 | 0
F8_Commercial_OR - College_New_Food Preparation_Natural Gas_Fryer_A_Technical Potential | F8 | Commercial | OR - College | New | Food Preparation | Natural Gas | Fryer | A | Cumulative Summer Peak Savings (MW) | Technical Potential | 0 | 0 | 0 | 0 | 0 | 0 | 0 | 0 | 0 | 0 | 0 | 0 | 0 | 0 | 0 | 0 | 0 | 0 | 0 | 0 | 0 | 0 | 0 | 0 | 0 | 0 | 0
F9_Commercial_OR - College_New_Food Preparation_Natural Gas_Fryer_A_Technical Potential | F9 | Commercial | OR - College | New | Food Preparation | Natural Gas | Fryer | A | Cumulative Winter Peak Savings (MW) | Technical Potential | 0 | 0 | 0 | 0 | 0 | 0 | 0 | 0 | 0 | 0 | 0 | 0 | 0 | 0 | 0 | 0 | 0 | 0 | 0 | 0 | 0 | 0 | 0 | 0 | 0 | 0 | 0
F10_Commercial_OR - College_New_Food Preparation_Natural Gas_Fryer_A_Technical Potential | F10 | Commercial | OR - College | New | Food Preparation | Natural Gas | Fryer | A | Purchases (Incremental) | Technical Potential | 0 | 0 | 0 | 0 | 0 | 0 | 0 | 0 | 0 | 0 | 0 | 0 | 0 | 0 | 0 | 0 | 0 | 0 | 0 | 0 | 0 | 0 | 0 | 0 | 0 | 0 | 0
F11_Commercial_OR - College_New_Food Preparation_Natural Gas_Fryer_A_Technical Potential | F11 | Commercial | OR - College | New | Food Preparation | Natural Gas | Fryer | A | Purchases (Cumulative) | Technical Potential | 0 | 0 | 0 | 0 | 0 | 0 | 0 | 0 | 0 | 0 | 0 | 0 | 0 | 0 | 0 | 0 | 0 | 0 | 0 | 0 | 0 | 0 | 0 | 0 | 0 | 0 | 0
F1_Commercial_OR - College_New_Food Preparation_Natural Gas_Broiler_A_Technical Potential | F1 | Commercial | OR - College | New | Food Preparation | Natural Gas | Broiler | A | Integrated Unit Energy Savings (kWh or therms) | Technical Potential | 0 | 0 | 0 | 0 | 0 | 0 | 0 | 0 | 0 | 0 | 0 | 0 | 0 | 0 | 0 | 0 | 0 | 0 | 0 | 0 | 0 | 0 | 0 | 0 | 0 | 0 | 0
F2_Commercial_OR - College_New_Food Preparation_Natural Gas_Broiler_A_Technical Potential | F2 | Commercial | OR - College | New | Food Preparation | Natural Gas | Broiler | A | Integrated Unit Summer Peak Savings (kW) | Technical Potential | 0 | 0 | 0 | 0 | 0 | 0 | 0 | 0 | 0 | 0 | 0 | 0 | 0 | 0 | 0 | 0 | 0 | 0 | 0 | 0 | 0 | 0 | 0 | 0 | 0 | 0 | 0
F3_Commercial_OR - College_New_Food Preparation_Natural Gas_Broiler_A_Technical Potential | F3 | Commercial | OR - College | New | Food Preparation | Natural Gas | Broiler | A | Integrated Unit Winter Peak Savings (kW) | Technical Potential | 0 | 0 | 0 | 0 | 0 | 0 | 0 | 0 | 0 | 0 | 0 | 0 | 0 | 0 | 0 | 0 | 0 | 0 | 0 | 0 | 0 | 0 | 0 | 0 | 0 | 0 | 0
F4_Commercial_OR - College_New_Food Preparation_Natural Gas_Broiler_A_Technical Potential | F4 | Commercial | OR - College | New | Food Preparation | Natural Gas | Broiler | A | Incremental Energy Savings (MWh or mTherms) | Technical Potential | 0 | 0 | 0 | 0 | 0 | 0 | 0 | 0 | 0 | 0 | 0 | 0 | 0 | 0 | 0 | 0 | 0 | 0 | 0 | 0 | 0 | 0 | 0 | 0 | 0 | 0 | 0
F5_Commercial_OR - College_New_Food Preparation_Natural Gas_Broiler_A_Technical Potential | F5 | Commercial | OR - College | New | Food Preparation | Natural Gas | Broiler | A | Incremental Summer Peak Savings (MW) | Technical Potential | 0 | 0 | 0 | 0 | 0 | 0 | 0 | 0 | 0 | 0 | 0 | 0 | 0 | 0 | 0 | 0 | 0 | 0 | 0 | 0 | 0 | 0 | 0 | 0 | 0 | 0 | 0
F6_Commercial_OR - College_New_Food Preparation_Natural Gas_Broiler_A_Technical Potential | F6 | Commercial | OR - College | New | Food Preparation | Natural Gas | Broiler | A | Incremental Winter Peak Savings (MW) | Technical Potential | 0 | 0 | 0 | 0 | 0 | 0 | 0 | 0 | 0 | 0 | 0 | 0 | 0 | 0 | 0 | 0 | 0 | 0 | 0 | 0 | 0 | 0 | 0 | 0 | 0 | 0 | 0
F7_Commercial_OR - College_New_Food Preparation_Natural Gas_Broiler_A_Technical Potential | F7 | Commercial | OR - College | New | Food Preparation | Natural Gas | Broiler | A | Cumulative Energy Savings (MWh or mTherms) | Technical Potential | 0 | 0 | 0 | 0 | 0 | 0 | 0 | 0 | 0 | 0 | 0 | 0 | 0 | 0 | 0 | 0 | 0 | 0 | 0 | 0 | 0 | 0 | 0 | 0 | 0 | 0 | 0
F8_Commercial_OR - College_New_Food Preparation_Natural Gas_Broiler_A_Technical Potential | F8 | Commercial | OR - College | New | Food Preparation | Natural Gas | Broiler | A | Cumulative Summer Peak Savings (MW) | Technical Potential | 0 | 0 | 0 | 0 | 0 | 0 | 0 | 0 | 0 | 0 | 0 | 0 | 0 | 0 | 0 | 0 | 0 | 0 | 0 | 0 | 0 | 0 | 0 | 0 | 0 | 0 | 0
F9_Commercial_OR - College_New_Food Preparation_Natural Gas_Broiler_A_Technical Potential | F9 | Commercial | OR - College | New | Food Preparation | Natural Gas | Broiler | A | Cumulative Winter Peak Savings (MW) | Technical Potential | 0 | 0 | 0 | 0 | 0 | 0 | 0 | 0 | 0 | 0 | 0 | 0 | 0 | 0 | 0 | 0 | 0 | 0 | 0 | 0 | 0 | 0 | 0 | 0 | 0 | 0 | 0
F10_Commercial_OR - College_New_Food Preparation_Natural Gas_Broiler_A_Technical Potential | F10 | Commercial | OR - College | New | Food Preparation | Natural Gas | Broiler | A | Purchases (Incremental) | Technical Potential | 0 | 0 | 0 | 0 | 0 | 0 | 0 | 0 | 0 | 0 | 0 | 0 | 0 | 0 | 0 | 0 | 0 | 0 | 0 | 0 | 0 | 0 | 0 | 0 | 0 | 0 | 0
F11_Commercial_OR - College_New_Food Preparation_Natural Gas_Broiler_A_Technical Potential | F11 | Commercial | OR - College | New | Food Preparation | Natural Gas | Broiler | A | Purchases (Cumulative) | Technical Potential | 0 | 0 | 0 | 0 | 0 | 0 | 0 | 0 | 0 | 0 | 0 | 0 | 0 | 0 | 0 | 0 | 0 | 0 | 0 | 0 | 0 | 0 | 0 | 0 | 0 | 0 | 0
F1_Commercial_OR - College_New_Food Preparation_Natural Gas_Griddle_A_Technical Potential | F1 | Commercial | OR - College | New | Food Preparation | Natural Gas | Griddle | A | Integrated Unit Energy Savings (kWh or therms) | Technical Potential | 0 | 0 | 0 | 0 | 0 | 0 | 0 | 0 | 0 | 0 | 0 | 0 | 0 | 0 | 0 | 0 | 0 | 0 | 0 | 0 | 0 | 0 | 0 | 0 | 0 | 0 | 0
F2_Commercial_OR - College_New_Food Preparation_Natural Gas_Griddle_A_Technical Potential | F2 | Commercial | OR - College | New | Food Preparation | Natural Gas | Griddle | A | Integrated Unit Summer Peak Savings (kW) | Technical Potential | 0 | 0 | 0 | 0 | 0 | 0 | 0 | 0 | 0 | 0 | 0 | 0 | 0 | 0 | 0 | 0 | 0 | 0 | 0 | 0 | 0 | 0 | 0 | 0 | 0 | 0 | 0
F3_Commercial_OR - College_New_Food Preparation_Natural Gas_Griddle_A_Technical Potential | F3 | Commercial | OR - College | New | Food Preparation | Natural Gas | Griddle | A | Integrated Unit Winter Peak Savings (kW) | Technical Potential | 0 | 0 | 0 | 0 | 0 | 0 | 0 | 0 | 0 | 0 | 0 | 0 | 0 | 0 | 0 | 0 | 0 | 0 | 0 | 0 | 0 | 0 | 0 | 0 | 0 | 0 | 0
F4_Commercial_OR - College_New_Food Preparation_Natural Gas_Griddle_A_Technical Potential | F4 | Commercial | OR - College | New | Food Preparation | Natural Gas | Griddle | A | Incremental Energy Savings (MWh or mTherms) | Technical Potential | 0 | 0 | 0 | 0 | 0 | 0 | 0 | 0 | 0 | 0 | 0 | 0 | 0 | 0 | 0 | 0 | 0 | 0 | 0 | 0 | 0 | 0 | 0 | 0 | 0 | 0 | 0
F5_Commercial_OR - College_New_Food Preparation_Natural Gas_Griddle_A_Technical Potential | F5 | Commercial | OR - College | New | Food Preparation | Natural Gas | Griddle | A | Incremental Summer Peak Savings (MW) | Technical Potential | 0 | 0 | 0 | 0 | 0 | 0 | 0 | 0 | 0 | 0 | 0 | 0 | 0 | 0 | 0 | 0 | 0 | 0 | 0 | 0 | 0 | 0 | 0 | 0 | 0 | 0 | 0
F6_Commercial_OR - College_New_Food Preparation_Natural Gas_Griddle_A_Technical Potential | F6 | Commercial | OR - College | New | Food Preparation | Natural Gas | Griddle | A | Incremental Winter Peak Savings (MW) | Technical Potential | 0 | 0 | 0 | 0 | 0 | 0 | 0 | 0 | 0 | 0 | 0 | 0 | 0 | 0 | 0 | 0 | 0 | 0 | 0 | 0 | 0 | 0 | 0 | 0 | 0 | 0 | 0
F7_Commercial_OR - College_New_Food Preparation_Natural Gas_Griddle_A_Technical Potential | F7 | Commercial | OR - College | New | Food Preparation | Natural Gas | Griddle | A | Cumulative Energy Savings (MWh or mTherms) | Technical Potential | 0 | 0 | 0 | 0 | 0 | 0 | 0 | 0 | 0 | 0 | 0 | 0 | 0 | 0 | 0 | 0 | 0 | 0 | 0 | 0 | 0 | 0 | 0 | 0 | 0 | 0 | 0
F8_Commercial_OR - College_New_Food Preparation_Natural Gas_Griddle_A_Technical Potential | F8 | Commercial | OR - College | New | Food Preparation | Natural Gas | Griddle | A | Cumulative Summer Peak Savings (MW) | Technical Potential | 0 | 0 | 0 | 0 | 0 | 0 | 0 | 0 | 0 | 0 | 0 | 0 | 0 | 0 | 0 | 0 | 0 | 0 | 0 | 0 | 0 | 0 | 0 | 0 | 0 | 0 | 0
F9_Commercial_OR - College_New_Food Preparation_Natural Gas_Griddle_A_Technical Potential | F9 | Commercial | OR - College | New | Food Preparation | Natural Gas | Griddle | A | Cumulative Winter Peak Savings (MW) | Technical Potential | 0 | 0 | 0 | 0 | 0 | 0 | 0 | 0 | 0 | 0 | 0 | 0 | 0 | 0 | 0 | 0 | 0 | 0 | 0 | 0 | 0 | 0 | 0 | 0 | 0 | 0 | 0
F10_Commercial_OR - College_New_Food Preparation_Natural Gas_Griddle_A_Technical Potential | F10 | Commercial | OR - College | New | Food Preparation | Natural Gas | Griddle | A | Purchases (Incremental) | Technical Potential | 0 | 0 | 0 | 0 | 0 | 0 | 0 | 0 | 0 | 0 | 0 | 0 | 0 | 0 | 0 | 0 | 0 | 0 | 0 | 0 | 0 | 0 | 0 | 0 | 0 | 0 | 0
F11_Commercial_OR - College_New_Food Preparation_Natural Gas_Griddle_A_Technical Potential | F11 | Commercial | OR - College | New | Food Preparation | Natural Gas | Griddle | A | Purchases (Cumulative) | Technical Potential | 0 | 0 | 0 | 0 | 0 | 0 | 0 | 0 | 0 | 0 | 0 | 0 | 0 | 0 | 0 | 0 | 0 | 0 | 0 | 0 | 0 | 0 | 0 | 0 | 0 | 0 | 0
F1_Commercial_OR - College_New_Food Preparation_Natural Gas_Range_A_Technical Potential | F1 | Commercial | OR - College | New | Food Preparation | Natural Gas | Range | A | Integrated Unit Energy Savings (kWh or therms) | Technical Potential | 0 | 0 | 0 | 0 | 0 | 0 | 0 | 0 | 0 | 0 | 0 | 0 | 0 | 0 | 0 | 0 | 0 | 0 | 0 | 0 | 0 | 0 | 0 | 0 | 0 | 0 | 0
F2_Commercial_OR - College_New_Food Preparation_Natural Gas_Range_A_Technical Potential | F2 | Commercial | OR - College | New | Food Preparation | Natural Gas | Range | A | Integrated Unit Summer Peak Savings (kW) | Technical Potential | 0 | 0 | 0 | 0 | 0 | 0 | 0 | 0 | 0 | 0 | 0 | 0 | 0 | 0 | 0 | 0 | 0 | 0 | 0 | 0 | 0 | 0 | 0 | 0 | 0 | 0 | 0
F3_Commercial_OR - College_New_Food Preparation_Natural Gas_Range_A_Technical Potential | F3 | Commercial | OR - College | New | Food Preparation | Natural Gas | Range | A | Integrated Unit Winter Peak Savings (kW) | Technical Potential | 0 | 0 | 0 | 0 | 0 | 0 | 0 | 0 | 0 | 0 | 0 | 0 | 0 | 0 | 0 | 0 | 0 | 0 | 0 | 0 | 0 | 0 | 0 | 0 | 0 | 0 | 0
F4_Commercial_OR - College_New_Food Preparation_Natural Gas_Range_A_Technical Potential | F4 | Commercial | OR - College | New | Food Preparation | Natural Gas | Range | A | Incremental Energy Savings (MWh or mTherms) | Technical Potential | 0 | 0 | 0 | 0 | 0 | 0 | 0 | 0 | 0 | 0 | 0 | 0 | 0 | 0 | 0 | 0 | 0 | 0 | 0 | 0 | 0 | 0 | 0 | 0 | 0 | 0 | 0
F5_Commercial_OR - College_New_Food Preparation_Natural Gas_Range_A_Technical Potential | F5 | Commercial | OR - College | New | Food Preparation | Natural Gas | Range | A | Incremental Summer Peak Savings (MW) | Technical Potential | 0 | 0 | 0 | 0 | 0 | 0 | 0 | 0 | 0 | 0 | 0 | 0 | 0 | 0 | 0 | 0 | 0 | 0 | 0 | 0 | 0 | 0 | 0 | 0 | 0 | 0 | 0
F6_Commercial_OR - College_New_Food Preparation_Natural Gas_Range_A_Technical Potential | F6 | Commercial | OR - College | New | Food Preparation | Natural Gas | Range | A | Incremental Winter Peak Savings (MW) | Technical Potential | 0 | 0 | 0 | 0 | 0 | 0 | 0 | 0 | 0 | 0 | 0 | 0 | 0 | 0 | 0 | 0 | 0 | 0 | 0 | 0 | 0 | 0 | 0 | 0 | 0 | 0 | 0
F7_Commercial_OR - College_New_Food Preparation_Natural Gas_Range_A_Technical Potential | F7 | Commercial | OR - College | New | Food Preparation | Natural Gas | Range | A | Cumulative Energy Savings (MWh or mTherms) | Technical Potential | 0 | 0 | 0 | 0 | 0 | 0 | 0 | 0 | 0 | 0 | 0 | 0 | 0 | 0 | 0 | 0 | 0 | 0 | 0 | 0 | 0 | 0 | 0 | 0 | 0 | 0 | 0
F8_Commercial_OR - College_New_Food Preparation_Natural Gas_Range_A_Technical Potential | F8 | Commercial | OR - College | New | Food Preparation | Natural Gas | Range | A | Cumulative Summer Peak Savings (MW) | Technical Potential | 0 | 0 | 0 | 0 | 0 | 0 | 0 | 0 | 0 | 0 | 0 | 0 | 0 | 0 | 0 | 0 | 0 | 0 | 0 | 0 | 0 | 0 | 0 | 0 | 0 | 0 | 0
F9_Commercial_OR - College_New_Food Preparation_Natural Gas_Range_A_Technical Potential | F9 | Commercial | OR - College | New | Food Preparation | Natural Gas | Range | A | Cumulative Winter Peak Savings (MW) | Technical Potential | 0 | 0 | 0 | 0 | 0 | 0 | 0 | 0 | 0 | 0 | 0 | 0 | 0 | 0 | 0 | 0 | 0 | 0 | 0 | 0 | 0 | 0 | 0 | 0 | 0 | 0 | 0
F10_Commercial_OR - College_New_Food Preparation_Natural Gas_Range_A_Technical Potential | F10 | Commercial | OR - College | New | Food Preparation | Natural Gas | Range | A | Purchases (Incremental) | Technical Potential | 0 | 0 | 0 | 0 | 0 | 0 | 0 | 0 | 0 | 0 | 0 | 0 | 0 | 0 | 0 | 0 | 0 | 0 | 0 | 0 | 0 | 0 | 0 | 0 | 0 | 0 | 0
F11_Commercial_OR - College_New_Food Preparation_Natural Gas_Range_A_Technical Potential | F11 | Commercial | OR - College | New | Food Preparation | Natural Gas | Range | A | Purchases (Cumulative) | Technical Potential | 0 | 0 | 0 | 0 | 0 | 0 | 0 | 0 | 0 | 0 | 0 | 0 | 0 | 0 | 0 | 0 | 0 | 0 | 0 | 0 | 0 | 0 | 0 | 0 | 0 | 0 | 0
F1_Commercial_OR - College_New_Food Preparation_Natural Gas_Steamer_A_Technical Potential | F1 | Commercial | OR - College | New | Food Preparation | Natural Gas | Steamer | A | Integrated Unit Energy Savings (kWh or therms) | Technical Potential | 0 | 0 | 0 | 0 | 0 | 0 | 0 | 0 | 0 | 0 | 0 | 0 | 0 | 0 | 0 | 0 | 0 | 0 | 0 | 0 | 0 | 0 | 0 | 0 | 0 | 0 | 0
F2_Commercial_OR - College_New_Food Preparation_Natural Gas_Steamer_A_Technical Potential | F2 | Commercial | OR - College | New | Food Preparation | Natural Gas | Steamer | A | Integrated Unit Summer Peak Savings (kW) | Technical Potential | 0 | 0 | 0 | 0 | 0 | 0 | 0 | 0 | 0 | 0 | 0 | 0 | 0 | 0 | 0 | 0 | 0 | 0 | 0 | 0 | 0 | 0 | 0 | 0 | 0 | 0 | 0
F3_Commercial_OR - College_New_Food Preparation_Natural Gas_Steamer_A_Technical Potential | F3 | Commercial | OR - College | New | Food Preparation | Natural Gas | Steamer | A | Integrated Unit Winter Peak Savings (kW) | Technical Potential | 0 | 0 | 0 | 0 | 0 | 0 | 0 | 0 | 0 | 0 | 0 | 0 | 0 | 0 | 0 | 0 | 0 | 0 | 0 | 0 | 0 | 0 | 0 | 0 | 0 | 0 | 0
F4_Commercial_OR - College_New_Food Preparation_Natural Gas_Steamer_A_Technical Potential | F4 | Commercial | OR - College | New | Food Preparation | Natural Gas | Steamer | A | Incremental Energy Savings (MWh or mTherms) | Technical Potential | 0 | 0 | 0 | 0 | 0 | 0 | 0 | 0 | 0 | 0 | 0 | 0 | 0 | 0 | 0 | 0 | 0 | 0 | 0 | 0 | 0 | 0 | 0 | 0 | 0 | 0 | 0
F5_Commercial_OR - College_New_Food Preparation_Natural Gas_Steamer_A_Technical Potential | F5 | Commercial | OR - College | New | Food Preparation | Natural Gas | Steamer | A | Incremental Summer Peak Savings (MW) | Technical Potential | 0 | 0 | 0 | 0 | 0 | 0 | 0 | 0 | 0 | 0 | 0 | 0 | 0 | 0 | 0 | 0 | 0 | 0 | 0 | 0 | 0 | 0 | 0 | 0 | 0 | 0 | 0
F6_Commercial_OR - College_New_Food Preparation_Natural Gas_Steamer_A_Technical Potential | F6 | Commercial | OR - College | New | Food Preparation | Natural Gas | Steamer | A | Incremental Winter Peak Savings (MW) | Technical Potential | 0 | 0 | 0 | 0 | 0 | 0 | 0 | 0 | 0 | 0 | 0 | 0 | 0 | 0 | 0 | 0 | 0 | 0 | 0 | 0 | 0 | 0 | 0 | 0 | 0 | 0 | 0
F7_Commercial_OR - College_New_Food Preparation_Natural Gas_Steamer_A_Technical Potential | F7 | Commercial | OR - College | New | Food Preparation | Natural Gas | Steamer | A | Cumulative Energy Savings (MWh or mTherms) | Technical Potential | 0 | 0 | 0 | 0 | 0 | 0 | 0 | 0 | 0 | 0 | 0 | 0 | 0 | 0 | 0 | 0 | 0 | 0 | 0 | 0 | 0 | 0 | 0 | 0 | 0 | 0 | 0
F8_Commercial_OR - College_New_Food Preparation_Natural Gas_Steamer_A_Technical Potential | F8 | Commercial | OR - College | New | Food Preparation | Natural Gas | Steamer | A | Cumulative Summer Peak Savings (MW) | Technical Potential | 0 | 0 | 0 | 0 | 0 | 0 | 0 | 0 | 0 | 0 | 0 | 0 | 0 | 0 | 0 | 0 | 0 | 0 | 0 | 0 | 0 | 0 | 0 | 0 | 0 | 0 | 0
F9_Commercial_OR - College_New_Food Preparation_Natural Gas_Steamer_A_Technical Potential | F9 | Commercial | OR - College | New | Food Preparation | Natural Gas | Steamer | A | Cumulative Winter Peak Savings (MW) | Technical Potential | 0 | 0 | 0 | 0 | 0 | 0 | 0 | 0 | 0 | 0 | 0 | 0 | 0 | 0 | 0 | 0 | 0 | 0 | 0 | 0 | 0 | 0 | 0 | 0 | 0 | 0 | 0
F10_Commercial_OR - College_New_Food Preparation_Natural Gas_Steamer_A_Technical Potential | F10 | Commercial | OR - College | New | Food Preparation | Natural Gas | Steamer | A | Purchases (Incremental) | Technical Potential | 0 | 0 | 0 | 0 | 0 | 0 | 0 | 0 | 0 | 0 | 0 | 0 | 0 | 0 | 0 | 0 | 0 | 0 | 0 | 0 | 0 | 0 | 0 | 0 | 0 | 0 | 0
F11_Commercial_OR - College_New_Food Preparation_Natural Gas_Steamer_A_Technical Potential | F11 | Commercial | OR - College | New | Food Preparation | Natural Gas | Steamer | A | Purchases (Cumulative) | Technical Potential | 0 | 0 | 0 | 0 | 0 | 0 | 0 | 0 | 0 | 0 | 0 | 0 | 0 | 0 | 0 | 0 | 0 | 0 | 0 | 0 | 0 | 0 | 0 | 0 | 0 | 0 | 0
F1_Commercial_OR - College_New_Food Preparation_Natural Gas_Commercial Food Prep Other_A_Technical Potential | F1 | Commercial | OR - College | New | Food Preparation | Natural Gas | Commercial Food Prep Other | A | Integrated Unit Energy Savings (kWh or therms) | Technical Potential | 0 | 0 | 0 | 0 | 0 | 0 | 0 | 0 | 0 | 0 | 0 | 0 | 0 | 0 | 0 | 0 | 0 | 0 | 0 | 0 | 0 | 0 | 0 | 0 | 0 | 0 | 0
F2_Commercial_OR - College_New_Food Preparation_Natural Gas_Commercial Food Prep Other_A_Technical Potential | F2 | Commercial | OR - College | New | Food Preparation | Natural Gas | Commercial Food Prep Other | A | Integrated Unit Summer Peak Savings (kW) | Technical Potential | 0 | 0 | 0 | 0 | 0 | 0 | 0 | 0 | 0 | 0 | 0 | 0 | 0 | 0 | 0 | 0 | 0 | 0 | 0 | 0 | 0 | 0 | 0 | 0 | 0 | 0 | 0
F3_Commercial_OR - College_New_Food Preparation_Natural Gas_Commercial Food Prep Other_A_Technical Potential | F3 | Commercial | OR - College | New | Food Preparation | Natural Gas | Commercial Food Prep Other | A | Integrated Unit Winter Peak Savings (kW) | Technical Potential | 0 | 0 | 0 | 0 | 0 | 0 | 0 | 0 | 0 | 0 | 0 | 0 | 0 | 0 | 0 | 0 | 0 | 0 | 0 | 0 | 0 | 0 | 0 | 0 | 0 | 0 | 0
F4_Commercial_OR - College_New_Food Preparation_Natural Gas_Commercial Food Prep Other_A_Technical Potential | F4 | Commercial | OR - College | New | Food Preparation | Natural Gas | Commercial Food Prep Other | A | Incremental Energy Savings (MWh or mTherms) | Technical Potential | 0 | 0 | 0 | 0 | 0 | 0 | 0 | 0 | 0 | 0 | 0 | 0 | 0 | 0 | 0 | 0 | 0 | 0 | 0 | 0 | 0 | 0 | 0 | 0 | 0 | 0 | 0
F5_Commercial_OR - College_New_Food Preparation_Natural Gas_Commercial Food Prep Other_A_Technical Potential | F5 | Commercial | OR - College | New | Food Preparation | Natural Gas | Commercial Food Prep Other | A | Incremental Summer Peak Savings (MW) | Technical Potential | 0 | 0 | 0 | 0 | 0 | 0 | 0 | 0 | 0 | 0 | 0 | 0 | 0 | 0 | 0 | 0 | 0 | 0 | 0 | 0 | 0 | 0 | 0 | 0 | 0 | 0 | 0
F6_Commercial_OR - College_New_Food Preparation_Natural Gas_Commercial Food Prep Other_A_Technical Potential | F6 | Commercial | OR - College | New | Food Preparation | Natural Gas | Commercial Food Prep Other | A | Incremental Winter Peak Savings (MW) | Technical Potential | 0 | 0 | 0 | 0 | 0 | 0 | 0 | 0 | 0 | 0 | 0 | 0 | 0 | 0 | 0 | 0 | 0 | 0 | 0 | 0 | 0 | 0 | 0 | 0 | 0 | 0 | 0
F7_Commercial_OR - College_New_Food Preparation_Natural Gas_Commercial Food Prep Other_A_Technical Potential | F7 | Commercial | OR - College | New | Food Preparation | Natural Gas | Commercial Food Prep Other | A | Cumulative Energy Savings (MWh or mTherms) | Technical Potential | 0 | 0 | 0 | 0 | 0 | 0 | 0 | 0 | 0 | 0 | 0 | 0 | 0 | 0 | 0 | 0 | 0 | 0 | 0 | 0 | 0 | 0 | 0 | 0 | 0 | 0 | 0
F8_Commercial_OR - College_New_Food Preparation_Natural Gas_Commercial Food Prep Other_A_Technical Potential | F8 | Commercial | OR - College | New | Food Preparation | Natural Gas | Commercial Food Prep Other | A | Cumulative Summer Peak Savings (MW) | Technical Potential | 0 | 0 | 0 | 0 | 0 | 0 | 0 | 0 | 0 | 0 | 0 | 0 | 0 | 0 | 0 | 0 | 0 | 0 | 0 | 0 | 0 | 0 | 0 | 0 | 0 | 0 | 0
F9_Commercial_OR - College_New_Food Preparation_Natural Gas_Commercial Food Prep Other_A_Technical Potential | F9 | Commercial | OR - College | New | Food Preparation | Natural Gas | Commercial Food Prep Other | A | Cumulative Winter Peak Savings (MW) | Technical Potential | 0 | 0 | 0 | 0 | 0 | 0 | 0 | 0 | 0 | 0 | 0 | 0 | 0 | 0 | 0 | 0 | 0 | 0 | 0 | 0 | 0 | 0 | 0 | 0 | 0 | 0 | 0
F10_Commercial_OR - College_New_Food Preparation_Natural Gas_Commercial Food Prep Other_A_Technical Potential | F10 | Commercial | OR - College | New | Food Preparation | Natural Gas | Commercial Food Prep Other | A | Purchases (Incremental) | Technical Potential | 0 | 0 | 0 | 0 | 0 | 0 | 0 | 0 | 0 | 0 | 0 | 0 | 0 | 0 | 0 | 0 | 0 | 0 | 0 | 0 | 0 | 0 | 0 | 0 | 0 | 0 | 0
F11_Commercial_OR - College_New_Food Preparation_Natural Gas_Commercial Food Prep Other_A_Technical Potential | F11 | Commercial | OR - College | New | Food Preparation | Natural Gas | Commercial Food Prep Other | A | Purchases (Cumulative) | Technical Potential | 0 | 0 | 0 | 0 | 0 | 0 | 0 | 0 | 0 | 0 | 0 | 0 | 0 | 0 | 0 | 0 | 0 | 0 | 0 | 0 | 0 | 0 | 0 | 0 | 0 | 0 | 0
F1_Commercial_OR - College_New_Miscellaneous_Natural Gas_Pool Heater_A_Technical Potential | F1 | Commercial | OR - College | New | Miscellaneous | Natural Gas | Pool Heater | A | Integrated Unit Energy Savings (kWh or therms) | Technical Potential | 0 | 0 | 0 | 0 | 0 | 0 | 0 | 0 | 0 | 0 | 0 | 0 | 0 | 0 | 0 | 0 | 0 | 0 | 0 | 0 | 0 | 0 | 0 | 0 | 0 | 0 | 0
F2_Commercial_OR - College_New_Miscellaneous_Natural Gas_Pool Heater_A_Technical Potential | F2 | Commercial | OR - College | New | Miscellaneous | Natural Gas | Pool Heater | A | Integrated Unit Summer Peak Savings (kW) | Technical Potential | 0 | 0 | 0 | 0 | 0 | 0 | 0 | 0 | 0 | 0 | 0 | 0 | 0 | 0 | 0 | 0 | 0 | 0 | 0 | 0 | 0 | 0 | 0 | 0 | 0 | 0 | 0
F3_Commercial_OR - College_New_Miscellaneous_Natural Gas_Pool Heater_A_Technical Potential | F3 | Commercial | OR - College | New | Miscellaneous | Natural Gas | Pool Heater | A | Integrated Unit Winter Peak Savings (kW) | Technical Potential | 0 | 0 | 0 | 0 | 0 | 0 | 0 | 0 | 0 | 0 | 0 | 0 | 0 | 0 | 0 | 0 | 0 | 0 | 0 | 0 | 0 | 0 | 0 | 0 | 0 | 0 | 0
F4_Commercial_OR - College_New_Miscellaneous_Natural Gas_Pool Heater_A_Technical Potential | F4 | Commercial | OR - College | New | Miscellaneous | Natural Gas | Pool Heater | A | Incremental Energy Savings (MWh or mTherms) | Technical Potential | 0 | 0 | 0 | 0 | 0 | 0 | 0 | 0 | 0 | 0 | 0 | 0 | 0 | 0 | 0 | 0 | 0 | 0 | 0 | 0 | 0 | 0 | 0 | 0 | 0 | 0 | 0
F5_Commercial_OR - College_New_Miscellaneous_Natural Gas_Pool Heater_A_Technical Potential | F5 | Commercial | OR - College | New | Miscellaneous | Natural Gas | Pool Heater | A | Incremental Summer Peak Savings (MW) | Technical Potential | 0 | 0 | 0 | 0 | 0 | 0 | 0 | 0 | 0 | 0 | 0 | 0 | 0 | 0 | 0 | 0 | 0 | 0 | 0 | 0 | 0 | 0 | 0 | 0 | 0 | 0 | 0
F6_Commercial_OR - College_New_Miscellaneous_Natural Gas_Pool Heater_A_Technical Potential | F6 | Commercial | OR - College | New | Miscellaneous | Natural Gas | Pool Heater | A | Incremental Winter Peak Savings (MW) | Technical Potential | 0 | 0 | 0 | 0 | 0 | 0 | 0 | 0 | 0 | 0 | 0 | 0 | 0 | 0 | 0 | 0 | 0 | 0 | 0 | 0 | 0 | 0 | 0 | 0 | 0 | 0 | 0
F7_Commercial_OR - College_New_Miscellaneous_Natural Gas_Pool Heater_A_Technical Potential | F7 | Commercial | OR - College | New | Miscellaneous | Natural Gas | Pool Heater | A | Cumulative Energy Savings (MWh or mTherms) | Technical Potential | 0 | 0 | 0 | 0 | 0 | 0 | 0 | 0 | 0 | 0 | 0 | 0 | 0 | 0 | 0 | 0 | 0 | 0 | 0 | 0 | 0 | 0 | 0 | 0 | 0 | 0 | 0
F8_Commercial_OR - College_New_Miscellaneous_Natural Gas_Pool Heater_A_Technical Potential | F8 | Commercial | OR - College | New | Miscellaneous | Natural Gas | Pool Heater | A | Cumulative Summer Peak Savings (MW) | Technical Potential | 0 | 0 | 0 | 0 | 0 | 0 | 0 | 0 | 0 | 0 | 0 | 0 | 0 | 0 | 0 | 0 | 0 | 0 | 0 | 0 | 0 | 0 | 0 | 0 | 0 | 0 | 0
F9_Commercial_OR - College_New_Miscellaneous_Natural Gas_Pool Heater_A_Technical Potential | F9 | Commercial | OR - College | New | Miscellaneous | Natural Gas | Pool Heater | A | Cumulative Winter Peak Savings (MW) | Technical Potential | 0 | 0 | 0 | 0 | 0 | 0 | 0 | 0 | 0 | 0 | 0 | 0 | 0 | 0 | 0 | 0 | 0 | 0 | 0 | 0 | 0 | 0 | 0 | 0 | 0 | 0 | 0
F10_Commercial_OR - College_New_Miscellaneous_Natural Gas_Pool Heater_A_Technical Potential | F10 | Commercial | OR - College | New | Miscellaneous | Natural Gas | Pool Heater | A | Purchases (Incremental) | Technical Potential | 0 | 0 | 0 | 0 | 0 | 0 | 0 | 0 | 0 | 0 | 0 | 0 | 0 | 0 | 0 | 0 | 0 | 0 | 0 | 0 | 0 | 0 | 0 | 0 | 0 | 0 | 0
F11_Commercial_OR - College_New_Miscellaneous_Natural Gas_Pool Heater_A_Technical Potential | F11 | Commercial | OR - College | New | Miscellaneous | Natural Gas | Pool Heater | A | Purchases (Cumulative) | Technical Potential | 0 | 0 | 0 | 0 | 0 | 0 | 0 | 0 | 0 | 0 | 0 | 0 | 0 | 0 | 0 | 0 | 0 | 0 | 0 | 0 | 0 | 0 | 0 | 0 | 0 | 0 | 0
F1_Commercial_OR - Health_Existing_Space Heating_Natural Gas_Furnace_A_Technical Potential | F1 | Commercial | OR - Health | Existing | Space Heating | Natural Gas | Furnace | A | Integrated Unit Energy Savings (kWh or therms) | Technical Potential | 0 | 122.2515 | 121.7774 | 82.9831 | 82.9831 | 82.9831 | 82.9831 | 82.9831 | 82.9831 | 82.9831 | 82.9831 | 82.9831 | 82.9831 | 82.9831 | 82.9831 | 82.9831 | 82.9831 | 82.9831 | 82.9831 | 82.9831 | 82.9831 | 82.9831 | 82.9831 | 82.9831 | 82.9831 | 82.9831 | 82.9831
F2_Commercial_OR - Health_Existing_Space Heating_Natural Gas_Furnace_A_Technical Potential | F2 | Commercial | OR - Health | Existing | Space Heating | Natural Gas | Furnace | A | Integrated Unit Summer Peak Savings (kW) | Technical Potential | 0 | 0 | 0 | 0 | 0 | 0 | 0 | 0 | 0 | 0 | 0 | 0 | 0 | 0 | 0 | 0 | 0 | 0 | 0 | 0 | 0 | 0 | 0 | 0 | 0 | 0 | 0
F3_Commercial_OR - Health_Existing_Space Heating_Natural Gas_Furnace_A_Technical Potential | F3 | Commercial | OR - Health | Existing | Space Heating | Natural Gas | Furnace | A | Integrated Unit Winter Peak Savings (kW) | Technical Potential | 0 | 0 | 0 | 0 | 0 | 0 | 0 | 0 | 0 | 0 | 0 | 0 | 0 | 0 | 0 | 0 | 0 | 0 | 0 | 0 | 0 | 0 | 0 | 0 | 0 | 0 | 0
F4_Commercial_OR - Health_Existing_Space Heating_Natural Gas_Furnace_A_Technical Potential | F4 | Commercial | OR - Health | Existing | Space Heating | Natural Gas | Furnace | A | Incremental Energy Savings (MWh or mTherms) | Technical Potential | 0 | 0 | 0.081497 | 0.063115 | 0.071191 | 0.079723 | 0.088675 | 0.098017 | 0.10772 | 0.11775 | 0.12701 | 0.13556 | 0.14345 | 0.15073 | 0.15746 | 0.16366 | 0.16939 | 0.17468 | 0.17956 | 0.16948 | 0.16071 | 0.15321 | 0.1469 | 0.14173 | 0.13765 | 0.079065 | 0.069416
F5_Commercial_OR - Health_Existing_Space Heating_Natural Gas_Furnace_A_Technical Potential | F5 | Commercial | OR - Health | Existing | Space Heating | Natural Gas | Furnace | A | Incremental Summer Peak Savings (MW) | Technical Potential | 0 | 0 | 0 | 0 | 0 | 0 | 0 | 0 | 0 | 0 | 0 | 0 | 0 | 0 | 0 | 0 | 0 | 0 | 0 | 0 | 0 | 0 | 0 | 0 | 0 | 0 | 0
F6_Commercial_OR - Health_Existing_Space Heating_Natural Gas_Furnace_A_Technical Potential | F6 | Commercial | OR - Health | Existing | Space Heating | Natural Gas | Furnace | A | Incremental Winter Peak Savings (MW) | Technical Potential | 0 | 0 | 0 | 0 | 0 | 0 | 0 | 0 | 0 | 0 | 0 | 0 | 0 | 0 | 0 | 0 | 0 | 0 | 0 | 0 | 0 | 0 | 0 | 0 | 0 | 0 | 0
F7_Commercial_OR - Health_Existing_Space Heating_Natural Gas_Furnace_A_Technical Potential | F7 | Commercial | OR - Health | Existing | Space Heating | Natural Gas | Furnace | A | Cumulative Energy Savings (MWh or mTherms) | Technical Potential | 0 | 0 | 0.081497 | 0.11865 | 0.18984 | 0.26956 | 0.35824 | 0.45626 | 0.56397 | 0.68172 | 0.80873 | 0.94429 | 1.0877 | 1.2385 | 1.3959 | 1.5596 | 1.729 | 1.9037 | 2.0832 | 2.2527 | 2.4134 | 2.5666 | 2.7135 | 2.8552 | 2.9929 | 3.072 | 3.1414
F8_Commercial_OR - Health_Existing_Space Heating_Natural Gas_Furnace_A_Technical Potential | F8 | Commercial | OR - Health | Existing | Space Heating | Natural Gas | Furnace | A | Cumulative Summer Peak Savings (MW) | Technical Potential | 0 | 0 | 0 | 0 | 0 | 0 | 0 | 0 | 0 | 0 | 0 | 0 | 0 | 0 | 0 | 0 | 0 | 0 | 0 | 0 | 0 | 0 | 0 | 0 | 0 | 0 | 0
F9_Commercial_OR - Health_Existing_Space Heating_Natural Gas_Furnace_A_Technical Potential | F9 | Commercial | OR - Health | Existing | Space Heating | Natural Gas | Furnace | A | Cumulative Winter Peak Savings (MW) | Technical Potential | 0 | 0 | 0 | 0 | 0 | 0 | 0 | 0 | 0 | 0 | 0 | 0 | 0 | 0 | 0 | 0 | 0 | 0 | 0 | 0 | 0 | 0 | 0 | 0 | 0 | 0 | 0
F10_Commercial_OR - Health_Existing_Space Heating_Natural Gas_Furnace_A_Technical Potential | F10 | Commercial | OR - Health | Existing | Space Heating | Natural Gas | Furnace | A | Purchases (Incremental) | Technical Potential | 0 | 0 | 0.66923 | 0.76058 | 0.85789 | 0.96071 | 1.0686 | 1.1812 | 1.2981 | 1.419 | 1.5306 | 1.6336 | 1.7287 | 1.8164 | 1.8974 | 1.9722 | 2.0413 | 2.105 | 2.1638 | 2.0423 | 1.9367 | 1.8462 | 1.7702 | 1.7079 | 1.6587 | 0.95279 | 0.83651
F11_Commercial_OR - Health_Existing_Space Heating_Natural Gas_Furnace_A_Technical Potential | F11 | Commercial | OR - Health | Existing | Space Heating | Natural Gas | Furnace | A | Purchases (Cumulative) | Technical Potential | 0 | 0 | 0.66923 | 1.4298 | 2.2877 | 3.2484 | 4.317 | 5.4982 | 6.7962 | 8.2152 | 9.7458 | 11.3793 | 13.108 | 14.9244 | 16.8219 | 18.7941 | 20.8354 | 22.9403 | 25.1042 | 27.1465 | 29.0832 | 30.9294 | 32.6996 | 34.4075 | 36.0663 | 37.019 | 37.8556
F1_Commercial_OR - Health_Existing_Space Heating_Natural Gas_Boiler_A_Technical Potential | F1 | Commercial | OR - Health | Existing | Space Heating | Natural Gas | Boiler | A | Integrated Unit Energy Savings (kWh or therms) | Technical Potential | 0 | 3064.0148 | 3052.1334 | 3052.1334 | 3052.1334 | 3052.1334 | 3052.1334 | 3052.1334 | 3052.1334 | 3052.1334 | 3052.1334 | 3052.1334 | 3052.1334 | 3052.1334 | 3052.1334 | 3052.1334 | 3052.1334 | 3052.1334 | 3052.1334 | 3052.1334 | 3052.1334 | 3052.1334 | 3052.1334 | 3052.1334 | 3052.1334 | 3052.1334 | 3052.1334
F2_Commercial_OR - Health_Existing_Space Heating_Natural Gas_Boiler_A_Technical Potential | F2 | Commercial | OR - Health | Existing | Space Heating | Natural Gas | Boiler | A | Integrated Unit Summer Peak Savings (kW) | Technical Potential | 0 | 0 | 0 | 0 | 0 | 0 | 0 | 0 | 0 | 0 | 0 | 0 | 0 | 0 | 0 | 0 | 0 | 0 | 0 | 0 | 0 | 0 | 0 | 0 | 0 | 0 | 0
F3_Commercial_OR - Health_Existing_Space Heating_Natural Gas_Boiler_A_Technical Potential | F3 | Commercial | OR - Health | Existing | Space Heating | Natural Gas | Boiler | A | Integrated Unit Winter Peak Savings (kW) | Technical Potential | 0 | 0 | 0 | 0 | 0 | 0 | 0 | 0 | 0 | 0 | 0 | 0 | 0 | 0 | 0 | 0 | 0 | 0 | 0 | 0 | 0 | 0 | 0 | 0 | 0 | 0 | 0
F4_Commercial_OR - Health_Existing_Space Heating_Natural Gas_Boiler_A_Technical Potential | F4 | Commercial | OR - Health | Existing | Space Heating | Natural Gas | Boiler | A | Incremental Energy Savings (MWh or mTherms) | Technical Potential | 0 | 0 | 13.5851 | 13.6964 | 13.7976 | 13.8895 | 13.9731 | 14.0491 | 14.1182 | 14.181 | 14.2381 | 14.29 | 14.3372 | 14.3801 | 14.4191 | 14.4545 | 14.4867 | 14.516 | 14.5427 | 14.5669 | 14.5889 | 14.6089 | 14.5047 | 14.4211 | 14.3552 | 14.3045 | 14.2668
F5_Commercial_OR - Health_Existing_Space Heating_Natural Gas_Boiler_A_Technical Potential | F5 | Commercial | OR - Health | Existing | Space Heating | Natural Gas | Boiler | A | Incremental Summer Peak Savings (MW) | Technical Potential | 0 | 0 | 0 | 0 | 0 | 0 | 0 | 0 | 0 | 0 | 0 | 0 | 0 | 0 | 0 | 0 | 0 | 0 | 0 | 0 | 0 | 0 | 0 | 0 | 0 | 0 | 0
F6_Commercial_OR - Health_Existing_Space Heating_Natural Gas_Boiler_A_Technical Potential | F6 | Commercial | OR - Health | Existing | Space Heating | Natural Gas | Boiler | A | Incremental Winter Peak Savings (MW) | Technical Potential | 0 | 0 | 0 | 0 | 0 | 0 | 0 | 0 | 0 | 0 | 0 | 0 | 0 | 0 | 0 | 0 | 0 | 0 | 0 | 0 | 0 | 0 | 0 | 0 | 0 | 0 | 0
F7_Commercial_OR - Health_Existing_Space Heating_Natural Gas_Boiler_A_Technical Potential | F7 | Commercial | OR - Health | Existing | Space Heating | Natural Gas | Boiler | A | Cumulative Energy Savings (MWh or mTherms) | Technical Potential | 0 | 0 | 13.5851 | 27.2815 | 41.0791 | 54.9686 | 68.9417 | 82.9908 | 97.109 | 111.29 | 125.528 | 139.818 | 154.1552 | 168.5352 | 182.9543 | 197.4088 | 211.8956 | 226.4116 | 240.9543 | 255.5212 | 270.1101 | 284.719 | 299.2237 | 313.6448 | 328.0001 | 342.3046 | 356.5714
F8_Commercial_OR - Health_Existing_Space Heating_Natural Gas_Boiler_A_Technical Potential | F8 | Commercial | OR - Health | Existing | Space Heating | Natural Gas | Boiler | A | Cumulative Summer Peak Savings (MW) | Technical Potential | 0 | 0 | 0 | 0 | 0 | 0 | 0 | 0 | 0 | 0 | 0 | 0 | 0 | 0 | 0 | 0 | 0 | 0 | 0 | 0 | 0 | 0 | 0 | 0 | 0 | 0 | 0
F9_Commercial_OR - Health_Existing_Space Heating_Natural Gas_Boiler_A_Technical Potential | F9 | Commercial | OR - Health | Existing | Space Heating | Natural Gas | Boiler | A | Cumulative Winter Peak Savings (MW) | Technical Potential | 0 | 0 | 0 | 0 | 0 | 0 | 0 | 0 | 0 | 0 | 0 | 0 | 0 | 0 | 0 | 0 | 0 | 0 | 0 | 0 | 0 | 0 | 0 | 0 | 0 | 0 | 0
F10_Commercial_OR - Health_Existing_Space Heating_Natural Gas_Boiler_A_Technical Potential | F10 | Commercial | OR - Health | Existing | Space Heating | Natural Gas | Boiler | A | Purchases (Incremental) | Technical Potential | 0 | 0 | 4.451 | 4.4875 | 4.5206 | 4.5508 | 4.5781 | 4.603 | 4.6257 | 4.6463 | 4.665 | 4.682 | 4.6974 | 4.7115 | 4.7243 | 4.7359 | 4.7464 | 4.756 | 4.7648 | 4.7727 | 4.7799 | 4.7865 | 4.7523 | 4.7249 | 4.7033 | 4.6867 | 4.6744
F11_Commercial_OR - Health_Existing_Space Heating_Natural Gas_Boiler_A_Technical Potential | F11 | Commercial | OR - Health | Existing | Space Heating | Natural Gas | Boiler | A | Purchases (Cumulative) | Technical Potential | 0 | 0 | 4.451 | 8.9385 | 13.4591 | 18.0099 | 22.588 | 27.1911 | 31.8168 | 36.463 | 41.128 | 45.8099 | 50.5074 | 55.2188 | 59.9431 | 64.679 | 69.4254 | 74.1814 | 78.9462 | 83.7189 | 88.4988 | 93.2852 | 98.0376 | 102.7625 | 107.4658 | 112.1526 | 116.8269
F1_Commercial_OR - Health_Existing_Space Heating_Natural Gas_Unit Heater_A_Technical Potential | F1 | Commercial | OR - Health | Existing | Space Heating | Natural Gas | Unit Heater | A | Integrated Unit Energy Savings (kWh or therms) | Technical Potential | 0 | 0 | 0 | 0 | 0 | 0 | 0 | 0 | 0 | 0 | 0 | 0 | 0 | 0 | 0 | 0 | 0 | 0 | 0 | 0 | 0 | 0 | 0 | 0 | 0 | 0 | 0
F2_Commercial_OR - Health_Existing_Space Heating_Natural Gas_Unit Heater_A_Technical Potential | F2 | Commercial | OR - Health | Existing | Space Heating | Natural Gas | Unit Heater | A | Integrated Unit Summer Peak Savings (kW) | Technical Potential | 0 | 0 | 0 | 0 | 0 | 0 | 0 | 0 | 0 | 0 | 0 | 0 | 0 | 0 | 0 | 0 | 0 | 0 | 0 | 0 | 0 | 0 | 0 | 0 | 0 | 0 | 0
F3_Commercial_OR - Health_Existing_Space Heating_Natural Gas_Unit Heater_A_Technical Potential | F3 | Commercial | OR - Health | Existing | Space Heating | Natural Gas | Unit Heater | A | Integrated Unit Winter Peak Savings (kW) | Technical Potential | 0 | 0 | 0 | 0 | 0 | 0 | 0 | 0 | 0 | 0 | 0 | 0 | 0 | 0 | 0 | 0 | 0 | 0 | 0 | 0 | 0 | 0 | 0 | 0 | 0 | 0 | 0
F4_Commercial_OR - Health_Existing_Space Heating_Natural Gas_Unit Heater_A_Technical Potential | F4 | Commercial | OR - Health | Existing | Space Heating | Natural Gas | Unit Heater | A | Incremental Energy Savings (MWh or mTherms) | Technical Potential | 0 | 0 | 0 | 0 | 0 | 0 | 0 | 0 | 0 | 0 | 0 | 0 | 0 | 0 | 0 | 0 | 0 | 0 | 0 | 0 | 0 | 0 | 0 | 0 | 0 | 0 | 0
F5_Commercial_OR - Health_Existing_Space Heating_Natural Gas_Unit Heater_A_Technical Potential | F5 | Commercial | OR - Health | Existing | Space Heating | Natural Gas | Unit Heater | A | Incremental Summer Peak Savings (MW) | Technical Potential | 0 | 0 | 0 | 0 | 0 | 0 | 0 | 0 | 0 | 0 | 0 | 0 | 0 | 0 | 0 | 0 | 0 | 0 | 0 | 0 | 0 | 0 | 0 | 0 | 0 | 0 | 0
F6_Commercial_OR - Health_Existing_Space Heating_Natural Gas_Unit Heater_A_Technical Potential | F6 | Commercial | OR - Health | Existing | Space Heating | Natural Gas | Unit Heater | A | Incremental Winter Peak Savings (MW) | Technical Potential | 0 | 0 | 0 | 0 | 0 | 0 | 0 | 0 | 0 | 0 | 0 | 0 | 0 | 0 | 0 | 0 | 0 | 0 | 0 | 0 | 0 | 0 | 0 | 0 | 0 | 0 | 0
F7_Commercial_OR - Health_Existing_Space Heating_Natural Gas_Unit Heater_A_Technical Potential | F7 | Commercial | OR - Health | Existing | Space Heating | Natural Gas | Unit Heater | A | Cumulative Energy Savings (MWh or mTherms) | Technical Potential | 0 | 0 | 0 | 0 | 0 | 0 | 0 | 0 | 0 | 0 | 0 | 0 | 0 | 0 | 0 | 0 | 0 | 0 | 0 | 0 | 0 | 0 | 0 | 0 | 0 | 0 | 0
F8_Commercial_OR - Health_Existing_Space Heating_Natural Gas_Unit Heater_A_Technical Potential | F8 | Commercial | OR - Health | Existing | Space Heating | Natural Gas | Unit Heater | A | Cumulative Summer Peak Savings (MW) | Technical Potential | 0 | 0 | 0 | 0 | 0 | 0 | 0 | 0 | 0 | 0 | 0 | 0 | 0 | 0 | 0 | 0 | 0 | 0 | 0 | 0 | 0 | 0 | 0 | 0 | 0 | 0 | 0
F9_Commercial_OR - Health_Existing_Space Heating_Natural Gas_Unit Heater_A_Technical Potential | F9 | Commercial | OR - Health | Existing | Space Heating | Natural Gas | Unit Heater | A | Cumulative Winter Peak Savings (MW) | Technical Potential | 0 | 0 | 0 | 0 | 0 | 0 | 0 | 0 | 0 | 0 | 0 | 0 | 0 | 0 | 0 | 0 | 0 | 0 | 0 | 0 | 0 | 0 | 0 | 0 | 0 | 0 | 0
F10_Commercial_OR - Health_Existing_Space Heating_Natural Gas_Unit Heater_A_Technical Potential | F10 | Commercial | OR - Health | Existing | Space Heating | Natural Gas | Unit Heater | A | Purchases (Incremental) | Technical Potential | 0 | 0 | 0 | 0 | 0 | 0 | 0 | 0 | 0 | 0 | 0 | 0 | 0 | 0 | 0 | 0 | 0 | 0 | 0 | 0 | 0 | 0 | 0 | 0 | 0 | 0 | 0
F11_Commercial_OR - Health_Existing_Space Heating_Natural Gas_Unit Heater_A_Technical Potential | F11 | Commercial | OR - Health | Existing | Space Heating | Natural Gas | Unit Heater | A | Purchases (Cumulative) | Technical Potential | 0 | 0 | 0 | 0 | 0 | 0 | 0 | 0 | 0 | 0 | 0 | 0 | 0 | 0 | 0 | 0 | 0 | 0 | 0 | 0 | 0 | 0 | 0 | 0 | 0 | 0 | 0
F1_Commercial_OR - Health_Existing_Water Heating_Natural Gas_Water Heater_A_Technical Potential | F1 | Commercial | OR - Health | Existing | Water Heating | Natural Gas | Water Heater | A | Integrated Unit Energy Savings (kWh or therms) | Technical Potential | 0 | 2.8505 | 6.0949 | 6.0949 | 6.0949 | 6.0949 | 6.0949 | 6.0949 | 6.0949 | 6.0949 | 6.0949 | 6.0949 | 6.0949 | 6.0949 | 6.0949 | 6.0949 | 6.0949 | 6.0949 | 6.0949 | 6.0949 | 6.0949 | 6.0949 | 6.0949 | 6.0949 | 6.0949 | 6.0949 | 6.0949
F2_Commercial_OR - Health_Existing_Water Heating_Natural Gas_Water Heater_A_Technical Potential | F2 | Commercial | OR - Health | Existing | Water Heating | Natural Gas | Water Heater | A | Integrated Unit Summer Peak Savings (kW) | Technical Potential | 0 | 0 | 0 | 0 | 0 | 0 | 0 | 0 | 0 | 0 | 0 | 0 | 0 | 0 | 0 | 0 | 0 | 0 | 0 | 0 | 0 | 0 | 0 | 0 | 0 | 0 | 0
F3_Commercial_OR - Health_Existing_Water Heating_Natural Gas_Water Heater_A_Technical Potential | F3 | Commercial | OR - Health | Existing | Water Heating | Natural Gas | Water Heater | A | Integrated Unit Winter Peak Savings (kW) | Technical Potential | 0 | 0 | 0 | 0 | 0 | 0 | 0 | 0 | 0 | 0 | 0 | 0 | 0 | 0 | 0 | 0 | 0 | 0 | 0 | 0 | 0 | 0 | 0 | 0 | 0 | 0 | 0
F4_Commercial_OR - Health_Existing_Water Heating_Natural Gas_Water Heater_A_Technical Potential | F4 | Commercial | OR - Health | Existing | Water Heating | Natural Gas | Water Heater | A | Incremental Energy Savings (MWh or mTherms) | Technical Potential | 0 | 0 | 10.7696 | 10.2475 | 9.8297 | 9.4955 | 9.2282 | 9.0143 | 8.8432 | 8.7063 | 9.2495 | 9.5536 | 0 | 0 | 0 | 3.0844 | 2.4675 | 1.974 | 1.5792 | 1.3939 | 0.67128 | 0.2655 | 0 | 0 | 0.59072 | 0 | 0
F5_Commercial_OR - Health_Existing_Water Heating_Natural Gas_Water Heater_A_Technical Potential | F5 | Commercial | OR - Health | Existing | Water Heating | Natural Gas | Water Heater | A | Incremental Summer Peak Savings (MW) | Technical Potential | 0 | 0 | 0 | 0 | 0 | 0 | 0 | 0 | 0 | 0 | 0 | 0 | 0 | 0 | 0 | 0 | 0 | 0 | 0 | 0 | 0 | 0 | 0 | 0 | 0 | 0 | 0
F6_Commercial_OR - Health_Existing_Water Heating_Natural Gas_Water Heater_A_Technical Potential | F6 | Commercial | OR - Health | Existing | Water Heating | Natural Gas | Water Heater | A | Incremental Winter Peak Savings (MW) | Technical Potential | 0 | 0 | 0 | 0 | 0 | 0 | 0 | 0 | 0 | 0 | 0 | 0 | 0 | 0 | 0 | 0 | 0 | 0 | 0 | 0 | 0 | 0 | 0 | 0 | 0 | 0 | 0
F7_Commercial_OR - Health_Existing_Water Heating_Natural Gas_Water Heater_A_Technical Potential | F7 | Commercial | OR - Health | Existing | Water Heating | Natural Gas | Water Heater | A | Cumulative Energy Savings (MWh or mTherms) | Technical Potential | 0 | 0 | 10.7696 | 21.0171 | 30.8468 | 40.3424 | 49.5705 | 58.5849 | 67.4281 | 76.1344 | 85.3839 | 94.9375 | 94.9375 | 94.9375 | 94.9375 | 98.0219 | 100.4893 | 102.4633 | 104.0425 | 105.4364 | 106.1077 | 106.3732 | 106.3732 | 106.3732 | 106.9639 | 106.9639 | 106.9639
F8_Commercial_OR - Health_Existing_Water Heating_Natural Gas_Water Heater_A_Technical Potential | F8 | Commercial | OR - Health | Existing | Water Heating | Natural Gas | Water Heater | A | Cumulative Summer Peak Savings (MW) | Technical Potential | 0 | 0 | 0 | 0 | 0 | 0 | 0 | 0 | 0 | 0 | 0 | 0 | 0 | 0 | 0 | 0 | 0 | 0 | 0 | 0 | 0 | 0 | 0 | 0 | 0 | 0 | 0
F9_Commercial_OR - Health_Existing_Water Heating_Natural Gas_Water Heater_A_Technical Potential | F9 | Commercial | OR - Health | Existing | Water Heating | Natural Gas | Water Heater | A | Cumulative Winter Peak Savings (MW) | Technical Potential | 0 | 0 | 0 | 0 | 0 | 0 | 0 | 0 | 0 | 0 | 0 | 0 | 0 | 0 | 0 | 0 | 0 | 0 | 0 | 0 | 0 | 0 | 0 | 0 | 0 | 0 | 0
F10_Commercial_OR - Health_Existing_Water Heating_Natural Gas_Water Heater_A_Technical Potential | F10 | Commercial | OR - Health | Existing | Water Heating | Natural Gas | Water Heater | A | Purchases (Incremental) | Technical Potential | 0 | 0 | 1766.984 | 1681.312 | 1612.7745 | 1557.9444 | 1514.0804 | 1478.9891 | 1450.9162 | 1428.4578 | 1517.581 | 1567.4616 | 0 | 0 | 0 | 506.0537 | 404.843 | 323.8744 | 259.0995 | 228.6976 | 110.1369 | 43.5601 | 0 | 0 | 96.9194 | 0 | 0
F11_Commercial_OR - Health_Existing_Water Heating_Natural Gas_Water Heater_A_Technical Potential | F11 | Commercial | OR - Health | Existing | Water Heating | Natural Gas | Water Heater | A | Purchases (Cumulative) | Technical Potential | 0 | 0 | 1766.984 | 3448.296 | 5061.0704 | 6619.0148 | 8133.0952 | 9612.0843 | 11063.0005 | 12491.4583 | 14009.0393 | 15576.5008 | 15576.5008 | 15576.5008 | 15576.5008 | 16082.5546 | 16487.3976 | 16811.272 | 17070.3715 | 17299.0691 | 17409.206 | 17452.7662 | 17452.7662 | 17452.7662 | 17549.6856 | 17549.6856 | 17549.6856
F1_Commercial_OR - Health_Existing_Food Preparation_Natural Gas_Oven_A_Technical Potential | F1 | Commercial | OR - Health | Existing | Food Preparation | Natural Gas | Oven | A | Integrated Unit Energy Savings (kWh or therms) | Technical Potential | 0 | 106.6752 | 106.6752 | 106.6752 | 106.6752 | 106.6752 | 106.6752 | 106.6752 | 106.6752 | 106.6752 | 106.6752 | 106.6752 | 106.6752 | 106.6752 | 106.6752 | 106.6752 | 106.6752 | 106.6752 | 106.6752 | 106.6752 | 106.6752 | 106.6752 | 106.6752 | 106.6752 | 106.6752 | 106.6752 | 106.6752
F2_Commercial_OR - Health_Existing_Food Preparation_Natural Gas_Oven_A_Technical Potential | F2 | Commercial | OR - Health | Existing | Food Preparation | Natural Gas | Oven | A | Integrated Unit Summer Peak Savings (kW) | Technical Potential | 0 | 0 | 0 | 0 | 0 | 0 | 0 | 0 | 0 | 0 | 0 | 0 | 0 | 0 | 0 | 0 | 0 | 0 | 0 | 0 | 0 | 0 | 0 | 0 | 0 | 0 | 0
F3_Commercial_OR - Health_Existing_Food Preparation_Natural Gas_Oven_A_Technical Potential | F3 | Commercial | OR - Health | Existing | Food Preparation | Natural Gas | Oven | A | Integrated Unit Winter Peak Savings (kW) | Technical Potential | 0 | 0 | 0 | 0 | 0 | 0 | 0 | 0 | 0 | 0 | 0 | 0 | 0 | 0 | 0 | 0 | 0 | 0 | 0 | 0 | 0 | 0 | 0 | 0 | 0 | 0 | 0
F4_Commercial_OR - Health_Existing_Food Preparation_Natural Gas_Oven_A_Technical Potential | F4 | Commercial | OR - Health | Existing | Food Preparation | Natural Gas | Oven | A | Incremental Energy Savings (MWh or mTherms) | Technical Potential | 0 | 0 | 0.014291 | 0.022018 | 0.030847 | 0.037909 | 0.043559 | 0.04808 | 0.051696 | 0.054589 | 0.056903 | 0.058754 | 0.048591 | 0.041731 | 0.023498 | 0.014382 | 0.0058555 | 0.0022454 | 0 | 0 | 0 | 0 | 0 | 0 | 0.0055185 | 0.0098728 | 0.011381
F5_Commercial_OR - Health_Existing_Food Preparation_Natural Gas_Oven_A_Technical Potential | F5 | Commercial | OR - Health | Existing | Food Preparation | Natural Gas | Oven | A | Incremental Summer Peak Savings (MW) | Technical Potential | 0 | 0 | 0 | 0 | 0 | 0 | 0 | 0 | 0 | 0 | 0 | 0 | 0 | 0 | 0 | 0 | 0 | 0 | 0 | 0 | 0 | 0 | 0 | 0 | 0 | 0 | 0
F6_Commercial_OR - Health_Existing_Food Preparation_Natural Gas_Oven_A_Technical Potential | F6 | Commercial | OR - Health | Existing | Food Preparation | Natural Gas | Oven | A | Incremental Winter Peak Savings (MW) | Technical Potential | 0 | 0 | 0 | 0 | 0 | 0 | 0 | 0 | 0 | 0 | 0 | 0 | 0 | 0 | 0 | 0 | 0 | 0 | 0 | 0 | 0 | 0 | 0 | 0 | 0 | 0 | 0
F7_Commercial_OR - Health_Existing_Food Preparation_Natural Gas_Oven_A_Technical Potential | F7 | Commercial | OR - Health | Existing | Food Preparation | Natural Gas | Oven | A | Cumulative Energy Savings (MWh or mTherms) | Technical Potential | 0 | 0 | 0.014291 | 0.036309 | 0.067155 | 0.10506 | 0.14862 | 0.1967 | 0.2484 | 0.30299 | 0.35989 | 0.41865 | 0.46724 | 0.50897 | 0.53247 | 0.54685 | 0.5527 | 0.55495 | 0.55495 | 0.55495 | 0.55495 | 0.55495 | 0.55495 | 0.55495 | 0.56047 | 0.57034 | 0.58172
F8_Commercial_OR - Health_Existing_Food Preparation_Natural Gas_Oven_A_Technical Potential | F8 | Commercial | OR - Health | Existing | Food Preparation | Natural Gas | Oven | A | Cumulative Summer Peak Savings (MW) | Technical Potential | 0 | 0 | 0 | 0 | 0 | 0 | 0 | 0 | 0 | 0 | 0 | 0 | 0 | 0 | 0 | 0 | 0 | 0 | 0 | 0 | 0 | 0 | 0 | 0 | 0 | 0 | 0
F9_Commercial_OR - Health_Existing_Food Preparation_Natural Gas_Oven_A_Technical Potential | F9 | Commercial | OR - Health | Existing | Food Preparation | Natural Gas | Oven | A | Cumulative Winter Peak Savings (MW) | Technical Potential | 0 | 0 | 0 | 0 | 0 | 0 | 0 | 0 | 0 | 0 | 0 | 0 | 0 | 0 | 0 | 0 | 0 | 0 | 0 | 0 | 0 | 0 | 0 | 0 | 0 | 0 | 0
F10_Commercial_OR - Health_Existing_Food Preparation_Natural Gas_Oven_A_Technical Potential | F10 | Commercial | OR - Health | Existing | Food Preparation | Natural Gas | Oven | A | Purchases (Incremental) | Technical Potential | 0 | 0 | 0.13396 | 0.2064 | 0.28916 | 0.35537 | 0.40834 | 0.45071 | 0.48461 | 0.51173 | 0.53342 | 0.55078 | 0.45551 | 0.3912 | 0.22028 | 0.13482 | 0.054891 | 0.021049 | 0 | 0 | 0 | 0 | 0 | 0 | 0.051732 | 0.09255 | 0.10669
F11_Commercial_OR - Health_Existing_Food Preparation_Natural Gas_Oven_A_Technical Potential | F11 | Commercial | OR - Health | Existing | Food Preparation | Natural Gas | Oven | A | Purchases (Cumulative) | Technical Potential | 0 | 0 | 0.13396 | 0.34037 | 0.62953 | 0.9849 | 1.3932 | 1.8439 | 2.3286 | 2.8403 | 3.3737 | 3.9245 | 4.38 | 4.7712 | 4.9915 | 5.1263 | 5.1812 | 5.2022 | 5.2022 | 5.2022 | 5.2022 | 5.2022 | 5.2022 | 5.2022 | 5.254 | 5.3465 | 5.4532
F1_Commercial_OR - Health_Existing_Food Preparation_Natural Gas_Conveyor Oven_A_Technical Potential | F1 | Commercial | OR - Health | Existing | Food Preparation | Natural Gas | Conveyor Oven | A | Integrated Unit Energy Savings (kWh or therms) | Technical Potential | 0 | 0 | 0 | 0 | 0 | 692.0657 | 692.0657 | 692.0657 | 692.0657 | 692.0657 | 692.0657 | 692.0657 | 692.0657 | 692.0657 | 692.0657 | 692.0657 | 692.0657 | 692.0657 | 692.0657 | 692.0657 | 692.0657 | 692.0657 | 692.0657 | 692.0657 | 692.0657 | 692.0657 | 692.0657
F2_Commercial_OR - Health_Existing_Food Preparation_Natural Gas_Conveyor Oven_A_Technical Potential | F2 | Commercial | OR - Health | Existing | Food Preparation | Natural Gas | Conveyor Oven | A | Integrated Unit Summer Peak Savings (kW) | Technical Potential | 0 | 0 | 0 | 0 | 0 | 0 | 0 | 0 | 0 | 0 | 0 | 0 | 0 | 0 | 0 | 0 | 0 | 0 | 0 | 0 | 0 | 0 | 0 | 0 | 0 | 0 | 0
F3_Commercial_OR - Health_Existing_Food Preparation_Natural Gas_Conveyor Oven_A_Technical Potential | F3 | Commercial | OR - Health | Existing | Food Preparation | Natural Gas | Conveyor Oven | A | Integrated Unit Winter Peak Savings (kW) | Technical Potential | 0 | 0 | 0 | 0 | 0 | 0 | 0 | 0 | 0 | 0 | 0 | 0 | 0 | 0 | 0 | 0 | 0 | 0 | 0 | 0 | 0 | 0 | 0 | 0 | 0 | 0 | 0
F4_Commercial_OR - Health_Existing_Food Preparation_Natural Gas_Conveyor Oven_A_Technical Potential | F4 | Commercial | OR - Health | Existing | Food Preparation | Natural Gas | Conveyor Oven | A | Incremental Energy Savings (MWh or mTherms) | Technical Potential | 0 | 0 | 0 | 0 | 0 | 0.0044199 | 0.012376 | 0.02316 | 0.036208 | 0.051066 | 0.062952 | 0.072461 | 0.080068 | 0.086154 | 0.091023 | 0.094918 | 0.098034 | 0.078427 | 0.062742 | 0.050193 | 0.040155 | 0.033008 | 0.024461 | 0.015361 | 0.006271 | 0 | 0
F5_Commercial_OR - Health_Existing_Food Preparation_Natural Gas_Conveyor Oven_A_Technical Potential | F5 | Commercial | OR - Health | Existing | Food Preparation | Natural Gas | Conveyor Oven | A | Incremental Summer Peak Savings (MW) | Technical Potential | 0 | 0 | 0 | 0 | 0 | 0 | 0 | 0 | 0 | 0 | 0 | 0 | 0 | 0 | 0 | 0 | 0 | 0 | 0 | 0 | 0 | 0 | 0 | 0 | 0 | 0 | 0
F6_Commercial_OR - Health_Existing_Food Preparation_Natural Gas_Conveyor Oven_A_Technical Potential | F6 | Commercial | OR - Health | Existing | Food Preparation | Natural Gas | Conveyor Oven | A | Incremental Winter Peak Savings (MW) | Technical Potential | 0 | 0 | 0 | 0 | 0 | 0 | 0 | 0 | 0 | 0 | 0 | 0 | 0 | 0 | 0 | 0 | 0 | 0 | 0 | 0 | 0 | 0 | 0 | 0 | 0 | 0 | 0
F7_Commercial_OR - Health_Existing_Food Preparation_Natural Gas_Conveyor Oven_A_Technical Potential | F7 | Commercial | OR - Health | Existing | Food Preparation | Natural Gas | Conveyor Oven | A | Cumulative Energy Savings (MWh or mTherms) | Technical Potential | 0 | 0 | 0 | 0 | 0 | 0.0044199 | 0.016796 | 0.039956 | 0.076164 | 0.12723 | 0.19018 | 0.26264 | 0.34271 | 0.42887 | 0.51989 | 0.61481 | 0.71284 | 0.79127 | 0.85401 | 0.9042 | 0.94436 | 0.97736 | 1.0018 | 1.0172 | 1.0235 | 1.0235 | 1.0235
F8_Commercial_OR - Health_Existing_Food Preparation_Natural Gas_Conveyor Oven_A_Technical Potential | F8 | Commercial | OR - Health | Existing | Food Preparation | Natural Gas | Conveyor Oven | A | Cumulative Summer Peak Savings (MW) | Technical Potential | 0 | 0 | 0 | 0 | 0 | 0 | 0 | 0 | 0 | 0 | 0 | 0 | 0 | 0 | 0 | 0 | 0 | 0 | 0 | 0 | 0 | 0 | 0 | 0 | 0 | 0 | 0
F9_Commercial_OR - Health_Existing_Food Preparation_Natural Gas_Conveyor Oven_A_Technical Potential | F9 | Commercial | OR - Health | Existing | Food Preparation | Natural Gas | Conveyor Oven | A | Cumulative Winter Peak Savings (MW) | Technical Potential | 0 | 0 | 0 | 0 | 0 | 0 | 0 | 0 | 0 | 0 | 0 | 0 | 0 | 0 | 0 | 0 | 0 | 0 | 0 | 0 | 0 | 0 | 0 | 0 | 0 | 0 | 0
F10_Commercial_OR - Health_Existing_Food Preparation_Natural Gas_Conveyor Oven_A_Technical Potential | F10 | Commercial | OR - Health | Existing | Food Preparation | Natural Gas | Conveyor Oven | A | Purchases (Incremental) | Technical Potential | 0 | 0 | 0 | 0 | 0 | 0.0063865 | 0.017882 | 0.033465 | 0.052318 | 0.073787 | 0.090963 | 0.1047 | 0.11569 | 0.12449 | 0.13152 | 0.13715 | 0.14165 | 0.11332 | 0.090658 | 0.072527 | 0.058021 | 0.047694 | 0.035345 | 0.022196 | 0.0090612 | 0 | 0
F11_Commercial_OR - Health_Existing_Food Preparation_Natural Gas_Conveyor Oven_A_Technical Potential | F11 | Commercial | OR - Health | Existing | Food Preparation | Natural Gas | Conveyor Oven | A | Purchases (Cumulative) | Technical Potential | 0 | 0 | 0 | 0 | 0 | 0.0063865 | 0.024269 | 0.057734 | 0.11005 | 0.18384 | 0.2748 | 0.37951 | 0.4952 | 0.61969 | 0.75121 | 0.88836 | 1.03 | 1.1433 | 1.234 | 1.3065 | 1.3645 | 1.4122 | 1.4476 | 1.4698 | 1.4788 | 1.4788 | 1.4788
F1_Commercial_OR - Health_Existing_Food Preparation_Natural Gas_Double Rack Oven_A_Technical Potential | F1 | Commercial | OR - Health | Existing | Food Preparation | Natural Gas | Double Rack Oven | A | Integrated Unit Energy Savings (kWh or therms) | Technical Potential | 0 | 1621.62 | 1621.62 | 1621.62 | 1621.62 | 1621.62 | 1621.62 | 1621.62 | 1621.62 | 1621.62 | 1621.62 | 1621.62 | 1621.62 | 1621.62 | 1621.62 | 1621.62 | 1621.62 | 1621.62 | 1621.62 | 1621.62 | 1621.62 | 1621.62 | 1621.62 | 1621.62 | 1621.62 | 1621.62 | 1621.62
F2_Commercial_OR - Health_Existing_Food Preparation_Natural Gas_Double Rack Oven_A_Technical Potential | F2 | Commercial | OR - Health | Existing | Food Preparation | Natural Gas | Double Rack Oven | A | Integrated Unit Summer Peak Savings (kW) | Technical Potential | 0 | 0 | 0 | 0 | 0 | 0 | 0 | 0 | 0 | 0 | 0 | 0 | 0 | 0 | 0 | 0 | 0 | 0 | 0 | 0 | 0 | 0 | 0 | 0 | 0 | 0 | 0
F3_Commercial_OR - Health_Existing_Food Preparation_Natural Gas_Double Rack Oven_A_Technical Potential | F3 | Commercial | OR - Health | Existing | Food Preparation | Natural Gas | Double Rack Oven | A | Integrated Unit Winter Peak Savings (kW) | Technical Potential | 0 | 0 | 0 | 0 | 0 | 0 | 0 | 0 | 0 | 0 | 0 | 0 | 0 | 0 | 0 | 0 | 0 | 0 | 0 | 0 | 0 | 0 | 0 | 0 | 0 | 0 | 0
F4_Commercial_OR - Health_Existing_Food Preparation_Natural Gas_Double Rack Oven_A_Technical Potential | F4 | Commercial | OR - Health | Existing | Food Preparation | Natural Gas | Double Rack Oven | A | Incremental Energy Savings (MWh or mTherms) | Technical Potential | 0 | 0 | 0.099567 | 0.12435 | 0.14638 | 0.16596 | 0.18336 | 0.19883 | 0.21258 | 0.22481 | 0.20779 | 0.19577 | 0.18783 | 0.18323 | 0.08174 | 0.057187 | 0.037082 | 0.020738 | 0.0075679 | 0.016047 | 0.0087572 | 0.00044165 | 0.019569 | 0.032507 | 0.040609 | 0.044981 | 0.046522
F5_Commercial_OR - Health_Existing_Food Preparation_Natural Gas_Double Rack Oven_A_Technical Potential | F5 | Commercial | OR - Health | Existing | Food Preparation | Natural Gas | Double Rack Oven | A | Incremental Summer Peak Savings (MW) | Technical Potential | 0 | 0 | 0 | 0 | 0 | 0 | 0 | 0 | 0 | 0 | 0 | 0 | 0 | 0 | 0 | 0 | 0 | 0 | 0 | 0 | 0 | 0 | 0 | 0 | 0 | 0 | 0
F6_Commercial_OR - Health_Existing_Food Preparation_Natural Gas_Double Rack Oven_A_Technical Potential | F6 | Commercial | OR - Health | Existing | Food Preparation | Natural Gas | Double Rack Oven | A | Incremental Winter Peak Savings (MW) | Technical Potential | 0 | 0 | 0 | 0 | 0 | 0 | 0 | 0 | 0 | 0 | 0 | 0 | 0 | 0 | 0 | 0 | 0 | 0 | 0 | 0 | 0 | 0 | 0 | 0 | 0 | 0 | 0
F7_Commercial_OR - Health_Existing_Food Preparation_Natural Gas_Double Rack Oven_A_Technical Potential | F7 | Commercial | OR - Health | Existing | Food Preparation | Natural Gas | Double Rack Oven | A | Cumulative Energy Savings (MWh or mTherms) | Technical Potential | 0 | 0 | 0.099567 | 0.22391 | 0.37029 | 0.53625 | 0.71961 | 0.91844 | 1.131 | 1.3558 | 1.5636 | 1.7594 | 1.9472 | 2.1304 | 2.2122 | 2.2694 | 2.3065 | 2.3272 | 2.3348 | 2.3508 | 2.3596 | 2.36 | 2.3796 | 2.4121 | 2.4527 | 2.4977 | 2.5442
F8_Commercial_OR - Health_Existing_Food Preparation_Natural Gas_Double Rack Oven_A_Technical Potential | F8 | Commercial | OR - Health | Existing | Food Preparation | Natural Gas | Double Rack Oven | A | Cumulative Summer Peak Savings (MW) | Technical Potential | 0 | 0 | 0 | 0 | 0 | 0 | 0 | 0 | 0 | 0 | 0 | 0 | 0 | 0 | 0 | 0 | 0 | 0 | 0 | 0 | 0 | 0 | 0 | 0 | 0 | 0 | 0
F9_Commercial_OR - Health_Existing_Food Preparation_Natural Gas_Double Rack Oven_A_Technical Potential | F9 | Commercial | OR - Health | Existing | Food Preparation | Natural Gas | Double Rack Oven | A | Cumulative Winter Peak Savings (MW) | Technical Potential | 0 | 0 | 0 | 0 | 0 | 0 | 0 | 0 | 0 | 0 | 0 | 0 | 0 | 0 | 0 | 0 | 0 | 0 | 0 | 0 | 0 | 0 | 0 | 0 | 0 | 0 | 0
F10_Commercial_OR - Health_Existing_Food Preparation_Natural Gas_Double Rack Oven_A_Technical Potential | F10 | Commercial | OR - Health | Existing | Food Preparation | Natural Gas | Double Rack Oven | A | Purchases (Incremental) | Technical Potential | 0 | 0 | 0.0614 | 0.076681 | 0.090265 | 0.10234 | 0.11307 | 0.12261 | 0.13109 | 0.13863 | 0.12814 | 0.12072 | 0.11583 | 0.11299 | 0.050407 | 0.035266 | 0.022867 | 0.012788 | 0.0046668 | 0.0098957 | 0.0054003 | 0.00027235 | 0.012068 | 0.020046 | 0.025042 | 0.027738 | 0.028689
F11_Commercial_OR - Health_Existing_Food Preparation_Natural Gas_Double Rack Oven_A_Technical Potential | F11 | Commercial | OR - Health | Existing | Food Preparation | Natural Gas | Double Rack Oven | A | Purchases (Cumulative) | Technical Potential | 0 | 0 | 0.0614 | 0.13808 | 0.22835 | 0.33069 | 0.44376 | 0.56637 | 0.69746 | 0.83609 | 0.96423 | 1.085 | 1.2008 | 1.3138 | 1.3642 | 1.3994 | 1.4223 | 1.4351 | 1.4398 | 1.4497 | 1.4551 | 1.4553 | 1.4674 | 1.4875 | 1.5125 | 1.5402 | 1.5689
F1_Commercial_OR - Health_Existing_Food Preparation_Natural Gas_Fryer_A_Technical Potential | F1 | Commercial | OR - Health | Existing | Food Preparation | Natural Gas | Fryer | A | Integrated Unit Energy Savings (kWh or therms) | Technical Potential | 0 | 395.2691 | 395.2691 | 395.2691 | 395.2691 | 395.2691 | 395.2691 | 395.2691 | 395.2691 | 395.2691 | 395.2691 | 395.2691 | 395.2691 | 395.2691 | 395.2691 | 395.2691 | 395.2691 | 395.2691 | 395.2691 | 395.2691 | 395.2691 | 395.2691 | 395.2691 | 395.2691 | 395.2691 | 395.2691 | 395.2691
F2_Commercial_OR - Health_Existing_Food Preparation_Natural Gas_Fryer_A_Technical Potential | F2 | Commercial | OR - Health | Existing | Food Preparation | Natural Gas | Fryer | A | Integrated Unit Summer Peak Savings (kW) | Technical Potential | 0 | 0 | 0 | 0 | 0 | 0 | 0 | 0 | 0 | 0 | 0 | 0 | 0 | 0 | 0 | 0 | 0 | 0 | 0 | 0 | 0 | 0 | 0 | 0 | 0 | 0 | 0
F3_Commercial_OR - Health_Existing_Food Preparation_Natural Gas_Fryer_A_Technical Potential | F3 | Commercial | OR - Health | Existing | Food Preparation | Natural Gas | Fryer | A | Integrated Unit Winter Peak Savings (kW) | Technical Potential | 0 | 0 | 0 | 0 | 0 | 0 | 0 | 0 | 0 | 0 | 0 | 0 | 0 | 0 | 0 | 0 | 0 | 0 | 0 | 0 | 0 | 0 | 0 | 0 | 0 | 0 | 0
F4_Commercial_OR - Health_Existing_Food Preparation_Natural Gas_Fryer_A_Technical Potential | F4 | Commercial | OR - Health | Existing | Food Preparation | Natural Gas | Fryer | A | Incremental Energy Savings (MWh or mTherms) | Technical Potential | 0 | 0 | 5.71 | 5.3396 | 5.0433 | 4.8063 | 4.6167 | 4.465 | 4.3436 | 4.7095 | 4.9096 | 0 | 0 | 0 | 1.7075 | 1.366 | 1.0928 | 0.96686 | 0.45867 | 0.17433 | 0 | 0 | 0.34252 | 0 | 0 | 0 | 0.13579
F5_Commercial_OR - Health_Existing_Food Preparation_Natural Gas_Fryer_A_Technical Potential | F5 | Commercial | OR - Health | Existing | Food Preparation | Natural Gas | Fryer | A | Incremental Summer Peak Savings (MW) | Technical Potential | 0 | 0 | 0 | 0 | 0 | 0 | 0 | 0 | 0 | 0 | 0 | 0 | 0 | 0 | 0 | 0 | 0 | 0 | 0 | 0 | 0 | 0 | 0 | 0 | 0 | 0 | 0
F6_Commercial_OR - Health_Existing_Food Preparation_Natural Gas_Fryer_A_Technical Potential | F6 | Commercial | OR - Health | Existing | Food Preparation | Natural Gas | Fryer | A | Incremental Winter Peak Savings (MW) | Technical Potential | 0 | 0 | 0 | 0 | 0 | 0 | 0 | 0 | 0 | 0 | 0 | 0 | 0 | 0 | 0 | 0 | 0 | 0 | 0 | 0 | 0 | 0 | 0 | 0 | 0 | 0 | 0
F7_Commercial_OR - Health_Existing_Food Preparation_Natural Gas_Fryer_A_Technical Potential | F7 | Commercial | OR - Health | Existing | Food Preparation | Natural Gas | Fryer | A | Cumulative Energy Savings (MWh or mTherms) | Technical Potential | 0 | 0 | 5.71 | 11.0497 | 16.093 | 20.8993 | 25.516 | 29.9809 | 34.3245 | 39.034 | 43.9436 | 43.9436 | 43.9436 | 43.9436 | 45.6511 | 47.0172 | 48.11 | 49.0768 | 49.5355 | 49.7098 | 49.7098 | 49.7098 | 50.0524 | 50.0524 | 50.0524 | 50.0524 | 50.1882
F8_Commercial_OR - Health_Existing_Food Preparation_Natural Gas_Fryer_A_Technical Potential | F8 | Commercial | OR - Health | Existing | Food Preparation | Natural Gas | Fryer | A | Cumulative Summer Peak Savings (MW) | Technical Potential | 0 | 0 | 0 | 0 | 0 | 0 | 0 | 0 | 0 | 0 | 0 | 0 | 0 | 0 | 0 | 0 | 0 | 0 | 0 | 0 | 0 | 0 | 0 | 0 | 0 | 0 | 0
F9_Commercial_OR - Health_Existing_Food Preparation_Natural Gas_Fryer_A_Technical Potential | F9 | Commercial | OR - Health | Existing | Food Preparation | Natural Gas | Fryer | A | Cumulative Winter Peak Savings (MW) | Technical Potential | 0 | 0 | 0 | 0 | 0 | 0 | 0 | 0 | 0 | 0 | 0 | 0 | 0 | 0 | 0 | 0 | 0 | 0 | 0 | 0 | 0 | 0 | 0 | 0 | 0 | 0 | 0
F10_Commercial_OR - Health_Existing_Food Preparation_Natural Gas_Fryer_A_Technical Potential | F10 | Commercial | OR - Health | Existing | Food Preparation | Natural Gas | Fryer | A | Purchases (Incremental) | Technical Potential | 0 | 0 | 14.4459 | 13.5089 | 12.7593 | 12.1596 | 11.6798 | 11.296 | 10.9889 | 11.9146 | 12.4209 | 0 | 0 | 0 | 4.32 | 3.456 | 2.7648 | 2.4461 | 1.1604 | 0.44105 | 0 | 0 | 0.86655 | 0 | 0 | 0 | 0.34354
F11_Commercial_OR - Health_Existing_Food Preparation_Natural Gas_Fryer_A_Technical Potential | F11 | Commercial | OR - Health | Existing | Food Preparation | Natural Gas | Fryer | A | Purchases (Cumulative) | Technical Potential | 0 | 0 | 14.4459 | 27.9548 | 40.7141 | 52.8736 | 64.5534 | 75.8494 | 86.8383 | 98.7529 | 111.1738 | 111.1738 | 111.1738 | 111.1738 | 115.4937 | 118.9497 | 121.7145 | 124.1606 | 125.321 | 125.762 | 125.762 | 125.762 | 126.6286 | 126.6286 | 126.6286 | 126.6286 | 126.9721
F1_Commercial_OR - Health_Existing_Food Preparation_Natural Gas_Broiler_A_Technical Potential | F1 | Commercial | OR - Health | Existing | Food Preparation | Natural Gas | Broiler | A | Integrated Unit Energy Savings (kWh or therms) | Technical Potential | 0 | 240.24 | 240.24 | 240.24 | 240.24 | 240.24 | 240.24 | 240.24 | 240.24 | 240.24 | 240.24 | 240.24 | 240.24 | 240.24 | 240.24 | 240.24 | 240.24 | 240.24 | 240.24 | 240.24 | 240.24 | 240.24 | 240.24 | 240.24 | 240.24 | 240.24 | 240.24
F2_Commercial_OR - Health_Existing_Food Preparation_Natural Gas_Broiler_A_Technical Potential | F2 | Commercial | OR - Health | Existing | Food Preparation | Natural Gas | Broiler | A | Integrated Unit Summer Peak Savings (kW) | Technical Potential | 0 | 0 | 0 | 0 | 0 | 0 | 0 | 0 | 0 | 0 | 0 | 0 | 0 | 0 | 0 | 0 | 0 | 0 | 0 | 0 | 0 | 0 | 0 | 0 | 0 | 0 | 0
F3_Commercial_OR - Health_Existing_Food Preparation_Natural Gas_Broiler_A_Technical Potential | F3 | Commercial | OR - Health | Existing | Food Preparation | Natural Gas | Broiler | A | Integrated Unit Winter Peak Savings (kW) | Technical Potential | 0 | 0 | 0 | 0 | 0 | 0 | 0 | 0 | 0 | 0 | 0 | 0 | 0 | 0 | 0 | 0 | 0 | 0 | 0 | 0 | 0 | 0 | 0 | 0 | 0 | 0 | 0
F4_Commercial_OR - Health_Existing_Food Preparation_Natural Gas_Broiler_A_Technical Potential | F4 | Commercial | OR - Health | Existing | Food Preparation | Natural Gas | Broiler | A | Incremental Energy Savings (MWh or mTherms) | Technical Potential | 0 | 0 | 0.66237 | 0.73417 | 0.798 | 0.85473 | 0.90516 | 0.94998 | 0.98983 | 1.0252 | 0.97595 | 0.94111 | 0.91811 | 0.90477 | 0.23684 | 0.1657 | 0.10744 | 0.060086 | 0.021927 | 0.16163 | 0.12772 | 0.092251 | 0.13756 | 0.16606 | 0.18155 | 0.18712 | 0.18528
F5_Commercial_OR - Health_Existing_Food Preparation_Natural Gas_Broiler_A_Technical Potential | F5 | Commercial | OR - Health | Existing | Food Preparation | Natural Gas | Broiler | A | Incremental Summer Peak Savings (MW) | Technical Potential | 0 | 0 | 0 | 0 | 0 | 0 | 0 | 0 | 0 | 0 | 0 | 0 | 0 | 0 | 0 | 0 | 0 | 0 | 0 | 0 | 0 | 0 | 0 | 0 | 0 | 0 | 0
F6_Commercial_OR - Health_Existing_Food Preparation_Natural Gas_Broiler_A_Technical Potential | F6 | Commercial | OR - Health | Existing | Food Preparation | Natural Gas | Broiler | A | Incremental Winter Peak Savings (MW) | Technical Potential | 0 | 0 | 0 | 0 | 0 | 0 | 0 | 0 | 0 | 0 | 0 | 0 | 0 | 0 | 0 | 0 | 0 | 0 | 0 | 0 | 0 | 0 | 0 | 0 | 0 | 0 | 0
F7_Commercial_OR - Health_Existing_Food Preparation_Natural Gas_Broiler_A_Technical Potential | F7 | Commercial | OR - Health | Existing | Food Preparation | Natural Gas | Broiler | A | Cumulative Energy Savings (MWh or mTherms) | Technical Potential | 0 | 0 | 0.66237 | 1.3965 | 2.1945 | 3.0493 | 3.9544 | 4.9044 | 5.8942 | 6.9195 | 7.8954 | 8.8365 | 9.7546 | 10.6594 | 10.8963 | 11.062 | 11.1694 | 11.2295 | 11.2514 | 11.413 | 11.5408 | 11.633 | 11.7706 | 11.9366 | 12.1182 | 12.3053 | 12.4906
F8_Commercial_OR - Health_Existing_Food Preparation_Natural Gas_Broiler_A_Technical Potential | F8 | Commercial | OR - Health | Existing | Food Preparation | Natural Gas | Broiler | A | Cumulative Summer Peak Savings (MW) | Technical Potential | 0 | 0 | 0 | 0 | 0 | 0 | 0 | 0 | 0 | 0 | 0 | 0 | 0 | 0 | 0 | 0 | 0 | 0 | 0 | 0 | 0 | 0 | 0 | 0 | 0 | 0 | 0
F9_Commercial_OR - Health_Existing_Food Preparation_Natural Gas_Broiler_A_Technical Potential | F9 | Commercial | OR - Health | Existing | Food Preparation | Natural Gas | Broiler | A | Cumulative Winter Peak Savings (MW) | Technical Potential | 0 | 0 | 0 | 0 | 0 | 0 | 0 | 0 | 0 | 0 | 0 | 0 | 0 | 0 | 0 | 0 | 0 | 0 | 0 | 0 | 0 | 0 | 0 | 0 | 0 | 0 | 0
F10_Commercial_OR - Health_Existing_Food Preparation_Natural Gas_Broiler_A_Technical Potential | F10 | Commercial | OR - Health | Existing | Food Preparation | Natural Gas | Broiler | A | Purchases (Incremental) | Technical Potential | 0 | 0 | 2.7571 | 3.056 | 3.3217 | 3.5578 | 3.7677 | 3.9543 | 4.1202 | 4.2676 | 4.0624 | 3.9174 | 3.8217 | 3.7661 | 0.98584 | 0.68971 | 0.44723 | 0.25011 | 0.091273 | 0.67279 | 0.53162 | 0.38399 | 0.57261 | 0.69124 | 0.75571 | 0.7789 | 0.77122
F11_Commercial_OR - Health_Existing_Food Preparation_Natural Gas_Broiler_A_Technical Potential | F11 | Commercial | OR - Health | Existing | Food Preparation | Natural Gas | Broiler | A | Purchases (Cumulative) | Technical Potential | 0 | 0 | 2.7571 | 5.8131 | 9.1348 | 12.6926 | 16.4603 | 20.4146 | 24.5348 | 28.8023 | 32.8647 | 36.7821 | 40.6038 | 44.3699 | 45.3557 | 46.0454 | 46.4926 | 46.7428 | 46.834 | 47.5068 | 48.0384 | 48.4224 | 48.995 | 49.6863 | 50.442 | 51.2209 | 51.9921
F1_Commercial_OR - Health_Existing_Food Preparation_Natural Gas_Griddle_A_Technical Potential | F1 | Commercial | OR - Health | Existing | Food Preparation | Natural Gas | Griddle | A | Integrated Unit Energy Savings (kWh or therms) | Technical Potential | 0 | 167.9465 | 167.9465 | 167.9465 | 167.9465 | 167.9465 | 167.9465 | 167.9465 | 167.9465 | 167.9465 | 167.9465 | 167.9465 | 167.9465 | 167.9465 | 167.9465 | 167.9465 | 167.9465 | 167.9465 | 167.9465 | 167.9465 | 167.9465 | 167.9465 | 167.9465 | 167.9465 | 167.9465 | 167.9465 | 167.9465
F2_Commercial_OR - Health_Existing_Food Preparation_Natural Gas_Griddle_A_Technical Potential | F2 | Commercial | OR - Health | Existing | Food Preparation | Natural Gas | Griddle | A | Integrated Unit Summer Peak Savings (kW) | Technical Potential | 0 | 0 | 0 | 0 | 0 | 0 | 0 | 0 | 0 | 0 | 0 | 0 | 0 | 0 | 0 | 0 | 0 | 0 | 0 | 0 | 0 | 0 | 0 | 0 | 0 | 0 | 0
F3_Commercial_OR - Health_Existing_Food Preparation_Natural Gas_Griddle_A_Technical Potential | F3 | Commercial | OR - Health | Existing | Food Preparation | Natural Gas | Griddle | A | Integrated Unit Winter Peak Savings (kW) | Technical Potential | 0 | 0 | 0 | 0 | 0 | 0 | 0 | 0 | 0 | 0 | 0 | 0 | 0 | 0 | 0 | 0 | 0 | 0 | 0 | 0 | 0 | 0 | 0 | 0 | 0 | 0 | 0
F4_Commercial_OR - Health_Existing_Food Preparation_Natural Gas_Griddle_A_Technical Potential | F4 | Commercial | OR - Health | Existing | Food Preparation | Natural Gas | Griddle | A | Incremental Energy Savings (MWh or mTherms) | Technical Potential | 0 | 0 | 0.14814 | 0.1642 | 0.17847 | 0.19116 | 0.20244 | 0.21247 | 0.22138 | 0.2293 | 0.21827 | 0.21048 | 0.20534 | 0.20235 | 0.05297 | 0.037059 | 0.02403 | 0.013438 | 0.0049041 | 0.036149 | 0.028564 | 0.020632 | 0.030767 | 0.037141 | 0.040605 | 0.04185 | 0.041438
F5_Commercial_OR - Health_Existing_Food Preparation_Natural Gas_Griddle_A_Technical Potential | F5 | Commercial | OR - Health | Existing | Food Preparation | Natural Gas | Griddle | A | Incremental Summer Peak Savings (MW) | Technical Potential | 0 | 0 | 0 | 0 | 0 | 0 | 0 | 0 | 0 | 0 | 0 | 0 | 0 | 0 | 0 | 0 | 0 | 0 | 0 | 0 | 0 | 0 | 0 | 0 | 0 | 0 | 0
F6_Commercial_OR - Health_Existing_Food Preparation_Natural Gas_Griddle_A_Technical Potential | F6 | Commercial | OR - Health | Existing | Food Preparation | Natural Gas | Griddle | A | Incremental Winter Peak Savings (MW) | Technical Potential | 0 | 0 | 0 | 0 | 0 | 0 | 0 | 0 | 0 | 0 | 0 | 0 | 0 | 0 | 0 | 0 | 0 | 0 | 0 | 0 | 0 | 0 | 0 | 0 | 0 | 0 | 0
F7_Commercial_OR - Health_Existing_Food Preparation_Natural Gas_Griddle_A_Technical Potential | F7 | Commercial | OR - Health | Existing | Food Preparation | Natural Gas | Griddle | A | Cumulative Energy Savings (MWh or mTherms) | Technical Potential | 0 | 0 | 0.14814 | 0.31234 | 0.49082 | 0.68198 | 0.88442 | 1.0969 | 1.3183 | 1.5476 | 1.7658 | 1.9763 | 2.1817 | 2.384 | 2.437 | 2.474 | 2.4981 | 2.5115 | 2.5164 | 2.5526 | 2.5811 | 2.6018 | 2.6325 | 2.6697 | 2.7103 | 2.7521 | 2.7936
F8_Commercial_OR - Health_Existing_Food Preparation_Natural Gas_Griddle_A_Technical Potential | F8 | Commercial | OR - Health | Existing | Food Preparation | Natural Gas | Griddle | A | Cumulative Summer Peak Savings (MW) | Technical Potential | 0 | 0 | 0 | 0 | 0 | 0 | 0 | 0 | 0 | 0 | 0 | 0 | 0 | 0 | 0 | 0 | 0 | 0 | 0 | 0 | 0 | 0 | 0 | 0 | 0 | 0 | 0
F9_Commercial_OR - Health_Existing_Food Preparation_Natural Gas_Griddle_A_Technical Potential | F9 | Commercial | OR - Health | Existing | Food Preparation | Natural Gas | Griddle | A | Cumulative Winter Peak Savings (MW) | Technical Potential | 0 | 0 | 0 | 0 | 0 | 0 | 0 | 0 | 0 | 0 | 0 | 0 | 0 | 0 | 0 | 0 | 0 | 0 | 0 | 0 | 0 | 0 | 0 | 0 | 0 | 0 | 0
F10_Commercial_OR - Health_Existing_Food Preparation_Natural Gas_Griddle_A_Technical Potential | F10 | Commercial | OR - Health | Existing | Food Preparation | Natural Gas | Griddle | A | Purchases (Incremental) | Technical Potential | 0 | 0 | 0.88208 | 0.97769 | 1.0627 | 1.1382 | 1.2054 | 1.2651 | 1.3181 | 1.3653 | 1.2997 | 1.2533 | 1.2226 | 1.2049 | 0.3154 | 0.22066 | 0.14308 | 0.080016 | 0.029201 | 0.21524 | 0.17008 | 0.12285 | 0.18319 | 0.22115 | 0.24177 | 0.24919 | 0.24673
F11_Commercial_OR - Health_Existing_Food Preparation_Natural Gas_Griddle_A_Technical Potential | F11 | Commercial | OR - Health | Existing | Food Preparation | Natural Gas | Griddle | A | Purchases (Cumulative) | Technical Potential | 0 | 0 | 0.88208 | 1.8598 | 2.9225 | 4.0607 | 5.2661 | 6.5312 | 7.8493 | 9.2146 | 10.5143 | 11.7676 | 12.9902 | 14.1951 | 14.5105 | 14.7311 | 14.8742 | 14.9542 | 14.9834 | 15.1987 | 15.3688 | 15.4916 | 15.6748 | 15.896 | 16.1377 | 16.3869 | 16.6336
F1_Commercial_OR - Health_Existing_Food Preparation_Natural Gas_Range_A_Technical Potential | F1 | Commercial | OR - Health | Existing | Food Preparation | Natural Gas | Range | A | Integrated Unit Energy Savings (kWh or therms) | Technical Potential | 0 | 171.4286 | 171.4286 | 171.4286 | 171.4286 | 171.4286 | 171.4286 | 171.4286 | 171.4286 | 171.4286 | 171.4286 | 171.4286 | 171.4286 | 171.4286 | 171.4286 | 171.4286 | 171.4286 | 171.4286 | 171.4286 | 171.4286 | 171.4286 | 171.4286 | 171.4286 | 171.4286 | 171.4286 | 171.4286 | 171.4286
F2_Commercial_OR - Health_Existing_Food Preparation_Natural Gas_Range_A_Technical Potential | F2 | Commercial | OR - Health | Existing | Food Preparation | Natural Gas | Range | A | Integrated Unit Summer Peak Savings (kW) | Technical Potential | 0 | 0 | 0 | 0 | 0 | 0 | 0 | 0 | 0 | 0 | 0 | 0 | 0 | 0 | 0 | 0 | 0 | 0 | 0 | 0 | 0 | 0 | 0 | 0 | 0 | 0 | 0
F3_Commercial_OR - Health_Existing_Food Preparation_Natural Gas_Range_A_Technical Potential | F3 | Commercial | OR - Health | Existing | Food Preparation | Natural Gas | Range | A | Integrated Unit Winter Peak Savings (kW) | Technical Potential | 0 | 0 | 0 | 0 | 0 | 0 | 0 | 0 | 0 | 0 | 0 | 0 | 0 | 0 | 0 | 0 | 0 | 0 | 0 | 0 | 0 | 0 | 0 | 0 | 0 | 0 | 0
F4_Commercial_OR - Health_Existing_Food Preparation_Natural Gas_Range_A_Technical Potential | F4 | Commercial | OR - Health | Existing | Food Preparation | Natural Gas | Range | A | Incremental Energy Savings (MWh or mTherms) | Technical Potential | 0 | 0 | 0.95075 | 1.1263 | 1.2667 | 1.379 | 1.4689 | 1.5408 | 1.5983 | 1.6443 | 1.4617 | 1.3595 | 0.36213 | 0.17737 | 0.052025 | 0.16144 | 0.12916 | 0.10332 | 0.082659 | 0.022247 | 0.16699 | 0.22487 | 0.23044 | 0.20682 | 0.14988 | 0 | 0
F5_Commercial_OR - Health_Existing_Food Preparation_Natural Gas_Range_A_Technical Potential | F5 | Commercial | OR - Health | Existing | Food Preparation | Natural Gas | Range | A | Incremental Summer Peak Savings (MW) | Technical Potential | 0 | 0 | 0 | 0 | 0 | 0 | 0 | 0 | 0 | 0 | 0 | 0 | 0 | 0 | 0 | 0 | 0 | 0 | 0 | 0 | 0 | 0 | 0 | 0 | 0 | 0 | 0
F6_Commercial_OR - Health_Existing_Food Preparation_Natural Gas_Range_A_Technical Potential | F6 | Commercial | OR - Health | Existing | Food Preparation | Natural Gas | Range | A | Incremental Winter Peak Savings (MW) | Technical Potential | 0 | 0 | 0 | 0 | 0 | 0 | 0 | 0 | 0 | 0 | 0 | 0 | 0 | 0 | 0 | 0 | 0 | 0 | 0 | 0 | 0 | 0 | 0 | 0 | 0 | 0 | 0
F7_Commercial_OR - Health_Existing_Food Preparation_Natural Gas_Range_A_Technical Potential | F7 | Commercial | OR - Health | Existing | Food Preparation | Natural Gas | Range | A | Cumulative Energy Savings (MWh or mTherms) | Technical Potential | 0 | 0 | 0.95075 | 2.077 | 3.3437 | 4.7227 | 6.1916 | 7.7324 | 9.3307 | 10.975 | 12.4368 | 13.7963 | 14.1584 | 14.3358 | 14.3878 | 14.5493 | 14.6784 | 14.7817 | 14.8644 | 14.8866 | 15.0536 | 15.2785 | 15.5089 | 15.7158 | 15.8656 | 15.8656 | 15.8656
F8_Commercial_OR - Health_Existing_Food Preparation_Natural Gas_Range_A_Technical Potential | F8 | Commercial | OR - Health | Existing | Food Preparation | Natural Gas | Range | A | Cumulative Summer Peak Savings (MW) | Technical Potential | 0 | 0 | 0 | 0 | 0 | 0 | 0 | 0 | 0 | 0 | 0 | 0 | 0 | 0 | 0 | 0 | 0 | 0 | 0 | 0 | 0 | 0 | 0 | 0 | 0 | 0 | 0
F9_Commercial_OR - Health_Existing_Food Preparation_Natural Gas_Range_A_Technical Potential | F9 | Commercial | OR - Health | Existing | Food Preparation | Natural Gas | Range | A | Cumulative Winter Peak Savings (MW) | Technical Potential | 0 | 0 | 0 | 0 | 0 | 0 | 0 | 0 | 0 | 0 | 0 | 0 | 0 | 0 | 0 | 0 | 0 | 0 | 0 | 0 | 0 | 0 | 0 | 0 | 0 | 0 | 0
F10_Commercial_OR - Health_Existing_Food Preparation_Natural Gas_Range_A_Technical Potential | F10 | Commercial | OR - Health | Existing | Food Preparation | Natural Gas | Range | A | Purchases (Incremental) | Technical Potential | 0 | 0 | 5.546 | 6.5699 | 7.389 | 8.0443 | 8.5685 | 8.9879 | 9.3234 | 9.5918 | 8.5267 | 7.9306 | 2.1124 | 1.0346 | 0.30348 | 0.94176 | 0.75341 | 0.60272 | 0.48218 | 0.12977 | 0.97412 | 1.3117 | 1.3443 | 1.2065 | 0.8743 | 0 | 0
F11_Commercial_OR - Health_Existing_Food Preparation_Natural Gas_Range_A_Technical Potential | F11 | Commercial | OR - Health | Existing | Food Preparation | Natural Gas | Range | A | Purchases (Cumulative) | Technical Potential | 0 | 0 | 5.546 | 12.116 | 19.505 | 27.5493 | 36.1179 | 45.1058 | 54.4292 | 64.0211 | 72.5478 | 80.4784 | 82.5908 | 83.6254 | 83.9289 | 84.8707 | 85.6241 | 86.2268 | 86.709 | 86.8387 | 87.8129 | 89.1246 | 90.4688 | 91.6753 | 92.5496 | 92.5496 | 92.5496
F1_Commercial_OR - Health_Existing_Food Preparation_Natural Gas_Steamer_A_Technical Potential | F1 | Commercial | OR - Health | Existing | Food Preparation | Natural Gas | Steamer | A | Integrated Unit Energy Savings (kWh or therms) | Technical Potential | 0 | 1215.1419 | 1215.1419 | 1215.1419 | 1215.1419 | 1215.1419 | 1215.1419 | 1215.1419 | 1215.1419 | 1215.1419 | 1215.1419 | 1215.1419 | 1215.1419 | 1215.1419 | 1215.1419 | 1215.1419 | 1215.1419 | 1215.1419 | 1215.1419 | 1215.1419 | 1215.1419 | 1215.1419 | 1215.1419 | 1215.1419 | 1215.1419 | 1215.1419 | 1215.1419
F2_Commercial_OR - Health_Existing_Food Preparation_Natural Gas_Steamer_A_Technical Potential | F2 | Commercial | OR - Health | Existing | Food Preparation | Natural Gas | Steamer | A | Integrated Unit Summer Peak Savings (kW) | Technical Potential | 0 | 0 | 0 | 0 | 0 | 0 | 0 | 0 | 0 | 0 | 0 | 0 | 0 | 0 | 0 | 0 | 0 | 0 | 0 | 0 | 0 | 0 | 0 | 0 | 0 | 0 | 0
F3_Commercial_OR - Health_Existing_Food Preparation_Natural Gas_Steamer_A_Technical Potential | F3 | Commercial | OR - Health | Existing | Food Preparation | Natural Gas | Steamer | A | Integrated Unit Winter Peak Savings (kW) | Technical Potential | 0 | 0 | 0 | 0 | 0 | 0 | 0 | 0 | 0 | 0 | 0 | 0 | 0 | 0 | 0 | 0 | 0 | 0 | 0 | 0 | 0 | 0 | 0 | 0 | 0 | 0 | 0
F4_Commercial_OR - Health_Existing_Food Preparation_Natural Gas_Steamer_A_Technical Potential | F4 | Commercial | OR - Health | Existing | Food Preparation | Natural Gas | Steamer | A | Incremental Energy Savings (MWh or mTherms) | Technical Potential | 0 | 0 | 1.1272 | 1.0961 | 1.0712 | 1.0513 | 1.0354 | 1.0227 | 1.0514 | 1.0665 | 0 | 0 | 0 | 0.31585 | 0.25268 | 0.20992 | 0.1415 | 0.097034 | 0.013908 | 0.027047 | 0.10825 | 0 | 0 | 0 | 0.0053824 | 0.10168 | 0
F5_Commercial_OR - Health_Existing_Food Preparation_Natural Gas_Steamer_A_Technical Potential | F5 | Commercial | OR - Health | Existing | Food Preparation | Natural Gas | Steamer | A | Incremental Summer Peak Savings (MW) | Technical Potential | 0 | 0 | 0 | 0 | 0 | 0 | 0 | 0 | 0 | 0 | 0 | 0 | 0 | 0 | 0 | 0 | 0 | 0 | 0 | 0 | 0 | 0 | 0 | 0 | 0 | 0 | 0
F6_Commercial_OR - Health_Existing_Food Preparation_Natural Gas_Steamer_A_Technical Potential | F6 | Commercial | OR - Health | Existing | Food Preparation | Natural Gas | Steamer | A | Incremental Winter Peak Savings (MW) | Technical Potential | 0 | 0 | 0 | 0 | 0 | 0 | 0 | 0 | 0 | 0 | 0 | 0 | 0 | 0 | 0 | 0 | 0 | 0 | 0 | 0 | 0 | 0 | 0 | 0 | 0 | 0 | 0
F7_Commercial_OR - Health_Existing_Food Preparation_Natural Gas_Steamer_A_Technical Potential | F7 | Commercial | OR - Health | Existing | Food Preparation | Natural Gas | Steamer | A | Cumulative Energy Savings (MWh or mTherms) | Technical Potential | 0 | 0 | 1.1272 | 2.2233 | 3.2946 | 4.3459 | 5.3813 | 6.404 | 7.4553 | 8.5219 | 8.5219 | 8.5219 | 8.5219 | 8.8377 | 9.0904 | 9.3003 | 9.4418 | 9.5389 | 9.5528 | 9.5798 | 9.6881 | 9.6881 | 9.6881 | 9.6881 | 9.6934 | 9.7951 | 9.7951
F8_Commercial_OR - Health_Existing_Food Preparation_Natural Gas_Steamer_A_Technical Potential | F8 | Commercial | OR - Health | Existing | Food Preparation | Natural Gas | Steamer | A | Cumulative Summer Peak Savings (MW) | Technical Potential | 0 | 0 | 0 | 0 | 0 | 0 | 0 | 0 | 0 | 0 | 0 | 0 | 0 | 0 | 0 | 0 | 0 | 0 | 0 | 0 | 0 | 0 | 0 | 0 | 0 | 0 | 0
F9_Commercial_OR - Health_Existing_Food Preparation_Natural Gas_Steamer_A_Technical Potential | F9 | Commercial | OR - Health | Existing | Food Preparation | Natural Gas | Steamer | A | Cumulative Winter Peak Savings (MW) | Technical Potential | 0 | 0 | 0 | 0 | 0 | 0 | 0 | 0 | 0 | 0 | 0 | 0 | 0 | 0 | 0 | 0 | 0 | 0 | 0 | 0 | 0 | 0 | 0 | 0 | 0 | 0 | 0
F10_Commercial_OR - Health_Existing_Food Preparation_Natural Gas_Steamer_A_Technical Potential | F10 | Commercial | OR - Health | Existing | Food Preparation | Natural Gas | Steamer | A | Purchases (Incremental) | Technical Potential | 0 | 0 | 0.92764 | 0.90205 | 0.88157 | 0.8652 | 0.85209 | 0.84161 | 0.86521 | 0.8777 | 0 | 0 | 0 | 0.25993 | 0.20794 | 0.17275 | 0.11645 | 0.079854 | 0.011446 | 0.022259 | 0.089082 | 0 | 0 | 0 | 0.0044294 | 0.083677 | 0
F11_Commercial_OR - Health_Existing_Food Preparation_Natural Gas_Steamer_A_Technical Potential | F11 | Commercial | OR - Health | Existing | Food Preparation | Natural Gas | Steamer | A | Purchases (Cumulative) | Technical Potential | 0 | 0 | 0.92764 | 1.8297 | 2.7113 | 3.5764 | 4.4285 | 5.2702 | 6.1354 | 7.0131 | 7.0131 | 7.0131 | 7.0131 | 7.273 | 7.4809 | 7.6537 | 7.7701 | 7.85 | 7.8614 | 7.8837 | 7.9728 | 7.9728 | 7.9728 | 7.9728 | 7.9772 | 8.0609 | 8.0609
F1_Commercial_OR - Health_Existing_Food Preparation_Natural Gas_Commercial Food Prep Other_A_Technical Potential | F1 | Commercial | OR - Health | Existing | Food Preparation | Natural Gas | Commercial Food Prep Other | A | Integrated Unit Energy Savings (kWh or therms) | Technical Potential | 0 | 0 | 0 | 0 | 0 | 0 | 0 | 0 | 0 | 0 | 0 | 0 | 0 | 0 | 0 | 0 | 0 | 0 | 0 | 0 | 0 | 0 | 0 | 0 | 0 | 0 | 0
F2_Commercial_OR - Health_Existing_Food Preparation_Natural Gas_Commercial Food Prep Other_A_Technical Potential | F2 | Commercial | OR - Health | Existing | Food Preparation | Natural Gas | Commercial Food Prep Other | A | Integrated Unit Summer Peak Savings (kW) | Technical Potential | 0 | 0 | 0 | 0 | 0 | 0 | 0 | 0 | 0 | 0 | 0 | 0 | 0 | 0 | 0 | 0 | 0 | 0 | 0 | 0 | 0 | 0 | 0 | 0 | 0 | 0 | 0
F3_Commercial_OR - Health_Existing_Food Preparation_Natural Gas_Commercial Food Prep Other_A_Technical Potential | F3 | Commercial | OR - Health | Existing | Food Preparation | Natural Gas | Commercial Food Prep Other | A | Integrated Unit Winter Peak Savings (kW) | Technical Potential | 0 | 0 | 0 | 0 | 0 | 0 | 0 | 0 | 0 | 0 | 0 | 0 | 0 | 0 | 0 | 0 | 0 | 0 | 0 | 0 | 0 | 0 | 0 | 0 | 0 | 0 | 0
F4_Commercial_OR - Health_Existing_Food Preparation_Natural Gas_Commercial Food Prep Other_A_Technical Potential | F4 | Commercial | OR - Health | Existing | Food Preparation | Natural Gas | Commercial Food Prep Other | A | Incremental Energy Savings (MWh or mTherms) | Technical Potential | 0 | 0 | 0 | 0 | 0 | 0 | 0 | 0 | 0 | 0 | 0 | 0 | 0 | 0 | 0 | 0 | 0 | 0 | 0 | 0 | 0 | 0 | 0 | 0 | 0 | 0 | 0
F5_Commercial_OR - Health_Existing_Food Preparation_Natural Gas_Commercial Food Prep Other_A_Technical Potential | F5 | Commercial | OR - Health | Existing | Food Preparation | Natural Gas | Commercial Food Prep Other | A | Incremental Summer Peak Savings (MW) | Technical Potential | 0 | 0 | 0 | 0 | 0 | 0 | 0 | 0 | 0 | 0 | 0 | 0 | 0 | 0 | 0 | 0 | 0 | 0 | 0 | 0 | 0 | 0 | 0 | 0 | 0 | 0 | 0
F6_Commercial_OR - Health_Existing_Food Preparation_Natural Gas_Commercial Food Prep Other_A_Technical Potential | F6 | Commercial | OR - Health | Existing | Food Preparation | Natural Gas | Commercial Food Prep Other | A | Incremental Winter Peak Savings (MW) | Technical Potential | 0 | 0 | 0 | 0 | 0 | 0 | 0 | 0 | 0 | 0 | 0 | 0 | 0 | 0 | 0 | 0 | 0 | 0 | 0 | 0 | 0 | 0 | 0 | 0 | 0 | 0 | 0
F7_Commercial_OR - Health_Existing_Food Preparation_Natural Gas_Commercial Food Prep Other_A_Technical Potential | F7 | Commercial | OR - Health | Existing | Food Preparation | Natural Gas | Commercial Food Prep Other | A | Cumulative Energy Savings (MWh or mTherms) | Technical Potential | 0 | 0 | 0 | 0 | 0 | 0 | 0 | 0 | 0 | 0 | 0 | 0 | 0 | 0 | 0 | 0 | 0 | 0 | 0 | 0 | 0 | 0 | 0 | 0 | 0 | 0 | 0
F8_Commercial_OR - Health_Existing_Food Preparation_Natural Gas_Commercial Food Prep Other_A_Technical Potential | F8 | Commercial | OR - Health | Existing | Food Preparation | Natural Gas | Commercial Food Prep Other | A | Cumulative Summer Peak Savings (MW) | Technical Potential | 0 | 0 | 0 | 0 | 0 | 0 | 0 | 0 | 0 | 0 | 0 | 0 | 0 | 0 | 0 | 0 | 0 | 0 | 0 | 0 | 0 | 0 | 0 | 0 | 0 | 0 | 0
F9_Commercial_OR - Health_Existing_Food Preparation_Natural Gas_Commercial Food Prep Other_A_Technical Potential | F9 | Commercial | OR - Health | Existing | Food Preparation | Natural Gas | Commercial Food Prep Other | A | Cumulative Winter Peak Savings (MW) | Technical Potential | 0 | 0 | 0 | 0 | 0 | 0 | 0 | 0 | 0 | 0 | 0 | 0 | 0 | 0 | 0 | 0 | 0 | 0 | 0 | 0 | 0 | 0 | 0 | 0 | 0 | 0 | 0
F10_Commercial_OR - Health_Existing_Food Preparation_Natural Gas_Commercial Food Prep Other_A_Technical Potential | F10 | Commercial | OR - Health | Existing | Food Preparation | Natural Gas | Commercial Food Prep Other | A | Purchases (Incremental) | Technical Potential | 0 | 0 | 0 | 0 | 0 | 0 | 0 | 0 | 0 | 0 | 0 | 0 | 0 | 0 | 0 | 0 | 0 | 0 | 0 | 0 | 0 | 0 | 0 | 0 | 0 | 0 | 0
F11_Commercial_OR - Health_Existing_Food Preparation_Natural Gas_Commercial Food Prep Other_A_Technical Potential | F11 | Commercial | OR - Health | Existing | Food Preparation | Natural Gas | Commercial Food Prep Other | A | Purchases (Cumulative) | Technical Potential | 0 | 0 | 0 | 0 | 0 | 0 | 0 | 0 | 0 | 0 | 0 | 0 | 0 | 0 | 0 | 0 | 0 | 0 | 0 | 0 | 0 | 0 | 0 | 0 | 0 | 0 | 0
F1_Commercial_OR - Health_Existing_Miscellaneous_Natural Gas_Pool Heater_A_Technical Potential | F1 | Commercial | OR - Health | Existing | Miscellaneous | Natural Gas | Pool Heater | A | Integrated Unit Energy Savings (kWh or therms) | Technical Potential | 0 | 0 | 0 | 0 | 0 | 0 | 0 | 0 | 0 | 0 | 0 | 0 | 0 | 0 | 0 | 0 | 0 | 0 | 0 | 0 | 0 | 0 | 0 | 0 | 0 | 0 | 0
F2_Commercial_OR - Health_Existing_Miscellaneous_Natural Gas_Pool Heater_A_Technical Potential | F2 | Commercial | OR - Health | Existing | Miscellaneous | Natural Gas | Pool Heater | A | Integrated Unit Summer Peak Savings (kW) | Technical Potential | 0 | 0 | 0 | 0 | 0 | 0 | 0 | 0 | 0 | 0 | 0 | 0 | 0 | 0 | 0 | 0 | 0 | 0 | 0 | 0 | 0 | 0 | 0 | 0 | 0 | 0 | 0
F3_Commercial_OR - Health_Existing_Miscellaneous_Natural Gas_Pool Heater_A_Technical Potential | F3 | Commercial | OR - Health | Existing | Miscellaneous | Natural Gas | Pool Heater | A | Integrated Unit Winter Peak Savings (kW) | Technical Potential | 0 | 0 | 0 | 0 | 0 | 0 | 0 | 0 | 0 | 0 | 0 | 0 | 0 | 0 | 0 | 0 | 0 | 0 | 0 | 0 | 0 | 0 | 0 | 0 | 0 | 0 | 0
F4_Commercial_OR - Health_Existing_Miscellaneous_Natural Gas_Pool Heater_A_Technical Potential | F4 | Commercial | OR - Health | Existing | Miscellaneous | Natural Gas | Pool Heater | A | Incremental Energy Savings (MWh or mTherms) | Technical Potential | 0 | 0 | 0 | 0 | 0 | 0 | 0 | 0 | 0 | 0 | 0 | 0 | 0 | 0 | 0 | 0 | 0 | 0 | 0 | 0 | 0 | 0 | 0 | 0 | 0 | 0 | 0
F5_Commercial_OR - Health_Existing_Miscellaneous_Natural Gas_Pool Heater_A_Technical Potential | F5 | Commercial | OR - Health | Existing | Miscellaneous | Natural Gas | Pool Heater | A | Incremental Summer Peak Savings (MW) | Technical Potential | 0 | 0 | 0 | 0 | 0 | 0 | 0 | 0 | 0 | 0 | 0 | 0 | 0 | 0 | 0 | 0 | 0 | 0 | 0 | 0 | 0 | 0 | 0 | 0 | 0 | 0 | 0
F6_Commercial_OR - Health_Existing_Miscellaneous_Natural Gas_Pool Heater_A_Technical Potential | F6 | Commercial | OR - Health | Existing | Miscellaneous | Natural Gas | Pool Heater | A | Incremental Winter Peak Savings (MW) | Technical Potential | 0 | 0 | 0 | 0 | 0 | 0 | 0 | 0 | 0 | 0 | 0 | 0 | 0 | 0 | 0 | 0 | 0 | 0 | 0 | 0 | 0 | 0 | 0 | 0 | 0 | 0 | 0
F7_Commercial_OR - Health_Existing_Miscellaneous_Natural Gas_Pool Heater_A_Technical Potential | F7 | Commercial | OR - Health | Existing | Miscellaneous | Natural Gas | Pool Heater | A | Cumulative Energy Savings (MWh or mTherms) | Technical Potential | 0 | 0 | 0 | 0 | 0 | 0 | 0 | 0 | 0 | 0 | 0 | 0 | 0 | 0 | 0 | 0 | 0 | 0 | 0 | 0 | 0 | 0 | 0 | 0 | 0 | 0 | 0
F8_Commercial_OR - Health_Existing_Miscellaneous_Natural Gas_Pool Heater_A_Technical Potential | F8 | Commercial | OR - Health | Existing | Miscellaneous | Natural Gas | Pool Heater | A | Cumulative Summer Peak Savings (MW) | Technical Potential | 0 | 0 | 0 | 0 | 0 | 0 | 0 | 0 | 0 | 0 | 0 | 0 | 0 | 0 | 0 | 0 | 0 | 0 | 0 | 0 | 0 | 0 | 0 | 0 | 0 | 0 | 0
F9_Commercial_OR - Health_Existing_Miscellaneous_Natural Gas_Pool Heater_A_Technical Potential | F9 | Commercial | OR - Health | Existing | Miscellaneous | Natural Gas | Pool Heater | A | Cumulative Winter Peak Savings (MW) | Technical Potential | 0 | 0 | 0 | 0 | 0 | 0 | 0 | 0 | 0 | 0 | 0 | 0 | 0 | 0 | 0 | 0 | 0 | 0 | 0 | 0 | 0 | 0 | 0 | 0 | 0 | 0 | 0
F10_Commercial_OR - Health_Existing_Miscellaneous_Natural Gas_Pool Heater_A_Technical Potential | F10 | Commercial | OR - Health | Existing | Miscellaneous | Natural Gas | Pool Heater | A | Purchases (Incremental) | Technical Potential | 0 | 0 | 0 | 0 | 0 | 0 | 0 | 0 | 0 | 0 | 0 | 0 | 0 | 0 | 0 | 0 | 0 | 0 | 0 | 0 | 0 | 0 | 0 | 0 | 0 | 0 | 0
F11_Commercial_OR - Health_Existing_Miscellaneous_Natural Gas_Pool Heater_A_Technical Potential | F11 | Commercial | OR - Health | Existing | Miscellaneous | Natural Gas | Pool Heater | A | Purchases (Cumulative) | Technical Potential | 0 | 0 | 0 | 0 | 0 | 0 | 0 | 0 | 0 | 0 | 0 | 0 | 0 | 0 | 0 | 0 | 0 | 0 | 0 | 0 | 0 | 0 | 0 | 0 | 0 | 0 | 0
F1_Commercial_OR - Health_New_Space Heating_Natural Gas_Furnace_A_Technical Potential | F1 | Commercial | OR - Health | New | Space Heating | Natural Gas | Furnace | A | Integrated Unit Energy Savings (kWh or therms) | Technical Potential | 0 | 0 | 0 | 0 | 0 | 0 | 0 | 0 | 0 | 0 | 0 | 0 | 0 | 0 | 0 | 0 | 0 | 0 | 0 | 0 | 0 | 0 | 0 | 0 | 0 | 0 | 0
F2_Commercial_OR - Health_New_Space Heating_Natural Gas_Furnace_A_Technical Potential | F2 | Commercial | OR - Health | New | Space Heating | Natural Gas | Furnace | A | Integrated Unit Summer Peak Savings (kW) | Technical Potential | 0 | 0 | 0 | 0 | 0 | 0 | 0 | 0 | 0 | 0 | 0 | 0 | 0 | 0 | 0 | 0 | 0 | 0 | 0 | 0 | 0 | 0 | 0 | 0 | 0 | 0 | 0
F3_Commercial_OR - Health_New_Space Heating_Natural Gas_Furnace_A_Technical Potential | F3 | Commercial | OR - Health | New | Space Heating | Natural Gas | Furnace | A | Integrated Unit Winter Peak Savings (kW) | Technical Potential | 0 | 0 | 0 | 0 | 0 | 0 | 0 | 0 | 0 | 0 | 0 | 0 | 0 | 0 | 0 | 0 | 0 | 0 | 0 | 0 | 0 | 0 | 0 | 0 | 0 | 0 | 0
F4_Commercial_OR - Health_New_Space Heating_Natural Gas_Furnace_A_Technical Potential | F4 | Commercial | OR - Health | New | Space Heating | Natural Gas | Furnace | A | Incremental Energy Savings (MWh or mTherms) | Technical Potential | 0 | 0 | 0 | 0 | 0 | 0 | 0 | 0 | 0 | 0 | 0 | 0 | 0 | 0 | 0 | 0 | 0 | 0 | 0 | 0 | 0 | 0 | 0 | 0 | 0 | 0 | 0
F5_Commercial_OR - Health_New_Space Heating_Natural Gas_Furnace_A_Technical Potential | F5 | Commercial | OR - Health | New | Space Heating | Natural Gas | Furnace | A | Incremental Summer Peak Savings (MW) | Technical Potential | 0 | 0 | 0 | 0 | 0 | 0 | 0 | 0 | 0 | 0 | 0 | 0 | 0 | 0 | 0 | 0 | 0 | 0 | 0 | 0 | 0 | 0 | 0 | 0 | 0 | 0 | 0
F6_Commercial_OR - Health_New_Space Heating_Natural Gas_Furnace_A_Technical Potential | F6 | Commercial | OR - Health | New | Space Heating | Natural Gas | Furnace | A | Incremental Winter Peak Savings (MW) | Technical Potential | 0 | 0 | 0 | 0 | 0 | 0 | 0 | 0 | 0 | 0 | 0 | 0 | 0 | 0 | 0 | 0 | 0 | 0 | 0 | 0 | 0 | 0 | 0 | 0 | 0 | 0 | 0
F7_Commercial_OR - Health_New_Space Heating_Natural Gas_Furnace_A_Technical Potential | F7 | Commercial | OR - Health | New | Space Heating | Natural Gas | Furnace | A | Cumulative Energy Savings (MWh or mTherms) | Technical Potential | 0 | 0 | 0 | 0 | 0 | 0 | 0 | 0 | 0 | 0 | 0 | 0 | 0 | 0 | 0 | 0 | 0 | 0 | 0 | 0 | 0 | 0 | 0 | 0 | 0 | 0 | 0
F8_Commercial_OR - Health_New_Space Heating_Natural Gas_Furnace_A_Technical Potential | F8 | Commercial | OR - Health | New | Space Heating | Natural Gas | Furnace | A | Cumulative Summer Peak Savings (MW) | Technical Potential | 0 | 0 | 0 | 0 | 0 | 0 | 0 | 0 | 0 | 0 | 0 | 0 | 0 | 0 | 0 | 0 | 0 | 0 | 0 | 0 | 0 | 0 | 0 | 0 | 0 | 0 | 0
F9_Commercial_OR - Health_New_Space Heating_Natural Gas_Furnace_A_Technical Potential | F9 | Commercial | OR - Health | New | Space Heating | Natural Gas | Furnace | A | Cumulative Winter Peak Savings (MW) | Technical Potential | 0 | 0 | 0 | 0 | 0 | 0 | 0 | 0 | 0 | 0 | 0 | 0 | 0 | 0 | 0 | 0 | 0 | 0 | 0 | 0 | 0 | 0 | 0 | 0 | 0 | 0 | 0
F10_Commercial_OR - Health_New_Space Heating_Natural Gas_Furnace_A_Technical Potential | F10 | Commercial | OR - Health | New | Space Heating | Natural Gas | Furnace | A | Purchases (Incremental) | Technical Potential | 0 | 0 | 0 | 0 | 0 | 0 | 0 | 0 | 0 | 0 | 0 | 0 | 0 | 0 | 0 | 0 | 0 | 0 | 0 | 0 | 0 | 0 | 0 | 0 | 0 | 0 | 0
F11_Commercial_OR - Health_New_Space Heating_Natural Gas_Furnace_A_Technical Potential | F11 | Commercial | OR - Health | New | Space Heating | Natural Gas | Furnace | A | Purchases (Cumulative) | Technical Potential | 0 | 0 | 0 | 0 | 0 | 0 | 0 | 0 | 0 | 0 | 0 | 0 | 0 | 0 | 0 | 0 | 0 | 0 | 0 | 0 | 0 | 0 | 0 | 0 | 0 | 0 | 0
F1_Commercial_OR - Health_New_Space Heating_Natural Gas_Boiler_A_Technical Potential | F1 | Commercial | OR - Health | New | Space Heating | Natural Gas | Boiler | A | Integrated Unit Energy Savings (kWh or therms) | Technical Potential | 0 | 0 | 0 | 0 | 0 | 0 | 0 | 0 | 0 | 0 | 0 | 0 | 0 | 0 | 0 | 0 | 0 | 0 | 0 | 0 | 0 | 0 | 0 | 0 | 0 | 0 | 0
F2_Commercial_OR - Health_New_Space Heating_Natural Gas_Boiler_A_Technical Potential | F2 | Commercial | OR - Health | New | Space Heating | Natural Gas | Boiler | A | Integrated Unit Summer Peak Savings (kW) | Technical Potential | 0 | 0 | 0 | 0 | 0 | 0 | 0 | 0 | 0 | 0 | 0 | 0 | 0 | 0 | 0 | 0 | 0 | 0 | 0 | 0 | 0 | 0 | 0 | 0 | 0 | 0 | 0
F3_Commercial_OR - Health_New_Space Heating_Natural Gas_Boiler_A_Technical Potential | F3 | Commercial | OR - Health | New | Space Heating | Natural Gas | Boiler | A | Integrated Unit Winter Peak Savings (kW) | Technical Potential | 0 | 0 | 0 | 0 | 0 | 0 | 0 | 0 | 0 | 0 | 0 | 0 | 0 | 0 | 0 | 0 | 0 | 0 | 0 | 0 | 0 | 0 | 0 | 0 | 0 | 0 | 0
F4_Commercial_OR - Health_New_Space Heating_Natural Gas_Boiler_A_Technical Potential | F4 | Commercial | OR - Health | New | Space Heating | Natural Gas | Boiler | A | Incremental Energy Savings (MWh or mTherms) | Technical Potential | 0 | 0 | 0 | 0 | 0 | 0 | 0 | 0 | 0 | 0 | 0 | 0 | 0 | 0 | 0 | 0 | 0 | 0 | 0 | 0 | 0 | 0 | 0 | 0 | 0 | 0 | 0
F5_Commercial_OR - Health_New_Space Heating_Natural Gas_Boiler_A_Technical Potential | F5 | Commercial | OR - Health | New | Space Heating | Natural Gas | Boiler | A | Incremental Summer Peak Savings (MW) | Technical Potential | 0 | 0 | 0 | 0 | 0 | 0 | 0 | 0 | 0 | 0 | 0 | 0 | 0 | 0 | 0 | 0 | 0 | 0 | 0 | 0 | 0 | 0 | 0 | 0 | 0 | 0 | 0
F6_Commercial_OR - Health_New_Space Heating_Natural Gas_Boiler_A_Technical Potential | F6 | Commercial | OR - Health | New | Space Heating | Natural Gas | Boiler | A | Incremental Winter Peak Savings (MW) | Technical Potential | 0 | 0 | 0 | 0 | 0 | 0 | 0 | 0 | 0 | 0 | 0 | 0 | 0 | 0 | 0 | 0 | 0 | 0 | 0 | 0 | 0 | 0 | 0 | 0 | 0 | 0 | 0
F7_Commercial_OR - Health_New_Space Heating_Natural Gas_Boiler_A_Technical Potential | F7 | Commercial | OR - Health | New | Space Heating | Natural Gas | Boiler | A | Cumulative Energy Savings (MWh or mTherms) | Technical Potential | 0 | 0 | 0 | 0 | 0 | 0 | 0 | 0 | 0 | 0 | 0 | 0 | 0 | 0 | 0 | 0 | 0 | 0 | 0 | 0 | 0 | 0 | 0 | 0 | 0 | 0 | 0
F8_Commercial_OR - Health_New_Space Heating_Natural Gas_Boiler_A_Technical Potential | F8 | Commercial | OR - Health | New | Space Heating | Natural Gas | Boiler | A | Cumulative Summer Peak Savings (MW) | Technical Potential | 0 | 0 | 0 | 0 | 0 | 0 | 0 | 0 | 0 | 0 | 0 | 0 | 0 | 0 | 0 | 0 | 0 | 0 | 0 | 0 | 0 | 0 | 0 | 0 | 0 | 0 | 0
F9_Commercial_OR - Health_New_Space Heating_Natural Gas_Boiler_A_Technical Potential | F9 | Commercial | OR - Health | New | Space Heating | Natural Gas | Boiler | A | Cumulative Winter Peak Savings (MW) | Technical Potential | 0 | 0 | 0 | 0 | 0 | 0 | 0 | 0 | 0 | 0 | 0 | 0 | 0 | 0 | 0 | 0 | 0 | 0 | 0 | 0 | 0 | 0 | 0 | 0 | 0 | 0 | 0
F10_Commercial_OR - Health_New_Space Heating_Natural Gas_Boiler_A_Technical Potential | F10 | Commercial | OR - Health | New | Space Heating | Natural Gas | Boiler | A | Purchases (Incremental) | Technical Potential | 0 | 0 | 0 | 0 | 0 | 0 | 0 | 0 | 0 | 0 | 0 | 0 | 0 | 0 | 0 | 0 | 0 | 0 | 0 | 0 | 0 | 0 | 0 | 0 | 0 | 0 | 0
F11_Commercial_OR - Health_New_Space Heating_Natural Gas_Boiler_A_Technical Potential | F11 | Commercial | OR - Health | New | Space Heating | Natural Gas | Boiler | A | Purchases (Cumulative) | Technical Potential | 0 | 0 | 0 | 0 | 0 | 0 | 0 | 0 | 0 | 0 | 0 | 0 | 0 | 0 | 0 | 0 | 0 | 0 | 0 | 0 | 0 | 0 | 0 | 0 | 0 | 0 | 0
F1_Commercial_OR - Health_New_Space Heating_Natural Gas_Unit Heater_A_Technical Potential | F1 | Commercial | OR - Health | New | Space Heating | Natural Gas | Unit Heater | A | Integrated Unit Energy Savings (kWh or therms) | Technical Potential | 0 | 0 | 0 | 0 | 0 | 0 | 0 | 0 | 0 | 0 | 0 | 0 | 0 | 0 | 0 | 0 | 0 | 0 | 0 | 0 | 0 | 0 | 0 | 0 | 0 | 0 | 0
F2_Commercial_OR - Health_New_Space Heating_Natural Gas_Unit Heater_A_Technical Potential | F2 | Commercial | OR - Health | New | Space Heating | Natural Gas | Unit Heater | A | Integrated Unit Summer Peak Savings (kW) | Technical Potential | 0 | 0 | 0 | 0 | 0 | 0 | 0 | 0 | 0 | 0 | 0 | 0 | 0 | 0 | 0 | 0 | 0 | 0 | 0 | 0 | 0 | 0 | 0 | 0 | 0 | 0 | 0
F3_Commercial_OR - Health_New_Space Heating_Natural Gas_Unit Heater_A_Technical Potential | F3 | Commercial | OR - Health | New | Space Heating | Natural Gas | Unit Heater | A | Integrated Unit Winter Peak Savings (kW) | Technical Potential | 0 | 0 | 0 | 0 | 0 | 0 | 0 | 0 | 0 | 0 | 0 | 0 | 0 | 0 | 0 | 0 | 0 | 0 | 0 | 0 | 0 | 0 | 0 | 0 | 0 | 0 | 0
F4_Commercial_OR - Health_New_Space Heating_Natural Gas_Unit Heater_A_Technical Potential | F4 | Commercial | OR - Health | New | Space Heating | Natural Gas | Unit Heater | A | Incremental Energy Savings (MWh or mTherms) | Technical Potential | 0 | 0 | 0 | 0 | 0 | 0 | 0 | 0 | 0 | 0 | 0 | 0 | 0 | 0 | 0 | 0 | 0 | 0 | 0 | 0 | 0 | 0 | 0 | 0 | 0 | 0 | 0
F5_Commercial_OR - Health_New_Space Heating_Natural Gas_Unit Heater_A_Technical Potential | F5 | Commercial | OR - Health | New | Space Heating | Natural Gas | Unit Heater | A | Incremental Summer Peak Savings (MW) | Technical Potential | 0 | 0 | 0 | 0 | 0 | 0 | 0 | 0 | 0 | 0 | 0 | 0 | 0 | 0 | 0 | 0 | 0 | 0 | 0 | 0 | 0 | 0 | 0 | 0 | 0 | 0 | 0
F6_Commercial_OR - Health_New_Space Heating_Natural Gas_Unit Heater_A_Technical Potential | F6 | Commercial | OR - Health | New | Space Heating | Natural Gas | Unit Heater | A | Incremental Winter Peak Savings (MW) | Technical Potential | 0 | 0 | 0 | 0 | 0 | 0 | 0 | 0 | 0 | 0 | 0 | 0 | 0 | 0 | 0 | 0 | 0 | 0 | 0 | 0 | 0 | 0 | 0 | 0 | 0 | 0 | 0
F7_Commercial_OR - Health_New_Space Heating_Natural Gas_Unit Heater_A_Technical Potential | F7 | Commercial | OR - Health | New | Space Heating | Natural Gas | Unit Heater | A | Cumulative Energy Savings (MWh or mTherms) | Technical Potential | 0 | 0 | 0 | 0 | 0 | 0 | 0 | 0 | 0 | 0 | 0 | 0 | 0 | 0 | 0 | 0 | 0 | 0 | 0 | 0 | 0 | 0 | 0 | 0 | 0 | 0 | 0
F8_Commercial_OR - Health_New_Space Heating_Natural Gas_Unit Heater_A_Technical Potential | F8 | Commercial | OR - Health | New | Space Heating | Natural Gas | Unit Heater | A | Cumulative Summer Peak Savings (MW) | Technical Potential | 0 | 0 | 0 | 0 | 0 | 0 | 0 | 0 | 0 | 0 | 0 | 0 | 0 | 0 | 0 | 0 | 0 | 0 | 0 | 0 | 0 | 0 | 0 | 0 | 0 | 0 | 0
F9_Commercial_OR - Health_New_Space Heating_Natural Gas_Unit Heater_A_Technical Potential | F9 | Commercial | OR - Health | New | Space Heating | Natural Gas | Unit Heater | A | Cumulative Winter Peak Savings (MW) | Technical Potential | 0 | 0 | 0 | 0 | 0 | 0 | 0 | 0 | 0 | 0 | 0 | 0 | 0 | 0 | 0 | 0 | 0 | 0 | 0 | 0 | 0 | 0 | 0 | 0 | 0 | 0 | 0
F10_Commercial_OR - Health_New_Space Heating_Natural Gas_Unit Heater_A_Technical Potential | F10 | Commercial | OR - Health | New | Space Heating | Natural Gas | Unit Heater | A | Purchases (Incremental) | Technical Potential | 0 | 0 | 0 | 0 | 0 | 0 | 0 | 0 | 0 | 0 | 0 | 0 | 0 | 0 | 0 | 0 | 0 | 0 | 0 | 0 | 0 | 0 | 0 | 0 | 0 | 0 | 0
F11_Commercial_OR - Health_New_Space Heating_Natural Gas_Unit Heater_A_Technical Potential | F11 | Commercial | OR - Health | New | Space Heating | Natural Gas | Unit Heater | A | Purchases (Cumulative) | Technical Potential | 0 | 0 | 0 | 0 | 0 | 0 | 0 | 0 | 0 | 0 | 0 | 0 | 0 | 0 | 0 | 0 | 0 | 0 | 0 | 0 | 0 | 0 | 0 | 0 | 0 | 0 | 0
F1_Commercial_OR - Health_New_Water Heating_Natural Gas_Water Heater_A_Technical Potential | F1 | Commercial | OR - Health | New | Water Heating | Natural Gas | Water Heater | A | Integrated Unit Energy Savings (kWh or therms) | Technical Potential | 0 | 0 | 0 | 0 | 0 | 0 | 0 | 0 | 0 | 0 | 0 | 0 | 0 | 0 | 0 | 0 | 0 | 0 | 0 | 0 | 0 | 0 | 0 | 0 | 0 | 0 | 0
F2_Commercial_OR - Health_New_Water Heating_Natural Gas_Water Heater_A_Technical Potential | F2 | Commercial | OR - Health | New | Water Heating | Natural Gas | Water Heater | A | Integrated Unit Summer Peak Savings (kW) | Technical Potential | 0 | 0 | 0 | 0 | 0 | 0 | 0 | 0 | 0 | 0 | 0 | 0 | 0 | 0 | 0 | 0 | 0 | 0 | 0 | 0 | 0 | 0 | 0 | 0 | 0 | 0 | 0
F3_Commercial_OR - Health_New_Water Heating_Natural Gas_Water Heater_A_Technical Potential | F3 | Commercial | OR - Health | New | Water Heating | Natural Gas | Water Heater | A | Integrated Unit Winter Peak Savings (kW) | Technical Potential | 0 | 0 | 0 | 0 | 0 | 0 | 0 | 0 | 0 | 0 | 0 | 0 | 0 | 0 | 0 | 0 | 0 | 0 | 0 | 0 | 0 | 0 | 0 | 0 | 0 | 0 | 0
F4_Commercial_OR - Health_New_Water Heating_Natural Gas_Water Heater_A_Technical Potential | F4 | Commercial | OR - Health | New | Water Heating | Natural Gas | Water Heater | A | Incremental Energy Savings (MWh or mTherms) | Technical Potential | 0 | 0 | 0 | 0 | 0 | 0 | 0 | 0 | 0 | 0 | 0 | 0 | 0 | 0 | 0 | 0 | 0 | 0 | 0 | 0 | 0 | 0 | 0 | 0 | 0 | 0 | 0
F5_Commercial_OR - Health_New_Water Heating_Natural Gas_Water Heater_A_Technical Potential | F5 | Commercial | OR - Health | New | Water Heating | Natural Gas | Water Heater | A | Incremental Summer Peak Savings (MW) | Technical Potential | 0 | 0 | 0 | 0 | 0 | 0 | 0 | 0 | 0 | 0 | 0 | 0 | 0 | 0 | 0 | 0 | 0 | 0 | 0 | 0 | 0 | 0 | 0 | 0 | 0 | 0 | 0
F6_Commercial_OR - Health_New_Water Heating_Natural Gas_Water Heater_A_Technical Potential | F6 | Commercial | OR - Health | New | Water Heating | Natural Gas | Water Heater | A | Incremental Winter Peak Savings (MW) | Technical Potential | 0 | 0 | 0 | 0 | 0 | 0 | 0 | 0 | 0 | 0 | 0 | 0 | 0 | 0 | 0 | 0 | 0 | 0 | 0 | 0 | 0 | 0 | 0 | 0 | 0 | 0 | 0
F7_Commercial_OR - Health_New_Water Heating_Natural Gas_Water Heater_A_Technical Potential | F7 | Commercial | OR - Health | New | Water Heating | Natural Gas | Water Heater | A | Cumulative Energy Savings (MWh or mTherms) | Technical Potential | 0 | 0 | 0 | 0 | 0 | 0 | 0 | 0 | 0 | 0 | 0 | 0 | 0 | 0 | 0 | 0 | 0 | 0 | 0 | 0 | 0 | 0 | 0 | 0 | 0 | 0 | 0
F8_Commercial_OR - Health_New_Water Heating_Natural Gas_Water Heater_A_Technical Potential | F8 | Commercial | OR - Health | New | Water Heating | Natural Gas | Water Heater | A | Cumulative Summer Peak Savings (MW) | Technical Potential | 0 | 0 | 0 | 0 | 0 | 0 | 0 | 0 | 0 | 0 | 0 | 0 | 0 | 0 | 0 | 0 | 0 | 0 | 0 | 0 | 0 | 0 | 0 | 0 | 0 | 0 | 0
F9_Commercial_OR - Health_New_Water Heating_Natural Gas_Water Heater_A_Technical Potential | F9 | Commercial | OR - Health | New | Water Heating | Natural Gas | Water Heater | A | Cumulative Winter Peak Savings (MW) | Technical Potential | 0 | 0 | 0 | 0 | 0 | 0 | 0 | 0 | 0 | 0 | 0 | 0 | 0 | 0 | 0 | 0 | 0 | 0 | 0 | 0 | 0 | 0 | 0 | 0 | 0 | 0 | 0
F10_Commercial_OR - Health_New_Water Heating_Natural Gas_Water Heater_A_Technical Potential | F10 | Commercial | OR - Health | New | Water Heating | Natural Gas | Water Heater | A | Purchases (Incremental) | Technical Potential | 0 | 0 | 0 | 0 | 0 | 0 | 0 | 0 | 0 | 0 | 0 | 0 | 0 | 0 | 0 | 0 | 0 | 0 | 0 | 0 | 0 | 0 | 0 | 0 | 0 | 0 | 0
F11_Commercial_OR - Health_New_Water Heating_Natural Gas_Water Heater_A_Technical Potential | F11 | Commercial | OR - Health | New | Water Heating | Natural Gas | Water Heater | A | Purchases (Cumulative) | Technical Potential | 0 | 0 | 0 | 0 | 0 | 0 | 0 | 0 | 0 | 0 | 0 | 0 | 0 | 0 | 0 | 0 | 0 | 0 | 0 | 0 | 0 | 0 | 0 | 0 | 0 | 0 | 0
F1_Commercial_OR - Health_New_Food Preparation_Natural Gas_Oven_A_Technical Potential | F1 | Commercial | OR - Health | New | Food Preparation | Natural Gas | Oven | A | Integrated Unit Energy Savings (kWh or therms) | Technical Potential | 0 | 0 | 0 | 0 | 0 | 0 | 0 | 0 | 0 | 0 | 0 | 0 | 0 | 0 | 0 | 0 | 0 | 0 | 0 | 0 | 0 | 0 | 0 | 0 | 0 | 0 | 0
F2_Commercial_OR - Health_New_Food Preparation_Natural Gas_Oven_A_Technical Potential | F2 | Commercial | OR - Health | New | Food Preparation | Natural Gas | Oven | A | Integrated Unit Summer Peak Savings (kW) | Technical Potential | 0 | 0 | 0 | 0 | 0 | 0 | 0 | 0 | 0 | 0 | 0 | 0 | 0 | 0 | 0 | 0 | 0 | 0 | 0 | 0 | 0 | 0 | 0 | 0 | 0 | 0 | 0
F3_Commercial_OR - Health_New_Food Preparation_Natural Gas_Oven_A_Technical Potential | F3 | Commercial | OR - Health | New | Food Preparation | Natural Gas | Oven | A | Integrated Unit Winter Peak Savings (kW) | Technical Potential | 0 | 0 | 0 | 0 | 0 | 0 | 0 | 0 | 0 | 0 | 0 | 0 | 0 | 0 | 0 | 0 | 0 | 0 | 0 | 0 | 0 | 0 | 0 | 0 | 0 | 0 | 0
F4_Commercial_OR - Health_New_Food Preparation_Natural Gas_Oven_A_Technical Potential | F4 | Commercial | OR - Health | New | Food Preparation | Natural Gas | Oven | A | Incremental Energy Savings (MWh or mTherms) | Technical Potential | 0 | 0 | 0 | 0 | 0 | 0 | 0 | 0 | 0 | 0 | 0 | 0 | 0 | 0 | 0 | 0 | 0 | 0 | 0 | 0 | 0 | 0 | 0 | 0 | 0 | 0 | 0
F5_Commercial_OR - Health_New_Food Preparation_Natural Gas_Oven_A_Technical Potential | F5 | Commercial | OR - Health | New | Food Preparation | Natural Gas | Oven | A | Incremental Summer Peak Savings (MW) | Technical Potential | 0 | 0 | 0 | 0 | 0 | 0 | 0 | 0 | 0 | 0 | 0 | 0 | 0 | 0 | 0 | 0 | 0 | 0 | 0 | 0 | 0 | 0 | 0 | 0 | 0 | 0 | 0
F6_Commercial_OR - Health_New_Food Preparation_Natural Gas_Oven_A_Technical Potential | F6 | Commercial | OR - Health | New | Food Preparation | Natural Gas | Oven | A | Incremental Winter Peak Savings (MW) | Technical Potential | 0 | 0 | 0 | 0 | 0 | 0 | 0 | 0 | 0 | 0 | 0 | 0 | 0 | 0 | 0 | 0 | 0 | 0 | 0 | 0 | 0 | 0 | 0 | 0 | 0 | 0 | 0
F7_Commercial_OR - Health_New_Food Preparation_Natural Gas_Oven_A_Technical Potential | F7 | Commercial | OR - Health | New | Food Preparation | Natural Gas | Oven | A | Cumulative Energy Savings (MWh or mTherms) | Technical Potential | 0 | 0 | 0 | 0 | 0 | 0 | 0 | 0 | 0 | 0 | 0 | 0 | 0 | 0 | 0 | 0 | 0 | 0 | 0 | 0 | 0 | 0 | 0 | 0 | 0 | 0 | 0
F8_Commercial_OR - Health_New_Food Preparation_Natural Gas_Oven_A_Technical Potential | F8 | Commercial | OR - Health | New | Food Preparation | Natural Gas | Oven | A | Cumulative Summer Peak Savings (MW) | Technical Potential | 0 | 0 | 0 | 0 | 0 | 0 | 0 | 0 | 0 | 0 | 0 | 0 | 0 | 0 | 0 | 0 | 0 | 0 | 0 | 0 | 0 | 0 | 0 | 0 | 0 | 0 | 0
F9_Commercial_OR - Health_New_Food Preparation_Natural Gas_Oven_A_Technical Potential | F9 | Commercial | OR - Health | New | Food Preparation | Natural Gas | Oven | A | Cumulative Winter Peak Savings (MW) | Technical Potential | 0 | 0 | 0 | 0 | 0 | 0 | 0 | 0 | 0 | 0 | 0 | 0 | 0 | 0 | 0 | 0 | 0 | 0 | 0 | 0 | 0 | 0 | 0 | 0 | 0 | 0 | 0
F10_Commercial_OR - Health_New_Food Preparation_Natural Gas_Oven_A_Technical Potential | F10 | Commercial | OR - Health | New | Food Preparation | Natural Gas | Oven | A | Purchases (Incremental) | Technical Potential | 0 | 0 | 0 | 0 | 0 | 0 | 0 | 0 | 0 | 0 | 0 | 0 | 0 | 0 | 0 | 0 | 0 | 0 | 0 | 0 | 0 | 0 | 0 | 0 | 0 | 0 | 0
F11_Commercial_OR - Health_New_Food Preparation_Natural Gas_Oven_A_Technical Potential | F11 | Commercial | OR - Health | New | Food Preparation | Natural Gas | Oven | A | Purchases (Cumulative) | Technical Potential | 0 | 0 | 0 | 0 | 0 | 0 | 0 | 0 | 0 | 0 | 0 | 0 | 0 | 0 | 0 | 0 | 0 | 0 | 0 | 0 | 0 | 0 | 0 | 0 | 0 | 0 | 0
F1_Commercial_OR - Health_New_Food Preparation_Natural Gas_Conveyor Oven_A_Technical Potential | F1 | Commercial | OR - Health | New | Food Preparation | Natural Gas | Conveyor Oven | A | Integrated Unit Energy Savings (kWh or therms) | Technical Potential | 0 | 0 | 0 | 0 | 0 | 0 | 0 | 0 | 0 | 0 | 0 | 0 | 0 | 0 | 0 | 0 | 0 | 0 | 0 | 0 | 0 | 0 | 0 | 0 | 0 | 0 | 0
F2_Commercial_OR - Health_New_Food Preparation_Natural Gas_Conveyor Oven_A_Technical Potential | F2 | Commercial | OR - Health | New | Food Preparation | Natural Gas | Conveyor Oven | A | Integrated Unit Summer Peak Savings (kW) | Technical Potential | 0 | 0 | 0 | 0 | 0 | 0 | 0 | 0 | 0 | 0 | 0 | 0 | 0 | 0 | 0 | 0 | 0 | 0 | 0 | 0 | 0 | 0 | 0 | 0 | 0 | 0 | 0
F3_Commercial_OR - Health_New_Food Preparation_Natural Gas_Conveyor Oven_A_Technical Potential | F3 | Commercial | OR - Health | New | Food Preparation | Natural Gas | Conveyor Oven | A | Integrated Unit Winter Peak Savings (kW) | Technical Potential | 0 | 0 | 0 | 0 | 0 | 0 | 0 | 0 | 0 | 0 | 0 | 0 | 0 | 0 | 0 | 0 | 0 | 0 | 0 | 0 | 0 | 0 | 0 | 0 | 0 | 0 | 0
F4_Commercial_OR - Health_New_Food Preparation_Natural Gas_Conveyor Oven_A_Technical Potential | F4 | Commercial | OR - Health | New | Food Preparation | Natural Gas | Conveyor Oven | A | Incremental Energy Savings (MWh or mTherms) | Technical Potential | 0 | 0 | 0 | 0 | 0 | 0 | 0 | 0 | 0 | 0 | 0 | 0 | 0 | 0 | 0 | 0 | 0 | 0 | 0 | 0 | 0 | 0 | 0 | 0 | 0 | 0 | 0
F5_Commercial_OR - Health_New_Food Preparation_Natural Gas_Conveyor Oven_A_Technical Potential | F5 | Commercial | OR - Health | New | Food Preparation | Natural Gas | Conveyor Oven | A | Incremental Summer Peak Savings (MW) | Technical Potential | 0 | 0 | 0 | 0 | 0 | 0 | 0 | 0 | 0 | 0 | 0 | 0 | 0 | 0 | 0 | 0 | 0 | 0 | 0 | 0 | 0 | 0 | 0 | 0 | 0 | 0 | 0
F6_Commercial_OR - Health_New_Food Preparation_Natural Gas_Conveyor Oven_A_Technical Potential | F6 | Commercial | OR - Health | New | Food Preparation | Natural Gas | Conveyor Oven | A | Incremental Winter Peak Savings (MW) | Technical Potential | 0 | 0 | 0 | 0 | 0 | 0 | 0 | 0 | 0 | 0 | 0 | 0 | 0 | 0 | 0 | 0 | 0 | 0 | 0 | 0 | 0 | 0 | 0 | 0 | 0 | 0 | 0
F7_Commercial_OR - Health_New_Food Preparation_Natural Gas_Conveyor Oven_A_Technical Potential | F7 | Commercial | OR - Health | New | Food Preparation | Natural Gas | Conveyor Oven | A | Cumulative Energy Savings (MWh or mTherms) | Technical Potential | 0 | 0 | 0 | 0 | 0 | 0 | 0 | 0 | 0 | 0 | 0 | 0 | 0 | 0 | 0 | 0 | 0 | 0 | 0 | 0 | 0 | 0 | 0 | 0 | 0 | 0 | 0
F8_Commercial_OR - Health_New_Food Preparation_Natural Gas_Conveyor Oven_A_Technical Potential | F8 | Commercial | OR - Health | New | Food Preparation | Natural Gas | Conveyor Oven | A | Cumulative Summer Peak Savings (MW) | Technical Potential | 0 | 0 | 0 | 0 | 0 | 0 | 0 | 0 | 0 | 0 | 0 | 0 | 0 | 0 | 0 | 0 | 0 | 0 | 0 | 0 | 0 | 0 | 0 | 0 | 0 | 0 | 0
F9_Commercial_OR - Health_New_Food Preparation_Natural Gas_Conveyor Oven_A_Technical Potential | F9 | Commercial | OR - Health | New | Food Preparation | Natural Gas | Conveyor Oven | A | Cumulative Winter Peak Savings (MW) | Technical Potential | 0 | 0 | 0 | 0 | 0 | 0 | 0 | 0 | 0 | 0 | 0 | 0 | 0 | 0 | 0 | 0 | 0 | 0 | 0 | 0 | 0 | 0 | 0 | 0 | 0 | 0 | 0
F10_Commercial_OR - Health_New_Food Preparation_Natural Gas_Conveyor Oven_A_Technical Potential | F10 | Commercial | OR - Health | New | Food Preparation | Natural Gas | Conveyor Oven | A | Purchases (Incremental) | Technical Potential | 0 | 0 | 0 | 0 | 0 | 0 | 0 | 0 | 0 | 0 | 0 | 0 | 0 | 0 | 0 | 0 | 0 | 0 | 0 | 0 | 0 | 0 | 0 | 0 | 0 | 0 | 0
F11_Commercial_OR - Health_New_Food Preparation_Natural Gas_Conveyor Oven_A_Technical Potential | F11 | Commercial | OR - Health | New | Food Preparation | Natural Gas | Conveyor Oven | A | Purchases (Cumulative) | Technical Potential | 0 | 0 | 0 | 0 | 0 | 0 | 0 | 0 | 0 | 0 | 0 | 0 | 0 | 0 | 0 | 0 | 0 | 0 | 0 | 0 | 0 | 0 | 0 | 0 | 0 | 0 | 0
F1_Commercial_OR - Health_New_Food Preparation_Natural Gas_Double Rack Oven_A_Technical Potential | F1 | Commercial | OR - Health | New | Food Preparation | Natural Gas | Double Rack Oven | A | Integrated Unit Energy Savings (kWh or therms) | Technical Potential | 0 | 0 | 0 | 0 | 0 | 0 | 0 | 0 | 0 | 0 | 0 | 0 | 0 | 0 | 0 | 0 | 0 | 0 | 0 | 0 | 0 | 0 | 0 | 0 | 0 | 0 | 0
F2_Commercial_OR - Health_New_Food Preparation_Natural Gas_Double Rack Oven_A_Technical Potential | F2 | Commercial | OR - Health | New | Food Preparation | Natural Gas | Double Rack Oven | A | Integrated Unit Summer Peak Savings (kW) | Technical Potential | 0 | 0 | 0 | 0 | 0 | 0 | 0 | 0 | 0 | 0 | 0 | 0 | 0 | 0 | 0 | 0 | 0 | 0 | 0 | 0 | 0 | 0 | 0 | 0 | 0 | 0 | 0
F3_Commercial_OR - Health_New_Food Preparation_Natural Gas_Double Rack Oven_A_Technical Potential | F3 | Commercial | OR - Health | New | Food Preparation | Natural Gas | Double Rack Oven | A | Integrated Unit Winter Peak Savings (kW) | Technical Potential | 0 | 0 | 0 | 0 | 0 | 0 | 0 | 0 | 0 | 0 | 0 | 0 | 0 | 0 | 0 | 0 | 0 | 0 | 0 | 0 | 0 | 0 | 0 | 0 | 0 | 0 | 0
F4_Commercial_OR - Health_New_Food Preparation_Natural Gas_Double Rack Oven_A_Technical Potential | F4 | Commercial | OR - Health | New | Food Preparation | Natural Gas | Double Rack Oven | A | Incremental Energy Savings (MWh or mTherms) | Technical Potential | 0 | 0 | 0 | 0 | 0 | 0 | 0 | 0 | 0 | 0 | 0 | 0 | 0 | 0 | 0 | 0 | 0 | 0 | 0 | 0 | 0 | 0 | 0 | 0 | 0 | 0 | 0
F5_Commercial_OR - Health_New_Food Preparation_Natural Gas_Double Rack Oven_A_Technical Potential | F5 | Commercial | OR - Health | New | Food Preparation | Natural Gas | Double Rack Oven | A | Incremental Summer Peak Savings (MW) | Technical Potential | 0 | 0 | 0 | 0 | 0 | 0 | 0 | 0 | 0 | 0 | 0 | 0 | 0 | 0 | 0 | 0 | 0 | 0 | 0 | 0 | 0 | 0 | 0 | 0 | 0 | 0 | 0
F6_Commercial_OR - Health_New_Food Preparation_Natural Gas_Double Rack Oven_A_Technical Potential | F6 | Commercial | OR - Health | New | Food Preparation | Natural Gas | Double Rack Oven | A | Incremental Winter Peak Savings (MW) | Technical Potential | 0 | 0 | 0 | 0 | 0 | 0 | 0 | 0 | 0 | 0 | 0 | 0 | 0 | 0 | 0 | 0 | 0 | 0 | 0 | 0 | 0 | 0 | 0 | 0 | 0 | 0 | 0
F7_Commercial_OR - Health_New_Food Preparation_Natural Gas_Double Rack Oven_A_Technical Potential | F7 | Commercial | OR - Health | New | Food Preparation | Natural Gas | Double Rack Oven | A | Cumulative Energy Savings (MWh or mTherms) | Technical Potential | 0 | 0 | 0 | 0 | 0 | 0 | 0 | 0 | 0 | 0 | 0 | 0 | 0 | 0 | 0 | 0 | 0 | 0 | 0 | 0 | 0 | 0 | 0 | 0 | 0 | 0 | 0
F8_Commercial_OR - Health_New_Food Preparation_Natural Gas_Double Rack Oven_A_Technical Potential | F8 | Commercial | OR - Health | New | Food Preparation | Natural Gas | Double Rack Oven | A | Cumulative Summer Peak Savings (MW) | Technical Potential | 0 | 0 | 0 | 0 | 0 | 0 | 0 | 0 | 0 | 0 | 0 | 0 | 0 | 0 | 0 | 0 | 0 | 0 | 0 | 0 | 0 | 0 | 0 | 0 | 0 | 0 | 0
F9_Commercial_OR - Health_New_Food Preparation_Natural Gas_Double Rack Oven_A_Technical Potential | F9 | Commercial | OR - Health | New | Food Preparation | Natural Gas | Double Rack Oven | A | Cumulative Winter Peak Savings (MW) | Technical Potential | 0 | 0 | 0 | 0 | 0 | 0 | 0 | 0 | 0 | 0 | 0 | 0 | 0 | 0 | 0 | 0 | 0 | 0 | 0 | 0 | 0 | 0 | 0 | 0 | 0 | 0 | 0
F10_Commercial_OR - Health_New_Food Preparation_Natural Gas_Double Rack Oven_A_Technical Potential | F10 | Commercial | OR - Health | New | Food Preparation | Natural Gas | Double Rack Oven | A | Purchases (Incremental) | Technical Potential | 0 | 0 | 0 | 0 | 0 | 0 | 0 | 0 | 0 | 0 | 0 | 0 | 0 | 0 | 0 | 0 | 0 | 0 | 0 | 0 | 0 | 0 | 0 | 0 | 0 | 0 | 0
F11_Commercial_OR - Health_New_Food Preparation_Natural Gas_Double Rack Oven_A_Technical Potential | F11 | Commercial | OR - Health | New | Food Preparation | Natural Gas | Double Rack Oven | A | Purchases (Cumulative) | Technical Potential | 0 | 0 | 0 | 0 | 0 | 0 | 0 | 0 | 0 | 0 | 0 | 0 | 0 | 0 | 0 | 0 | 0 | 0 | 0 | 0 | 0 | 0 | 0 | 0 | 0 | 0 | 0
F1_Commercial_OR - Health_New_Food Preparation_Natural Gas_Fryer_A_Technical Potential | F1 | Commercial | OR - Health | New | Food Preparation | Natural Gas | Fryer | A | Integrated Unit Energy Savings (kWh or therms) | Technical Potential | 0 | 0 | 0 | 0 | 0 | 0 | 0 | 0 | 0 | 0 | 0 | 0 | 0 | 0 | 0 | 0 | 0 | 0 | 0 | 0 | 0 | 0 | 0 | 0 | 0 | 0 | 0
F2_Commercial_OR - Health_New_Food Preparation_Natural Gas_Fryer_A_Technical Potential | F2 | Commercial | OR - Health | New | Food Preparation | Natural Gas | Fryer | A | Integrated Unit Summer Peak Savings (kW) | Technical Potential | 0 | 0 | 0 | 0 | 0 | 0 | 0 | 0 | 0 | 0 | 0 | 0 | 0 | 0 | 0 | 0 | 0 | 0 | 0 | 0 | 0 | 0 | 0 | 0 | 0 | 0 | 0
F3_Commercial_OR - Health_New_Food Preparation_Natural Gas_Fryer_A_Technical Potential | F3 | Commercial | OR - Health | New | Food Preparation | Natural Gas | Fryer | A | Integrated Unit Winter Peak Savings (kW) | Technical Potential | 0 | 0 | 0 | 0 | 0 | 0 | 0 | 0 | 0 | 0 | 0 | 0 | 0 | 0 | 0 | 0 | 0 | 0 | 0 | 0 | 0 | 0 | 0 | 0 | 0 | 0 | 0
F4_Commercial_OR - Health_New_Food Preparation_Natural Gas_Fryer_A_Technical Potential | F4 | Commercial | OR - Health | New | Food Preparation | Natural Gas | Fryer | A | Incremental Energy Savings (MWh or mTherms) | Technical Potential | 0 | 0 | 0 | 0 | 0 | 0 | 0 | 0 | 0 | 0 | 0 | 0 | 0 | 0 | 0 | 0 | 0 | 0 | 0 | 0 | 0 | 0 | 0 | 0 | 0 | 0 | 0
F5_Commercial_OR - Health_New_Food Preparation_Natural Gas_Fryer_A_Technical Potential | F5 | Commercial | OR - Health | New | Food Preparation | Natural Gas | Fryer | A | Incremental Summer Peak Savings (MW) | Technical Potential | 0 | 0 | 0 | 0 | 0 | 0 | 0 | 0 | 0 | 0 | 0 | 0 | 0 | 0 | 0 | 0 | 0 | 0 | 0 | 0 | 0 | 0 | 0 | 0 | 0 | 0 | 0
F6_Commercial_OR - Health_New_Food Preparation_Natural Gas_Fryer_A_Technical Potential | F6 | Commercial | OR - Health | New | Food Preparation | Natural Gas | Fryer | A | Incremental Winter Peak Savings (MW) | Technical Potential | 0 | 0 | 0 | 0 | 0 | 0 | 0 | 0 | 0 | 0 | 0 | 0 | 0 | 0 | 0 | 0 | 0 | 0 | 0 | 0 | 0 | 0 | 0 | 0 | 0 | 0 | 0
F7_Commercial_OR - Health_New_Food Preparation_Natural Gas_Fryer_A_Technical Potential | F7 | Commercial | OR - Health | New | Food Preparation | Natural Gas | Fryer | A | Cumulative Energy Savings (MWh or mTherms) | Technical Potential | 0 | 0 | 0 | 0 | 0 | 0 | 0 | 0 | 0 | 0 | 0 | 0 | 0 | 0 | 0 | 0 | 0 | 0 | 0 | 0 | 0 | 0 | 0 | 0 | 0 | 0 | 0
F8_Commercial_OR - Health_New_Food Preparation_Natural Gas_Fryer_A_Technical Potential | F8 | Commercial | OR - Health | New | Food Preparation | Natural Gas | Fryer | A | Cumulative Summer Peak Savings (MW) | Technical Potential | 0 | 0 | 0 | 0 | 0 | 0 | 0 | 0 | 0 | 0 | 0 | 0 | 0 | 0 | 0 | 0 | 0 | 0 | 0 | 0 | 0 | 0 | 0 | 0 | 0 | 0 | 0
F9_Commercial_OR - Health_New_Food Preparation_Natural Gas_Fryer_A_Technical Potential | F9 | Commercial | OR - Health | New | Food Preparation | Natural Gas | Fryer | A | Cumulative Winter Peak Savings (MW) | Technical Potential | 0 | 0 | 0 | 0 | 0 | 0 | 0 | 0 | 0 | 0 | 0 | 0 | 0 | 0 | 0 | 0 | 0 | 0 | 0 | 0 | 0 | 0 | 0 | 0 | 0 | 0 | 0
F10_Commercial_OR - Health_New_Food Preparation_Natural Gas_Fryer_A_Technical Potential | F10 | Commercial | OR - Health | New | Food Preparation | Natural Gas | Fryer | A | Purchases (Incremental) | Technical Potential | 0 | 0 | 0 | 0 | 0 | 0 | 0 | 0 | 0 | 0 | 0 | 0 | 0 | 0 | 0 | 0 | 0 | 0 | 0 | 0 | 0 | 0 | 0 | 0 | 0 | 0 | 0
F11_Commercial_OR - Health_New_Food Preparation_Natural Gas_Fryer_A_Technical Potential | F11 | Commercial | OR - Health | New | Food Preparation | Natural Gas | Fryer | A | Purchases (Cumulative) | Technical Potential | 0 | 0 | 0 | 0 | 0 | 0 | 0 | 0 | 0 | 0 | 0 | 0 | 0 | 0 | 0 | 0 | 0 | 0 | 0 | 0 | 0 | 0 | 0 | 0 | 0 | 0 | 0
F1_Commercial_OR - Health_New_Food Preparation_Natural Gas_Broiler_A_Technical Potential | F1 | Commercial | OR - Health | New | Food Preparation | Natural Gas | Broiler | A | Integrated Unit Energy Savings (kWh or therms) | Technical Potential | 0 | 0 | 0 | 0 | 0 | 0 | 0 | 0 | 0 | 0 | 0 | 0 | 0 | 0 | 0 | 0 | 0 | 0 | 0 | 0 | 0 | 0 | 0 | 0 | 0 | 0 | 0
F2_Commercial_OR - Health_New_Food Preparation_Natural Gas_Broiler_A_Technical Potential | F2 | Commercial | OR - Health | New | Food Preparation | Natural Gas | Broiler | A | Integrated Unit Summer Peak Savings (kW) | Technical Potential | 0 | 0 | 0 | 0 | 0 | 0 | 0 | 0 | 0 | 0 | 0 | 0 | 0 | 0 | 0 | 0 | 0 | 0 | 0 | 0 | 0 | 0 | 0 | 0 | 0 | 0 | 0
F3_Commercial_OR - Health_New_Food Preparation_Natural Gas_Broiler_A_Technical Potential | F3 | Commercial | OR - Health | New | Food Preparation | Natural Gas | Broiler | A | Integrated Unit Winter Peak Savings (kW) | Technical Potential | 0 | 0 | 0 | 0 | 0 | 0 | 0 | 0 | 0 | 0 | 0 | 0 | 0 | 0 | 0 | 0 | 0 | 0 | 0 | 0 | 0 | 0 | 0 | 0 | 0 | 0 | 0
F4_Commercial_OR - Health_New_Food Preparation_Natural Gas_Broiler_A_Technical Potential | F4 | Commercial | OR - Health | New | Food Preparation | Natural Gas | Broiler | A | Incremental Energy Savings (MWh or mTherms) | Technical Potential | 0 | 0 | 0 | 0 | 0 | 0 | 0 | 0 | 0 | 0 | 0 | 0 | 0 | 0 | 0 | 0 | 0 | 0 | 0 | 0 | 0 | 0 | 0 | 0 | 0 | 0 | 0
F5_Commercial_OR - Health_New_Food Preparation_Natural Gas_Broiler_A_Technical Potential | F5 | Commercial | OR - Health | New | Food Preparation | Natural Gas | Broiler | A | Incremental Summer Peak Savings (MW) | Technical Potential | 0 | 0 | 0 | 0 | 0 | 0 | 0 | 0 | 0 | 0 | 0 | 0 | 0 | 0 | 0 | 0 | 0 | 0 | 0 | 0 | 0 | 0 | 0 | 0 | 0 | 0 | 0
F6_Commercial_OR - Health_New_Food Preparation_Natural Gas_Broiler_A_Technical Potential | F6 | Commercial | OR - Health | New | Food Preparation | Natural Gas | Broiler | A | Incremental Winter Peak Savings (MW) | Technical Potential | 0 | 0 | 0 | 0 | 0 | 0 | 0 | 0 | 0 | 0 | 0 | 0 | 0 | 0 | 0 | 0 | 0 | 0 | 0 | 0 | 0 | 0 | 0 | 0 | 0 | 0 | 0
F7_Commercial_OR - Health_New_Food Preparation_Natural Gas_Broiler_A_Technical Potential | F7 | Commercial | OR - Health | New | Food Preparation | Natural Gas | Broiler | A | Cumulative Energy Savings (MWh or mTherms) | Technical Potential | 0 | 0 | 0 | 0 | 0 | 0 | 0 | 0 | 0 | 0 | 0 | 0 | 0 | 0 | 0 | 0 | 0 | 0 | 0 | 0 | 0 | 0 | 0 | 0 | 0 | 0 | 0
F8_Commercial_OR - Health_New_Food Preparation_Natural Gas_Broiler_A_Technical Potential | F8 | Commercial | OR - Health | New | Food Preparation | Natural Gas | Broiler | A | Cumulative Summer Peak Savings (MW) | Technical Potential | 0 | 0 | 0 | 0 | 0 | 0 | 0 | 0 | 0 | 0 | 0 | 0 | 0 | 0 | 0 | 0 | 0 | 0 | 0 | 0 | 0 | 0 | 0 | 0 | 0 | 0 | 0
F9_Commercial_OR - Health_New_Food Preparation_Natural Gas_Broiler_A_Technical Potential | F9 | Commercial | OR - Health | New | Food Preparation | Natural Gas | Broiler | A | Cumulative Winter Peak Savings (MW) | Technical Potential | 0 | 0 | 0 | 0 | 0 | 0 | 0 | 0 | 0 | 0 | 0 | 0 | 0 | 0 | 0 | 0 | 0 | 0 | 0 | 0 | 0 | 0 | 0 | 0 | 0 | 0 | 0
F10_Commercial_OR - Health_New_Food Preparation_Natural Gas_Broiler_A_Technical Potential | F10 | Commercial | OR - Health | New | Food Preparation | Natural Gas | Broiler | A | Purchases (Incremental) | Technical Potential | 0 | 0 | 0 | 0 | 0 | 0 | 0 | 0 | 0 | 0 | 0 | 0 | 0 | 0 | 0 | 0 | 0 | 0 | 0 | 0 | 0 | 0 | 0 | 0 | 0 | 0 | 0
F11_Commercial_OR - Health_New_Food Preparation_Natural Gas_Broiler_A_Technical Potential | F11 | Commercial | OR - Health | New | Food Preparation | Natural Gas | Broiler | A | Purchases (Cumulative) | Technical Potential | 0 | 0 | 0 | 0 | 0 | 0 | 0 | 0 | 0 | 0 | 0 | 0 | 0 | 0 | 0 | 0 | 0 | 0 | 0 | 0 | 0 | 0 | 0 | 0 | 0 | 0 | 0
F1_Commercial_OR - Health_New_Food Preparation_Natural Gas_Griddle_A_Technical Potential | F1 | Commercial | OR - Health | New | Food Preparation | Natural Gas | Griddle | A | Integrated Unit Energy Savings (kWh or therms) | Technical Potential | 0 | 0 | 0 | 0 | 0 | 0 | 0 | 0 | 0 | 0 | 0 | 0 | 0 | 0 | 0 | 0 | 0 | 0 | 0 | 0 | 0 | 0 | 0 | 0 | 0 | 0 | 0
F2_Commercial_OR - Health_New_Food Preparation_Natural Gas_Griddle_A_Technical Potential | F2 | Commercial | OR - Health | New | Food Preparation | Natural Gas | Griddle | A | Integrated Unit Summer Peak Savings (kW) | Technical Potential | 0 | 0 | 0 | 0 | 0 | 0 | 0 | 0 | 0 | 0 | 0 | 0 | 0 | 0 | 0 | 0 | 0 | 0 | 0 | 0 | 0 | 0 | 0 | 0 | 0 | 0 | 0
F3_Commercial_OR - Health_New_Food Preparation_Natural Gas_Griddle_A_Technical Potential | F3 | Commercial | OR - Health | New | Food Preparation | Natural Gas | Griddle | A | Integrated Unit Winter Peak Savings (kW) | Technical Potential | 0 | 0 | 0 | 0 | 0 | 0 | 0 | 0 | 0 | 0 | 0 | 0 | 0 | 0 | 0 | 0 | 0 | 0 | 0 | 0 | 0 | 0 | 0 | 0 | 0 | 0 | 0
F4_Commercial_OR - Health_New_Food Preparation_Natural Gas_Griddle_A_Technical Potential | F4 | Commercial | OR - Health | New | Food Preparation | Natural Gas | Griddle | A | Incremental Energy Savings (MWh or mTherms) | Technical Potential | 0 | 0 | 0 | 0 | 0 | 0 | 0 | 0 | 0 | 0 | 0 | 0 | 0 | 0 | 0 | 0 | 0 | 0 | 0 | 0 | 0 | 0 | 0 | 0 | 0 | 0 | 0
F5_Commercial_OR - Health_New_Food Preparation_Natural Gas_Griddle_A_Technical Potential | F5 | Commercial | OR - Health | New | Food Preparation | Natural Gas | Griddle | A | Incremental Summer Peak Savings (MW) | Technical Potential | 0 | 0 | 0 | 0 | 0 | 0 | 0 | 0 | 0 | 0 | 0 | 0 | 0 | 0 | 0 | 0 | 0 | 0 | 0 | 0 | 0 | 0 | 0 | 0 | 0 | 0 | 0
F6_Commercial_OR - Health_New_Food Preparation_Natural Gas_Griddle_A_Technical Potential | F6 | Commercial | OR - Health | New | Food Preparation | Natural Gas | Griddle | A | Incremental Winter Peak Savings (MW) | Technical Potential | 0 | 0 | 0 | 0 | 0 | 0 | 0 | 0 | 0 | 0 | 0 | 0 | 0 | 0 | 0 | 0 | 0 | 0 | 0 | 0 | 0 | 0 | 0 | 0 | 0 | 0 | 0
F7_Commercial_OR - Health_New_Food Preparation_Natural Gas_Griddle_A_Technical Potential | F7 | Commercial | OR - Health | New | Food Preparation | Natural Gas | Griddle | A | Cumulative Energy Savings (MWh or mTherms) | Technical Potential | 0 | 0 | 0 | 0 | 0 | 0 | 0 | 0 | 0 | 0 | 0 | 0 | 0 | 0 | 0 | 0 | 0 | 0 | 0 | 0 | 0 | 0 | 0 | 0 | 0 | 0 | 0
F8_Commercial_OR - Health_New_Food Preparation_Natural Gas_Griddle_A_Technical Potential | F8 | Commercial | OR - Health | New | Food Preparation | Natural Gas | Griddle | A | Cumulative Summer Peak Savings (MW) | Technical Potential | 0 | 0 | 0 | 0 | 0 | 0 | 0 | 0 | 0 | 0 | 0 | 0 | 0 | 0 | 0 | 0 | 0 | 0 | 0 | 0 | 0 | 0 | 0 | 0 | 0 | 0 | 0
F9_Commercial_OR - Health_New_Food Preparation_Natural Gas_Griddle_A_Technical Potential | F9 | Commercial | OR - Health | New | Food Preparation | Natural Gas | Griddle | A | Cumulative Winter Peak Savings (MW) | Technical Potential | 0 | 0 | 0 | 0 | 0 | 0 | 0 | 0 | 0 | 0 | 0 | 0 | 0 | 0 | 0 | 0 | 0 | 0 | 0 | 0 | 0 | 0 | 0 | 0 | 0 | 0 | 0
F10_Commercial_OR - Health_New_Food Preparation_Natural Gas_Griddle_A_Technical Potential | F10 | Commercial | OR - Health | New | Food Preparation | Natural Gas | Griddle | A | Purchases (Incremental) | Technical Potential | 0 | 0 | 0 | 0 | 0 | 0 | 0 | 0 | 0 | 0 | 0 | 0 | 0 | 0 | 0 | 0 | 0 | 0 | 0 | 0 | 0 | 0 | 0 | 0 | 0 | 0 | 0
F11_Commercial_OR - Health_New_Food Preparation_Natural Gas_Griddle_A_Technical Potential | F11 | Commercial | OR - Health | New | Food Preparation | Natural Gas | Griddle | A | Purchases (Cumulative) | Technical Potential | 0 | 0 | 0 | 0 | 0 | 0 | 0 | 0 | 0 | 0 | 0 | 0 | 0 | 0 | 0 | 0 | 0 | 0 | 0 | 0 | 0 | 0 | 0 | 0 | 0 | 0 | 0
F1_Commercial_OR - Health_New_Food Preparation_Natural Gas_Range_A_Technical Potential | F1 | Commercial | OR - Health | New | Food Preparation | Natural Gas | Range | A | Integrated Unit Energy Savings (kWh or therms) | Technical Potential | 0 | 0 | 0 | 0 | 0 | 0 | 0 | 0 | 0 | 0 | 0 | 0 | 0 | 0 | 0 | 0 | 0 | 0 | 0 | 0 | 0 | 0 | 0 | 0 | 0 | 0 | 0
F2_Commercial_OR - Health_New_Food Preparation_Natural Gas_Range_A_Technical Potential | F2 | Commercial | OR - Health | New | Food Preparation | Natural Gas | Range | A | Integrated Unit Summer Peak Savings (kW) | Technical Potential | 0 | 0 | 0 | 0 | 0 | 0 | 0 | 0 | 0 | 0 | 0 | 0 | 0 | 0 | 0 | 0 | 0 | 0 | 0 | 0 | 0 | 0 | 0 | 0 | 0 | 0 | 0
F3_Commercial_OR - Health_New_Food Preparation_Natural Gas_Range_A_Technical Potential | F3 | Commercial | OR - Health | New | Food Preparation | Natural Gas | Range | A | Integrated Unit Winter Peak Savings (kW) | Technical Potential | 0 | 0 | 0 | 0 | 0 | 0 | 0 | 0 | 0 | 0 | 0 | 0 | 0 | 0 | 0 | 0 | 0 | 0 | 0 | 0 | 0 | 0 | 0 | 0 | 0 | 0 | 0
F4_Commercial_OR - Health_New_Food Preparation_Natural Gas_Range_A_Technical Potential | F4 | Commercial | OR - Health | New | Food Preparation | Natural Gas | Range | A | Incremental Energy Savings (MWh or mTherms) | Technical Potential | 0 | 0 | 0 | 0 | 0 | 0 | 0 | 0 | 0 | 0 | 0 | 0 | 0 | 0 | 0 | 0 | 0 | 0 | 0 | 0 | 0 | 0 | 0 | 0 | 0 | 0 | 0
F5_Commercial_OR - Health_New_Food Preparation_Natural Gas_Range_A_Technical Potential | F5 | Commercial | OR - Health | New | Food Preparation | Natural Gas | Range | A | Incremental Summer Peak Savings (MW) | Technical Potential | 0 | 0 | 0 | 0 | 0 | 0 | 0 | 0 | 0 | 0 | 0 | 0 | 0 | 0 | 0 | 0 | 0 | 0 | 0 | 0 | 0 | 0 | 0 | 0 | 0 | 0 | 0
F6_Commercial_OR - Health_New_Food Preparation_Natural Gas_Range_A_Technical Potential | F6 | Commercial | OR - Health | New | Food Preparation | Natural Gas | Range | A | Incremental Winter Peak Savings (MW) | Technical Potential | 0 | 0 | 0 | 0 | 0 | 0 | 0 | 0 | 0 | 0 | 0 | 0 | 0 | 0 | 0 | 0 | 0 | 0 | 0 | 0 | 0 | 0 | 0 | 0 | 0 | 0 | 0
F7_Commercial_OR - Health_New_Food Preparation_Natural Gas_Range_A_Technical Potential | F7 | Commercial | OR - Health | New | Food Preparation | Natural Gas | Range | A | Cumulative Energy Savings (MWh or mTherms) | Technical Potential | 0 | 0 | 0 | 0 | 0 | 0 | 0 | 0 | 0 | 0 | 0 | 0 | 0 | 0 | 0 | 0 | 0 | 0 | 0 | 0 | 0 | 0 | 0 | 0 | 0 | 0 | 0
F8_Commercial_OR - Health_New_Food Preparation_Natural Gas_Range_A_Technical Potential | F8 | Commercial | OR - Health | New | Food Preparation | Natural Gas | Range | A | Cumulative Summer Peak Savings (MW) | Technical Potential | 0 | 0 | 0 | 0 | 0 | 0 | 0 | 0 | 0 | 0 | 0 | 0 | 0 | 0 | 0 | 0 | 0 | 0 | 0 | 0 | 0 | 0 | 0 | 0 | 0 | 0 | 0
F9_Commercial_OR - Health_New_Food Preparation_Natural Gas_Range_A_Technical Potential | F9 | Commercial | OR - Health | New | Food Preparation | Natural Gas | Range | A | Cumulative Winter Peak Savings (MW) | Technical Potential | 0 | 0 | 0 | 0 | 0 | 0 | 0 | 0 | 0 | 0 | 0 | 0 | 0 | 0 | 0 | 0 | 0 | 0 | 0 | 0 | 0 | 0 | 0 | 0 | 0 | 0 | 0
F10_Commercial_OR - Health_New_Food Preparation_Natural Gas_Range_A_Technical Potential | F10 | Commercial | OR - Health | New | Food Preparation | Natural Gas | Range | A | Purchases (Incremental) | Technical Potential | 0 | 0 | 0 | 0 | 0 | 0 | 0 | 0 | 0 | 0 | 0 | 0 | 0 | 0 | 0 | 0 | 0 | 0 | 0 | 0 | 0 | 0 | 0 | 0 | 0 | 0 | 0
F11_Commercial_OR - Health_New_Food Preparation_Natural Gas_Range_A_Technical Potential | F11 | Commercial | OR - Health | New | Food Preparation | Natural Gas | Range | A | Purchases (Cumulative) | Technical Potential | 0 | 0 | 0 | 0 | 0 | 0 | 0 | 0 | 0 | 0 | 0 | 0 | 0 | 0 | 0 | 0 | 0 | 0 | 0 | 0 | 0 | 0 | 0 | 0 | 0 | 0 | 0
F1_Commercial_OR - Health_New_Food Preparation_Natural Gas_Steamer_A_Technical Potential | F1 | Commercial | OR - Health | New | Food Preparation | Natural Gas | Steamer | A | Integrated Unit Energy Savings (kWh or therms) | Technical Potential | 0 | 0 | 0 | 0 | 0 | 0 | 0 | 0 | 0 | 0 | 0 | 0 | 0 | 0 | 0 | 0 | 0 | 0 | 0 | 0 | 0 | 0 | 0 | 0 | 0 | 0 | 0
F2_Commercial_OR - Health_New_Food Preparation_Natural Gas_Steamer_A_Technical Potential | F2 | Commercial | OR - Health | New | Food Preparation | Natural Gas | Steamer | A | Integrated Unit Summer Peak Savings (kW) | Technical Potential | 0 | 0 | 0 | 0 | 0 | 0 | 0 | 0 | 0 | 0 | 0 | 0 | 0 | 0 | 0 | 0 | 0 | 0 | 0 | 0 | 0 | 0 | 0 | 0 | 0 | 0 | 0
F3_Commercial_OR - Health_New_Food Preparation_Natural Gas_Steamer_A_Technical Potential | F3 | Commercial | OR - Health | New | Food Preparation | Natural Gas | Steamer | A | Integrated Unit Winter Peak Savings (kW) | Technical Potential | 0 | 0 | 0 | 0 | 0 | 0 | 0 | 0 | 0 | 0 | 0 | 0 | 0 | 0 | 0 | 0 | 0 | 0 | 0 | 0 | 0 | 0 | 0 | 0 | 0 | 0 | 0
F4_Commercial_OR - Health_New_Food Preparation_Natural Gas_Steamer_A_Technical Potential | F4 | Commercial | OR - Health | New | Food Preparation | Natural Gas | Steamer | A | Incremental Energy Savings (MWh or mTherms) | Technical Potential | 0 | 0 | 0 | 0 | 0 | 0 | 0 | 0 | 0 | 0 | 0 | 0 | 0 | 0 | 0 | 0 | 0 | 0 | 0 | 0 | 0 | 0 | 0 | 0 | 0 | 0 | 0
F5_Commercial_OR - Health_New_Food Preparation_Natural Gas_Steamer_A_Technical Potential | F5 | Commercial | OR - Health | New | Food Preparation | Natural Gas | Steamer | A | Incremental Summer Peak Savings (MW) | Technical Potential | 0 | 0 | 0 | 0 | 0 | 0 | 0 | 0 | 0 | 0 | 0 | 0 | 0 | 0 | 0 | 0 | 0 | 0 | 0 | 0 | 0 | 0 | 0 | 0 | 0 | 0 | 0
F6_Commercial_OR - Health_New_Food Preparation_Natural Gas_Steamer_A_Technical Potential | F6 | Commercial | OR - Health | New | Food Preparation | Natural Gas | Steamer | A | Incremental Winter Peak Savings (MW) | Technical Potential | 0 | 0 | 0 | 0 | 0 | 0 | 0 | 0 | 0 | 0 | 0 | 0 | 0 | 0 | 0 | 0 | 0 | 0 | 0 | 0 | 0 | 0 | 0 | 0 | 0 | 0 | 0
F7_Commercial_OR - Health_New_Food Preparation_Natural Gas_Steamer_A_Technical Potential | F7 | Commercial | OR - Health | New | Food Preparation | Natural Gas | Steamer | A | Cumulative Energy Savings (MWh or mTherms) | Technical Potential | 0 | 0 | 0 | 0 | 0 | 0 | 0 | 0 | 0 | 0 | 0 | 0 | 0 | 0 | 0 | 0 | 0 | 0 | 0 | 0 | 0 | 0 | 0 | 0 | 0 | 0 | 0
F8_Commercial_OR - Health_New_Food Preparation_Natural Gas_Steamer_A_Technical Potential | F8 | Commercial | OR - Health | New | Food Preparation | Natural Gas | Steamer | A | Cumulative Summer Peak Savings (MW) | Technical Potential | 0 | 0 | 0 | 0 | 0 | 0 | 0 | 0 | 0 | 0 | 0 | 0 | 0 | 0 | 0 | 0 | 0 | 0 | 0 | 0 | 0 | 0 | 0 | 0 | 0 | 0 | 0
F9_Commercial_OR - Health_New_Food Preparation_Natural Gas_Steamer_A_Technical Potential | F9 | Commercial | OR - Health | New | Food Preparation | Natural Gas | Steamer | A | Cumulative Winter Peak Savings (MW) | Technical Potential | 0 | 0 | 0 | 0 | 0 | 0 | 0 | 0 | 0 | 0 | 0 | 0 | 0 | 0 | 0 | 0 | 0 | 0 | 0 | 0 | 0 | 0 | 0 | 0 | 0 | 0 | 0
F10_Commercial_OR - Health_New_Food Preparation_Natural Gas_Steamer_A_Technical Potential | F10 | Commercial | OR - Health | New | Food Preparation | Natural Gas | Steamer | A | Purchases (Incremental) | Technical Potential | 0 | 0 | 0 | 0 | 0 | 0 | 0 | 0 | 0 | 0 | 0 | 0 | 0 | 0 | 0 | 0 | 0 | 0 | 0 | 0 | 0 | 0 | 0 | 0 | 0 | 0 | 0
F11_Commercial_OR - Health_New_Food Preparation_Natural Gas_Steamer_A_Technical Potential | F11 | Commercial | OR - Health | New | Food Preparation | Natural Gas | Steamer | A | Purchases (Cumulative) | Technical Potential | 0 | 0 | 0 | 0 | 0 | 0 | 0 | 0 | 0 | 0 | 0 | 0 | 0 | 0 | 0 | 0 | 0 | 0 | 0 | 0 | 0 | 0 | 0 | 0 | 0 | 0 | 0
F1_Commercial_OR - Health_New_Food Preparation_Natural Gas_Commercial Food Prep Other_A_Technical Potential | F1 | Commercial | OR - Health | New | Food Preparation | Natural Gas | Commercial Food Prep Other | A | Integrated Unit Energy Savings (kWh or therms) | Technical Potential | 0 | 0 | 0 | 0 | 0 | 0 | 0 | 0 | 0 | 0 | 0 | 0 | 0 | 0 | 0 | 0 | 0 | 0 | 0 | 0 | 0 | 0 | 0 | 0 | 0 | 0 | 0
F2_Commercial_OR - Health_New_Food Preparation_Natural Gas_Commercial Food Prep Other_A_Technical Potential | F2 | Commercial | OR - Health | New | Food Preparation | Natural Gas | Commercial Food Prep Other | A | Integrated Unit Summer Peak Savings (kW) | Technical Potential | 0 | 0 | 0 | 0 | 0 | 0 | 0 | 0 | 0 | 0 | 0 | 0 | 0 | 0 | 0 | 0 | 0 | 0 | 0 | 0 | 0 | 0 | 0 | 0 | 0 | 0 | 0
F3_Commercial_OR - Health_New_Food Preparation_Natural Gas_Commercial Food Prep Other_A_Technical Potential | F3 | Commercial | OR - Health | New | Food Preparation | Natural Gas | Commercial Food Prep Other | A | Integrated Unit Winter Peak Savings (kW) | Technical Potential | 0 | 0 | 0 | 0 | 0 | 0 | 0 | 0 | 0 | 0 | 0 | 0 | 0 | 0 | 0 | 0 | 0 | 0 | 0 | 0 | 0 | 0 | 0 | 0 | 0 | 0 | 0
F4_Commercial_OR - Health_New_Food Preparation_Natural Gas_Commercial Food Prep Other_A_Technical Potential | F4 | Commercial | OR - Health | New | Food Preparation | Natural Gas | Commercial Food Prep Other | A | Incremental Energy Savings (MWh or mTherms) | Technical Potential | 0 | 0 | 0 | 0 | 0 | 0 | 0 | 0 | 0 | 0 | 0 | 0 | 0 | 0 | 0 | 0 | 0 | 0 | 0 | 0 | 0 | 0 | 0 | 0 | 0 | 0 | 0
F5_Commercial_OR - Health_New_Food Preparation_Natural Gas_Commercial Food Prep Other_A_Technical Potential | F5 | Commercial | OR - Health | New | Food Preparation | Natural Gas | Commercial Food Prep Other | A | Incremental Summer Peak Savings (MW) | Technical Potential | 0 | 0 | 0 | 0 | 0 | 0 | 0 | 0 | 0 | 0 | 0 | 0 | 0 | 0 | 0 | 0 | 0 | 0 | 0 | 0 | 0 | 0 | 0 | 0 | 0 | 0 | 0
F6_Commercial_OR - Health_New_Food Preparation_Natural Gas_Commercial Food Prep Other_A_Technical Potential | F6 | Commercial | OR - Health | New | Food Preparation | Natural Gas | Commercial Food Prep Other | A | Incremental Winter Peak Savings (MW) | Technical Potential | 0 | 0 | 0 | 0 | 0 | 0 | 0 | 0 | 0 | 0 | 0 | 0 | 0 | 0 | 0 | 0 | 0 | 0 | 0 | 0 | 0 | 0 | 0 | 0 | 0 | 0 | 0
F7_Commercial_OR - Health_New_Food Preparation_Natural Gas_Commercial Food Prep Other_A_Technical Potential | F7 | Commercial | OR - Health | New | Food Preparation | Natural Gas | Commercial Food Prep Other | A | Cumulative Energy Savings (MWh or mTherms) | Technical Potential | 0 | 0 | 0 | 0 | 0 | 0 | 0 | 0 | 0 | 0 | 0 | 0 | 0 | 0 | 0 | 0 | 0 | 0 | 0 | 0 | 0 | 0 | 0 | 0 | 0 | 0 | 0
F8_Commercial_OR - Health_New_Food Preparation_Natural Gas_Commercial Food Prep Other_A_Technical Potential | F8 | Commercial | OR - Health | New | Food Preparation | Natural Gas | Commercial Food Prep Other | A | Cumulative Summer Peak Savings (MW) | Technical Potential | 0 | 0 | 0 | 0 | 0 | 0 | 0 | 0 | 0 | 0 | 0 | 0 | 0 | 0 | 0 | 0 | 0 | 0 | 0 | 0 | 0 | 0 | 0 | 0 | 0 | 0 | 0
F9_Commercial_OR - Health_New_Food Preparation_Natural Gas_Commercial Food Prep Other_A_Technical Potential | F9 | Commercial | OR - Health | New | Food Preparation | Natural Gas | Commercial Food Prep Other | A | Cumulative Winter Peak Savings (MW) | Technical Potential | 0 | 0 | 0 | 0 | 0 | 0 | 0 | 0 | 0 | 0 | 0 | 0 | 0 | 0 | 0 | 0 | 0 | 0 | 0 | 0 | 0 | 0 | 0 | 0 | 0 | 0 | 0
F10_Commercial_OR - Health_New_Food Preparation_Natural Gas_Commercial Food Prep Other_A_Technical Potential | F10 | Commercial | OR - Health | New | Food Preparation | Natural Gas | Commercial Food Prep Other | A | Purchases (Incremental) | Technical Potential | 0 | 0 | 0 | 0 | 0 | 0 | 0 | 0 | 0 | 0 | 0 | 0 | 0 | 0 | 0 | 0 | 0 | 0 | 0 | 0 | 0 | 0 | 0 | 0 | 0 | 0 | 0
F11_Commercial_OR - Health_New_Food Preparation_Natural Gas_Commercial Food Prep Other_A_Technical Potential | F11 | Commercial | OR - Health | New | Food Preparation | Natural Gas | Commercial Food Prep Other | A | Purchases (Cumulative) | Technical Potential | 0 | 0 | 0 | 0 | 0 | 0 | 0 | 0 | 0 | 0 | 0 | 0 | 0 | 0 | 0 | 0 | 0 | 0 | 0 | 0 | 0 | 0 | 0 | 0 | 0 | 0 | 0
F1_Commercial_OR - Health_New_Miscellaneous_Natural Gas_Pool Heater_A_Technical Potential | F1 | Commercial | OR - Health | New | Miscellaneous | Natural Gas | Pool Heater | A | Integrated Unit Energy Savings (kWh or therms) | Technical Potential | 0 | 0 | 0 | 0 | 0 | 0 | 0 | 0 | 0 | 0 | 0 | 0 | 0 | 0 | 0 | 0 | 0 | 0 | 0 | 0 | 0 | 0 | 0 | 0 | 0 | 0 | 0
F2_Commercial_OR - Health_New_Miscellaneous_Natural Gas_Pool Heater_A_Technical Potential | F2 | Commercial | OR - Health | New | Miscellaneous | Natural Gas | Pool Heater | A | Integrated Unit Summer Peak Savings (kW) | Technical Potential | 0 | 0 | 0 | 0 | 0 | 0 | 0 | 0 | 0 | 0 | 0 | 0 | 0 | 0 | 0 | 0 | 0 | 0 | 0 | 0 | 0 | 0 | 0 | 0 | 0 | 0 | 0
F3_Commercial_OR - Health_New_Miscellaneous_Natural Gas_Pool Heater_A_Technical Potential | F3 | Commercial | OR - Health | New | Miscellaneous | Natural Gas | Pool Heater | A | Integrated Unit Winter Peak Savings (kW) | Technical Potential | 0 | 0 | 0 | 0 | 0 | 0 | 0 | 0 | 0 | 0 | 0 | 0 | 0 | 0 | 0 | 0 | 0 | 0 | 0 | 0 | 0 | 0 | 0 | 0 | 0 | 0 | 0
F4_Commercial_OR - Health_New_Miscellaneous_Natural Gas_Pool Heater_A_Technical Potential | F4 | Commercial | OR - Health | New | Miscellaneous | Natural Gas | Pool Heater | A | Incremental Energy Savings (MWh or mTherms) | Technical Potential | 0 | 0 | 0 | 0 | 0 | 0 | 0 | 0 | 0 | 0 | 0 | 0 | 0 | 0 | 0 | 0 | 0 | 0 | 0 | 0 | 0 | 0 | 0 | 0 | 0 | 0 | 0
F5_Commercial_OR - Health_New_Miscellaneous_Natural Gas_Pool Heater_A_Technical Potential | F5 | Commercial | OR - Health | New | Miscellaneous | Natural Gas | Pool Heater | A | Incremental Summer Peak Savings (MW) | Technical Potential | 0 | 0 | 0 | 0 | 0 | 0 | 0 | 0 | 0 | 0 | 0 | 0 | 0 | 0 | 0 | 0 | 0 | 0 | 0 | 0 | 0 | 0 | 0 | 0 | 0 | 0 | 0
F6_Commercial_OR - Health_New_Miscellaneous_Natural Gas_Pool Heater_A_Technical Potential | F6 | Commercial | OR - Health | New | Miscellaneous | Natural Gas | Pool Heater | A | Incremental Winter Peak Savings (MW) | Technical Potential | 0 | 0 | 0 | 0 | 0 | 0 | 0 | 0 | 0 | 0 | 0 | 0 | 0 | 0 | 0 | 0 | 0 | 0 | 0 | 0 | 0 | 0 | 0 | 0 | 0 | 0 | 0
F7_Commercial_OR - Health_New_Miscellaneous_Natural Gas_Pool Heater_A_Technical Potential | F7 | Commercial | OR - Health | New | Miscellaneous | Natural Gas | Pool Heater | A | Cumulative Energy Savings (MWh or mTherms) | Technical Potential | 0 | 0 | 0 | 0 | 0 | 0 | 0 | 0 | 0 | 0 | 0 | 0 | 0 | 0 | 0 | 0 | 0 | 0 | 0 | 0 | 0 | 0 | 0 | 0 | 0 | 0 | 0
F8_Commercial_OR - Health_New_Miscellaneous_Natural Gas_Pool Heater_A_Technical Potential | F8 | Commercial | OR - Health | New | Miscellaneous | Natural Gas | Pool Heater | A | Cumulative Summer Peak Savings (MW) | Technical Potential | 0 | 0 | 0 | 0 | 0 | 0 | 0 | 0 | 0 | 0 | 0 | 0 | 0 | 0 | 0 | 0 | 0 | 0 | 0 | 0 | 0 | 0 | 0 | 0 | 0 | 0 | 0
F9_Commercial_OR - Health_New_Miscellaneous_Natural Gas_Pool Heater_A_Technical Potential | F9 | Commercial | OR - Health | New | Miscellaneous | Natural Gas | Pool Heater | A | Cumulative Winter Peak Savings (MW) | Technical Potential | 0 | 0 | 0 | 0 | 0 | 0 | 0 | 0 | 0 | 0 | 0 | 0 | 0 | 0 | 0 | 0 | 0 | 0 | 0 | 0 | 0 | 0 | 0 | 0 | 0 | 0 | 0
F10_Commercial_OR - Health_New_Miscellaneous_Natural Gas_Pool Heater_A_Technical Potential | F10 | Commercial | OR - Health | New | Miscellaneous | Natural Gas | Pool Heater | A | Purchases (Incremental) | Technical Potential | 0 | 0 | 0 | 0 | 0 | 0 | 0 | 0 | 0 | 0 | 0 | 0 | 0 | 0 | 0 | 0 | 0 | 0 | 0 | 0 | 0 | 0 | 0 | 0 | 0 | 0 | 0
F11_Commercial_OR - Health_New_Miscellaneous_Natural Gas_Pool Heater_A_Technical Potential | F11 | Commercial | OR - Health | New | Miscellaneous | Natural Gas | Pool Heater | A | Purchases (Cumulative) | Technical Potential | 0 | 0 | 0 | 0 | 0 | 0 | 0 | 0 | 0 | 0 | 0 | 0 | 0 | 0 | 0 | 0 | 0 | 0 | 0 | 0 | 0 | 0 | 0 | 0 | 0 | 0 | 0
F1_Commercial_OR - Miscellaneous_Existing_Space Heating_Natural Gas_Furnace_A_Technical Potential | F1 | Commercial | OR - Miscellaneous | Existing | Space Heating | Natural Gas | Furnace | A | Integrated Unit Energy Savings (kWh or therms) | Technical Potential | 0 | 638.6601 | 636.1836 | 212.0612 | 212.0612 | 212.0612 | 212.0612 | 212.0612 | 212.0612 | 212.0612 | 212.0612 | 212.0612 | 212.0612 | 212.0612 | 212.0612 | 212.0612 | 212.0612 | 212.0612 | 212.0612 | 212.0612 | 212.0612 | 212.0612 | 212.0612 | 212.0612 | 212.0612 | 212.0612 | 212.0612
F2_Commercial_OR - Miscellaneous_Existing_Space Heating_Natural Gas_Furnace_A_Technical Potential | F2 | Commercial | OR - Miscellaneous | Existing | Space Heating | Natural Gas | Furnace | A | Integrated Unit Summer Peak Savings (kW) | Technical Potential | 0 | 0 | 0 | 0 | 0 | 0 | 0 | 0 | 0 | 0 | 0 | 0 | 0 | 0 | 0 | 0 | 0 | 0 | 0 | 0 | 0 | 0 | 0 | 0 | 0 | 0 | 0
F3_Commercial_OR - Miscellaneous_Existing_Space Heating_Natural Gas_Furnace_A_Technical Potential | F3 | Commercial | OR - Miscellaneous | Existing | Space Heating | Natural Gas | Furnace | A | Integrated Unit Winter Peak Savings (kW) | Technical Potential | 0 | 0 | 0 | 0 | 0 | 0 | 0 | 0 | 0 | 0 | 0 | 0 | 0 | 0 | 0 | 0 | 0 | 0 | 0 | 0 | 0 | 0 | 0 | 0 | 0 | 0 | 0
F4_Commercial_OR - Miscellaneous_Existing_Space Heating_Natural Gas_Furnace_A_Technical Potential | F4 | Commercial | OR - Miscellaneous | Existing | Space Heating | Natural Gas | Furnace | A | Incremental Energy Savings (MWh or mTherms) | Technical Potential | 0 | 0 | 0.17276 | 0.06545 | 0.073824 | 0.082671 | 0.091955 | 0.10164 | 0.1117 | 0.1221 | 0.13171 | 0.14057 | 0.14875 | 0.15631 | 0.16328 | 0.16971 | 0.17566 | 0.18114 | 0.1862 | 0.17575 | 0.16666 | 0.15887 | 0.15233 | 0.14697 | 0.14274 | 0.081989 | 0.071984
F5_Commercial_OR - Miscellaneous_Existing_Space Heating_Natural Gas_Furnace_A_Technical Potential | F5 | Commercial | OR - Miscellaneous | Existing | Space Heating | Natural Gas | Furnace | A | Incremental Summer Peak Savings (MW) | Technical Potential | 0 | 0 | 0 | 0 | 0 | 0 | 0 | 0 | 0 | 0 | 0 | 0 | 0 | 0 | 0 | 0 | 0 | 0 | 0 | 0 | 0 | 0 | 0 | 0 | 0 | 0 | 0
F6_Commercial_OR - Miscellaneous_Existing_Space Heating_Natural Gas_Furnace_A_Technical Potential | F6 | Commercial | OR - Miscellaneous | Existing | Space Heating | Natural Gas | Furnace | A | Incremental Winter Peak Savings (MW) | Technical Potential | 0 | 0 | 0 | 0 | 0 | 0 | 0 | 0 | 0 | 0 | 0 | 0 | 0 | 0 | 0 | 0 | 0 | 0 | 0 | 0 | 0 | 0 | 0 | 0 | 0 | 0 | 0
F7_Commercial_OR - Miscellaneous_Existing_Space Heating_Natural Gas_Furnace_A_Technical Potential | F7 | Commercial | OR - Miscellaneous | Existing | Space Heating | Natural Gas | Furnace | A | Cumulative Energy Savings (MWh or mTherms) | Technical Potential | 0 | 0 | 0.17276 | 0.12304 | 0.19686 | 0.27953 | 0.37149 | 0.47313 | 0.58483 | 0.70694 | 0.83864 | 0.97922 | 1.128 | 1.2843 | 1.4476 | 1.6173 | 1.7929 | 1.9741 | 2.1603 | 2.336 | 2.5027 | 2.6615 | 2.8139 | 2.9608 | 3.1036 | 3.1856 | 3.2575
F8_Commercial_OR - Miscellaneous_Existing_Space Heating_Natural Gas_Furnace_A_Technical Potential | F8 | Commercial | OR - Miscellaneous | Existing | Space Heating | Natural Gas | Furnace | A | Cumulative Summer Peak Savings (MW) | Technical Potential | 0 | 0 | 0 | 0 | 0 | 0 | 0 | 0 | 0 | 0 | 0 | 0 | 0 | 0 | 0 | 0 | 0 | 0 | 0 | 0 | 0 | 0 | 0 | 0 | 0 | 0 | 0
F9_Commercial_OR - Miscellaneous_Existing_Space Heating_Natural Gas_Furnace_A_Technical Potential | F9 | Commercial | OR - Miscellaneous | Existing | Space Heating | Natural Gas | Furnace | A | Cumulative Winter Peak Savings (MW) | Technical Potential | 0 | 0 | 0 | 0 | 0 | 0 | 0 | 0 | 0 | 0 | 0 | 0 | 0 | 0 | 0 | 0 | 0 | 0 | 0 | 0 | 0 | 0 | 0 | 0 | 0 | 0 | 0
F10_Commercial_OR - Miscellaneous_Existing_Space Heating_Natural Gas_Furnace_A_Technical Potential | F10 | Commercial | OR - Miscellaneous | Existing | Space Heating | Natural Gas | Furnace | A | Purchases (Incremental) | Technical Potential | 0 | 0 | 0.27156 | 0.30864 | 0.34812 | 0.38984 | 0.43362 | 0.47931 | 0.52674 | 0.5758 | 0.62108 | 0.66288 | 0.70147 | 0.73708 | 0.76996 | 0.80031 | 0.82832 | 0.85418 | 0.87805 | 0.82875 | 0.78589 | 0.74918 | 0.71833 | 0.69306 | 0.6731 | 0.38663 | 0.33945
F11_Commercial_OR - Miscellaneous_Existing_Space Heating_Natural Gas_Furnace_A_Technical Potential | F11 | Commercial | OR - Miscellaneous | Existing | Space Heating | Natural Gas | Furnace | A | Purchases (Cumulative) | Technical Potential | 0 | 0 | 0.27156 | 0.5802 | 0.92832 | 1.3182 | 1.7518 | 2.2311 | 2.7578 | 3.3336 | 3.9547 | 4.6176 | 5.3191 | 6.0562 | 6.8261 | 7.6264 | 8.4548 | 9.3089 | 10.187 | 11.0157 | 11.8016 | 12.5508 | 13.2691 | 13.9622 | 14.6353 | 15.0219 | 15.3614
F1_Commercial_OR - Miscellaneous_Existing_Space Heating_Natural Gas_Boiler_A_Technical Potential | F1 | Commercial | OR - Miscellaneous | Existing | Space Heating | Natural Gas | Boiler | A | Integrated Unit Energy Savings (kWh or therms) | Technical Potential | 0 | 4981.1542 | 4961.8388 | 4961.8388 | 4961.8388 | 4961.8388 | 4961.8388 | 4961.8388 | 4961.8388 | 4961.8388 | 4961.8388 | 4961.8388 | 4961.8388 | 4961.8388 | 4961.8388 | 4961.8388 | 4961.8388 | 4961.8388 | 4961.8388 | 4961.8388 | 4961.8388 | 4961.8388 | 4961.8388 | 4961.8388 | 4961.8388 | 4961.8388 | 4961.8388
F2_Commercial_OR - Miscellaneous_Existing_Space Heating_Natural Gas_Boiler_A_Technical Potential | F2 | Commercial | OR - Miscellaneous | Existing | Space Heating | Natural Gas | Boiler | A | Integrated Unit Summer Peak Savings (kW) | Technical Potential | 0 | 0 | 0 | 0 | 0 | 0 | 0 | 0 | 0 | 0 | 0 | 0 | 0 | 0 | 0 | 0 | 0 | 0 | 0 | 0 | 0 | 0 | 0 | 0 | 0 | 0 | 0
F3_Commercial_OR - Miscellaneous_Existing_Space Heating_Natural Gas_Boiler_A_Technical Potential | F3 | Commercial | OR - Miscellaneous | Existing | Space Heating | Natural Gas | Boiler | A | Integrated Unit Winter Peak Savings (kW) | Technical Potential | 0 | 0 | 0 | 0 | 0 | 0 | 0 | 0 | 0 | 0 | 0 | 0 | 0 | 0 | 0 | 0 | 0 | 0 | 0 | 0 | 0 | 0 | 0 | 0 | 0 | 0 | 0
F4_Commercial_OR - Miscellaneous_Existing_Space Heating_Natural Gas_Boiler_A_Technical Potential | F4 | Commercial | OR - Miscellaneous | Existing | Space Heating | Natural Gas | Boiler | A | Incremental Energy Savings (MWh or mTherms) | Technical Potential | 0 | 0 | 0.75077 | 0.75692 | 0.76251 | 0.7676 | 0.77221 | 0.77641 | 0.78023 | 0.7837 | 0.78686 | 0.78973 | 0.79233 | 0.79471 | 0.79686 | 0.79882 | 0.8006 | 0.80222 | 0.80369 | 0.80503 | 0.80625 | 0.80735 | 0.80159 | 0.79697 | 0.79333 | 0.79053 | 0.78845
F5_Commercial_OR - Miscellaneous_Existing_Space Heating_Natural Gas_Boiler_A_Technical Potential | F5 | Commercial | OR - Miscellaneous | Existing | Space Heating | Natural Gas | Boiler | A | Incremental Summer Peak Savings (MW) | Technical Potential | 0 | 0 | 0 | 0 | 0 | 0 | 0 | 0 | 0 | 0 | 0 | 0 | 0 | 0 | 0 | 0 | 0 | 0 | 0 | 0 | 0 | 0 | 0 | 0 | 0 | 0 | 0
F6_Commercial_OR - Miscellaneous_Existing_Space Heating_Natural Gas_Boiler_A_Technical Potential | F6 | Commercial | OR - Miscellaneous | Existing | Space Heating | Natural Gas | Boiler | A | Incremental Winter Peak Savings (MW) | Technical Potential | 0 | 0 | 0 | 0 | 0 | 0 | 0 | 0 | 0 | 0 | 0 | 0 | 0 | 0 | 0 | 0 | 0 | 0 | 0 | 0 | 0 | 0 | 0 | 0 | 0 | 0 | 0
F7_Commercial_OR - Miscellaneous_Existing_Space Heating_Natural Gas_Boiler_A_Technical Potential | F7 | Commercial | OR - Miscellaneous | Existing | Space Heating | Natural Gas | Boiler | A | Cumulative Energy Savings (MWh or mTherms) | Technical Potential | 0 | 0 | 0.75077 | 1.5077 | 2.2702 | 3.0378 | 3.81 | 4.5864 | 5.3667 | 6.1504 | 6.9372 | 7.727 | 8.5193 | 9.314 | 10.1109 | 10.9097 | 11.7103 | 12.5125 | 13.3162 | 14.1212 | 14.9275 | 15.7348 | 16.5364 | 17.3334 | 18.1267 | 18.9173 | 19.7057
F8_Commercial_OR - Miscellaneous_Existing_Space Heating_Natural Gas_Boiler_A_Technical Potential | F8 | Commercial | OR - Miscellaneous | Existing | Space Heating | Natural Gas | Boiler | A | Cumulative Summer Peak Savings (MW) | Technical Potential | 0 | 0 | 0 | 0 | 0 | 0 | 0 | 0 | 0 | 0 | 0 | 0 | 0 | 0 | 0 | 0 | 0 | 0 | 0 | 0 | 0 | 0 | 0 | 0 | 0 | 0 | 0
F9_Commercial_OR - Miscellaneous_Existing_Space Heating_Natural Gas_Boiler_A_Technical Potential | F9 | Commercial | OR - Miscellaneous | Existing | Space Heating | Natural Gas | Boiler | A | Cumulative Winter Peak Savings (MW) | Technical Potential | 0 | 0 | 0 | 0 | 0 | 0 | 0 | 0 | 0 | 0 | 0 | 0 | 0 | 0 | 0 | 0 | 0 | 0 | 0 | 0 | 0 | 0 | 0 | 0 | 0 | 0 | 0
F10_Commercial_OR - Miscellaneous_Existing_Space Heating_Natural Gas_Boiler_A_Technical Potential | F10 | Commercial | OR - Miscellaneous | Existing | Space Heating | Natural Gas | Boiler | A | Purchases (Incremental) | Technical Potential | 0 | 0 | 0.15131 | 0.15255 | 0.15368 | 0.1547 | 0.15563 | 0.15648 | 0.15725 | 0.15795 | 0.15858 | 0.15916 | 0.15969 | 0.16016 | 0.1606 | 0.16099 | 0.16135 | 0.16168 | 0.16197 | 0.16224 | 0.16249 | 0.16271 | 0.16155 | 0.16062 | 0.15989 | 0.15932 | 0.1589
F11_Commercial_OR - Miscellaneous_Existing_Space Heating_Natural Gas_Boiler_A_Technical Potential | F11 | Commercial | OR - Miscellaneous | Existing | Space Heating | Natural Gas | Boiler | A | Purchases (Cumulative) | Technical Potential | 0 | 0 | 0.15131 | 0.30386 | 0.45753 | 0.61223 | 0.76786 | 0.92434 | 1.0816 | 1.2395 | 1.3981 | 1.5573 | 1.717 | 1.8771 | 2.0377 | 2.1987 | 2.3601 | 2.5217 | 2.6837 | 2.846 | 3.0085 | 3.1712 | 3.3327 | 3.4933 | 3.6532 | 3.8125 | 3.9715
F1_Commercial_OR - Miscellaneous_Existing_Space Heating_Natural Gas_Unit Heater_A_Technical Potential | F1 | Commercial | OR - Miscellaneous | Existing | Space Heating | Natural Gas | Unit Heater | A | Integrated Unit Energy Savings (kWh or therms) | Technical Potential | 0 | 30983.2092 | 30863.0652 | 30863.0652 | 30863.0652 | 30863.0652 | 30863.0652 | 30863.0652 | 30863.0652 | 30863.0652 | 30863.0652 | 30863.0652 | 30863.0652 | 30863.0652 | 30863.0652 | 30863.0652 | 30863.0652 | 30863.0652 | 30863.0652 | 30863.0652 | 30863.0652 | 30863.0652 | 30863.0652 | 30863.0652 | 30863.0652 | 30863.0652 | 30863.0652
F2_Commercial_OR - Miscellaneous_Existing_Space Heating_Natural Gas_Unit Heater_A_Technical Potential | F2 | Commercial | OR - Miscellaneous | Existing | Space Heating | Natural Gas | Unit Heater | A | Integrated Unit Summer Peak Savings (kW) | Technical Potential | 0 | 0 | 0 | 0 | 0 | 0 | 0 | 0 | 0 | 0 | 0 | 0 | 0 | 0 | 0 | 0 | 0 | 0 | 0 | 0 | 0 | 0 | 0 | 0 | 0 | 0 | 0
F3_Commercial_OR - Miscellaneous_Existing_Space Heating_Natural Gas_Unit Heater_A_Technical Potential | F3 | Commercial | OR - Miscellaneous | Existing | Space Heating | Natural Gas | Unit Heater | A | Integrated Unit Winter Peak Savings (kW) | Technical Potential | 0 | 0 | 0 | 0 | 0 | 0 | 0 | 0 | 0 | 0 | 0 | 0 | 0 | 0 | 0 | 0 | 0 | 0 | 0 | 0 | 0 | 0 | 0 | 0 | 0 | 0 | 0
F4_Commercial_OR - Miscellaneous_Existing_Space Heating_Natural Gas_Unit Heater_A_Technical Potential | F4 | Commercial | OR - Miscellaneous | Existing | Space Heating | Natural Gas | Unit Heater | A | Incremental Energy Savings (MWh or mTherms) | Technical Potential | 0 | 0 | 0.00010271 | 0.00019928 | 0.00032239 | 0.0004696 | 0.00063874 | 0.00082781 | 0.001035 | 0.0012586 | 0.001462 | 0.0016468 | 0.0018148 | 0.0019676 | 0.0021065 | 0.0022327 | 0.0023475 | 0.0020346 | 0.001753 | 0.0014706 | 0.0011897 | 0.00091238 | 0.00064037 | 0.00037497 | 0.00011723 | 0 | 0
F5_Commercial_OR - Miscellaneous_Existing_Space Heating_Natural Gas_Unit Heater_A_Technical Potential | F5 | Commercial | OR - Miscellaneous | Existing | Space Heating | Natural Gas | Unit Heater | A | Incremental Summer Peak Savings (MW) | Technical Potential | 0 | 0 | 0 | 0 | 0 | 0 | 0 | 0 | 0 | 0 | 0 | 0 | 0 | 0 | 0 | 0 | 0 | 0 | 0 | 0 | 0 | 0 | 0 | 0 | 0 | 0 | 0
F6_Commercial_OR - Miscellaneous_Existing_Space Heating_Natural Gas_Unit Heater_A_Technical Potential | F6 | Commercial | OR - Miscellaneous | Existing | Space Heating | Natural Gas | Unit Heater | A | Incremental Winter Peak Savings (MW) | Technical Potential | 0 | 0 | 0 | 0 | 0 | 0 | 0 | 0 | 0 | 0 | 0 | 0 | 0 | 0 | 0 | 0 | 0 | 0 | 0 | 0 | 0 | 0 | 0 | 0 | 0 | 0 | 0
F7_Commercial_OR - Miscellaneous_Existing_Space Heating_Natural Gas_Unit Heater_A_Technical Potential | F7 | Commercial | OR - Miscellaneous | Existing | Space Heating | Natural Gas | Unit Heater | A | Cumulative Energy Savings (MWh or mTherms) | Technical Potential | 0 | 0 | 0.00010271 | 0.00030199 | 0.00062437 | 0.001094 | 0.0017327 | 0.0025605 | 0.0035955 | 0.0048542 | 0.0063161 | 0.0079629 | 0.0097778 | 0.011745 | 0.013852 | 0.016085 | 0.018432 | 0.020467 | 0.02222 | 0.02369 | 0.02488 | 0.025792 | 0.026433 | 0.026808 | 0.026925 | 0.026925 | 0.026925
F8_Commercial_OR - Miscellaneous_Existing_Space Heating_Natural Gas_Unit Heater_A_Technical Potential | F8 | Commercial | OR - Miscellaneous | Existing | Space Heating | Natural Gas | Unit Heater | A | Cumulative Summer Peak Savings (MW) | Technical Potential | 0 | 0 | 0 | 0 | 0 | 0 | 0 | 0 | 0 | 0 | 0 | 0 | 0 | 0 | 0 | 0 | 0 | 0 | 0 | 0 | 0 | 0 | 0 | 0 | 0 | 0 | 0
F9_Commercial_OR - Miscellaneous_Existing_Space Heating_Natural Gas_Unit Heater_A_Technical Potential | F9 | Commercial | OR - Miscellaneous | Existing | Space Heating | Natural Gas | Unit Heater | A | Cumulative Winter Peak Savings (MW) | Technical Potential | 0 | 0 | 0 | 0 | 0 | 0 | 0 | 0 | 0 | 0 | 0 | 0 | 0 | 0 | 0 | 0 | 0 | 0 | 0 | 0 | 0 | 0 | 0 | 0 | 0 | 0 | 0
F10_Commercial_OR - Miscellaneous_Existing_Space Heating_Natural Gas_Unit Heater_A_Technical Potential | F10 | Commercial | OR - Miscellaneous | Existing | Space Heating | Natural Gas | Unit Heater | A | Purchases (Incremental) | Technical Potential | 0 | 0 | 3.3278e-06 | 6.457e-06 | 1.0446e-05 | 1.5216e-05 | 2.0696e-05 | 2.6822e-05 | 3.3535e-05 | 4.0782e-05 | 4.7369e-05 | 5.3358e-05 | 5.8803e-05 | 6.3752e-05 | 6.8252e-05 | 7.2343e-05 | 7.6061e-05 | 6.5923e-05 | 5.6801e-05 | 4.7648e-05 | 3.8547e-05 | 2.9562e-05 | 2.0749e-05 | 1.2149e-05 | 3.7983e-06 | 0 | 0
F11_Commercial_OR - Miscellaneous_Existing_Space Heating_Natural Gas_Unit Heater_A_Technical Potential | F11 | Commercial | OR - Miscellaneous | Existing | Space Heating | Natural Gas | Unit Heater | A | Purchases (Cumulative) | Technical Potential | 0 | 0 | 3.3278e-06 | 9.7848e-06 | 2.023e-05 | 3.5446e-05 | 5.6142e-05 | 8.2964e-05 | 0.0001165 | 0.00015728 | 0.00020465 | 0.00025801 | 0.00031681 | 0.00038056 | 0.00044882 | 0.00052116 | 0.00059722 | 0.00066314 | 0.00071994 | 0.00076759 | 0.00080614 | 0.0008357 | 0.00085645 | 0.0008686 | 0.0008724 | 0.0008724 | 0.0008724
F1_Commercial_OR - Miscellaneous_Existing_Water Heating_Natural Gas_Water Heater_A_Technical Potential | F1 | Commercial | OR - Miscellaneous | Existing | Water Heating | Natural Gas | Water Heater | A | Integrated Unit Energy Savings (kWh or therms) | Technical Potential | 0 | 2.8505 | 6.0949 | 6.0949 | 6.0949 | 6.0949 | 6.0949 | 6.0949 | 6.0949 | 6.0949 | 6.0949 | 6.0949 | 6.0949 | 6.0949 | 6.0949 | 6.0949 | 6.0949 | 6.0949 | 6.0949 | 6.0949 | 6.0949 | 6.0949 | 6.0949 | 6.0949 | 6.0949 | 6.0949 | 6.0949
F2_Commercial_OR - Miscellaneous_Existing_Water Heating_Natural Gas_Water Heater_A_Technical Potential | F2 | Commercial | OR - Miscellaneous | Existing | Water Heating | Natural Gas | Water Heater | A | Integrated Unit Summer Peak Savings (kW) | Technical Potential | 0 | 0 | 0 | 0 | 0 | 0 | 0 | 0 | 0 | 0 | 0 | 0 | 0 | 0 | 0 | 0 | 0 | 0 | 0 | 0 | 0 | 0 | 0 | 0 | 0 | 0 | 0
F3_Commercial_OR - Miscellaneous_Existing_Water Heating_Natural Gas_Water Heater_A_Technical Potential | F3 | Commercial | OR - Miscellaneous | Existing | Water Heating | Natural Gas | Water Heater | A | Integrated Unit Winter Peak Savings (kW) | Technical Potential | 0 | 0 | 0 | 0 | 0 | 0 | 0 | 0 | 0 | 0 | 0 | 0 | 0 | 0 | 0 | 0 | 0 | 0 | 0 | 0 | 0 | 0 | 0 | 0 | 0 | 0 | 0
F4_Commercial_OR - Miscellaneous_Existing_Water Heating_Natural Gas_Water Heater_A_Technical Potential | F4 | Commercial | OR - Miscellaneous | Existing | Water Heating | Natural Gas | Water Heater | A | Incremental Energy Savings (MWh or mTherms) | Technical Potential | 0 | 0 | 0.52898 | 0.50334 | 0.48282 | 0.4664 | 0.45327 | 0.44277 | 0.43436 | 0.42764 | 0.45432 | 0.46925 | 0 | 0 | 0 | 0.1515 | 0.1212 | 0.096959 | 0.077567 | 0.068466 | 0.032972 | 0.013041 | 0 | 0 | 0.029015 | 0 | 0
F5_Commercial_OR - Miscellaneous_Existing_Water Heating_Natural Gas_Water Heater_A_Technical Potential | F5 | Commercial | OR - Miscellaneous | Existing | Water Heating | Natural Gas | Water Heater | A | Incremental Summer Peak Savings (MW) | Technical Potential | 0 | 0 | 0 | 0 | 0 | 0 | 0 | 0 | 0 | 0 | 0 | 0 | 0 | 0 | 0 | 0 | 0 | 0 | 0 | 0 | 0 | 0 | 0 | 0 | 0 | 0 | 0
F6_Commercial_OR - Miscellaneous_Existing_Water Heating_Natural Gas_Water Heater_A_Technical Potential | F6 | Commercial | OR - Miscellaneous | Existing | Water Heating | Natural Gas | Water Heater | A | Incremental Winter Peak Savings (MW) | Technical Potential | 0 | 0 | 0 | 0 | 0 | 0 | 0 | 0 | 0 | 0 | 0 | 0 | 0 | 0 | 0 | 0 | 0 | 0 | 0 | 0 | 0 | 0 | 0 | 0 | 0 | 0 | 0
F7_Commercial_OR - Miscellaneous_Existing_Water Heating_Natural Gas_Water Heater_A_Technical Potential | F7 | Commercial | OR - Miscellaneous | Existing | Water Heating | Natural Gas | Water Heater | A | Cumulative Energy Savings (MWh or mTherms) | Technical Potential | 0 | 0 | 0.52898 | 1.0323 | 1.5151 | 1.9815 | 2.4348 | 2.8776 | 3.3119 | 3.7396 | 4.1939 | 4.6632 | 4.6632 | 4.6632 | 4.6632 | 4.8147 | 4.9359 | 5.0328 | 5.1104 | 5.1788 | 5.2118 | 5.2249 | 5.2249 | 5.2249 | 5.2539 | 5.2539 | 5.2539
F8_Commercial_OR - Miscellaneous_Existing_Water Heating_Natural Gas_Water Heater_A_Technical Potential | F8 | Commercial | OR - Miscellaneous | Existing | Water Heating | Natural Gas | Water Heater | A | Cumulative Summer Peak Savings (MW) | Technical Potential | 0 | 0 | 0 | 0 | 0 | 0 | 0 | 0 | 0 | 0 | 0 | 0 | 0 | 0 | 0 | 0 | 0 | 0 | 0 | 0 | 0 | 0 | 0 | 0 | 0 | 0 | 0
F9_Commercial_OR - Miscellaneous_Existing_Water Heating_Natural Gas_Water Heater_A_Technical Potential | F9 | Commercial | OR - Miscellaneous | Existing | Water Heating | Natural Gas | Water Heater | A | Cumulative Winter Peak Savings (MW) | Technical Potential | 0 | 0 | 0 | 0 | 0 | 0 | 0 | 0 | 0 | 0 | 0 | 0 | 0 | 0 | 0 | 0 | 0 | 0 | 0 | 0 | 0 | 0 | 0 | 0 | 0 | 0 | 0
F10_Commercial_OR - Miscellaneous_Existing_Water Heating_Natural Gas_Water Heater_A_Technical Potential | F10 | Commercial | OR - Miscellaneous | Existing | Water Heating | Natural Gas | Water Heater | A | Purchases (Incremental) | Technical Potential | 0 | 0 | 86.7911 | 82.583 | 79.2166 | 76.5234 | 74.3689 | 72.6453 | 71.2664 | 70.1633 | 74.5409 | 76.9909 | 0 | 0 | 0 | 24.8565 | 19.8852 | 15.9081 | 12.7265 | 11.2332 | 5.4097 | 2.1396 | 0 | 0 | 4.7605 | 0 | 0
F11_Commercial_OR - Miscellaneous_Existing_Water Heating_Natural Gas_Water Heater_A_Technical Potential | F11 | Commercial | OR - Miscellaneous | Existing | Water Heating | Natural Gas | Water Heater | A | Purchases (Cumulative) | Technical Potential | 0 | 0 | 86.7911 | 169.3741 | 248.5907 | 325.1142 | 399.4831 | 472.1284 | 543.3948 | 613.5581 | 688.0989 | 765.0899 | 765.0899 | 765.0899 | 765.0899 | 789.9463 | 809.8315 | 825.7396 | 838.4661 | 849.6993 | 855.1091 | 857.2486 | 857.2486 | 857.2486 | 862.0092 | 862.0092 | 862.0092
F1_Commercial_OR - Miscellaneous_Existing_Food Preparation_Natural Gas_Oven_A_Technical Potential | F1 | Commercial | OR - Miscellaneous | Existing | Food Preparation | Natural Gas | Oven | A | Integrated Unit Energy Savings (kWh or therms) | Technical Potential | 0 | 106.6752 | 106.6752 | 106.6752 | 106.6752 | 106.6752 | 106.6752 | 106.6752 | 106.6752 | 106.6752 | 106.6752 | 106.6752 | 106.6752 | 106.6752 | 106.6752 | 106.6752 | 106.6752 | 106.6752 | 106.6752 | 106.6752 | 106.6752 | 106.6752 | 106.6752 | 106.6752 | 106.6752 | 106.6752 | 106.6752
F2_Commercial_OR - Miscellaneous_Existing_Food Preparation_Natural Gas_Oven_A_Technical Potential | F2 | Commercial | OR - Miscellaneous | Existing | Food Preparation | Natural Gas | Oven | A | Integrated Unit Summer Peak Savings (kW) | Technical Potential | 0 | 0 | 0 | 0 | 0 | 0 | 0 | 0 | 0 | 0 | 0 | 0 | 0 | 0 | 0 | 0 | 0 | 0 | 0 | 0 | 0 | 0 | 0 | 0 | 0 | 0 | 0
F3_Commercial_OR - Miscellaneous_Existing_Food Preparation_Natural Gas_Oven_A_Technical Potential | F3 | Commercial | OR - Miscellaneous | Existing | Food Preparation | Natural Gas | Oven | A | Integrated Unit Winter Peak Savings (kW) | Technical Potential | 0 | 0 | 0 | 0 | 0 | 0 | 0 | 0 | 0 | 0 | 0 | 0 | 0 | 0 | 0 | 0 | 0 | 0 | 0 | 0 | 0 | 0 | 0 | 0 | 0 | 0 | 0
F4_Commercial_OR - Miscellaneous_Existing_Food Preparation_Natural Gas_Oven_A_Technical Potential | F4 | Commercial | OR - Miscellaneous | Existing | Food Preparation | Natural Gas | Oven | A | Incremental Energy Savings (MWh or mTherms) | Technical Potential | 0 | 0 | 0.0013106 | 0.0020193 | 0.002829 | 0.0034767 | 0.0039949 | 0.0044095 | 0.0047411 | 0.0050064 | 0.0052187 | 0.0053885 | 0.0044564 | 0.0038272 | 0.002155 | 0.001319 | 0.00053701 | 0.00020593 | 0 | 0 | 0 | 0 | 0 | 0 | 0.00050611 | 0.00090545 | 0.0010438
F5_Commercial_OR - Miscellaneous_Existing_Food Preparation_Natural Gas_Oven_A_Technical Potential | F5 | Commercial | OR - Miscellaneous | Existing | Food Preparation | Natural Gas | Oven | A | Incremental Summer Peak Savings (MW) | Technical Potential | 0 | 0 | 0 | 0 | 0 | 0 | 0 | 0 | 0 | 0 | 0 | 0 | 0 | 0 | 0 | 0 | 0 | 0 | 0 | 0 | 0 | 0 | 0 | 0 | 0 | 0 | 0
F6_Commercial_OR - Miscellaneous_Existing_Food Preparation_Natural Gas_Oven_A_Technical Potential | F6 | Commercial | OR - Miscellaneous | Existing | Food Preparation | Natural Gas | Oven | A | Incremental Winter Peak Savings (MW) | Technical Potential | 0 | 0 | 0 | 0 | 0 | 0 | 0 | 0 | 0 | 0 | 0 | 0 | 0 | 0 | 0 | 0 | 0 | 0 | 0 | 0 | 0 | 0 | 0 | 0 | 0 | 0 | 0
F7_Commercial_OR - Miscellaneous_Existing_Food Preparation_Natural Gas_Oven_A_Technical Potential | F7 | Commercial | OR - Miscellaneous | Existing | Food Preparation | Natural Gas | Oven | A | Cumulative Energy Savings (MWh or mTherms) | Technical Potential | 0 | 0 | 0.0013106 | 0.0033299 | 0.0061589 | 0.0096356 | 0.013631 | 0.01804 | 0.022781 | 0.027788 | 0.033006 | 0.038395 | 0.042851 | 0.046678 | 0.048833 | 0.050152 | 0.050689 | 0.050895 | 0.050895 | 0.050895 | 0.050895 | 0.050895 | 0.050895 | 0.050895 | 0.051401 | 0.052307 | 0.053351
F8_Commercial_OR - Miscellaneous_Existing_Food Preparation_Natural Gas_Oven_A_Technical Potential | F8 | Commercial | OR - Miscellaneous | Existing | Food Preparation | Natural Gas | Oven | A | Cumulative Summer Peak Savings (MW) | Technical Potential | 0 | 0 | 0 | 0 | 0 | 0 | 0 | 0 | 0 | 0 | 0 | 0 | 0 | 0 | 0 | 0 | 0 | 0 | 0 | 0 | 0 | 0 | 0 | 0 | 0 | 0 | 0
F9_Commercial_OR - Miscellaneous_Existing_Food Preparation_Natural Gas_Oven_A_Technical Potential | F9 | Commercial | OR - Miscellaneous | Existing | Food Preparation | Natural Gas | Oven | A | Cumulative Winter Peak Savings (MW) | Technical Potential | 0 | 0 | 0 | 0 | 0 | 0 | 0 | 0 | 0 | 0 | 0 | 0 | 0 | 0 | 0 | 0 | 0 | 0 | 0 | 0 | 0 | 0 | 0 | 0 | 0 | 0 | 0
F10_Commercial_OR - Miscellaneous_Existing_Food Preparation_Natural Gas_Oven_A_Technical Potential | F10 | Commercial | OR - Miscellaneous | Existing | Food Preparation | Natural Gas | Oven | A | Purchases (Incremental) | Technical Potential | 0 | 0 | 0.012286 | 0.01893 | 0.02652 | 0.032592 | 0.037449 | 0.041335 | 0.044444 | 0.046931 | 0.048921 | 0.050513 | 0.041775 | 0.035877 | 0.020202 | 0.012365 | 0.0050341 | 0.0019305 | 0 | 0 | 0 | 0 | 0 | 0 | 0.0047444 | 0.0084879 | 0.0097848
F11_Commercial_OR - Miscellaneous_Existing_Food Preparation_Natural Gas_Oven_A_Technical Potential | F11 | Commercial | OR - Miscellaneous | Existing | Food Preparation | Natural Gas | Oven | A | Purchases (Cumulative) | Technical Potential | 0 | 0 | 0.012286 | 0.031216 | 0.057735 | 0.090327 | 0.12778 | 0.16911 | 0.21356 | 0.26049 | 0.30941 | 0.35992 | 0.4017 | 0.43757 | 0.45778 | 0.47014 | 0.47517 | 0.4771 | 0.4771 | 0.4771 | 0.4771 | 0.4771 | 0.4771 | 0.4771 | 0.48185 | 0.49034 | 0.50012
F1_Commercial_OR - Miscellaneous_Existing_Food Preparation_Natural Gas_Conveyor Oven_A_Technical Potential | F1 | Commercial | OR - Miscellaneous | Existing | Food Preparation | Natural Gas | Conveyor Oven | A | Integrated Unit Energy Savings (kWh or therms) | Technical Potential | 0 | 0 | 0 | 0 | 0 | 692.0657 | 692.0657 | 692.0657 | 692.0657 | 692.0657 | 692.0657 | 692.0657 | 692.0657 | 692.0657 | 692.0657 | 692.0657 | 692.0657 | 692.0657 | 692.0657 | 692.0657 | 692.0657 | 692.0657 | 692.0657 | 692.0657 | 692.0657 | 692.0657 | 692.0657
F2_Commercial_OR - Miscellaneous_Existing_Food Preparation_Natural Gas_Conveyor Oven_A_Technical Potential | F2 | Commercial | OR - Miscellaneous | Existing | Food Preparation | Natural Gas | Conveyor Oven | A | Integrated Unit Summer Peak Savings (kW) | Technical Potential | 0 | 0 | 0 | 0 | 0 | 0 | 0 | 0 | 0 | 0 | 0 | 0 | 0 | 0 | 0 | 0 | 0 | 0 | 0 | 0 | 0 | 0 | 0 | 0 | 0 | 0 | 0
F3_Commercial_OR - Miscellaneous_Existing_Food Preparation_Natural Gas_Conveyor Oven_A_Technical Potential | F3 | Commercial | OR - Miscellaneous | Existing | Food Preparation | Natural Gas | Conveyor Oven | A | Integrated Unit Winter Peak Savings (kW) | Technical Potential | 0 | 0 | 0 | 0 | 0 | 0 | 0 | 0 | 0 | 0 | 0 | 0 | 0 | 0 | 0 | 0 | 0 | 0 | 0 | 0 | 0 | 0 | 0 | 0 | 0 | 0 | 0
F4_Commercial_OR - Miscellaneous_Existing_Food Preparation_Natural Gas_Conveyor Oven_A_Technical Potential | F4 | Commercial | OR - Miscellaneous | Existing | Food Preparation | Natural Gas | Conveyor Oven | A | Incremental Energy Savings (MWh or mTherms) | Technical Potential | 0 | 0 | 0 | 0 | 0 | 0.00040536 | 0.001135 | 0.0021241 | 0.0033207 | 0.0046833 | 0.0057734 | 0.0066455 | 0.0073432 | 0.0079013 | 0.0083479 | 0.0087051 | 0.0089908 | 0.0071927 | 0.0057541 | 0.0046033 | 0.0036826 | 0.0030272 | 0.0022434 | 0.0014088 | 0.00057512 | 0 | 0
F5_Commercial_OR - Miscellaneous_Existing_Food Preparation_Natural Gas_Conveyor Oven_A_Technical Potential | F5 | Commercial | OR - Miscellaneous | Existing | Food Preparation | Natural Gas | Conveyor Oven | A | Incremental Summer Peak Savings (MW) | Technical Potential | 0 | 0 | 0 | 0 | 0 | 0 | 0 | 0 | 0 | 0 | 0 | 0 | 0 | 0 | 0 | 0 | 0 | 0 | 0 | 0 | 0 | 0 | 0 | 0 | 0 | 0 | 0
F6_Commercial_OR - Miscellaneous_Existing_Food Preparation_Natural Gas_Conveyor Oven_A_Technical Potential | F6 | Commercial | OR - Miscellaneous | Existing | Food Preparation | Natural Gas | Conveyor Oven | A | Incremental Winter Peak Savings (MW) | Technical Potential | 0 | 0 | 0 | 0 | 0 | 0 | 0 | 0 | 0 | 0 | 0 | 0 | 0 | 0 | 0 | 0 | 0 | 0 | 0 | 0 | 0 | 0 | 0 | 0 | 0 | 0 | 0
F7_Commercial_OR - Miscellaneous_Existing_Food Preparation_Natural Gas_Conveyor Oven_A_Technical Potential | F7 | Commercial | OR - Miscellaneous | Existing | Food Preparation | Natural Gas | Conveyor Oven | A | Cumulative Energy Savings (MWh or mTherms) | Technical Potential | 0 | 0 | 0 | 0 | 0 | 0.00040536 | 0.0015404 | 0.0036644 | 0.0069851 | 0.011668 | 0.017442 | 0.024087 | 0.031431 | 0.039332 | 0.04768 | 0.056385 | 0.065376 | 0.072568 | 0.078323 | 0.082926 | 0.086608 | 0.089636 | 0.091879 | 0.093288 | 0.093863 | 0.093863 | 0.093863
F8_Commercial_OR - Miscellaneous_Existing_Food Preparation_Natural Gas_Conveyor Oven_A_Technical Potential | F8 | Commercial | OR - Miscellaneous | Existing | Food Preparation | Natural Gas | Conveyor Oven | A | Cumulative Summer Peak Savings (MW) | Technical Potential | 0 | 0 | 0 | 0 | 0 | 0 | 0 | 0 | 0 | 0 | 0 | 0 | 0 | 0 | 0 | 0 | 0 | 0 | 0 | 0 | 0 | 0 | 0 | 0 | 0 | 0 | 0
F9_Commercial_OR - Miscellaneous_Existing_Food Preparation_Natural Gas_Conveyor Oven_A_Technical Potential | F9 | Commercial | OR - Miscellaneous | Existing | Food Preparation | Natural Gas | Conveyor Oven | A | Cumulative Winter Peak Savings (MW) | Technical Potential | 0 | 0 | 0 | 0 | 0 | 0 | 0 | 0 | 0 | 0 | 0 | 0 | 0 | 0 | 0 | 0 | 0 | 0 | 0 | 0 | 0 | 0 | 0 | 0 | 0 | 0 | 0
F10_Commercial_OR - Miscellaneous_Existing_Food Preparation_Natural Gas_Conveyor Oven_A_Technical Potential | F10 | Commercial | OR - Miscellaneous | Existing | Food Preparation | Natural Gas | Conveyor Oven | A | Purchases (Incremental) | Technical Potential | 0 | 0 | 0 | 0 | 0 | 0.00058572 | 0.00164 | 0.0030692 | 0.0047982 | 0.0067672 | 0.0083423 | 0.0096025 | 0.010611 | 0.011417 | 0.012062 | 0.012578 | 0.012991 | 0.010393 | 0.0083144 | 0.0066515 | 0.0053212 | 0.0043741 | 0.0032416 | 0.0020357 | 0.00083102 | 0 | 0
F11_Commercial_OR - Miscellaneous_Existing_Food Preparation_Natural Gas_Conveyor Oven_A_Technical Potential | F11 | Commercial | OR - Miscellaneous | Existing | Food Preparation | Natural Gas | Conveyor Oven | A | Purchases (Cumulative) | Technical Potential | 0 | 0 | 0 | 0 | 0 | 0.00058572 | 0.0022257 | 0.0052949 | 0.010093 | 0.01686 | 0.025203 | 0.034805 | 0.045416 | 0.056833 | 0.068895 | 0.081473 | 0.094465 | 0.10486 | 0.11317 | 0.11982 | 0.12514 | 0.12952 | 0.13276 | 0.1348 | 0.13563 | 0.13563 | 0.13563
F1_Commercial_OR - Miscellaneous_Existing_Food Preparation_Natural Gas_Double Rack Oven_A_Technical Potential | F1 | Commercial | OR - Miscellaneous | Existing | Food Preparation | Natural Gas | Double Rack Oven | A | Integrated Unit Energy Savings (kWh or therms) | Technical Potential | 0 | 1621.62 | 1621.62 | 1621.62 | 1621.62 | 1621.62 | 1621.62 | 1621.62 | 1621.62 | 1621.62 | 1621.62 | 1621.62 | 1621.62 | 1621.62 | 1621.62 | 1621.62 | 1621.62 | 1621.62 | 1621.62 | 1621.62 | 1621.62 | 1621.62 | 1621.62 | 1621.62 | 1621.62 | 1621.62 | 1621.62
F2_Commercial_OR - Miscellaneous_Existing_Food Preparation_Natural Gas_Double Rack Oven_A_Technical Potential | F2 | Commercial | OR - Miscellaneous | Existing | Food Preparation | Natural Gas | Double Rack Oven | A | Integrated Unit Summer Peak Savings (kW) | Technical Potential | 0 | 0 | 0 | 0 | 0 | 0 | 0 | 0 | 0 | 0 | 0 | 0 | 0 | 0 | 0 | 0 | 0 | 0 | 0 | 0 | 0 | 0 | 0 | 0 | 0 | 0 | 0
F3_Commercial_OR - Miscellaneous_Existing_Food Preparation_Natural Gas_Double Rack Oven_A_Technical Potential | F3 | Commercial | OR - Miscellaneous | Existing | Food Preparation | Natural Gas | Double Rack Oven | A | Integrated Unit Winter Peak Savings (kW) | Technical Potential | 0 | 0 | 0 | 0 | 0 | 0 | 0 | 0 | 0 | 0 | 0 | 0 | 0 | 0 | 0 | 0 | 0 | 0 | 0 | 0 | 0 | 0 | 0 | 0 | 0 | 0 | 0
F4_Commercial_OR - Miscellaneous_Existing_Food Preparation_Natural Gas_Double Rack Oven_A_Technical Potential | F4 | Commercial | OR - Miscellaneous | Existing | Food Preparation | Natural Gas | Double Rack Oven | A | Incremental Energy Savings (MWh or mTherms) | Technical Potential | 0 | 0 | 0.0091314 | 0.011404 | 0.013424 | 0.01522 | 0.016816 | 0.018235 | 0.019496 | 0.020617 | 0.019057 | 0.017954 | 0.017226 | 0.016804 | 0.0074965 | 0.0052448 | 0.0034008 | 0.0019019 | 0.00069406 | 0.0014717 | 0.00080314 | 4.0505e-05 | 0.0017947 | 0.0029812 | 0.0037243 | 0.0041253 | 0.0042666
F5_Commercial_OR - Miscellaneous_Existing_Food Preparation_Natural Gas_Double Rack Oven_A_Technical Potential | F5 | Commercial | OR - Miscellaneous | Existing | Food Preparation | Natural Gas | Double Rack Oven | A | Incremental Summer Peak Savings (MW) | Technical Potential | 0 | 0 | 0 | 0 | 0 | 0 | 0 | 0 | 0 | 0 | 0 | 0 | 0 | 0 | 0 | 0 | 0 | 0 | 0 | 0 | 0 | 0 | 0 | 0 | 0 | 0 | 0
F6_Commercial_OR - Miscellaneous_Existing_Food Preparation_Natural Gas_Double Rack Oven_A_Technical Potential | F6 | Commercial | OR - Miscellaneous | Existing | Food Preparation | Natural Gas | Double Rack Oven | A | Incremental Winter Peak Savings (MW) | Technical Potential | 0 | 0 | 0 | 0 | 0 | 0 | 0 | 0 | 0 | 0 | 0 | 0 | 0 | 0 | 0 | 0 | 0 | 0 | 0 | 0 | 0 | 0 | 0 | 0 | 0 | 0 | 0
F7_Commercial_OR - Miscellaneous_Existing_Food Preparation_Natural Gas_Double Rack Oven_A_Technical Potential | F7 | Commercial | OR - Miscellaneous | Existing | Food Preparation | Natural Gas | Double Rack Oven | A | Cumulative Energy Savings (MWh or mTherms) | Technical Potential | 0 | 0 | 0.0091314 | 0.020536 | 0.03396 | 0.04918 | 0.065996 | 0.084231 | 0.10373 | 0.12434 | 0.1434 | 0.16136 | 0.17858 | 0.19539 | 0.20288 | 0.20813 | 0.21153 | 0.21343 | 0.21412 | 0.2156 | 0.2164 | 0.21644 | 0.21823 | 0.22122 | 0.22494 | 0.22907 | 0.23333
F8_Commercial_OR - Miscellaneous_Existing_Food Preparation_Natural Gas_Double Rack Oven_A_Technical Potential | F8 | Commercial | OR - Miscellaneous | Existing | Food Preparation | Natural Gas | Double Rack Oven | A | Cumulative Summer Peak Savings (MW) | Technical Potential | 0 | 0 | 0 | 0 | 0 | 0 | 0 | 0 | 0 | 0 | 0 | 0 | 0 | 0 | 0 | 0 | 0 | 0 | 0 | 0 | 0 | 0 | 0 | 0 | 0 | 0 | 0
F9_Commercial_OR - Miscellaneous_Existing_Food Preparation_Natural Gas_Double Rack Oven_A_Technical Potential | F9 | Commercial | OR - Miscellaneous | Existing | Food Preparation | Natural Gas | Double Rack Oven | A | Cumulative Winter Peak Savings (MW) | Technical Potential | 0 | 0 | 0 | 0 | 0 | 0 | 0 | 0 | 0 | 0 | 0 | 0 | 0 | 0 | 0 | 0 | 0 | 0 | 0 | 0 | 0 | 0 | 0 | 0 | 0 | 0 | 0
F10_Commercial_OR - Miscellaneous_Existing_Food Preparation_Natural Gas_Double Rack Oven_A_Technical Potential | F10 | Commercial | OR - Miscellaneous | Existing | Food Preparation | Natural Gas | Double Rack Oven | A | Purchases (Incremental) | Technical Potential | 0 | 0 | 0.0056311 | 0.0070326 | 0.0082783 | 0.0093857 | 0.01037 | 0.011245 | 0.012023 | 0.012714 | 0.011752 | 0.011072 | 0.010623 | 0.010362 | 0.0046229 | 0.0032343 | 0.0020972 | 0.0011728 | 0.000428 | 0.00090755 | 0.00049527 | 2.4978e-05 | 0.0011067 | 0.0018384 | 0.0022966 | 0.0025439 | 0.0026311
F11_Commercial_OR - Miscellaneous_Existing_Food Preparation_Natural Gas_Double Rack Oven_A_Technical Potential | F11 | Commercial | OR - Miscellaneous | Existing | Food Preparation | Natural Gas | Double Rack Oven | A | Purchases (Cumulative) | Technical Potential | 0 | 0 | 0.0056311 | 0.012664 | 0.020942 | 0.030328 | 0.040698 | 0.051943 | 0.063965 | 0.076679 | 0.088431 | 0.099503 | 0.11013 | 0.12049 | 0.12511 | 0.12835 | 0.13044 | 0.13162 | 0.13204 | 0.13295 | 0.13345 | 0.13347 | 0.13458 | 0.13642 | 0.13871 | 0.14126 | 0.14389
F1_Commercial_OR - Miscellaneous_Existing_Food Preparation_Natural Gas_Fryer_A_Technical Potential | F1 | Commercial | OR - Miscellaneous | Existing | Food Preparation | Natural Gas | Fryer | A | Integrated Unit Energy Savings (kWh or therms) | Technical Potential | 0 | 395.2691 | 395.2691 | 395.2691 | 395.2691 | 395.2691 | 395.2691 | 395.2691 | 395.2691 | 395.2691 | 395.2691 | 395.2691 | 395.2691 | 395.2691 | 395.2691 | 395.2691 | 395.2691 | 395.2691 | 395.2691 | 395.2691 | 395.2691 | 395.2691 | 395.2691 | 395.2691 | 395.2691 | 395.2691 | 395.2691
F2_Commercial_OR - Miscellaneous_Existing_Food Preparation_Natural Gas_Fryer_A_Technical Potential | F2 | Commercial | OR - Miscellaneous | Existing | Food Preparation | Natural Gas | Fryer | A | Integrated Unit Summer Peak Savings (kW) | Technical Potential | 0 | 0 | 0 | 0 | 0 | 0 | 0 | 0 | 0 | 0 | 0 | 0 | 0 | 0 | 0 | 0 | 0 | 0 | 0 | 0 | 0 | 0 | 0 | 0 | 0 | 0 | 0
F3_Commercial_OR - Miscellaneous_Existing_Food Preparation_Natural Gas_Fryer_A_Technical Potential | F3 | Commercial | OR - Miscellaneous | Existing | Food Preparation | Natural Gas | Fryer | A | Integrated Unit Winter Peak Savings (kW) | Technical Potential | 0 | 0 | 0 | 0 | 0 | 0 | 0 | 0 | 0 | 0 | 0 | 0 | 0 | 0 | 0 | 0 | 0 | 0 | 0 | 0 | 0 | 0 | 0 | 0 | 0 | 0 | 0
F4_Commercial_OR - Miscellaneous_Existing_Food Preparation_Natural Gas_Fryer_A_Technical Potential | F4 | Commercial | OR - Miscellaneous | Existing | Food Preparation | Natural Gas | Fryer | A | Incremental Energy Savings (MWh or mTherms) | Technical Potential | 0 | 0 | 0.0038847 | 0.0036327 | 0.0034311 | 0.0032698 | 0.0031408 | 0.0030376 | 0.002955 | 0.003204 | 0.0033401 | 0 | 0 | 0 | 0.0011617 | 0.00092935 | 0.00074348 | 0.00065778 | 0.00031204 | 0.0001186 | 0 | 0 | 0.00023302 | 0 | 0 | 0 | 9.2381e-05
F5_Commercial_OR - Miscellaneous_Existing_Food Preparation_Natural Gas_Fryer_A_Technical Potential | F5 | Commercial | OR - Miscellaneous | Existing | Food Preparation | Natural Gas | Fryer | A | Incremental Summer Peak Savings (MW) | Technical Potential | 0 | 0 | 0 | 0 | 0 | 0 | 0 | 0 | 0 | 0 | 0 | 0 | 0 | 0 | 0 | 0 | 0 | 0 | 0 | 0 | 0 | 0 | 0 | 0 | 0 | 0 | 0
F6_Commercial_OR - Miscellaneous_Existing_Food Preparation_Natural Gas_Fryer_A_Technical Potential | F6 | Commercial | OR - Miscellaneous | Existing | Food Preparation | Natural Gas | Fryer | A | Incremental Winter Peak Savings (MW) | Technical Potential | 0 | 0 | 0 | 0 | 0 | 0 | 0 | 0 | 0 | 0 | 0 | 0 | 0 | 0 | 0 | 0 | 0 | 0 | 0 | 0 | 0 | 0 | 0 | 0 | 0 | 0 | 0
F7_Commercial_OR - Miscellaneous_Existing_Food Preparation_Natural Gas_Fryer_A_Technical Potential | F7 | Commercial | OR - Miscellaneous | Existing | Food Preparation | Natural Gas | Fryer | A | Cumulative Energy Savings (MWh or mTherms) | Technical Potential | 0 | 0 | 0.0038847 | 0.0075173 | 0.010948 | 0.014218 | 0.017359 | 0.020397 | 0.023352 | 0.026556 | 0.029896 | 0.029896 | 0.029896 | 0.029896 | 0.031057 | 0.031987 | 0.03273 | 0.033388 | 0.0337 | 0.033819 | 0.033819 | 0.033819 | 0.034052 | 0.034052 | 0.034052 | 0.034052 | 0.034144
F8_Commercial_OR - Miscellaneous_Existing_Food Preparation_Natural Gas_Fryer_A_Technical Potential | F8 | Commercial | OR - Miscellaneous | Existing | Food Preparation | Natural Gas | Fryer | A | Cumulative Summer Peak Savings (MW) | Technical Potential | 0 | 0 | 0 | 0 | 0 | 0 | 0 | 0 | 0 | 0 | 0 | 0 | 0 | 0 | 0 | 0 | 0 | 0 | 0 | 0 | 0 | 0 | 0 | 0 | 0 | 0 | 0
F9_Commercial_OR - Miscellaneous_Existing_Food Preparation_Natural Gas_Fryer_A_Technical Potential | F9 | Commercial | OR - Miscellaneous | Existing | Food Preparation | Natural Gas | Fryer | A | Cumulative Winter Peak Savings (MW) | Technical Potential | 0 | 0 | 0 | 0 | 0 | 0 | 0 | 0 | 0 | 0 | 0 | 0 | 0 | 0 | 0 | 0 | 0 | 0 | 0 | 0 | 0 | 0 | 0 | 0 | 0 | 0 | 0
F10_Commercial_OR - Miscellaneous_Existing_Food Preparation_Natural Gas_Fryer_A_Technical Potential | F10 | Commercial | OR - Miscellaneous | Existing | Food Preparation | Natural Gas | Fryer | A | Purchases (Incremental) | Technical Potential | 0 | 0 | 0.0098279 | 0.0091904 | 0.0086804 | 0.0082724 | 0.007946 | 0.0076849 | 0.007476 | 0.0081058 | 0.0084502 | 0 | 0 | 0 | 0.002939 | 0.0023512 | 0.0018809 | 0.0016641 | 0.00078944 | 0.00030006 | 0 | 0 | 0.00058953 | 0 | 0 | 0 | 0.00023372
F11_Commercial_OR - Miscellaneous_Existing_Food Preparation_Natural Gas_Fryer_A_Technical Potential | F11 | Commercial | OR - Miscellaneous | Existing | Food Preparation | Natural Gas | Fryer | A | Purchases (Cumulative) | Technical Potential | 0 | 0 | 0.0098279 | 0.019018 | 0.027699 | 0.035971 | 0.043917 | 0.051602 | 0.059078 | 0.067184 | 0.075634 | 0.075634 | 0.075634 | 0.075634 | 0.078573 | 0.080924 | 0.082805 | 0.084469 | 0.085259 | 0.085559 | 0.085559 | 0.085559 | 0.086148 | 0.086148 | 0.086148 | 0.086148 | 0.086382
F1_Commercial_OR - Miscellaneous_Existing_Food Preparation_Natural Gas_Broiler_A_Technical Potential | F1 | Commercial | OR - Miscellaneous | Existing | Food Preparation | Natural Gas | Broiler | A | Integrated Unit Energy Savings (kWh or therms) | Technical Potential | 0 | 240.24 | 240.24 | 240.24 | 240.24 | 240.24 | 240.24 | 240.24 | 240.24 | 240.24 | 240.24 | 240.24 | 240.24 | 240.24 | 240.24 | 240.24 | 240.24 | 240.24 | 240.24 | 240.24 | 240.24 | 240.24 | 240.24 | 240.24 | 240.24 | 240.24 | 240.24
F2_Commercial_OR - Miscellaneous_Existing_Food Preparation_Natural Gas_Broiler_A_Technical Potential | F2 | Commercial | OR - Miscellaneous | Existing | Food Preparation | Natural Gas | Broiler | A | Integrated Unit Summer Peak Savings (kW) | Technical Potential | 0 | 0 | 0 | 0 | 0 | 0 | 0 | 0 | 0 | 0 | 0 | 0 | 0 | 0 | 0 | 0 | 0 | 0 | 0 | 0 | 0 | 0 | 0 | 0 | 0 | 0 | 0
F3_Commercial_OR - Miscellaneous_Existing_Food Preparation_Natural Gas_Broiler_A_Technical Potential | F3 | Commercial | OR - Miscellaneous | Existing | Food Preparation | Natural Gas | Broiler | A | Integrated Unit Winter Peak Savings (kW) | Technical Potential | 0 | 0 | 0 | 0 | 0 | 0 | 0 | 0 | 0 | 0 | 0 | 0 | 0 | 0 | 0 | 0 | 0 | 0 | 0 | 0 | 0 | 0 | 0 | 0 | 0 | 0 | 0
F4_Commercial_OR - Miscellaneous_Existing_Food Preparation_Natural Gas_Broiler_A_Technical Potential | F4 | Commercial | OR - Miscellaneous | Existing | Food Preparation | Natural Gas | Broiler | A | Incremental Energy Savings (MWh or mTherms) | Technical Potential | 0 | 0 | 0.022814 | 0.025287 | 0.027485 | 0.029439 | 0.031176 | 0.03272 | 0.034093 | 0.035312 | 0.033615 | 0.032414 | 0.031623 | 0.031163 | 0.0081574 | 0.0057071 | 0.0037006 | 0.0020695 | 0.00075524 | 0.005567 | 0.0043989 | 0.0031774 | 0.0047381 | 0.0057197 | 0.0062532 | 0.006445 | 0.0063815
F5_Commercial_OR - Miscellaneous_Existing_Food Preparation_Natural Gas_Broiler_A_Technical Potential | F5 | Commercial | OR - Miscellaneous | Existing | Food Preparation | Natural Gas | Broiler | A | Incremental Summer Peak Savings (MW) | Technical Potential | 0 | 0 | 0 | 0 | 0 | 0 | 0 | 0 | 0 | 0 | 0 | 0 | 0 | 0 | 0 | 0 | 0 | 0 | 0 | 0 | 0 | 0 | 0 | 0 | 0 | 0 | 0
F6_Commercial_OR - Miscellaneous_Existing_Food Preparation_Natural Gas_Broiler_A_Technical Potential | F6 | Commercial | OR - Miscellaneous | Existing | Food Preparation | Natural Gas | Broiler | A | Incremental Winter Peak Savings (MW) | Technical Potential | 0 | 0 | 0 | 0 | 0 | 0 | 0 | 0 | 0 | 0 | 0 | 0 | 0 | 0 | 0 | 0 | 0 | 0 | 0 | 0 | 0 | 0 | 0 | 0 | 0 | 0 | 0
F7_Commercial_OR - Miscellaneous_Existing_Food Preparation_Natural Gas_Broiler_A_Technical Potential | F7 | Commercial | OR - Miscellaneous | Existing | Food Preparation | Natural Gas | Broiler | A | Cumulative Energy Savings (MWh or mTherms) | Technical Potential | 0 | 0 | 0.022814 | 0.048101 | 0.075586 | 0.10503 | 0.1362 | 0.16892 | 0.20301 | 0.23833 | 0.27194 | 0.30436 | 0.33598 | 0.36714 | 0.3753 | 0.38101 | 0.38471 | 0.38678 | 0.38753 | 0.3931 | 0.3975 | 0.40067 | 0.40541 | 0.41113 | 0.41739 | 0.42383 | 0.43021
F8_Commercial_OR - Miscellaneous_Existing_Food Preparation_Natural Gas_Broiler_A_Technical Potential | F8 | Commercial | OR - Miscellaneous | Existing | Food Preparation | Natural Gas | Broiler | A | Cumulative Summer Peak Savings (MW) | Technical Potential | 0 | 0 | 0 | 0 | 0 | 0 | 0 | 0 | 0 | 0 | 0 | 0 | 0 | 0 | 0 | 0 | 0 | 0 | 0 | 0 | 0 | 0 | 0 | 0 | 0 | 0 | 0
F9_Commercial_OR - Miscellaneous_Existing_Food Preparation_Natural Gas_Broiler_A_Technical Potential | F9 | Commercial | OR - Miscellaneous | Existing | Food Preparation | Natural Gas | Broiler | A | Cumulative Winter Peak Savings (MW) | Technical Potential | 0 | 0 | 0 | 0 | 0 | 0 | 0 | 0 | 0 | 0 | 0 | 0 | 0 | 0 | 0 | 0 | 0 | 0 | 0 | 0 | 0 | 0 | 0 | 0 | 0 | 0 | 0
F10_Commercial_OR - Miscellaneous_Existing_Food Preparation_Natural Gas_Broiler_A_Technical Potential | F10 | Commercial | OR - Miscellaneous | Existing | Food Preparation | Natural Gas | Broiler | A | Purchases (Incremental) | Technical Potential | 0 | 0 | 0.094963 | 0.10526 | 0.11441 | 0.12254 | 0.12977 | 0.1362 | 0.14191 | 0.14699 | 0.13992 | 0.13493 | 0.13163 | 0.12972 | 0.033955 | 0.023756 | 0.015404 | 0.0086144 | 0.0031437 | 0.023173 | 0.01831 | 0.013226 | 0.019722 | 0.023808 | 0.026029 | 0.026827 | 0.026563
F11_Commercial_OR - Miscellaneous_Existing_Food Preparation_Natural Gas_Broiler_A_Technical Potential | F11 | Commercial | OR - Miscellaneous | Existing | Food Preparation | Natural Gas | Broiler | A | Purchases (Cumulative) | Technical Potential | 0 | 0 | 0.094963 | 0.20022 | 0.31463 | 0.43717 | 0.56694 | 0.70314 | 0.84505 | 0.99204 | 1.132 | 1.2669 | 1.3985 | 1.5282 | 1.5622 | 1.5859 | 1.6013 | 1.61 | 1.6131 | 1.6363 | 1.6546 | 1.6678 | 1.6875 | 1.7113 | 1.7374 | 1.7642 | 1.7908
F1_Commercial_OR - Miscellaneous_Existing_Food Preparation_Natural Gas_Griddle_A_Technical Potential | F1 | Commercial | OR - Miscellaneous | Existing | Food Preparation | Natural Gas | Griddle | A | Integrated Unit Energy Savings (kWh or therms) | Technical Potential | 0 | 167.9465 | 167.9465 | 167.9465 | 167.9465 | 167.9465 | 167.9465 | 167.9465 | 167.9465 | 167.9465 | 167.9465 | 167.9465 | 167.9465 | 167.9465 | 167.9465 | 167.9465 | 167.9465 | 167.9465 | 167.9465 | 167.9465 | 167.9465 | 167.9465 | 167.9465 | 167.9465 | 167.9465 | 167.9465 | 167.9465
F2_Commercial_OR - Miscellaneous_Existing_Food Preparation_Natural Gas_Griddle_A_Technical Potential | F2 | Commercial | OR - Miscellaneous | Existing | Food Preparation | Natural Gas | Griddle | A | Integrated Unit Summer Peak Savings (kW) | Technical Potential | 0 | 0 | 0 | 0 | 0 | 0 | 0 | 0 | 0 | 0 | 0 | 0 | 0 | 0 | 0 | 0 | 0 | 0 | 0 | 0 | 0 | 0 | 0 | 0 | 0 | 0 | 0
F3_Commercial_OR - Miscellaneous_Existing_Food Preparation_Natural Gas_Griddle_A_Technical Potential | F3 | Commercial | OR - Miscellaneous | Existing | Food Preparation | Natural Gas | Griddle | A | Integrated Unit Winter Peak Savings (kW) | Technical Potential | 0 | 0 | 0 | 0 | 0 | 0 | 0 | 0 | 0 | 0 | 0 | 0 | 0 | 0 | 0 | 0 | 0 | 0 | 0 | 0 | 0 | 0 | 0 | 0 | 0 | 0 | 0
F4_Commercial_OR - Miscellaneous_Existing_Food Preparation_Natural Gas_Griddle_A_Technical Potential | F4 | Commercial | OR - Miscellaneous | Existing | Food Preparation | Natural Gas | Griddle | A | Incremental Energy Savings (MWh or mTherms) | Technical Potential | 0 | 0 | 0.0056595 | 0.006273 | 0.0068183 | 0.0073031 | 0.007734 | 0.008117 | 0.0084574 | 0.00876 | 0.0083388 | 0.0080411 | 0.0078447 | 0.0077306 | 0.0020236 | 0.0014158 | 0.00091802 | 0.00051339 | 0.00018736 | 0.001381 | 0.0010912 | 0.00078822 | 0.0011754 | 0.0014189 | 0.0015512 | 0.0015988 | 0.0015831
F5_Commercial_OR - Miscellaneous_Existing_Food Preparation_Natural Gas_Griddle_A_Technical Potential | F5 | Commercial | OR - Miscellaneous | Existing | Food Preparation | Natural Gas | Griddle | A | Incremental Summer Peak Savings (MW) | Technical Potential | 0 | 0 | 0 | 0 | 0 | 0 | 0 | 0 | 0 | 0 | 0 | 0 | 0 | 0 | 0 | 0 | 0 | 0 | 0 | 0 | 0 | 0 | 0 | 0 | 0 | 0 | 0
F6_Commercial_OR - Miscellaneous_Existing_Food Preparation_Natural Gas_Griddle_A_Technical Potential | F6 | Commercial | OR - Miscellaneous | Existing | Food Preparation | Natural Gas | Griddle | A | Incremental Winter Peak Savings (MW) | Technical Potential | 0 | 0 | 0 | 0 | 0 | 0 | 0 | 0 | 0 | 0 | 0 | 0 | 0 | 0 | 0 | 0 | 0 | 0 | 0 | 0 | 0 | 0 | 0 | 0 | 0 | 0 | 0
F7_Commercial_OR - Miscellaneous_Existing_Food Preparation_Natural Gas_Griddle_A_Technical Potential | F7 | Commercial | OR - Miscellaneous | Existing | Food Preparation | Natural Gas | Griddle | A | Cumulative Energy Savings (MWh or mTherms) | Technical Potential | 0 | 0 | 0.0056595 | 0.011933 | 0.018751 | 0.026054 | 0.033788 | 0.041905 | 0.050362 | 0.059122 | 0.067461 | 0.075502 | 0.083347 | 0.091078 | 0.093101 | 0.094517 | 0.095435 | 0.095948 | 0.096136 | 0.097517 | 0.098608 | 0.099396 | 0.10057 | 0.10199 | 0.10354 | 0.10514 | 0.10672
F8_Commercial_OR - Miscellaneous_Existing_Food Preparation_Natural Gas_Griddle_A_Technical Potential | F8 | Commercial | OR - Miscellaneous | Existing | Food Preparation | Natural Gas | Griddle | A | Cumulative Summer Peak Savings (MW) | Technical Potential | 0 | 0 | 0 | 0 | 0 | 0 | 0 | 0 | 0 | 0 | 0 | 0 | 0 | 0 | 0 | 0 | 0 | 0 | 0 | 0 | 0 | 0 | 0 | 0 | 0 | 0 | 0
F9_Commercial_OR - Miscellaneous_Existing_Food Preparation_Natural Gas_Griddle_A_Technical Potential | F9 | Commercial | OR - Miscellaneous | Existing | Food Preparation | Natural Gas | Griddle | A | Cumulative Winter Peak Savings (MW) | Technical Potential | 0 | 0 | 0 | 0 | 0 | 0 | 0 | 0 | 0 | 0 | 0 | 0 | 0 | 0 | 0 | 0 | 0 | 0 | 0 | 0 | 0 | 0 | 0 | 0 | 0 | 0 | 0
F10_Commercial_OR - Miscellaneous_Existing_Food Preparation_Natural Gas_Griddle_A_Technical Potential | F10 | Commercial | OR - Miscellaneous | Existing | Food Preparation | Natural Gas | Griddle | A | Purchases (Incremental) | Technical Potential | 0 | 0 | 0.033698 | 0.037351 | 0.040598 | 0.043485 | 0.04605 | 0.048331 | 0.050358 | 0.05216 | 0.049652 | 0.047879 | 0.046709 | 0.04603 | 0.012049 | 0.0084299 | 0.0054661 | 0.0030569 | 0.0011156 | 0.008223 | 0.0064976 | 0.0046933 | 0.0069986 | 0.0084486 | 0.0092366 | 0.0095199 | 0.009426
F11_Commercial_OR - Miscellaneous_Existing_Food Preparation_Natural Gas_Griddle_A_Technical Potential | F11 | Commercial | OR - Miscellaneous | Existing | Food Preparation | Natural Gas | Griddle | A | Purchases (Cumulative) | Technical Potential | 0 | 0 | 0.033698 | 0.07105 | 0.11165 | 0.15513 | 0.20118 | 0.24951 | 0.29987 | 0.35203 | 0.40168 | 0.44956 | 0.49627 | 0.5423 | 0.55435 | 0.56278 | 0.56825 | 0.5713 | 0.57242 | 0.58064 | 0.58714 | 0.59183 | 0.59883 | 0.60728 | 0.61652 | 0.62604 | 0.63546
F1_Commercial_OR - Miscellaneous_Existing_Food Preparation_Natural Gas_Range_A_Technical Potential | F1 | Commercial | OR - Miscellaneous | Existing | Food Preparation | Natural Gas | Range | A | Integrated Unit Energy Savings (kWh or therms) | Technical Potential | 0 | 171.4286 | 171.4286 | 171.4286 | 171.4286 | 171.4286 | 171.4286 | 171.4286 | 171.4286 | 171.4286 | 171.4286 | 171.4286 | 171.4286 | 171.4286 | 171.4286 | 171.4286 | 171.4286 | 171.4286 | 171.4286 | 171.4286 | 171.4286 | 171.4286 | 171.4286 | 171.4286 | 171.4286 | 171.4286 | 171.4286
F2_Commercial_OR - Miscellaneous_Existing_Food Preparation_Natural Gas_Range_A_Technical Potential | F2 | Commercial | OR - Miscellaneous | Existing | Food Preparation | Natural Gas | Range | A | Integrated Unit Summer Peak Savings (kW) | Technical Potential | 0 | 0 | 0 | 0 | 0 | 0 | 0 | 0 | 0 | 0 | 0 | 0 | 0 | 0 | 0 | 0 | 0 | 0 | 0 | 0 | 0 | 0 | 0 | 0 | 0 | 0 | 0
F3_Commercial_OR - Miscellaneous_Existing_Food Preparation_Natural Gas_Range_A_Technical Potential | F3 | Commercial | OR - Miscellaneous | Existing | Food Preparation | Natural Gas | Range | A | Integrated Unit Winter Peak Savings (kW) | Technical Potential | 0 | 0 | 0 | 0 | 0 | 0 | 0 | 0 | 0 | 0 | 0 | 0 | 0 | 0 | 0 | 0 | 0 | 0 | 0 | 0 | 0 | 0 | 0 | 0 | 0 | 0 | 0
F4_Commercial_OR - Miscellaneous_Existing_Food Preparation_Natural Gas_Range_A_Technical Potential | F4 | Commercial | OR - Miscellaneous | Existing | Food Preparation | Natural Gas | Range | A | Incremental Energy Savings (MWh or mTherms) | Technical Potential | 0 | 0 | 0.0095515 | 0.011315 | 0.012725 | 0.013854 | 0.014757 | 0.015479 | 0.016057 | 0.016519 | 0.014685 | 0.013658 | 0.003638 | 0.0017819 | 0.00052266 | 0.0016219 | 0.0012975 | 0.001038 | 0.00083042 | 0.0002235 | 0.0016776 | 0.0022591 | 0.0023151 | 0.0020778 | 0.0015057 | 0 | 0
F5_Commercial_OR - Miscellaneous_Existing_Food Preparation_Natural Gas_Range_A_Technical Potential | F5 | Commercial | OR - Miscellaneous | Existing | Food Preparation | Natural Gas | Range | A | Incremental Summer Peak Savings (MW) | Technical Potential | 0 | 0 | 0 | 0 | 0 | 0 | 0 | 0 | 0 | 0 | 0 | 0 | 0 | 0 | 0 | 0 | 0 | 0 | 0 | 0 | 0 | 0 | 0 | 0 | 0 | 0 | 0
F6_Commercial_OR - Miscellaneous_Existing_Food Preparation_Natural Gas_Range_A_Technical Potential | F6 | Commercial | OR - Miscellaneous | Existing | Food Preparation | Natural Gas | Range | A | Incremental Winter Peak Savings (MW) | Technical Potential | 0 | 0 | 0 | 0 | 0 | 0 | 0 | 0 | 0 | 0 | 0 | 0 | 0 | 0 | 0 | 0 | 0 | 0 | 0 | 0 | 0 | 0 | 0 | 0 | 0 | 0 | 0
F7_Commercial_OR - Miscellaneous_Existing_Food Preparation_Natural Gas_Range_A_Technical Potential | F7 | Commercial | OR - Miscellaneous | Existing | Food Preparation | Natural Gas | Range | A | Cumulative Energy Savings (MWh or mTherms) | Technical Potential | 0 | 0 | 0.0095515 | 0.020866 | 0.033592 | 0.047446 | 0.062203 | 0.077682 | 0.093739 | 0.11026 | 0.12494 | 0.1386 | 0.14224 | 0.14402 | 0.14454 | 0.14617 | 0.14746 | 0.1485 | 0.14933 | 0.14955 | 0.15123 | 0.15349 | 0.15581 | 0.15788 | 0.15939 | 0.15939 | 0.15939
F8_Commercial_OR - Miscellaneous_Existing_Food Preparation_Natural Gas_Range_A_Technical Potential | F8 | Commercial | OR - Miscellaneous | Existing | Food Preparation | Natural Gas | Range | A | Cumulative Summer Peak Savings (MW) | Technical Potential | 0 | 0 | 0 | 0 | 0 | 0 | 0 | 0 | 0 | 0 | 0 | 0 | 0 | 0 | 0 | 0 | 0 | 0 | 0 | 0 | 0 | 0 | 0 | 0 | 0 | 0 | 0
F9_Commercial_OR - Miscellaneous_Existing_Food Preparation_Natural Gas_Range_A_Technical Potential | F9 | Commercial | OR - Miscellaneous | Existing | Food Preparation | Natural Gas | Range | A | Cumulative Winter Peak Savings (MW) | Technical Potential | 0 | 0 | 0 | 0 | 0 | 0 | 0 | 0 | 0 | 0 | 0 | 0 | 0 | 0 | 0 | 0 | 0 | 0 | 0 | 0 | 0 | 0 | 0 | 0 | 0 | 0 | 0
F10_Commercial_OR - Miscellaneous_Existing_Food Preparation_Natural Gas_Range_A_Technical Potential | F10 | Commercial | OR - Miscellaneous | Existing | Food Preparation | Natural Gas | Range | A | Purchases (Incremental) | Technical Potential | 0 | 0 | 0.055717 | 0.066003 | 0.074232 | 0.080815 | 0.086082 | 0.090295 | 0.093665 | 0.096362 | 0.085661 | 0.079672 | 0.021222 | 0.010394 | 0.0030489 | 0.0094611 | 0.0075689 | 0.0060551 | 0.0048441 | 0.0013037 | 0.0097862 | 0.013178 | 0.013505 | 0.01212 | 0.0087834 | 0 | 0
F11_Commercial_OR - Miscellaneous_Existing_Food Preparation_Natural Gas_Range_A_Technical Potential | F11 | Commercial | OR - Miscellaneous | Existing | Food Preparation | Natural Gas | Range | A | Purchases (Cumulative) | Technical Potential | 0 | 0 | 0.055717 | 0.12172 | 0.19595 | 0.27677 | 0.36285 | 0.45314 | 0.54681 | 0.64317 | 0.72883 | 0.8085 | 0.82973 | 0.84012 | 0.84317 | 0.85263 | 0.8602 | 0.86625 | 0.8711 | 0.8724 | 0.88219 | 0.89537 | 0.90887 | 0.92099 | 0.92977 | 0.92977 | 0.92977
F1_Commercial_OR - Miscellaneous_Existing_Food Preparation_Natural Gas_Steamer_A_Technical Potential | F1 | Commercial | OR - Miscellaneous | Existing | Food Preparation | Natural Gas | Steamer | A | Integrated Unit Energy Savings (kWh or therms) | Technical Potential | 0 | 1215.1419 | 1215.1419 | 1215.1419 | 1215.1419 | 1215.1419 | 1215.1419 | 1215.1419 | 1215.1419 | 1215.1419 | 1215.1419 | 1215.1419 | 1215.1419 | 1215.1419 | 1215.1419 | 1215.1419 | 1215.1419 | 1215.1419 | 1215.1419 | 1215.1419 | 1215.1419 | 1215.1419 | 1215.1419 | 1215.1419 | 1215.1419 | 1215.1419 | 1215.1419
F2_Commercial_OR - Miscellaneous_Existing_Food Preparation_Natural Gas_Steamer_A_Technical Potential | F2 | Commercial | OR - Miscellaneous | Existing | Food Preparation | Natural Gas | Steamer | A | Integrated Unit Summer Peak Savings (kW) | Technical Potential | 0 | 0 | 0 | 0 | 0 | 0 | 0 | 0 | 0 | 0 | 0 | 0 | 0 | 0 | 0 | 0 | 0 | 0 | 0 | 0 | 0 | 0 | 0 | 0 | 0 | 0 | 0
F3_Commercial_OR - Miscellaneous_Existing_Food Preparation_Natural Gas_Steamer_A_Technical Potential | F3 | Commercial | OR - Miscellaneous | Existing | Food Preparation | Natural Gas | Steamer | A | Integrated Unit Winter Peak Savings (kW) | Technical Potential | 0 | 0 | 0 | 0 | 0 | 0 | 0 | 0 | 0 | 0 | 0 | 0 | 0 | 0 | 0 | 0 | 0 | 0 | 0 | 0 | 0 | 0 | 0 | 0 | 0 | 0 | 0
F4_Commercial_OR - Miscellaneous_Existing_Food Preparation_Natural Gas_Steamer_A_Technical Potential | F4 | Commercial | OR - Miscellaneous | Existing | Food Preparation | Natural Gas | Steamer | A | Incremental Energy Savings (MWh or mTherms) | Technical Potential | 0 | 0 | 0.0036314 | 0.0035312 | 0.0034511 | 0.0033869 | 0.0033357 | 0.0032946 | 0.003387 | 0.0034359 | 0 | 0 | 0 | 0.0010175 | 0.00081403 | 0.00067627 | 0.00045586 | 0.0003126 | 4.4806e-05 | 8.7134e-05 | 0.00034873 | 0 | 0 | 0 | 1.734e-05 | 0.00032757 | 0
F5_Commercial_OR - Miscellaneous_Existing_Food Preparation_Natural Gas_Steamer_A_Technical Potential | F5 | Commercial | OR - Miscellaneous | Existing | Food Preparation | Natural Gas | Steamer | A | Incremental Summer Peak Savings (MW) | Technical Potential | 0 | 0 | 0 | 0 | 0 | 0 | 0 | 0 | 0 | 0 | 0 | 0 | 0 | 0 | 0 | 0 | 0 | 0 | 0 | 0 | 0 | 0 | 0 | 0 | 0 | 0 | 0
F6_Commercial_OR - Miscellaneous_Existing_Food Preparation_Natural Gas_Steamer_A_Technical Potential | F6 | Commercial | OR - Miscellaneous | Existing | Food Preparation | Natural Gas | Steamer | A | Incremental Winter Peak Savings (MW) | Technical Potential | 0 | 0 | 0 | 0 | 0 | 0 | 0 | 0 | 0 | 0 | 0 | 0 | 0 | 0 | 0 | 0 | 0 | 0 | 0 | 0 | 0 | 0 | 0 | 0 | 0 | 0 | 0
F7_Commercial_OR - Miscellaneous_Existing_Food Preparation_Natural Gas_Steamer_A_Technical Potential | F7 | Commercial | OR - Miscellaneous | Existing | Food Preparation | Natural Gas | Steamer | A | Cumulative Energy Savings (MWh or mTherms) | Technical Potential | 0 | 0 | 0.0036314 | 0.0071626 | 0.010614 | 0.014001 | 0.017336 | 0.020631 | 0.024018 | 0.027454 | 0.027454 | 0.027454 | 0.027454 | 0.028471 | 0.029285 | 0.029962 | 0.030417 | 0.03073 | 0.030775 | 0.030862 | 0.031211 | 0.031211 | 0.031211 | 0.031211 | 0.031228 | 0.031556 | 0.031556
F8_Commercial_OR - Miscellaneous_Existing_Food Preparation_Natural Gas_Steamer_A_Technical Potential | F8 | Commercial | OR - Miscellaneous | Existing | Food Preparation | Natural Gas | Steamer | A | Cumulative Summer Peak Savings (MW) | Technical Potential | 0 | 0 | 0 | 0 | 0 | 0 | 0 | 0 | 0 | 0 | 0 | 0 | 0 | 0 | 0 | 0 | 0 | 0 | 0 | 0 | 0 | 0 | 0 | 0 | 0 | 0 | 0
F9_Commercial_OR - Miscellaneous_Existing_Food Preparation_Natural Gas_Steamer_A_Technical Potential | F9 | Commercial | OR - Miscellaneous | Existing | Food Preparation | Natural Gas | Steamer | A | Cumulative Winter Peak Savings (MW) | Technical Potential | 0 | 0 | 0 | 0 | 0 | 0 | 0 | 0 | 0 | 0 | 0 | 0 | 0 | 0 | 0 | 0 | 0 | 0 | 0 | 0 | 0 | 0 | 0 | 0 | 0 | 0 | 0
F10_Commercial_OR - Miscellaneous_Existing_Food Preparation_Natural Gas_Steamer_A_Technical Potential | F10 | Commercial | OR - Miscellaneous | Existing | Food Preparation | Natural Gas | Steamer | A | Purchases (Incremental) | Technical Potential | 0 | 0 | 0.0029884 | 0.002906 | 0.00284 | 0.0027873 | 0.0027451 | 0.0027113 | 0.0027873 | 0.0028276 | 0 | 0 | 0 | 0.00083738 | 0.0006699 | 0.00055653 | 0.00037515 | 0.00025725 | 3.6873e-05 | 7.1707e-05 | 0.00028698 | 0 | 0 | 0 | 1.427e-05 | 0.00026957 | 0
F11_Commercial_OR - Miscellaneous_Existing_Food Preparation_Natural Gas_Steamer_A_Technical Potential | F11 | Commercial | OR - Miscellaneous | Existing | Food Preparation | Natural Gas | Steamer | A | Purchases (Cumulative) | Technical Potential | 0 | 0 | 0.0029884 | 0.0058944 | 0.0087345 | 0.011522 | 0.014267 | 0.016978 | 0.019765 | 0.022593 | 0.022593 | 0.022593 | 0.022593 | 0.02343 | 0.0241 | 0.024657 | 0.025032 | 0.025289 | 0.025326 | 0.025398 | 0.025685 | 0.025685 | 0.025685 | 0.025685 | 0.025699 | 0.025969 | 0.025969
F1_Commercial_OR - Miscellaneous_Existing_Food Preparation_Natural Gas_Commercial Food Prep Other_A_Technical Potential | F1 | Commercial | OR - Miscellaneous | Existing | Food Preparation | Natural Gas | Commercial Food Prep Other | A | Integrated Unit Energy Savings (kWh or therms) | Technical Potential | 0 | 0 | 0 | 0 | 0 | 0 | 0 | 0 | 0 | 0 | 0 | 0 | 0 | 0 | 0 | 0 | 0 | 0 | 0 | 0 | 0 | 0 | 0 | 0 | 0 | 0 | 0
F2_Commercial_OR - Miscellaneous_Existing_Food Preparation_Natural Gas_Commercial Food Prep Other_A_Technical Potential | F2 | Commercial | OR - Miscellaneous | Existing | Food Preparation | Natural Gas | Commercial Food Prep Other | A | Integrated Unit Summer Peak Savings (kW) | Technical Potential | 0 | 0 | 0 | 0 | 0 | 0 | 0 | 0 | 0 | 0 | 0 | 0 | 0 | 0 | 0 | 0 | 0 | 0 | 0 | 0 | 0 | 0 | 0 | 0 | 0 | 0 | 0
F3_Commercial_OR - Miscellaneous_Existing_Food Preparation_Natural Gas_Commercial Food Prep Other_A_Technical Potential | F3 | Commercial | OR - Miscellaneous | Existing | Food Preparation | Natural Gas | Commercial Food Prep Other | A | Integrated Unit Winter Peak Savings (kW) | Technical Potential | 0 | 0 | 0 | 0 | 0 | 0 | 0 | 0 | 0 | 0 | 0 | 0 | 0 | 0 | 0 | 0 | 0 | 0 | 0 | 0 | 0 | 0 | 0 | 0 | 0 | 0 | 0
F4_Commercial_OR - Miscellaneous_Existing_Food Preparation_Natural Gas_Commercial Food Prep Other_A_Technical Potential | F4 | Commercial | OR - Miscellaneous | Existing | Food Preparation | Natural Gas | Commercial Food Prep Other | A | Incremental Energy Savings (MWh or mTherms) | Technical Potential | 0 | 0 | 0 | 0 | 0 | 0 | 0 | 0 | 0 | 0 | 0 | 0 | 0 | 0 | 0 | 0 | 0 | 0 | 0 | 0 | 0 | 0 | 0 | 0 | 0 | 0 | 0
F5_Commercial_OR - Miscellaneous_Existing_Food Preparation_Natural Gas_Commercial Food Prep Other_A_Technical Potential | F5 | Commercial | OR - Miscellaneous | Existing | Food Preparation | Natural Gas | Commercial Food Prep Other | A | Incremental Summer Peak Savings (MW) | Technical Potential | 0 | 0 | 0 | 0 | 0 | 0 | 0 | 0 | 0 | 0 | 0 | 0 | 0 | 0 | 0 | 0 | 0 | 0 | 0 | 0 | 0 | 0 | 0 | 0 | 0 | 0 | 0
F6_Commercial_OR - Miscellaneous_Existing_Food Preparation_Natural Gas_Commercial Food Prep Other_A_Technical Potential | F6 | Commercial | OR - Miscellaneous | Existing | Food Preparation | Natural Gas | Commercial Food Prep Other | A | Incremental Winter Peak Savings (MW) | Technical Potential | 0 | 0 | 0 | 0 | 0 | 0 | 0 | 0 | 0 | 0 | 0 | 0 | 0 | 0 | 0 | 0 | 0 | 0 | 0 | 0 | 0 | 0 | 0 | 0 | 0 | 0 | 0
F7_Commercial_OR - Miscellaneous_Existing_Food Preparation_Natural Gas_Commercial Food Prep Other_A_Technical Potential | F7 | Commercial | OR - Miscellaneous | Existing | Food Preparation | Natural Gas | Commercial Food Prep Other | A | Cumulative Energy Savings (MWh or mTherms) | Technical Potential | 0 | 0 | 0 | 0 | 0 | 0 | 0 | 0 | 0 | 0 | 0 | 0 | 0 | 0 | 0 | 0 | 0 | 0 | 0 | 0 | 0 | 0 | 0 | 0 | 0 | 0 | 0
F8_Commercial_OR - Miscellaneous_Existing_Food Preparation_Natural Gas_Commercial Food Prep Other_A_Technical Potential | F8 | Commercial | OR - Miscellaneous | Existing | Food Preparation | Natural Gas | Commercial Food Prep Other | A | Cumulative Summer Peak Savings (MW) | Technical Potential | 0 | 0 | 0 | 0 | 0 | 0 | 0 | 0 | 0 | 0 | 0 | 0 | 0 | 0 | 0 | 0 | 0 | 0 | 0 | 0 | 0 | 0 | 0 | 0 | 0 | 0 | 0
F9_Commercial_OR - Miscellaneous_Existing_Food Preparation_Natural Gas_Commercial Food Prep Other_A_Technical Potential | F9 | Commercial | OR - Miscellaneous | Existing | Food Preparation | Natural Gas | Commercial Food Prep Other | A | Cumulative Winter Peak Savings (MW) | Technical Potential | 0 | 0 | 0 | 0 | 0 | 0 | 0 | 0 | 0 | 0 | 0 | 0 | 0 | 0 | 0 | 0 | 0 | 0 | 0 | 0 | 0 | 0 | 0 | 0 | 0 | 0 | 0
F10_Commercial_OR - Miscellaneous_Existing_Food Preparation_Natural Gas_Commercial Food Prep Other_A_Technical Potential | F10 | Commercial | OR - Miscellaneous | Existing | Food Preparation | Natural Gas | Commercial Food Prep Other | A | Purchases (Incremental) | Technical Potential | 0 | 0 | 0 | 0 | 0 | 0 | 0 | 0 | 0 | 0 | 0 | 0 | 0 | 0 | 0 | 0 | 0 | 0 | 0 | 0 | 0 | 0 | 0 | 0 | 0 | 0 | 0
F11_Commercial_OR - Miscellaneous_Existing_Food Preparation_Natural Gas_Commercial Food Prep Other_A_Technical Potential | F11 | Commercial | OR - Miscellaneous | Existing | Food Preparation | Natural Gas | Commercial Food Prep Other | A | Purchases (Cumulative) | Technical Potential | 0 | 0 | 0 | 0 | 0 | 0 | 0 | 0 | 0 | 0 | 0 | 0 | 0 | 0 | 0 | 0 | 0 | 0 | 0 | 0 | 0 | 0 | 0 | 0 | 0 | 0 | 0
F1_Commercial_OR - Miscellaneous_Existing_Miscellaneous_Natural Gas_Pool Heater_A_Technical Potential | F1 | Commercial | OR - Miscellaneous | Existing | Miscellaneous | Natural Gas | Pool Heater | A | Integrated Unit Energy Savings (kWh or therms) | Technical Potential | 0 | 2233.5 | 2233.5 | 2233.5 | 2233.5 | 2233.5 | 2233.5 | 2233.5 | 2233.5 | 2233.5 | 2233.5 | 2233.5 | 2233.5 | 2233.5 | 2233.5 | 2233.5 | 2233.5 | 2233.5 | 2233.5 | 2233.5 | 2233.5 | 2233.5 | 2233.5 | 2233.5 | 2233.5 | 2233.5 | 2233.5
F2_Commercial_OR - Miscellaneous_Existing_Miscellaneous_Natural Gas_Pool Heater_A_Technical Potential | F2 | Commercial | OR - Miscellaneous | Existing | Miscellaneous | Natural Gas | Pool Heater | A | Integrated Unit Summer Peak Savings (kW) | Technical Potential | 0 | 0 | 0 | 0 | 0 | 0 | 0 | 0 | 0 | 0 | 0 | 0 | 0 | 0 | 0 | 0 | 0 | 0 | 0 | 0 | 0 | 0 | 0 | 0 | 0 | 0 | 0
F3_Commercial_OR - Miscellaneous_Existing_Miscellaneous_Natural Gas_Pool Heater_A_Technical Potential | F3 | Commercial | OR - Miscellaneous | Existing | Miscellaneous | Natural Gas | Pool Heater | A | Integrated Unit Winter Peak Savings (kW) | Technical Potential | 0 | 0 | 0 | 0 | 0 | 0 | 0 | 0 | 0 | 0 | 0 | 0 | 0 | 0 | 0 | 0 | 0 | 0 | 0 | 0 | 0 | 0 | 0 | 0 | 0 | 0 | 0
F4_Commercial_OR - Miscellaneous_Existing_Miscellaneous_Natural Gas_Pool Heater_A_Technical Potential | F4 | Commercial | OR - Miscellaneous | Existing | Miscellaneous | Natural Gas | Pool Heater | A | Incremental Energy Savings (MWh or mTherms) | Technical Potential | 0 | 0 | 0.0098168 | 0.009546 | 0.0093293 | 0.009156 | 0.0093558 | 0.009448 | 0 | 0 | 5.3853e-05 | 0.0028839 | 0.0020769 | 0.0015207 | 0.00078942 | 0.00077019 | 0.0013301 | 0 | 0 | 0 | 0 | 0 | 0 | 0 | 0 | 0 | 0
F5_Commercial_OR - Miscellaneous_Existing_Miscellaneous_Natural Gas_Pool Heater_A_Technical Potential | F5 | Commercial | OR - Miscellaneous | Existing | Miscellaneous | Natural Gas | Pool Heater | A | Incremental Summer Peak Savings (MW) | Technical Potential | 0 | 0 | 0 | 0 | 0 | 0 | 0 | 0 | 0 | 0 | 0 | 0 | 0 | 0 | 0 | 0 | 0 | 0 | 0 | 0 | 0 | 0 | 0 | 0 | 0 | 0 | 0
F6_Commercial_OR - Miscellaneous_Existing_Miscellaneous_Natural Gas_Pool Heater_A_Technical Potential | F6 | Commercial | OR - Miscellaneous | Existing | Miscellaneous | Natural Gas | Pool Heater | A | Incremental Winter Peak Savings (MW) | Technical Potential | 0 | 0 | 0 | 0 | 0 | 0 | 0 | 0 | 0 | 0 | 0 | 0 | 0 | 0 | 0 | 0 | 0 | 0 | 0 | 0 | 0 | 0 | 0 | 0 | 0 | 0 | 0
F7_Commercial_OR - Miscellaneous_Existing_Miscellaneous_Natural Gas_Pool Heater_A_Technical Potential | F7 | Commercial | OR - Miscellaneous | Existing | Miscellaneous | Natural Gas | Pool Heater | A | Cumulative Energy Savings (MWh or mTherms) | Technical Potential | 0 | 0 | 0.0098168 | 0.019363 | 0.028692 | 0.037848 | 0.047204 | 0.056652 | 0.056652 | 0.056652 | 0.056706 | 0.05959 | 0.061667 | 0.063187 | 0.063977 | 0.064747 | 0.066077 | 0.066077 | 0.066077 | 0.066077 | 0.066077 | 0.066077 | 0.066077 | 0.066077 | 0.066077 | 0.066077 | 0.066077
F8_Commercial_OR - Miscellaneous_Existing_Miscellaneous_Natural Gas_Pool Heater_A_Technical Potential | F8 | Commercial | OR - Miscellaneous | Existing | Miscellaneous | Natural Gas | Pool Heater | A | Cumulative Summer Peak Savings (MW) | Technical Potential | 0 | 0 | 0 | 0 | 0 | 0 | 0 | 0 | 0 | 0 | 0 | 0 | 0 | 0 | 0 | 0 | 0 | 0 | 0 | 0 | 0 | 0 | 0 | 0 | 0 | 0 | 0
F9_Commercial_OR - Miscellaneous_Existing_Miscellaneous_Natural Gas_Pool Heater_A_Technical Potential | F9 | Commercial | OR - Miscellaneous | Existing | Miscellaneous | Natural Gas | Pool Heater | A | Cumulative Winter Peak Savings (MW) | Technical Potential | 0 | 0 | 0 | 0 | 0 | 0 | 0 | 0 | 0 | 0 | 0 | 0 | 0 | 0 | 0 | 0 | 0 | 0 | 0 | 0 | 0 | 0 | 0 | 0 | 0 | 0 | 0
F10_Commercial_OR - Miscellaneous_Existing_Miscellaneous_Natural Gas_Pool Heater_A_Technical Potential | F10 | Commercial | OR - Miscellaneous | Existing | Miscellaneous | Natural Gas | Pool Heater | A | Purchases (Incremental) | Technical Potential | 0 | 0 | 0.0043952 | 0.004274 | 0.004177 | 0.0040994 | 0.0041889 | 0.0042301 | 0 | 0 | 2.4111e-05 | 0.0012912 | 0.00092988 | 0.00068086 | 0.00035344 | 0.00034483 | 0.00059553 | 0 | 0 | 0 | 0 | 0 | 0 | 0 | 0 | 0 | 0
F11_Commercial_OR - Miscellaneous_Existing_Miscellaneous_Natural Gas_Pool Heater_A_Technical Potential | F11 | Commercial | OR - Miscellaneous | Existing | Miscellaneous | Natural Gas | Pool Heater | A | Purchases (Cumulative) | Technical Potential | 0 | 0 | 0.0043952 | 0.0086692 | 0.012846 | 0.016946 | 0.021134 | 0.025365 | 0.025365 | 0.025365 | 0.025389 | 0.02668 | 0.02761 | 0.028291 | 0.028644 | 0.028989 | 0.029584 | 0.029584 | 0.029584 | 0.029584 | 0.029584 | 0.029584 | 0.029584 | 0.029584 | 0.029584 | 0.029584 | 0.029584
F1_Commercial_OR - Miscellaneous_New_Space Heating_Natural Gas_Furnace_A_Technical Potential | F1 | Commercial | OR - Miscellaneous | New | Space Heating | Natural Gas | Furnace | A | Integrated Unit Energy Savings (kWh or therms) | Technical Potential | 0 | 0 | 0 | 0 | 0 | 0 | 0 | 0 | 0 | 0 | 0 | 0 | 0 | 0 | 0 | 0 | 0 | 0 | 0 | 0 | 0 | 0 | 0 | 0 | 0 | 0 | 0
F2_Commercial_OR - Miscellaneous_New_Space Heating_Natural Gas_Furnace_A_Technical Potential | F2 | Commercial | OR - Miscellaneous | New | Space Heating | Natural Gas | Furnace | A | Integrated Unit Summer Peak Savings (kW) | Technical Potential | 0 | 0 | 0 | 0 | 0 | 0 | 0 | 0 | 0 | 0 | 0 | 0 | 0 | 0 | 0 | 0 | 0 | 0 | 0 | 0 | 0 | 0 | 0 | 0 | 0 | 0 | 0
F3_Commercial_OR - Miscellaneous_New_Space Heating_Natural Gas_Furnace_A_Technical Potential | F3 | Commercial | OR - Miscellaneous | New | Space Heating | Natural Gas | Furnace | A | Integrated Unit Winter Peak Savings (kW) | Technical Potential | 0 | 0 | 0 | 0 | 0 | 0 | 0 | 0 | 0 | 0 | 0 | 0 | 0 | 0 | 0 | 0 | 0 | 0 | 0 | 0 | 0 | 0 | 0 | 0 | 0 | 0 | 0
F4_Commercial_OR - Miscellaneous_New_Space Heating_Natural Gas_Furnace_A_Technical Potential | F4 | Commercial | OR - Miscellaneous | New | Space Heating | Natural Gas | Furnace | A | Incremental Energy Savings (MWh or mTherms) | Technical Potential | 0 | 0 | 0 | 0 | 0 | 0 | 0 | 0 | 0 | 0 | 0 | 0 | 0 | 0 | 0 | 0 | 0 | 0 | 0 | 0 | 0 | 0 | 0 | 0 | 0 | 0 | 0
F5_Commercial_OR - Miscellaneous_New_Space Heating_Natural Gas_Furnace_A_Technical Potential | F5 | Commercial | OR - Miscellaneous | New | Space Heating | Natural Gas | Furnace | A | Incremental Summer Peak Savings (MW) | Technical Potential | 0 | 0 | 0 | 0 | 0 | 0 | 0 | 0 | 0 | 0 | 0 | 0 | 0 | 0 | 0 | 0 | 0 | 0 | 0 | 0 | 0 | 0 | 0 | 0 | 0 | 0 | 0
F6_Commercial_OR - Miscellaneous_New_Space Heating_Natural Gas_Furnace_A_Technical Potential | F6 | Commercial | OR - Miscellaneous | New | Space Heating | Natural Gas | Furnace | A | Incremental Winter Peak Savings (MW) | Technical Potential | 0 | 0 | 0 | 0 | 0 | 0 | 0 | 0 | 0 | 0 | 0 | 0 | 0 | 0 | 0 | 0 | 0 | 0 | 0 | 0 | 0 | 0 | 0 | 0 | 0 | 0 | 0
F7_Commercial_OR - Miscellaneous_New_Space Heating_Natural Gas_Furnace_A_Technical Potential | F7 | Commercial | OR - Miscellaneous | New | Space Heating | Natural Gas | Furnace | A | Cumulative Energy Savings (MWh or mTherms) | Technical Potential | 0 | 0 | 0 | 0 | 0 | 0 | 0 | 0 | 0 | 0 | 0 | 0 | 0 | 0 | 0 | 0 | 0 | 0 | 0 | 0 | 0 | 0 | 0 | 0 | 0 | 0 | 0
F8_Commercial_OR - Miscellaneous_New_Space Heating_Natural Gas_Furnace_A_Technical Potential | F8 | Commercial | OR - Miscellaneous | New | Space Heating | Natural Gas | Furnace | A | Cumulative Summer Peak Savings (MW) | Technical Potential | 0 | 0 | 0 | 0 | 0 | 0 | 0 | 0 | 0 | 0 | 0 | 0 | 0 | 0 | 0 | 0 | 0 | 0 | 0 | 0 | 0 | 0 | 0 | 0 | 0 | 0 | 0
F9_Commercial_OR - Miscellaneous_New_Space Heating_Natural Gas_Furnace_A_Technical Potential | F9 | Commercial | OR - Miscellaneous | New | Space Heating | Natural Gas | Furnace | A | Cumulative Winter Peak Savings (MW) | Technical Potential | 0 | 0 | 0 | 0 | 0 | 0 | 0 | 0 | 0 | 0 | 0 | 0 | 0 | 0 | 0 | 0 | 0 | 0 | 0 | 0 | 0 | 0 | 0 | 0 | 0 | 0 | 0
F10_Commercial_OR - Miscellaneous_New_Space Heating_Natural Gas_Furnace_A_Technical Potential | F10 | Commercial | OR - Miscellaneous | New | Space Heating | Natural Gas | Furnace | A | Purchases (Incremental) | Technical Potential | 0 | 0 | 0 | 0 | 0 | 0 | 0 | 0 | 0 | 0 | 0 | 0 | 0 | 0 | 0 | 0 | 0 | 0 | 0 | 0 | 0 | 0 | 0 | 0 | 0 | 0 | 0
F11_Commercial_OR - Miscellaneous_New_Space Heating_Natural Gas_Furnace_A_Technical Potential | F11 | Commercial | OR - Miscellaneous | New | Space Heating | Natural Gas | Furnace | A | Purchases (Cumulative) | Technical Potential | 0 | 0 | 0 | 0 | 0 | 0 | 0 | 0 | 0 | 0 | 0 | 0 | 0 | 0 | 0 | 0 | 0 | 0 | 0 | 0 | 0 | 0 | 0 | 0 | 0 | 0 | 0
F1_Commercial_OR - Miscellaneous_New_Space Heating_Natural Gas_Boiler_A_Technical Potential | F1 | Commercial | OR - Miscellaneous | New | Space Heating | Natural Gas | Boiler | A | Integrated Unit Energy Savings (kWh or therms) | Technical Potential | 0 | 0 | 0 | 0 | 0 | 0 | 0 | 0 | 0 | 0 | 0 | 0 | 0 | 0 | 0 | 0 | 0 | 0 | 0 | 0 | 0 | 0 | 0 | 0 | 0 | 0 | 0
F2_Commercial_OR - Miscellaneous_New_Space Heating_Natural Gas_Boiler_A_Technical Potential | F2 | Commercial | OR - Miscellaneous | New | Space Heating | Natural Gas | Boiler | A | Integrated Unit Summer Peak Savings (kW) | Technical Potential | 0 | 0 | 0 | 0 | 0 | 0 | 0 | 0 | 0 | 0 | 0 | 0 | 0 | 0 | 0 | 0 | 0 | 0 | 0 | 0 | 0 | 0 | 0 | 0 | 0 | 0 | 0
F3_Commercial_OR - Miscellaneous_New_Space Heating_Natural Gas_Boiler_A_Technical Potential | F3 | Commercial | OR - Miscellaneous | New | Space Heating | Natural Gas | Boiler | A | Integrated Unit Winter Peak Savings (kW) | Technical Potential | 0 | 0 | 0 | 0 | 0 | 0 | 0 | 0 | 0 | 0 | 0 | 0 | 0 | 0 | 0 | 0 | 0 | 0 | 0 | 0 | 0 | 0 | 0 | 0 | 0 | 0 | 0
F4_Commercial_OR - Miscellaneous_New_Space Heating_Natural Gas_Boiler_A_Technical Potential | F4 | Commercial | OR - Miscellaneous | New | Space Heating | Natural Gas | Boiler | A | Incremental Energy Savings (MWh or mTherms) | Technical Potential | 0 | 0 | 0 | 0 | 0 | 0 | 0 | 0 | 0 | 0 | 0 | 0 | 0 | 0 | 0 | 0 | 0 | 0 | 0 | 0 | 0 | 0 | 0 | 0 | 0 | 0 | 0
F5_Commercial_OR - Miscellaneous_New_Space Heating_Natural Gas_Boiler_A_Technical Potential | F5 | Commercial | OR - Miscellaneous | New | Space Heating | Natural Gas | Boiler | A | Incremental Summer Peak Savings (MW) | Technical Potential | 0 | 0 | 0 | 0 | 0 | 0 | 0 | 0 | 0 | 0 | 0 | 0 | 0 | 0 | 0 | 0 | 0 | 0 | 0 | 0 | 0 | 0 | 0 | 0 | 0 | 0 | 0
F6_Commercial_OR - Miscellaneous_New_Space Heating_Natural Gas_Boiler_A_Technical Potential | F6 | Commercial | OR - Miscellaneous | New | Space Heating | Natural Gas | Boiler | A | Incremental Winter Peak Savings (MW) | Technical Potential | 0 | 0 | 0 | 0 | 0 | 0 | 0 | 0 | 0 | 0 | 0 | 0 | 0 | 0 | 0 | 0 | 0 | 0 | 0 | 0 | 0 | 0 | 0 | 0 | 0 | 0 | 0
F7_Commercial_OR - Miscellaneous_New_Space Heating_Natural Gas_Boiler_A_Technical Potential | F7 | Commercial | OR - Miscellaneous | New | Space Heating | Natural Gas | Boiler | A | Cumulative Energy Savings (MWh or mTherms) | Technical Potential | 0 | 0 | 0 | 0 | 0 | 0 | 0 | 0 | 0 | 0 | 0 | 0 | 0 | 0 | 0 | 0 | 0 | 0 | 0 | 0 | 0 | 0 | 0 | 0 | 0 | 0 | 0
F8_Commercial_OR - Miscellaneous_New_Space Heating_Natural Gas_Boiler_A_Technical Potential | F8 | Commercial | OR - Miscellaneous | New | Space Heating | Natural Gas | Boiler | A | Cumulative Summer Peak Savings (MW) | Technical Potential | 0 | 0 | 0 | 0 | 0 | 0 | 0 | 0 | 0 | 0 | 0 | 0 | 0 | 0 | 0 | 0 | 0 | 0 | 0 | 0 | 0 | 0 | 0 | 0 | 0 | 0 | 0
F9_Commercial_OR - Miscellaneous_New_Space Heating_Natural Gas_Boiler_A_Technical Potential | F9 | Commercial | OR - Miscellaneous | New | Space Heating | Natural Gas | Boiler | A | Cumulative Winter Peak Savings (MW) | Technical Potential | 0 | 0 | 0 | 0 | 0 | 0 | 0 | 0 | 0 | 0 | 0 | 0 | 0 | 0 | 0 | 0 | 0 | 0 | 0 | 0 | 0 | 0 | 0 | 0 | 0 | 0 | 0
F10_Commercial_OR - Miscellaneous_New_Space Heating_Natural Gas_Boiler_A_Technical Potential | F10 | Commercial | OR - Miscellaneous | New | Space Heating | Natural Gas | Boiler | A | Purchases (Incremental) | Technical Potential | 0 | 0 | 0 | 0 | 0 | 0 | 0 | 0 | 0 | 0 | 0 | 0 | 0 | 0 | 0 | 0 | 0 | 0 | 0 | 0 | 0 | 0 | 0 | 0 | 0 | 0 | 0
F11_Commercial_OR - Miscellaneous_New_Space Heating_Natural Gas_Boiler_A_Technical Potential | F11 | Commercial | OR - Miscellaneous | New | Space Heating | Natural Gas | Boiler | A | Purchases (Cumulative) | Technical Potential | 0 | 0 | 0 | 0 | 0 | 0 | 0 | 0 | 0 | 0 | 0 | 0 | 0 | 0 | 0 | 0 | 0 | 0 | 0 | 0 | 0 | 0 | 0 | 0 | 0 | 0 | 0
F1_Commercial_OR - Miscellaneous_New_Space Heating_Natural Gas_Unit Heater_A_Technical Potential | F1 | Commercial | OR - Miscellaneous | New | Space Heating | Natural Gas | Unit Heater | A | Integrated Unit Energy Savings (kWh or therms) | Technical Potential | 0 | 0 | 0 | 0 | 0 | 0 | 0 | 0 | 0 | 0 | 0 | 0 | 0 | 0 | 0 | 0 | 0 | 0 | 0 | 0 | 0 | 0 | 0 | 0 | 0 | 0 | 0
F2_Commercial_OR - Miscellaneous_New_Space Heating_Natural Gas_Unit Heater_A_Technical Potential | F2 | Commercial | OR - Miscellaneous | New | Space Heating | Natural Gas | Unit Heater | A | Integrated Unit Summer Peak Savings (kW) | Technical Potential | 0 | 0 | 0 | 0 | 0 | 0 | 0 | 0 | 0 | 0 | 0 | 0 | 0 | 0 | 0 | 0 | 0 | 0 | 0 | 0 | 0 | 0 | 0 | 0 | 0 | 0 | 0
F3_Commercial_OR - Miscellaneous_New_Space Heating_Natural Gas_Unit Heater_A_Technical Potential | F3 | Commercial | OR - Miscellaneous | New | Space Heating | Natural Gas | Unit Heater | A | Integrated Unit Winter Peak Savings (kW) | Technical Potential | 0 | 0 | 0 | 0 | 0 | 0 | 0 | 0 | 0 | 0 | 0 | 0 | 0 | 0 | 0 | 0 | 0 | 0 | 0 | 0 | 0 | 0 | 0 | 0 | 0 | 0 | 0
F4_Commercial_OR - Miscellaneous_New_Space Heating_Natural Gas_Unit Heater_A_Technical Potential | F4 | Commercial | OR - Miscellaneous | New | Space Heating | Natural Gas | Unit Heater | A | Incremental Energy Savings (MWh or mTherms) | Technical Potential | 0 | 0 | 0 | 0 | 0 | 0 | 0 | 0 | 0 | 0 | 0 | 0 | 0 | 0 | 0 | 0 | 0 | 0 | 0 | 0 | 0 | 0 | 0 | 0 | 0 | 0 | 0
F5_Commercial_OR - Miscellaneous_New_Space Heating_Natural Gas_Unit Heater_A_Technical Potential | F5 | Commercial | OR - Miscellaneous | New | Space Heating | Natural Gas | Unit Heater | A | Incremental Summer Peak Savings (MW) | Technical Potential | 0 | 0 | 0 | 0 | 0 | 0 | 0 | 0 | 0 | 0 | 0 | 0 | 0 | 0 | 0 | 0 | 0 | 0 | 0 | 0 | 0 | 0 | 0 | 0 | 0 | 0 | 0
F6_Commercial_OR - Miscellaneous_New_Space Heating_Natural Gas_Unit Heater_A_Technical Potential | F6 | Commercial | OR - Miscellaneous | New | Space Heating | Natural Gas | Unit Heater | A | Incremental Winter Peak Savings (MW) | Technical Potential | 0 | 0 | 0 | 0 | 0 | 0 | 0 | 0 | 0 | 0 | 0 | 0 | 0 | 0 | 0 | 0 | 0 | 0 | 0 | 0 | 0 | 0 | 0 | 0 | 0 | 0 | 0
F7_Commercial_OR - Miscellaneous_New_Space Heating_Natural Gas_Unit Heater_A_Technical Potential | F7 | Commercial | OR - Miscellaneous | New | Space Heating | Natural Gas | Unit Heater | A | Cumulative Energy Savings (MWh or mTherms) | Technical Potential | 0 | 0 | 0 | 0 | 0 | 0 | 0 | 0 | 0 | 0 | 0 | 0 | 0 | 0 | 0 | 0 | 0 | 0 | 0 | 0 | 0 | 0 | 0 | 0 | 0 | 0 | 0
F8_Commercial_OR - Miscellaneous_New_Space Heating_Natural Gas_Unit Heater_A_Technical Potential | F8 | Commercial | OR - Miscellaneous | New | Space Heating | Natural Gas | Unit Heater | A | Cumulative Summer Peak Savings (MW) | Technical Potential | 0 | 0 | 0 | 0 | 0 | 0 | 0 | 0 | 0 | 0 | 0 | 0 | 0 | 0 | 0 | 0 | 0 | 0 | 0 | 0 | 0 | 0 | 0 | 0 | 0 | 0 | 0
F9_Commercial_OR - Miscellaneous_New_Space Heating_Natural Gas_Unit Heater_A_Technical Potential | F9 | Commercial | OR - Miscellaneous | New | Space Heating | Natural Gas | Unit Heater | A | Cumulative Winter Peak Savings (MW) | Technical Potential | 0 | 0 | 0 | 0 | 0 | 0 | 0 | 0 | 0 | 0 | 0 | 0 | 0 | 0 | 0 | 0 | 0 | 0 | 0 | 0 | 0 | 0 | 0 | 0 | 0 | 0 | 0
F10_Commercial_OR - Miscellaneous_New_Space Heating_Natural Gas_Unit Heater_A_Technical Potential | F10 | Commercial | OR - Miscellaneous | New | Space Heating | Natural Gas | Unit Heater | A | Purchases (Incremental) | Technical Potential | 0 | 0 | 0 | 0 | 0 | 0 | 0 | 0 | 0 | 0 | 0 | 0 | 0 | 0 | 0 | 0 | 0 | 0 | 0 | 0 | 0 | 0 | 0 | 0 | 0 | 0 | 0
F11_Commercial_OR - Miscellaneous_New_Space Heating_Natural Gas_Unit Heater_A_Technical Potential | F11 | Commercial | OR - Miscellaneous | New | Space Heating | Natural Gas | Unit Heater | A | Purchases (Cumulative) | Technical Potential | 0 | 0 | 0 | 0 | 0 | 0 | 0 | 0 | 0 | 0 | 0 | 0 | 0 | 0 | 0 | 0 | 0 | 0 | 0 | 0 | 0 | 0 | 0 | 0 | 0 | 0 | 0
F1_Commercial_OR - Miscellaneous_New_Water Heating_Natural Gas_Water Heater_A_Technical Potential | F1 | Commercial | OR - Miscellaneous | New | Water Heating | Natural Gas | Water Heater | A | Integrated Unit Energy Savings (kWh or therms) | Technical Potential | 0 | 0 | 0 | 0 | 0 | 0 | 0 | 0 | 0 | 0 | 0 | 0 | 0 | 0 | 0 | 0 | 0 | 0 | 0 | 0 | 0 | 0 | 0 | 0 | 0 | 0 | 0
F2_Commercial_OR - Miscellaneous_New_Water Heating_Natural Gas_Water Heater_A_Technical Potential | F2 | Commercial | OR - Miscellaneous | New | Water Heating | Natural Gas | Water Heater | A | Integrated Unit Summer Peak Savings (kW) | Technical Potential | 0 | 0 | 0 | 0 | 0 | 0 | 0 | 0 | 0 | 0 | 0 | 0 | 0 | 0 | 0 | 0 | 0 | 0 | 0 | 0 | 0 | 0 | 0 | 0 | 0 | 0 | 0
F3_Commercial_OR - Miscellaneous_New_Water Heating_Natural Gas_Water Heater_A_Technical Potential | F3 | Commercial | OR - Miscellaneous | New | Water Heating | Natural Gas | Water Heater | A | Integrated Unit Winter Peak Savings (kW) | Technical Potential | 0 | 0 | 0 | 0 | 0 | 0 | 0 | 0 | 0 | 0 | 0 | 0 | 0 | 0 | 0 | 0 | 0 | 0 | 0 | 0 | 0 | 0 | 0 | 0 | 0 | 0 | 0
F4_Commercial_OR - Miscellaneous_New_Water Heating_Natural Gas_Water Heater_A_Technical Potential | F4 | Commercial | OR - Miscellaneous | New | Water Heating | Natural Gas | Water Heater | A | Incremental Energy Savings (MWh or mTherms) | Technical Potential | 0 | 0 | 0 | 0 | 0 | 0 | 0 | 0 | 0 | 0 | 0 | 0 | 0 | 0 | 0 | 0 | 0 | 0 | 0 | 0 | 0 | 0 | 0 | 0 | 0 | 0 | 0
F5_Commercial_OR - Miscellaneous_New_Water Heating_Natural Gas_Water Heater_A_Technical Potential | F5 | Commercial | OR - Miscellaneous | New | Water Heating | Natural Gas | Water Heater | A | Incremental Summer Peak Savings (MW) | Technical Potential | 0 | 0 | 0 | 0 | 0 | 0 | 0 | 0 | 0 | 0 | 0 | 0 | 0 | 0 | 0 | 0 | 0 | 0 | 0 | 0 | 0 | 0 | 0 | 0 | 0 | 0 | 0
F6_Commercial_OR - Miscellaneous_New_Water Heating_Natural Gas_Water Heater_A_Technical Potential | F6 | Commercial | OR - Miscellaneous | New | Water Heating | Natural Gas | Water Heater | A | Incremental Winter Peak Savings (MW) | Technical Potential | 0 | 0 | 0 | 0 | 0 | 0 | 0 | 0 | 0 | 0 | 0 | 0 | 0 | 0 | 0 | 0 | 0 | 0 | 0 | 0 | 0 | 0 | 0 | 0 | 0 | 0 | 0
F7_Commercial_OR - Miscellaneous_New_Water Heating_Natural Gas_Water Heater_A_Technical Potential | F7 | Commercial | OR - Miscellaneous | New | Water Heating | Natural Gas | Water Heater | A | Cumulative Energy Savings (MWh or mTherms) | Technical Potential | 0 | 0 | 0 | 0 | 0 | 0 | 0 | 0 | 0 | 0 | 0 | 0 | 0 | 0 | 0 | 0 | 0 | 0 | 0 | 0 | 0 | 0 | 0 | 0 | 0 | 0 | 0
F8_Commercial_OR - Miscellaneous_New_Water Heating_Natural Gas_Water Heater_A_Technical Potential | F8 | Commercial | OR - Miscellaneous | New | Water Heating | Natural Gas | Water Heater | A | Cumulative Summer Peak Savings (MW) | Technical Potential | 0 | 0 | 0 | 0 | 0 | 0 | 0 | 0 | 0 | 0 | 0 | 0 | 0 | 0 | 0 | 0 | 0 | 0 | 0 | 0 | 0 | 0 | 0 | 0 | 0 | 0 | 0
F9_Commercial_OR - Miscellaneous_New_Water Heating_Natural Gas_Water Heater_A_Technical Potential | F9 | Commercial | OR - Miscellaneous | New | Water Heating | Natural Gas | Water Heater | A | Cumulative Winter Peak Savings (MW) | Technical Potential | 0 | 0 | 0 | 0 | 0 | 0 | 0 | 0 | 0 | 0 | 0 | 0 | 0 | 0 | 0 | 0 | 0 | 0 | 0 | 0 | 0 | 0 | 0 | 0 | 0 | 0 | 0
F10_Commercial_OR - Miscellaneous_New_Water Heating_Natural Gas_Water Heater_A_Technical Potential | F10 | Commercial | OR - Miscellaneous | New | Water Heating | Natural Gas | Water Heater | A | Purchases (Incremental) | Technical Potential | 0 | 0 | 0 | 0 | 0 | 0 | 0 | 0 | 0 | 0 | 0 | 0 | 0 | 0 | 0 | 0 | 0 | 0 | 0 | 0 | 0 | 0 | 0 | 0 | 0 | 0 | 0
F11_Commercial_OR - Miscellaneous_New_Water Heating_Natural Gas_Water Heater_A_Technical Potential | F11 | Commercial | OR - Miscellaneous | New | Water Heating | Natural Gas | Water Heater | A | Purchases (Cumulative) | Technical Potential | 0 | 0 | 0 | 0 | 0 | 0 | 0 | 0 | 0 | 0 | 0 | 0 | 0 | 0 | 0 | 0 | 0 | 0 | 0 | 0 | 0 | 0 | 0 | 0 | 0 | 0 | 0
F1_Commercial_OR - Miscellaneous_New_Food Preparation_Natural Gas_Oven_A_Technical Potential | F1 | Commercial | OR - Miscellaneous | New | Food Preparation | Natural Gas | Oven | A | Integrated Unit Energy Savings (kWh or therms) | Technical Potential | 0 | 0 | 0 | 0 | 0 | 0 | 0 | 0 | 0 | 0 | 0 | 0 | 0 | 0 | 0 | 0 | 0 | 0 | 0 | 0 | 0 | 0 | 0 | 0 | 0 | 0 | 0
F2_Commercial_OR - Miscellaneous_New_Food Preparation_Natural Gas_Oven_A_Technical Potential | F2 | Commercial | OR - Miscellaneous | New | Food Preparation | Natural Gas | Oven | A | Integrated Unit Summer Peak Savings (kW) | Technical Potential | 0 | 0 | 0 | 0 | 0 | 0 | 0 | 0 | 0 | 0 | 0 | 0 | 0 | 0 | 0 | 0 | 0 | 0 | 0 | 0 | 0 | 0 | 0 | 0 | 0 | 0 | 0
F3_Commercial_OR - Miscellaneous_New_Food Preparation_Natural Gas_Oven_A_Technical Potential | F3 | Commercial | OR - Miscellaneous | New | Food Preparation | Natural Gas | Oven | A | Integrated Unit Winter Peak Savings (kW) | Technical Potential | 0 | 0 | 0 | 0 | 0 | 0 | 0 | 0 | 0 | 0 | 0 | 0 | 0 | 0 | 0 | 0 | 0 | 0 | 0 | 0 | 0 | 0 | 0 | 0 | 0 | 0 | 0
F4_Commercial_OR - Miscellaneous_New_Food Preparation_Natural Gas_Oven_A_Technical Potential | F4 | Commercial | OR - Miscellaneous | New | Food Preparation | Natural Gas | Oven | A | Incremental Energy Savings (MWh or mTherms) | Technical Potential | 0 | 0 | 0 | 0 | 0 | 0 | 0 | 0 | 0 | 0 | 0 | 0 | 0 | 0 | 0 | 0 | 0 | 0 | 0 | 0 | 0 | 0 | 0 | 0 | 0 | 0 | 0
F5_Commercial_OR - Miscellaneous_New_Food Preparation_Natural Gas_Oven_A_Technical Potential | F5 | Commercial | OR - Miscellaneous | New | Food Preparation | Natural Gas | Oven | A | Incremental Summer Peak Savings (MW) | Technical Potential | 0 | 0 | 0 | 0 | 0 | 0 | 0 | 0 | 0 | 0 | 0 | 0 | 0 | 0 | 0 | 0 | 0 | 0 | 0 | 0 | 0 | 0 | 0 | 0 | 0 | 0 | 0
F6_Commercial_OR - Miscellaneous_New_Food Preparation_Natural Gas_Oven_A_Technical Potential | F6 | Commercial | OR - Miscellaneous | New | Food Preparation | Natural Gas | Oven | A | Incremental Winter Peak Savings (MW) | Technical Potential | 0 | 0 | 0 | 0 | 0 | 0 | 0 | 0 | 0 | 0 | 0 | 0 | 0 | 0 | 0 | 0 | 0 | 0 | 0 | 0 | 0 | 0 | 0 | 0 | 0 | 0 | 0
F7_Commercial_OR - Miscellaneous_New_Food Preparation_Natural Gas_Oven_A_Technical Potential | F7 | Commercial | OR - Miscellaneous | New | Food Preparation | Natural Gas | Oven | A | Cumulative Energy Savings (MWh or mTherms) | Technical Potential | 0 | 0 | 0 | 0 | 0 | 0 | 0 | 0 | 0 | 0 | 0 | 0 | 0 | 0 | 0 | 0 | 0 | 0 | 0 | 0 | 0 | 0 | 0 | 0 | 0 | 0 | 0
F8_Commercial_OR - Miscellaneous_New_Food Preparation_Natural Gas_Oven_A_Technical Potential | F8 | Commercial | OR - Miscellaneous | New | Food Preparation | Natural Gas | Oven | A | Cumulative Summer Peak Savings (MW) | Technical Potential | 0 | 0 | 0 | 0 | 0 | 0 | 0 | 0 | 0 | 0 | 0 | 0 | 0 | 0 | 0 | 0 | 0 | 0 | 0 | 0 | 0 | 0 | 0 | 0 | 0 | 0 | 0
F9_Commercial_OR - Miscellaneous_New_Food Preparation_Natural Gas_Oven_A_Technical Potential | F9 | Commercial | OR - Miscellaneous | New | Food Preparation | Natural Gas | Oven | A | Cumulative Winter Peak Savings (MW) | Technical Potential | 0 | 0 | 0 | 0 | 0 | 0 | 0 | 0 | 0 | 0 | 0 | 0 | 0 | 0 | 0 | 0 | 0 | 0 | 0 | 0 | 0 | 0 | 0 | 0 | 0 | 0 | 0
F10_Commercial_OR - Miscellaneous_New_Food Preparation_Natural Gas_Oven_A_Technical Potential | F10 | Commercial | OR - Miscellaneous | New | Food Preparation | Natural Gas | Oven | A | Purchases (Incremental) | Technical Potential | 0 | 0 | 0 | 0 | 0 | 0 | 0 | 0 | 0 | 0 | 0 | 0 | 0 | 0 | 0 | 0 | 0 | 0 | 0 | 0 | 0 | 0 | 0 | 0 | 0 | 0 | 0
F11_Commercial_OR - Miscellaneous_New_Food Preparation_Natural Gas_Oven_A_Technical Potential | F11 | Commercial | OR - Miscellaneous | New | Food Preparation | Natural Gas | Oven | A | Purchases (Cumulative) | Technical Potential | 0 | 0 | 0 | 0 | 0 | 0 | 0 | 0 | 0 | 0 | 0 | 0 | 0 | 0 | 0 | 0 | 0 | 0 | 0 | 0 | 0 | 0 | 0 | 0 | 0 | 0 | 0
F1_Commercial_OR - Miscellaneous_New_Food Preparation_Natural Gas_Conveyor Oven_A_Technical Potential | F1 | Commercial | OR - Miscellaneous | New | Food Preparation | Natural Gas | Conveyor Oven | A | Integrated Unit Energy Savings (kWh or therms) | Technical Potential | 0 | 0 | 0 | 0 | 0 | 0 | 0 | 0 | 0 | 0 | 0 | 0 | 0 | 0 | 0 | 0 | 0 | 0 | 0 | 0 | 0 | 0 | 0 | 0 | 0 | 0 | 0
F2_Commercial_OR - Miscellaneous_New_Food Preparation_Natural Gas_Conveyor Oven_A_Technical Potential | F2 | Commercial | OR - Miscellaneous | New | Food Preparation | Natural Gas | Conveyor Oven | A | Integrated Unit Summer Peak Savings (kW) | Technical Potential | 0 | 0 | 0 | 0 | 0 | 0 | 0 | 0 | 0 | 0 | 0 | 0 | 0 | 0 | 0 | 0 | 0 | 0 | 0 | 0 | 0 | 0 | 0 | 0 | 0 | 0 | 0
F3_Commercial_OR - Miscellaneous_New_Food Preparation_Natural Gas_Conveyor Oven_A_Technical Potential | F3 | Commercial | OR - Miscellaneous | New | Food Preparation | Natural Gas | Conveyor Oven | A | Integrated Unit Winter Peak Savings (kW) | Technical Potential | 0 | 0 | 0 | 0 | 0 | 0 | 0 | 0 | 0 | 0 | 0 | 0 | 0 | 0 | 0 | 0 | 0 | 0 | 0 | 0 | 0 | 0 | 0 | 0 | 0 | 0 | 0
F4_Commercial_OR - Miscellaneous_New_Food Preparation_Natural Gas_Conveyor Oven_A_Technical Potential | F4 | Commercial | OR - Miscellaneous | New | Food Preparation | Natural Gas | Conveyor Oven | A | Incremental Energy Savings (MWh or mTherms) | Technical Potential | 0 | 0 | 0 | 0 | 0 | 0 | 0 | 0 | 0 | 0 | 0 | 0 | 0 | 0 | 0 | 0 | 0 | 0 | 0 | 0 | 0 | 0 | 0 | 0 | 0 | 0 | 0
F5_Commercial_OR - Miscellaneous_New_Food Preparation_Natural Gas_Conveyor Oven_A_Technical Potential | F5 | Commercial | OR - Miscellaneous | New | Food Preparation | Natural Gas | Conveyor Oven | A | Incremental Summer Peak Savings (MW) | Technical Potential | 0 | 0 | 0 | 0 | 0 | 0 | 0 | 0 | 0 | 0 | 0 | 0 | 0 | 0 | 0 | 0 | 0 | 0 | 0 | 0 | 0 | 0 | 0 | 0 | 0 | 0 | 0
F6_Commercial_OR - Miscellaneous_New_Food Preparation_Natural Gas_Conveyor Oven_A_Technical Potential | F6 | Commercial | OR - Miscellaneous | New | Food Preparation | Natural Gas | Conveyor Oven | A | Incremental Winter Peak Savings (MW) | Technical Potential | 0 | 0 | 0 | 0 | 0 | 0 | 0 | 0 | 0 | 0 | 0 | 0 | 0 | 0 | 0 | 0 | 0 | 0 | 0 | 0 | 0 | 0 | 0 | 0 | 0 | 0 | 0
F7_Commercial_OR - Miscellaneous_New_Food Preparation_Natural Gas_Conveyor Oven_A_Technical Potential | F7 | Commercial | OR - Miscellaneous | New | Food Preparation | Natural Gas | Conveyor Oven | A | Cumulative Energy Savings (MWh or mTherms) | Technical Potential | 0 | 0 | 0 | 0 | 0 | 0 | 0 | 0 | 0 | 0 | 0 | 0 | 0 | 0 | 0 | 0 | 0 | 0 | 0 | 0 | 0 | 0 | 0 | 0 | 0 | 0 | 0
F8_Commercial_OR - Miscellaneous_New_Food Preparation_Natural Gas_Conveyor Oven_A_Technical Potential | F8 | Commercial | OR - Miscellaneous | New | Food Preparation | Natural Gas | Conveyor Oven | A | Cumulative Summer Peak Savings (MW) | Technical Potential | 0 | 0 | 0 | 0 | 0 | 0 | 0 | 0 | 0 | 0 | 0 | 0 | 0 | 0 | 0 | 0 | 0 | 0 | 0 | 0 | 0 | 0 | 0 | 0 | 0 | 0 | 0
F9_Commercial_OR - Miscellaneous_New_Food Preparation_Natural Gas_Conveyor Oven_A_Technical Potential | F9 | Commercial | OR - Miscellaneous | New | Food Preparation | Natural Gas | Conveyor Oven | A | Cumulative Winter Peak Savings (MW) | Technical Potential | 0 | 0 | 0 | 0 | 0 | 0 | 0 | 0 | 0 | 0 | 0 | 0 | 0 | 0 | 0 | 0 | 0 | 0 | 0 | 0 | 0 | 0 | 0 | 0 | 0 | 0 | 0
F10_Commercial_OR - Miscellaneous_New_Food Preparation_Natural Gas_Conveyor Oven_A_Technical Potential | F10 | Commercial | OR - Miscellaneous | New | Food Preparation | Natural Gas | Conveyor Oven | A | Purchases (Incremental) | Technical Potential | 0 | 0 | 0 | 0 | 0 | 0 | 0 | 0 | 0 | 0 | 0 | 0 | 0 | 0 | 0 | 0 | 0 | 0 | 0 | 0 | 0 | 0 | 0 | 0 | 0 | 0 | 0
F11_Commercial_OR - Miscellaneous_New_Food Preparation_Natural Gas_Conveyor Oven_A_Technical Potential | F11 | Commercial | OR - Miscellaneous | New | Food Preparation | Natural Gas | Conveyor Oven | A | Purchases (Cumulative) | Technical Potential | 0 | 0 | 0 | 0 | 0 | 0 | 0 | 0 | 0 | 0 | 0 | 0 | 0 | 0 | 0 | 0 | 0 | 0 | 0 | 0 | 0 | 0 | 0 | 0 | 0 | 0 | 0
F1_Commercial_OR - Miscellaneous_New_Food Preparation_Natural Gas_Double Rack Oven_A_Technical Potential | F1 | Commercial | OR - Miscellaneous | New | Food Preparation | Natural Gas | Double Rack Oven | A | Integrated Unit Energy Savings (kWh or therms) | Technical Potential | 0 | 0 | 0 | 0 | 0 | 0 | 0 | 0 | 0 | 0 | 0 | 0 | 0 | 0 | 0 | 0 | 0 | 0 | 0 | 0 | 0 | 0 | 0 | 0 | 0 | 0 | 0
F2_Commercial_OR - Miscellaneous_New_Food Preparation_Natural Gas_Double Rack Oven_A_Technical Potential | F2 | Commercial | OR - Miscellaneous | New | Food Preparation | Natural Gas | Double Rack Oven | A | Integrated Unit Summer Peak Savings (kW) | Technical Potential | 0 | 0 | 0 | 0 | 0 | 0 | 0 | 0 | 0 | 0 | 0 | 0 | 0 | 0 | 0 | 0 | 0 | 0 | 0 | 0 | 0 | 0 | 0 | 0 | 0 | 0 | 0
F3_Commercial_OR - Miscellaneous_New_Food Preparation_Natural Gas_Double Rack Oven_A_Technical Potential | F3 | Commercial | OR - Miscellaneous | New | Food Preparation | Natural Gas | Double Rack Oven | A | Integrated Unit Winter Peak Savings (kW) | Technical Potential | 0 | 0 | 0 | 0 | 0 | 0 | 0 | 0 | 0 | 0 | 0 | 0 | 0 | 0 | 0 | 0 | 0 | 0 | 0 | 0 | 0 | 0 | 0 | 0 | 0 | 0 | 0
F4_Commercial_OR - Miscellaneous_New_Food Preparation_Natural Gas_Double Rack Oven_A_Technical Potential | F4 | Commercial | OR - Miscellaneous | New | Food Preparation | Natural Gas | Double Rack Oven | A | Incremental Energy Savings (MWh or mTherms) | Technical Potential | 0 | 0 | 0 | 0 | 0 | 0 | 0 | 0 | 0 | 0 | 0 | 0 | 0 | 0 | 0 | 0 | 0 | 0 | 0 | 0 | 0 | 0 | 0 | 0 | 0 | 0 | 0
F5_Commercial_OR - Miscellaneous_New_Food Preparation_Natural Gas_Double Rack Oven_A_Technical Potential | F5 | Commercial | OR - Miscellaneous | New | Food Preparation | Natural Gas | Double Rack Oven | A | Incremental Summer Peak Savings (MW) | Technical Potential | 0 | 0 | 0 | 0 | 0 | 0 | 0 | 0 | 0 | 0 | 0 | 0 | 0 | 0 | 0 | 0 | 0 | 0 | 0 | 0 | 0 | 0 | 0 | 0 | 0 | 0 | 0
F6_Commercial_OR - Miscellaneous_New_Food Preparation_Natural Gas_Double Rack Oven_A_Technical Potential | F6 | Commercial | OR - Miscellaneous | New | Food Preparation | Natural Gas | Double Rack Oven | A | Incremental Winter Peak Savings (MW) | Technical Potential | 0 | 0 | 0 | 0 | 0 | 0 | 0 | 0 | 0 | 0 | 0 | 0 | 0 | 0 | 0 | 0 | 0 | 0 | 0 | 0 | 0 | 0 | 0 | 0 | 0 | 0 | 0
F7_Commercial_OR - Miscellaneous_New_Food Preparation_Natural Gas_Double Rack Oven_A_Technical Potential | F7 | Commercial | OR - Miscellaneous | New | Food Preparation | Natural Gas | Double Rack Oven | A | Cumulative Energy Savings (MWh or mTherms) | Technical Potential | 0 | 0 | 0 | 0 | 0 | 0 | 0 | 0 | 0 | 0 | 0 | 0 | 0 | 0 | 0 | 0 | 0 | 0 | 0 | 0 | 0 | 0 | 0 | 0 | 0 | 0 | 0
F8_Commercial_OR - Miscellaneous_New_Food Preparation_Natural Gas_Double Rack Oven_A_Technical Potential | F8 | Commercial | OR - Miscellaneous | New | Food Preparation | Natural Gas | Double Rack Oven | A | Cumulative Summer Peak Savings (MW) | Technical Potential | 0 | 0 | 0 | 0 | 0 | 0 | 0 | 0 | 0 | 0 | 0 | 0 | 0 | 0 | 0 | 0 | 0 | 0 | 0 | 0 | 0 | 0 | 0 | 0 | 0 | 0 | 0
F9_Commercial_OR - Miscellaneous_New_Food Preparation_Natural Gas_Double Rack Oven_A_Technical Potential | F9 | Commercial | OR - Miscellaneous | New | Food Preparation | Natural Gas | Double Rack Oven | A | Cumulative Winter Peak Savings (MW) | Technical Potential | 0 | 0 | 0 | 0 | 0 | 0 | 0 | 0 | 0 | 0 | 0 | 0 | 0 | 0 | 0 | 0 | 0 | 0 | 0 | 0 | 0 | 0 | 0 | 0 | 0 | 0 | 0
F10_Commercial_OR - Miscellaneous_New_Food Preparation_Natural Gas_Double Rack Oven_A_Technical Potential | F10 | Commercial | OR - Miscellaneous | New | Food Preparation | Natural Gas | Double Rack Oven | A | Purchases (Incremental) | Technical Potential | 0 | 0 | 0 | 0 | 0 | 0 | 0 | 0 | 0 | 0 | 0 | 0 | 0 | 0 | 0 | 0 | 0 | 0 | 0 | 0 | 0 | 0 | 0 | 0 | 0 | 0 | 0
F11_Commercial_OR - Miscellaneous_New_Food Preparation_Natural Gas_Double Rack Oven_A_Technical Potential | F11 | Commercial | OR - Miscellaneous | New | Food Preparation | Natural Gas | Double Rack Oven | A | Purchases (Cumulative) | Technical Potential | 0 | 0 | 0 | 0 | 0 | 0 | 0 | 0 | 0 | 0 | 0 | 0 | 0 | 0 | 0 | 0 | 0 | 0 | 0 | 0 | 0 | 0 | 0 | 0 | 0 | 0 | 0
F1_Commercial_OR - Miscellaneous_New_Food Preparation_Natural Gas_Fryer_A_Technical Potential | F1 | Commercial | OR - Miscellaneous | New | Food Preparation | Natural Gas | Fryer | A | Integrated Unit Energy Savings (kWh or therms) | Technical Potential | 0 | 0 | 0 | 0 | 0 | 0 | 0 | 0 | 0 | 0 | 0 | 0 | 0 | 0 | 0 | 0 | 0 | 0 | 0 | 0 | 0 | 0 | 0 | 0 | 0 | 0 | 0
F2_Commercial_OR - Miscellaneous_New_Food Preparation_Natural Gas_Fryer_A_Technical Potential | F2 | Commercial | OR - Miscellaneous | New | Food Preparation | Natural Gas | Fryer | A | Integrated Unit Summer Peak Savings (kW) | Technical Potential | 0 | 0 | 0 | 0 | 0 | 0 | 0 | 0 | 0 | 0 | 0 | 0 | 0 | 0 | 0 | 0 | 0 | 0 | 0 | 0 | 0 | 0 | 0 | 0 | 0 | 0 | 0
F3_Commercial_OR - Miscellaneous_New_Food Preparation_Natural Gas_Fryer_A_Technical Potential | F3 | Commercial | OR - Miscellaneous | New | Food Preparation | Natural Gas | Fryer | A | Integrated Unit Winter Peak Savings (kW) | Technical Potential | 0 | 0 | 0 | 0 | 0 | 0 | 0 | 0 | 0 | 0 | 0 | 0 | 0 | 0 | 0 | 0 | 0 | 0 | 0 | 0 | 0 | 0 | 0 | 0 | 0 | 0 | 0
F4_Commercial_OR - Miscellaneous_New_Food Preparation_Natural Gas_Fryer_A_Technical Potential | F4 | Commercial | OR - Miscellaneous | New | Food Preparation | Natural Gas | Fryer | A | Incremental Energy Savings (MWh or mTherms) | Technical Potential | 0 | 0 | 0 | 0 | 0 | 0 | 0 | 0 | 0 | 0 | 0 | 0 | 0 | 0 | 0 | 0 | 0 | 0 | 0 | 0 | 0 | 0 | 0 | 0 | 0 | 0 | 0
F5_Commercial_OR - Miscellaneous_New_Food Preparation_Natural Gas_Fryer_A_Technical Potential | F5 | Commercial | OR - Miscellaneous | New | Food Preparation | Natural Gas | Fryer | A | Incremental Summer Peak Savings (MW) | Technical Potential | 0 | 0 | 0 | 0 | 0 | 0 | 0 | 0 | 0 | 0 | 0 | 0 | 0 | 0 | 0 | 0 | 0 | 0 | 0 | 0 | 0 | 0 | 0 | 0 | 0 | 0 | 0
F6_Commercial_OR - Miscellaneous_New_Food Preparation_Natural Gas_Fryer_A_Technical Potential | F6 | Commercial | OR - Miscellaneous | New | Food Preparation | Natural Gas | Fryer | A | Incremental Winter Peak Savings (MW) | Technical Potential | 0 | 0 | 0 | 0 | 0 | 0 | 0 | 0 | 0 | 0 | 0 | 0 | 0 | 0 | 0 | 0 | 0 | 0 | 0 | 0 | 0 | 0 | 0 | 0 | 0 | 0 | 0
F7_Commercial_OR - Miscellaneous_New_Food Preparation_Natural Gas_Fryer_A_Technical Potential | F7 | Commercial | OR - Miscellaneous | New | Food Preparation | Natural Gas | Fryer | A | Cumulative Energy Savings (MWh or mTherms) | Technical Potential | 0 | 0 | 0 | 0 | 0 | 0 | 0 | 0 | 0 | 0 | 0 | 0 | 0 | 0 | 0 | 0 | 0 | 0 | 0 | 0 | 0 | 0 | 0 | 0 | 0 | 0 | 0
F8_Commercial_OR - Miscellaneous_New_Food Preparation_Natural Gas_Fryer_A_Technical Potential | F8 | Commercial | OR - Miscellaneous | New | Food Preparation | Natural Gas | Fryer | A | Cumulative Summer Peak Savings (MW) | Technical Potential | 0 | 0 | 0 | 0 | 0 | 0 | 0 | 0 | 0 | 0 | 0 | 0 | 0 | 0 | 0 | 0 | 0 | 0 | 0 | 0 | 0 | 0 | 0 | 0 | 0 | 0 | 0
F9_Commercial_OR - Miscellaneous_New_Food Preparation_Natural Gas_Fryer_A_Technical Potential | F9 | Commercial | OR - Miscellaneous | New | Food Preparation | Natural Gas | Fryer | A | Cumulative Winter Peak Savings (MW) | Technical Potential | 0 | 0 | 0 | 0 | 0 | 0 | 0 | 0 | 0 | 0 | 0 | 0 | 0 | 0 | 0 | 0 | 0 | 0 | 0 | 0 | 0 | 0 | 0 | 0 | 0 | 0 | 0
F10_Commercial_OR - Miscellaneous_New_Food Preparation_Natural Gas_Fryer_A_Technical Potential | F10 | Commercial | OR - Miscellaneous | New | Food Preparation | Natural Gas | Fryer | A | Purchases (Incremental) | Technical Potential | 0 | 0 | 0 | 0 | 0 | 0 | 0 | 0 | 0 | 0 | 0 | 0 | 0 | 0 | 0 | 0 | 0 | 0 | 0 | 0 | 0 | 0 | 0 | 0 | 0 | 0 | 0
F11_Commercial_OR - Miscellaneous_New_Food Preparation_Natural Gas_Fryer_A_Technical Potential | F11 | Commercial | OR - Miscellaneous | New | Food Preparation | Natural Gas | Fryer | A | Purchases (Cumulative) | Technical Potential | 0 | 0 | 0 | 0 | 0 | 0 | 0 | 0 | 0 | 0 | 0 | 0 | 0 | 0 | 0 | 0 | 0 | 0 | 0 | 0 | 0 | 0 | 0 | 0 | 0 | 0 | 0
F1_Commercial_OR - Miscellaneous_New_Food Preparation_Natural Gas_Broiler_A_Technical Potential | F1 | Commercial | OR - Miscellaneous | New | Food Preparation | Natural Gas | Broiler | A | Integrated Unit Energy Savings (kWh or therms) | Technical Potential | 0 | 0 | 0 | 0 | 0 | 0 | 0 | 0 | 0 | 0 | 0 | 0 | 0 | 0 | 0 | 0 | 0 | 0 | 0 | 0 | 0 | 0 | 0 | 0 | 0 | 0 | 0
F2_Commercial_OR - Miscellaneous_New_Food Preparation_Natural Gas_Broiler_A_Technical Potential | F2 | Commercial | OR - Miscellaneous | New | Food Preparation | Natural Gas | Broiler | A | Integrated Unit Summer Peak Savings (kW) | Technical Potential | 0 | 0 | 0 | 0 | 0 | 0 | 0 | 0 | 0 | 0 | 0 | 0 | 0 | 0 | 0 | 0 | 0 | 0 | 0 | 0 | 0 | 0 | 0 | 0 | 0 | 0 | 0
F3_Commercial_OR - Miscellaneous_New_Food Preparation_Natural Gas_Broiler_A_Technical Potential | F3 | Commercial | OR - Miscellaneous | New | Food Preparation | Natural Gas | Broiler | A | Integrated Unit Winter Peak Savings (kW) | Technical Potential | 0 | 0 | 0 | 0 | 0 | 0 | 0 | 0 | 0 | 0 | 0 | 0 | 0 | 0 | 0 | 0 | 0 | 0 | 0 | 0 | 0 | 0 | 0 | 0 | 0 | 0 | 0
F4_Commercial_OR - Miscellaneous_New_Food Preparation_Natural Gas_Broiler_A_Technical Potential | F4 | Commercial | OR - Miscellaneous | New | Food Preparation | Natural Gas | Broiler | A | Incremental Energy Savings (MWh or mTherms) | Technical Potential | 0 | 0 | 0 | 0 | 0 | 0 | 0 | 0 | 0 | 0 | 0 | 0 | 0 | 0 | 0 | 0 | 0 | 0 | 0 | 0 | 0 | 0 | 0 | 0 | 0 | 0 | 0
F5_Commercial_OR - Miscellaneous_New_Food Preparation_Natural Gas_Broiler_A_Technical Potential | F5 | Commercial | OR - Miscellaneous | New | Food Preparation | Natural Gas | Broiler | A | Incremental Summer Peak Savings (MW) | Technical Potential | 0 | 0 | 0 | 0 | 0 | 0 | 0 | 0 | 0 | 0 | 0 | 0 | 0 | 0 | 0 | 0 | 0 | 0 | 0 | 0 | 0 | 0 | 0 | 0 | 0 | 0 | 0
F6_Commercial_OR - Miscellaneous_New_Food Preparation_Natural Gas_Broiler_A_Technical Potential | F6 | Commercial | OR - Miscellaneous | New | Food Preparation | Natural Gas | Broiler | A | Incremental Winter Peak Savings (MW) | Technical Potential | 0 | 0 | 0 | 0 | 0 | 0 | 0 | 0 | 0 | 0 | 0 | 0 | 0 | 0 | 0 | 0 | 0 | 0 | 0 | 0 | 0 | 0 | 0 | 0 | 0 | 0 | 0
F7_Commercial_OR - Miscellaneous_New_Food Preparation_Natural Gas_Broiler_A_Technical Potential | F7 | Commercial | OR - Miscellaneous | New | Food Preparation | Natural Gas | Broiler | A | Cumulative Energy Savings (MWh or mTherms) | Technical Potential | 0 | 0 | 0 | 0 | 0 | 0 | 0 | 0 | 0 | 0 | 0 | 0 | 0 | 0 | 0 | 0 | 0 | 0 | 0 | 0 | 0 | 0 | 0 | 0 | 0 | 0 | 0
F8_Commercial_OR - Miscellaneous_New_Food Preparation_Natural Gas_Broiler_A_Technical Potential | F8 | Commercial | OR - Miscellaneous | New | Food Preparation | Natural Gas | Broiler | A | Cumulative Summer Peak Savings (MW) | Technical Potential | 0 | 0 | 0 | 0 | 0 | 0 | 0 | 0 | 0 | 0 | 0 | 0 | 0 | 0 | 0 | 0 | 0 | 0 | 0 | 0 | 0 | 0 | 0 | 0 | 0 | 0 | 0
F9_Commercial_OR - Miscellaneous_New_Food Preparation_Natural Gas_Broiler_A_Technical Potential | F9 | Commercial | OR - Miscellaneous | New | Food Preparation | Natural Gas | Broiler | A | Cumulative Winter Peak Savings (MW) | Technical Potential | 0 | 0 | 0 | 0 | 0 | 0 | 0 | 0 | 0 | 0 | 0 | 0 | 0 | 0 | 0 | 0 | 0 | 0 | 0 | 0 | 0 | 0 | 0 | 0 | 0 | 0 | 0
F10_Commercial_OR - Miscellaneous_New_Food Preparation_Natural Gas_Broiler_A_Technical Potential | F10 | Commercial | OR - Miscellaneous | New | Food Preparation | Natural Gas | Broiler | A | Purchases (Incremental) | Technical Potential | 0 | 0 | 0 | 0 | 0 | 0 | 0 | 0 | 0 | 0 | 0 | 0 | 0 | 0 | 0 | 0 | 0 | 0 | 0 | 0 | 0 | 0 | 0 | 0 | 0 | 0 | 0
F11_Commercial_OR - Miscellaneous_New_Food Preparation_Natural Gas_Broiler_A_Technical Potential | F11 | Commercial | OR - Miscellaneous | New | Food Preparation | Natural Gas | Broiler | A | Purchases (Cumulative) | Technical Potential | 0 | 0 | 0 | 0 | 0 | 0 | 0 | 0 | 0 | 0 | 0 | 0 | 0 | 0 | 0 | 0 | 0 | 0 | 0 | 0 | 0 | 0 | 0 | 0 | 0 | 0 | 0
F1_Commercial_OR - Miscellaneous_New_Food Preparation_Natural Gas_Griddle_A_Technical Potential | F1 | Commercial | OR - Miscellaneous | New | Food Preparation | Natural Gas | Griddle | A | Integrated Unit Energy Savings (kWh or therms) | Technical Potential | 0 | 0 | 0 | 0 | 0 | 0 | 0 | 0 | 0 | 0 | 0 | 0 | 0 | 0 | 0 | 0 | 0 | 0 | 0 | 0 | 0 | 0 | 0 | 0 | 0 | 0 | 0
F2_Commercial_OR - Miscellaneous_New_Food Preparation_Natural Gas_Griddle_A_Technical Potential | F2 | Commercial | OR - Miscellaneous | New | Food Preparation | Natural Gas | Griddle | A | Integrated Unit Summer Peak Savings (kW) | Technical Potential | 0 | 0 | 0 | 0 | 0 | 0 | 0 | 0 | 0 | 0 | 0 | 0 | 0 | 0 | 0 | 0 | 0 | 0 | 0 | 0 | 0 | 0 | 0 | 0 | 0 | 0 | 0
F3_Commercial_OR - Miscellaneous_New_Food Preparation_Natural Gas_Griddle_A_Technical Potential | F3 | Commercial | OR - Miscellaneous | New | Food Preparation | Natural Gas | Griddle | A | Integrated Unit Winter Peak Savings (kW) | Technical Potential | 0 | 0 | 0 | 0 | 0 | 0 | 0 | 0 | 0 | 0 | 0 | 0 | 0 | 0 | 0 | 0 | 0 | 0 | 0 | 0 | 0 | 0 | 0 | 0 | 0 | 0 | 0
F4_Commercial_OR - Miscellaneous_New_Food Preparation_Natural Gas_Griddle_A_Technical Potential | F4 | Commercial | OR - Miscellaneous | New | Food Preparation | Natural Gas | Griddle | A | Incremental Energy Savings (MWh or mTherms) | Technical Potential | 0 | 0 | 0 | 0 | 0 | 0 | 0 | 0 | 0 | 0 | 0 | 0 | 0 | 0 | 0 | 0 | 0 | 0 | 0 | 0 | 0 | 0 | 0 | 0 | 0 | 0 | 0
F5_Commercial_OR - Miscellaneous_New_Food Preparation_Natural Gas_Griddle_A_Technical Potential | F5 | Commercial | OR - Miscellaneous | New | Food Preparation | Natural Gas | Griddle | A | Incremental Summer Peak Savings (MW) | Technical Potential | 0 | 0 | 0 | 0 | 0 | 0 | 0 | 0 | 0 | 0 | 0 | 0 | 0 | 0 | 0 | 0 | 0 | 0 | 0 | 0 | 0 | 0 | 0 | 0 | 0 | 0 | 0
F6_Commercial_OR - Miscellaneous_New_Food Preparation_Natural Gas_Griddle_A_Technical Potential | F6 | Commercial | OR - Miscellaneous | New | Food Preparation | Natural Gas | Griddle | A | Incremental Winter Peak Savings (MW) | Technical Potential | 0 | 0 | 0 | 0 | 0 | 0 | 0 | 0 | 0 | 0 | 0 | 0 | 0 | 0 | 0 | 0 | 0 | 0 | 0 | 0 | 0 | 0 | 0 | 0 | 0 | 0 | 0
F7_Commercial_OR - Miscellaneous_New_Food Preparation_Natural Gas_Griddle_A_Technical Potential | F7 | Commercial | OR - Miscellaneous | New | Food Preparation | Natural Gas | Griddle | A | Cumulative Energy Savings (MWh or mTherms) | Technical Potential | 0 | 0 | 0 | 0 | 0 | 0 | 0 | 0 | 0 | 0 | 0 | 0 | 0 | 0 | 0 | 0 | 0 | 0 | 0 | 0 | 0 | 0 | 0 | 0 | 0 | 0 | 0
F8_Commercial_OR - Miscellaneous_New_Food Preparation_Natural Gas_Griddle_A_Technical Potential | F8 | Commercial | OR - Miscellaneous | New | Food Preparation | Natural Gas | Griddle | A | Cumulative Summer Peak Savings (MW) | Technical Potential | 0 | 0 | 0 | 0 | 0 | 0 | 0 | 0 | 0 | 0 | 0 | 0 | 0 | 0 | 0 | 0 | 0 | 0 | 0 | 0 | 0 | 0 | 0 | 0 | 0 | 0 | 0
F9_Commercial_OR - Miscellaneous_New_Food Preparation_Natural Gas_Griddle_A_Technical Potential | F9 | Commercial | OR - Miscellaneous | New | Food Preparation | Natural Gas | Griddle | A | Cumulative Winter Peak Savings (MW) | Technical Potential | 0 | 0 | 0 | 0 | 0 | 0 | 0 | 0 | 0 | 0 | 0 | 0 | 0 | 0 | 0 | 0 | 0 | 0 | 0 | 0 | 0 | 0 | 0 | 0 | 0 | 0 | 0
F10_Commercial_OR - Miscellaneous_New_Food Preparation_Natural Gas_Griddle_A_Technical Potential | F10 | Commercial | OR - Miscellaneous | New | Food Preparation | Natural Gas | Griddle | A | Purchases (Incremental) | Technical Potential | 0 | 0 | 0 | 0 | 0 | 0 | 0 | 0 | 0 | 0 | 0 | 0 | 0 | 0 | 0 | 0 | 0 | 0 | 0 | 0 | 0 | 0 | 0 | 0 | 0 | 0 | 0
F11_Commercial_OR - Miscellaneous_New_Food Preparation_Natural Gas_Griddle_A_Technical Potential | F11 | Commercial | OR - Miscellaneous | New | Food Preparation | Natural Gas | Griddle | A | Purchases (Cumulative) | Technical Potential | 0 | 0 | 0 | 0 | 0 | 0 | 0 | 0 | 0 | 0 | 0 | 0 | 0 | 0 | 0 | 0 | 0 | 0 | 0 | 0 | 0 | 0 | 0 | 0 | 0 | 0 | 0
F1_Commercial_OR - Miscellaneous_New_Food Preparation_Natural Gas_Range_A_Technical Potential | F1 | Commercial | OR - Miscellaneous | New | Food Preparation | Natural Gas | Range | A | Integrated Unit Energy Savings (kWh or therms) | Technical Potential | 0 | 0 | 0 | 0 | 0 | 0 | 0 | 0 | 0 | 0 | 0 | 0 | 0 | 0 | 0 | 0 | 0 | 0 | 0 | 0 | 0 | 0 | 0 | 0 | 0 | 0 | 0
F2_Commercial_OR - Miscellaneous_New_Food Preparation_Natural Gas_Range_A_Technical Potential | F2 | Commercial | OR - Miscellaneous | New | Food Preparation | Natural Gas | Range | A | Integrated Unit Summer Peak Savings (kW) | Technical Potential | 0 | 0 | 0 | 0 | 0 | 0 | 0 | 0 | 0 | 0 | 0 | 0 | 0 | 0 | 0 | 0 | 0 | 0 | 0 | 0 | 0 | 0 | 0 | 0 | 0 | 0 | 0
F3_Commercial_OR - Miscellaneous_New_Food Preparation_Natural Gas_Range_A_Technical Potential | F3 | Commercial | OR - Miscellaneous | New | Food Preparation | Natural Gas | Range | A | Integrated Unit Winter Peak Savings (kW) | Technical Potential | 0 | 0 | 0 | 0 | 0 | 0 | 0 | 0 | 0 | 0 | 0 | 0 | 0 | 0 | 0 | 0 | 0 | 0 | 0 | 0 | 0 | 0 | 0 | 0 | 0 | 0 | 0
F4_Commercial_OR - Miscellaneous_New_Food Preparation_Natural Gas_Range_A_Technical Potential | F4 | Commercial | OR - Miscellaneous | New | Food Preparation | Natural Gas | Range | A | Incremental Energy Savings (MWh or mTherms) | Technical Potential | 0 | 0 | 0 | 0 | 0 | 0 | 0 | 0 | 0 | 0 | 0 | 0 | 0 | 0 | 0 | 0 | 0 | 0 | 0 | 0 | 0 | 0 | 0 | 0 | 0 | 0 | 0
F5_Commercial_OR - Miscellaneous_New_Food Preparation_Natural Gas_Range_A_Technical Potential | F5 | Commercial | OR - Miscellaneous | New | Food Preparation | Natural Gas | Range | A | Incremental Summer Peak Savings (MW) | Technical Potential | 0 | 0 | 0 | 0 | 0 | 0 | 0 | 0 | 0 | 0 | 0 | 0 | 0 | 0 | 0 | 0 | 0 | 0 | 0 | 0 | 0 | 0 | 0 | 0 | 0 | 0 | 0
F6_Commercial_OR - Miscellaneous_New_Food Preparation_Natural Gas_Range_A_Technical Potential | F6 | Commercial | OR - Miscellaneous | New | Food Preparation | Natural Gas | Range | A | Incremental Winter Peak Savings (MW) | Technical Potential | 0 | 0 | 0 | 0 | 0 | 0 | 0 | 0 | 0 | 0 | 0 | 0 | 0 | 0 | 0 | 0 | 0 | 0 | 0 | 0 | 0 | 0 | 0 | 0 | 0 | 0 | 0
F7_Commercial_OR - Miscellaneous_New_Food Preparation_Natural Gas_Range_A_Technical Potential | F7 | Commercial | OR - Miscellaneous | New | Food Preparation | Natural Gas | Range | A | Cumulative Energy Savings (MWh or mTherms) | Technical Potential | 0 | 0 | 0 | 0 | 0 | 0 | 0 | 0 | 0 | 0 | 0 | 0 | 0 | 0 | 0 | 0 | 0 | 0 | 0 | 0 | 0 | 0 | 0 | 0 | 0 | 0 | 0
F8_Commercial_OR - Miscellaneous_New_Food Preparation_Natural Gas_Range_A_Technical Potential | F8 | Commercial | OR - Miscellaneous | New | Food Preparation | Natural Gas | Range | A | Cumulative Summer Peak Savings (MW) | Technical Potential | 0 | 0 | 0 | 0 | 0 | 0 | 0 | 0 | 0 | 0 | 0 | 0 | 0 | 0 | 0 | 0 | 0 | 0 | 0 | 0 | 0 | 0 | 0 | 0 | 0 | 0 | 0
F9_Commercial_OR - Miscellaneous_New_Food Preparation_Natural Gas_Range_A_Technical Potential | F9 | Commercial | OR - Miscellaneous | New | Food Preparation | Natural Gas | Range | A | Cumulative Winter Peak Savings (MW) | Technical Potential | 0 | 0 | 0 | 0 | 0 | 0 | 0 | 0 | 0 | 0 | 0 | 0 | 0 | 0 | 0 | 0 | 0 | 0 | 0 | 0 | 0 | 0 | 0 | 0 | 0 | 0 | 0
F10_Commercial_OR - Miscellaneous_New_Food Preparation_Natural Gas_Range_A_Technical Potential | F10 | Commercial | OR - Miscellaneous | New | Food Preparation | Natural Gas | Range | A | Purchases (Incremental) | Technical Potential | 0 | 0 | 0 | 0 | 0 | 0 | 0 | 0 | 0 | 0 | 0 | 0 | 0 | 0 | 0 | 0 | 0 | 0 | 0 | 0 | 0 | 0 | 0 | 0 | 0 | 0 | 0
F11_Commercial_OR - Miscellaneous_New_Food Preparation_Natural Gas_Range_A_Technical Potential | F11 | Commercial | OR - Miscellaneous | New | Food Preparation | Natural Gas | Range | A | Purchases (Cumulative) | Technical Potential | 0 | 0 | 0 | 0 | 0 | 0 | 0 | 0 | 0 | 0 | 0 | 0 | 0 | 0 | 0 | 0 | 0 | 0 | 0 | 0 | 0 | 0 | 0 | 0 | 0 | 0 | 0
F1_Commercial_OR - Miscellaneous_New_Food Preparation_Natural Gas_Steamer_A_Technical Potential | F1 | Commercial | OR - Miscellaneous | New | Food Preparation | Natural Gas | Steamer | A | Integrated Unit Energy Savings (kWh or therms) | Technical Potential | 0 | 0 | 0 | 0 | 0 | 0 | 0 | 0 | 0 | 0 | 0 | 0 | 0 | 0 | 0 | 0 | 0 | 0 | 0 | 0 | 0 | 0 | 0 | 0 | 0 | 0 | 0
F2_Commercial_OR - Miscellaneous_New_Food Preparation_Natural Gas_Steamer_A_Technical Potential | F2 | Commercial | OR - Miscellaneous | New | Food Preparation | Natural Gas | Steamer | A | Integrated Unit Summer Peak Savings (kW) | Technical Potential | 0 | 0 | 0 | 0 | 0 | 0 | 0 | 0 | 0 | 0 | 0 | 0 | 0 | 0 | 0 | 0 | 0 | 0 | 0 | 0 | 0 | 0 | 0 | 0 | 0 | 0 | 0
F3_Commercial_OR - Miscellaneous_New_Food Preparation_Natural Gas_Steamer_A_Technical Potential | F3 | Commercial | OR - Miscellaneous | New | Food Preparation | Natural Gas | Steamer | A | Integrated Unit Winter Peak Savings (kW) | Technical Potential | 0 | 0 | 0 | 0 | 0 | 0 | 0 | 0 | 0 | 0 | 0 | 0 | 0 | 0 | 0 | 0 | 0 | 0 | 0 | 0 | 0 | 0 | 0 | 0 | 0 | 0 | 0
F4_Commercial_OR - Miscellaneous_New_Food Preparation_Natural Gas_Steamer_A_Technical Potential | F4 | Commercial | OR - Miscellaneous | New | Food Preparation | Natural Gas | Steamer | A | Incremental Energy Savings (MWh or mTherms) | Technical Potential | 0 | 0 | 0 | 0 | 0 | 0 | 0 | 0 | 0 | 0 | 0 | 0 | 0 | 0 | 0 | 0 | 0 | 0 | 0 | 0 | 0 | 0 | 0 | 0 | 0 | 0 | 0
F5_Commercial_OR - Miscellaneous_New_Food Preparation_Natural Gas_Steamer_A_Technical Potential | F5 | Commercial | OR - Miscellaneous | New | Food Preparation | Natural Gas | Steamer | A | Incremental Summer Peak Savings (MW) | Technical Potential | 0 | 0 | 0 | 0 | 0 | 0 | 0 | 0 | 0 | 0 | 0 | 0 | 0 | 0 | 0 | 0 | 0 | 0 | 0 | 0 | 0 | 0 | 0 | 0 | 0 | 0 | 0
F6_Commercial_OR - Miscellaneous_New_Food Preparation_Natural Gas_Steamer_A_Technical Potential | F6 | Commercial | OR - Miscellaneous | New | Food Preparation | Natural Gas | Steamer | A | Incremental Winter Peak Savings (MW) | Technical Potential | 0 | 0 | 0 | 0 | 0 | 0 | 0 | 0 | 0 | 0 | 0 | 0 | 0 | 0 | 0 | 0 | 0 | 0 | 0 | 0 | 0 | 0 | 0 | 0 | 0 | 0 | 0
F7_Commercial_OR - Miscellaneous_New_Food Preparation_Natural Gas_Steamer_A_Technical Potential | F7 | Commercial | OR - Miscellaneous | New | Food Preparation | Natural Gas | Steamer | A | Cumulative Energy Savings (MWh or mTherms) | Technical Potential | 0 | 0 | 0 | 0 | 0 | 0 | 0 | 0 | 0 | 0 | 0 | 0 | 0 | 0 | 0 | 0 | 0 | 0 | 0 | 0 | 0 | 0 | 0 | 0 | 0 | 0 | 0
F8_Commercial_OR - Miscellaneous_New_Food Preparation_Natural Gas_Steamer_A_Technical Potential | F8 | Commercial | OR - Miscellaneous | New | Food Preparation | Natural Gas | Steamer | A | Cumulative Summer Peak Savings (MW) | Technical Potential | 0 | 0 | 0 | 0 | 0 | 0 | 0 | 0 | 0 | 0 | 0 | 0 | 0 | 0 | 0 | 0 | 0 | 0 | 0 | 0 | 0 | 0 | 0 | 0 | 0 | 0 | 0
F9_Commercial_OR - Miscellaneous_New_Food Preparation_Natural Gas_Steamer_A_Technical Potential | F9 | Commercial | OR - Miscellaneous | New | Food Preparation | Natural Gas | Steamer | A | Cumulative Winter Peak Savings (MW) | Technical Potential | 0 | 0 | 0 | 0 | 0 | 0 | 0 | 0 | 0 | 0 | 0 | 0 | 0 | 0 | 0 | 0 | 0 | 0 | 0 | 0 | 0 | 0 | 0 | 0 | 0 | 0 | 0
F10_Commercial_OR - Miscellaneous_New_Food Preparation_Natural Gas_Steamer_A_Technical Potential | F10 | Commercial | OR - Miscellaneous | New | Food Preparation | Natural Gas | Steamer | A | Purchases (Incremental) | Technical Potential | 0 | 0 | 0 | 0 | 0 | 0 | 0 | 0 | 0 | 0 | 0 | 0 | 0 | 0 | 0 | 0 | 0 | 0 | 0 | 0 | 0 | 0 | 0 | 0 | 0 | 0 | 0
F11_Commercial_OR - Miscellaneous_New_Food Preparation_Natural Gas_Steamer_A_Technical Potential | F11 | Commercial | OR - Miscellaneous | New | Food Preparation | Natural Gas | Steamer | A | Purchases (Cumulative) | Technical Potential | 0 | 0 | 0 | 0 | 0 | 0 | 0 | 0 | 0 | 0 | 0 | 0 | 0 | 0 | 0 | 0 | 0 | 0 | 0 | 0 | 0 | 0 | 0 | 0 | 0 | 0 | 0
F1_Commercial_OR - Miscellaneous_New_Food Preparation_Natural Gas_Commercial Food Prep Other_A_Technical Potential | F1 | Commercial | OR - Miscellaneous | New | Food Preparation | Natural Gas | Commercial Food Prep Other | A | Integrated Unit Energy Savings (kWh or therms) | Technical Potential | 0 | 0 | 0 | 0 | 0 | 0 | 0 | 0 | 0 | 0 | 0 | 0 | 0 | 0 | 0 | 0 | 0 | 0 | 0 | 0 | 0 | 0 | 0 | 0 | 0 | 0 | 0
F2_Commercial_OR - Miscellaneous_New_Food Preparation_Natural Gas_Commercial Food Prep Other_A_Technical Potential | F2 | Commercial | OR - Miscellaneous | New | Food Preparation | Natural Gas | Commercial Food Prep Other | A | Integrated Unit Summer Peak Savings (kW) | Technical Potential | 0 | 0 | 0 | 0 | 0 | 0 | 0 | 0 | 0 | 0 | 0 | 0 | 0 | 0 | 0 | 0 | 0 | 0 | 0 | 0 | 0 | 0 | 0 | 0 | 0 | 0 | 0
F3_Commercial_OR - Miscellaneous_New_Food Preparation_Natural Gas_Commercial Food Prep Other_A_Technical Potential | F3 | Commercial | OR - Miscellaneous | New | Food Preparation | Natural Gas | Commercial Food Prep Other | A | Integrated Unit Winter Peak Savings (kW) | Technical Potential | 0 | 0 | 0 | 0 | 0 | 0 | 0 | 0 | 0 | 0 | 0 | 0 | 0 | 0 | 0 | 0 | 0 | 0 | 0 | 0 | 0 | 0 | 0 | 0 | 0 | 0 | 0
F4_Commercial_OR - Miscellaneous_New_Food Preparation_Natural Gas_Commercial Food Prep Other_A_Technical Potential | F4 | Commercial | OR - Miscellaneous | New | Food Preparation | Natural Gas | Commercial Food Prep Other | A | Incremental Energy Savings (MWh or mTherms) | Technical Potential | 0 | 0 | 0 | 0 | 0 | 0 | 0 | 0 | 0 | 0 | 0 | 0 | 0 | 0 | 0 | 0 | 0 | 0 | 0 | 0 | 0 | 0 | 0 | 0 | 0 | 0 | 0
F5_Commercial_OR - Miscellaneous_New_Food Preparation_Natural Gas_Commercial Food Prep Other_A_Technical Potential | F5 | Commercial | OR - Miscellaneous | New | Food Preparation | Natural Gas | Commercial Food Prep Other | A | Incremental Summer Peak Savings (MW) | Technical Potential | 0 | 0 | 0 | 0 | 0 | 0 | 0 | 0 | 0 | 0 | 0 | 0 | 0 | 0 | 0 | 0 | 0 | 0 | 0 | 0 | 0 | 0 | 0 | 0 | 0 | 0 | 0
F6_Commercial_OR - Miscellaneous_New_Food Preparation_Natural Gas_Commercial Food Prep Other_A_Technical Potential | F6 | Commercial | OR - Miscellaneous | New | Food Preparation | Natural Gas | Commercial Food Prep Other | A | Incremental Winter Peak Savings (MW) | Technical Potential | 0 | 0 | 0 | 0 | 0 | 0 | 0 | 0 | 0 | 0 | 0 | 0 | 0 | 0 | 0 | 0 | 0 | 0 | 0 | 0 | 0 | 0 | 0 | 0 | 0 | 0 | 0
F7_Commercial_OR - Miscellaneous_New_Food Preparation_Natural Gas_Commercial Food Prep Other_A_Technical Potential | F7 | Commercial | OR - Miscellaneous | New | Food Preparation | Natural Gas | Commercial Food Prep Other | A | Cumulative Energy Savings (MWh or mTherms) | Technical Potential | 0 | 0 | 0 | 0 | 0 | 0 | 0 | 0 | 0 | 0 | 0 | 0 | 0 | 0 | 0 | 0 | 0 | 0 | 0 | 0 | 0 | 0 | 0 | 0 | 0 | 0 | 0
F8_Commercial_OR - Miscellaneous_New_Food Preparation_Natural Gas_Commercial Food Prep Other_A_Technical Potential | F8 | Commercial | OR - Miscellaneous | New | Food Preparation | Natural Gas | Commercial Food Prep Other | A | Cumulative Summer Peak Savings (MW) | Technical Potential | 0 | 0 | 0 | 0 | 0 | 0 | 0 | 0 | 0 | 0 | 0 | 0 | 0 | 0 | 0 | 0 | 0 | 0 | 0 | 0 | 0 | 0 | 0 | 0 | 0 | 0 | 0
F9_Commercial_OR - Miscellaneous_New_Food Preparation_Natural Gas_Commercial Food Prep Other_A_Technical Potential | F9 | Commercial | OR - Miscellaneous | New | Food Preparation | Natural Gas | Commercial Food Prep Other | A | Cumulative Winter Peak Savings (MW) | Technical Potential | 0 | 0 | 0 | 0 | 0 | 0 | 0 | 0 | 0 | 0 | 0 | 0 | 0 | 0 | 0 | 0 | 0 | 0 | 0 | 0 | 0 | 0 | 0 | 0 | 0 | 0 | 0
F10_Commercial_OR - Miscellaneous_New_Food Preparation_Natural Gas_Commercial Food Prep Other_A_Technical Potential | F10 | Commercial | OR - Miscellaneous | New | Food Preparation | Natural Gas | Commercial Food Prep Other | A | Purchases (Incremental) | Technical Potential | 0 | 0 | 0 | 0 | 0 | 0 | 0 | 0 | 0 | 0 | 0 | 0 | 0 | 0 | 0 | 0 | 0 | 0 | 0 | 0 | 0 | 0 | 0 | 0 | 0 | 0 | 0
F11_Commercial_OR - Miscellaneous_New_Food Preparation_Natural Gas_Commercial Food Prep Other_A_Technical Potential | F11 | Commercial | OR - Miscellaneous | New | Food Preparation | Natural Gas | Commercial Food Prep Other | A | Purchases (Cumulative) | Technical Potential | 0 | 0 | 0 | 0 | 0 | 0 | 0 | 0 | 0 | 0 | 0 | 0 | 0 | 0 | 0 | 0 | 0 | 0 | 0 | 0 | 0 | 0 | 0 | 0 | 0 | 0 | 0
F1_Commercial_OR - Miscellaneous_New_Miscellaneous_Natural Gas_Pool Heater_A_Technical Potential | F1 | Commercial | OR - Miscellaneous | New | Miscellaneous | Natural Gas | Pool Heater | A | Integrated Unit Energy Savings (kWh or therms) | Technical Potential | 0 | 0 | 0 | 0 | 0 | 0 | 0 | 0 | 0 | 0 | 0 | 0 | 0 | 0 | 0 | 0 | 0 | 0 | 0 | 0 | 0 | 0 | 0 | 0 | 0 | 0 | 0
F2_Commercial_OR - Miscellaneous_New_Miscellaneous_Natural Gas_Pool Heater_A_Technical Potential | F2 | Commercial | OR - Miscellaneous | New | Miscellaneous | Natural Gas | Pool Heater | A | Integrated Unit Summer Peak Savings (kW) | Technical Potential | 0 | 0 | 0 | 0 | 0 | 0 | 0 | 0 | 0 | 0 | 0 | 0 | 0 | 0 | 0 | 0 | 0 | 0 | 0 | 0 | 0 | 0 | 0 | 0 | 0 | 0 | 0
F3_Commercial_OR - Miscellaneous_New_Miscellaneous_Natural Gas_Pool Heater_A_Technical Potential | F3 | Commercial | OR - Miscellaneous | New | Miscellaneous | Natural Gas | Pool Heater | A | Integrated Unit Winter Peak Savings (kW) | Technical Potential | 0 | 0 | 0 | 0 | 0 | 0 | 0 | 0 | 0 | 0 | 0 | 0 | 0 | 0 | 0 | 0 | 0 | 0 | 0 | 0 | 0 | 0 | 0 | 0 | 0 | 0 | 0
F4_Commercial_OR - Miscellaneous_New_Miscellaneous_Natural Gas_Pool Heater_A_Technical Potential | F4 | Commercial | OR - Miscellaneous | New | Miscellaneous | Natural Gas | Pool Heater | A | Incremental Energy Savings (MWh or mTherms) | Technical Potential | 0 | 0 | 0 | 0 | 0 | 0 | 0 | 0 | 0 | 0 | 0 | 0 | 0 | 0 | 0 | 0 | 0 | 0 | 0 | 0 | 0 | 0 | 0 | 0 | 0 | 0 | 0
F5_Commercial_OR - Miscellaneous_New_Miscellaneous_Natural Gas_Pool Heater_A_Technical Potential | F5 | Commercial | OR - Miscellaneous | New | Miscellaneous | Natural Gas | Pool Heater | A | Incremental Summer Peak Savings (MW) | Technical Potential | 0 | 0 | 0 | 0 | 0 | 0 | 0 | 0 | 0 | 0 | 0 | 0 | 0 | 0 | 0 | 0 | 0 | 0 | 0 | 0 | 0 | 0 | 0 | 0 | 0 | 0 | 0
F6_Commercial_OR - Miscellaneous_New_Miscellaneous_Natural Gas_Pool Heater_A_Technical Potential | F6 | Commercial | OR - Miscellaneous | New | Miscellaneous | Natural Gas | Pool Heater | A | Incremental Winter Peak Savings (MW) | Technical Potential | 0 | 0 | 0 | 0 | 0 | 0 | 0 | 0 | 0 | 0 | 0 | 0 | 0 | 0 | 0 | 0 | 0 | 0 | 0 | 0 | 0 | 0 | 0 | 0 | 0 | 0 | 0
F7_Commercial_OR - Miscellaneous_New_Miscellaneous_Natural Gas_Pool Heater_A_Technical Potential | F7 | Commercial | OR - Miscellaneous | New | Miscellaneous | Natural Gas | Pool Heater | A | Cumulative Energy Savings (MWh or mTherms) | Technical Potential | 0 | 0 | 0 | 0 | 0 | 0 | 0 | 0 | 0 | 0 | 0 | 0 | 0 | 0 | 0 | 0 | 0 | 0 | 0 | 0 | 0 | 0 | 0 | 0 | 0 | 0 | 0
F8_Commercial_OR - Miscellaneous_New_Miscellaneous_Natural Gas_Pool Heater_A_Technical Potential | F8 | Commercial | OR - Miscellaneous | New | Miscellaneous | Natural Gas | Pool Heater | A | Cumulative Summer Peak Savings (MW) | Technical Potential | 0 | 0 | 0 | 0 | 0 | 0 | 0 | 0 | 0 | 0 | 0 | 0 | 0 | 0 | 0 | 0 | 0 | 0 | 0 | 0 | 0 | 0 | 0 | 0 | 0 | 0 | 0
F9_Commercial_OR - Miscellaneous_New_Miscellaneous_Natural Gas_Pool Heater_A_Technical Potential | F9 | Commercial | OR - Miscellaneous | New | Miscellaneous | Natural Gas | Pool Heater | A | Cumulative Winter Peak Savings (MW) | Technical Potential | 0 | 0 | 0 | 0 | 0 | 0 | 0 | 0 | 0 | 0 | 0 | 0 | 0 | 0 | 0 | 0 | 0 | 0 | 0 | 0 | 0 | 0 | 0 | 0 | 0 | 0 | 0
F10_Commercial_OR - Miscellaneous_New_Miscellaneous_Natural Gas_Pool Heater_A_Technical Potential | F10 | Commercial | OR - Miscellaneous | New | Miscellaneous | Natural Gas | Pool Heater | A | Purchases (Incremental) | Technical Potential | 0 | 0 | 0 | 0 | 0 | 0 | 0 | 0 | 0 | 0 | 0 | 0 | 0 | 0 | 0 | 0 | 0 | 0 | 0 | 0 | 0 | 0 | 0 | 0 | 0 | 0 | 0
F11_Commercial_OR - Miscellaneous_New_Miscellaneous_Natural Gas_Pool Heater_A_Technical Potential | F11 | Commercial | OR - Miscellaneous | New | Miscellaneous | Natural Gas | Pool Heater | A | Purchases (Cumulative) | Technical Potential | 0 | 0 | 0 | 0 | 0 | 0 | 0 | 0 | 0 | 0 | 0 | 0 | 0 | 0 | 0 | 0 | 0 | 0 | 0 | 0 | 0 | 0 | 0 | 0 | 0 | 0 | 0
F1_Commercial_Interruptible - College_Existing_Space Heating_Natural Gas_Furnace_A_Technical Potential | F1 | Commercial | Interruptible - College | Existing | Space Heating | Natural Gas | Furnace | A | Integrated Unit Energy Savings (kWh or therms) | Technical Potential | 0 | 243.0543 | 242.1118 | 81.8666 | 81.8666 | 81.8666 | 81.8666 | 81.8666 | 81.8666 | 81.8666 | 81.8666 | 81.8666 | 81.8666 | 81.8666 | 81.8666 | 81.8666 | 81.8666 | 81.8666 | 81.8666 | 81.8666 | 81.8666 | 81.8666 | 81.8666 | 81.8666 | 81.8666 | 81.8666 | 81.8666
F2_Commercial_Interruptible - College_Existing_Space Heating_Natural Gas_Furnace_A_Technical Potential | F2 | Commercial | Interruptible - College | Existing | Space Heating | Natural Gas | Furnace | A | Integrated Unit Summer Peak Savings (kW) | Technical Potential | 0 | 0 | 0 | 0 | 0 | 0 | 0 | 0 | 0 | 0 | 0 | 0 | 0 | 0 | 0 | 0 | 0 | 0 | 0 | 0 | 0 | 0 | 0 | 0 | 0 | 0 | 0
F3_Commercial_Interruptible - College_Existing_Space Heating_Natural Gas_Furnace_A_Technical Potential | F3 | Commercial | Interruptible - College | Existing | Space Heating | Natural Gas | Furnace | A | Integrated Unit Winter Peak Savings (kW) | Technical Potential | 0 | 0 | 0 | 0 | 0 | 0 | 0 | 0 | 0 | 0 | 0 | 0 | 0 | 0 | 0 | 0 | 0 | 0 | 0 | 0 | 0 | 0 | 0 | 0 | 0 | 0 | 0
F4_Commercial_Interruptible - College_Existing_Space Heating_Natural Gas_Furnace_A_Technical Potential | F4 | Commercial | Interruptible - College | Existing | Space Heating | Natural Gas | Furnace | A | Incremental Energy Savings (MWh or mTherms) | Technical Potential | 0 | 0 | 0.032961 | 0.012667 | 0.014288 | 0.016 | 0.017797 | 0.019671 | 0.021618 | 0.023632 | 0.02549 | 0.027206 | 0.028789 | 0.030251 | 0.0316 | 0.032846 | 0.033996 | 0.035057 | 0.036036 | 0.034013 | 0.032254 | 0.030747 | 0.029481 | 0.028444 | 0.027625 | 0.015868 | 0.013931
F5_Commercial_Interruptible - College_Existing_Space Heating_Natural Gas_Furnace_A_Technical Potential | F5 | Commercial | Interruptible - College | Existing | Space Heating | Natural Gas | Furnace | A | Incremental Summer Peak Savings (MW) | Technical Potential | 0 | 0 | 0 | 0 | 0 | 0 | 0 | 0 | 0 | 0 | 0 | 0 | 0 | 0 | 0 | 0 | 0 | 0 | 0 | 0 | 0 | 0 | 0 | 0 | 0 | 0 | 0
F6_Commercial_Interruptible - College_Existing_Space Heating_Natural Gas_Furnace_A_Technical Potential | F6 | Commercial | Interruptible - College | Existing | Space Heating | Natural Gas | Furnace | A | Incremental Winter Peak Savings (MW) | Technical Potential | 0 | 0 | 0 | 0 | 0 | 0 | 0 | 0 | 0 | 0 | 0 | 0 | 0 | 0 | 0 | 0 | 0 | 0 | 0 | 0 | 0 | 0 | 0 | 0 | 0 | 0 | 0
F7_Commercial_Interruptible - College_Existing_Space Heating_Natural Gas_Furnace_A_Technical Potential | F7 | Commercial | Interruptible - College | Existing | Space Heating | Natural Gas | Furnace | A | Cumulative Energy Savings (MWh or mTherms) | Technical Potential | 0 | 0 | 0.032961 | 0.023812 | 0.0381 | 0.0541 | 0.071896 | 0.091568 | 0.11319 | 0.13682 | 0.16231 | 0.18951 | 0.2183 | 0.24855 | 0.28015 | 0.313 | 0.347 | 0.38205 | 0.41809 | 0.4521 | 0.48436 | 0.5151 | 0.54458 | 0.57303 | 0.60065 | 0.61652 | 0.63045
F8_Commercial_Interruptible - College_Existing_Space Heating_Natural Gas_Furnace_A_Technical Potential | F8 | Commercial | Interruptible - College | Existing | Space Heating | Natural Gas | Furnace | A | Cumulative Summer Peak Savings (MW) | Technical Potential | 0 | 0 | 0 | 0 | 0 | 0 | 0 | 0 | 0 | 0 | 0 | 0 | 0 | 0 | 0 | 0 | 0 | 0 | 0 | 0 | 0 | 0 | 0 | 0 | 0 | 0 | 0
F9_Commercial_Interruptible - College_Existing_Space Heating_Natural Gas_Furnace_A_Technical Potential | F9 | Commercial | Interruptible - College | Existing | Space Heating | Natural Gas | Furnace | A | Cumulative Winter Peak Savings (MW) | Technical Potential | 0 | 0 | 0 | 0 | 0 | 0 | 0 | 0 | 0 | 0 | 0 | 0 | 0 | 0 | 0 | 0 | 0 | 0 | 0 | 0 | 0 | 0 | 0 | 0 | 0 | 0 | 0
F10_Commercial_Interruptible - College_Existing_Space Heating_Natural Gas_Furnace_A_Technical Potential | F10 | Commercial | Interruptible - College | Existing | Space Heating | Natural Gas | Furnace | A | Purchases (Incremental) | Technical Potential | 0 | 0 | 0.13614 | 0.15473 | 0.17452 | 0.19544 | 0.21738 | 0.24029 | 0.26407 | 0.28866 | 0.31136 | 0.33232 | 0.35166 | 0.36952 | 0.386 | 0.40121 | 0.41526 | 0.42822 | 0.44018 | 0.41547 | 0.39398 | 0.37558 | 0.36011 | 0.34744 | 0.33744 | 0.19383 | 0.17017
F11_Commercial_Interruptible - College_Existing_Space Heating_Natural Gas_Furnace_A_Technical Potential | F11 | Commercial | Interruptible - College | Existing | Space Heating | Natural Gas | Furnace | A | Purchases (Cumulative) | Technical Potential | 0 | 0 | 0.13614 | 0.29087 | 0.46539 | 0.66082 | 0.87821 | 1.1185 | 1.3826 | 1.6712 | 1.9826 | 2.3149 | 2.6666 | 3.0361 | 3.4221 | 3.8233 | 4.2385 | 4.6668 | 5.1069 | 5.5224 | 5.9164 | 6.292 | 6.6521 | 6.9995 | 7.337 | 7.5308 | 7.701
F1_Commercial_Interruptible - College_Existing_Space Heating_Natural Gas_Boiler_A_Technical Potential | F1 | Commercial | Interruptible - College | Existing | Space Heating | Natural Gas | Boiler | A | Integrated Unit Energy Savings (kWh or therms) | Technical Potential | 0 | 2671.5591 | 2661.1996 | 2661.1996 | 2661.1996 | 2661.1996 | 2661.1996 | 2661.1996 | 2661.1996 | 2661.1996 | 2661.1996 | 2661.1996 | 2661.1996 | 2661.1996 | 2661.1996 | 2661.1996 | 2661.1996 | 2661.1996 | 2661.1996 | 2661.1996 | 2661.1996 | 2661.1996 | 2661.1996 | 2661.1996 | 2661.1996 | 2661.1996 | 2661.1996
F2_Commercial_Interruptible - College_Existing_Space Heating_Natural Gas_Boiler_A_Technical Potential | F2 | Commercial | Interruptible - College | Existing | Space Heating | Natural Gas | Boiler | A | Integrated Unit Summer Peak Savings (kW) | Technical Potential | 0 | 0 | 0 | 0 | 0 | 0 | 0 | 0 | 0 | 0 | 0 | 0 | 0 | 0 | 0 | 0 | 0 | 0 | 0 | 0 | 0 | 0 | 0 | 0 | 0 | 0 | 0
F3_Commercial_Interruptible - College_Existing_Space Heating_Natural Gas_Boiler_A_Technical Potential | F3 | Commercial | Interruptible - College | Existing | Space Heating | Natural Gas | Boiler | A | Integrated Unit Winter Peak Savings (kW) | Technical Potential | 0 | 0 | 0 | 0 | 0 | 0 | 0 | 0 | 0 | 0 | 0 | 0 | 0 | 0 | 0 | 0 | 0 | 0 | 0 | 0 | 0 | 0 | 0 | 0 | 0 | 0 | 0
F4_Commercial_Interruptible - College_Existing_Space Heating_Natural Gas_Boiler_A_Technical Potential | F4 | Commercial | Interruptible - College | Existing | Space Heating | Natural Gas | Boiler | A | Incremental Energy Savings (MWh or mTherms) | Technical Potential | 0 | 0 | 3.6467 | 3.6766 | 3.7038 | 3.7284 | 3.7509 | 3.7713 | 3.7898 | 3.8067 | 3.822 | 3.8359 | 3.8486 | 3.8601 | 3.8706 | 3.8801 | 3.8888 | 3.8966 | 3.9038 | 3.9103 | 3.9162 | 3.9216 | 3.8936 | 3.8711 | 3.8535 | 3.8398 | 3.8297
F5_Commercial_Interruptible - College_Existing_Space Heating_Natural Gas_Boiler_A_Technical Potential | F5 | Commercial | Interruptible - College | Existing | Space Heating | Natural Gas | Boiler | A | Incremental Summer Peak Savings (MW) | Technical Potential | 0 | 0 | 0 | 0 | 0 | 0 | 0 | 0 | 0 | 0 | 0 | 0 | 0 | 0 | 0 | 0 | 0 | 0 | 0 | 0 | 0 | 0 | 0 | 0 | 0 | 0 | 0
F6_Commercial_Interruptible - College_Existing_Space Heating_Natural Gas_Boiler_A_Technical Potential | F6 | Commercial | Interruptible - College | Existing | Space Heating | Natural Gas | Boiler | A | Incremental Winter Peak Savings (MW) | Technical Potential | 0 | 0 | 0 | 0 | 0 | 0 | 0 | 0 | 0 | 0 | 0 | 0 | 0 | 0 | 0 | 0 | 0 | 0 | 0 | 0 | 0 | 0 | 0 | 0 | 0 | 0 | 0
F7_Commercial_Interruptible - College_Existing_Space Heating_Natural Gas_Boiler_A_Technical Potential | F7 | Commercial | Interruptible - College | Existing | Space Heating | Natural Gas | Boiler | A | Cumulative Energy Savings (MWh or mTherms) | Technical Potential | 0 | 0 | 3.6467 | 7.3233 | 11.0271 | 14.7555 | 18.5064 | 22.2777 | 26.0675 | 29.8742 | 33.6962 | 37.5321 | 41.3807 | 45.2408 | 49.1114 | 52.9915 | 56.8803 | 60.7769 | 64.6807 | 68.5909 | 72.5071 | 76.4287 | 80.3223 | 84.1934 | 88.0469 | 91.8867 | 95.7164
F8_Commercial_Interruptible - College_Existing_Space Heating_Natural Gas_Boiler_A_Technical Potential | F8 | Commercial | Interruptible - College | Existing | Space Heating | Natural Gas | Boiler | A | Cumulative Summer Peak Savings (MW) | Technical Potential | 0 | 0 | 0 | 0 | 0 | 0 | 0 | 0 | 0 | 0 | 0 | 0 | 0 | 0 | 0 | 0 | 0 | 0 | 0 | 0 | 0 | 0 | 0 | 0 | 0 | 0 | 0
F9_Commercial_Interruptible - College_Existing_Space Heating_Natural Gas_Boiler_A_Technical Potential | F9 | Commercial | Interruptible - College | Existing | Space Heating | Natural Gas | Boiler | A | Cumulative Winter Peak Savings (MW) | Technical Potential | 0 | 0 | 0 | 0 | 0 | 0 | 0 | 0 | 0 | 0 | 0 | 0 | 0 | 0 | 0 | 0 | 0 | 0 | 0 | 0 | 0 | 0 | 0 | 0 | 0 | 0 | 0
F10_Commercial_Interruptible - College_Existing_Space Heating_Natural Gas_Boiler_A_Technical Potential | F10 | Commercial | Interruptible - College | Existing | Space Heating | Natural Gas | Boiler | A | Purchases (Incremental) | Technical Potential | 0 | 0 | 1.3703 | 1.3816 | 1.3918 | 1.401 | 1.4095 | 1.4171 | 1.4241 | 1.4304 | 1.4362 | 1.4414 | 1.4462 | 1.4505 | 1.4545 | 1.458 | 1.4613 | 1.4642 | 1.4669 | 1.4694 | 1.4716 | 1.4736 | 1.4631 | 1.4547 | 1.448 | 1.4429 | 1.4391
F11_Commercial_Interruptible - College_Existing_Space Heating_Natural Gas_Boiler_A_Technical Potential | F11 | Commercial | Interruptible - College | Existing | Space Heating | Natural Gas | Boiler | A | Purchases (Cumulative) | Technical Potential | 0 | 0 | 1.3703 | 2.7519 | 4.1437 | 5.5447 | 6.9542 | 8.3713 | 9.7954 | 11.2258 | 12.662 | 14.1035 | 15.5496 | 17.0002 | 18.4546 | 19.9126 | 21.3739 | 22.8382 | 24.3051 | 25.7744 | 27.246 | 28.7196 | 30.1827 | 31.6374 | 33.0854 | 34.5283 | 35.9674
F1_Commercial_Interruptible - College_Existing_Space Heating_Natural Gas_Unit Heater_A_Technical Potential | F1 | Commercial | Interruptible - College | Existing | Space Heating | Natural Gas | Unit Heater | A | Integrated Unit Energy Savings (kWh or therms) | Technical Potential | 0 | 0 | 0 | 0 | 0 | 0 | 0 | 0 | 0 | 0 | 0 | 0 | 0 | 0 | 0 | 0 | 0 | 0 | 0 | 0 | 0 | 0 | 0 | 0 | 0 | 0 | 0
F2_Commercial_Interruptible - College_Existing_Space Heating_Natural Gas_Unit Heater_A_Technical Potential | F2 | Commercial | Interruptible - College | Existing | Space Heating | Natural Gas | Unit Heater | A | Integrated Unit Summer Peak Savings (kW) | Technical Potential | 0 | 0 | 0 | 0 | 0 | 0 | 0 | 0 | 0 | 0 | 0 | 0 | 0 | 0 | 0 | 0 | 0 | 0 | 0 | 0 | 0 | 0 | 0 | 0 | 0 | 0 | 0
F3_Commercial_Interruptible - College_Existing_Space Heating_Natural Gas_Unit Heater_A_Technical Potential | F3 | Commercial | Interruptible - College | Existing | Space Heating | Natural Gas | Unit Heater | A | Integrated Unit Winter Peak Savings (kW) | Technical Potential | 0 | 0 | 0 | 0 | 0 | 0 | 0 | 0 | 0 | 0 | 0 | 0 | 0 | 0 | 0 | 0 | 0 | 0 | 0 | 0 | 0 | 0 | 0 | 0 | 0 | 0 | 0
F4_Commercial_Interruptible - College_Existing_Space Heating_Natural Gas_Unit Heater_A_Technical Potential | F4 | Commercial | Interruptible - College | Existing | Space Heating | Natural Gas | Unit Heater | A | Incremental Energy Savings (MWh or mTherms) | Technical Potential | 0 | 0 | 0 | 0 | 0 | 0 | 0 | 0 | 0 | 0 | 0 | 0 | 0 | 0 | 0 | 0 | 0 | 0 | 0 | 0 | 0 | 0 | 0 | 0 | 0 | 0 | 0
F5_Commercial_Interruptible - College_Existing_Space Heating_Natural Gas_Unit Heater_A_Technical Potential | F5 | Commercial | Interruptible - College | Existing | Space Heating | Natural Gas | Unit Heater | A | Incremental Summer Peak Savings (MW) | Technical Potential | 0 | 0 | 0 | 0 | 0 | 0 | 0 | 0 | 0 | 0 | 0 | 0 | 0 | 0 | 0 | 0 | 0 | 0 | 0 | 0 | 0 | 0 | 0 | 0 | 0 | 0 | 0
F6_Commercial_Interruptible - College_Existing_Space Heating_Natural Gas_Unit Heater_A_Technical Potential | F6 | Commercial | Interruptible - College | Existing | Space Heating | Natural Gas | Unit Heater | A | Incremental Winter Peak Savings (MW) | Technical Potential | 0 | 0 | 0 | 0 | 0 | 0 | 0 | 0 | 0 | 0 | 0 | 0 | 0 | 0 | 0 | 0 | 0 | 0 | 0 | 0 | 0 | 0 | 0 | 0 | 0 | 0 | 0
F7_Commercial_Interruptible - College_Existing_Space Heating_Natural Gas_Unit Heater_A_Technical Potential | F7 | Commercial | Interruptible - College | Existing | Space Heating | Natural Gas | Unit Heater | A | Cumulative Energy Savings (MWh or mTherms) | Technical Potential | 0 | 0 | 0 | 0 | 0 | 0 | 0 | 0 | 0 | 0 | 0 | 0 | 0 | 0 | 0 | 0 | 0 | 0 | 0 | 0 | 0 | 0 | 0 | 0 | 0 | 0 | 0
F8_Commercial_Interruptible - College_Existing_Space Heating_Natural Gas_Unit Heater_A_Technical Potential | F8 | Commercial | Interruptible - College | Existing | Space Heating | Natural Gas | Unit Heater | A | Cumulative Summer Peak Savings (MW) | Technical Potential | 0 | 0 | 0 | 0 | 0 | 0 | 0 | 0 | 0 | 0 | 0 | 0 | 0 | 0 | 0 | 0 | 0 | 0 | 0 | 0 | 0 | 0 | 0 | 0 | 0 | 0 | 0
F9_Commercial_Interruptible - College_Existing_Space Heating_Natural Gas_Unit Heater_A_Technical Potential | F9 | Commercial | Interruptible - College | Existing | Space Heating | Natural Gas | Unit Heater | A | Cumulative Winter Peak Savings (MW) | Technical Potential | 0 | 0 | 0 | 0 | 0 | 0 | 0 | 0 | 0 | 0 | 0 | 0 | 0 | 0 | 0 | 0 | 0 | 0 | 0 | 0 | 0 | 0 | 0 | 0 | 0 | 0 | 0
F10_Commercial_Interruptible - College_Existing_Space Heating_Natural Gas_Unit Heater_A_Technical Potential | F10 | Commercial | Interruptible - College | Existing | Space Heating | Natural Gas | Unit Heater | A | Purchases (Incremental) | Technical Potential | 0 | 0 | 0 | 0 | 0 | 0 | 0 | 0 | 0 | 0 | 0 | 0 | 0 | 0 | 0 | 0 | 0 | 0 | 0 | 0 | 0 | 0 | 0 | 0 | 0 | 0 | 0
F11_Commercial_Interruptible - College_Existing_Space Heating_Natural Gas_Unit Heater_A_Technical Potential | F11 | Commercial | Interruptible - College | Existing | Space Heating | Natural Gas | Unit Heater | A | Purchases (Cumulative) | Technical Potential | 0 | 0 | 0 | 0 | 0 | 0 | 0 | 0 | 0 | 0 | 0 | 0 | 0 | 0 | 0 | 0 | 0 | 0 | 0 | 0 | 0 | 0 | 0 | 0 | 0 | 0 | 0
F1_Commercial_Interruptible - College_Existing_Water Heating_Natural Gas_Water Heater_A_Technical Potential | F1 | Commercial | Interruptible - College | Existing | Water Heating | Natural Gas | Water Heater | A | Integrated Unit Energy Savings (kWh or therms) | Technical Potential | 0 | 2.8505 | 6.0949 | 6.0949 | 6.0949 | 6.0949 | 6.0949 | 6.0949 | 6.0949 | 6.0949 | 6.0949 | 6.0949 | 6.0949 | 6.0949 | 6.0949 | 6.0949 | 6.0949 | 6.0949 | 6.0949 | 6.0949 | 6.0949 | 6.0949 | 6.0949 | 6.0949 | 6.0949 | 6.0949 | 6.0949
F2_Commercial_Interruptible - College_Existing_Water Heating_Natural Gas_Water Heater_A_Technical Potential | F2 | Commercial | Interruptible - College | Existing | Water Heating | Natural Gas | Water Heater | A | Integrated Unit Summer Peak Savings (kW) | Technical Potential | 0 | 0 | 0 | 0 | 0 | 0 | 0 | 0 | 0 | 0 | 0 | 0 | 0 | 0 | 0 | 0 | 0 | 0 | 0 | 0 | 0 | 0 | 0 | 0 | 0 | 0 | 0
F3_Commercial_Interruptible - College_Existing_Water Heating_Natural Gas_Water Heater_A_Technical Potential | F3 | Commercial | Interruptible - College | Existing | Water Heating | Natural Gas | Water Heater | A | Integrated Unit Winter Peak Savings (kW) | Technical Potential | 0 | 0 | 0 | 0 | 0 | 0 | 0 | 0 | 0 | 0 | 0 | 0 | 0 | 0 | 0 | 0 | 0 | 0 | 0 | 0 | 0 | 0 | 0 | 0 | 0 | 0 | 0
F4_Commercial_Interruptible - College_Existing_Water Heating_Natural Gas_Water Heater_A_Technical Potential | F4 | Commercial | Interruptible - College | Existing | Water Heating | Natural Gas | Water Heater | A | Incremental Energy Savings (MWh or mTherms) | Technical Potential | 0 | 0 | 1.5682 | 1.4922 | 1.4314 | 1.3827 | 1.3438 | 1.3126 | 1.2877 | 1.2678 | 1.3469 | 1.3912 | 0 | 0 | 0 | 0.44913 | 0.35931 | 0.28744 | 0.22996 | 0.20297 | 0.097749 | 0.03866 | 0 | 0 | 0.086018 | 0 | 0
F5_Commercial_Interruptible - College_Existing_Water Heating_Natural Gas_Water Heater_A_Technical Potential | F5 | Commercial | Interruptible - College | Existing | Water Heating | Natural Gas | Water Heater | A | Incremental Summer Peak Savings (MW) | Technical Potential | 0 | 0 | 0 | 0 | 0 | 0 | 0 | 0 | 0 | 0 | 0 | 0 | 0 | 0 | 0 | 0 | 0 | 0 | 0 | 0 | 0 | 0 | 0 | 0 | 0 | 0 | 0
F6_Commercial_Interruptible - College_Existing_Water Heating_Natural Gas_Water Heater_A_Technical Potential | F6 | Commercial | Interruptible - College | Existing | Water Heating | Natural Gas | Water Heater | A | Incremental Winter Peak Savings (MW) | Technical Potential | 0 | 0 | 0 | 0 | 0 | 0 | 0 | 0 | 0 | 0 | 0 | 0 | 0 | 0 | 0 | 0 | 0 | 0 | 0 | 0 | 0 | 0 | 0 | 0 | 0 | 0 | 0
F7_Commercial_Interruptible - College_Existing_Water Heating_Natural Gas_Water Heater_A_Technical Potential | F7 | Commercial | Interruptible - College | Existing | Water Heating | Natural Gas | Water Heater | A | Cumulative Energy Savings (MWh or mTherms) | Technical Potential | 0 | 0 | 1.5682 | 3.0604 | 4.4918 | 5.8745 | 7.2183 | 8.5309 | 9.8186 | 11.0864 | 12.4333 | 13.8244 | 13.8244 | 13.8244 | 13.8244 | 14.2736 | 14.6329 | 14.9203 | 15.1503 | 15.3533 | 15.451 | 15.4897 | 15.4897 | 15.4897 | 15.5757 | 15.5757 | 15.5757
F8_Commercial_Interruptible - College_Existing_Water Heating_Natural Gas_Water Heater_A_Technical Potential | F8 | Commercial | Interruptible - College | Existing | Water Heating | Natural Gas | Water Heater | A | Cumulative Summer Peak Savings (MW) | Technical Potential | 0 | 0 | 0 | 0 | 0 | 0 | 0 | 0 | 0 | 0 | 0 | 0 | 0 | 0 | 0 | 0 | 0 | 0 | 0 | 0 | 0 | 0 | 0 | 0 | 0 | 0 | 0
F9_Commercial_Interruptible - College_Existing_Water Heating_Natural Gas_Water Heater_A_Technical Potential | F9 | Commercial | Interruptible - College | Existing | Water Heating | Natural Gas | Water Heater | A | Cumulative Winter Peak Savings (MW) | Technical Potential | 0 | 0 | 0 | 0 | 0 | 0 | 0 | 0 | 0 | 0 | 0 | 0 | 0 | 0 | 0 | 0 | 0 | 0 | 0 | 0 | 0 | 0 | 0 | 0 | 0 | 0 | 0
F10_Commercial_Interruptible - College_Existing_Water Heating_Natural Gas_Water Heater_A_Technical Potential | F10 | Commercial | Interruptible - College | Existing | Water Heating | Natural Gas | Water Heater | A | Purchases (Incremental) | Technical Potential | 0 | 0 | 257.3017 | 244.8264 | 234.8462 | 226.8621 | 220.4748 | 215.3649 | 211.277 | 208.0067 | 220.9845 | 228.248 | 0 | 0 | 0 | 73.6897 | 58.9517 | 47.1614 | 37.7291 | 33.3021 | 16.0377 | 6.3431 | 0 | 0 | 14.113 | 0 | 0
F11_Commercial_Interruptible - College_Existing_Water Heating_Natural Gas_Water Heater_A_Technical Potential | F11 | Commercial | Interruptible - College | Existing | Water Heating | Natural Gas | Water Heater | A | Purchases (Cumulative) | Technical Potential | 0 | 0 | 257.3017 | 502.1281 | 736.9743 | 963.8364 | 1184.3112 | 1399.6762 | 1610.9532 | 1818.9599 | 2039.9445 | 2268.1924 | 2268.1924 | 2268.1924 | 2268.1924 | 2341.8821 | 2400.8338 | 2447.9952 | 2485.7243 | 2519.0264 | 2535.0642 | 2541.4072 | 2541.4072 | 2541.4072 | 2555.5203 | 2555.5203 | 2555.5203
F1_Commercial_Interruptible - College_Existing_Food Preparation_Natural Gas_Oven_A_Technical Potential | F1 | Commercial | Interruptible - College | Existing | Food Preparation | Natural Gas | Oven | A | Integrated Unit Energy Savings (kWh or therms) | Technical Potential | 0 | 106.6752 | 106.6752 | 106.6752 | 106.6752 | 106.6752 | 106.6752 | 106.6752 | 106.6752 | 106.6752 | 106.6752 | 106.6752 | 106.6752 | 106.6752 | 106.6752 | 106.6752 | 106.6752 | 106.6752 | 106.6752 | 106.6752 | 106.6752 | 106.6752 | 106.6752 | 106.6752 | 106.6752 | 106.6752 | 106.6752
F2_Commercial_Interruptible - College_Existing_Food Preparation_Natural Gas_Oven_A_Technical Potential | F2 | Commercial | Interruptible - College | Existing | Food Preparation | Natural Gas | Oven | A | Integrated Unit Summer Peak Savings (kW) | Technical Potential | 0 | 0 | 0 | 0 | 0 | 0 | 0 | 0 | 0 | 0 | 0 | 0 | 0 | 0 | 0 | 0 | 0 | 0 | 0 | 0 | 0 | 0 | 0 | 0 | 0 | 0 | 0
F3_Commercial_Interruptible - College_Existing_Food Preparation_Natural Gas_Oven_A_Technical Potential | F3 | Commercial | Interruptible - College | Existing | Food Preparation | Natural Gas | Oven | A | Integrated Unit Winter Peak Savings (kW) | Technical Potential | 0 | 0 | 0 | 0 | 0 | 0 | 0 | 0 | 0 | 0 | 0 | 0 | 0 | 0 | 0 | 0 | 0 | 0 | 0 | 0 | 0 | 0 | 0 | 0 | 0 | 0 | 0
F4_Commercial_Interruptible - College_Existing_Food Preparation_Natural Gas_Oven_A_Technical Potential | F4 | Commercial | Interruptible - College | Existing | Food Preparation | Natural Gas | Oven | A | Incremental Energy Savings (MWh or mTherms) | Technical Potential | 0 | 0 | 0.001273 | 0.0019614 | 0.0027479 | 0.003377 | 0.0038803 | 0.004283 | 0.0046051 | 0.0048628 | 0.005069 | 0.0052339 | 0.0043286 | 0.0037175 | 0.0020932 | 0.0012812 | 0.00052161 | 0.00020003 | 0 | 0 | 0 | 0 | 0 | 0 | 0.0004916 | 0.00087948 | 0.0010139
F5_Commercial_Interruptible - College_Existing_Food Preparation_Natural Gas_Oven_A_Technical Potential | F5 | Commercial | Interruptible - College | Existing | Food Preparation | Natural Gas | Oven | A | Incremental Summer Peak Savings (MW) | Technical Potential | 0 | 0 | 0 | 0 | 0 | 0 | 0 | 0 | 0 | 0 | 0 | 0 | 0 | 0 | 0 | 0 | 0 | 0 | 0 | 0 | 0 | 0 | 0 | 0 | 0 | 0 | 0
F6_Commercial_Interruptible - College_Existing_Food Preparation_Natural Gas_Oven_A_Technical Potential | F6 | Commercial | Interruptible - College | Existing | Food Preparation | Natural Gas | Oven | A | Incremental Winter Peak Savings (MW) | Technical Potential | 0 | 0 | 0 | 0 | 0 | 0 | 0 | 0 | 0 | 0 | 0 | 0 | 0 | 0 | 0 | 0 | 0 | 0 | 0 | 0 | 0 | 0 | 0 | 0 | 0 | 0 | 0
F7_Commercial_Interruptible - College_Existing_Food Preparation_Natural Gas_Oven_A_Technical Potential | F7 | Commercial | Interruptible - College | Existing | Food Preparation | Natural Gas | Oven | A | Cumulative Energy Savings (MWh or mTherms) | Technical Potential | 0 | 0 | 0.001273 | 0.0032344 | 0.0059823 | 0.0093593 | 0.01324 | 0.017523 | 0.022128 | 0.026991 | 0.03206 | 0.037294 | 0.041622 | 0.04534 | 0.047433 | 0.048714 | 0.049236 | 0.049436 | 0.049436 | 0.049436 | 0.049436 | 0.049436 | 0.049436 | 0.049436 | 0.049927 | 0.050807 | 0.051821
F8_Commercial_Interruptible - College_Existing_Food Preparation_Natural Gas_Oven_A_Technical Potential | F8 | Commercial | Interruptible - College | Existing | Food Preparation | Natural Gas | Oven | A | Cumulative Summer Peak Savings (MW) | Technical Potential | 0 | 0 | 0 | 0 | 0 | 0 | 0 | 0 | 0 | 0 | 0 | 0 | 0 | 0 | 0 | 0 | 0 | 0 | 0 | 0 | 0 | 0 | 0 | 0 | 0 | 0 | 0
F9_Commercial_Interruptible - College_Existing_Food Preparation_Natural Gas_Oven_A_Technical Potential | F9 | Commercial | Interruptible - College | Existing | Food Preparation | Natural Gas | Oven | A | Cumulative Winter Peak Savings (MW) | Technical Potential | 0 | 0 | 0 | 0 | 0 | 0 | 0 | 0 | 0 | 0 | 0 | 0 | 0 | 0 | 0 | 0 | 0 | 0 | 0 | 0 | 0 | 0 | 0 | 0 | 0 | 0 | 0
F10_Commercial_Interruptible - College_Existing_Food Preparation_Natural Gas_Oven_A_Technical Potential | F10 | Commercial | Interruptible - College | Existing | Food Preparation | Natural Gas | Oven | A | Purchases (Incremental) | Technical Potential | 0 | 0 | 0.011934 | 0.018387 | 0.025759 | 0.031657 | 0.036375 | 0.04015 | 0.04317 | 0.045586 | 0.047518 | 0.049064 | 0.040577 | 0.034849 | 0.019623 | 0.01201 | 0.0048897 | 0.0018751 | 0 | 0 | 0 | 0 | 0 | 0 | 0.0046084 | 0.0082445 | 0.0095042
F11_Commercial_Interruptible - College_Existing_Food Preparation_Natural Gas_Oven_A_Technical Potential | F11 | Commercial | Interruptible - College | Existing | Food Preparation | Natural Gas | Oven | A | Purchases (Cumulative) | Technical Potential | 0 | 0 | 0.011934 | 0.03032 | 0.05608 | 0.087737 | 0.12411 | 0.16426 | 0.20743 | 0.25302 | 0.30054 | 0.3496 | 0.39018 | 0.42503 | 0.44465 | 0.45666 | 0.46155 | 0.46342 | 0.46342 | 0.46342 | 0.46342 | 0.46342 | 0.46342 | 0.46342 | 0.46803 | 0.47628 | 0.48578
F1_Commercial_Interruptible - College_Existing_Food Preparation_Natural Gas_Conveyor Oven_A_Technical Potential | F1 | Commercial | Interruptible - College | Existing | Food Preparation | Natural Gas | Conveyor Oven | A | Integrated Unit Energy Savings (kWh or therms) | Technical Potential | 0 | 0 | 0 | 0 | 0 | 692.0657 | 692.0657 | 692.0657 | 692.0657 | 692.0657 | 692.0657 | 692.0657 | 692.0657 | 692.0657 | 692.0657 | 692.0657 | 692.0657 | 692.0657 | 692.0657 | 692.0657 | 692.0657 | 692.0657 | 692.0657 | 692.0657 | 692.0657 | 692.0657 | 692.0657
F2_Commercial_Interruptible - College_Existing_Food Preparation_Natural Gas_Conveyor Oven_A_Technical Potential | F2 | Commercial | Interruptible - College | Existing | Food Preparation | Natural Gas | Conveyor Oven | A | Integrated Unit Summer Peak Savings (kW) | Technical Potential | 0 | 0 | 0 | 0 | 0 | 0 | 0 | 0 | 0 | 0 | 0 | 0 | 0 | 0 | 0 | 0 | 0 | 0 | 0 | 0 | 0 | 0 | 0 | 0 | 0 | 0 | 0
F3_Commercial_Interruptible - College_Existing_Food Preparation_Natural Gas_Conveyor Oven_A_Technical Potential | F3 | Commercial | Interruptible - College | Existing | Food Preparation | Natural Gas | Conveyor Oven | A | Integrated Unit Winter Peak Savings (kW) | Technical Potential | 0 | 0 | 0 | 0 | 0 | 0 | 0 | 0 | 0 | 0 | 0 | 0 | 0 | 0 | 0 | 0 | 0 | 0 | 0 | 0 | 0 | 0 | 0 | 0 | 0 | 0 | 0
F4_Commercial_Interruptible - College_Existing_Food Preparation_Natural Gas_Conveyor Oven_A_Technical Potential | F4 | Commercial | Interruptible - College | Existing | Food Preparation | Natural Gas | Conveyor Oven | A | Incremental Energy Savings (MWh or mTherms) | Technical Potential | 0 | 0 | 0 | 0 | 0 | 0.00039373 | 0.0011024 | 0.0020632 | 0.0032255 | 0.004549 | 0.0056079 | 0.006455 | 0.0071326 | 0.0076748 | 0.0081085 | 0.0084554 | 0.008733 | 0.0069864 | 0.0055891 | 0.0044713 | 0.003577 | 0.0029404 | 0.0021791 | 0.0013684 | 0.00055863 | 0 | 0
F5_Commercial_Interruptible - College_Existing_Food Preparation_Natural Gas_Conveyor Oven_A_Technical Potential | F5 | Commercial | Interruptible - College | Existing | Food Preparation | Natural Gas | Conveyor Oven | A | Incremental Summer Peak Savings (MW) | Technical Potential | 0 | 0 | 0 | 0 | 0 | 0 | 0 | 0 | 0 | 0 | 0 | 0 | 0 | 0 | 0 | 0 | 0 | 0 | 0 | 0 | 0 | 0 | 0 | 0 | 0 | 0 | 0
F6_Commercial_Interruptible - College_Existing_Food Preparation_Natural Gas_Conveyor Oven_A_Technical Potential | F6 | Commercial | Interruptible - College | Existing | Food Preparation | Natural Gas | Conveyor Oven | A | Incremental Winter Peak Savings (MW) | Technical Potential | 0 | 0 | 0 | 0 | 0 | 0 | 0 | 0 | 0 | 0 | 0 | 0 | 0 | 0 | 0 | 0 | 0 | 0 | 0 | 0 | 0 | 0 | 0 | 0 | 0 | 0 | 0
F7_Commercial_Interruptible - College_Existing_Food Preparation_Natural Gas_Conveyor Oven_A_Technical Potential | F7 | Commercial | Interruptible - College | Existing | Food Preparation | Natural Gas | Conveyor Oven | A | Cumulative Energy Savings (MWh or mTherms) | Technical Potential | 0 | 0 | 0 | 0 | 0 | 0.00039373 | 0.0014962 | 0.0035593 | 0.0067848 | 0.011334 | 0.016942 | 0.023397 | 0.030529 | 0.038204 | 0.046313 | 0.054768 | 0.063501 | 0.070487 | 0.076076 | 0.080548 | 0.084125 | 0.087065 | 0.089244 | 0.090613 | 0.091171 | 0.091171 | 0.091171
F8_Commercial_Interruptible - College_Existing_Food Preparation_Natural Gas_Conveyor Oven_A_Technical Potential | F8 | Commercial | Interruptible - College | Existing | Food Preparation | Natural Gas | Conveyor Oven | A | Cumulative Summer Peak Savings (MW) | Technical Potential | 0 | 0 | 0 | 0 | 0 | 0 | 0 | 0 | 0 | 0 | 0 | 0 | 0 | 0 | 0 | 0 | 0 | 0 | 0 | 0 | 0 | 0 | 0 | 0 | 0 | 0 | 0
F9_Commercial_Interruptible - College_Existing_Food Preparation_Natural Gas_Conveyor Oven_A_Technical Potential | F9 | Commercial | Interruptible - College | Existing | Food Preparation | Natural Gas | Conveyor Oven | A | Cumulative Winter Peak Savings (MW) | Technical Potential | 0 | 0 | 0 | 0 | 0 | 0 | 0 | 0 | 0 | 0 | 0 | 0 | 0 | 0 | 0 | 0 | 0 | 0 | 0 | 0 | 0 | 0 | 0 | 0 | 0 | 0 | 0
F10_Commercial_Interruptible - College_Existing_Food Preparation_Natural Gas_Conveyor Oven_A_Technical Potential | F10 | Commercial | Interruptible - College | Existing | Food Preparation | Natural Gas | Conveyor Oven | A | Purchases (Incremental) | Technical Potential | 0 | 0 | 0 | 0 | 0 | 0.00056892 | 0.001593 | 0.0029812 | 0.0046606 | 0.0065731 | 0.0081031 | 0.0093271 | 0.010306 | 0.01109 | 0.011716 | 0.012218 | 0.012619 | 0.010095 | 0.008076 | 0.0064608 | 0.0051686 | 0.0042487 | 0.0031486 | 0.0019773 | 0.00080719 | 0 | 0
F11_Commercial_Interruptible - College_Existing_Food Preparation_Natural Gas_Conveyor Oven_A_Technical Potential | F11 | Commercial | Interruptible - College | Existing | Food Preparation | Natural Gas | Conveyor Oven | A | Purchases (Cumulative) | Technical Potential | 0 | 0 | 0 | 0 | 0 | 0.00056892 | 0.0021619 | 0.0051431 | 0.0098037 | 0.016377 | 0.02448 | 0.033807 | 0.044113 | 0.055203 | 0.066919 | 0.079137 | 0.091756 | 0.10185 | 0.10993 | 0.11639 | 0.12156 | 0.1258 | 0.12895 | 0.13093 | 0.13174 | 0.13174 | 0.13174
F1_Commercial_Interruptible - College_Existing_Food Preparation_Natural Gas_Double Rack Oven_A_Technical Potential | F1 | Commercial | Interruptible - College | Existing | Food Preparation | Natural Gas | Double Rack Oven | A | Integrated Unit Energy Savings (kWh or therms) | Technical Potential | 0 | 1621.62 | 1621.62 | 1621.62 | 1621.62 | 1621.62 | 1621.62 | 1621.62 | 1621.62 | 1621.62 | 1621.62 | 1621.62 | 1621.62 | 1621.62 | 1621.62 | 1621.62 | 1621.62 | 1621.62 | 1621.62 | 1621.62 | 1621.62 | 1621.62 | 1621.62 | 1621.62 | 1621.62 | 1621.62 | 1621.62
F2_Commercial_Interruptible - College_Existing_Food Preparation_Natural Gas_Double Rack Oven_A_Technical Potential | F2 | Commercial | Interruptible - College | Existing | Food Preparation | Natural Gas | Double Rack Oven | A | Integrated Unit Summer Peak Savings (kW) | Technical Potential | 0 | 0 | 0 | 0 | 0 | 0 | 0 | 0 | 0 | 0 | 0 | 0 | 0 | 0 | 0 | 0 | 0 | 0 | 0 | 0 | 0 | 0 | 0 | 0 | 0 | 0 | 0
F3_Commercial_Interruptible - College_Existing_Food Preparation_Natural Gas_Double Rack Oven_A_Technical Potential | F3 | Commercial | Interruptible - College | Existing | Food Preparation | Natural Gas | Double Rack Oven | A | Integrated Unit Winter Peak Savings (kW) | Technical Potential | 0 | 0 | 0 | 0 | 0 | 0 | 0 | 0 | 0 | 0 | 0 | 0 | 0 | 0 | 0 | 0 | 0 | 0 | 0 | 0 | 0 | 0 | 0 | 0 | 0 | 0 | 0
F4_Commercial_Interruptible - College_Existing_Food Preparation_Natural Gas_Double Rack Oven_A_Technical Potential | F4 | Commercial | Interruptible - College | Existing | Food Preparation | Natural Gas | Double Rack Oven | A | Incremental Energy Savings (MWh or mTherms) | Technical Potential | 0 | 0 | 0.0088696 | 0.011077 | 0.013039 | 0.014784 | 0.016334 | 0.017712 | 0.018937 | 0.020026 | 0.018511 | 0.017439 | 0.016732 | 0.016322 | 0.0072816 | 0.0050943 | 0.0033033 | 0.0018473 | 0.00067416 | 0.0014295 | 0.00078011 | 3.9343e-05 | 0.0017432 | 0.0028957 | 0.0036175 | 0.004007 | 0.0041442
F5_Commercial_Interruptible - College_Existing_Food Preparation_Natural Gas_Double Rack Oven_A_Technical Potential | F5 | Commercial | Interruptible - College | Existing | Food Preparation | Natural Gas | Double Rack Oven | A | Incremental Summer Peak Savings (MW) | Technical Potential | 0 | 0 | 0 | 0 | 0 | 0 | 0 | 0 | 0 | 0 | 0 | 0 | 0 | 0 | 0 | 0 | 0 | 0 | 0 | 0 | 0 | 0 | 0 | 0 | 0 | 0 | 0
F6_Commercial_Interruptible - College_Existing_Food Preparation_Natural Gas_Double Rack Oven_A_Technical Potential | F6 | Commercial | Interruptible - College | Existing | Food Preparation | Natural Gas | Double Rack Oven | A | Incremental Winter Peak Savings (MW) | Technical Potential | 0 | 0 | 0 | 0 | 0 | 0 | 0 | 0 | 0 | 0 | 0 | 0 | 0 | 0 | 0 | 0 | 0 | 0 | 0 | 0 | 0 | 0 | 0 | 0 | 0 | 0 | 0
F7_Commercial_Interruptible - College_Existing_Food Preparation_Natural Gas_Double Rack Oven_A_Technical Potential | F7 | Commercial | Interruptible - College | Existing | Food Preparation | Natural Gas | Double Rack Oven | A | Cumulative Energy Savings (MWh or mTherms) | Technical Potential | 0 | 0 | 0.0088696 | 0.019947 | 0.032986 | 0.04777 | 0.064104 | 0.081816 | 0.10075 | 0.12078 | 0.13929 | 0.15673 | 0.17346 | 0.18978 | 0.19707 | 0.20216 | 0.20546 | 0.20731 | 0.20798 | 0.20941 | 0.21019 | 0.21023 | 0.21198 | 0.21487 | 0.21849 | 0.2225 | 0.22664
F8_Commercial_Interruptible - College_Existing_Food Preparation_Natural Gas_Double Rack Oven_A_Technical Potential | F8 | Commercial | Interruptible - College | Existing | Food Preparation | Natural Gas | Double Rack Oven | A | Cumulative Summer Peak Savings (MW) | Technical Potential | 0 | 0 | 0 | 0 | 0 | 0 | 0 | 0 | 0 | 0 | 0 | 0 | 0 | 0 | 0 | 0 | 0 | 0 | 0 | 0 | 0 | 0 | 0 | 0 | 0 | 0 | 0
F9_Commercial_Interruptible - College_Existing_Food Preparation_Natural Gas_Double Rack Oven_A_Technical Potential | F9 | Commercial | Interruptible - College | Existing | Food Preparation | Natural Gas | Double Rack Oven | A | Cumulative Winter Peak Savings (MW) | Technical Potential | 0 | 0 | 0 | 0 | 0 | 0 | 0 | 0 | 0 | 0 | 0 | 0 | 0 | 0 | 0 | 0 | 0 | 0 | 0 | 0 | 0 | 0 | 0 | 0 | 0 | 0 | 0
F10_Commercial_Interruptible - College_Existing_Food Preparation_Natural Gas_Double Rack Oven_A_Technical Potential | F10 | Commercial | Interruptible - College | Existing | Food Preparation | Natural Gas | Double Rack Oven | A | Purchases (Incremental) | Technical Potential | 0 | 0 | 0.0054696 | 0.0068309 | 0.008041 | 0.0091166 | 0.010073 | 0.010923 | 0.011678 | 0.012349 | 0.011415 | 0.010754 | 0.010318 | 0.010065 | 0.0044903 | 0.0031415 | 0.002037 | 0.0011392 | 0.00041573 | 0.00088153 | 0.00048107 | 2.4262e-05 | 0.001075 | 0.0017857 | 0.0022308 | 0.002471 | 0.0025556
F11_Commercial_Interruptible - College_Existing_Food Preparation_Natural Gas_Double Rack Oven_A_Technical Potential | F11 | Commercial | Interruptible - College | Existing | Food Preparation | Natural Gas | Double Rack Oven | A | Purchases (Cumulative) | Technical Potential | 0 | 0 | 0.0054696 | 0.0123 | 0.020341 | 0.029458 | 0.039531 | 0.050453 | 0.062131 | 0.074481 | 0.085895 | 0.09665 | 0.10697 | 0.11703 | 0.12152 | 0.12467 | 0.1267 | 0.12784 | 0.12826 | 0.12914 | 0.12962 | 0.12964 | 0.13072 | 0.1325 | 0.13474 | 0.13721 | 0.13976
F1_Commercial_Interruptible - College_Existing_Food Preparation_Natural Gas_Fryer_A_Technical Potential | F1 | Commercial | Interruptible - College | Existing | Food Preparation | Natural Gas | Fryer | A | Integrated Unit Energy Savings (kWh or therms) | Technical Potential | 0 | 395.2691 | 395.2691 | 395.2691 | 395.2691 | 395.2691 | 395.2691 | 395.2691 | 395.2691 | 395.2691 | 395.2691 | 395.2691 | 395.2691 | 395.2691 | 395.2691 | 395.2691 | 395.2691 | 395.2691 | 395.2691 | 395.2691 | 395.2691 | 395.2691 | 395.2691 | 395.2691 | 395.2691 | 395.2691 | 395.2691
F2_Commercial_Interruptible - College_Existing_Food Preparation_Natural Gas_Fryer_A_Technical Potential | F2 | Commercial | Interruptible - College | Existing | Food Preparation | Natural Gas | Fryer | A | Integrated Unit Summer Peak Savings (kW) | Technical Potential | 0 | 0 | 0 | 0 | 0 | 0 | 0 | 0 | 0 | 0 | 0 | 0 | 0 | 0 | 0 | 0 | 0 | 0 | 0 | 0 | 0 | 0 | 0 | 0 | 0 | 0 | 0
F3_Commercial_Interruptible - College_Existing_Food Preparation_Natural Gas_Fryer_A_Technical Potential | F3 | Commercial | Interruptible - College | Existing | Food Preparation | Natural Gas | Fryer | A | Integrated Unit Winter Peak Savings (kW) | Technical Potential | 0 | 0 | 0 | 0 | 0 | 0 | 0 | 0 | 0 | 0 | 0 | 0 | 0 | 0 | 0 | 0 | 0 | 0 | 0 | 0 | 0 | 0 | 0 | 0 | 0 | 0 | 0
F4_Commercial_Interruptible - College_Existing_Food Preparation_Natural Gas_Fryer_A_Technical Potential | F4 | Commercial | Interruptible - College | Existing | Food Preparation | Natural Gas | Fryer | A | Incremental Energy Savings (MWh or mTherms) | Technical Potential | 0 | 0 | 0.056866 | 0.053177 | 0.050226 | 0.047866 | 0.045977 | 0.044466 | 0.043257 | 0.046901 | 0.048894 | 0 | 0 | 0 | 0.017005 | 0.013604 | 0.010883 | 0.0096289 | 0.0045678 | 0.0017362 | 0 | 0 | 0.0034111 | 0 | 0 | 0 | 0.0013523
F5_Commercial_Interruptible - College_Existing_Food Preparation_Natural Gas_Fryer_A_Technical Potential | F5 | Commercial | Interruptible - College | Existing | Food Preparation | Natural Gas | Fryer | A | Incremental Summer Peak Savings (MW) | Technical Potential | 0 | 0 | 0 | 0 | 0 | 0 | 0 | 0 | 0 | 0 | 0 | 0 | 0 | 0 | 0 | 0 | 0 | 0 | 0 | 0 | 0 | 0 | 0 | 0 | 0 | 0 | 0
F6_Commercial_Interruptible - College_Existing_Food Preparation_Natural Gas_Fryer_A_Technical Potential | F6 | Commercial | Interruptible - College | Existing | Food Preparation | Natural Gas | Fryer | A | Incremental Winter Peak Savings (MW) | Technical Potential | 0 | 0 | 0 | 0 | 0 | 0 | 0 | 0 | 0 | 0 | 0 | 0 | 0 | 0 | 0 | 0 | 0 | 0 | 0 | 0 | 0 | 0 | 0 | 0 | 0 | 0 | 0
F7_Commercial_Interruptible - College_Existing_Food Preparation_Natural Gas_Fryer_A_Technical Potential | F7 | Commercial | Interruptible - College | Existing | Food Preparation | Natural Gas | Fryer | A | Cumulative Energy Savings (MWh or mTherms) | Technical Potential | 0 | 0 | 0.056866 | 0.11004 | 0.16027 | 0.20813 | 0.25411 | 0.29858 | 0.34184 | 0.38874 | 0.43763 | 0.43763 | 0.43763 | 0.43763 | 0.45464 | 0.46824 | 0.47912 | 0.48875 | 0.49332 | 0.49506 | 0.49506 | 0.49506 | 0.49847 | 0.49847 | 0.49847 | 0.49847 | 0.49982
F8_Commercial_Interruptible - College_Existing_Food Preparation_Natural Gas_Fryer_A_Technical Potential | F8 | Commercial | Interruptible - College | Existing | Food Preparation | Natural Gas | Fryer | A | Cumulative Summer Peak Savings (MW) | Technical Potential | 0 | 0 | 0 | 0 | 0 | 0 | 0 | 0 | 0 | 0 | 0 | 0 | 0 | 0 | 0 | 0 | 0 | 0 | 0 | 0 | 0 | 0 | 0 | 0 | 0 | 0 | 0
F9_Commercial_Interruptible - College_Existing_Food Preparation_Natural Gas_Fryer_A_Technical Potential | F9 | Commercial | Interruptible - College | Existing | Food Preparation | Natural Gas | Fryer | A | Cumulative Winter Peak Savings (MW) | Technical Potential | 0 | 0 | 0 | 0 | 0 | 0 | 0 | 0 | 0 | 0 | 0 | 0 | 0 | 0 | 0 | 0 | 0 | 0 | 0 | 0 | 0 | 0 | 0 | 0 | 0 | 0 | 0
F10_Commercial_Interruptible - College_Existing_Food Preparation_Natural Gas_Fryer_A_Technical Potential | F10 | Commercial | Interruptible - College | Existing | Food Preparation | Natural Gas | Fryer | A | Purchases (Incremental) | Technical Potential | 0 | 0 | 0.14387 | 0.13453 | 0.12707 | 0.1211 | 0.11632 | 0.1125 | 0.10944 | 0.11866 | 0.1237 | 0 | 0 | 0 | 0.043022 | 0.034418 | 0.027534 | 0.02436 | 0.011556 | 0.0043924 | 0 | 0 | 0.0086299 | 0 | 0 | 0 | 0.0034213
F11_Commercial_Interruptible - College_Existing_Food Preparation_Natural Gas_Fryer_A_Technical Potential | F11 | Commercial | Interruptible - College | Existing | Food Preparation | Natural Gas | Fryer | A | Purchases (Cumulative) | Technical Potential | 0 | 0 | 0.14387 | 0.2784 | 0.40547 | 0.52656 | 0.64288 | 0.75538 | 0.86482 | 0.98347 | 1.1072 | 1.1072 | 1.1072 | 1.1072 | 1.1502 | 1.1846 | 1.2121 | 1.2365 | 1.2481 | 1.2525 | 1.2525 | 1.2525 | 1.2611 | 1.2611 | 1.2611 | 1.2611 | 1.2645
F1_Commercial_Interruptible - College_Existing_Food Preparation_Natural Gas_Broiler_A_Technical Potential | F1 | Commercial | Interruptible - College | Existing | Food Preparation | Natural Gas | Broiler | A | Integrated Unit Energy Savings (kWh or therms) | Technical Potential | 0 | 240.24 | 240.24 | 240.24 | 240.24 | 240.24 | 240.24 | 240.24 | 240.24 | 240.24 | 240.24 | 240.24 | 240.24 | 240.24 | 240.24 | 240.24 | 240.24 | 240.24 | 240.24 | 240.24 | 240.24 | 240.24 | 240.24 | 240.24 | 240.24 | 240.24 | 240.24
F2_Commercial_Interruptible - College_Existing_Food Preparation_Natural Gas_Broiler_A_Technical Potential | F2 | Commercial | Interruptible - College | Existing | Food Preparation | Natural Gas | Broiler | A | Integrated Unit Summer Peak Savings (kW) | Technical Potential | 0 | 0 | 0 | 0 | 0 | 0 | 0 | 0 | 0 | 0 | 0 | 0 | 0 | 0 | 0 | 0 | 0 | 0 | 0 | 0 | 0 | 0 | 0 | 0 | 0 | 0 | 0
F3_Commercial_Interruptible - College_Existing_Food Preparation_Natural Gas_Broiler_A_Technical Potential | F3 | Commercial | Interruptible - College | Existing | Food Preparation | Natural Gas | Broiler | A | Integrated Unit Winter Peak Savings (kW) | Technical Potential | 0 | 0 | 0 | 0 | 0 | 0 | 0 | 0 | 0 | 0 | 0 | 0 | 0 | 0 | 0 | 0 | 0 | 0 | 0 | 0 | 0 | 0 | 0 | 0 | 0 | 0 | 0
F4_Commercial_Interruptible - College_Existing_Food Preparation_Natural Gas_Broiler_A_Technical Potential | F4 | Commercial | Interruptible - College | Existing | Food Preparation | Natural Gas | Broiler | A | Incremental Energy Savings (MWh or mTherms) | Technical Potential | 0 | 0 | 0.045283 | 0.050192 | 0.054555 | 0.058433 | 0.061881 | 0.064945 | 0.067669 | 0.070091 | 0.066721 | 0.064339 | 0.062767 | 0.061854 | 0.016191 | 0.011328 | 0.0073452 | 0.0041078 | 0.0014991 | 0.01105 | 0.0087313 | 0.0063067 | 0.0094045 | 0.011353 | 0.012412 | 0.012793 | 0.012666
F5_Commercial_Interruptible - College_Existing_Food Preparation_Natural Gas_Broiler_A_Technical Potential | F5 | Commercial | Interruptible - College | Existing | Food Preparation | Natural Gas | Broiler | A | Incremental Summer Peak Savings (MW) | Technical Potential | 0 | 0 | 0 | 0 | 0 | 0 | 0 | 0 | 0 | 0 | 0 | 0 | 0 | 0 | 0 | 0 | 0 | 0 | 0 | 0 | 0 | 0 | 0 | 0 | 0 | 0 | 0
F6_Commercial_Interruptible - College_Existing_Food Preparation_Natural Gas_Broiler_A_Technical Potential | F6 | Commercial | Interruptible - College | Existing | Food Preparation | Natural Gas | Broiler | A | Incremental Winter Peak Savings (MW) | Technical Potential | 0 | 0 | 0 | 0 | 0 | 0 | 0 | 0 | 0 | 0 | 0 | 0 | 0 | 0 | 0 | 0 | 0 | 0 | 0 | 0 | 0 | 0 | 0 | 0 | 0 | 0 | 0
F7_Commercial_Interruptible - College_Existing_Food Preparation_Natural Gas_Broiler_A_Technical Potential | F7 | Commercial | Interruptible - College | Existing | Food Preparation | Natural Gas | Broiler | A | Cumulative Energy Savings (MWh or mTherms) | Technical Potential | 0 | 0 | 0.045283 | 0.095475 | 0.15003 | 0.20846 | 0.27034 | 0.33529 | 0.40296 | 0.47305 | 0.53977 | 0.60411 | 0.66688 | 0.72873 | 0.74492 | 0.75625 | 0.7636 | 0.7677 | 0.7692 | 0.78025 | 0.78898 | 0.79529 | 0.80469 | 0.81605 | 0.82846 | 0.84125 | 0.85392
F8_Commercial_Interruptible - College_Existing_Food Preparation_Natural Gas_Broiler_A_Technical Potential | F8 | Commercial | Interruptible - College | Existing | Food Preparation | Natural Gas | Broiler | A | Cumulative Summer Peak Savings (MW) | Technical Potential | 0 | 0 | 0 | 0 | 0 | 0 | 0 | 0 | 0 | 0 | 0 | 0 | 0 | 0 | 0 | 0 | 0 | 0 | 0 | 0 | 0 | 0 | 0 | 0 | 0 | 0 | 0
F9_Commercial_Interruptible - College_Existing_Food Preparation_Natural Gas_Broiler_A_Technical Potential | F9 | Commercial | Interruptible - College | Existing | Food Preparation | Natural Gas | Broiler | A | Cumulative Winter Peak Savings (MW) | Technical Potential | 0 | 0 | 0 | 0 | 0 | 0 | 0 | 0 | 0 | 0 | 0 | 0 | 0 | 0 | 0 | 0 | 0 | 0 | 0 | 0 | 0 | 0 | 0 | 0 | 0 | 0 | 0
F10_Commercial_Interruptible - College_Existing_Food Preparation_Natural Gas_Broiler_A_Technical Potential | F10 | Commercial | Interruptible - College | Existing | Food Preparation | Natural Gas | Broiler | A | Purchases (Incremental) | Technical Potential | 0 | 0 | 0.18849 | 0.20892 | 0.22709 | 0.24323 | 0.25758 | 0.27034 | 0.28167 | 0.29175 | 0.27773 | 0.26781 | 0.26127 | 0.25747 | 0.067397 | 0.047152 | 0.030575 | 0.017099 | 0.0062399 | 0.045995 | 0.036344 | 0.026252 | 0.039146 | 0.047257 | 0.051664 | 0.053249 | 0.052724
F11_Commercial_Interruptible - College_Existing_Food Preparation_Natural Gas_Broiler_A_Technical Potential | F11 | Commercial | Interruptible - College | Existing | Food Preparation | Natural Gas | Broiler | A | Purchases (Cumulative) | Technical Potential | 0 | 0 | 0.18849 | 0.39741 | 0.6245 | 0.86773 | 1.1253 | 1.3956 | 1.6773 | 1.9691 | 2.2468 | 2.5146 | 2.7759 | 3.0333 | 3.1007 | 3.1479 | 3.1785 | 3.1956 | 3.2018 | 3.2478 | 3.2841 | 3.3104 | 3.3495 | 3.3968 | 3.4485 | 3.5017 | 3.5544
F1_Commercial_Interruptible - College_Existing_Food Preparation_Natural Gas_Griddle_A_Technical Potential | F1 | Commercial | Interruptible - College | Existing | Food Preparation | Natural Gas | Griddle | A | Integrated Unit Energy Savings (kWh or therms) | Technical Potential | 0 | 167.9465 | 167.9465 | 167.9465 | 167.9465 | 167.9465 | 167.9465 | 167.9465 | 167.9465 | 167.9465 | 167.9465 | 167.9465 | 167.9465 | 167.9465 | 167.9465 | 167.9465 | 167.9465 | 167.9465 | 167.9465 | 167.9465 | 167.9465 | 167.9465 | 167.9465 | 167.9465 | 167.9465 | 167.9465 | 167.9465
F2_Commercial_Interruptible - College_Existing_Food Preparation_Natural Gas_Griddle_A_Technical Potential | F2 | Commercial | Interruptible - College | Existing | Food Preparation | Natural Gas | Griddle | A | Integrated Unit Summer Peak Savings (kW) | Technical Potential | 0 | 0 | 0 | 0 | 0 | 0 | 0 | 0 | 0 | 0 | 0 | 0 | 0 | 0 | 0 | 0 | 0 | 0 | 0 | 0 | 0 | 0 | 0 | 0 | 0 | 0 | 0
F3_Commercial_Interruptible - College_Existing_Food Preparation_Natural Gas_Griddle_A_Technical Potential | F3 | Commercial | Interruptible - College | Existing | Food Preparation | Natural Gas | Griddle | A | Integrated Unit Winter Peak Savings (kW) | Technical Potential | 0 | 0 | 0 | 0 | 0 | 0 | 0 | 0 | 0 | 0 | 0 | 0 | 0 | 0 | 0 | 0 | 0 | 0 | 0 | 0 | 0 | 0 | 0 | 0 | 0 | 0 | 0
F4_Commercial_Interruptible - College_Existing_Food Preparation_Natural Gas_Griddle_A_Technical Potential | F4 | Commercial | Interruptible - College | Existing | Food Preparation | Natural Gas | Griddle | A | Incremental Energy Savings (MWh or mTherms) | Technical Potential | 0 | 0 | 0.014298 | 0.015848 | 0.017226 | 0.01845 | 0.019539 | 0.020506 | 0.021366 | 0.022131 | 0.021067 | 0.020315 | 0.019818 | 0.01953 | 0.0051124 | 0.0035767 | 0.0023192 | 0.001297 | 0.00047332 | 0.003489 | 0.0027569 | 0.0019913 | 0.0029694 | 0.0035847 | 0.003919 | 0.0040392 | 0.0039994
F5_Commercial_Interruptible - College_Existing_Food Preparation_Natural Gas_Griddle_A_Technical Potential | F5 | Commercial | Interruptible - College | Existing | Food Preparation | Natural Gas | Griddle | A | Incremental Summer Peak Savings (MW) | Technical Potential | 0 | 0 | 0 | 0 | 0 | 0 | 0 | 0 | 0 | 0 | 0 | 0 | 0 | 0 | 0 | 0 | 0 | 0 | 0 | 0 | 0 | 0 | 0 | 0 | 0 | 0 | 0
F6_Commercial_Interruptible - College_Existing_Food Preparation_Natural Gas_Griddle_A_Technical Potential | F6 | Commercial | Interruptible - College | Existing | Food Preparation | Natural Gas | Griddle | A | Incremental Winter Peak Savings (MW) | Technical Potential | 0 | 0 | 0 | 0 | 0 | 0 | 0 | 0 | 0 | 0 | 0 | 0 | 0 | 0 | 0 | 0 | 0 | 0 | 0 | 0 | 0 | 0 | 0 | 0 | 0 | 0 | 0
F7_Commercial_Interruptible - College_Existing_Food Preparation_Natural Gas_Griddle_A_Technical Potential | F7 | Commercial | Interruptible - College | Existing | Food Preparation | Natural Gas | Griddle | A | Cumulative Energy Savings (MWh or mTherms) | Technical Potential | 0 | 0 | 0.014298 | 0.030146 | 0.047371 | 0.065821 | 0.08536 | 0.10587 | 0.12723 | 0.14936 | 0.17043 | 0.19075 | 0.21056 | 0.23009 | 0.23521 | 0.23878 | 0.2411 | 0.2424 | 0.24287 | 0.24636 | 0.24912 | 0.25111 | 0.25408 | 0.25766 | 0.26158 | 0.26562 | 0.26962
F8_Commercial_Interruptible - College_Existing_Food Preparation_Natural Gas_Griddle_A_Technical Potential | F8 | Commercial | Interruptible - College | Existing | Food Preparation | Natural Gas | Griddle | A | Cumulative Summer Peak Savings (MW) | Technical Potential | 0 | 0 | 0 | 0 | 0 | 0 | 0 | 0 | 0 | 0 | 0 | 0 | 0 | 0 | 0 | 0 | 0 | 0 | 0 | 0 | 0 | 0 | 0 | 0 | 0 | 0 | 0
F9_Commercial_Interruptible - College_Existing_Food Preparation_Natural Gas_Griddle_A_Technical Potential | F9 | Commercial | Interruptible - College | Existing | Food Preparation | Natural Gas | Griddle | A | Cumulative Winter Peak Savings (MW) | Technical Potential | 0 | 0 | 0 | 0 | 0 | 0 | 0 | 0 | 0 | 0 | 0 | 0 | 0 | 0 | 0 | 0 | 0 | 0 | 0 | 0 | 0 | 0 | 0 | 0 | 0 | 0 | 0
F10_Commercial_Interruptible - College_Existing_Food Preparation_Natural Gas_Griddle_A_Technical Potential | F10 | Commercial | Interruptible - College | Existing | Food Preparation | Natural Gas | Griddle | A | Purchases (Incremental) | Technical Potential | 0 | 0 | 0.085134 | 0.094362 | 0.10257 | 0.10986 | 0.11634 | 0.1221 | 0.12722 | 0.13177 | 0.12544 | 0.12096 | 0.118 | 0.11629 | 0.03044 | 0.021297 | 0.013809 | 0.0077228 | 0.0028183 | 0.020774 | 0.016415 | 0.011857 | 0.017681 | 0.021344 | 0.023335 | 0.024051 | 0.023813
F11_Commercial_Interruptible - College_Existing_Food Preparation_Natural Gas_Griddle_A_Technical Potential | F11 | Commercial | Interruptible - College | Existing | Food Preparation | Natural Gas | Griddle | A | Purchases (Cumulative) | Technical Potential | 0 | 0 | 0.085134 | 0.1795 | 0.28206 | 0.39192 | 0.50826 | 0.63036 | 0.75758 | 0.88935 | 1.0148 | 1.1357 | 1.2538 | 1.37 | 1.4005 | 1.4218 | 1.4356 | 1.4433 | 1.4461 | 1.4669 | 1.4833 | 1.4952 | 1.5129 | 1.5342 | 1.5575 | 1.5816 | 1.6054
F1_Commercial_Interruptible - College_Existing_Food Preparation_Natural Gas_Range_A_Technical Potential | F1 | Commercial | Interruptible - College | Existing | Food Preparation | Natural Gas | Range | A | Integrated Unit Energy Savings (kWh or therms) | Technical Potential | 0 | 171.4286 | 171.4286 | 171.4286 | 171.4286 | 171.4286 | 171.4286 | 171.4286 | 171.4286 | 171.4286 | 171.4286 | 171.4286 | 171.4286 | 171.4286 | 171.4286 | 171.4286 | 171.4286 | 171.4286 | 171.4286 | 171.4286 | 171.4286 | 171.4286 | 171.4286 | 171.4286 | 171.4286 | 171.4286 | 171.4286
F2_Commercial_Interruptible - College_Existing_Food Preparation_Natural Gas_Range_A_Technical Potential | F2 | Commercial | Interruptible - College | Existing | Food Preparation | Natural Gas | Range | A | Integrated Unit Summer Peak Savings (kW) | Technical Potential | 0 | 0 | 0 | 0 | 0 | 0 | 0 | 0 | 0 | 0 | 0 | 0 | 0 | 0 | 0 | 0 | 0 | 0 | 0 | 0 | 0 | 0 | 0 | 0 | 0 | 0 | 0
F3_Commercial_Interruptible - College_Existing_Food Preparation_Natural Gas_Range_A_Technical Potential | F3 | Commercial | Interruptible - College | Existing | Food Preparation | Natural Gas | Range | A | Integrated Unit Winter Peak Savings (kW) | Technical Potential | 0 | 0 | 0 | 0 | 0 | 0 | 0 | 0 | 0 | 0 | 0 | 0 | 0 | 0 | 0 | 0 | 0 | 0 | 0 | 0 | 0 | 0 | 0 | 0 | 0 | 0 | 0
F4_Commercial_Interruptible - College_Existing_Food Preparation_Natural Gas_Range_A_Technical Potential | F4 | Commercial | Interruptible - College | Existing | Food Preparation | Natural Gas | Range | A | Incremental Energy Savings (MWh or mTherms) | Technical Potential | 0 | 0 | 0.026831 | 0.031784 | 0.035747 | 0.038917 | 0.041453 | 0.043482 | 0.045106 | 0.046404 | 0.041251 | 0.038367 | 0.01022 | 0.0050054 | 0.0014682 | 0.0045561 | 0.0036449 | 0.0029159 | 0.0023327 | 0.00062782 | 0.0047127 | 0.0063459 | 0.0065033 | 0.0058367 | 0.0042297 | 0 | 0
F5_Commercial_Interruptible - College_Existing_Food Preparation_Natural Gas_Range_A_Technical Potential | F5 | Commercial | Interruptible - College | Existing | Food Preparation | Natural Gas | Range | A | Incremental Summer Peak Savings (MW) | Technical Potential | 0 | 0 | 0 | 0 | 0 | 0 | 0 | 0 | 0 | 0 | 0 | 0 | 0 | 0 | 0 | 0 | 0 | 0 | 0 | 0 | 0 | 0 | 0 | 0 | 0 | 0 | 0
F6_Commercial_Interruptible - College_Existing_Food Preparation_Natural Gas_Range_A_Technical Potential | F6 | Commercial | Interruptible - College | Existing | Food Preparation | Natural Gas | Range | A | Incremental Winter Peak Savings (MW) | Technical Potential | 0 | 0 | 0 | 0 | 0 | 0 | 0 | 0 | 0 | 0 | 0 | 0 | 0 | 0 | 0 | 0 | 0 | 0 | 0 | 0 | 0 | 0 | 0 | 0 | 0 | 0 | 0
F7_Commercial_Interruptible - College_Existing_Food Preparation_Natural Gas_Range_A_Technical Potential | F7 | Commercial | Interruptible - College | Existing | Food Preparation | Natural Gas | Range | A | Cumulative Energy Savings (MWh or mTherms) | Technical Potential | 0 | 0 | 0.026831 | 0.058615 | 0.094363 | 0.13328 | 0.17473 | 0.21822 | 0.26332 | 0.30973 | 0.35098 | 0.38934 | 0.39956 | 0.40457 | 0.40604 | 0.41059 | 0.41424 | 0.41715 | 0.41949 | 0.42011 | 0.42483 | 0.43117 | 0.43768 | 0.44351 | 0.44774 | 0.44774 | 0.44774
F8_Commercial_Interruptible - College_Existing_Food Preparation_Natural Gas_Range_A_Technical Potential | F8 | Commercial | Interruptible - College | Existing | Food Preparation | Natural Gas | Range | A | Cumulative Summer Peak Savings (MW) | Technical Potential | 0 | 0 | 0 | 0 | 0 | 0 | 0 | 0 | 0 | 0 | 0 | 0 | 0 | 0 | 0 | 0 | 0 | 0 | 0 | 0 | 0 | 0 | 0 | 0 | 0 | 0 | 0
F9_Commercial_Interruptible - College_Existing_Food Preparation_Natural Gas_Range_A_Technical Potential | F9 | Commercial | Interruptible - College | Existing | Food Preparation | Natural Gas | Range | A | Cumulative Winter Peak Savings (MW) | Technical Potential | 0 | 0 | 0 | 0 | 0 | 0 | 0 | 0 | 0 | 0 | 0 | 0 | 0 | 0 | 0 | 0 | 0 | 0 | 0 | 0 | 0 | 0 | 0 | 0 | 0 | 0 | 0
F10_Commercial_Interruptible - College_Existing_Food Preparation_Natural Gas_Range_A_Technical Potential | F10 | Commercial | Interruptible - College | Existing | Food Preparation | Natural Gas | Range | A | Purchases (Incremental) | Technical Potential | 0 | 0 | 0.15651 | 0.18541 | 0.20852 | 0.22702 | 0.24181 | 0.25365 | 0.26312 | 0.27069 | 0.24063 | 0.22381 | 0.059614 | 0.029198 | 0.0085645 | 0.026577 | 0.021262 | 0.017009 | 0.013608 | 0.0036623 | 0.027491 | 0.037018 | 0.037936 | 0.034047 | 0.024674 | 0 | 0
F11_Commercial_Interruptible - College_Existing_Food Preparation_Natural Gas_Range_A_Technical Potential | F11 | Commercial | Interruptible - College | Existing | Food Preparation | Natural Gas | Range | A | Purchases (Cumulative) | Technical Potential | 0 | 0 | 0.15651 | 0.34192 | 0.55045 | 0.77747 | 1.0193 | 1.2729 | 1.536 | 1.8067 | 2.0474 | 2.2712 | 2.3308 | 2.36 | 2.3685 | 2.3951 | 2.4164 | 2.4334 | 2.447 | 2.4507 | 2.4782 | 2.5152 | 2.5531 | 2.5872 | 2.6118 | 2.6118 | 2.6118
F1_Commercial_Interruptible - College_Existing_Food Preparation_Natural Gas_Steamer_A_Technical Potential | F1 | Commercial | Interruptible - College | Existing | Food Preparation | Natural Gas | Steamer | A | Integrated Unit Energy Savings (kWh or therms) | Technical Potential | 0 | 1215.1419 | 1215.1419 | 1215.1419 | 1215.1419 | 1215.1419 | 1215.1419 | 1215.1419 | 1215.1419 | 1215.1419 | 1215.1419 | 1215.1419 | 1215.1419 | 1215.1419 | 1215.1419 | 1215.1419 | 1215.1419 | 1215.1419 | 1215.1419 | 1215.1419 | 1215.1419 | 1215.1419 | 1215.1419 | 1215.1419 | 1215.1419 | 1215.1419 | 1215.1419
F2_Commercial_Interruptible - College_Existing_Food Preparation_Natural Gas_Steamer_A_Technical Potential | F2 | Commercial | Interruptible - College | Existing | Food Preparation | Natural Gas | Steamer | A | Integrated Unit Summer Peak Savings (kW) | Technical Potential | 0 | 0 | 0 | 0 | 0 | 0 | 0 | 0 | 0 | 0 | 0 | 0 | 0 | 0 | 0 | 0 | 0 | 0 | 0 | 0 | 0 | 0 | 0 | 0 | 0 | 0 | 0
F3_Commercial_Interruptible - College_Existing_Food Preparation_Natural Gas_Steamer_A_Technical Potential | F3 | Commercial | Interruptible - College | Existing | Food Preparation | Natural Gas | Steamer | A | Integrated Unit Winter Peak Savings (kW) | Technical Potential | 0 | 0 | 0 | 0 | 0 | 0 | 0 | 0 | 0 | 0 | 0 | 0 | 0 | 0 | 0 | 0 | 0 | 0 | 0 | 0 | 0 | 0 | 0 | 0 | 0 | 0 | 0
F4_Commercial_Interruptible - College_Existing_Food Preparation_Natural Gas_Steamer_A_Technical Potential | F4 | Commercial | Interruptible - College | Existing | Food Preparation | Natural Gas | Steamer | A | Incremental Energy Savings (MWh or mTherms) | Technical Potential | 0 | 0 | 0.10408 | 0.10121 | 0.098914 | 0.097076 | 0.095606 | 0.09443 | 0.097078 | 0.098479 | 0 | 0 | 0 | 0.029165 | 0.023332 | 0.019383 | 0.013066 | 0.0089597 | 0.0012842 | 0.0024974 | 0.0099951 | 0 | 0 | 0 | 0.00049699 | 0.0093887 | 0
F5_Commercial_Interruptible - College_Existing_Food Preparation_Natural Gas_Steamer_A_Technical Potential | F5 | Commercial | Interruptible - College | Existing | Food Preparation | Natural Gas | Steamer | A | Incremental Summer Peak Savings (MW) | Technical Potential | 0 | 0 | 0 | 0 | 0 | 0 | 0 | 0 | 0 | 0 | 0 | 0 | 0 | 0 | 0 | 0 | 0 | 0 | 0 | 0 | 0 | 0 | 0 | 0 | 0 | 0 | 0
F6_Commercial_Interruptible - College_Existing_Food Preparation_Natural Gas_Steamer_A_Technical Potential | F6 | Commercial | Interruptible - College | Existing | Food Preparation | Natural Gas | Steamer | A | Incremental Winter Peak Savings (MW) | Technical Potential | 0 | 0 | 0 | 0 | 0 | 0 | 0 | 0 | 0 | 0 | 0 | 0 | 0 | 0 | 0 | 0 | 0 | 0 | 0 | 0 | 0 | 0 | 0 | 0 | 0 | 0 | 0
F7_Commercial_Interruptible - College_Existing_Food Preparation_Natural Gas_Steamer_A_Technical Potential | F7 | Commercial | Interruptible - College | Existing | Food Preparation | Natural Gas | Steamer | A | Cumulative Energy Savings (MWh or mTherms) | Technical Potential | 0 | 0 | 0.10408 | 0.20529 | 0.30421 | 0.40128 | 0.49689 | 0.59132 | 0.6884 | 0.78688 | 0.78688 | 0.78688 | 0.78688 | 0.81604 | 0.83937 | 0.85876 | 0.87182 | 0.88078 | 0.88207 | 0.88456 | 0.89456 | 0.89456 | 0.89456 | 0.89456 | 0.89506 | 0.90444 | 0.90444
F8_Commercial_Interruptible - College_Existing_Food Preparation_Natural Gas_Steamer_A_Technical Potential | F8 | Commercial | Interruptible - College | Existing | Food Preparation | Natural Gas | Steamer | A | Cumulative Summer Peak Savings (MW) | Technical Potential | 0 | 0 | 0 | 0 | 0 | 0 | 0 | 0 | 0 | 0 | 0 | 0 | 0 | 0 | 0 | 0 | 0 | 0 | 0 | 0 | 0 | 0 | 0 | 0 | 0 | 0 | 0
F9_Commercial_Interruptible - College_Existing_Food Preparation_Natural Gas_Steamer_A_Technical Potential | F9 | Commercial | Interruptible - College | Existing | Food Preparation | Natural Gas | Steamer | A | Cumulative Winter Peak Savings (MW) | Technical Potential | 0 | 0 | 0 | 0 | 0 | 0 | 0 | 0 | 0 | 0 | 0 | 0 | 0 | 0 | 0 | 0 | 0 | 0 | 0 | 0 | 0 | 0 | 0 | 0 | 0 | 0 | 0
F10_Commercial_Interruptible - College_Existing_Food Preparation_Natural Gas_Steamer_A_Technical Potential | F10 | Commercial | Interruptible - College | Existing | Food Preparation | Natural Gas | Steamer | A | Purchases (Incremental) | Technical Potential | 0 | 0 | 0.085654 | 0.083291 | 0.081401 | 0.079889 | 0.078679 | 0.077711 | 0.079891 | 0.081043 | 0 | 0 | 0 | 0.024001 | 0.019201 | 0.015951 | 0.010753 | 0.0073734 | 0.0010568 | 0.0020553 | 0.0082255 | 0 | 0 | 0 | 0.00040899 | 0.0077264 | 0
F11_Commercial_Interruptible - College_Existing_Food Preparation_Natural Gas_Steamer_A_Technical Potential | F11 | Commercial | Interruptible - College | Existing | Food Preparation | Natural Gas | Steamer | A | Purchases (Cumulative) | Technical Potential | 0 | 0 | 0.085654 | 0.16895 | 0.25035 | 0.33024 | 0.40891 | 0.48663 | 0.56652 | 0.64756 | 0.64756 | 0.64756 | 0.64756 | 0.67156 | 0.69076 | 0.70671 | 0.71747 | 0.72484 | 0.7259 | 0.72795 | 0.73618 | 0.73618 | 0.73618 | 0.73618 | 0.73659 | 0.74431 | 0.74431
F1_Commercial_Interruptible - College_Existing_Food Preparation_Natural Gas_Commercial Food Prep Other_A_Technical Potential | F1 | Commercial | Interruptible - College | Existing | Food Preparation | Natural Gas | Commercial Food Prep Other | A | Integrated Unit Energy Savings (kWh or therms) | Technical Potential | 0 | 366.1618 | 366.1618 | 366.1618 | 366.1618 | 366.1618 | 366.1618 | 366.1618 | 366.1618 | 366.1618 | 366.1618 | 366.1618 | 366.1618 | 366.1618 | 366.1618 | 366.1618 | 366.1618 | 366.1618 | 366.1618 | 366.1618 | 366.1618 | 366.1618 | 366.1618 | 366.1618 | 366.1618 | 366.1618 | 366.1618
F2_Commercial_Interruptible - College_Existing_Food Preparation_Natural Gas_Commercial Food Prep Other_A_Technical Potential | F2 | Commercial | Interruptible - College | Existing | Food Preparation | Natural Gas | Commercial Food Prep Other | A | Integrated Unit Summer Peak Savings (kW) | Technical Potential | 0 | 0 | 0 | 0 | 0 | 0 | 0 | 0 | 0 | 0 | 0 | 0 | 0 | 0 | 0 | 0 | 0 | 0 | 0 | 0 | 0 | 0 | 0 | 0 | 0 | 0 | 0
F3_Commercial_Interruptible - College_Existing_Food Preparation_Natural Gas_Commercial Food Prep Other_A_Technical Potential | F3 | Commercial | Interruptible - College | Existing | Food Preparation | Natural Gas | Commercial Food Prep Other | A | Integrated Unit Winter Peak Savings (kW) | Technical Potential | 0 | 0 | 0 | 0 | 0 | 0 | 0 | 0 | 0 | 0 | 0 | 0 | 0 | 0 | 0 | 0 | 0 | 0 | 0 | 0 | 0 | 0 | 0 | 0 | 0 | 0 | 0
F4_Commercial_Interruptible - College_Existing_Food Preparation_Natural Gas_Commercial Food Prep Other_A_Technical Potential | F4 | Commercial | Interruptible - College | Existing | Food Preparation | Natural Gas | Commercial Food Prep Other | A | Incremental Energy Savings (MWh or mTherms) | Technical Potential | 0 | 0 | 0.0007265 | 0.00086062 | 0.00096792 | 0.0010538 | 0.0011224 | 0.0011774 | 0.0012213 | 0.0012565 | 0.001117 | 0.0010389 | 0.00027671 | 0.00013553 | 3.9755e-05 | 0.00012337 | 9.8692e-05 | 7.8954e-05 | 6.3163e-05 | 1.7e-05 | 0.0001276 | 0.00017183 | 0.00017609 | 0.00015804 | 0.00011453 | 0 | 0
F5_Commercial_Interruptible - College_Existing_Food Preparation_Natural Gas_Commercial Food Prep Other_A_Technical Potential | F5 | Commercial | Interruptible - College | Existing | Food Preparation | Natural Gas | Commercial Food Prep Other | A | Incremental Summer Peak Savings (MW) | Technical Potential | 0 | 0 | 0 | 0 | 0 | 0 | 0 | 0 | 0 | 0 | 0 | 0 | 0 | 0 | 0 | 0 | 0 | 0 | 0 | 0 | 0 | 0 | 0 | 0 | 0 | 0 | 0
F6_Commercial_Interruptible - College_Existing_Food Preparation_Natural Gas_Commercial Food Prep Other_A_Technical Potential | F6 | Commercial | Interruptible - College | Existing | Food Preparation | Natural Gas | Commercial Food Prep Other | A | Incremental Winter Peak Savings (MW) | Technical Potential | 0 | 0 | 0 | 0 | 0 | 0 | 0 | 0 | 0 | 0 | 0 | 0 | 0 | 0 | 0 | 0 | 0 | 0 | 0 | 0 | 0 | 0 | 0 | 0 | 0 | 0 | 0
F7_Commercial_Interruptible - College_Existing_Food Preparation_Natural Gas_Commercial Food Prep Other_A_Technical Potential | F7 | Commercial | Interruptible - College | Existing | Food Preparation | Natural Gas | Commercial Food Prep Other | A | Cumulative Energy Savings (MWh or mTherms) | Technical Potential | 0 | 0 | 0.0007265 | 0.0015871 | 0.002555 | 0.0036088 | 0.0047312 | 0.0059086 | 0.0071299 | 0.0083864 | 0.0095034 | 0.010542 | 0.010819 | 0.010954 | 0.010994 | 0.011118 | 0.011216 | 0.011295 | 0.011358 | 0.011375 | 0.011503 | 0.011675 | 0.011851 | 0.012009 | 0.012123 | 0.012123 | 0.012123
F8_Commercial_Interruptible - College_Existing_Food Preparation_Natural Gas_Commercial Food Prep Other_A_Technical Potential | F8 | Commercial | Interruptible - College | Existing | Food Preparation | Natural Gas | Commercial Food Prep Other | A | Cumulative Summer Peak Savings (MW) | Technical Potential | 0 | 0 | 0 | 0 | 0 | 0 | 0 | 0 | 0 | 0 | 0 | 0 | 0 | 0 | 0 | 0 | 0 | 0 | 0 | 0 | 0 | 0 | 0 | 0 | 0 | 0 | 0
F9_Commercial_Interruptible - College_Existing_Food Preparation_Natural Gas_Commercial Food Prep Other_A_Technical Potential | F9 | Commercial | Interruptible - College | Existing | Food Preparation | Natural Gas | Commercial Food Prep Other | A | Cumulative Winter Peak Savings (MW) | Technical Potential | 0 | 0 | 0 | 0 | 0 | 0 | 0 | 0 | 0 | 0 | 0 | 0 | 0 | 0 | 0 | 0 | 0 | 0 | 0 | 0 | 0 | 0 | 0 | 0 | 0 | 0 | 0
F10_Commercial_Interruptible - College_Existing_Food Preparation_Natural Gas_Commercial Food Prep Other_A_Technical Potential | F10 | Commercial | Interruptible - College | Existing | Food Preparation | Natural Gas | Commercial Food Prep Other | A | Purchases (Incremental) | Technical Potential | 0 | 0 | 0.0019841 | 0.0023504 | 0.0026434 | 0.0028779 | 0.0030654 | 0.0032154 | 0.0033355 | 0.0034315 | 0.0030504 | 0.0028372 | 0.00075571 | 0.00037014 | 0.00010857 | 0.00033691 | 0.00026953 | 0.00021563 | 0.0001725 | 4.6426e-05 | 0.00034849 | 0.00046927 | 0.00048091 | 0.00043161 | 0.00031278 | 0 | 0
F11_Commercial_Interruptible - College_Existing_Food Preparation_Natural Gas_Commercial Food Prep Other_A_Technical Potential | F11 | Commercial | Interruptible - College | Existing | Food Preparation | Natural Gas | Commercial Food Prep Other | A | Purchases (Cumulative) | Technical Potential | 0 | 0 | 0.0019841 | 0.0043345 | 0.0069779 | 0.0098558 | 0.012921 | 0.016137 | 0.019472 | 0.022904 | 0.025954 | 0.028791 | 0.029547 | 0.029917 | 0.030026 | 0.030363 | 0.030632 | 0.030848 | 0.03102 | 0.031067 | 0.031415 | 0.031884 | 0.032365 | 0.032797 | 0.03311 | 0.03311 | 0.03311
F1_Commercial_Interruptible - College_Existing_Miscellaneous_Natural Gas_Pool Heater_A_Technical Potential | F1 | Commercial | Interruptible - College | Existing | Miscellaneous | Natural Gas | Pool Heater | A | Integrated Unit Energy Savings (kWh or therms) | Technical Potential | 0 | 2233.5 | 2233.5 | 2233.5 | 2233.5 | 2233.5 | 2233.5 | 2233.5 | 2233.5 | 2233.5 | 2233.5 | 2233.5 | 2233.5 | 2233.5 | 2233.5 | 2233.5 | 2233.5 | 2233.5 | 2233.5 | 2233.5 | 2233.5 | 2233.5 | 2233.5 | 2233.5 | 2233.5 | 2233.5 | 2233.5
F2_Commercial_Interruptible - College_Existing_Miscellaneous_Natural Gas_Pool Heater_A_Technical Potential | F2 | Commercial | Interruptible - College | Existing | Miscellaneous | Natural Gas | Pool Heater | A | Integrated Unit Summer Peak Savings (kW) | Technical Potential | 0 | 0 | 0 | 0 | 0 | 0 | 0 | 0 | 0 | 0 | 0 | 0 | 0 | 0 | 0 | 0 | 0 | 0 | 0 | 0 | 0 | 0 | 0 | 0 | 0 | 0 | 0
F3_Commercial_Interruptible - College_Existing_Miscellaneous_Natural Gas_Pool Heater_A_Technical Potential | F3 | Commercial | Interruptible - College | Existing | Miscellaneous | Natural Gas | Pool Heater | A | Integrated Unit Winter Peak Savings (kW) | Technical Potential | 0 | 0 | 0 | 0 | 0 | 0 | 0 | 0 | 0 | 0 | 0 | 0 | 0 | 0 | 0 | 0 | 0 | 0 | 0 | 0 | 0 | 0 | 0 | 0 | 0 | 0 | 0
F4_Commercial_Interruptible - College_Existing_Miscellaneous_Natural Gas_Pool Heater_A_Technical Potential | F4 | Commercial | Interruptible - College | Existing | Miscellaneous | Natural Gas | Pool Heater | A | Incremental Energy Savings (MWh or mTherms) | Technical Potential | 0 | 0 | 0.00038658 | 0.00037591 | 0.00036738 | 0.00036056 | 0.00036843 | 0.00037206 | 0 | 0 | 2.1207e-06 | 0.00011356 | 8.1787e-05 | 5.9884e-05 | 3.1087e-05 | 3.0329e-05 | 5.2379e-05 | 0 | 0 | 0 | 0 | 0 | 0 | 0 | 0 | 0 | 0
F5_Commercial_Interruptible - College_Existing_Miscellaneous_Natural Gas_Pool Heater_A_Technical Potential | F5 | Commercial | Interruptible - College | Existing | Miscellaneous | Natural Gas | Pool Heater | A | Incremental Summer Peak Savings (MW) | Technical Potential | 0 | 0 | 0 | 0 | 0 | 0 | 0 | 0 | 0 | 0 | 0 | 0 | 0 | 0 | 0 | 0 | 0 | 0 | 0 | 0 | 0 | 0 | 0 | 0 | 0 | 0 | 0
F6_Commercial_Interruptible - College_Existing_Miscellaneous_Natural Gas_Pool Heater_A_Technical Potential | F6 | Commercial | Interruptible - College | Existing | Miscellaneous | Natural Gas | Pool Heater | A | Incremental Winter Peak Savings (MW) | Technical Potential | 0 | 0 | 0 | 0 | 0 | 0 | 0 | 0 | 0 | 0 | 0 | 0 | 0 | 0 | 0 | 0 | 0 | 0 | 0 | 0 | 0 | 0 | 0 | 0 | 0 | 0 | 0
F7_Commercial_Interruptible - College_Existing_Miscellaneous_Natural Gas_Pool Heater_A_Technical Potential | F7 | Commercial | Interruptible - College | Existing | Miscellaneous | Natural Gas | Pool Heater | A | Cumulative Energy Savings (MWh or mTherms) | Technical Potential | 0 | 0 | 0.00038658 | 0.00076249 | 0.0011299 | 0.0014904 | 0.0018589 | 0.0022309 | 0.0022309 | 0.0022309 | 0.002233 | 0.0023466 | 0.0024284 | 0.0024883 | 0.0025194 | 0.0025497 | 0.0026021 | 0.0026021 | 0.0026021 | 0.0026021 | 0.0026021 | 0.0026021 | 0.0026021 | 0.0026021 | 0.0026021 | 0.0026021 | 0.0026021
F8_Commercial_Interruptible - College_Existing_Miscellaneous_Natural Gas_Pool Heater_A_Technical Potential | F8 | Commercial | Interruptible - College | Existing | Miscellaneous | Natural Gas | Pool Heater | A | Cumulative Summer Peak Savings (MW) | Technical Potential | 0 | 0 | 0 | 0 | 0 | 0 | 0 | 0 | 0 | 0 | 0 | 0 | 0 | 0 | 0 | 0 | 0 | 0 | 0 | 0 | 0 | 0 | 0 | 0 | 0 | 0 | 0
F9_Commercial_Interruptible - College_Existing_Miscellaneous_Natural Gas_Pool Heater_A_Technical Potential | F9 | Commercial | Interruptible - College | Existing | Miscellaneous | Natural Gas | Pool Heater | A | Cumulative Winter Peak Savings (MW) | Technical Potential | 0 | 0 | 0 | 0 | 0 | 0 | 0 | 0 | 0 | 0 | 0 | 0 | 0 | 0 | 0 | 0 | 0 | 0 | 0 | 0 | 0 | 0 | 0 | 0 | 0 | 0 | 0
F10_Commercial_Interruptible - College_Existing_Miscellaneous_Natural Gas_Pool Heater_A_Technical Potential | F10 | Commercial | Interruptible - College | Existing | Miscellaneous | Natural Gas | Pool Heater | A | Purchases (Incremental) | Technical Potential | 0 | 0 | 0.00017308 | 0.00016831 | 0.00016449 | 0.00016143 | 0.00016496 | 0.00016658 | 0 | 0 | 9.4949e-07 | 5.0846e-05 | 3.6618e-05 | 2.6812e-05 | 1.3918e-05 | 1.3579e-05 | 2.3451e-05 | 0 | 0 | 0 | 0 | 0 | 0 | 0 | 0 | 0 | 0
F11_Commercial_Interruptible - College_Existing_Miscellaneous_Natural Gas_Pool Heater_A_Technical Potential | F11 | Commercial | Interruptible - College | Existing | Miscellaneous | Natural Gas | Pool Heater | A | Purchases (Cumulative) | Technical Potential | 0 | 0 | 0.00017308 | 0.00034139 | 0.00050588 | 0.00066731 | 0.00083226 | 0.00099884 | 0.00099884 | 0.00099884 | 0.00099979 | 0.0010506 | 0.0010873 | 0.0011141 | 0.001128 | 0.0011416 | 0.001165 | 0.001165 | 0.001165 | 0.001165 | 0.001165 | 0.001165 | 0.001165 | 0.001165 | 0.001165 | 0.001165 | 0.001165
F1_Commercial_Interruptible - College_New_Space Heating_Natural Gas_Furnace_A_Technical Potential | F1 | Commercial | Interruptible - College | New | Space Heating | Natural Gas | Furnace | A | Integrated Unit Energy Savings (kWh or therms) | Technical Potential | 0 | 0 | 0 | 0 | 0 | 0 | 0 | 0 | 0 | 0 | 0 | 0 | 0 | 0 | 0 | 0 | 0 | 0 | 0 | 0 | 0 | 0 | 0 | 0 | 0 | 0 | 0
F2_Commercial_Interruptible - College_New_Space Heating_Natural Gas_Furnace_A_Technical Potential | F2 | Commercial | Interruptible - College | New | Space Heating | Natural Gas | Furnace | A | Integrated Unit Summer Peak Savings (kW) | Technical Potential | 0 | 0 | 0 | 0 | 0 | 0 | 0 | 0 | 0 | 0 | 0 | 0 | 0 | 0 | 0 | 0 | 0 | 0 | 0 | 0 | 0 | 0 | 0 | 0 | 0 | 0 | 0
F3_Commercial_Interruptible - College_New_Space Heating_Natural Gas_Furnace_A_Technical Potential | F3 | Commercial | Interruptible - College | New | Space Heating | Natural Gas | Furnace | A | Integrated Unit Winter Peak Savings (kW) | Technical Potential | 0 | 0 | 0 | 0 | 0 | 0 | 0 | 0 | 0 | 0 | 0 | 0 | 0 | 0 | 0 | 0 | 0 | 0 | 0 | 0 | 0 | 0 | 0 | 0 | 0 | 0 | 0
F4_Commercial_Interruptible - College_New_Space Heating_Natural Gas_Furnace_A_Technical Potential | F4 | Commercial | Interruptible - College | New | Space Heating | Natural Gas | Furnace | A | Incremental Energy Savings (MWh or mTherms) | Technical Potential | 0 | 0 | 0 | 0 | 0 | 0 | 0 | 0 | 0 | 0 | 0 | 0 | 0 | 0 | 0 | 0 | 0 | 0 | 0 | 0 | 0 | 0 | 0 | 0 | 0 | 0 | 0
F5_Commercial_Interruptible - College_New_Space Heating_Natural Gas_Furnace_A_Technical Potential | F5 | Commercial | Interruptible - College | New | Space Heating | Natural Gas | Furnace | A | Incremental Summer Peak Savings (MW) | Technical Potential | 0 | 0 | 0 | 0 | 0 | 0 | 0 | 0 | 0 | 0 | 0 | 0 | 0 | 0 | 0 | 0 | 0 | 0 | 0 | 0 | 0 | 0 | 0 | 0 | 0 | 0 | 0
F6_Commercial_Interruptible - College_New_Space Heating_Natural Gas_Furnace_A_Technical Potential | F6 | Commercial | Interruptible - College | New | Space Heating | Natural Gas | Furnace | A | Incremental Winter Peak Savings (MW) | Technical Potential | 0 | 0 | 0 | 0 | 0 | 0 | 0 | 0 | 0 | 0 | 0 | 0 | 0 | 0 | 0 | 0 | 0 | 0 | 0 | 0 | 0 | 0 | 0 | 0 | 0 | 0 | 0
F7_Commercial_Interruptible - College_New_Space Heating_Natural Gas_Furnace_A_Technical Potential | F7 | Commercial | Interruptible - College | New | Space Heating | Natural Gas | Furnace | A | Cumulative Energy Savings (MWh or mTherms) | Technical Potential | 0 | 0 | 0 | 0 | 0 | 0 | 0 | 0 | 0 | 0 | 0 | 0 | 0 | 0 | 0 | 0 | 0 | 0 | 0 | 0 | 0 | 0 | 0 | 0 | 0 | 0 | 0
F8_Commercial_Interruptible - College_New_Space Heating_Natural Gas_Furnace_A_Technical Potential | F8 | Commercial | Interruptible - College | New | Space Heating | Natural Gas | Furnace | A | Cumulative Summer Peak Savings (MW) | Technical Potential | 0 | 0 | 0 | 0 | 0 | 0 | 0 | 0 | 0 | 0 | 0 | 0 | 0 | 0 | 0 | 0 | 0 | 0 | 0 | 0 | 0 | 0 | 0 | 0 | 0 | 0 | 0
F9_Commercial_Interruptible - College_New_Space Heating_Natural Gas_Furnace_A_Technical Potential | F9 | Commercial | Interruptible - College | New | Space Heating | Natural Gas | Furnace | A | Cumulative Winter Peak Savings (MW) | Technical Potential | 0 | 0 | 0 | 0 | 0 | 0 | 0 | 0 | 0 | 0 | 0 | 0 | 0 | 0 | 0 | 0 | 0 | 0 | 0 | 0 | 0 | 0 | 0 | 0 | 0 | 0 | 0
F10_Commercial_Interruptible - College_New_Space Heating_Natural Gas_Furnace_A_Technical Potential | F10 | Commercial | Interruptible - College | New | Space Heating | Natural Gas | Furnace | A | Purchases (Incremental) | Technical Potential | 0 | 0 | 0 | 0 | 0 | 0 | 0 | 0 | 0 | 0 | 0 | 0 | 0 | 0 | 0 | 0 | 0 | 0 | 0 | 0 | 0 | 0 | 0 | 0 | 0 | 0 | 0
F11_Commercial_Interruptible - College_New_Space Heating_Natural Gas_Furnace_A_Technical Potential | F11 | Commercial | Interruptible - College | New | Space Heating | Natural Gas | Furnace | A | Purchases (Cumulative) | Technical Potential | 0 | 0 | 0 | 0 | 0 | 0 | 0 | 0 | 0 | 0 | 0 | 0 | 0 | 0 | 0 | 0 | 0 | 0 | 0 | 0 | 0 | 0 | 0 | 0 | 0 | 0 | 0
F1_Commercial_Interruptible - College_New_Space Heating_Natural Gas_Boiler_A_Technical Potential | F1 | Commercial | Interruptible - College | New | Space Heating | Natural Gas | Boiler | A | Integrated Unit Energy Savings (kWh or therms) | Technical Potential | 0 | 0 | 0 | 0 | 0 | 0 | 0 | 0 | 0 | 0 | 0 | 0 | 0 | 0 | 0 | 0 | 0 | 0 | 0 | 0 | 0 | 0 | 0 | 0 | 0 | 0 | 0
F2_Commercial_Interruptible - College_New_Space Heating_Natural Gas_Boiler_A_Technical Potential | F2 | Commercial | Interruptible - College | New | Space Heating | Natural Gas | Boiler | A | Integrated Unit Summer Peak Savings (kW) | Technical Potential | 0 | 0 | 0 | 0 | 0 | 0 | 0 | 0 | 0 | 0 | 0 | 0 | 0 | 0 | 0 | 0 | 0 | 0 | 0 | 0 | 0 | 0 | 0 | 0 | 0 | 0 | 0
F3_Commercial_Interruptible - College_New_Space Heating_Natural Gas_Boiler_A_Technical Potential | F3 | Commercial | Interruptible - College | New | Space Heating | Natural Gas | Boiler | A | Integrated Unit Winter Peak Savings (kW) | Technical Potential | 0 | 0 | 0 | 0 | 0 | 0 | 0 | 0 | 0 | 0 | 0 | 0 | 0 | 0 | 0 | 0 | 0 | 0 | 0 | 0 | 0 | 0 | 0 | 0 | 0 | 0 | 0
F4_Commercial_Interruptible - College_New_Space Heating_Natural Gas_Boiler_A_Technical Potential | F4 | Commercial | Interruptible - College | New | Space Heating | Natural Gas | Boiler | A | Incremental Energy Savings (MWh or mTherms) | Technical Potential | 0 | 0 | 0 | 0 | 0 | 0 | 0 | 0 | 0 | 0 | 0 | 0 | 0 | 0 | 0 | 0 | 0 | 0 | 0 | 0 | 0 | 0 | 0 | 0 | 0 | 0 | 0
F5_Commercial_Interruptible - College_New_Space Heating_Natural Gas_Boiler_A_Technical Potential | F5 | Commercial | Interruptible - College | New | Space Heating | Natural Gas | Boiler | A | Incremental Summer Peak Savings (MW) | Technical Potential | 0 | 0 | 0 | 0 | 0 | 0 | 0 | 0 | 0 | 0 | 0 | 0 | 0 | 0 | 0 | 0 | 0 | 0 | 0 | 0 | 0 | 0 | 0 | 0 | 0 | 0 | 0
F6_Commercial_Interruptible - College_New_Space Heating_Natural Gas_Boiler_A_Technical Potential | F6 | Commercial | Interruptible - College | New | Space Heating | Natural Gas | Boiler | A | Incremental Winter Peak Savings (MW) | Technical Potential | 0 | 0 | 0 | 0 | 0 | 0 | 0 | 0 | 0 | 0 | 0 | 0 | 0 | 0 | 0 | 0 | 0 | 0 | 0 | 0 | 0 | 0 | 0 | 0 | 0 | 0 | 0
F7_Commercial_Interruptible - College_New_Space Heating_Natural Gas_Boiler_A_Technical Potential | F7 | Commercial | Interruptible - College | New | Space Heating | Natural Gas | Boiler | A | Cumulative Energy Savings (MWh or mTherms) | Technical Potential | 0 | 0 | 0 | 0 | 0 | 0 | 0 | 0 | 0 | 0 | 0 | 0 | 0 | 0 | 0 | 0 | 0 | 0 | 0 | 0 | 0 | 0 | 0 | 0 | 0 | 0 | 0
F8_Commercial_Interruptible - College_New_Space Heating_Natural Gas_Boiler_A_Technical Potential | F8 | Commercial | Interruptible - College | New | Space Heating | Natural Gas | Boiler | A | Cumulative Summer Peak Savings (MW) | Technical Potential | 0 | 0 | 0 | 0 | 0 | 0 | 0 | 0 | 0 | 0 | 0 | 0 | 0 | 0 | 0 | 0 | 0 | 0 | 0 | 0 | 0 | 0 | 0 | 0 | 0 | 0 | 0
F9_Commercial_Interruptible - College_New_Space Heating_Natural Gas_Boiler_A_Technical Potential | F9 | Commercial | Interruptible - College | New | Space Heating | Natural Gas | Boiler | A | Cumulative Winter Peak Savings (MW) | Technical Potential | 0 | 0 | 0 | 0 | 0 | 0 | 0 | 0 | 0 | 0 | 0 | 0 | 0 | 0 | 0 | 0 | 0 | 0 | 0 | 0 | 0 | 0 | 0 | 0 | 0 | 0 | 0
F10_Commercial_Interruptible - College_New_Space Heating_Natural Gas_Boiler_A_Technical Potential | F10 | Commercial | Interruptible - College | New | Space Heating | Natural Gas | Boiler | A | Purchases (Incremental) | Technical Potential | 0 | 0 | 0 | 0 | 0 | 0 | 0 | 0 | 0 | 0 | 0 | 0 | 0 | 0 | 0 | 0 | 0 | 0 | 0 | 0 | 0 | 0 | 0 | 0 | 0 | 0 | 0
F11_Commercial_Interruptible - College_New_Space Heating_Natural Gas_Boiler_A_Technical Potential | F11 | Commercial | Interruptible - College | New | Space Heating | Natural Gas | Boiler | A | Purchases (Cumulative) | Technical Potential | 0 | 0 | 0 | 0 | 0 | 0 | 0 | 0 | 0 | 0 | 0 | 0 | 0 | 0 | 0 | 0 | 0 | 0 | 0 | 0 | 0 | 0 | 0 | 0 | 0 | 0 | 0
F1_Commercial_Interruptible - College_New_Space Heating_Natural Gas_Unit Heater_A_Technical Potential | F1 | Commercial | Interruptible - College | New | Space Heating | Natural Gas | Unit Heater | A | Integrated Unit Energy Savings (kWh or therms) | Technical Potential | 0 | 0 | 0 | 0 | 0 | 0 | 0 | 0 | 0 | 0 | 0 | 0 | 0 | 0 | 0 | 0 | 0 | 0 | 0 | 0 | 0 | 0 | 0 | 0 | 0 | 0 | 0
F2_Commercial_Interruptible - College_New_Space Heating_Natural Gas_Unit Heater_A_Technical Potential | F2 | Commercial | Interruptible - College | New | Space Heating | Natural Gas | Unit Heater | A | Integrated Unit Summer Peak Savings (kW) | Technical Potential | 0 | 0 | 0 | 0 | 0 | 0 | 0 | 0 | 0 | 0 | 0 | 0 | 0 | 0 | 0 | 0 | 0 | 0 | 0 | 0 | 0 | 0 | 0 | 0 | 0 | 0 | 0
F3_Commercial_Interruptible - College_New_Space Heating_Natural Gas_Unit Heater_A_Technical Potential | F3 | Commercial | Interruptible - College | New | Space Heating | Natural Gas | Unit Heater | A | Integrated Unit Winter Peak Savings (kW) | Technical Potential | 0 | 0 | 0 | 0 | 0 | 0 | 0 | 0 | 0 | 0 | 0 | 0 | 0 | 0 | 0 | 0 | 0 | 0 | 0 | 0 | 0 | 0 | 0 | 0 | 0 | 0 | 0
F4_Commercial_Interruptible - College_New_Space Heating_Natural Gas_Unit Heater_A_Technical Potential | F4 | Commercial | Interruptible - College | New | Space Heating | Natural Gas | Unit Heater | A | Incremental Energy Savings (MWh or mTherms) | Technical Potential | 0 | 0 | 0 | 0 | 0 | 0 | 0 | 0 | 0 | 0 | 0 | 0 | 0 | 0 | 0 | 0 | 0 | 0 | 0 | 0 | 0 | 0 | 0 | 0 | 0 | 0 | 0
F5_Commercial_Interruptible - College_New_Space Heating_Natural Gas_Unit Heater_A_Technical Potential | F5 | Commercial | Interruptible - College | New | Space Heating | Natural Gas | Unit Heater | A | Incremental Summer Peak Savings (MW) | Technical Potential | 0 | 0 | 0 | 0 | 0 | 0 | 0 | 0 | 0 | 0 | 0 | 0 | 0 | 0 | 0 | 0 | 0 | 0 | 0 | 0 | 0 | 0 | 0 | 0 | 0 | 0 | 0
F6_Commercial_Interruptible - College_New_Space Heating_Natural Gas_Unit Heater_A_Technical Potential | F6 | Commercial | Interruptible - College | New | Space Heating | Natural Gas | Unit Heater | A | Incremental Winter Peak Savings (MW) | Technical Potential | 0 | 0 | 0 | 0 | 0 | 0 | 0 | 0 | 0 | 0 | 0 | 0 | 0 | 0 | 0 | 0 | 0 | 0 | 0 | 0 | 0 | 0 | 0 | 0 | 0 | 0 | 0
F7_Commercial_Interruptible - College_New_Space Heating_Natural Gas_Unit Heater_A_Technical Potential | F7 | Commercial | Interruptible - College | New | Space Heating | Natural Gas | Unit Heater | A | Cumulative Energy Savings (MWh or mTherms) | Technical Potential | 0 | 0 | 0 | 0 | 0 | 0 | 0 | 0 | 0 | 0 | 0 | 0 | 0 | 0 | 0 | 0 | 0 | 0 | 0 | 0 | 0 | 0 | 0 | 0 | 0 | 0 | 0
F8_Commercial_Interruptible - College_New_Space Heating_Natural Gas_Unit Heater_A_Technical Potential | F8 | Commercial | Interruptible - College | New | Space Heating | Natural Gas | Unit Heater | A | Cumulative Summer Peak Savings (MW) | Technical Potential | 0 | 0 | 0 | 0 | 0 | 0 | 0 | 0 | 0 | 0 | 0 | 0 | 0 | 0 | 0 | 0 | 0 | 0 | 0 | 0 | 0 | 0 | 0 | 0 | 0 | 0 | 0
F9_Commercial_Interruptible - College_New_Space Heating_Natural Gas_Unit Heater_A_Technical Potential | F9 | Commercial | Interruptible - College | New | Space Heating | Natural Gas | Unit Heater | A | Cumulative Winter Peak Savings (MW) | Technical Potential | 0 | 0 | 0 | 0 | 0 | 0 | 0 | 0 | 0 | 0 | 0 | 0 | 0 | 0 | 0 | 0 | 0 | 0 | 0 | 0 | 0 | 0 | 0 | 0 | 0 | 0 | 0
F10_Commercial_Interruptible - College_New_Space Heating_Natural Gas_Unit Heater_A_Technical Potential | F10 | Commercial | Interruptible - College | New | Space Heating | Natural Gas | Unit Heater | A | Purchases (Incremental) | Technical Potential | 0 | 0 | 0 | 0 | 0 | 0 | 0 | 0 | 0 | 0 | 0 | 0 | 0 | 0 | 0 | 0 | 0 | 0 | 0 | 0 | 0 | 0 | 0 | 0 | 0 | 0 | 0
F11_Commercial_Interruptible - College_New_Space Heating_Natural Gas_Unit Heater_A_Technical Potential | F11 | Commercial | Interruptible - College | New | Space Heating | Natural Gas | Unit Heater | A | Purchases (Cumulative) | Technical Potential | 0 | 0 | 0 | 0 | 0 | 0 | 0 | 0 | 0 | 0 | 0 | 0 | 0 | 0 | 0 | 0 | 0 | 0 | 0 | 0 | 0 | 0 | 0 | 0 | 0 | 0 | 0
F1_Commercial_Interruptible - College_New_Water Heating_Natural Gas_Water Heater_A_Technical Potential | F1 | Commercial | Interruptible - College | New | Water Heating | Natural Gas | Water Heater | A | Integrated Unit Energy Savings (kWh or therms) | Technical Potential | 0 | 0 | 0 | 0 | 0 | 0 | 0 | 0 | 0 | 0 | 0 | 0 | 0 | 0 | 0 | 0 | 0 | 0 | 0 | 0 | 0 | 0 | 0 | 0 | 0 | 0 | 0
F2_Commercial_Interruptible - College_New_Water Heating_Natural Gas_Water Heater_A_Technical Potential | F2 | Commercial | Interruptible - College | New | Water Heating | Natural Gas | Water Heater | A | Integrated Unit Summer Peak Savings (kW) | Technical Potential | 0 | 0 | 0 | 0 | 0 | 0 | 0 | 0 | 0 | 0 | 0 | 0 | 0 | 0 | 0 | 0 | 0 | 0 | 0 | 0 | 0 | 0 | 0 | 0 | 0 | 0 | 0
F3_Commercial_Interruptible - College_New_Water Heating_Natural Gas_Water Heater_A_Technical Potential | F3 | Commercial | Interruptible - College | New | Water Heating | Natural Gas | Water Heater | A | Integrated Unit Winter Peak Savings (kW) | Technical Potential | 0 | 0 | 0 | 0 | 0 | 0 | 0 | 0 | 0 | 0 | 0 | 0 | 0 | 0 | 0 | 0 | 0 | 0 | 0 | 0 | 0 | 0 | 0 | 0 | 0 | 0 | 0
F4_Commercial_Interruptible - College_New_Water Heating_Natural Gas_Water Heater_A_Technical Potential | F4 | Commercial | Interruptible - College | New | Water Heating | Natural Gas | Water Heater | A | Incremental Energy Savings (MWh or mTherms) | Technical Potential | 0 | 0 | 0 | 0 | 0 | 0 | 0 | 0 | 0 | 0 | 0 | 0 | 0 | 0 | 0 | 0 | 0 | 0 | 0 | 0 | 0 | 0 | 0 | 0 | 0 | 0 | 0
F5_Commercial_Interruptible - College_New_Water Heating_Natural Gas_Water Heater_A_Technical Potential | F5 | Commercial | Interruptible - College | New | Water Heating | Natural Gas | Water Heater | A | Incremental Summer Peak Savings (MW) | Technical Potential | 0 | 0 | 0 | 0 | 0 | 0 | 0 | 0 | 0 | 0 | 0 | 0 | 0 | 0 | 0 | 0 | 0 | 0 | 0 | 0 | 0 | 0 | 0 | 0 | 0 | 0 | 0
F6_Commercial_Interruptible - College_New_Water Heating_Natural Gas_Water Heater_A_Technical Potential | F6 | Commercial | Interruptible - College | New | Water Heating | Natural Gas | Water Heater | A | Incremental Winter Peak Savings (MW) | Technical Potential | 0 | 0 | 0 | 0 | 0 | 0 | 0 | 0 | 0 | 0 | 0 | 0 | 0 | 0 | 0 | 0 | 0 | 0 | 0 | 0 | 0 | 0 | 0 | 0 | 0 | 0 | 0
F7_Commercial_Interruptible - College_New_Water Heating_Natural Gas_Water Heater_A_Technical Potential | F7 | Commercial | Interruptible - College | New | Water Heating | Natural Gas | Water Heater | A | Cumulative Energy Savings (MWh or mTherms) | Technical Potential | 0 | 0 | 0 | 0 | 0 | 0 | 0 | 0 | 0 | 0 | 0 | 0 | 0 | 0 | 0 | 0 | 0 | 0 | 0 | 0 | 0 | 0 | 0 | 0 | 0 | 0 | 0
F8_Commercial_Interruptible - College_New_Water Heating_Natural Gas_Water Heater_A_Technical Potential | F8 | Commercial | Interruptible - College | New | Water Heating | Natural Gas | Water Heater | A | Cumulative Summer Peak Savings (MW) | Technical Potential | 0 | 0 | 0 | 0 | 0 | 0 | 0 | 0 | 0 | 0 | 0 | 0 | 0 | 0 | 0 | 0 | 0 | 0 | 0 | 0 | 0 | 0 | 0 | 0 | 0 | 0 | 0
F9_Commercial_Interruptible - College_New_Water Heating_Natural Gas_Water Heater_A_Technical Potential | F9 | Commercial | Interruptible - College | New | Water Heating | Natural Gas | Water Heater | A | Cumulative Winter Peak Savings (MW) | Technical Potential | 0 | 0 | 0 | 0 | 0 | 0 | 0 | 0 | 0 | 0 | 0 | 0 | 0 | 0 | 0 | 0 | 0 | 0 | 0 | 0 | 0 | 0 | 0 | 0 | 0 | 0 | 0
F10_Commercial_Interruptible - College_New_Water Heating_Natural Gas_Water Heater_A_Technical Potential | F10 | Commercial | Interruptible - College | New | Water Heating | Natural Gas | Water Heater | A | Purchases (Incremental) | Technical Potential | 0 | 0 | 0 | 0 | 0 | 0 | 0 | 0 | 0 | 0 | 0 | 0 | 0 | 0 | 0 | 0 | 0 | 0 | 0 | 0 | 0 | 0 | 0 | 0 | 0 | 0 | 0
F11_Commercial_Interruptible - College_New_Water Heating_Natural Gas_Water Heater_A_Technical Potential | F11 | Commercial | Interruptible - College | New | Water Heating | Natural Gas | Water Heater | A | Purchases (Cumulative) | Technical Potential | 0 | 0 | 0 | 0 | 0 | 0 | 0 | 0 | 0 | 0 | 0 | 0 | 0 | 0 | 0 | 0 | 0 | 0 | 0 | 0 | 0 | 0 | 0 | 0 | 0 | 0 | 0
F1_Commercial_Interruptible - College_New_Food Preparation_Natural Gas_Oven_A_Technical Potential | F1 | Commercial | Interruptible - College | New | Food Preparation | Natural Gas | Oven | A | Integrated Unit Energy Savings (kWh or therms) | Technical Potential | 0 | 0 | 0 | 0 | 0 | 0 | 0 | 0 | 0 | 0 | 0 | 0 | 0 | 0 | 0 | 0 | 0 | 0 | 0 | 0 | 0 | 0 | 0 | 0 | 0 | 0 | 0
F2_Commercial_Interruptible - College_New_Food Preparation_Natural Gas_Oven_A_Technical Potential | F2 | Commercial | Interruptible - College | New | Food Preparation | Natural Gas | Oven | A | Integrated Unit Summer Peak Savings (kW) | Technical Potential | 0 | 0 | 0 | 0 | 0 | 0 | 0 | 0 | 0 | 0 | 0 | 0 | 0 | 0 | 0 | 0 | 0 | 0 | 0 | 0 | 0 | 0 | 0 | 0 | 0 | 0 | 0
F3_Commercial_Interruptible - College_New_Food Preparation_Natural Gas_Oven_A_Technical Potential | F3 | Commercial | Interruptible - College | New | Food Preparation | Natural Gas | Oven | A | Integrated Unit Winter Peak Savings (kW) | Technical Potential | 0 | 0 | 0 | 0 | 0 | 0 | 0 | 0 | 0 | 0 | 0 | 0 | 0 | 0 | 0 | 0 | 0 | 0 | 0 | 0 | 0 | 0 | 0 | 0 | 0 | 0 | 0
F4_Commercial_Interruptible - College_New_Food Preparation_Natural Gas_Oven_A_Technical Potential | F4 | Commercial | Interruptible - College | New | Food Preparation | Natural Gas | Oven | A | Incremental Energy Savings (MWh or mTherms) | Technical Potential | 0 | 0 | 0 | 0 | 0 | 0 | 0 | 0 | 0 | 0 | 0 | 0 | 0 | 0 | 0 | 0 | 0 | 0 | 0 | 0 | 0 | 0 | 0 | 0 | 0 | 0 | 0
F5_Commercial_Interruptible - College_New_Food Preparation_Natural Gas_Oven_A_Technical Potential | F5 | Commercial | Interruptible - College | New | Food Preparation | Natural Gas | Oven | A | Incremental Summer Peak Savings (MW) | Technical Potential | 0 | 0 | 0 | 0 | 0 | 0 | 0 | 0 | 0 | 0 | 0 | 0 | 0 | 0 | 0 | 0 | 0 | 0 | 0 | 0 | 0 | 0 | 0 | 0 | 0 | 0 | 0
F6_Commercial_Interruptible - College_New_Food Preparation_Natural Gas_Oven_A_Technical Potential | F6 | Commercial | Interruptible - College | New | Food Preparation | Natural Gas | Oven | A | Incremental Winter Peak Savings (MW) | Technical Potential | 0 | 0 | 0 | 0 | 0 | 0 | 0 | 0 | 0 | 0 | 0 | 0 | 0 | 0 | 0 | 0 | 0 | 0 | 0 | 0 | 0 | 0 | 0 | 0 | 0 | 0 | 0
F7_Commercial_Interruptible - College_New_Food Preparation_Natural Gas_Oven_A_Technical Potential | F7 | Commercial | Interruptible - College | New | Food Preparation | Natural Gas | Oven | A | Cumulative Energy Savings (MWh or mTherms) | Technical Potential | 0 | 0 | 0 | 0 | 0 | 0 | 0 | 0 | 0 | 0 | 0 | 0 | 0 | 0 | 0 | 0 | 0 | 0 | 0 | 0 | 0 | 0 | 0 | 0 | 0 | 0 | 0
F8_Commercial_Interruptible - College_New_Food Preparation_Natural Gas_Oven_A_Technical Potential | F8 | Commercial | Interruptible - College | New | Food Preparation | Natural Gas | Oven | A | Cumulative Summer Peak Savings (MW) | Technical Potential | 0 | 0 | 0 | 0 | 0 | 0 | 0 | 0 | 0 | 0 | 0 | 0 | 0 | 0 | 0 | 0 | 0 | 0 | 0 | 0 | 0 | 0 | 0 | 0 | 0 | 0 | 0
F9_Commercial_Interruptible - College_New_Food Preparation_Natural Gas_Oven_A_Technical Potential | F9 | Commercial | Interruptible - College | New | Food Preparation | Natural Gas | Oven | A | Cumulative Winter Peak Savings (MW) | Technical Potential | 0 | 0 | 0 | 0 | 0 | 0 | 0 | 0 | 0 | 0 | 0 | 0 | 0 | 0 | 0 | 0 | 0 | 0 | 0 | 0 | 0 | 0 | 0 | 0 | 0 | 0 | 0
F10_Commercial_Interruptible - College_New_Food Preparation_Natural Gas_Oven_A_Technical Potential | F10 | Commercial | Interruptible - College | New | Food Preparation | Natural Gas | Oven | A | Purchases (Incremental) | Technical Potential | 0 | 0 | 0 | 0 | 0 | 0 | 0 | 0 | 0 | 0 | 0 | 0 | 0 | 0 | 0 | 0 | 0 | 0 | 0 | 0 | 0 | 0 | 0 | 0 | 0 | 0 | 0
F11_Commercial_Interruptible - College_New_Food Preparation_Natural Gas_Oven_A_Technical Potential | F11 | Commercial | Interruptible - College | New | Food Preparation | Natural Gas | Oven | A | Purchases (Cumulative) | Technical Potential | 0 | 0 | 0 | 0 | 0 | 0 | 0 | 0 | 0 | 0 | 0 | 0 | 0 | 0 | 0 | 0 | 0 | 0 | 0 | 0 | 0 | 0 | 0 | 0 | 0 | 0 | 0
F1_Commercial_Interruptible - College_New_Food Preparation_Natural Gas_Conveyor Oven_A_Technical Potential | F1 | Commercial | Interruptible - College | New | Food Preparation | Natural Gas | Conveyor Oven | A | Integrated Unit Energy Savings (kWh or therms) | Technical Potential | 0 | 0 | 0 | 0 | 0 | 0 | 0 | 0 | 0 | 0 | 0 | 0 | 0 | 0 | 0 | 0 | 0 | 0 | 0 | 0 | 0 | 0 | 0 | 0 | 0 | 0 | 0
F2_Commercial_Interruptible - College_New_Food Preparation_Natural Gas_Conveyor Oven_A_Technical Potential | F2 | Commercial | Interruptible - College | New | Food Preparation | Natural Gas | Conveyor Oven | A | Integrated Unit Summer Peak Savings (kW) | Technical Potential | 0 | 0 | 0 | 0 | 0 | 0 | 0 | 0 | 0 | 0 | 0 | 0 | 0 | 0 | 0 | 0 | 0 | 0 | 0 | 0 | 0 | 0 | 0 | 0 | 0 | 0 | 0
F3_Commercial_Interruptible - College_New_Food Preparation_Natural Gas_Conveyor Oven_A_Technical Potential | F3 | Commercial | Interruptible - College | New | Food Preparation | Natural Gas | Conveyor Oven | A | Integrated Unit Winter Peak Savings (kW) | Technical Potential | 0 | 0 | 0 | 0 | 0 | 0 | 0 | 0 | 0 | 0 | 0 | 0 | 0 | 0 | 0 | 0 | 0 | 0 | 0 | 0 | 0 | 0 | 0 | 0 | 0 | 0 | 0
F4_Commercial_Interruptible - College_New_Food Preparation_Natural Gas_Conveyor Oven_A_Technical Potential | F4 | Commercial | Interruptible - College | New | Food Preparation | Natural Gas | Conveyor Oven | A | Incremental Energy Savings (MWh or mTherms) | Technical Potential | 0 | 0 | 0 | 0 | 0 | 0 | 0 | 0 | 0 | 0 | 0 | 0 | 0 | 0 | 0 | 0 | 0 | 0 | 0 | 0 | 0 | 0 | 0 | 0 | 0 | 0 | 0
F5_Commercial_Interruptible - College_New_Food Preparation_Natural Gas_Conveyor Oven_A_Technical Potential | F5 | Commercial | Interruptible - College | New | Food Preparation | Natural Gas | Conveyor Oven | A | Incremental Summer Peak Savings (MW) | Technical Potential | 0 | 0 | 0 | 0 | 0 | 0 | 0 | 0 | 0 | 0 | 0 | 0 | 0 | 0 | 0 | 0 | 0 | 0 | 0 | 0 | 0 | 0 | 0 | 0 | 0 | 0 | 0
F6_Commercial_Interruptible - College_New_Food Preparation_Natural Gas_Conveyor Oven_A_Technical Potential | F6 | Commercial | Interruptible - College | New | Food Preparation | Natural Gas | Conveyor Oven | A | Incremental Winter Peak Savings (MW) | Technical Potential | 0 | 0 | 0 | 0 | 0 | 0 | 0 | 0 | 0 | 0 | 0 | 0 | 0 | 0 | 0 | 0 | 0 | 0 | 0 | 0 | 0 | 0 | 0 | 0 | 0 | 0 | 0
F7_Commercial_Interruptible - College_New_Food Preparation_Natural Gas_Conveyor Oven_A_Technical Potential | F7 | Commercial | Interruptible - College | New | Food Preparation | Natural Gas | Conveyor Oven | A | Cumulative Energy Savings (MWh or mTherms) | Technical Potential | 0 | 0 | 0 | 0 | 0 | 0 | 0 | 0 | 0 | 0 | 0 | 0 | 0 | 0 | 0 | 0 | 0 | 0 | 0 | 0 | 0 | 0 | 0 | 0 | 0 | 0 | 0
F8_Commercial_Interruptible - College_New_Food Preparation_Natural Gas_Conveyor Oven_A_Technical Potential | F8 | Commercial | Interruptible - College | New | Food Preparation | Natural Gas | Conveyor Oven | A | Cumulative Summer Peak Savings (MW) | Technical Potential | 0 | 0 | 0 | 0 | 0 | 0 | 0 | 0 | 0 | 0 | 0 | 0 | 0 | 0 | 0 | 0 | 0 | 0 | 0 | 0 | 0 | 0 | 0 | 0 | 0 | 0 | 0
F9_Commercial_Interruptible - College_New_Food Preparation_Natural Gas_Conveyor Oven_A_Technical Potential | F9 | Commercial | Interruptible - College | New | Food Preparation | Natural Gas | Conveyor Oven | A | Cumulative Winter Peak Savings (MW) | Technical Potential | 0 | 0 | 0 | 0 | 0 | 0 | 0 | 0 | 0 | 0 | 0 | 0 | 0 | 0 | 0 | 0 | 0 | 0 | 0 | 0 | 0 | 0 | 0 | 0 | 0 | 0 | 0
F10_Commercial_Interruptible - College_New_Food Preparation_Natural Gas_Conveyor Oven_A_Technical Potential | F10 | Commercial | Interruptible - College | New | Food Preparation | Natural Gas | Conveyor Oven | A | Purchases (Incremental) | Technical Potential | 0 | 0 | 0 | 0 | 0 | 0 | 0 | 0 | 0 | 0 | 0 | 0 | 0 | 0 | 0 | 0 | 0 | 0 | 0 | 0 | 0 | 0 | 0 | 0 | 0 | 0 | 0
F11_Commercial_Interruptible - College_New_Food Preparation_Natural Gas_Conveyor Oven_A_Technical Potential | F11 | Commercial | Interruptible - College | New | Food Preparation | Natural Gas | Conveyor Oven | A | Purchases (Cumulative) | Technical Potential | 0 | 0 | 0 | 0 | 0 | 0 | 0 | 0 | 0 | 0 | 0 | 0 | 0 | 0 | 0 | 0 | 0 | 0 | 0 | 0 | 0 | 0 | 0 | 0 | 0 | 0 | 0
F1_Commercial_Interruptible - College_New_Food Preparation_Natural Gas_Double Rack Oven_A_Technical Potential | F1 | Commercial | Interruptible - College | New | Food Preparation | Natural Gas | Double Rack Oven | A | Integrated Unit Energy Savings (kWh or therms) | Technical Potential | 0 | 0 | 0 | 0 | 0 | 0 | 0 | 0 | 0 | 0 | 0 | 0 | 0 | 0 | 0 | 0 | 0 | 0 | 0 | 0 | 0 | 0 | 0 | 0 | 0 | 0 | 0
F2_Commercial_Interruptible - College_New_Food Preparation_Natural Gas_Double Rack Oven_A_Technical Potential | F2 | Commercial | Interruptible - College | New | Food Preparation | Natural Gas | Double Rack Oven | A | Integrated Unit Summer Peak Savings (kW) | Technical Potential | 0 | 0 | 0 | 0 | 0 | 0 | 0 | 0 | 0 | 0 | 0 | 0 | 0 | 0 | 0 | 0 | 0 | 0 | 0 | 0 | 0 | 0 | 0 | 0 | 0 | 0 | 0
F3_Commercial_Interruptible - College_New_Food Preparation_Natural Gas_Double Rack Oven_A_Technical Potential | F3 | Commercial | Interruptible - College | New | Food Preparation | Natural Gas | Double Rack Oven | A | Integrated Unit Winter Peak Savings (kW) | Technical Potential | 0 | 0 | 0 | 0 | 0 | 0 | 0 | 0 | 0 | 0 | 0 | 0 | 0 | 0 | 0 | 0 | 0 | 0 | 0 | 0 | 0 | 0 | 0 | 0 | 0 | 0 | 0
F4_Commercial_Interruptible - College_New_Food Preparation_Natural Gas_Double Rack Oven_A_Technical Potential | F4 | Commercial | Interruptible - College | New | Food Preparation | Natural Gas | Double Rack Oven | A | Incremental Energy Savings (MWh or mTherms) | Technical Potential | 0 | 0 | 0 | 0 | 0 | 0 | 0 | 0 | 0 | 0 | 0 | 0 | 0 | 0 | 0 | 0 | 0 | 0 | 0 | 0 | 0 | 0 | 0 | 0 | 0 | 0 | 0
F5_Commercial_Interruptible - College_New_Food Preparation_Natural Gas_Double Rack Oven_A_Technical Potential | F5 | Commercial | Interruptible - College | New | Food Preparation | Natural Gas | Double Rack Oven | A | Incremental Summer Peak Savings (MW) | Technical Potential | 0 | 0 | 0 | 0 | 0 | 0 | 0 | 0 | 0 | 0 | 0 | 0 | 0 | 0 | 0 | 0 | 0 | 0 | 0 | 0 | 0 | 0 | 0 | 0 | 0 | 0 | 0
F6_Commercial_Interruptible - College_New_Food Preparation_Natural Gas_Double Rack Oven_A_Technical Potential | F6 | Commercial | Interruptible - College | New | Food Preparation | Natural Gas | Double Rack Oven | A | Incremental Winter Peak Savings (MW) | Technical Potential | 0 | 0 | 0 | 0 | 0 | 0 | 0 | 0 | 0 | 0 | 0 | 0 | 0 | 0 | 0 | 0 | 0 | 0 | 0 | 0 | 0 | 0 | 0 | 0 | 0 | 0 | 0
F7_Commercial_Interruptible - College_New_Food Preparation_Natural Gas_Double Rack Oven_A_Technical Potential | F7 | Commercial | Interruptible - College | New | Food Preparation | Natural Gas | Double Rack Oven | A | Cumulative Energy Savings (MWh or mTherms) | Technical Potential | 0 | 0 | 0 | 0 | 0 | 0 | 0 | 0 | 0 | 0 | 0 | 0 | 0 | 0 | 0 | 0 | 0 | 0 | 0 | 0 | 0 | 0 | 0 | 0 | 0 | 0 | 0
F8_Commercial_Interruptible - College_New_Food Preparation_Natural Gas_Double Rack Oven_A_Technical Potential | F8 | Commercial | Interruptible - College | New | Food Preparation | Natural Gas | Double Rack Oven | A | Cumulative Summer Peak Savings (MW) | Technical Potential | 0 | 0 | 0 | 0 | 0 | 0 | 0 | 0 | 0 | 0 | 0 | 0 | 0 | 0 | 0 | 0 | 0 | 0 | 0 | 0 | 0 | 0 | 0 | 0 | 0 | 0 | 0
F9_Commercial_Interruptible - College_New_Food Preparation_Natural Gas_Double Rack Oven_A_Technical Potential | F9 | Commercial | Interruptible - College | New | Food Preparation | Natural Gas | Double Rack Oven | A | Cumulative Winter Peak Savings (MW) | Technical Potential | 0 | 0 | 0 | 0 | 0 | 0 | 0 | 0 | 0 | 0 | 0 | 0 | 0 | 0 | 0 | 0 | 0 | 0 | 0 | 0 | 0 | 0 | 0 | 0 | 0 | 0 | 0
F10_Commercial_Interruptible - College_New_Food Preparation_Natural Gas_Double Rack Oven_A_Technical Potential | F10 | Commercial | Interruptible - College | New | Food Preparation | Natural Gas | Double Rack Oven | A | Purchases (Incremental) | Technical Potential | 0 | 0 | 0 | 0 | 0 | 0 | 0 | 0 | 0 | 0 | 0 | 0 | 0 | 0 | 0 | 0 | 0 | 0 | 0 | 0 | 0 | 0 | 0 | 0 | 0 | 0 | 0
F11_Commercial_Interruptible - College_New_Food Preparation_Natural Gas_Double Rack Oven_A_Technical Potential | F11 | Commercial | Interruptible - College | New | Food Preparation | Natural Gas | Double Rack Oven | A | Purchases (Cumulative) | Technical Potential | 0 | 0 | 0 | 0 | 0 | 0 | 0 | 0 | 0 | 0 | 0 | 0 | 0 | 0 | 0 | 0 | 0 | 0 | 0 | 0 | 0 | 0 | 0 | 0 | 0 | 0 | 0
F1_Commercial_Interruptible - College_New_Food Preparation_Natural Gas_Fryer_A_Technical Potential | F1 | Commercial | Interruptible - College | New | Food Preparation | Natural Gas | Fryer | A | Integrated Unit Energy Savings (kWh or therms) | Technical Potential | 0 | 0 | 0 | 0 | 0 | 0 | 0 | 0 | 0 | 0 | 0 | 0 | 0 | 0 | 0 | 0 | 0 | 0 | 0 | 0 | 0 | 0 | 0 | 0 | 0 | 0 | 0
F2_Commercial_Interruptible - College_New_Food Preparation_Natural Gas_Fryer_A_Technical Potential | F2 | Commercial | Interruptible - College | New | Food Preparation | Natural Gas | Fryer | A | Integrated Unit Summer Peak Savings (kW) | Technical Potential | 0 | 0 | 0 | 0 | 0 | 0 | 0 | 0 | 0 | 0 | 0 | 0 | 0 | 0 | 0 | 0 | 0 | 0 | 0 | 0 | 0 | 0 | 0 | 0 | 0 | 0 | 0
F3_Commercial_Interruptible - College_New_Food Preparation_Natural Gas_Fryer_A_Technical Potential | F3 | Commercial | Interruptible - College | New | Food Preparation | Natural Gas | Fryer | A | Integrated Unit Winter Peak Savings (kW) | Technical Potential | 0 | 0 | 0 | 0 | 0 | 0 | 0 | 0 | 0 | 0 | 0 | 0 | 0 | 0 | 0 | 0 | 0 | 0 | 0 | 0 | 0 | 0 | 0 | 0 | 0 | 0 | 0
F4_Commercial_Interruptible - College_New_Food Preparation_Natural Gas_Fryer_A_Technical Potential | F4 | Commercial | Interruptible - College | New | Food Preparation | Natural Gas | Fryer | A | Incremental Energy Savings (MWh or mTherms) | Technical Potential | 0 | 0 | 0 | 0 | 0 | 0 | 0 | 0 | 0 | 0 | 0 | 0 | 0 | 0 | 0 | 0 | 0 | 0 | 0 | 0 | 0 | 0 | 0 | 0 | 0 | 0 | 0
F5_Commercial_Interruptible - College_New_Food Preparation_Natural Gas_Fryer_A_Technical Potential | F5 | Commercial | Interruptible - College | New | Food Preparation | Natural Gas | Fryer | A | Incremental Summer Peak Savings (MW) | Technical Potential | 0 | 0 | 0 | 0 | 0 | 0 | 0 | 0 | 0 | 0 | 0 | 0 | 0 | 0 | 0 | 0 | 0 | 0 | 0 | 0 | 0 | 0 | 0 | 0 | 0 | 0 | 0
F6_Commercial_Interruptible - College_New_Food Preparation_Natural Gas_Fryer_A_Technical Potential | F6 | Commercial | Interruptible - College | New | Food Preparation | Natural Gas | Fryer | A | Incremental Winter Peak Savings (MW) | Technical Potential | 0 | 0 | 0 | 0 | 0 | 0 | 0 | 0 | 0 | 0 | 0 | 0 | 0 | 0 | 0 | 0 | 0 | 0 | 0 | 0 | 0 | 0 | 0 | 0 | 0 | 0 | 0
F7_Commercial_Interruptible - College_New_Food Preparation_Natural Gas_Fryer_A_Technical Potential | F7 | Commercial | Interruptible - College | New | Food Preparation | Natural Gas | Fryer | A | Cumulative Energy Savings (MWh or mTherms) | Technical Potential | 0 | 0 | 0 | 0 | 0 | 0 | 0 | 0 | 0 | 0 | 0 | 0 | 0 | 0 | 0 | 0 | 0 | 0 | 0 | 0 | 0 | 0 | 0 | 0 | 0 | 0 | 0
F8_Commercial_Interruptible - College_New_Food Preparation_Natural Gas_Fryer_A_Technical Potential | F8 | Commercial | Interruptible - College | New | Food Preparation | Natural Gas | Fryer | A | Cumulative Summer Peak Savings (MW) | Technical Potential | 0 | 0 | 0 | 0 | 0 | 0 | 0 | 0 | 0 | 0 | 0 | 0 | 0 | 0 | 0 | 0 | 0 | 0 | 0 | 0 | 0 | 0 | 0 | 0 | 0 | 0 | 0
F9_Commercial_Interruptible - College_New_Food Preparation_Natural Gas_Fryer_A_Technical Potential | F9 | Commercial | Interruptible - College | New | Food Preparation | Natural Gas | Fryer | A | Cumulative Winter Peak Savings (MW) | Technical Potential | 0 | 0 | 0 | 0 | 0 | 0 | 0 | 0 | 0 | 0 | 0 | 0 | 0 | 0 | 0 | 0 | 0 | 0 | 0 | 0 | 0 | 0 | 0 | 0 | 0 | 0 | 0
F10_Commercial_Interruptible - College_New_Food Preparation_Natural Gas_Fryer_A_Technical Potential | F10 | Commercial | Interruptible - College | New | Food Preparation | Natural Gas | Fryer | A | Purchases (Incremental) | Technical Potential | 0 | 0 | 0 | 0 | 0 | 0 | 0 | 0 | 0 | 0 | 0 | 0 | 0 | 0 | 0 | 0 | 0 | 0 | 0 | 0 | 0 | 0 | 0 | 0 | 0 | 0 | 0
F11_Commercial_Interruptible - College_New_Food Preparation_Natural Gas_Fryer_A_Technical Potential | F11 | Commercial | Interruptible - College | New | Food Preparation | Natural Gas | Fryer | A | Purchases (Cumulative) | Technical Potential | 0 | 0 | 0 | 0 | 0 | 0 | 0 | 0 | 0 | 0 | 0 | 0 | 0 | 0 | 0 | 0 | 0 | 0 | 0 | 0 | 0 | 0 | 0 | 0 | 0 | 0 | 0
F1_Commercial_Interruptible - College_New_Food Preparation_Natural Gas_Broiler_A_Technical Potential | F1 | Commercial | Interruptible - College | New | Food Preparation | Natural Gas | Broiler | A | Integrated Unit Energy Savings (kWh or therms) | Technical Potential | 0 | 0 | 0 | 0 | 0 | 0 | 0 | 0 | 0 | 0 | 0 | 0 | 0 | 0 | 0 | 0 | 0 | 0 | 0 | 0 | 0 | 0 | 0 | 0 | 0 | 0 | 0
F2_Commercial_Interruptible - College_New_Food Preparation_Natural Gas_Broiler_A_Technical Potential | F2 | Commercial | Interruptible - College | New | Food Preparation | Natural Gas | Broiler | A | Integrated Unit Summer Peak Savings (kW) | Technical Potential | 0 | 0 | 0 | 0 | 0 | 0 | 0 | 0 | 0 | 0 | 0 | 0 | 0 | 0 | 0 | 0 | 0 | 0 | 0 | 0 | 0 | 0 | 0 | 0 | 0 | 0 | 0
F3_Commercial_Interruptible - College_New_Food Preparation_Natural Gas_Broiler_A_Technical Potential | F3 | Commercial | Interruptible - College | New | Food Preparation | Natural Gas | Broiler | A | Integrated Unit Winter Peak Savings (kW) | Technical Potential | 0 | 0 | 0 | 0 | 0 | 0 | 0 | 0 | 0 | 0 | 0 | 0 | 0 | 0 | 0 | 0 | 0 | 0 | 0 | 0 | 0 | 0 | 0 | 0 | 0 | 0 | 0
F4_Commercial_Interruptible - College_New_Food Preparation_Natural Gas_Broiler_A_Technical Potential | F4 | Commercial | Interruptible - College | New | Food Preparation | Natural Gas | Broiler | A | Incremental Energy Savings (MWh or mTherms) | Technical Potential | 0 | 0 | 0 | 0 | 0 | 0 | 0 | 0 | 0 | 0 | 0 | 0 | 0 | 0 | 0 | 0 | 0 | 0 | 0 | 0 | 0 | 0 | 0 | 0 | 0 | 0 | 0
F5_Commercial_Interruptible - College_New_Food Preparation_Natural Gas_Broiler_A_Technical Potential | F5 | Commercial | Interruptible - College | New | Food Preparation | Natural Gas | Broiler | A | Incremental Summer Peak Savings (MW) | Technical Potential | 0 | 0 | 0 | 0 | 0 | 0 | 0 | 0 | 0 | 0 | 0 | 0 | 0 | 0 | 0 | 0 | 0 | 0 | 0 | 0 | 0 | 0 | 0 | 0 | 0 | 0 | 0
F6_Commercial_Interruptible - College_New_Food Preparation_Natural Gas_Broiler_A_Technical Potential | F6 | Commercial | Interruptible - College | New | Food Preparation | Natural Gas | Broiler | A | Incremental Winter Peak Savings (MW) | Technical Potential | 0 | 0 | 0 | 0 | 0 | 0 | 0 | 0 | 0 | 0 | 0 | 0 | 0 | 0 | 0 | 0 | 0 | 0 | 0 | 0 | 0 | 0 | 0 | 0 | 0 | 0 | 0
F7_Commercial_Interruptible - College_New_Food Preparation_Natural Gas_Broiler_A_Technical Potential | F7 | Commercial | Interruptible - College | New | Food Preparation | Natural Gas | Broiler | A | Cumulative Energy Savings (MWh or mTherms) | Technical Potential | 0 | 0 | 0 | 0 | 0 | 0 | 0 | 0 | 0 | 0 | 0 | 0 | 0 | 0 | 0 | 0 | 0 | 0 | 0 | 0 | 0 | 0 | 0 | 0 | 0 | 0 | 0
F8_Commercial_Interruptible - College_New_Food Preparation_Natural Gas_Broiler_A_Technical Potential | F8 | Commercial | Interruptible - College | New | Food Preparation | Natural Gas | Broiler | A | Cumulative Summer Peak Savings (MW) | Technical Potential | 0 | 0 | 0 | 0 | 0 | 0 | 0 | 0 | 0 | 0 | 0 | 0 | 0 | 0 | 0 | 0 | 0 | 0 | 0 | 0 | 0 | 0 | 0 | 0 | 0 | 0 | 0
F9_Commercial_Interruptible - College_New_Food Preparation_Natural Gas_Broiler_A_Technical Potential | F9 | Commercial | Interruptible - College | New | Food Preparation | Natural Gas | Broiler | A | Cumulative Winter Peak Savings (MW) | Technical Potential | 0 | 0 | 0 | 0 | 0 | 0 | 0 | 0 | 0 | 0 | 0 | 0 | 0 | 0 | 0 | 0 | 0 | 0 | 0 | 0 | 0 | 0 | 0 | 0 | 0 | 0 | 0
F10_Commercial_Interruptible - College_New_Food Preparation_Natural Gas_Broiler_A_Technical Potential | F10 | Commercial | Interruptible - College | New | Food Preparation | Natural Gas | Broiler | A | Purchases (Incremental) | Technical Potential | 0 | 0 | 0 | 0 | 0 | 0 | 0 | 0 | 0 | 0 | 0 | 0 | 0 | 0 | 0 | 0 | 0 | 0 | 0 | 0 | 0 | 0 | 0 | 0 | 0 | 0 | 0
F11_Commercial_Interruptible - College_New_Food Preparation_Natural Gas_Broiler_A_Technical Potential | F11 | Commercial | Interruptible - College | New | Food Preparation | Natural Gas | Broiler | A | Purchases (Cumulative) | Technical Potential | 0 | 0 | 0 | 0 | 0 | 0 | 0 | 0 | 0 | 0 | 0 | 0 | 0 | 0 | 0 | 0 | 0 | 0 | 0 | 0 | 0 | 0 | 0 | 0 | 0 | 0 | 0
F1_Commercial_Interruptible - College_New_Food Preparation_Natural Gas_Griddle_A_Technical Potential | F1 | Commercial | Interruptible - College | New | Food Preparation | Natural Gas | Griddle | A | Integrated Unit Energy Savings (kWh or therms) | Technical Potential | 0 | 0 | 0 | 0 | 0 | 0 | 0 | 0 | 0 | 0 | 0 | 0 | 0 | 0 | 0 | 0 | 0 | 0 | 0 | 0 | 0 | 0 | 0 | 0 | 0 | 0 | 0
F2_Commercial_Interruptible - College_New_Food Preparation_Natural Gas_Griddle_A_Technical Potential | F2 | Commercial | Interruptible - College | New | Food Preparation | Natural Gas | Griddle | A | Integrated Unit Summer Peak Savings (kW) | Technical Potential | 0 | 0 | 0 | 0 | 0 | 0 | 0 | 0 | 0 | 0 | 0 | 0 | 0 | 0 | 0 | 0 | 0 | 0 | 0 | 0 | 0 | 0 | 0 | 0 | 0 | 0 | 0
F3_Commercial_Interruptible - College_New_Food Preparation_Natural Gas_Griddle_A_Technical Potential | F3 | Commercial | Interruptible - College | New | Food Preparation | Natural Gas | Griddle | A | Integrated Unit Winter Peak Savings (kW) | Technical Potential | 0 | 0 | 0 | 0 | 0 | 0 | 0 | 0 | 0 | 0 | 0 | 0 | 0 | 0 | 0 | 0 | 0 | 0 | 0 | 0 | 0 | 0 | 0 | 0 | 0 | 0 | 0
F4_Commercial_Interruptible - College_New_Food Preparation_Natural Gas_Griddle_A_Technical Potential | F4 | Commercial | Interruptible - College | New | Food Preparation | Natural Gas | Griddle | A | Incremental Energy Savings (MWh or mTherms) | Technical Potential | 0 | 0 | 0 | 0 | 0 | 0 | 0 | 0 | 0 | 0 | 0 | 0 | 0 | 0 | 0 | 0 | 0 | 0 | 0 | 0 | 0 | 0 | 0 | 0 | 0 | 0 | 0
F5_Commercial_Interruptible - College_New_Food Preparation_Natural Gas_Griddle_A_Technical Potential | F5 | Commercial | Interruptible - College | New | Food Preparation | Natural Gas | Griddle | A | Incremental Summer Peak Savings (MW) | Technical Potential | 0 | 0 | 0 | 0 | 0 | 0 | 0 | 0 | 0 | 0 | 0 | 0 | 0 | 0 | 0 | 0 | 0 | 0 | 0 | 0 | 0 | 0 | 0 | 0 | 0 | 0 | 0
F6_Commercial_Interruptible - College_New_Food Preparation_Natural Gas_Griddle_A_Technical Potential | F6 | Commercial | Interruptible - College | New | Food Preparation | Natural Gas | Griddle | A | Incremental Winter Peak Savings (MW) | Technical Potential | 0 | 0 | 0 | 0 | 0 | 0 | 0 | 0 | 0 | 0 | 0 | 0 | 0 | 0 | 0 | 0 | 0 | 0 | 0 | 0 | 0 | 0 | 0 | 0 | 0 | 0 | 0
F7_Commercial_Interruptible - College_New_Food Preparation_Natural Gas_Griddle_A_Technical Potential | F7 | Commercial | Interruptible - College | New | Food Preparation | Natural Gas | Griddle | A | Cumulative Energy Savings (MWh or mTherms) | Technical Potential | 0 | 0 | 0 | 0 | 0 | 0 | 0 | 0 | 0 | 0 | 0 | 0 | 0 | 0 | 0 | 0 | 0 | 0 | 0 | 0 | 0 | 0 | 0 | 0 | 0 | 0 | 0
F8_Commercial_Interruptible - College_New_Food Preparation_Natural Gas_Griddle_A_Technical Potential | F8 | Commercial | Interruptible - College | New | Food Preparation | Natural Gas | Griddle | A | Cumulative Summer Peak Savings (MW) | Technical Potential | 0 | 0 | 0 | 0 | 0 | 0 | 0 | 0 | 0 | 0 | 0 | 0 | 0 | 0 | 0 | 0 | 0 | 0 | 0 | 0 | 0 | 0 | 0 | 0 | 0 | 0 | 0
F9_Commercial_Interruptible - College_New_Food Preparation_Natural Gas_Griddle_A_Technical Potential | F9 | Commercial | Interruptible - College | New | Food Preparation | Natural Gas | Griddle | A | Cumulative Winter Peak Savings (MW) | Technical Potential | 0 | 0 | 0 | 0 | 0 | 0 | 0 | 0 | 0 | 0 | 0 | 0 | 0 | 0 | 0 | 0 | 0 | 0 | 0 | 0 | 0 | 0 | 0 | 0 | 0 | 0 | 0
F10_Commercial_Interruptible - College_New_Food Preparation_Natural Gas_Griddle_A_Technical Potential | F10 | Commercial | Interruptible - College | New | Food Preparation | Natural Gas | Griddle | A | Purchases (Incremental) | Technical Potential | 0 | 0 | 0 | 0 | 0 | 0 | 0 | 0 | 0 | 0 | 0 | 0 | 0 | 0 | 0 | 0 | 0 | 0 | 0 | 0 | 0 | 0 | 0 | 0 | 0 | 0 | 0
F11_Commercial_Interruptible - College_New_Food Preparation_Natural Gas_Griddle_A_Technical Potential | F11 | Commercial | Interruptible - College | New | Food Preparation | Natural Gas | Griddle | A | Purchases (Cumulative) | Technical Potential | 0 | 0 | 0 | 0 | 0 | 0 | 0 | 0 | 0 | 0 | 0 | 0 | 0 | 0 | 0 | 0 | 0 | 0 | 0 | 0 | 0 | 0 | 0 | 0 | 0 | 0 | 0
F1_Commercial_Interruptible - College_New_Food Preparation_Natural Gas_Range_A_Technical Potential | F1 | Commercial | Interruptible - College | New | Food Preparation | Natural Gas | Range | A | Integrated Unit Energy Savings (kWh or therms) | Technical Potential | 0 | 0 | 0 | 0 | 0 | 0 | 0 | 0 | 0 | 0 | 0 | 0 | 0 | 0 | 0 | 0 | 0 | 0 | 0 | 0 | 0 | 0 | 0 | 0 | 0 | 0 | 0
F2_Commercial_Interruptible - College_New_Food Preparation_Natural Gas_Range_A_Technical Potential | F2 | Commercial | Interruptible - College | New | Food Preparation | Natural Gas | Range | A | Integrated Unit Summer Peak Savings (kW) | Technical Potential | 0 | 0 | 0 | 0 | 0 | 0 | 0 | 0 | 0 | 0 | 0 | 0 | 0 | 0 | 0 | 0 | 0 | 0 | 0 | 0 | 0 | 0 | 0 | 0 | 0 | 0 | 0
F3_Commercial_Interruptible - College_New_Food Preparation_Natural Gas_Range_A_Technical Potential | F3 | Commercial | Interruptible - College | New | Food Preparation | Natural Gas | Range | A | Integrated Unit Winter Peak Savings (kW) | Technical Potential | 0 | 0 | 0 | 0 | 0 | 0 | 0 | 0 | 0 | 0 | 0 | 0 | 0 | 0 | 0 | 0 | 0 | 0 | 0 | 0 | 0 | 0 | 0 | 0 | 0 | 0 | 0
F4_Commercial_Interruptible - College_New_Food Preparation_Natural Gas_Range_A_Technical Potential | F4 | Commercial | Interruptible - College | New | Food Preparation | Natural Gas | Range | A | Incremental Energy Savings (MWh or mTherms) | Technical Potential | 0 | 0 | 0 | 0 | 0 | 0 | 0 | 0 | 0 | 0 | 0 | 0 | 0 | 0 | 0 | 0 | 0 | 0 | 0 | 0 | 0 | 0 | 0 | 0 | 0 | 0 | 0
F5_Commercial_Interruptible - College_New_Food Preparation_Natural Gas_Range_A_Technical Potential | F5 | Commercial | Interruptible - College | New | Food Preparation | Natural Gas | Range | A | Incremental Summer Peak Savings (MW) | Technical Potential | 0 | 0 | 0 | 0 | 0 | 0 | 0 | 0 | 0 | 0 | 0 | 0 | 0 | 0 | 0 | 0 | 0 | 0 | 0 | 0 | 0 | 0 | 0 | 0 | 0 | 0 | 0
F6_Commercial_Interruptible - College_New_Food Preparation_Natural Gas_Range_A_Technical Potential | F6 | Commercial | Interruptible - College | New | Food Preparation | Natural Gas | Range | A | Incremental Winter Peak Savings (MW) | Technical Potential | 0 | 0 | 0 | 0 | 0 | 0 | 0 | 0 | 0 | 0 | 0 | 0 | 0 | 0 | 0 | 0 | 0 | 0 | 0 | 0 | 0 | 0 | 0 | 0 | 0 | 0 | 0
F7_Commercial_Interruptible - College_New_Food Preparation_Natural Gas_Range_A_Technical Potential | F7 | Commercial | Interruptible - College | New | Food Preparation | Natural Gas | Range | A | Cumulative Energy Savings (MWh or mTherms) | Technical Potential | 0 | 0 | 0 | 0 | 0 | 0 | 0 | 0 | 0 | 0 | 0 | 0 | 0 | 0 | 0 | 0 | 0 | 0 | 0 | 0 | 0 | 0 | 0 | 0 | 0 | 0 | 0
F8_Commercial_Interruptible - College_New_Food Preparation_Natural Gas_Range_A_Technical Potential | F8 | Commercial | Interruptible - College | New | Food Preparation | Natural Gas | Range | A | Cumulative Summer Peak Savings (MW) | Technical Potential | 0 | 0 | 0 | 0 | 0 | 0 | 0 | 0 | 0 | 0 | 0 | 0 | 0 | 0 | 0 | 0 | 0 | 0 | 0 | 0 | 0 | 0 | 0 | 0 | 0 | 0 | 0
F9_Commercial_Interruptible - College_New_Food Preparation_Natural Gas_Range_A_Technical Potential | F9 | Commercial | Interruptible - College | New | Food Preparation | Natural Gas | Range | A | Cumulative Winter Peak Savings (MW) | Technical Potential | 0 | 0 | 0 | 0 | 0 | 0 | 0 | 0 | 0 | 0 | 0 | 0 | 0 | 0 | 0 | 0 | 0 | 0 | 0 | 0 | 0 | 0 | 0 | 0 | 0 | 0 | 0
F10_Commercial_Interruptible - College_New_Food Preparation_Natural Gas_Range_A_Technical Potential | F10 | Commercial | Interruptible - College | New | Food Preparation | Natural Gas | Range | A | Purchases (Incremental) | Technical Potential | 0 | 0 | 0 | 0 | 0 | 0 | 0 | 0 | 0 | 0 | 0 | 0 | 0 | 0 | 0 | 0 | 0 | 0 | 0 | 0 | 0 | 0 | 0 | 0 | 0 | 0 | 0
F11_Commercial_Interruptible - College_New_Food Preparation_Natural Gas_Range_A_Technical Potential | F11 | Commercial | Interruptible - College | New | Food Preparation | Natural Gas | Range | A | Purchases (Cumulative) | Technical Potential | 0 | 0 | 0 | 0 | 0 | 0 | 0 | 0 | 0 | 0 | 0 | 0 | 0 | 0 | 0 | 0 | 0 | 0 | 0 | 0 | 0 | 0 | 0 | 0 | 0 | 0 | 0
F1_Commercial_Interruptible - College_New_Food Preparation_Natural Gas_Steamer_A_Technical Potential | F1 | Commercial | Interruptible - College | New | Food Preparation | Natural Gas | Steamer | A | Integrated Unit Energy Savings (kWh or therms) | Technical Potential | 0 | 0 | 0 | 0 | 0 | 0 | 0 | 0 | 0 | 0 | 0 | 0 | 0 | 0 | 0 | 0 | 0 | 0 | 0 | 0 | 0 | 0 | 0 | 0 | 0 | 0 | 0
F2_Commercial_Interruptible - College_New_Food Preparation_Natural Gas_Steamer_A_Technical Potential | F2 | Commercial | Interruptible - College | New | Food Preparation | Natural Gas | Steamer | A | Integrated Unit Summer Peak Savings (kW) | Technical Potential | 0 | 0 | 0 | 0 | 0 | 0 | 0 | 0 | 0 | 0 | 0 | 0 | 0 | 0 | 0 | 0 | 0 | 0 | 0 | 0 | 0 | 0 | 0 | 0 | 0 | 0 | 0
F3_Commercial_Interruptible - College_New_Food Preparation_Natural Gas_Steamer_A_Technical Potential | F3 | Commercial | Interruptible - College | New | Food Preparation | Natural Gas | Steamer | A | Integrated Unit Winter Peak Savings (kW) | Technical Potential | 0 | 0 | 0 | 0 | 0 | 0 | 0 | 0 | 0 | 0 | 0 | 0 | 0 | 0 | 0 | 0 | 0 | 0 | 0 | 0 | 0 | 0 | 0 | 0 | 0 | 0 | 0
F4_Commercial_Interruptible - College_New_Food Preparation_Natural Gas_Steamer_A_Technical Potential | F4 | Commercial | Interruptible - College | New | Food Preparation | Natural Gas | Steamer | A | Incremental Energy Savings (MWh or mTherms) | Technical Potential | 0 | 0 | 0 | 0 | 0 | 0 | 0 | 0 | 0 | 0 | 0 | 0 | 0 | 0 | 0 | 0 | 0 | 0 | 0 | 0 | 0 | 0 | 0 | 0 | 0 | 0 | 0
F5_Commercial_Interruptible - College_New_Food Preparation_Natural Gas_Steamer_A_Technical Potential | F5 | Commercial | Interruptible - College | New | Food Preparation | Natural Gas | Steamer | A | Incremental Summer Peak Savings (MW) | Technical Potential | 0 | 0 | 0 | 0 | 0 | 0 | 0 | 0 | 0 | 0 | 0 | 0 | 0 | 0 | 0 | 0 | 0 | 0 | 0 | 0 | 0 | 0 | 0 | 0 | 0 | 0 | 0
F6_Commercial_Interruptible - College_New_Food Preparation_Natural Gas_Steamer_A_Technical Potential | F6 | Commercial | Interruptible - College | New | Food Preparation | Natural Gas | Steamer | A | Incremental Winter Peak Savings (MW) | Technical Potential | 0 | 0 | 0 | 0 | 0 | 0 | 0 | 0 | 0 | 0 | 0 | 0 | 0 | 0 | 0 | 0 | 0 | 0 | 0 | 0 | 0 | 0 | 0 | 0 | 0 | 0 | 0
F7_Commercial_Interruptible - College_New_Food Preparation_Natural Gas_Steamer_A_Technical Potential | F7 | Commercial | Interruptible - College | New | Food Preparation | Natural Gas | Steamer | A | Cumulative Energy Savings (MWh or mTherms) | Technical Potential | 0 | 0 | 0 | 0 | 0 | 0 | 0 | 0 | 0 | 0 | 0 | 0 | 0 | 0 | 0 | 0 | 0 | 0 | 0 | 0 | 0 | 0 | 0 | 0 | 0 | 0 | 0
F8_Commercial_Interruptible - College_New_Food Preparation_Natural Gas_Steamer_A_Technical Potential | F8 | Commercial | Interruptible - College | New | Food Preparation | Natural Gas | Steamer | A | Cumulative Summer Peak Savings (MW) | Technical Potential | 0 | 0 | 0 | 0 | 0 | 0 | 0 | 0 | 0 | 0 | 0 | 0 | 0 | 0 | 0 | 0 | 0 | 0 | 0 | 0 | 0 | 0 | 0 | 0 | 0 | 0 | 0
F9_Commercial_Interruptible - College_New_Food Preparation_Natural Gas_Steamer_A_Technical Potential | F9 | Commercial | Interruptible - College | New | Food Preparation | Natural Gas | Steamer | A | Cumulative Winter Peak Savings (MW) | Technical Potential | 0 | 0 | 0 | 0 | 0 | 0 | 0 | 0 | 0 | 0 | 0 | 0 | 0 | 0 | 0 | 0 | 0 | 0 | 0 | 0 | 0 | 0 | 0 | 0 | 0 | 0 | 0
F10_Commercial_Interruptible - College_New_Food Preparation_Natural Gas_Steamer_A_Technical Potential | F10 | Commercial | Interruptible - College | New | Food Preparation | Natural Gas | Steamer | A | Purchases (Incremental) | Technical Potential | 0 | 0 | 0 | 0 | 0 | 0 | 0 | 0 | 0 | 0 | 0 | 0 | 0 | 0 | 0 | 0 | 0 | 0 | 0 | 0 | 0 | 0 | 0 | 0 | 0 | 0 | 0
F11_Commercial_Interruptible - College_New_Food Preparation_Natural Gas_Steamer_A_Technical Potential | F11 | Commercial | Interruptible - College | New | Food Preparation | Natural Gas | Steamer | A | Purchases (Cumulative) | Technical Potential | 0 | 0 | 0 | 0 | 0 | 0 | 0 | 0 | 0 | 0 | 0 | 0 | 0 | 0 | 0 | 0 | 0 | 0 | 0 | 0 | 0 | 0 | 0 | 0 | 0 | 0 | 0
F1_Commercial_Interruptible - College_New_Food Preparation_Natural Gas_Commercial Food Prep Other_A_Technical Potential | F1 | Commercial | Interruptible - College | New | Food Preparation | Natural Gas | Commercial Food Prep Other | A | Integrated Unit Energy Savings (kWh or therms) | Technical Potential | 0 | 0 | 0 | 0 | 0 | 0 | 0 | 0 | 0 | 0 | 0 | 0 | 0 | 0 | 0 | 0 | 0 | 0 | 0 | 0 | 0 | 0 | 0 | 0 | 0 | 0 | 0
F2_Commercial_Interruptible - College_New_Food Preparation_Natural Gas_Commercial Food Prep Other_A_Technical Potential | F2 | Commercial | Interruptible - College | New | Food Preparation | Natural Gas | Commercial Food Prep Other | A | Integrated Unit Summer Peak Savings (kW) | Technical Potential | 0 | 0 | 0 | 0 | 0 | 0 | 0 | 0 | 0 | 0 | 0 | 0 | 0 | 0 | 0 | 0 | 0 | 0 | 0 | 0 | 0 | 0 | 0 | 0 | 0 | 0 | 0
F3_Commercial_Interruptible - College_New_Food Preparation_Natural Gas_Commercial Food Prep Other_A_Technical Potential | F3 | Commercial | Interruptible - College | New | Food Preparation | Natural Gas | Commercial Food Prep Other | A | Integrated Unit Winter Peak Savings (kW) | Technical Potential | 0 | 0 | 0 | 0 | 0 | 0 | 0 | 0 | 0 | 0 | 0 | 0 | 0 | 0 | 0 | 0 | 0 | 0 | 0 | 0 | 0 | 0 | 0 | 0 | 0 | 0 | 0
F4_Commercial_Interruptible - College_New_Food Preparation_Natural Gas_Commercial Food Prep Other_A_Technical Potential | F4 | Commercial | Interruptible - College | New | Food Preparation | Natural Gas | Commercial Food Prep Other | A | Incremental Energy Savings (MWh or mTherms) | Technical Potential | 0 | 0 | 0 | 0 | 0 | 0 | 0 | 0 | 0 | 0 | 0 | 0 | 0 | 0 | 0 | 0 | 0 | 0 | 0 | 0 | 0 | 0 | 0 | 0 | 0 | 0 | 0
F5_Commercial_Interruptible - College_New_Food Preparation_Natural Gas_Commercial Food Prep Other_A_Technical Potential | F5 | Commercial | Interruptible - College | New | Food Preparation | Natural Gas | Commercial Food Prep Other | A | Incremental Summer Peak Savings (MW) | Technical Potential | 0 | 0 | 0 | 0 | 0 | 0 | 0 | 0 | 0 | 0 | 0 | 0 | 0 | 0 | 0 | 0 | 0 | 0 | 0 | 0 | 0 | 0 | 0 | 0 | 0 | 0 | 0
F6_Commercial_Interruptible - College_New_Food Preparation_Natural Gas_Commercial Food Prep Other_A_Technical Potential | F6 | Commercial | Interruptible - College | New | Food Preparation | Natural Gas | Commercial Food Prep Other | A | Incremental Winter Peak Savings (MW) | Technical Potential | 0 | 0 | 0 | 0 | 0 | 0 | 0 | 0 | 0 | 0 | 0 | 0 | 0 | 0 | 0 | 0 | 0 | 0 | 0 | 0 | 0 | 0 | 0 | 0 | 0 | 0 | 0
F7_Commercial_Interruptible - College_New_Food Preparation_Natural Gas_Commercial Food Prep Other_A_Technical Potential | F7 | Commercial | Interruptible - College | New | Food Preparation | Natural Gas | Commercial Food Prep Other | A | Cumulative Energy Savings (MWh or mTherms) | Technical Potential | 0 | 0 | 0 | 0 | 0 | 0 | 0 | 0 | 0 | 0 | 0 | 0 | 0 | 0 | 0 | 0 | 0 | 0 | 0 | 0 | 0 | 0 | 0 | 0 | 0 | 0 | 0
F8_Commercial_Interruptible - College_New_Food Preparation_Natural Gas_Commercial Food Prep Other_A_Technical Potential | F8 | Commercial | Interruptible - College | New | Food Preparation | Natural Gas | Commercial Food Prep Other | A | Cumulative Summer Peak Savings (MW) | Technical Potential | 0 | 0 | 0 | 0 | 0 | 0 | 0 | 0 | 0 | 0 | 0 | 0 | 0 | 0 | 0 | 0 | 0 | 0 | 0 | 0 | 0 | 0 | 0 | 0 | 0 | 0 | 0
F9_Commercial_Interruptible - College_New_Food Preparation_Natural Gas_Commercial Food Prep Other_A_Technical Potential | F9 | Commercial | Interruptible - College | New | Food Preparation | Natural Gas | Commercial Food Prep Other | A | Cumulative Winter Peak Savings (MW) | Technical Potential | 0 | 0 | 0 | 0 | 0 | 0 | 0 | 0 | 0 | 0 | 0 | 0 | 0 | 0 | 0 | 0 | 0 | 0 | 0 | 0 | 0 | 0 | 0 | 0 | 0 | 0 | 0
F10_Commercial_Interruptible - College_New_Food Preparation_Natural Gas_Commercial Food Prep Other_A_Technical Potential | F10 | Commercial | Interruptible - College | New | Food Preparation | Natural Gas | Commercial Food Prep Other | A | Purchases (Incremental) | Technical Potential | 0 | 0 | 0 | 0 | 0 | 0 | 0 | 0 | 0 | 0 | 0 | 0 | 0 | 0 | 0 | 0 | 0 | 0 | 0 | 0 | 0 | 0 | 0 | 0 | 0 | 0 | 0
F11_Commercial_Interruptible - College_New_Food Preparation_Natural Gas_Commercial Food Prep Other_A_Technical Potential | F11 | Commercial | Interruptible - College | New | Food Preparation | Natural Gas | Commercial Food Prep Other | A | Purchases (Cumulative) | Technical Potential | 0 | 0 | 0 | 0 | 0 | 0 | 0 | 0 | 0 | 0 | 0 | 0 | 0 | 0 | 0 | 0 | 0 | 0 | 0 | 0 | 0 | 0 | 0 | 0 | 0 | 0 | 0
F1_Commercial_Interruptible - College_New_Miscellaneous_Natural Gas_Pool Heater_A_Technical Potential | F1 | Commercial | Interruptible - College | New | Miscellaneous | Natural Gas | Pool Heater | A | Integrated Unit Energy Savings (kWh or therms) | Technical Potential | 0 | 0 | 0 | 0 | 0 | 0 | 0 | 0 | 0 | 0 | 0 | 0 | 0 | 0 | 0 | 0 | 0 | 0 | 0 | 0 | 0 | 0 | 0 | 0 | 0 | 0 | 0
F2_Commercial_Interruptible - College_New_Miscellaneous_Natural Gas_Pool Heater_A_Technical Potential | F2 | Commercial | Interruptible - College | New | Miscellaneous | Natural Gas | Pool Heater | A | Integrated Unit Summer Peak Savings (kW) | Technical Potential | 0 | 0 | 0 | 0 | 0 | 0 | 0 | 0 | 0 | 0 | 0 | 0 | 0 | 0 | 0 | 0 | 0 | 0 | 0 | 0 | 0 | 0 | 0 | 0 | 0 | 0 | 0
F3_Commercial_Interruptible - College_New_Miscellaneous_Natural Gas_Pool Heater_A_Technical Potential | F3 | Commercial | Interruptible - College | New | Miscellaneous | Natural Gas | Pool Heater | A | Integrated Unit Winter Peak Savings (kW) | Technical Potential | 0 | 0 | 0 | 0 | 0 | 0 | 0 | 0 | 0 | 0 | 0 | 0 | 0 | 0 | 0 | 0 | 0 | 0 | 0 | 0 | 0 | 0 | 0 | 0 | 0 | 0 | 0
F4_Commercial_Interruptible - College_New_Miscellaneous_Natural Gas_Pool Heater_A_Technical Potential | F4 | Commercial | Interruptible - College | New | Miscellaneous | Natural Gas | Pool Heater | A | Incremental Energy Savings (MWh or mTherms) | Technical Potential | 0 | 0 | 0 | 0 | 0 | 0 | 0 | 0 | 0 | 0 | 0 | 0 | 0 | 0 | 0 | 0 | 0 | 0 | 0 | 0 | 0 | 0 | 0 | 0 | 0 | 0 | 0
F5_Commercial_Interruptible - College_New_Miscellaneous_Natural Gas_Pool Heater_A_Technical Potential | F5 | Commercial | Interruptible - College | New | Miscellaneous | Natural Gas | Pool Heater | A | Incremental Summer Peak Savings (MW) | Technical Potential | 0 | 0 | 0 | 0 | 0 | 0 | 0 | 0 | 0 | 0 | 0 | 0 | 0 | 0 | 0 | 0 | 0 | 0 | 0 | 0 | 0 | 0 | 0 | 0 | 0 | 0 | 0
F6_Commercial_Interruptible - College_New_Miscellaneous_Natural Gas_Pool Heater_A_Technical Potential | F6 | Commercial | Interruptible - College | New | Miscellaneous | Natural Gas | Pool Heater | A | Incremental Winter Peak Savings (MW) | Technical Potential | 0 | 0 | 0 | 0 | 0 | 0 | 0 | 0 | 0 | 0 | 0 | 0 | 0 | 0 | 0 | 0 | 0 | 0 | 0 | 0 | 0 | 0 | 0 | 0 | 0 | 0 | 0
F7_Commercial_Interruptible - College_New_Miscellaneous_Natural Gas_Pool Heater_A_Technical Potential | F7 | Commercial | Interruptible - College | New | Miscellaneous | Natural Gas | Pool Heater | A | Cumulative Energy Savings (MWh or mTherms) | Technical Potential | 0 | 0 | 0 | 0 | 0 | 0 | 0 | 0 | 0 | 0 | 0 | 0 | 0 | 0 | 0 | 0 | 0 | 0 | 0 | 0 | 0 | 0 | 0 | 0 | 0 | 0 | 0
F8_Commercial_Interruptible - College_New_Miscellaneous_Natural Gas_Pool Heater_A_Technical Potential | F8 | Commercial | Interruptible - College | New | Miscellaneous | Natural Gas | Pool Heater | A | Cumulative Summer Peak Savings (MW) | Technical Potential | 0 | 0 | 0 | 0 | 0 | 0 | 0 | 0 | 0 | 0 | 0 | 0 | 0 | 0 | 0 | 0 | 0 | 0 | 0 | 0 | 0 | 0 | 0 | 0 | 0 | 0 | 0
F9_Commercial_Interruptible - College_New_Miscellaneous_Natural Gas_Pool Heater_A_Technical Potential | F9 | Commercial | Interruptible - College | New | Miscellaneous | Natural Gas | Pool Heater | A | Cumulative Winter Peak Savings (MW) | Technical Potential | 0 | 0 | 0 | 0 | 0 | 0 | 0 | 0 | 0 | 0 | 0 | 0 | 0 | 0 | 0 | 0 | 0 | 0 | 0 | 0 | 0 | 0 | 0 | 0 | 0 | 0 | 0
F10_Commercial_Interruptible - College_New_Miscellaneous_Natural Gas_Pool Heater_A_Technical Potential | F10 | Commercial | Interruptible - College | New | Miscellaneous | Natural Gas | Pool Heater | A | Purchases (Incremental) | Technical Potential | 0 | 0 | 0 | 0 | 0 | 0 | 0 | 0 | 0 | 0 | 0 | 0 | 0 | 0 | 0 | 0 | 0 | 0 | 0 | 0 | 0 | 0 | 0 | 0 | 0 | 0 | 0
F11_Commercial_Interruptible - College_New_Miscellaneous_Natural Gas_Pool Heater_A_Technical Potential | F11 | Commercial | Interruptible - College | New | Miscellaneous | Natural Gas | Pool Heater | A | Purchases (Cumulative) | Technical Potential | 0 | 0 | 0 | 0 | 0 | 0 | 0 | 0 | 0 | 0 | 0 | 0 | 0 | 0 | 0 | 0 | 0 | 0 | 0 | 0 | 0 | 0 | 0 | 0 | 0 | 0 | 0
F1_Commercial_Interruptible - Health_Existing_Space Heating_Natural Gas_Furnace_A_Technical Potential | F1 | Commercial | Interruptible - Health | Existing | Space Heating | Natural Gas | Furnace | A | Integrated Unit Energy Savings (kWh or therms) | Technical Potential | 0 | 122.2515 | 121.7774 | 82.9831 | 82.9831 | 82.9831 | 82.9831 | 82.9831 | 82.9831 | 82.9831 | 82.9831 | 82.9831 | 82.9831 | 82.9831 | 82.9831 | 82.9831 | 82.9831 | 82.9831 | 82.9831 | 82.9831 | 82.9831 | 82.9831 | 82.9831 | 82.9831 | 82.9831 | 82.9831 | 82.9831
F2_Commercial_Interruptible - Health_Existing_Space Heating_Natural Gas_Furnace_A_Technical Potential | F2 | Commercial | Interruptible - Health | Existing | Space Heating | Natural Gas | Furnace | A | Integrated Unit Summer Peak Savings (kW) | Technical Potential | 0 | 0 | 0 | 0 | 0 | 0 | 0 | 0 | 0 | 0 | 0 | 0 | 0 | 0 | 0 | 0 | 0 | 0 | 0 | 0 | 0 | 0 | 0 | 0 | 0 | 0 | 0
F3_Commercial_Interruptible - Health_Existing_Space Heating_Natural Gas_Furnace_A_Technical Potential | F3 | Commercial | Interruptible - Health | Existing | Space Heating | Natural Gas | Furnace | A | Integrated Unit Winter Peak Savings (kW) | Technical Potential | 0 | 0 | 0 | 0 | 0 | 0 | 0 | 0 | 0 | 0 | 0 | 0 | 0 | 0 | 0 | 0 | 0 | 0 | 0 | 0 | 0 | 0 | 0 | 0 | 0 | 0 | 0
F4_Commercial_Interruptible - Health_Existing_Space Heating_Natural Gas_Furnace_A_Technical Potential | F4 | Commercial | Interruptible - Health | Existing | Space Heating | Natural Gas | Furnace | A | Incremental Energy Savings (MWh or mTherms) | Technical Potential | 0 | 0 | 0.043667 | 0.033818 | 0.038145 | 0.042716 | 0.047513 | 0.052519 | 0.057716 | 0.063092 | 0.068053 | 0.072634 | 0.076861 | 0.080764 | 0.084366 | 0.087692 | 0.090761 | 0.093594 | 0.09621 | 0.090808 | 0.086111 | 0.082089 | 0.078709 | 0.07594 | 0.073753 | 0.042364 | 0.037194
F5_Commercial_Interruptible - Health_Existing_Space Heating_Natural Gas_Furnace_A_Technical Potential | F5 | Commercial | Interruptible - Health | Existing | Space Heating | Natural Gas | Furnace | A | Incremental Summer Peak Savings (MW) | Technical Potential | 0 | 0 | 0 | 0 | 0 | 0 | 0 | 0 | 0 | 0 | 0 | 0 | 0 | 0 | 0 | 0 | 0 | 0 | 0 | 0 | 0 | 0 | 0 | 0 | 0 | 0 | 0
F6_Commercial_Interruptible - Health_Existing_Space Heating_Natural Gas_Furnace_A_Technical Potential | F6 | Commercial | Interruptible - Health | Existing | Space Heating | Natural Gas | Furnace | A | Incremental Winter Peak Savings (MW) | Technical Potential | 0 | 0 | 0 | 0 | 0 | 0 | 0 | 0 | 0 | 0 | 0 | 0 | 0 | 0 | 0 | 0 | 0 | 0 | 0 | 0 | 0 | 0 | 0 | 0 | 0 | 0 | 0
F7_Commercial_Interruptible - Health_Existing_Space Heating_Natural Gas_Furnace_A_Technical Potential | F7 | Commercial | Interruptible - Health | Existing | Space Heating | Natural Gas | Furnace | A | Cumulative Energy Savings (MWh or mTherms) | Technical Potential | 0 | 0 | 0.043667 | 0.063574 | 0.10172 | 0.14443 | 0.19195 | 0.24447 | 0.30218 | 0.36527 | 0.43333 | 0.50596 | 0.58282 | 0.66359 | 0.74795 | 0.83564 | 0.92641 | 1.02 | 1.1162 | 1.207 | 1.2931 | 1.3752 | 1.4539 | 1.5299 | 1.6036 | 1.646 | 1.6832
F8_Commercial_Interruptible - Health_Existing_Space Heating_Natural Gas_Furnace_A_Technical Potential | F8 | Commercial | Interruptible - Health | Existing | Space Heating | Natural Gas | Furnace | A | Cumulative Summer Peak Savings (MW) | Technical Potential | 0 | 0 | 0 | 0 | 0 | 0 | 0 | 0 | 0 | 0 | 0 | 0 | 0 | 0 | 0 | 0 | 0 | 0 | 0 | 0 | 0 | 0 | 0 | 0 | 0 | 0 | 0
F9_Commercial_Interruptible - Health_Existing_Space Heating_Natural Gas_Furnace_A_Technical Potential | F9 | Commercial | Interruptible - Health | Existing | Space Heating | Natural Gas | Furnace | A | Cumulative Winter Peak Savings (MW) | Technical Potential | 0 | 0 | 0 | 0 | 0 | 0 | 0 | 0 | 0 | 0 | 0 | 0 | 0 | 0 | 0 | 0 | 0 | 0 | 0 | 0 | 0 | 0 | 0 | 0 | 0 | 0 | 0
F10_Commercial_Interruptible - Health_Existing_Space Heating_Natural Gas_Furnace_A_Technical Potential | F10 | Commercial | Interruptible - Health | Existing | Space Heating | Natural Gas | Furnace | A | Purchases (Incremental) | Technical Potential | 0 | 0 | 0.35858 | 0.40753 | 0.45967 | 0.51476 | 0.57256 | 0.63288 | 0.69552 | 0.7603 | 0.82009 | 0.87528 | 0.92623 | 0.97326 | 1.0167 | 1.0567 | 1.0937 | 1.1279 | 1.1594 | 1.0943 | 1.0377 | 0.98922 | 0.94849 | 0.91512 | 0.88877 | 0.51051 | 0.44821
F11_Commercial_Interruptible - Health_Existing_Space Heating_Natural Gas_Furnace_A_Technical Potential | F11 | Commercial | Interruptible - Health | Existing | Space Heating | Natural Gas | Furnace | A | Purchases (Cumulative) | Technical Potential | 0 | 0 | 0.35858 | 0.7661 | 1.2258 | 1.7405 | 2.3131 | 2.946 | 3.6415 | 4.4018 | 5.2219 | 6.0972 | 7.0234 | 7.9966 | 9.0133 | 10.0701 | 11.1638 | 12.2917 | 13.4511 | 14.5453 | 15.583 | 16.5723 | 17.5208 | 18.4359 | 19.3247 | 19.8352 | 20.2834
F1_Commercial_Interruptible - Health_Existing_Space Heating_Natural Gas_Boiler_A_Technical Potential | F1 | Commercial | Interruptible - Health | Existing | Space Heating | Natural Gas | Boiler | A | Integrated Unit Energy Savings (kWh or therms) | Technical Potential | 0 | 3064.0148 | 3052.1334 | 3052.1334 | 3052.1334 | 3052.1334 | 3052.1334 | 3052.1334 | 3052.1334 | 3052.1334 | 3052.1334 | 3052.1334 | 3052.1334 | 3052.1334 | 3052.1334 | 3052.1334 | 3052.1334 | 3052.1334 | 3052.1334 | 3052.1334 | 3052.1334 | 3052.1334 | 3052.1334 | 3052.1334 | 3052.1334 | 3052.1334 | 3052.1334
F2_Commercial_Interruptible - Health_Existing_Space Heating_Natural Gas_Boiler_A_Technical Potential | F2 | Commercial | Interruptible - Health | Existing | Space Heating | Natural Gas | Boiler | A | Integrated Unit Summer Peak Savings (kW) | Technical Potential | 0 | 0 | 0 | 0 | 0 | 0 | 0 | 0 | 0 | 0 | 0 | 0 | 0 | 0 | 0 | 0 | 0 | 0 | 0 | 0 | 0 | 0 | 0 | 0 | 0 | 0 | 0
F3_Commercial_Interruptible - Health_Existing_Space Heating_Natural Gas_Boiler_A_Technical Potential | F3 | Commercial | Interruptible - Health | Existing | Space Heating | Natural Gas | Boiler | A | Integrated Unit Winter Peak Savings (kW) | Technical Potential | 0 | 0 | 0 | 0 | 0 | 0 | 0 | 0 | 0 | 0 | 0 | 0 | 0 | 0 | 0 | 0 | 0 | 0 | 0 | 0 | 0 | 0 | 0 | 0 | 0 | 0 | 0
F4_Commercial_Interruptible - Health_Existing_Space Heating_Natural Gas_Boiler_A_Technical Potential | F4 | Commercial | Interruptible - Health | Existing | Space Heating | Natural Gas | Boiler | A | Incremental Energy Savings (MWh or mTherms) | Technical Potential | 0 | 0 | 7.2791 | 7.3387 | 7.3929 | 7.4421 | 7.4869 | 7.5276 | 7.5647 | 7.5983 | 7.6289 | 7.6567 | 7.682 | 7.705 | 7.7259 | 7.7449 | 7.7621 | 7.7778 | 7.7921 | 7.8051 | 7.8169 | 7.8276 | 7.7718 | 7.727 | 7.6917 | 7.6645 | 7.6443
F5_Commercial_Interruptible - Health_Existing_Space Heating_Natural Gas_Boiler_A_Technical Potential | F5 | Commercial | Interruptible - Health | Existing | Space Heating | Natural Gas | Boiler | A | Incremental Summer Peak Savings (MW) | Technical Potential | 0 | 0 | 0 | 0 | 0 | 0 | 0 | 0 | 0 | 0 | 0 | 0 | 0 | 0 | 0 | 0 | 0 | 0 | 0 | 0 | 0 | 0 | 0 | 0 | 0 | 0 | 0
F6_Commercial_Interruptible - Health_Existing_Space Heating_Natural Gas_Boiler_A_Technical Potential | F6 | Commercial | Interruptible - Health | Existing | Space Heating | Natural Gas | Boiler | A | Incremental Winter Peak Savings (MW) | Technical Potential | 0 | 0 | 0 | 0 | 0 | 0 | 0 | 0 | 0 | 0 | 0 | 0 | 0 | 0 | 0 | 0 | 0 | 0 | 0 | 0 | 0 | 0 | 0 | 0 | 0 | 0 | 0