F10_Commercial_Interruptible - Miscellaneous_Existing_Space Heating_Natural Gas_Furnace_A_Achievable Economic TRC Potential | F10 | Commercial | Interruptible - Miscellaneous | Existing | Space Heating | Natural Gas | Furnace | A | Purchases (Incremental) | Achievable Economic TRC Potential | 0 | 0 | 0.00046464 | 0.00081222 | 0.0020004 | 0.0042151 | 0.008023 | 0.014147 | 0.023438 | 0.036804 | 0.054617 | 0.07707 | 0.10385 | 0.13404 | 0.16616 | 0.19832 | 0.22857 | 0.25527 | 0.27743 | 0.27225 | 0.26355 | 0.25534 | 0.24482 | 0.23621 | 0.22941 | 0.22387 | 0.22007
F11_Commercial_Interruptible - Miscellaneous_Existing_Space Heating_Natural Gas_Furnace_A_Achievable Economic TRC Potential | F11 | Commercial | Interruptible - Miscellaneous | Existing | Space Heating | Natural Gas | Furnace | A | Purchases (Cumulative) | Achievable Economic TRC Potential | 0 | 0 | 0.00046464 | 0.0012769 | 0.0032772 | 0.0074924 | 0.015515 | 0.029662 | 0.053101 | 0.089904 | 0.14452 | 0.22159 | 0.32544 | 0.45948 | 0.62564 | 0.82396 | 1.0525 | 1.3078 | 1.5852 | 1.8575 | 2.121 | 2.3764 | 2.6212 | 2.8574 | 3.0868 | 3.3107 | 3.5307
F1_Commercial_Interruptible - Miscellaneous_Existing_Space Heating_Natural Gas_Boiler_A_Achievable Economic TRC Potential | F1 | Commercial | Interruptible - Miscellaneous | Existing | Space Heating | Natural Gas | Boiler | A | Integrated Unit Energy Savings (kWh or therms) | Achievable Economic TRC Potential | 0 | 1962.3855 | 1954.7759 | 1954.7759 | 1954.7759 | 1954.7759 | 1954.7759 | 1954.7759 | 1954.7759 | 1954.7759 | 1954.7759 | 1954.7759 | 1954.7759 | 1954.7759 | 1954.7759 | 1954.7759 | 1954.7759 | 1954.7759 | 1954.7759 | 1954.7759 | 1954.7759 | 1954.7759 | 1954.7759 | 1954.7759 | 1954.7759 | 1954.7759 | 1954.7759
F2_Commercial_Interruptible - Miscellaneous_Existing_Space Heating_Natural Gas_Boiler_A_Achievable Economic TRC Potential | F2 | Commercial | Interruptible - Miscellaneous | Existing | Space Heating | Natural Gas | Boiler | A | Integrated Unit Summer Peak Savings (kW) | Achievable Economic TRC Potential | 0 | 0 | 0 | 0 | 0 | 0 | 0 | 0 | 0 | 0 | 0 | 0 | 0 | 0 | 0 | 0 | 0 | 0 | 0 | 0 | 0 | 0 | 0 | 0 | 0 | 0 | 0
F3_Commercial_Interruptible - Miscellaneous_Existing_Space Heating_Natural Gas_Boiler_A_Achievable Economic TRC Potential | F3 | Commercial | Interruptible - Miscellaneous | Existing | Space Heating | Natural Gas | Boiler | A | Integrated Unit Winter Peak Savings (kW) | Achievable Economic TRC Potential | 0 | 0 | 0 | 0 | 0 | 0 | 0 | 0 | 0 | 0 | 0 | 0 | 0 | 0 | 0 | 0 | 0 | 0 | 0 | 0 | 0 | 0 | 0 | 0 | 0 | 0 | 0
F4_Commercial_Interruptible - Miscellaneous_Existing_Space Heating_Natural Gas_Boiler_A_Achievable Economic TRC Potential | F4 | Commercial | Interruptible - Miscellaneous | Existing | Space Heating | Natural Gas | Boiler | A | Incremental Energy Savings (MWh or mTherms) | Achievable Economic TRC Potential | 0 | 0 | 0.022388 | 0.038393 | 0.049709 | 0.058691 | 0.066668 | 0.073664 | 0.079737 | 0.084965 | 0.089435 | 0.093236 | 0.096454 | 0.099015 | 0.10106 | 0.10269 | 0.104 | 0.10506 | 0.10591 | 0.10679 | 0.1075 | 0.10841 | 0.10763 | 0.10701 | 0.10652 | 0.10615 | 0.10587
F5_Commercial_Interruptible - Miscellaneous_Existing_Space Heating_Natural Gas_Boiler_A_Achievable Economic TRC Potential | F5 | Commercial | Interruptible - Miscellaneous | Existing | Space Heating | Natural Gas | Boiler | A | Incremental Summer Peak Savings (MW) | Achievable Economic TRC Potential | 0 | 0 | 0 | 0 | 0 | 0 | 0 | 0 | 0 | 0 | 0 | 0 | 0 | 0 | 0 | 0 | 0 | 0 | 0 | 0 | 0 | 0 | 0 | 0 | 0 | 0 | 0
F6_Commercial_Interruptible - Miscellaneous_Existing_Space Heating_Natural Gas_Boiler_A_Achievable Economic TRC Potential | F6 | Commercial | Interruptible - Miscellaneous | Existing | Space Heating | Natural Gas | Boiler | A | Incremental Winter Peak Savings (MW) | Achievable Economic TRC Potential | 0 | 0 | 0 | 0 | 0 | 0 | 0 | 0 | 0 | 0 | 0 | 0 | 0 | 0 | 0 | 0 | 0 | 0 | 0 | 0 | 0 | 0 | 0 | 0 | 0 | 0 | 0
F7_Commercial_Interruptible - Miscellaneous_Existing_Space Heating_Natural Gas_Boiler_A_Achievable Economic TRC Potential | F7 | Commercial | Interruptible - Miscellaneous | Existing | Space Heating | Natural Gas | Boiler | A | Cumulative Energy Savings (MWh or mTherms) | Achievable Economic TRC Potential | 0 | 0 | 0.022388 | 0.060781 | 0.11049 | 0.16918 | 0.23585 | 0.30951 | 0.38925 | 0.47422 | 0.56365 | 0.65689 | 0.75334 | 0.85236 | 0.95341 | 1.0561 | 1.1601 | 1.2652 | 1.3711 | 1.4779 | 1.5854 | 1.6938 | 1.8014 | 1.9084 | 2.0149 | 2.1211 | 2.2269
F8_Commercial_Interruptible - Miscellaneous_Existing_Space Heating_Natural Gas_Boiler_A_Achievable Economic TRC Potential | F8 | Commercial | Interruptible - Miscellaneous | Existing | Space Heating | Natural Gas | Boiler | A | Cumulative Summer Peak Savings (MW) | Achievable Economic TRC Potential | 0 | 0 | 0 | 0 | 0 | 0 | 0 | 0 | 0 | 0 | 0 | 0 | 0 | 0 | 0 | 0 | 0 | 0 | 0 | 0 | 0 | 0 | 0 | 0 | 0 | 0 | 0
F9_Commercial_Interruptible - Miscellaneous_Existing_Space Heating_Natural Gas_Boiler_A_Achievable Economic TRC Potential | F9 | Commercial | Interruptible - Miscellaneous | Existing | Space Heating | Natural Gas | Boiler | A | Cumulative Winter Peak Savings (MW) | Achievable Economic TRC Potential | 0 | 0 | 0 | 0 | 0 | 0 | 0 | 0 | 0 | 0 | 0 | 0 | 0 | 0 | 0 | 0 | 0 | 0 | 0 | 0 | 0 | 0 | 0 | 0 | 0 | 0 | 0
F10_Commercial_Interruptible - Miscellaneous_Existing_Space Heating_Natural Gas_Boiler_A_Achievable Economic TRC Potential | F10 | Commercial | Interruptible - Miscellaneous | Existing | Space Heating | Natural Gas | Boiler | A | Purchases (Incremental) | Achievable Economic TRC Potential | 0 | 0 | 0.011453 | 0.01964 | 0.02543 | 0.030024 | 0.034105 | 0.037684 | 0.040791 | 0.043465 | 0.045752 | 0.047697 | 0.049342 | 0.050653 | 0.051698 | 0.052534 | 0.053204 | 0.053743 | 0.054179 | 0.054631 | 0.054992 | 0.055457 | 0.055061 | 0.054744 | 0.054494 | 0.054301 | 0.054158
F11_Commercial_Interruptible - Miscellaneous_Existing_Space Heating_Natural Gas_Boiler_A_Achievable Economic TRC Potential | F11 | Commercial | Interruptible - Miscellaneous | Existing | Space Heating | Natural Gas | Boiler | A | Purchases (Cumulative) | Achievable Economic TRC Potential | 0 | 0 | 0.011453 | 0.031094 | 0.056523 | 0.086548 | 0.12065 | 0.15834 | 0.19913 | 0.24259 | 0.28835 | 0.33604 | 0.38538 | 0.43604 | 0.48774 | 0.54027 | 0.59347 | 0.64722 | 0.7014 | 0.75603 | 0.81102 | 0.86647 | 0.92154 | 0.97628 | 1.0308 | 1.0851 | 1.1392
F1_Commercial_Interruptible - Miscellaneous_Existing_Space Heating_Natural Gas_Unit Heater_A_Achievable Economic TRC Potential | F1 | Commercial | Interruptible - Miscellaneous | Existing | Space Heating | Natural Gas | Unit Heater | A | Integrated Unit Energy Savings (kWh or therms) | Achievable Economic TRC Potential | 0 | 30983.2092 | 30863.0652 | 30863.0652 | 30863.0652 | 30863.0652 | 30863.0652 | 30863.0652 | 30863.0652 | 30863.0652 | 30863.0652 | 30863.0652 | 30863.0652 | 30863.0652 | 30863.0652 | 30863.0652 | 30863.0652 | 30863.0652 | 30863.0652 | 30863.0652 | 30863.0652 | 30863.0652 | 30863.0652 | 30863.0652 | 30863.0652 | 30863.0652 | 30863.0652
F2_Commercial_Interruptible - Miscellaneous_Existing_Space Heating_Natural Gas_Unit Heater_A_Achievable Economic TRC Potential | F2 | Commercial | Interruptible - Miscellaneous | Existing | Space Heating | Natural Gas | Unit Heater | A | Integrated Unit Summer Peak Savings (kW) | Achievable Economic TRC Potential | 0 | 0 | 0 | 0 | 0 | 0 | 0 | 0 | 0 | 0 | 0 | 0 | 0 | 0 | 0 | 0 | 0 | 0 | 0 | 0 | 0 | 0 | 0 | 0 | 0 | 0 | 0
F3_Commercial_Interruptible - Miscellaneous_Existing_Space Heating_Natural Gas_Unit Heater_A_Achievable Economic TRC Potential | F3 | Commercial | Interruptible - Miscellaneous | Existing | Space Heating | Natural Gas | Unit Heater | A | Integrated Unit Winter Peak Savings (kW) | Achievable Economic TRC Potential | 0 | 0 | 0 | 0 | 0 | 0 | 0 | 0 | 0 | 0 | 0 | 0 | 0 | 0 | 0 | 0 | 0 | 0 | 0 | 0 | 0 | 0 | 0 | 0 | 0 | 0 | 0
F4_Commercial_Interruptible - Miscellaneous_Existing_Space Heating_Natural Gas_Unit Heater_A_Achievable Economic TRC Potential | F4 | Commercial | Interruptible - Miscellaneous | Existing | Space Heating | Natural Gas | Unit Heater | A | Incremental Energy Savings (MWh or mTherms) | Achievable Economic TRC Potential | 0 | 0 | 1.5112e-06 | 6.5328e-06 | 1.7696e-05 | 3.7829e-05 | 7.0152e-05 | 0.00011925 | 0.00018795 | 0.00027684 | 0.00037441 | 0.00047291 | 0.0005648 | 0.0006448 | 0.00071111 | 0.00076402 | 0.0008033 | 0.00072986 | 0.00066154 | 0.00059585 | 0.00052997 | 0.00046063 | 0.00038315 | 0.00029453 | 0.00019397 | 9.2764e-05 | 0
F5_Commercial_Interruptible - Miscellaneous_Existing_Space Heating_Natural Gas_Unit Heater_A_Achievable Economic TRC Potential | F5 | Commercial | Interruptible - Miscellaneous | Existing | Space Heating | Natural Gas | Unit Heater | A | Incremental Summer Peak Savings (MW) | Achievable Economic TRC Potential | 0 | 0 | 0 | 0 | 0 | 0 | 0 | 0 | 0 | 0 | 0 | 0 | 0 | 0 | 0 | 0 | 0 | 0 | 0 | 0 | 0 | 0 | 0 | 0 | 0 | 0 | 0
F6_Commercial_Interruptible - Miscellaneous_Existing_Space Heating_Natural Gas_Unit Heater_A_Achievable Economic TRC Potential | F6 | Commercial | Interruptible - Miscellaneous | Existing | Space Heating | Natural Gas | Unit Heater | A | Incremental Winter Peak Savings (MW) | Achievable Economic TRC Potential | 0 | 0 | 0 | 0 | 0 | 0 | 0 | 0 | 0 | 0 | 0 | 0 | 0 | 0 | 0 | 0 | 0 | 0 | 0 | 0 | 0 | 0 | 0 | 0 | 0 | 0 | 0
F7_Commercial_Interruptible - Miscellaneous_Existing_Space Heating_Natural Gas_Unit Heater_A_Achievable Economic TRC Potential | F7 | Commercial | Interruptible - Miscellaneous | Existing | Space Heating | Natural Gas | Unit Heater | A | Cumulative Energy Savings (MWh or mTherms) | Achievable Economic TRC Potential | 0 | 0 | 1.5112e-06 | 8.044e-06 | 2.574e-05 | 6.3568e-05 | 0.00013372 | 0.00025297 | 0.00044092 | 0.00071776 | 0.0010922 | 0.0015651 | 0.0021299 | 0.0027747 | 0.0034858 | 0.0042498 | 0.0050531 | 0.005783 | 0.0064445 | 0.0070403 | 0.0075703 | 0.0080309 | 0.0084141 | 0.0087086 | 0.0089026 | 0.0089954 | 0.0089954
F8_Commercial_Interruptible - Miscellaneous_Existing_Space Heating_Natural Gas_Unit Heater_A_Achievable Economic TRC Potential | F8 | Commercial | Interruptible - Miscellaneous | Existing | Space Heating | Natural Gas | Unit Heater | A | Cumulative Summer Peak Savings (MW) | Achievable Economic TRC Potential | 0 | 0 | 0 | 0 | 0 | 0 | 0 | 0 | 0 | 0 | 0 | 0 | 0 | 0 | 0 | 0 | 0 | 0 | 0 | 0 | 0 | 0 | 0 | 0 | 0 | 0 | 0
F9_Commercial_Interruptible - Miscellaneous_Existing_Space Heating_Natural Gas_Unit Heater_A_Achievable Economic TRC Potential | F9 | Commercial | Interruptible - Miscellaneous | Existing | Space Heating | Natural Gas | Unit Heater | A | Cumulative Winter Peak Savings (MW) | Achievable Economic TRC Potential | 0 | 0 | 0 | 0 | 0 | 0 | 0 | 0 | 0 | 0 | 0 | 0 | 0 | 0 | 0 | 0 | 0 | 0 | 0 | 0 | 0 | 0 | 0 | 0 | 0 | 0 | 0
F10_Commercial_Interruptible - Miscellaneous_Existing_Space Heating_Natural Gas_Unit Heater_A_Achievable Economic TRC Potential | F10 | Commercial | Interruptible - Miscellaneous | Existing | Space Heating | Natural Gas | Unit Heater | A | Purchases (Incremental) | Achievable Economic TRC Potential | 0 | 0 | 4.8966e-08 | 2.1167e-07 | 5.7336e-07 | 1.2257e-06 | 2.273e-06 | 3.8638e-06 | 6.0899e-06 | 8.97e-06 | 1.2131e-05 | 1.5323e-05 | 1.83e-05 | 2.0892e-05 | 2.3041e-05 | 2.4755e-05 | 2.6028e-05 | 2.3648e-05 | 2.1435e-05 | 1.9306e-05 | 1.7172e-05 | 1.4925e-05 | 1.2415e-05 | 9.5431e-06 | 6.285e-06 | 3.0057e-06 | 0
F11_Commercial_Interruptible - Miscellaneous_Existing_Space Heating_Natural Gas_Unit Heater_A_Achievable Economic TRC Potential | F11 | Commercial | Interruptible - Miscellaneous | Existing | Space Heating | Natural Gas | Unit Heater | A | Purchases (Cumulative) | Achievable Economic TRC Potential | 0 | 0 | 4.8966e-08 | 2.6064e-07 | 8.34e-07 | 2.0597e-06 | 4.3327e-06 | 8.1965e-06 | 1.4286e-05 | 2.3256e-05 | 3.5388e-05 | 5.071e-05 | 6.901e-05 | 8.9903e-05 | 0.00011294 | 0.0001377 | 0.00016373 | 0.00018737 | 0.00020881 | 0.00022812 | 0.00024529 | 0.00026021 | 0.00027263 | 0.00028217 | 0.00028845 | 0.00029146 | 0.00029146
F1_Commercial_Interruptible - Miscellaneous_Existing_Water Heating_Natural Gas_Water Heater_A_Achievable Economic TRC Potential | F1 | Commercial | Interruptible - Miscellaneous | Existing | Water Heating | Natural Gas | Water Heater | A | Integrated Unit Energy Savings (kWh or therms) | Achievable Economic TRC Potential | 0 | 2.8505 | 2.8505 | 2.8505 | 2.8505 | 2.8505 | 2.8505 | 2.8505 | 2.8505 | 2.8505 | 2.8505 | 2.8505 | 2.8505 | 2.8505 | 2.8505 | 2.8505 | 2.8505 | 2.8505 | 2.8505 | 2.8505 | 2.8505 | 2.8505 | 2.8505 | 2.8505 | 2.8505 | 2.8505 | 2.8505
F2_Commercial_Interruptible - Miscellaneous_Existing_Water Heating_Natural Gas_Water Heater_A_Achievable Economic TRC Potential | F2 | Commercial | Interruptible - Miscellaneous | Existing | Water Heating | Natural Gas | Water Heater | A | Integrated Unit Summer Peak Savings (kW) | Achievable Economic TRC Potential | 0 | 0 | 0 | 0 | 0 | 0 | 0 | 0 | 0 | 0 | 0 | 0 | 0 | 0 | 0 | 0 | 0 | 0 | 0 | 0 | 0 | 0 | 0 | 0 | 0 | 0 | 0
F3_Commercial_Interruptible - Miscellaneous_Existing_Water Heating_Natural Gas_Water Heater_A_Achievable Economic TRC Potential | F3 | Commercial | Interruptible - Miscellaneous | Existing | Water Heating | Natural Gas | Water Heater | A | Integrated Unit Winter Peak Savings (kW) | Achievable Economic TRC Potential | 0 | 0 | 0 | 0 | 0 | 0 | 0 | 0 | 0 | 0 | 0 | 0 | 0 | 0 | 0 | 0 | 0 | 0 | 0 | 0 | 0 | 0 | 0 | 0 | 0 | 0 | 0
F4_Commercial_Interruptible - Miscellaneous_Existing_Water Heating_Natural Gas_Water Heater_A_Achievable Economic TRC Potential | F4 | Commercial | Interruptible - Miscellaneous | Existing | Water Heating | Natural Gas | Water Heater | A | Incremental Energy Savings (MWh or mTherms) | Achievable Economic TRC Potential | 0 | 0 | 0.0092594 | 0.017621 | 0.025354 | 0.032656 | 0.03967 | 0.045726 | 0.050333 | 0.053865 | 0.06089 | 0.06592 | 0.060075 | 0.053882 | 0.047389 | 0.063562 | 0.050999 | 0.040372 | 0.031338 | 0.025282 | 0.016852 | 0.011025 | 0.0071033 | 0.0045295 | 0.0089148 | 0 | 0
F5_Commercial_Interruptible - Miscellaneous_Existing_Water Heating_Natural Gas_Water Heater_A_Achievable Economic TRC Potential | F5 | Commercial | Interruptible - Miscellaneous | Existing | Water Heating | Natural Gas | Water Heater | A | Incremental Summer Peak Savings (MW) | Achievable Economic TRC Potential | 0 | 0 | 0 | 0 | 0 | 0 | 0 | 0 | 0 | 0 | 0 | 0 | 0 | 0 | 0 | 0 | 0 | 0 | 0 | 0 | 0 | 0 | 0 | 0 | 0 | 0 | 0
F6_Commercial_Interruptible - Miscellaneous_Existing_Water Heating_Natural Gas_Water Heater_A_Achievable Economic TRC Potential | F6 | Commercial | Interruptible - Miscellaneous | Existing | Water Heating | Natural Gas | Water Heater | A | Incremental Winter Peak Savings (MW) | Achievable Economic TRC Potential | 0 | 0 | 0 | 0 | 0 | 0 | 0 | 0 | 0 | 0 | 0 | 0 | 0 | 0 | 0 | 0 | 0 | 0 | 0 | 0 | 0 | 0 | 0 | 0 | 0 | 0 | 0
F7_Commercial_Interruptible - Miscellaneous_Existing_Water Heating_Natural Gas_Water Heater_A_Achievable Economic TRC Potential | F7 | Commercial | Interruptible - Miscellaneous | Existing | Water Heating | Natural Gas | Water Heater | A | Cumulative Energy Savings (MWh or mTherms) | Achievable Economic TRC Potential | 0 | 0 | 0.0092594 | 0.02688 | 0.052234 | 0.08489 | 0.12456 | 0.17029 | 0.22062 | 0.27448 | 0.33537 | 0.40129 | 0.46137 | 0.51525 | 0.56264 | 0.6262 | 0.6772 | 0.71757 | 0.74891 | 0.77419 | 0.79105 | 0.80207 | 0.80917 | 0.8137 | 0.82262 | 0.82262 | 0.82262
F8_Commercial_Interruptible - Miscellaneous_Existing_Water Heating_Natural Gas_Water Heater_A_Achievable Economic TRC Potential | F8 | Commercial | Interruptible - Miscellaneous | Existing | Water Heating | Natural Gas | Water Heater | A | Cumulative Summer Peak Savings (MW) | Achievable Economic TRC Potential | 0 | 0 | 0 | 0 | 0 | 0 | 0 | 0 | 0 | 0 | 0 | 0 | 0 | 0 | 0 | 0 | 0 | 0 | 0 | 0 | 0 | 0 | 0 | 0 | 0 | 0 | 0
F9_Commercial_Interruptible - Miscellaneous_Existing_Water Heating_Natural Gas_Water Heater_A_Achievable Economic TRC Potential | F9 | Commercial | Interruptible - Miscellaneous | Existing | Water Heating | Natural Gas | Water Heater | A | Cumulative Winter Peak Savings (MW) | Achievable Economic TRC Potential | 0 | 0 | 0 | 0 | 0 | 0 | 0 | 0 | 0 | 0 | 0 | 0 | 0 | 0 | 0 | 0 | 0 | 0 | 0 | 0 | 0 | 0 | 0 | 0 | 0 | 0 | 0
F10_Commercial_Interruptible - Miscellaneous_Existing_Water Heating_Natural Gas_Water Heater_A_Achievable Economic TRC Potential | F10 | Commercial | Interruptible - Miscellaneous | Existing | Water Heating | Natural Gas | Water Heater | A | Purchases (Incremental) | Achievable Economic TRC Potential | 0 | 0 | 3.2484 | 6.1817 | 8.8946 | 11.4563 | 13.9172 | 16.0417 | 17.6577 | 18.8969 | 21.3615 | 23.1259 | 21.0756 | 18.9029 | 16.6251 | 22.2987 | 17.8913 | 14.1633 | 10.9938 | 8.8696 | 5.912 | 3.868 | 2.492 | 1.589 | 3.1275 | 0 | 0
F11_Commercial_Interruptible - Miscellaneous_Existing_Water Heating_Natural Gas_Water Heater_A_Achievable Economic TRC Potential | F11 | Commercial | Interruptible - Miscellaneous | Existing | Water Heating | Natural Gas | Water Heater | A | Purchases (Cumulative) | Achievable Economic TRC Potential | 0 | 0 | 3.2484 | 9.4301 | 18.3248 | 29.7811 | 43.6983 | 59.74 | 77.3976 | 96.2946 | 117.6561 | 140.782 | 161.8577 | 180.7606 | 197.3856 | 219.6843 | 237.5756 | 251.739 | 262.7328 | 271.6024 | 277.5144 | 281.3824 | 283.8744 | 285.4634 | 288.5909 | 288.5909 | 288.5909
F1_Commercial_Interruptible - Miscellaneous_Existing_Food Preparation_Natural Gas_Oven_A_Achievable Economic TRC Potential | F1 | Commercial | Interruptible - Miscellaneous | Existing | Food Preparation | Natural Gas | Oven | A | Integrated Unit Energy Savings (kWh or therms) | Achievable Economic TRC Potential | 0 | 106.6752 | 106.6752 | 106.6752 | 106.6752 | 106.6752 | 106.6752 | 106.6752 | 106.6752 | 106.6752 | 106.6752 | 106.6752 | 106.6752 | 106.6752 | 106.6752 | 106.6752 | 106.6752 | 106.6752 | 106.6752 | 106.6752 | 106.6752 | 106.6752 | 106.6752 | 106.6752 | 106.6752 | 106.6752 | 106.6752
F2_Commercial_Interruptible - Miscellaneous_Existing_Food Preparation_Natural Gas_Oven_A_Achievable Economic TRC Potential | F2 | Commercial | Interruptible - Miscellaneous | Existing | Food Preparation | Natural Gas | Oven | A | Integrated Unit Summer Peak Savings (kW) | Achievable Economic TRC Potential | 0 | 0 | 0 | 0 | 0 | 0 | 0 | 0 | 0 | 0 | 0 | 0 | 0 | 0 | 0 | 0 | 0 | 0 | 0 | 0 | 0 | 0 | 0 | 0 | 0 | 0 | 0
F3_Commercial_Interruptible - Miscellaneous_Existing_Food Preparation_Natural Gas_Oven_A_Achievable Economic TRC Potential | F3 | Commercial | Interruptible - Miscellaneous | Existing | Food Preparation | Natural Gas | Oven | A | Integrated Unit Winter Peak Savings (kW) | Achievable Economic TRC Potential | 0 | 0 | 0 | 0 | 0 | 0 | 0 | 0 | 0 | 0 | 0 | 0 | 0 | 0 | 0 | 0 | 0 | 0 | 0 | 0 | 0 | 0 | 0 | 0 | 0 | 0 | 0
F4_Commercial_Interruptible - Miscellaneous_Existing_Food Preparation_Natural Gas_Oven_A_Achievable Economic TRC Potential | F4 | Commercial | Interruptible - Miscellaneous | Existing | Food Preparation | Natural Gas | Oven | A | Incremental Energy Savings (MWh or mTherms) | Achievable Economic TRC Potential | 0 | 0 | 1.1212e-05 | 5.2734e-05 | 0.00012356 | 0.0002129 | 0.00031478 | 0.00042487 | 0.00054008 | 0.00065822 | 0.00077776 | 0.00089769 | 0.00082067 | 0.00077201 | 0.00074872 | 0.0007379 | 0.00073274 | 0.00078862 | 0.0008377 | 0.00090125 | 0.00097544 | 0.001035 | 0.00099211 | 0.00086039 | 0.00087748 | 0.00084749 | 0.00078318
F5_Commercial_Interruptible - Miscellaneous_Existing_Food Preparation_Natural Gas_Oven_A_Achievable Economic TRC Potential | F5 | Commercial | Interruptible - Miscellaneous | Existing | Food Preparation | Natural Gas | Oven | A | Incremental Summer Peak Savings (MW) | Achievable Economic TRC Potential | 0 | 0 | 0 | 0 | 0 | 0 | 0 | 0 | 0 | 0 | 0 | 0 | 0 | 0 | 0 | 0 | 0 | 0 | 0 | 0 | 0 | 0 | 0 | 0 | 0 | 0 | 0
F6_Commercial_Interruptible - Miscellaneous_Existing_Food Preparation_Natural Gas_Oven_A_Achievable Economic TRC Potential | F6 | Commercial | Interruptible - Miscellaneous | Existing | Food Preparation | Natural Gas | Oven | A | Incremental Winter Peak Savings (MW) | Achievable Economic TRC Potential | 0 | 0 | 0 | 0 | 0 | 0 | 0 | 0 | 0 | 0 | 0 | 0 | 0 | 0 | 0 | 0 | 0 | 0 | 0 | 0 | 0 | 0 | 0 | 0 | 0 | 0 | 0
F7_Commercial_Interruptible - Miscellaneous_Existing_Food Preparation_Natural Gas_Oven_A_Achievable Economic TRC Potential | F7 | Commercial | Interruptible - Miscellaneous | Existing | Food Preparation | Natural Gas | Oven | A | Cumulative Energy Savings (MWh or mTherms) | Achievable Economic TRC Potential | 0 | 0 | 1.1212e-05 | 6.3946e-05 | 0.0001875 | 0.0004004 | 0.00071518 | 0.0011401 | 0.0016801 | 0.0023384 | 0.0031161 | 0.0040138 | 0.0048345 | 0.0056065 | 0.0063552 | 0.0070931 | 0.0078258 | 0.0086145 | 0.0094522 | 0.010353 | 0.011329 | 0.012364 | 0.013356 | 0.014216 | 0.015094 | 0.015941 | 0.016725
F8_Commercial_Interruptible - Miscellaneous_Existing_Food Preparation_Natural Gas_Oven_A_Achievable Economic TRC Potential | F8 | Commercial | Interruptible - Miscellaneous | Existing | Food Preparation | Natural Gas | Oven | A | Cumulative Summer Peak Savings (MW) | Achievable Economic TRC Potential | 0 | 0 | 0 | 0 | 0 | 0 | 0 | 0 | 0 | 0 | 0 | 0 | 0 | 0 | 0 | 0 | 0 | 0 | 0 | 0 | 0 | 0 | 0 | 0 | 0 | 0 | 0
F9_Commercial_Interruptible - Miscellaneous_Existing_Food Preparation_Natural Gas_Oven_A_Achievable Economic TRC Potential | F9 | Commercial | Interruptible - Miscellaneous | Existing | Food Preparation | Natural Gas | Oven | A | Cumulative Winter Peak Savings (MW) | Achievable Economic TRC Potential | 0 | 0 | 0 | 0 | 0 | 0 | 0 | 0 | 0 | 0 | 0 | 0 | 0 | 0 | 0 | 0 | 0 | 0 | 0 | 0 | 0 | 0 | 0 | 0 | 0 | 0 | 0
F10_Commercial_Interruptible - Miscellaneous_Existing_Food Preparation_Natural Gas_Oven_A_Achievable Economic TRC Potential | F10 | Commercial | Interruptible - Miscellaneous | Existing | Food Preparation | Natural Gas | Oven | A | Purchases (Incremental) | Achievable Economic TRC Potential | 0 | 0 | 0.00010511 | 0.00049434 | 0.0011582 | 0.0019957 | 0.0029508 | 0.0039829 | 0.0050629 | 0.0061703 | 0.0072909 | 0.0084152 | 0.0076931 | 0.007237 | 0.0070187 | 0.0069172 | 0.0068689 | 0.0073927 | 0.0078528 | 0.0084486 | 0.009144 | 0.0097028 | 0.0093003 | 0.0080655 | 0.0082257 | 0.0079446 | 0.0073417
F11_Commercial_Interruptible - Miscellaneous_Existing_Food Preparation_Natural Gas_Oven_A_Achievable Economic TRC Potential | F11 | Commercial | Interruptible - Miscellaneous | Existing | Food Preparation | Natural Gas | Oven | A | Purchases (Cumulative) | Achievable Economic TRC Potential | 0 | 0 | 0.00010511 | 0.00059945 | 0.0017577 | 0.0037534 | 0.0067043 | 0.010687 | 0.01575 | 0.02192 | 0.029211 | 0.037626 | 0.04532 | 0.052557 | 0.059575 | 0.066492 | 0.073361 | 0.080754 | 0.088607 | 0.097055 | 0.1062 | 0.1159 | 0.1252 | 0.13327 | 0.14149 | 0.14944 | 0.15678
F1_Commercial_Interruptible - Miscellaneous_Existing_Food Preparation_Natural Gas_Conveyor Oven_A_Achievable Economic TRC Potential | F1 | Commercial | Interruptible - Miscellaneous | Existing | Food Preparation | Natural Gas | Conveyor Oven | A | Integrated Unit Energy Savings (kWh or therms) | Achievable Economic TRC Potential | 0 | 0 | 0 | 0 | 0 | 692.0657 | 692.0657 | 692.0657 | 692.0657 | 692.0657 | 692.0657 | 692.0657 | 692.0657 | 692.0657 | 692.0657 | 692.0657 | 692.0657 | 692.0657 | 692.0657 | 692.0657 | 692.0657 | 692.0657 | 692.0657 | 692.0657 | 692.0657 | 692.0657 | 692.0657
F2_Commercial_Interruptible - Miscellaneous_Existing_Food Preparation_Natural Gas_Conveyor Oven_A_Achievable Economic TRC Potential | F2 | Commercial | Interruptible - Miscellaneous | Existing | Food Preparation | Natural Gas | Conveyor Oven | A | Integrated Unit Summer Peak Savings (kW) | Achievable Economic TRC Potential | 0 | 0 | 0 | 0 | 0 | 0 | 0 | 0 | 0 | 0 | 0 | 0 | 0 | 0 | 0 | 0 | 0 | 0 | 0 | 0 | 0 | 0 | 0 | 0 | 0 | 0 | 0
F3_Commercial_Interruptible - Miscellaneous_Existing_Food Preparation_Natural Gas_Conveyor Oven_A_Achievable Economic TRC Potential | F3 | Commercial | Interruptible - Miscellaneous | Existing | Food Preparation | Natural Gas | Conveyor Oven | A | Integrated Unit Winter Peak Savings (kW) | Achievable Economic TRC Potential | 0 | 0 | 0 | 0 | 0 | 0 | 0 | 0 | 0 | 0 | 0 | 0 | 0 | 0 | 0 | 0 | 0 | 0 | 0 | 0 | 0 | 0 | 0 | 0 | 0 | 0 | 0
F4_Commercial_Interruptible - Miscellaneous_Existing_Food Preparation_Natural Gas_Conveyor Oven_A_Achievable Economic TRC Potential | F4 | Commercial | Interruptible - Miscellaneous | Existing | Food Preparation | Natural Gas | Conveyor Oven | A | Incremental Energy Savings (MWh or mTherms) | Achievable Economic TRC Potential | 0 | 0 | 0 | 0 | 0 | 2.4822e-05 | 8.9432e-05 | 0.00020466 | 0.00037828 | 0.00061574 | 0.00086044 | 0.0011071 | 0.0013523 | 0.0015938 | 0.0018305 | 0.0020617 | 0.0022872 | 0.0019561 | 0.0016659 | 0.0014136 | 0.0011955 | 0.0010359 | 0.00088157 | 0.00078105 | 0.00071898 | 0.00068117 | 0.0006633
F5_Commercial_Interruptible - Miscellaneous_Existing_Food Preparation_Natural Gas_Conveyor Oven_A_Achievable Economic TRC Potential | F5 | Commercial | Interruptible - Miscellaneous | Existing | Food Preparation | Natural Gas | Conveyor Oven | A | Incremental Summer Peak Savings (MW) | Achievable Economic TRC Potential | 0 | 0 | 0 | 0 | 0 | 0 | 0 | 0 | 0 | 0 | 0 | 0 | 0 | 0 | 0 | 0 | 0 | 0 | 0 | 0 | 0 | 0 | 0 | 0 | 0 | 0 | 0
F6_Commercial_Interruptible - Miscellaneous_Existing_Food Preparation_Natural Gas_Conveyor Oven_A_Achievable Economic TRC Potential | F6 | Commercial | Interruptible - Miscellaneous | Existing | Food Preparation | Natural Gas | Conveyor Oven | A | Incremental Winter Peak Savings (MW) | Achievable Economic TRC Potential | 0 | 0 | 0 | 0 | 0 | 0 | 0 | 0 | 0 | 0 | 0 | 0 | 0 | 0 | 0 | 0 | 0 | 0 | 0 | 0 | 0 | 0 | 0 | 0 | 0 | 0 | 0
F7_Commercial_Interruptible - Miscellaneous_Existing_Food Preparation_Natural Gas_Conveyor Oven_A_Achievable Economic TRC Potential | F7 | Commercial | Interruptible - Miscellaneous | Existing | Food Preparation | Natural Gas | Conveyor Oven | A | Cumulative Energy Savings (MWh or mTherms) | Achievable Economic TRC Potential | 0 | 0 | 0 | 0 | 0 | 2.4822e-05 | 0.00011425 | 0.00031892 | 0.00069719 | 0.0013129 | 0.0021734 | 0.0032805 | 0.0046328 | 0.0062266 | 0.0080571 | 0.010119 | 0.012406 | 0.014362 | 0.016028 | 0.017442 | 0.018637 | 0.019673 | 0.020554 | 0.021336 | 0.022055 | 0.022736 | 0.023399
F8_Commercial_Interruptible - Miscellaneous_Existing_Food Preparation_Natural Gas_Conveyor Oven_A_Achievable Economic TRC Potential | F8 | Commercial | Interruptible - Miscellaneous | Existing | Food Preparation | Natural Gas | Conveyor Oven | A | Cumulative Summer Peak Savings (MW) | Achievable Economic TRC Potential | 0 | 0 | 0 | 0 | 0 | 0 | 0 | 0 | 0 | 0 | 0 | 0 | 0 | 0 | 0 | 0 | 0 | 0 | 0 | 0 | 0 | 0 | 0 | 0 | 0 | 0 | 0
F9_Commercial_Interruptible - Miscellaneous_Existing_Food Preparation_Natural Gas_Conveyor Oven_A_Achievable Economic TRC Potential | F9 | Commercial | Interruptible - Miscellaneous | Existing | Food Preparation | Natural Gas | Conveyor Oven | A | Cumulative Winter Peak Savings (MW) | Achievable Economic TRC Potential | 0 | 0 | 0 | 0 | 0 | 0 | 0 | 0 | 0 | 0 | 0 | 0 | 0 | 0 | 0 | 0 | 0 | 0 | 0 | 0 | 0 | 0 | 0 | 0 | 0 | 0 | 0
F10_Commercial_Interruptible - Miscellaneous_Existing_Food Preparation_Natural Gas_Conveyor Oven_A_Achievable Economic TRC Potential | F10 | Commercial | Interruptible - Miscellaneous | Existing | Food Preparation | Natural Gas | Conveyor Oven | A | Purchases (Incremental) | Achievable Economic TRC Potential | 0 | 0 | 0 | 0 | 0 | 3.5866e-05 | 0.00012922 | 0.00029573 | 0.00054659 | 0.00088971 | 0.0012433 | 0.0015997 | 0.001954 | 0.002303 | 0.0026449 | 0.002979 | 0.0033049 | 0.0028264 | 0.0024072 | 0.0020425 | 0.0017275 | 0.0014968 | 0.0012738 | 0.0011286 | 0.0010389 | 0.00098425 | 0.00095844
F11_Commercial_Interruptible - Miscellaneous_Existing_Food Preparation_Natural Gas_Conveyor Oven_A_Achievable Economic TRC Potential | F11 | Commercial | Interruptible - Miscellaneous | Existing | Food Preparation | Natural Gas | Conveyor Oven | A | Purchases (Cumulative) | Achievable Economic TRC Potential | 0 | 0 | 0 | 0 | 0 | 3.5866e-05 | 0.00016509 | 0.00046082 | 0.0010074 | 0.0018971 | 0.0031404 | 0.0047401 | 0.0066941 | 0.0089971 | 0.011642 | 0.014621 | 0.017926 | 0.020752 | 0.02316 | 0.025202 | 0.02693 | 0.028426 | 0.0297 | 0.030829 | 0.031868 | 0.032852 | 0.03381
F1_Commercial_Interruptible - Miscellaneous_Existing_Food Preparation_Natural Gas_Double Rack Oven_A_Achievable Economic TRC Potential | F1 | Commercial | Interruptible - Miscellaneous | Existing | Food Preparation | Natural Gas | Double Rack Oven | A | Integrated Unit Energy Savings (kWh or therms) | Achievable Economic TRC Potential | 0 | 1621.62 | 1621.62 | 1621.62 | 1621.62 | 1621.62 | 1621.62 | 1621.62 | 1621.62 | 1621.62 | 1621.62 | 1621.62 | 1621.62 | 1621.62 | 1621.62 | 1621.62 | 1621.62 | 1621.62 | 1621.62 | 1621.62 | 1621.62 | 1621.62 | 1621.62 | 1621.62 | 1621.62 | 1621.62 | 1621.62
F2_Commercial_Interruptible - Miscellaneous_Existing_Food Preparation_Natural Gas_Double Rack Oven_A_Achievable Economic TRC Potential | F2 | Commercial | Interruptible - Miscellaneous | Existing | Food Preparation | Natural Gas | Double Rack Oven | A | Integrated Unit Summer Peak Savings (kW) | Achievable Economic TRC Potential | 0 | 0 | 0 | 0 | 0 | 0 | 0 | 0 | 0 | 0 | 0 | 0 | 0 | 0 | 0 | 0 | 0 | 0 | 0 | 0 | 0 | 0 | 0 | 0 | 0 | 0 | 0
F3_Commercial_Interruptible - Miscellaneous_Existing_Food Preparation_Natural Gas_Double Rack Oven_A_Achievable Economic TRC Potential | F3 | Commercial | Interruptible - Miscellaneous | Existing | Food Preparation | Natural Gas | Double Rack Oven | A | Integrated Unit Winter Peak Savings (kW) | Achievable Economic TRC Potential | 0 | 0 | 0 | 0 | 0 | 0 | 0 | 0 | 0 | 0 | 0 | 0 | 0 | 0 | 0 | 0 | 0 | 0 | 0 | 0 | 0 | 0 | 0 | 0 | 0 | 0 | 0
F4_Commercial_Interruptible - Miscellaneous_Existing_Food Preparation_Natural Gas_Double Rack Oven_A_Achievable Economic TRC Potential | F4 | Commercial | Interruptible - Miscellaneous | Existing | Food Preparation | Natural Gas | Double Rack Oven | A | Incremental Energy Savings (MWh or mTherms) | Achievable Economic TRC Potential | 0 | 0 | 7.8118e-05 | 0.00029782 | 0.00058631 | 0.000932 | 0.001325 | 0.001757 | 0.0022209 | 0.0027107 | 0.0028402 | 0.0029911 | 0.0031723 | 0.0033896 | 0.003568 | 0.0036452 | 0.0036939 | 0.0037244 | 0.0037445 | 0.0042944 | 0.004369 | 0.0043584 | 0.0042952 | 0.0041729 | 0.0039969 | 0.0037723 | 0.0035039
F5_Commercial_Interruptible - Miscellaneous_Existing_Food Preparation_Natural Gas_Double Rack Oven_A_Achievable Economic TRC Potential | F5 | Commercial | Interruptible - Miscellaneous | Existing | Food Preparation | Natural Gas | Double Rack Oven | A | Incremental Summer Peak Savings (MW) | Achievable Economic TRC Potential | 0 | 0 | 0 | 0 | 0 | 0 | 0 | 0 | 0 | 0 | 0 | 0 | 0 | 0 | 0 | 0 | 0 | 0 | 0 | 0 | 0 | 0 | 0 | 0 | 0 | 0 | 0
F6_Commercial_Interruptible - Miscellaneous_Existing_Food Preparation_Natural Gas_Double Rack Oven_A_Achievable Economic TRC Potential | F6 | Commercial | Interruptible - Miscellaneous | Existing | Food Preparation | Natural Gas | Double Rack Oven | A | Incremental Winter Peak Savings (MW) | Achievable Economic TRC Potential | 0 | 0 | 0 | 0 | 0 | 0 | 0 | 0 | 0 | 0 | 0 | 0 | 0 | 0 | 0 | 0 | 0 | 0 | 0 | 0 | 0 | 0 | 0 | 0 | 0 | 0 | 0
F7_Commercial_Interruptible - Miscellaneous_Existing_Food Preparation_Natural Gas_Double Rack Oven_A_Achievable Economic TRC Potential | F7 | Commercial | Interruptible - Miscellaneous | Existing | Food Preparation | Natural Gas | Double Rack Oven | A | Cumulative Energy Savings (MWh or mTherms) | Achievable Economic TRC Potential | 0 | 0 | 7.8118e-05 | 0.00037594 | 0.00096224 | 0.0018942 | 0.0032193 | 0.0049763 | 0.0071972 | 0.0099079 | 0.012748 | 0.015739 | 0.018911 | 0.022301 | 0.025869 | 0.029514 | 0.033208 | 0.036933 | 0.040677 | 0.044972 | 0.049341 | 0.053699 | 0.057994 | 0.062167 | 0.066164 | 0.069936 | 0.07344
F8_Commercial_Interruptible - Miscellaneous_Existing_Food Preparation_Natural Gas_Double Rack Oven_A_Achievable Economic TRC Potential | F8 | Commercial | Interruptible - Miscellaneous | Existing | Food Preparation | Natural Gas | Double Rack Oven | A | Cumulative Summer Peak Savings (MW) | Achievable Economic TRC Potential | 0 | 0 | 0 | 0 | 0 | 0 | 0 | 0 | 0 | 0 | 0 | 0 | 0 | 0 | 0 | 0 | 0 | 0 | 0 | 0 | 0 | 0 | 0 | 0 | 0 | 0 | 0
F9_Commercial_Interruptible - Miscellaneous_Existing_Food Preparation_Natural Gas_Double Rack Oven_A_Achievable Economic TRC Potential | F9 | Commercial | Interruptible - Miscellaneous | Existing | Food Preparation | Natural Gas | Double Rack Oven | A | Cumulative Winter Peak Savings (MW) | Achievable Economic TRC Potential | 0 | 0 | 0 | 0 | 0 | 0 | 0 | 0 | 0 | 0 | 0 | 0 | 0 | 0 | 0 | 0 | 0 | 0 | 0 | 0 | 0 | 0 | 0 | 0 | 0 | 0 | 0
F10_Commercial_Interruptible - Miscellaneous_Existing_Food Preparation_Natural Gas_Double Rack Oven_A_Achievable Economic TRC Potential | F10 | Commercial | Interruptible - Miscellaneous | Existing | Food Preparation | Natural Gas | Double Rack Oven | A | Purchases (Incremental) | Achievable Economic TRC Potential | 0 | 0 | 4.8173e-05 | 0.00018365 | 0.00036156 | 0.00057473 | 0.00081711 | 0.0010835 | 0.0013696 | 0.0016716 | 0.0017514 | 0.0018445 | 0.0019563 | 0.0020903 | 0.0022003 | 0.0022479 | 0.0022779 | 0.0022967 | 0.0023091 | 0.0026482 | 0.0026942 | 0.0026877 | 0.0026487 | 0.0025733 | 0.0024648 | 0.0023262 | 0.0021608
F11_Commercial_Interruptible - Miscellaneous_Existing_Food Preparation_Natural Gas_Double Rack Oven_A_Achievable Economic TRC Potential | F11 | Commercial | Interruptible - Miscellaneous | Existing | Food Preparation | Natural Gas | Double Rack Oven | A | Purchases (Cumulative) | Achievable Economic TRC Potential | 0 | 0 | 4.8173e-05 | 0.00023183 | 0.00059338 | 0.0011681 | 0.0019852 | 0.0030687 | 0.0044383 | 0.0061099 | 0.0078613 | 0.0097058 | 0.011662 | 0.013752 | 0.015953 | 0.018201 | 0.020478 | 0.022775 | 0.025084 | 0.027732 | 0.030427 | 0.033114 | 0.035763 | 0.038336 | 0.040801 | 0.043127 | 0.045288
F1_Commercial_Interruptible - Miscellaneous_Existing_Food Preparation_Natural Gas_Fryer_A_Achievable Economic TRC Potential | F1 | Commercial | Interruptible - Miscellaneous | Existing | Food Preparation | Natural Gas | Fryer | A | Integrated Unit Energy Savings (kWh or therms) | Achievable Economic TRC Potential | 0 | 395.2691 | 395.2691 | 395.2691 | 395.2691 | 395.2691 | 395.2691 | 395.2691 | 395.2691 | 395.2691 | 395.2691 | 395.2691 | 395.2691 | 395.2691 | 395.2691 | 395.2691 | 395.2691 | 395.2691 | 395.2691 | 395.2691 | 395.2691 | 395.2691 | 395.2691 | 395.2691 | 395.2691 | 395.2691 | 395.2691
F2_Commercial_Interruptible - Miscellaneous_Existing_Food Preparation_Natural Gas_Fryer_A_Achievable Economic TRC Potential | F2 | Commercial | Interruptible - Miscellaneous | Existing | Food Preparation | Natural Gas | Fryer | A | Integrated Unit Summer Peak Savings (kW) | Achievable Economic TRC Potential | 0 | 0 | 0 | 0 | 0 | 0 | 0 | 0 | 0 | 0 | 0 | 0 | 0 | 0 | 0 | 0 | 0 | 0 | 0 | 0 | 0 | 0 | 0 | 0 | 0 | 0 | 0
F3_Commercial_Interruptible - Miscellaneous_Existing_Food Preparation_Natural Gas_Fryer_A_Achievable Economic TRC Potential | F3 | Commercial | Interruptible - Miscellaneous | Existing | Food Preparation | Natural Gas | Fryer | A | Integrated Unit Winter Peak Savings (kW) | Achievable Economic TRC Potential | 0 | 0 | 0 | 0 | 0 | 0 | 0 | 0 | 0 | 0 | 0 | 0 | 0 | 0 | 0 | 0 | 0 | 0 | 0 | 0 | 0 | 0 | 0 | 0 | 0 | 0 | 0
F4_Commercial_Interruptible - Miscellaneous_Existing_Food Preparation_Natural Gas_Fryer_A_Achievable Economic TRC Potential | F4 | Commercial | Interruptible - Miscellaneous | Existing | Food Preparation | Natural Gas | Fryer | A | Incremental Energy Savings (MWh or mTherms) | Achievable Economic TRC Potential | 0 | 0 | 5.716e-05 | 0.00011908 | 0.00018833 | 0.0002634 | 0.00034495 | 0.00043758 | 0.00053663 | 0.00070472 | 0.00085539 | 0.00091881 | 0.00094062 | 0.00091869 | 0.0012326 | 0.0010478 | 0.00085629 | 0.00069966 | 0.00049844 | 0.00032816 | 0.00019466 | 0.00010058 | 0.00014682 | 0 | 0 | 0 | 3.1612e-05
F5_Commercial_Interruptible - Miscellaneous_Existing_Food Preparation_Natural Gas_Fryer_A_Achievable Economic TRC Potential | F5 | Commercial | Interruptible - Miscellaneous | Existing | Food Preparation | Natural Gas | Fryer | A | Incremental Summer Peak Savings (MW) | Achievable Economic TRC Potential | 0 | 0 | 0 | 0 | 0 | 0 | 0 | 0 | 0 | 0 | 0 | 0 | 0 | 0 | 0 | 0 | 0 | 0 | 0 | 0 | 0 | 0 | 0 | 0 | 0 | 0 | 0
F6_Commercial_Interruptible - Miscellaneous_Existing_Food Preparation_Natural Gas_Fryer_A_Achievable Economic TRC Potential | F6 | Commercial | Interruptible - Miscellaneous | Existing | Food Preparation | Natural Gas | Fryer | A | Incremental Winter Peak Savings (MW) | Achievable Economic TRC Potential | 0 | 0 | 0 | 0 | 0 | 0 | 0 | 0 | 0 | 0 | 0 | 0 | 0 | 0 | 0 | 0 | 0 | 0 | 0 | 0 | 0 | 0 | 0 | 0 | 0 | 0 | 0
F7_Commercial_Interruptible - Miscellaneous_Existing_Food Preparation_Natural Gas_Fryer_A_Achievable Economic TRC Potential | F7 | Commercial | Interruptible - Miscellaneous | Existing | Food Preparation | Natural Gas | Fryer | A | Cumulative Energy Savings (MWh or mTherms) | Achievable Economic TRC Potential | 0 | 0 | 5.716e-05 | 0.00017624 | 0.00036458 | 0.00062798 | 0.00097293 | 0.0014105 | 0.0019471 | 0.0026519 | 0.0035072 | 0.0044261 | 0.0053667 | 0.0062854 | 0.007518 | 0.0085658 | 0.0094221 | 0.010122 | 0.01062 | 0.010948 | 0.011143 | 0.011244 | 0.01139 | 0.01139 | 0.01139 | 0.01139 | 0.011422
F8_Commercial_Interruptible - Miscellaneous_Existing_Food Preparation_Natural Gas_Fryer_A_Achievable Economic TRC Potential | F8 | Commercial | Interruptible - Miscellaneous | Existing | Food Preparation | Natural Gas | Fryer | A | Cumulative Summer Peak Savings (MW) | Achievable Economic TRC Potential | 0 | 0 | 0 | 0 | 0 | 0 | 0 | 0 | 0 | 0 | 0 | 0 | 0 | 0 | 0 | 0 | 0 | 0 | 0 | 0 | 0 | 0 | 0 | 0 | 0 | 0 | 0
F9_Commercial_Interruptible - Miscellaneous_Existing_Food Preparation_Natural Gas_Fryer_A_Achievable Economic TRC Potential | F9 | Commercial | Interruptible - Miscellaneous | Existing | Food Preparation | Natural Gas | Fryer | A | Cumulative Winter Peak Savings (MW) | Achievable Economic TRC Potential | 0 | 0 | 0 | 0 | 0 | 0 | 0 | 0 | 0 | 0 | 0 | 0 | 0 | 0 | 0 | 0 | 0 | 0 | 0 | 0 | 0 | 0 | 0 | 0 | 0 | 0 | 0
F10_Commercial_Interruptible - Miscellaneous_Existing_Food Preparation_Natural Gas_Fryer_A_Achievable Economic TRC Potential | F10 | Commercial | Interruptible - Miscellaneous | Existing | Food Preparation | Natural Gas | Fryer | A | Purchases (Incremental) | Achievable Economic TRC Potential | 0 | 0 | 0.00014461 | 0.00030127 | 0.00047647 | 0.00066638 | 0.0008727 | 0.001107 | 0.0013576 | 0.0017829 | 0.0021641 | 0.0023245 | 0.0023797 | 0.0023242 | 0.0031184 | 0.002651 | 0.0021664 | 0.0017701 | 0.001261 | 0.00083022 | 0.00049246 | 0.00025446 | 0.00037145 | 0 | 0 | 0 | 7.9977e-05
F11_Commercial_Interruptible - Miscellaneous_Existing_Food Preparation_Natural Gas_Fryer_A_Achievable Economic TRC Potential | F11 | Commercial | Interruptible - Miscellaneous | Existing | Food Preparation | Natural Gas | Fryer | A | Purchases (Cumulative) | Achievable Economic TRC Potential | 0 | 0 | 0.00014461 | 0.00044588 | 0.00092235 | 0.0015887 | 0.0024614 | 0.0035685 | 0.0049261 | 0.006709 | 0.008873 | 0.011198 | 0.013577 | 0.015901 | 0.01902 | 0.021671 | 0.023837 | 0.025607 | 0.026868 | 0.027698 | 0.028191 | 0.028445 | 0.028817 | 0.028817 | 0.028817 | 0.028817 | 0.028897
F1_Commercial_Interruptible - Miscellaneous_Existing_Food Preparation_Natural Gas_Broiler_A_Achievable Economic TRC Potential | F1 | Commercial | Interruptible - Miscellaneous | Existing | Food Preparation | Natural Gas | Broiler | A | Integrated Unit Energy Savings (kWh or therms) | Achievable Economic TRC Potential | 0 | 240.24 | 240.24 | 240.24 | 240.24 | 240.24 | 240.24 | 240.24 | 240.24 | 240.24 | 240.24 | 240.24 | 240.24 | 240.24 | 240.24 | 240.24 | 240.24 | 240.24 | 240.24 | 240.24 | 240.24 | 240.24 | 240.24 | 240.24 | 240.24 | 240.24 | 240.24
F2_Commercial_Interruptible - Miscellaneous_Existing_Food Preparation_Natural Gas_Broiler_A_Achievable Economic TRC Potential | F2 | Commercial | Interruptible - Miscellaneous | Existing | Food Preparation | Natural Gas | Broiler | A | Integrated Unit Summer Peak Savings (kW) | Achievable Economic TRC Potential | 0 | 0 | 0 | 0 | 0 | 0 | 0 | 0 | 0 | 0 | 0 | 0 | 0 | 0 | 0 | 0 | 0 | 0 | 0 | 0 | 0 | 0 | 0 | 0 | 0 | 0 | 0
F3_Commercial_Interruptible - Miscellaneous_Existing_Food Preparation_Natural Gas_Broiler_A_Achievable Economic TRC Potential | F3 | Commercial | Interruptible - Miscellaneous | Existing | Food Preparation | Natural Gas | Broiler | A | Integrated Unit Winter Peak Savings (kW) | Achievable Economic TRC Potential | 0 | 0 | 0 | 0 | 0 | 0 | 0 | 0 | 0 | 0 | 0 | 0 | 0 | 0 | 0 | 0 | 0 | 0 | 0 | 0 | 0 | 0 | 0 | 0 | 0 | 0 | 0
F4_Commercial_Interruptible - Miscellaneous_Existing_Food Preparation_Natural Gas_Broiler_A_Achievable Economic TRC Potential | F4 | Commercial | Interruptible - Miscellaneous | Existing | Food Preparation | Natural Gas | Broiler | A | Incremental Energy Savings (MWh or mTherms) | Achievable Economic TRC Potential | 0 | 0 | 0.00019517 | 0.00066037 | 0.0012004 | 0.0018027 | 0.0024565 | 0.0031527 | 0.0038836 | 0.0046427 | 0.0050097 | 0.0054001 | 0.0058235 | 0.006286 | 0.0065961 | 0.0066801 | 0.0067331 | 0.0067663 | 0.0067881 | 0.0086043 | 0.008612 | 0.0085283 | 0.0081143 | 0.0076493 | 0.0071374 | 0.0065832 | 0.0059907
F5_Commercial_Interruptible - Miscellaneous_Existing_Food Preparation_Natural Gas_Broiler_A_Achievable Economic TRC Potential | F5 | Commercial | Interruptible - Miscellaneous | Existing | Food Preparation | Natural Gas | Broiler | A | Incremental Summer Peak Savings (MW) | Achievable Economic TRC Potential | 0 | 0 | 0 | 0 | 0 | 0 | 0 | 0 | 0 | 0 | 0 | 0 | 0 | 0 | 0 | 0 | 0 | 0 | 0 | 0 | 0 | 0 | 0 | 0 | 0 | 0 | 0
F6_Commercial_Interruptible - Miscellaneous_Existing_Food Preparation_Natural Gas_Broiler_A_Achievable Economic TRC Potential | F6 | Commercial | Interruptible - Miscellaneous | Existing | Food Preparation | Natural Gas | Broiler | A | Incremental Winter Peak Savings (MW) | Achievable Economic TRC Potential | 0 | 0 | 0 | 0 | 0 | 0 | 0 | 0 | 0 | 0 | 0 | 0 | 0 | 0 | 0 | 0 | 0 | 0 | 0 | 0 | 0 | 0 | 0 | 0 | 0 | 0 | 0
F7_Commercial_Interruptible - Miscellaneous_Existing_Food Preparation_Natural Gas_Broiler_A_Achievable Economic TRC Potential | F7 | Commercial | Interruptible - Miscellaneous | Existing | Food Preparation | Natural Gas | Broiler | A | Cumulative Energy Savings (MWh or mTherms) | Achievable Economic TRC Potential | 0 | 0 | 0.00019517 | 0.00085554 | 0.002056 | 0.0038587 | 0.0063152 | 0.0094679 | 0.013352 | 0.017994 | 0.023004 | 0.028404 | 0.034228 | 0.040514 | 0.04711 | 0.05379 | 0.060523 | 0.067289 | 0.074077 | 0.082682 | 0.091294 | 0.099822 | 0.10794 | 0.11559 | 0.12272 | 0.12931 | 0.1353
F8_Commercial_Interruptible - Miscellaneous_Existing_Food Preparation_Natural Gas_Broiler_A_Achievable Economic TRC Potential | F8 | Commercial | Interruptible - Miscellaneous | Existing | Food Preparation | Natural Gas | Broiler | A | Cumulative Summer Peak Savings (MW) | Achievable Economic TRC Potential | 0 | 0 | 0 | 0 | 0 | 0 | 0 | 0 | 0 | 0 | 0 | 0 | 0 | 0 | 0 | 0 | 0 | 0 | 0 | 0 | 0 | 0 | 0 | 0 | 0 | 0 | 0
F9_Commercial_Interruptible - Miscellaneous_Existing_Food Preparation_Natural Gas_Broiler_A_Achievable Economic TRC Potential | F9 | Commercial | Interruptible - Miscellaneous | Existing | Food Preparation | Natural Gas | Broiler | A | Cumulative Winter Peak Savings (MW) | Achievable Economic TRC Potential | 0 | 0 | 0 | 0 | 0 | 0 | 0 | 0 | 0 | 0 | 0 | 0 | 0 | 0 | 0 | 0 | 0 | 0 | 0 | 0 | 0 | 0 | 0 | 0 | 0 | 0 | 0
F10_Commercial_Interruptible - Miscellaneous_Existing_Food Preparation_Natural Gas_Broiler_A_Achievable Economic TRC Potential | F10 | Commercial | Interruptible - Miscellaneous | Existing | Food Preparation | Natural Gas | Broiler | A | Purchases (Incremental) | Achievable Economic TRC Potential | 0 | 0 | 0.0008124 | 0.0027488 | 0.0049967 | 0.0075038 | 0.010225 | 0.013123 | 0.016166 | 0.019325 | 0.020853 | 0.022478 | 0.02424 | 0.026166 | 0.027456 | 0.027806 | 0.028027 | 0.028165 | 0.028256 | 0.035815 | 0.035848 | 0.035499 | 0.033776 | 0.03184 | 0.02971 | 0.027403 | 0.024936
F11_Commercial_Interruptible - Miscellaneous_Existing_Food Preparation_Natural Gas_Broiler_A_Achievable Economic TRC Potential | F11 | Commercial | Interruptible - Miscellaneous | Existing | Food Preparation | Natural Gas | Broiler | A | Purchases (Cumulative) | Achievable Economic TRC Potential | 0 | 0 | 0.0008124 | 0.0035612 | 0.0085579 | 0.016062 | 0.026287 | 0.03941 | 0.055576 | 0.074901 | 0.095754 | 0.11823 | 0.14247 | 0.16864 | 0.19609 | 0.2239 | 0.25193 | 0.28009 | 0.30835 | 0.34416 | 0.38001 | 0.41551 | 0.44929 | 0.48113 | 0.51084 | 0.53824 | 0.56317
F1_Commercial_Interruptible - Miscellaneous_Existing_Food Preparation_Natural Gas_Griddle_A_Achievable Economic TRC Potential | F1 | Commercial | Interruptible - Miscellaneous | Existing | Food Preparation | Natural Gas | Griddle | A | Integrated Unit Energy Savings (kWh or therms) | Achievable Economic TRC Potential | 0 | 167.9465 | 167.9465 | 167.9465 | 167.9465 | 167.9465 | 167.9465 | 167.9465 | 167.9465 | 167.9465 | 167.9465 | 167.9465 | 167.9465 | 167.9465 | 167.9465 | 167.9465 | 167.9465 | 167.9465 | 167.9465 | 167.9465 | 167.9465 | 167.9465 | 167.9465 | 167.9465 | 167.9465 | 167.9465 | 167.9465
F2_Commercial_Interruptible - Miscellaneous_Existing_Food Preparation_Natural Gas_Griddle_A_Achievable Economic TRC Potential | F2 | Commercial | Interruptible - Miscellaneous | Existing | Food Preparation | Natural Gas | Griddle | A | Integrated Unit Summer Peak Savings (kW) | Achievable Economic TRC Potential | 0 | 0 | 0 | 0 | 0 | 0 | 0 | 0 | 0 | 0 | 0 | 0 | 0 | 0 | 0 | 0 | 0 | 0 | 0 | 0 | 0 | 0 | 0 | 0 | 0 | 0 | 0
F3_Commercial_Interruptible - Miscellaneous_Existing_Food Preparation_Natural Gas_Griddle_A_Achievable Economic TRC Potential | F3 | Commercial | Interruptible - Miscellaneous | Existing | Food Preparation | Natural Gas | Griddle | A | Integrated Unit Winter Peak Savings (kW) | Achievable Economic TRC Potential | 0 | 0 | 0 | 0 | 0 | 0 | 0 | 0 | 0 | 0 | 0 | 0 | 0 | 0 | 0 | 0 | 0 | 0 | 0 | 0 | 0 | 0 | 0 | 0 | 0 | 0 | 0
F4_Commercial_Interruptible - Miscellaneous_Existing_Food Preparation_Natural Gas_Griddle_A_Achievable Economic TRC Potential | F4 | Commercial | Interruptible - Miscellaneous | Existing | Food Preparation | Natural Gas | Griddle | A | Incremental Energy Savings (MWh or mTherms) | Achievable Economic TRC Potential | 0 | 0 | 4.8417e-05 | 0.00016382 | 0.00029779 | 0.0004472 | 0.0006094 | 0.00078211 | 0.00096343 | 0.0011517 | 0.0012428 | 0.0013396 | 0.0014446 | 0.0015594 | 0.0016363 | 0.0016572 | 0.0016703 | 0.0016785 | 0.0016839 | 0.0021345 | 0.0021364 | 0.0021156 | 0.0020129 | 0.0018976 | 0.0017706 | 0.0016331 | 0.0014861
F5_Commercial_Interruptible - Miscellaneous_Existing_Food Preparation_Natural Gas_Griddle_A_Achievable Economic TRC Potential | F5 | Commercial | Interruptible - Miscellaneous | Existing | Food Preparation | Natural Gas | Griddle | A | Incremental Summer Peak Savings (MW) | Achievable Economic TRC Potential | 0 | 0 | 0 | 0 | 0 | 0 | 0 | 0 | 0 | 0 | 0 | 0 | 0 | 0 | 0 | 0 | 0 | 0 | 0 | 0 | 0 | 0 | 0 | 0 | 0 | 0 | 0
F6_Commercial_Interruptible - Miscellaneous_Existing_Food Preparation_Natural Gas_Griddle_A_Achievable Economic TRC Potential | F6 | Commercial | Interruptible - Miscellaneous | Existing | Food Preparation | Natural Gas | Griddle | A | Incremental Winter Peak Savings (MW) | Achievable Economic TRC Potential | 0 | 0 | 0 | 0 | 0 | 0 | 0 | 0 | 0 | 0 | 0 | 0 | 0 | 0 | 0 | 0 | 0 | 0 | 0 | 0 | 0 | 0 | 0 | 0 | 0 | 0 | 0
F7_Commercial_Interruptible - Miscellaneous_Existing_Food Preparation_Natural Gas_Griddle_A_Achievable Economic TRC Potential | F7 | Commercial | Interruptible - Miscellaneous | Existing | Food Preparation | Natural Gas | Griddle | A | Cumulative Energy Savings (MWh or mTherms) | Achievable Economic TRC Potential | 0 | 0 | 4.8417e-05 | 0.00021224 | 0.00051003 | 0.00095723 | 0.0015666 | 0.0023487 | 0.0033122 | 0.0044639 | 0.0057067 | 0.0070463 | 0.0084909 | 0.01005 | 0.011687 | 0.013344 | 0.015014 | 0.016693 | 0.018377 | 0.020511 | 0.022647 | 0.024763 | 0.026776 | 0.028674 | 0.030444 | 0.032077 | 0.033563
F8_Commercial_Interruptible - Miscellaneous_Existing_Food Preparation_Natural Gas_Griddle_A_Achievable Economic TRC Potential | F8 | Commercial | Interruptible - Miscellaneous | Existing | Food Preparation | Natural Gas | Griddle | A | Cumulative Summer Peak Savings (MW) | Achievable Economic TRC Potential | 0 | 0 | 0 | 0 | 0 | 0 | 0 | 0 | 0 | 0 | 0 | 0 | 0 | 0 | 0 | 0 | 0 | 0 | 0 | 0 | 0 | 0 | 0 | 0 | 0 | 0 | 0
F9_Commercial_Interruptible - Miscellaneous_Existing_Food Preparation_Natural Gas_Griddle_A_Achievable Economic TRC Potential | F9 | Commercial | Interruptible - Miscellaneous | Existing | Food Preparation | Natural Gas | Griddle | A | Cumulative Winter Peak Savings (MW) | Achievable Economic TRC Potential | 0 | 0 | 0 | 0 | 0 | 0 | 0 | 0 | 0 | 0 | 0 | 0 | 0 | 0 | 0 | 0 | 0 | 0 | 0 | 0 | 0 | 0 | 0 | 0 | 0 | 0 | 0
F10_Commercial_Interruptible - Miscellaneous_Existing_Food Preparation_Natural Gas_Griddle_A_Achievable Economic TRC Potential | F10 | Commercial | Interruptible - Miscellaneous | Existing | Food Preparation | Natural Gas | Griddle | A | Purchases (Incremental) | Achievable Economic TRC Potential | 0 | 0 | 0.00028829 | 0.00097543 | 0.0017731 | 0.0026628 | 0.0036285 | 0.0046569 | 0.0057365 | 0.0068577 | 0.0073999 | 0.0079764 | 0.0086018 | 0.009285 | 0.009743 | 0.0098672 | 0.0099454 | 0.0099944 | 0.010027 | 0.012709 | 0.012721 | 0.012597 | 0.011986 | 0.011299 | 0.010543 | 0.009724 | 0.0088488
F11_Commercial_Interruptible - Miscellaneous_Existing_Food Preparation_Natural Gas_Griddle_A_Achievable Economic TRC Potential | F11 | Commercial | Interruptible - Miscellaneous | Existing | Food Preparation | Natural Gas | Griddle | A | Purchases (Cumulative) | Achievable Economic TRC Potential | 0 | 0 | 0.00028829 | 0.0012637 | 0.0030368 | 0.0056996 | 0.0093281 | 0.013985 | 0.019722 | 0.026579 | 0.033979 | 0.041956 | 0.050557 | 0.059842 | 0.069585 | 0.079453 | 0.089398 | 0.099392 | 0.10942 | 0.12213 | 0.13485 | 0.14745 | 0.15943 | 0.17073 | 0.18127 | 0.191 | 0.19985
F1_Commercial_Interruptible - Miscellaneous_Existing_Food Preparation_Natural Gas_Range_A_Achievable Economic TRC Potential | F1 | Commercial | Interruptible - Miscellaneous | Existing | Food Preparation | Natural Gas | Range | A | Integrated Unit Energy Savings (kWh or therms) | Achievable Economic TRC Potential | 0 | 171.4286 | 171.4286 | 171.4286 | 171.4286 | 171.4286 | 171.4286 | 171.4286 | 171.4286 | 171.4286 | 171.4286 | 171.4286 | 171.4286 | 171.4286 | 171.4286 | 171.4286 | 171.4286 | 171.4286 | 171.4286 | 171.4286 | 171.4286 | 171.4286 | 171.4286 | 171.4286 | 171.4286 | 171.4286 | 171.4286
F2_Commercial_Interruptible - Miscellaneous_Existing_Food Preparation_Natural Gas_Range_A_Achievable Economic TRC Potential | F2 | Commercial | Interruptible - Miscellaneous | Existing | Food Preparation | Natural Gas | Range | A | Integrated Unit Summer Peak Savings (kW) | Achievable Economic TRC Potential | 0 | 0 | 0 | 0 | 0 | 0 | 0 | 0 | 0 | 0 | 0 | 0 | 0 | 0 | 0 | 0 | 0 | 0 | 0 | 0 | 0 | 0 | 0 | 0 | 0 | 0 | 0
F3_Commercial_Interruptible - Miscellaneous_Existing_Food Preparation_Natural Gas_Range_A_Achievable Economic TRC Potential | F3 | Commercial | Interruptible - Miscellaneous | Existing | Food Preparation | Natural Gas | Range | A | Integrated Unit Winter Peak Savings (kW) | Achievable Economic TRC Potential | 0 | 0 | 0 | 0 | 0 | 0 | 0 | 0 | 0 | 0 | 0 | 0 | 0 | 0 | 0 | 0 | 0 | 0 | 0 | 0 | 0 | 0 | 0 | 0 | 0 | 0 | 0
F4_Commercial_Interruptible - Miscellaneous_Existing_Food Preparation_Natural Gas_Range_A_Achievable Economic TRC Potential | F4 | Commercial | Interruptible - Miscellaneous | Existing | Food Preparation | Natural Gas | Range | A | Incremental Energy Savings (MWh or mTherms) | Achievable Economic TRC Potential | 0 | 0 | 8.1712e-05 | 0.00029548 | 0.00055578 | 0.00084835 | 0.0011628 | 0.0014915 | 0.0018291 | 0.0021719 | 0.0021886 | 0.0022754 | 0.0023472 | 0.0023463 | 0.0023492 | 0.0028169 | 0.0029214 | 0.0030004 | 0.00306 | 0.0029694 | 0.0031233 | 0.0031714 | 0.0028767 | 0.0025508 | 0.0021437 | 0.0013804 | 0.0010407
F5_Commercial_Interruptible - Miscellaneous_Existing_Food Preparation_Natural Gas_Range_A_Achievable Economic TRC Potential | F5 | Commercial | Interruptible - Miscellaneous | Existing | Food Preparation | Natural Gas | Range | A | Incremental Summer Peak Savings (MW) | Achievable Economic TRC Potential | 0 | 0 | 0 | 0 | 0 | 0 | 0 | 0 | 0 | 0 | 0 | 0 | 0 | 0 | 0 | 0 | 0 | 0 | 0 | 0 | 0 | 0 | 0 | 0 | 0 | 0 | 0
F6_Commercial_Interruptible - Miscellaneous_Existing_Food Preparation_Natural Gas_Range_A_Achievable Economic TRC Potential | F6 | Commercial | Interruptible - Miscellaneous | Existing | Food Preparation | Natural Gas | Range | A | Incremental Winter Peak Savings (MW) | Achievable Economic TRC Potential | 0 | 0 | 0 | 0 | 0 | 0 | 0 | 0 | 0 | 0 | 0 | 0 | 0 | 0 | 0 | 0 | 0 | 0 | 0 | 0 | 0 | 0 | 0 | 0 | 0 | 0 | 0
F7_Commercial_Interruptible - Miscellaneous_Existing_Food Preparation_Natural Gas_Range_A_Achievable Economic TRC Potential | F7 | Commercial | Interruptible - Miscellaneous | Existing | Food Preparation | Natural Gas | Range | A | Cumulative Energy Savings (MWh or mTherms) | Achievable Economic TRC Potential | 0 | 0 | 8.1712e-05 | 0.0003772 | 0.00093298 | 0.0017813 | 0.0029441 | 0.0044356 | 0.0062647 | 0.0084366 | 0.010625 | 0.012901 | 0.015248 | 0.017594 | 0.019943 | 0.02276 | 0.025681 | 0.028682 | 0.031742 | 0.034711 | 0.037835 | 0.041006 | 0.043883 | 0.046434 | 0.048577 | 0.049958 | 0.050998
F8_Commercial_Interruptible - Miscellaneous_Existing_Food Preparation_Natural Gas_Range_A_Achievable Economic TRC Potential | F8 | Commercial | Interruptible - Miscellaneous | Existing | Food Preparation | Natural Gas | Range | A | Cumulative Summer Peak Savings (MW) | Achievable Economic TRC Potential | 0 | 0 | 0 | 0 | 0 | 0 | 0 | 0 | 0 | 0 | 0 | 0 | 0 | 0 | 0 | 0 | 0 | 0 | 0 | 0 | 0 | 0 | 0 | 0 | 0 | 0 | 0
F9_Commercial_Interruptible - Miscellaneous_Existing_Food Preparation_Natural Gas_Range_A_Achievable Economic TRC Potential | F9 | Commercial | Interruptible - Miscellaneous | Existing | Food Preparation | Natural Gas | Range | A | Cumulative Winter Peak Savings (MW) | Achievable Economic TRC Potential | 0 | 0 | 0 | 0 | 0 | 0 | 0 | 0 | 0 | 0 | 0 | 0 | 0 | 0 | 0 | 0 | 0 | 0 | 0 | 0 | 0 | 0 | 0 | 0 | 0 | 0 | 0
F10_Commercial_Interruptible - Miscellaneous_Existing_Food Preparation_Natural Gas_Range_A_Achievable Economic TRC Potential | F10 | Commercial | Interruptible - Miscellaneous | Existing | Food Preparation | Natural Gas | Range | A | Purchases (Incremental) | Achievable Economic TRC Potential | 0 | 0 | 0.00047665 | 0.0017237 | 0.0032421 | 0.0049487 | 0.0067828 | 0.0087004 | 0.01067 | 0.012669 | 0.012767 | 0.013273 | 0.013692 | 0.013687 | 0.013704 | 0.016432 | 0.017041 | 0.017503 | 0.01785 | 0.017322 | 0.018219 | 0.0185 | 0.016781 | 0.01488 | 0.012505 | 0.0080522 | 0.0060708
F11_Commercial_Interruptible - Miscellaneous_Existing_Food Preparation_Natural Gas_Range_A_Achievable Economic TRC Potential | F11 | Commercial | Interruptible - Miscellaneous | Existing | Food Preparation | Natural Gas | Range | A | Purchases (Cumulative) | Achievable Economic TRC Potential | 0 | 0 | 0.00047665 | 0.0022003 | 0.0054424 | 0.010391 | 0.017174 | 0.025874 | 0.036544 | 0.049213 | 0.06198 | 0.075253 | 0.088945 | 0.10263 | 0.11634 | 0.13277 | 0.14981 | 0.16731 | 0.18516 | 0.20248 | 0.2207 | 0.2392 | 0.25598 | 0.27086 | 0.28337 | 0.29142 | 0.29749
F1_Commercial_Interruptible - Miscellaneous_Existing_Food Preparation_Natural Gas_Steamer_A_Achievable Economic TRC Potential | F1 | Commercial | Interruptible - Miscellaneous | Existing | Food Preparation | Natural Gas | Steamer | A | Integrated Unit Energy Savings (kWh or therms) | Achievable Economic TRC Potential | 0 | 1215.1419 | 1215.1419 | 1215.1419 | 1215.1419 | 1215.1419 | 1215.1419 | 1215.1419 | 1215.1419 | 1215.1419 | 1215.1419 | 1215.1419 | 1215.1419 | 1215.1419 | 1215.1419 | 1215.1419 | 1215.1419 | 1215.1419 | 1215.1419 | 1215.1419 | 1215.1419 | 1215.1419 | 1215.1419 | 1215.1419 | 1215.1419 | 1215.1419 | 1215.1419
F2_Commercial_Interruptible - Miscellaneous_Existing_Food Preparation_Natural Gas_Steamer_A_Achievable Economic TRC Potential | F2 | Commercial | Interruptible - Miscellaneous | Existing | Food Preparation | Natural Gas | Steamer | A | Integrated Unit Summer Peak Savings (kW) | Achievable Economic TRC Potential | 0 | 0 | 0 | 0 | 0 | 0 | 0 | 0 | 0 | 0 | 0 | 0 | 0 | 0 | 0 | 0 | 0 | 0 | 0 | 0 | 0 | 0 | 0 | 0 | 0 | 0 | 0
F3_Commercial_Interruptible - Miscellaneous_Existing_Food Preparation_Natural Gas_Steamer_A_Achievable Economic TRC Potential | F3 | Commercial | Interruptible - Miscellaneous | Existing | Food Preparation | Natural Gas | Steamer | A | Integrated Unit Winter Peak Savings (kW) | Achievable Economic TRC Potential | 0 | 0 | 0 | 0 | 0 | 0 | 0 | 0 | 0 | 0 | 0 | 0 | 0 | 0 | 0 | 0 | 0 | 0 | 0 | 0 | 0 | 0 | 0 | 0 | 0 | 0 | 0
F4_Commercial_Interruptible - Miscellaneous_Existing_Food Preparation_Natural Gas_Steamer_A_Achievable Economic TRC Potential | F4 | Commercial | Interruptible - Miscellaneous | Existing | Food Preparation | Natural Gas | Steamer | A | Incremental Energy Savings (MWh or mTherms) | Achievable Economic TRC Potential | 0 | 0 | 3.1066e-05 | 9.2217e-05 | 0.00015072 | 0.0002074 | 0.00026283 | 0.00031745 | 0.00038583 | 0.00045173 | 0.00048384 | 0.00048323 | 0.0004829 | 0.00068105 | 0.00064709 | 0.00062299 | 0.00059178 | 0.00056769 | 0.0005494 | 0.00053565 | 0.00059992 | 0.00044015 | 0.00042643 | 0.00039157 | 0.00034334 | 0.00037539 | 0.00024525
F5_Commercial_Interruptible - Miscellaneous_Existing_Food Preparation_Natural Gas_Steamer_A_Achievable Economic TRC Potential | F5 | Commercial | Interruptible - Miscellaneous | Existing | Food Preparation | Natural Gas | Steamer | A | Incremental Summer Peak Savings (MW) | Achievable Economic TRC Potential | 0 | 0 | 0 | 0 | 0 | 0 | 0 | 0 | 0 | 0 | 0 | 0 | 0 | 0 | 0 | 0 | 0 | 0 | 0 | 0 | 0 | 0 | 0 | 0 | 0 | 0 | 0
F6_Commercial_Interruptible - Miscellaneous_Existing_Food Preparation_Natural Gas_Steamer_A_Achievable Economic TRC Potential | F6 | Commercial | Interruptible - Miscellaneous | Existing | Food Preparation | Natural Gas | Steamer | A | Incremental Winter Peak Savings (MW) | Achievable Economic TRC Potential | 0 | 0 | 0 | 0 | 0 | 0 | 0 | 0 | 0 | 0 | 0 | 0 | 0 | 0 | 0 | 0 | 0 | 0 | 0 | 0 | 0 | 0 | 0 | 0 | 0 | 0 | 0
F7_Commercial_Interruptible - Miscellaneous_Existing_Food Preparation_Natural Gas_Steamer_A_Achievable Economic TRC Potential | F7 | Commercial | Interruptible - Miscellaneous | Existing | Food Preparation | Natural Gas | Steamer | A | Cumulative Energy Savings (MWh or mTherms) | Achievable Economic TRC Potential | 0 | 0 | 3.1066e-05 | 0.00012328 | 0.00027401 | 0.00048141 | 0.00074424 | 0.0010617 | 0.0014475 | 0.0018993 | 0.0023831 | 0.0028663 | 0.0033492 | 0.0040303 | 0.0046774 | 0.0053004 | 0.0058921 | 0.0064598 | 0.0070092 | 0.0075449 | 0.0081448 | 0.0085849 | 0.0090114 | 0.0094029 | 0.0097463 | 0.010122 | 0.010367
F8_Commercial_Interruptible - Miscellaneous_Existing_Food Preparation_Natural Gas_Steamer_A_Achievable Economic TRC Potential | F8 | Commercial | Interruptible - Miscellaneous | Existing | Food Preparation | Natural Gas | Steamer | A | Cumulative Summer Peak Savings (MW) | Achievable Economic TRC Potential | 0 | 0 | 0 | 0 | 0 | 0 | 0 | 0 | 0 | 0 | 0 | 0 | 0 | 0 | 0 | 0 | 0 | 0 | 0 | 0 | 0 | 0 | 0 | 0 | 0 | 0 | 0
F9_Commercial_Interruptible - Miscellaneous_Existing_Food Preparation_Natural Gas_Steamer_A_Achievable Economic TRC Potential | F9 | Commercial | Interruptible - Miscellaneous | Existing | Food Preparation | Natural Gas | Steamer | A | Cumulative Winter Peak Savings (MW) | Achievable Economic TRC Potential | 0 | 0 | 0 | 0 | 0 | 0 | 0 | 0 | 0 | 0 | 0 | 0 | 0 | 0 | 0 | 0 | 0 | 0 | 0 | 0 | 0 | 0 | 0 | 0 | 0 | 0 | 0
F10_Commercial_Interruptible - Miscellaneous_Existing_Food Preparation_Natural Gas_Steamer_A_Achievable Economic TRC Potential | F10 | Commercial | Interruptible - Miscellaneous | Existing | Food Preparation | Natural Gas | Steamer | A | Purchases (Incremental) | Achievable Economic TRC Potential | 0 | 0 | 2.5566e-05 | 7.589e-05 | 0.00012404 | 0.00017068 | 0.0002163 | 0.00026125 | 0.00031752 | 0.00037175 | 0.00039818 | 0.00039767 | 0.0003974 | 0.00056047 | 0.00053252 | 0.00051269 | 0.000487 | 0.00046718 | 0.00045213 | 0.00044081 | 0.0004937 | 0.00036222 | 0.00035093 | 0.00032224 | 0.00028255 | 0.00030892 | 0.00020183
F11_Commercial_Interruptible - Miscellaneous_Existing_Food Preparation_Natural Gas_Steamer_A_Achievable Economic TRC Potential | F11 | Commercial | Interruptible - Miscellaneous | Existing | Food Preparation | Natural Gas | Steamer | A | Purchases (Cumulative) | Achievable Economic TRC Potential | 0 | 0 | 2.5566e-05 | 0.00010146 | 0.00022549 | 0.00039617 | 0.00061247 | 0.00087372 | 0.0011912 | 0.001563 | 0.0019612 | 0.0023588 | 0.0027562 | 0.0033167 | 0.0038492 | 0.0043619 | 0.0048489 | 0.0053161 | 0.0057682 | 0.0062091 | 0.0067028 | 0.007065 | 0.0074159 | 0.0077381 | 0.0080207 | 0.0083296 | 0.0085314
F1_Commercial_Interruptible - Miscellaneous_Existing_Food Preparation_Natural Gas_Commercial Food Prep Other_A_Achievable Economic TRC Potential | F1 | Commercial | Interruptible - Miscellaneous | Existing | Food Preparation | Natural Gas | Commercial Food Prep Other | A | Integrated Unit Energy Savings (kWh or therms) | Achievable Economic TRC Potential | 0 | 0 | 0 | 0 | 0 | 0 | 0 | 0 | 0 | 0 | 0 | 0 | 0 | 0 | 0 | 0 | 0 | 0 | 0 | 0 | 0 | 0 | 0 | 0 | 0 | 0 | 0
F2_Commercial_Interruptible - Miscellaneous_Existing_Food Preparation_Natural Gas_Commercial Food Prep Other_A_Achievable Economic TRC Potential | F2 | Commercial | Interruptible - Miscellaneous | Existing | Food Preparation | Natural Gas | Commercial Food Prep Other | A | Integrated Unit Summer Peak Savings (kW) | Achievable Economic TRC Potential | 0 | 0 | 0 | 0 | 0 | 0 | 0 | 0 | 0 | 0 | 0 | 0 | 0 | 0 | 0 | 0 | 0 | 0 | 0 | 0 | 0 | 0 | 0 | 0 | 0 | 0 | 0
F3_Commercial_Interruptible - Miscellaneous_Existing_Food Preparation_Natural Gas_Commercial Food Prep Other_A_Achievable Economic TRC Potential | F3 | Commercial | Interruptible - Miscellaneous | Existing | Food Preparation | Natural Gas | Commercial Food Prep Other | A | Integrated Unit Winter Peak Savings (kW) | Achievable Economic TRC Potential | 0 | 0 | 0 | 0 | 0 | 0 | 0 | 0 | 0 | 0 | 0 | 0 | 0 | 0 | 0 | 0 | 0 | 0 | 0 | 0 | 0 | 0 | 0 | 0 | 0 | 0 | 0
F4_Commercial_Interruptible - Miscellaneous_Existing_Food Preparation_Natural Gas_Commercial Food Prep Other_A_Achievable Economic TRC Potential | F4 | Commercial | Interruptible - Miscellaneous | Existing | Food Preparation | Natural Gas | Commercial Food Prep Other | A | Incremental Energy Savings (MWh or mTherms) | Achievable Economic TRC Potential | 0 | 0 | 0 | 0 | 0 | 0 | 0 | 0 | 0 | 0 | 0 | 0 | 0 | 0 | 0 | 0 | 0 | 0 | 0 | 0 | 0 | 0 | 0 | 0 | 0 | 0 | 0
F5_Commercial_Interruptible - Miscellaneous_Existing_Food Preparation_Natural Gas_Commercial Food Prep Other_A_Achievable Economic TRC Potential | F5 | Commercial | Interruptible - Miscellaneous | Existing | Food Preparation | Natural Gas | Commercial Food Prep Other | A | Incremental Summer Peak Savings (MW) | Achievable Economic TRC Potential | 0 | 0 | 0 | 0 | 0 | 0 | 0 | 0 | 0 | 0 | 0 | 0 | 0 | 0 | 0 | 0 | 0 | 0 | 0 | 0 | 0 | 0 | 0 | 0 | 0 | 0 | 0
F6_Commercial_Interruptible - Miscellaneous_Existing_Food Preparation_Natural Gas_Commercial Food Prep Other_A_Achievable Economic TRC Potential | F6 | Commercial | Interruptible - Miscellaneous | Existing | Food Preparation | Natural Gas | Commercial Food Prep Other | A | Incremental Winter Peak Savings (MW) | Achievable Economic TRC Potential | 0 | 0 | 0 | 0 | 0 | 0 | 0 | 0 | 0 | 0 | 0 | 0 | 0 | 0 | 0 | 0 | 0 | 0 | 0 | 0 | 0 | 0 | 0 | 0 | 0 | 0 | 0
F7_Commercial_Interruptible - Miscellaneous_Existing_Food Preparation_Natural Gas_Commercial Food Prep Other_A_Achievable Economic TRC Potential | F7 | Commercial | Interruptible - Miscellaneous | Existing | Food Preparation | Natural Gas | Commercial Food Prep Other | A | Cumulative Energy Savings (MWh or mTherms) | Achievable Economic TRC Potential | 0 | 0 | 0 | 0 | 0 | 0 | 0 | 0 | 0 | 0 | 0 | 0 | 0 | 0 | 0 | 0 | 0 | 0 | 0 | 0 | 0 | 0 | 0 | 0 | 0 | 0 | 0
F8_Commercial_Interruptible - Miscellaneous_Existing_Food Preparation_Natural Gas_Commercial Food Prep Other_A_Achievable Economic TRC Potential | F8 | Commercial | Interruptible - Miscellaneous | Existing | Food Preparation | Natural Gas | Commercial Food Prep Other | A | Cumulative Summer Peak Savings (MW) | Achievable Economic TRC Potential | 0 | 0 | 0 | 0 | 0 | 0 | 0 | 0 | 0 | 0 | 0 | 0 | 0 | 0 | 0 | 0 | 0 | 0 | 0 | 0 | 0 | 0 | 0 | 0 | 0 | 0 | 0
F9_Commercial_Interruptible - Miscellaneous_Existing_Food Preparation_Natural Gas_Commercial Food Prep Other_A_Achievable Economic TRC Potential | F9 | Commercial | Interruptible - Miscellaneous | Existing | Food Preparation | Natural Gas | Commercial Food Prep Other | A | Cumulative Winter Peak Savings (MW) | Achievable Economic TRC Potential | 0 | 0 | 0 | 0 | 0 | 0 | 0 | 0 | 0 | 0 | 0 | 0 | 0 | 0 | 0 | 0 | 0 | 0 | 0 | 0 | 0 | 0 | 0 | 0 | 0 | 0 | 0
F10_Commercial_Interruptible - Miscellaneous_Existing_Food Preparation_Natural Gas_Commercial Food Prep Other_A_Achievable Economic TRC Potential | F10 | Commercial | Interruptible - Miscellaneous | Existing | Food Preparation | Natural Gas | Commercial Food Prep Other | A | Purchases (Incremental) | Achievable Economic TRC Potential | 0 | 0 | 0 | 0 | 0 | 0 | 0 | 0 | 0 | 0 | 0 | 0 | 0 | 0 | 0 | 0 | 0 | 0 | 0 | 0 | 0 | 0 | 0 | 0 | 0 | 0 | 0
F11_Commercial_Interruptible - Miscellaneous_Existing_Food Preparation_Natural Gas_Commercial Food Prep Other_A_Achievable Economic TRC Potential | F11 | Commercial | Interruptible - Miscellaneous | Existing | Food Preparation | Natural Gas | Commercial Food Prep Other | A | Purchases (Cumulative) | Achievable Economic TRC Potential | 0 | 0 | 0 | 0 | 0 | 0 | 0 | 0 | 0 | 0 | 0 | 0 | 0 | 0 | 0 | 0 | 0 | 0 | 0 | 0 | 0 | 0 | 0 | 0 | 0 | 0 | 0
F1_Commercial_Interruptible - Miscellaneous_Existing_Miscellaneous_Natural Gas_Pool Heater_A_Achievable Economic TRC Potential | F1 | Commercial | Interruptible - Miscellaneous | Existing | Miscellaneous | Natural Gas | Pool Heater | A | Integrated Unit Energy Savings (kWh or therms) | Achievable Economic TRC Potential | 0 | 2233.5 | 2233.5 | 2233.5 | 2233.5 | 2233.5 | 2233.5 | 2233.5 | 2233.5 | 2233.5 | 2233.5 | 2233.5 | 2233.5 | 2233.5 | 2233.5 | 2233.5 | 2233.5 | 2233.5 | 2233.5 | 2233.5 | 2233.5 | 2233.5 | 2233.5 | 2233.5 | 2233.5 | 2233.5 | 2233.5
F2_Commercial_Interruptible - Miscellaneous_Existing_Miscellaneous_Natural Gas_Pool Heater_A_Achievable Economic TRC Potential | F2 | Commercial | Interruptible - Miscellaneous | Existing | Miscellaneous | Natural Gas | Pool Heater | A | Integrated Unit Summer Peak Savings (kW) | Achievable Economic TRC Potential | 0 | 0 | 0 | 0 | 0 | 0 | 0 | 0 | 0 | 0 | 0 | 0 | 0 | 0 | 0 | 0 | 0 | 0 | 0 | 0 | 0 | 0 | 0 | 0 | 0 | 0 | 0
F3_Commercial_Interruptible - Miscellaneous_Existing_Miscellaneous_Natural Gas_Pool Heater_A_Achievable Economic TRC Potential | F3 | Commercial | Interruptible - Miscellaneous | Existing | Miscellaneous | Natural Gas | Pool Heater | A | Integrated Unit Winter Peak Savings (kW) | Achievable Economic TRC Potential | 0 | 0 | 0 | 0 | 0 | 0 | 0 | 0 | 0 | 0 | 0 | 0 | 0 | 0 | 0 | 0 | 0 | 0 | 0 | 0 | 0 | 0 | 0 | 0 | 0 | 0 | 0
F4_Commercial_Interruptible - Miscellaneous_Existing_Miscellaneous_Natural Gas_Pool Heater_A_Achievable Economic TRC Potential | F4 | Commercial | Interruptible - Miscellaneous | Existing | Miscellaneous | Natural Gas | Pool Heater | A | Incremental Energy Savings (MWh or mTherms) | Achievable Economic TRC Potential | 0 | 0 | 0 | 1.6333e-05 | 2.4551e-05 | 5.2612e-05 | 0.00010116 | 0.00017481 | 0.00027944 | 0.00040371 | 0.0005752 | 0.0010062 | 0.0012281 | 0.001449 | 0.0016493 | 0.0018062 | 0.002055 | 0.0019438 | 0.0019294 | 0.0018003 | 0.0015922 | 0.001585 | 0.0011202 | 0.00068622 | 0.00033972 | 6.5299e-05 | 0
F5_Commercial_Interruptible - Miscellaneous_Existing_Miscellaneous_Natural Gas_Pool Heater_A_Achievable Economic TRC Potential | F5 | Commercial | Interruptible - Miscellaneous | Existing | Miscellaneous | Natural Gas | Pool Heater | A | Incremental Summer Peak Savings (MW) | Achievable Economic TRC Potential | 0 | 0 | 0 | 0 | 0 | 0 | 0 | 0 | 0 | 0 | 0 | 0 | 0 | 0 | 0 | 0 | 0 | 0 | 0 | 0 | 0 | 0 | 0 | 0 | 0 | 0 | 0
F6_Commercial_Interruptible - Miscellaneous_Existing_Miscellaneous_Natural Gas_Pool Heater_A_Achievable Economic TRC Potential | F6 | Commercial | Interruptible - Miscellaneous | Existing | Miscellaneous | Natural Gas | Pool Heater | A | Incremental Winter Peak Savings (MW) | Achievable Economic TRC Potential | 0 | 0 | 0 | 0 | 0 | 0 | 0 | 0 | 0 | 0 | 0 | 0 | 0 | 0 | 0 | 0 | 0 | 0 | 0 | 0 | 0 | 0 | 0 | 0 | 0 | 0 | 0
F7_Commercial_Interruptible - Miscellaneous_Existing_Miscellaneous_Natural Gas_Pool Heater_A_Achievable Economic TRC Potential | F7 | Commercial | Interruptible - Miscellaneous | Existing | Miscellaneous | Natural Gas | Pool Heater | A | Cumulative Energy Savings (MWh or mTherms) | Achievable Economic TRC Potential | 0 | 0 | 0 | 1.6333e-05 | 4.0884e-05 | 9.3496e-05 | 0.00019465 | 0.00036946 | 0.0006489 | 0.0010526 | 0.0016278 | 0.002634 | 0.003862 | 0.0053111 | 0.0069604 | 0.0087666 | 0.010822 | 0.012765 | 0.014695 | 0.016495 | 0.018087 | 0.019672 | 0.020792 | 0.021479 | 0.021818 | 0.021884 | 0.021884
F8_Commercial_Interruptible - Miscellaneous_Existing_Miscellaneous_Natural Gas_Pool Heater_A_Achievable Economic TRC Potential | F8 | Commercial | Interruptible - Miscellaneous | Existing | Miscellaneous | Natural Gas | Pool Heater | A | Cumulative Summer Peak Savings (MW) | Achievable Economic TRC Potential | 0 | 0 | 0 | 0 | 0 | 0 | 0 | 0 | 0 | 0 | 0 | 0 | 0 | 0 | 0 | 0 | 0 | 0 | 0 | 0 | 0 | 0 | 0 | 0 | 0 | 0 | 0
F9_Commercial_Interruptible - Miscellaneous_Existing_Miscellaneous_Natural Gas_Pool Heater_A_Achievable Economic TRC Potential | F9 | Commercial | Interruptible - Miscellaneous | Existing | Miscellaneous | Natural Gas | Pool Heater | A | Cumulative Winter Peak Savings (MW) | Achievable Economic TRC Potential | 0 | 0 | 0 | 0 | 0 | 0 | 0 | 0 | 0 | 0 | 0 | 0 | 0 | 0 | 0 | 0 | 0 | 0 | 0 | 0 | 0 | 0 | 0 | 0 | 0 | 0 | 0
F10_Commercial_Interruptible - Miscellaneous_Existing_Miscellaneous_Natural Gas_Pool Heater_A_Achievable Economic TRC Potential | F10 | Commercial | Interruptible - Miscellaneous | Existing | Miscellaneous | Natural Gas | Pool Heater | A | Purchases (Incremental) | Achievable Economic TRC Potential | 0 | 0 | 0 | 7.3127e-06 | 1.0992e-05 | 2.3556e-05 | 4.5291e-05 | 7.8266e-05 | 0.00012511 | 0.00018075 | 0.00025753 | 0.00045048 | 0.00054984 | 0.00064878 | 0.00073844 | 0.00080868 | 0.00092009 | 0.00087031 | 0.00086383 | 0.00080604 | 0.00071288 | 0.00070964 | 0.00050154 | 0.00030724 | 0.0001521 | 2.9236e-05 | 0
F11_Commercial_Interruptible - Miscellaneous_Existing_Miscellaneous_Natural Gas_Pool Heater_A_Achievable Economic TRC Potential | F11 | Commercial | Interruptible - Miscellaneous | Existing | Miscellaneous | Natural Gas | Pool Heater | A | Purchases (Cumulative) | Achievable Economic TRC Potential | 0 | 0 | 0 | 7.3127e-06 | 1.8305e-05 | 4.1861e-05 | 8.7152e-05 | 0.00016542 | 0.00029053 | 0.00047129 | 0.00072882 | 0.0011793 | 0.0017291 | 0.0023779 | 0.0031164 | 0.003925 | 0.0048451 | 0.0057154 | 0.0065793 | 0.0073853 | 0.0080982 | 0.0088078 | 0.0093094 | 0.0096166 | 0.0097687 | 0.0097979 | 0.0097979
F1_Commercial_Interruptible - Miscellaneous_New_Space Heating_Natural Gas_Furnace_A_Achievable Economic TRC Potential | F1 | Commercial | Interruptible - Miscellaneous | New | Space Heating | Natural Gas | Furnace | A | Integrated Unit Energy Savings (kWh or therms) | Achievable Economic TRC Potential | 0 | 0 | 0 | 0 | 0 | 0 | 0 | 0 | 0 | 0 | 0 | 0 | 0 | 0 | 0 | 0 | 0 | 0 | 0 | 0 | 0 | 0 | 0 | 0 | 0 | 0 | 0
F2_Commercial_Interruptible - Miscellaneous_New_Space Heating_Natural Gas_Furnace_A_Achievable Economic TRC Potential | F2 | Commercial | Interruptible - Miscellaneous | New | Space Heating | Natural Gas | Furnace | A | Integrated Unit Summer Peak Savings (kW) | Achievable Economic TRC Potential | 0 | 0 | 0 | 0 | 0 | 0 | 0 | 0 | 0 | 0 | 0 | 0 | 0 | 0 | 0 | 0 | 0 | 0 | 0 | 0 | 0 | 0 | 0 | 0 | 0 | 0 | 0
F3_Commercial_Interruptible - Miscellaneous_New_Space Heating_Natural Gas_Furnace_A_Achievable Economic TRC Potential | F3 | Commercial | Interruptible - Miscellaneous | New | Space Heating | Natural Gas | Furnace | A | Integrated Unit Winter Peak Savings (kW) | Achievable Economic TRC Potential | 0 | 0 | 0 | 0 | 0 | 0 | 0 | 0 | 0 | 0 | 0 | 0 | 0 | 0 | 0 | 0 | 0 | 0 | 0 | 0 | 0 | 0 | 0 | 0 | 0 | 0 | 0
F4_Commercial_Interruptible - Miscellaneous_New_Space Heating_Natural Gas_Furnace_A_Achievable Economic TRC Potential | F4 | Commercial | Interruptible - Miscellaneous | New | Space Heating | Natural Gas | Furnace | A | Incremental Energy Savings (MWh or mTherms) | Achievable Economic TRC Potential | 0 | 0 | 0 | 0 | 0 | 0 | 0 | 0 | 0 | 0 | 0 | 0 | 0 | 0 | 0 | 0 | 0 | 0 | 0 | 0 | 0 | 0 | 0 | 0 | 0 | 0 | 0
F5_Commercial_Interruptible - Miscellaneous_New_Space Heating_Natural Gas_Furnace_A_Achievable Economic TRC Potential | F5 | Commercial | Interruptible - Miscellaneous | New | Space Heating | Natural Gas | Furnace | A | Incremental Summer Peak Savings (MW) | Achievable Economic TRC Potential | 0 | 0 | 0 | 0 | 0 | 0 | 0 | 0 | 0 | 0 | 0 | 0 | 0 | 0 | 0 | 0 | 0 | 0 | 0 | 0 | 0 | 0 | 0 | 0 | 0 | 0 | 0
F6_Commercial_Interruptible - Miscellaneous_New_Space Heating_Natural Gas_Furnace_A_Achievable Economic TRC Potential | F6 | Commercial | Interruptible - Miscellaneous | New | Space Heating | Natural Gas | Furnace | A | Incremental Winter Peak Savings (MW) | Achievable Economic TRC Potential | 0 | 0 | 0 | 0 | 0 | 0 | 0 | 0 | 0 | 0 | 0 | 0 | 0 | 0 | 0 | 0 | 0 | 0 | 0 | 0 | 0 | 0 | 0 | 0 | 0 | 0 | 0
F7_Commercial_Interruptible - Miscellaneous_New_Space Heating_Natural Gas_Furnace_A_Achievable Economic TRC Potential | F7 | Commercial | Interruptible - Miscellaneous | New | Space Heating | Natural Gas | Furnace | A | Cumulative Energy Savings (MWh or mTherms) | Achievable Economic TRC Potential | 0 | 0 | 0 | 0 | 0 | 0 | 0 | 0 | 0 | 0 | 0 | 0 | 0 | 0 | 0 | 0 | 0 | 0 | 0 | 0 | 0 | 0 | 0 | 0 | 0 | 0 | 0
F8_Commercial_Interruptible - Miscellaneous_New_Space Heating_Natural Gas_Furnace_A_Achievable Economic TRC Potential | F8 | Commercial | Interruptible - Miscellaneous | New | Space Heating | Natural Gas | Furnace | A | Cumulative Summer Peak Savings (MW) | Achievable Economic TRC Potential | 0 | 0 | 0 | 0 | 0 | 0 | 0 | 0 | 0 | 0 | 0 | 0 | 0 | 0 | 0 | 0 | 0 | 0 | 0 | 0 | 0 | 0 | 0 | 0 | 0 | 0 | 0
F9_Commercial_Interruptible - Miscellaneous_New_Space Heating_Natural Gas_Furnace_A_Achievable Economic TRC Potential | F9 | Commercial | Interruptible - Miscellaneous | New | Space Heating | Natural Gas | Furnace | A | Cumulative Winter Peak Savings (MW) | Achievable Economic TRC Potential | 0 | 0 | 0 | 0 | 0 | 0 | 0 | 0 | 0 | 0 | 0 | 0 | 0 | 0 | 0 | 0 | 0 | 0 | 0 | 0 | 0 | 0 | 0 | 0 | 0 | 0 | 0
F10_Commercial_Interruptible - Miscellaneous_New_Space Heating_Natural Gas_Furnace_A_Achievable Economic TRC Potential | F10 | Commercial | Interruptible - Miscellaneous | New | Space Heating | Natural Gas | Furnace | A | Purchases (Incremental) | Achievable Economic TRC Potential | 0 | 0 | 0 | 0 | 0 | 0 | 0 | 0 | 0 | 0 | 0 | 0 | 0 | 0 | 0 | 0 | 0 | 0 | 0 | 0 | 0 | 0 | 0 | 0 | 0 | 0 | 0
F11_Commercial_Interruptible - Miscellaneous_New_Space Heating_Natural Gas_Furnace_A_Achievable Economic TRC Potential | F11 | Commercial | Interruptible - Miscellaneous | New | Space Heating | Natural Gas | Furnace | A | Purchases (Cumulative) | Achievable Economic TRC Potential | 0 | 0 | 0 | 0 | 0 | 0 | 0 | 0 | 0 | 0 | 0 | 0 | 0 | 0 | 0 | 0 | 0 | 0 | 0 | 0 | 0 | 0 | 0 | 0 | 0 | 0 | 0
F1_Commercial_Interruptible - Miscellaneous_New_Space Heating_Natural Gas_Boiler_A_Achievable Economic TRC Potential | F1 | Commercial | Interruptible - Miscellaneous | New | Space Heating | Natural Gas | Boiler | A | Integrated Unit Energy Savings (kWh or therms) | Achievable Economic TRC Potential | 0 | 0 | 0 | 0 | 0 | 0 | 0 | 0 | 0 | 0 | 0 | 0 | 0 | 0 | 0 | 0 | 0 | 0 | 0 | 0 | 0 | 0 | 0 | 0 | 0 | 0 | 0
F2_Commercial_Interruptible - Miscellaneous_New_Space Heating_Natural Gas_Boiler_A_Achievable Economic TRC Potential | F2 | Commercial | Interruptible - Miscellaneous | New | Space Heating | Natural Gas | Boiler | A | Integrated Unit Summer Peak Savings (kW) | Achievable Economic TRC Potential | 0 | 0 | 0 | 0 | 0 | 0 | 0 | 0 | 0 | 0 | 0 | 0 | 0 | 0 | 0 | 0 | 0 | 0 | 0 | 0 | 0 | 0 | 0 | 0 | 0 | 0 | 0
F3_Commercial_Interruptible - Miscellaneous_New_Space Heating_Natural Gas_Boiler_A_Achievable Economic TRC Potential | F3 | Commercial | Interruptible - Miscellaneous | New | Space Heating | Natural Gas | Boiler | A | Integrated Unit Winter Peak Savings (kW) | Achievable Economic TRC Potential | 0 | 0 | 0 | 0 | 0 | 0 | 0 | 0 | 0 | 0 | 0 | 0 | 0 | 0 | 0 | 0 | 0 | 0 | 0 | 0 | 0 | 0 | 0 | 0 | 0 | 0 | 0
F4_Commercial_Interruptible - Miscellaneous_New_Space Heating_Natural Gas_Boiler_A_Achievable Economic TRC Potential | F4 | Commercial | Interruptible - Miscellaneous | New | Space Heating | Natural Gas | Boiler | A | Incremental Energy Savings (MWh or mTherms) | Achievable Economic TRC Potential | 0 | 0 | 0 | 0 | 0 | 0 | 0 | 0 | 0 | 0 | 0 | 0 | 0 | 0 | 0 | 0 | 0 | 0 | 0 | 0 | 0 | 0 | 0 | 0 | 0 | 0 | 0
F5_Commercial_Interruptible - Miscellaneous_New_Space Heating_Natural Gas_Boiler_A_Achievable Economic TRC Potential | F5 | Commercial | Interruptible - Miscellaneous | New | Space Heating | Natural Gas | Boiler | A | Incremental Summer Peak Savings (MW) | Achievable Economic TRC Potential | 0 | 0 | 0 | 0 | 0 | 0 | 0 | 0 | 0 | 0 | 0 | 0 | 0 | 0 | 0 | 0 | 0 | 0 | 0 | 0 | 0 | 0 | 0 | 0 | 0 | 0 | 0
F6_Commercial_Interruptible - Miscellaneous_New_Space Heating_Natural Gas_Boiler_A_Achievable Economic TRC Potential | F6 | Commercial | Interruptible - Miscellaneous | New | Space Heating | Natural Gas | Boiler | A | Incremental Winter Peak Savings (MW) | Achievable Economic TRC Potential | 0 | 0 | 0 | 0 | 0 | 0 | 0 | 0 | 0 | 0 | 0 | 0 | 0 | 0 | 0 | 0 | 0 | 0 | 0 | 0 | 0 | 0 | 0 | 0 | 0 | 0 | 0
F7_Commercial_Interruptible - Miscellaneous_New_Space Heating_Natural Gas_Boiler_A_Achievable Economic TRC Potential | F7 | Commercial | Interruptible - Miscellaneous | New | Space Heating | Natural Gas | Boiler | A | Cumulative Energy Savings (MWh or mTherms) | Achievable Economic TRC Potential | 0 | 0 | 0 | 0 | 0 | 0 | 0 | 0 | 0 | 0 | 0 | 0 | 0 | 0 | 0 | 0 | 0 | 0 | 0 | 0 | 0 | 0 | 0 | 0 | 0 | 0 | 0
F8_Commercial_Interruptible - Miscellaneous_New_Space Heating_Natural Gas_Boiler_A_Achievable Economic TRC Potential | F8 | Commercial | Interruptible - Miscellaneous | New | Space Heating | Natural Gas | Boiler | A | Cumulative Summer Peak Savings (MW) | Achievable Economic TRC Potential | 0 | 0 | 0 | 0 | 0 | 0 | 0 | 0 | 0 | 0 | 0 | 0 | 0 | 0 | 0 | 0 | 0 | 0 | 0 | 0 | 0 | 0 | 0 | 0 | 0 | 0 | 0
F9_Commercial_Interruptible - Miscellaneous_New_Space Heating_Natural Gas_Boiler_A_Achievable Economic TRC Potential | F9 | Commercial | Interruptible - Miscellaneous | New | Space Heating | Natural Gas | Boiler | A | Cumulative Winter Peak Savings (MW) | Achievable Economic TRC Potential | 0 | 0 | 0 | 0 | 0 | 0 | 0 | 0 | 0 | 0 | 0 | 0 | 0 | 0 | 0 | 0 | 0 | 0 | 0 | 0 | 0 | 0 | 0 | 0 | 0 | 0 | 0
F10_Commercial_Interruptible - Miscellaneous_New_Space Heating_Natural Gas_Boiler_A_Achievable Economic TRC Potential | F10 | Commercial | Interruptible - Miscellaneous | New | Space Heating | Natural Gas | Boiler | A | Purchases (Incremental) | Achievable Economic TRC Potential | 0 | 0 | 0 | 0 | 0 | 0 | 0 | 0 | 0 | 0 | 0 | 0 | 0 | 0 | 0 | 0 | 0 | 0 | 0 | 0 | 0 | 0 | 0 | 0 | 0 | 0 | 0
F11_Commercial_Interruptible - Miscellaneous_New_Space Heating_Natural Gas_Boiler_A_Achievable Economic TRC Potential | F11 | Commercial | Interruptible - Miscellaneous | New | Space Heating | Natural Gas | Boiler | A | Purchases (Cumulative) | Achievable Economic TRC Potential | 0 | 0 | 0 | 0 | 0 | 0 | 0 | 0 | 0 | 0 | 0 | 0 | 0 | 0 | 0 | 0 | 0 | 0 | 0 | 0 | 0 | 0 | 0 | 0 | 0 | 0 | 0
F1_Commercial_Interruptible - Miscellaneous_New_Space Heating_Natural Gas_Unit Heater_A_Achievable Economic TRC Potential | F1 | Commercial | Interruptible - Miscellaneous | New | Space Heating | Natural Gas | Unit Heater | A | Integrated Unit Energy Savings (kWh or therms) | Achievable Economic TRC Potential | 0 | 0 | 0 | 0 | 0 | 0 | 0 | 0 | 0 | 0 | 0 | 0 | 0 | 0 | 0 | 0 | 0 | 0 | 0 | 0 | 0 | 0 | 0 | 0 | 0 | 0 | 0
F2_Commercial_Interruptible - Miscellaneous_New_Space Heating_Natural Gas_Unit Heater_A_Achievable Economic TRC Potential | F2 | Commercial | Interruptible - Miscellaneous | New | Space Heating | Natural Gas | Unit Heater | A | Integrated Unit Summer Peak Savings (kW) | Achievable Economic TRC Potential | 0 | 0 | 0 | 0 | 0 | 0 | 0 | 0 | 0 | 0 | 0 | 0 | 0 | 0 | 0 | 0 | 0 | 0 | 0 | 0 | 0 | 0 | 0 | 0 | 0 | 0 | 0
F3_Commercial_Interruptible - Miscellaneous_New_Space Heating_Natural Gas_Unit Heater_A_Achievable Economic TRC Potential | F3 | Commercial | Interruptible - Miscellaneous | New | Space Heating | Natural Gas | Unit Heater | A | Integrated Unit Winter Peak Savings (kW) | Achievable Economic TRC Potential | 0 | 0 | 0 | 0 | 0 | 0 | 0 | 0 | 0 | 0 | 0 | 0 | 0 | 0 | 0 | 0 | 0 | 0 | 0 | 0 | 0 | 0 | 0 | 0 | 0 | 0 | 0
F4_Commercial_Interruptible - Miscellaneous_New_Space Heating_Natural Gas_Unit Heater_A_Achievable Economic TRC Potential | F4 | Commercial | Interruptible - Miscellaneous | New | Space Heating | Natural Gas | Unit Heater | A | Incremental Energy Savings (MWh or mTherms) | Achievable Economic TRC Potential | 0 | 0 | 0 | 0 | 0 | 0 | 0 | 0 | 0 | 0 | 0 | 0 | 0 | 0 | 0 | 0 | 0 | 0 | 0 | 0 | 0 | 0 | 0 | 0 | 0 | 0 | 0
F5_Commercial_Interruptible - Miscellaneous_New_Space Heating_Natural Gas_Unit Heater_A_Achievable Economic TRC Potential | F5 | Commercial | Interruptible - Miscellaneous | New | Space Heating | Natural Gas | Unit Heater | A | Incremental Summer Peak Savings (MW) | Achievable Economic TRC Potential | 0 | 0 | 0 | 0 | 0 | 0 | 0 | 0 | 0 | 0 | 0 | 0 | 0 | 0 | 0 | 0 | 0 | 0 | 0 | 0 | 0 | 0 | 0 | 0 | 0 | 0 | 0
F6_Commercial_Interruptible - Miscellaneous_New_Space Heating_Natural Gas_Unit Heater_A_Achievable Economic TRC Potential | F6 | Commercial | Interruptible - Miscellaneous | New | Space Heating | Natural Gas | Unit Heater | A | Incremental Winter Peak Savings (MW) | Achievable Economic TRC Potential | 0 | 0 | 0 | 0 | 0 | 0 | 0 | 0 | 0 | 0 | 0 | 0 | 0 | 0 | 0 | 0 | 0 | 0 | 0 | 0 | 0 | 0 | 0 | 0 | 0 | 0 | 0
F7_Commercial_Interruptible - Miscellaneous_New_Space Heating_Natural Gas_Unit Heater_A_Achievable Economic TRC Potential | F7 | Commercial | Interruptible - Miscellaneous | New | Space Heating | Natural Gas | Unit Heater | A | Cumulative Energy Savings (MWh or mTherms) | Achievable Economic TRC Potential | 0 | 0 | 0 | 0 | 0 | 0 | 0 | 0 | 0 | 0 | 0 | 0 | 0 | 0 | 0 | 0 | 0 | 0 | 0 | 0 | 0 | 0 | 0 | 0 | 0 | 0 | 0
F8_Commercial_Interruptible - Miscellaneous_New_Space Heating_Natural Gas_Unit Heater_A_Achievable Economic TRC Potential | F8 | Commercial | Interruptible - Miscellaneous | New | Space Heating | Natural Gas | Unit Heater | A | Cumulative Summer Peak Savings (MW) | Achievable Economic TRC Potential | 0 | 0 | 0 | 0 | 0 | 0 | 0 | 0 | 0 | 0 | 0 | 0 | 0 | 0 | 0 | 0 | 0 | 0 | 0 | 0 | 0 | 0 | 0 | 0 | 0 | 0 | 0
F9_Commercial_Interruptible - Miscellaneous_New_Space Heating_Natural Gas_Unit Heater_A_Achievable Economic TRC Potential | F9 | Commercial | Interruptible - Miscellaneous | New | Space Heating | Natural Gas | Unit Heater | A | Cumulative Winter Peak Savings (MW) | Achievable Economic TRC Potential | 0 | 0 | 0 | 0 | 0 | 0 | 0 | 0 | 0 | 0 | 0 | 0 | 0 | 0 | 0 | 0 | 0 | 0 | 0 | 0 | 0 | 0 | 0 | 0 | 0 | 0 | 0
F10_Commercial_Interruptible - Miscellaneous_New_Space Heating_Natural Gas_Unit Heater_A_Achievable Economic TRC Potential | F10 | Commercial | Interruptible - Miscellaneous | New | Space Heating | Natural Gas | Unit Heater | A | Purchases (Incremental) | Achievable Economic TRC Potential | 0 | 0 | 0 | 0 | 0 | 0 | 0 | 0 | 0 | 0 | 0 | 0 | 0 | 0 | 0 | 0 | 0 | 0 | 0 | 0 | 0 | 0 | 0 | 0 | 0 | 0 | 0
F11_Commercial_Interruptible - Miscellaneous_New_Space Heating_Natural Gas_Unit Heater_A_Achievable Economic TRC Potential | F11 | Commercial | Interruptible - Miscellaneous | New | Space Heating | Natural Gas | Unit Heater | A | Purchases (Cumulative) | Achievable Economic TRC Potential | 0 | 0 | 0 | 0 | 0 | 0 | 0 | 0 | 0 | 0 | 0 | 0 | 0 | 0 | 0 | 0 | 0 | 0 | 0 | 0 | 0 | 0 | 0 | 0 | 0 | 0 | 0
F1_Commercial_Interruptible - Miscellaneous_New_Water Heating_Natural Gas_Water Heater_A_Achievable Economic TRC Potential | F1 | Commercial | Interruptible - Miscellaneous | New | Water Heating | Natural Gas | Water Heater | A | Integrated Unit Energy Savings (kWh or therms) | Achievable Economic TRC Potential | 0 | 0 | 0 | 0 | 0 | 0 | 0 | 0 | 0 | 0 | 0 | 0 | 0 | 0 | 0 | 0 | 0 | 0 | 0 | 0 | 0 | 0 | 0 | 0 | 0 | 0 | 0
F2_Commercial_Interruptible - Miscellaneous_New_Water Heating_Natural Gas_Water Heater_A_Achievable Economic TRC Potential | F2 | Commercial | Interruptible - Miscellaneous | New | Water Heating | Natural Gas | Water Heater | A | Integrated Unit Summer Peak Savings (kW) | Achievable Economic TRC Potential | 0 | 0 | 0 | 0 | 0 | 0 | 0 | 0 | 0 | 0 | 0 | 0 | 0 | 0 | 0 | 0 | 0 | 0 | 0 | 0 | 0 | 0 | 0 | 0 | 0 | 0 | 0
F3_Commercial_Interruptible - Miscellaneous_New_Water Heating_Natural Gas_Water Heater_A_Achievable Economic TRC Potential | F3 | Commercial | Interruptible - Miscellaneous | New | Water Heating | Natural Gas | Water Heater | A | Integrated Unit Winter Peak Savings (kW) | Achievable Economic TRC Potential | 0 | 0 | 0 | 0 | 0 | 0 | 0 | 0 | 0 | 0 | 0 | 0 | 0 | 0 | 0 | 0 | 0 | 0 | 0 | 0 | 0 | 0 | 0 | 0 | 0 | 0 | 0
F4_Commercial_Interruptible - Miscellaneous_New_Water Heating_Natural Gas_Water Heater_A_Achievable Economic TRC Potential | F4 | Commercial | Interruptible - Miscellaneous | New | Water Heating | Natural Gas | Water Heater | A | Incremental Energy Savings (MWh or mTherms) | Achievable Economic TRC Potential | 0 | 0 | 0 | 0 | 0 | 0 | 0 | 0 | 0 | 0 | 0 | 0 | 0 | 0 | 0 | 0 | 0 | 0 | 0 | 0 | 0 | 0 | 0 | 0 | 0 | 0 | 0
F5_Commercial_Interruptible - Miscellaneous_New_Water Heating_Natural Gas_Water Heater_A_Achievable Economic TRC Potential | F5 | Commercial | Interruptible - Miscellaneous | New | Water Heating | Natural Gas | Water Heater | A | Incremental Summer Peak Savings (MW) | Achievable Economic TRC Potential | 0 | 0 | 0 | 0 | 0 | 0 | 0 | 0 | 0 | 0 | 0 | 0 | 0 | 0 | 0 | 0 | 0 | 0 | 0 | 0 | 0 | 0 | 0 | 0 | 0 | 0 | 0
F6_Commercial_Interruptible - Miscellaneous_New_Water Heating_Natural Gas_Water Heater_A_Achievable Economic TRC Potential | F6 | Commercial | Interruptible - Miscellaneous | New | Water Heating | Natural Gas | Water Heater | A | Incremental Winter Peak Savings (MW) | Achievable Economic TRC Potential | 0 | 0 | 0 | 0 | 0 | 0 | 0 | 0 | 0 | 0 | 0 | 0 | 0 | 0 | 0 | 0 | 0 | 0 | 0 | 0 | 0 | 0 | 0 | 0 | 0 | 0 | 0
F7_Commercial_Interruptible - Miscellaneous_New_Water Heating_Natural Gas_Water Heater_A_Achievable Economic TRC Potential | F7 | Commercial | Interruptible - Miscellaneous | New | Water Heating | Natural Gas | Water Heater | A | Cumulative Energy Savings (MWh or mTherms) | Achievable Economic TRC Potential | 0 | 0 | 0 | 0 | 0 | 0 | 0 | 0 | 0 | 0 | 0 | 0 | 0 | 0 | 0 | 0 | 0 | 0 | 0 | 0 | 0 | 0 | 0 | 0 | 0 | 0 | 0
F8_Commercial_Interruptible - Miscellaneous_New_Water Heating_Natural Gas_Water Heater_A_Achievable Economic TRC Potential | F8 | Commercial | Interruptible - Miscellaneous | New | Water Heating | Natural Gas | Water Heater | A | Cumulative Summer Peak Savings (MW) | Achievable Economic TRC Potential | 0 | 0 | 0 | 0 | 0 | 0 | 0 | 0 | 0 | 0 | 0 | 0 | 0 | 0 | 0 | 0 | 0 | 0 | 0 | 0 | 0 | 0 | 0 | 0 | 0 | 0 | 0
F9_Commercial_Interruptible - Miscellaneous_New_Water Heating_Natural Gas_Water Heater_A_Achievable Economic TRC Potential | F9 | Commercial | Interruptible - Miscellaneous | New | Water Heating | Natural Gas | Water Heater | A | Cumulative Winter Peak Savings (MW) | Achievable Economic TRC Potential | 0 | 0 | 0 | 0 | 0 | 0 | 0 | 0 | 0 | 0 | 0 | 0 | 0 | 0 | 0 | 0 | 0 | 0 | 0 | 0 | 0 | 0 | 0 | 0 | 0 | 0 | 0
F10_Commercial_Interruptible - Miscellaneous_New_Water Heating_Natural Gas_Water Heater_A_Achievable Economic TRC Potential | F10 | Commercial | Interruptible - Miscellaneous | New | Water Heating | Natural Gas | Water Heater | A | Purchases (Incremental) | Achievable Economic TRC Potential | 0 | 0 | 0 | 0 | 0 | 0 | 0 | 0 | 0 | 0 | 0 | 0 | 0 | 0 | 0 | 0 | 0 | 0 | 0 | 0 | 0 | 0 | 0 | 0 | 0 | 0 | 0
F11_Commercial_Interruptible - Miscellaneous_New_Water Heating_Natural Gas_Water Heater_A_Achievable Economic TRC Potential | F11 | Commercial | Interruptible - Miscellaneous | New | Water Heating | Natural Gas | Water Heater | A | Purchases (Cumulative) | Achievable Economic TRC Potential | 0 | 0 | 0 | 0 | 0 | 0 | 0 | 0 | 0 | 0 | 0 | 0 | 0 | 0 | 0 | 0 | 0 | 0 | 0 | 0 | 0 | 0 | 0 | 0 | 0 | 0 | 0
F1_Commercial_Interruptible - Miscellaneous_New_Food Preparation_Natural Gas_Oven_A_Achievable Economic TRC Potential | F1 | Commercial | Interruptible - Miscellaneous | New | Food Preparation | Natural Gas | Oven | A | Integrated Unit Energy Savings (kWh or therms) | Achievable Economic TRC Potential | 0 | 0 | 0 | 0 | 0 | 0 | 0 | 0 | 0 | 0 | 0 | 0 | 0 | 0 | 0 | 0 | 0 | 0 | 0 | 0 | 0 | 0 | 0 | 0 | 0 | 0 | 0
F2_Commercial_Interruptible - Miscellaneous_New_Food Preparation_Natural Gas_Oven_A_Achievable Economic TRC Potential | F2 | Commercial | Interruptible - Miscellaneous | New | Food Preparation | Natural Gas | Oven | A | Integrated Unit Summer Peak Savings (kW) | Achievable Economic TRC Potential | 0 | 0 | 0 | 0 | 0 | 0 | 0 | 0 | 0 | 0 | 0 | 0 | 0 | 0 | 0 | 0 | 0 | 0 | 0 | 0 | 0 | 0 | 0 | 0 | 0 | 0 | 0
F3_Commercial_Interruptible - Miscellaneous_New_Food Preparation_Natural Gas_Oven_A_Achievable Economic TRC Potential | F3 | Commercial | Interruptible - Miscellaneous | New | Food Preparation | Natural Gas | Oven | A | Integrated Unit Winter Peak Savings (kW) | Achievable Economic TRC Potential | 0 | 0 | 0 | 0 | 0 | 0 | 0 | 0 | 0 | 0 | 0 | 0 | 0 | 0 | 0 | 0 | 0 | 0 | 0 | 0 | 0 | 0 | 0 | 0 | 0 | 0 | 0
F4_Commercial_Interruptible - Miscellaneous_New_Food Preparation_Natural Gas_Oven_A_Achievable Economic TRC Potential | F4 | Commercial | Interruptible - Miscellaneous | New | Food Preparation | Natural Gas | Oven | A | Incremental Energy Savings (MWh or mTherms) | Achievable Economic TRC Potential | 0 | 0 | 0 | 0 | 0 | 0 | 0 | 0 | 0 | 0 | 0 | 0 | 0 | 0 | 0 | 0 | 0 | 0 | 0 | 0 | 0 | 0 | 0 | 0 | 0 | 0 | 0
F5_Commercial_Interruptible - Miscellaneous_New_Food Preparation_Natural Gas_Oven_A_Achievable Economic TRC Potential | F5 | Commercial | Interruptible - Miscellaneous | New | Food Preparation | Natural Gas | Oven | A | Incremental Summer Peak Savings (MW) | Achievable Economic TRC Potential | 0 | 0 | 0 | 0 | 0 | 0 | 0 | 0 | 0 | 0 | 0 | 0 | 0 | 0 | 0 | 0 | 0 | 0 | 0 | 0 | 0 | 0 | 0 | 0 | 0 | 0 | 0
F6_Commercial_Interruptible - Miscellaneous_New_Food Preparation_Natural Gas_Oven_A_Achievable Economic TRC Potential | F6 | Commercial | Interruptible - Miscellaneous | New | Food Preparation | Natural Gas | Oven | A | Incremental Winter Peak Savings (MW) | Achievable Economic TRC Potential | 0 | 0 | 0 | 0 | 0 | 0 | 0 | 0 | 0 | 0 | 0 | 0 | 0 | 0 | 0 | 0 | 0 | 0 | 0 | 0 | 0 | 0 | 0 | 0 | 0 | 0 | 0
F7_Commercial_Interruptible - Miscellaneous_New_Food Preparation_Natural Gas_Oven_A_Achievable Economic TRC Potential | F7 | Commercial | Interruptible - Miscellaneous | New | Food Preparation | Natural Gas | Oven | A | Cumulative Energy Savings (MWh or mTherms) | Achievable Economic TRC Potential | 0 | 0 | 0 | 0 | 0 | 0 | 0 | 0 | 0 | 0 | 0 | 0 | 0 | 0 | 0 | 0 | 0 | 0 | 0 | 0 | 0 | 0 | 0 | 0 | 0 | 0 | 0
F8_Commercial_Interruptible - Miscellaneous_New_Food Preparation_Natural Gas_Oven_A_Achievable Economic TRC Potential | F8 | Commercial | Interruptible - Miscellaneous | New | Food Preparation | Natural Gas | Oven | A | Cumulative Summer Peak Savings (MW) | Achievable Economic TRC Potential | 0 | 0 | 0 | 0 | 0 | 0 | 0 | 0 | 0 | 0 | 0 | 0 | 0 | 0 | 0 | 0 | 0 | 0 | 0 | 0 | 0 | 0 | 0 | 0 | 0 | 0 | 0
F9_Commercial_Interruptible - Miscellaneous_New_Food Preparation_Natural Gas_Oven_A_Achievable Economic TRC Potential | F9 | Commercial | Interruptible - Miscellaneous | New | Food Preparation | Natural Gas | Oven | A | Cumulative Winter Peak Savings (MW) | Achievable Economic TRC Potential | 0 | 0 | 0 | 0 | 0 | 0 | 0 | 0 | 0 | 0 | 0 | 0 | 0 | 0 | 0 | 0 | 0 | 0 | 0 | 0 | 0 | 0 | 0 | 0 | 0 | 0 | 0
F10_Commercial_Interruptible - Miscellaneous_New_Food Preparation_Natural Gas_Oven_A_Achievable Economic TRC Potential | F10 | Commercial | Interruptible - Miscellaneous | New | Food Preparation | Natural Gas | Oven | A | Purchases (Incremental) | Achievable Economic TRC Potential | 0 | 0 | 0 | 0 | 0 | 0 | 0 | 0 | 0 | 0 | 0 | 0 | 0 | 0 | 0 | 0 | 0 | 0 | 0 | 0 | 0 | 0 | 0 | 0 | 0 | 0 | 0
F11_Commercial_Interruptible - Miscellaneous_New_Food Preparation_Natural Gas_Oven_A_Achievable Economic TRC Potential | F11 | Commercial | Interruptible - Miscellaneous | New | Food Preparation | Natural Gas | Oven | A | Purchases (Cumulative) | Achievable Economic TRC Potential | 0 | 0 | 0 | 0 | 0 | 0 | 0 | 0 | 0 | 0 | 0 | 0 | 0 | 0 | 0 | 0 | 0 | 0 | 0 | 0 | 0 | 0 | 0 | 0 | 0 | 0 | 0
F1_Commercial_Interruptible - Miscellaneous_New_Food Preparation_Natural Gas_Conveyor Oven_A_Achievable Economic TRC Potential | F1 | Commercial | Interruptible - Miscellaneous | New | Food Preparation | Natural Gas | Conveyor Oven | A | Integrated Unit Energy Savings (kWh or therms) | Achievable Economic TRC Potential | 0 | 0 | 0 | 0 | 0 | 0 | 0 | 0 | 0 | 0 | 0 | 0 | 0 | 0 | 0 | 0 | 0 | 0 | 0 | 0 | 0 | 0 | 0 | 0 | 0 | 0 | 0
F2_Commercial_Interruptible - Miscellaneous_New_Food Preparation_Natural Gas_Conveyor Oven_A_Achievable Economic TRC Potential | F2 | Commercial | Interruptible - Miscellaneous | New | Food Preparation | Natural Gas | Conveyor Oven | A | Integrated Unit Summer Peak Savings (kW) | Achievable Economic TRC Potential | 0 | 0 | 0 | 0 | 0 | 0 | 0 | 0 | 0 | 0 | 0 | 0 | 0 | 0 | 0 | 0 | 0 | 0 | 0 | 0 | 0 | 0 | 0 | 0 | 0 | 0 | 0
F3_Commercial_Interruptible - Miscellaneous_New_Food Preparation_Natural Gas_Conveyor Oven_A_Achievable Economic TRC Potential | F3 | Commercial | Interruptible - Miscellaneous | New | Food Preparation | Natural Gas | Conveyor Oven | A | Integrated Unit Winter Peak Savings (kW) | Achievable Economic TRC Potential | 0 | 0 | 0 | 0 | 0 | 0 | 0 | 0 | 0 | 0 | 0 | 0 | 0 | 0 | 0 | 0 | 0 | 0 | 0 | 0 | 0 | 0 | 0 | 0 | 0 | 0 | 0
F4_Commercial_Interruptible - Miscellaneous_New_Food Preparation_Natural Gas_Conveyor Oven_A_Achievable Economic TRC Potential | F4 | Commercial | Interruptible - Miscellaneous | New | Food Preparation | Natural Gas | Conveyor Oven | A | Incremental Energy Savings (MWh or mTherms) | Achievable Economic TRC Potential | 0 | 0 | 0 | 0 | 0 | 0 | 0 | 0 | 0 | 0 | 0 | 0 | 0 | 0 | 0 | 0 | 0 | 0 | 0 | 0 | 0 | 0 | 0 | 0 | 0 | 0 | 0
F5_Commercial_Interruptible - Miscellaneous_New_Food Preparation_Natural Gas_Conveyor Oven_A_Achievable Economic TRC Potential | F5 | Commercial | Interruptible - Miscellaneous | New | Food Preparation | Natural Gas | Conveyor Oven | A | Incremental Summer Peak Savings (MW) | Achievable Economic TRC Potential | 0 | 0 | 0 | 0 | 0 | 0 | 0 | 0 | 0 | 0 | 0 | 0 | 0 | 0 | 0 | 0 | 0 | 0 | 0 | 0 | 0 | 0 | 0 | 0 | 0 | 0 | 0
F6_Commercial_Interruptible - Miscellaneous_New_Food Preparation_Natural Gas_Conveyor Oven_A_Achievable Economic TRC Potential | F6 | Commercial | Interruptible - Miscellaneous | New | Food Preparation | Natural Gas | Conveyor Oven | A | Incremental Winter Peak Savings (MW) | Achievable Economic TRC Potential | 0 | 0 | 0 | 0 | 0 | 0 | 0 | 0 | 0 | 0 | 0 | 0 | 0 | 0 | 0 | 0 | 0 | 0 | 0 | 0 | 0 | 0 | 0 | 0 | 0 | 0 | 0
F7_Commercial_Interruptible - Miscellaneous_New_Food Preparation_Natural Gas_Conveyor Oven_A_Achievable Economic TRC Potential | F7 | Commercial | Interruptible - Miscellaneous | New | Food Preparation | Natural Gas | Conveyor Oven | A | Cumulative Energy Savings (MWh or mTherms) | Achievable Economic TRC Potential | 0 | 0 | 0 | 0 | 0 | 0 | 0 | 0 | 0 | 0 | 0 | 0 | 0 | 0 | 0 | 0 | 0 | 0 | 0 | 0 | 0 | 0 | 0 | 0 | 0 | 0 | 0
F8_Commercial_Interruptible - Miscellaneous_New_Food Preparation_Natural Gas_Conveyor Oven_A_Achievable Economic TRC Potential | F8 | Commercial | Interruptible - Miscellaneous | New | Food Preparation | Natural Gas | Conveyor Oven | A | Cumulative Summer Peak Savings (MW) | Achievable Economic TRC Potential | 0 | 0 | 0 | 0 | 0 | 0 | 0 | 0 | 0 | 0 | 0 | 0 | 0 | 0 | 0 | 0 | 0 | 0 | 0 | 0 | 0 | 0 | 0 | 0 | 0 | 0 | 0
F9_Commercial_Interruptible - Miscellaneous_New_Food Preparation_Natural Gas_Conveyor Oven_A_Achievable Economic TRC Potential | F9 | Commercial | Interruptible - Miscellaneous | New | Food Preparation | Natural Gas | Conveyor Oven | A | Cumulative Winter Peak Savings (MW) | Achievable Economic TRC Potential | 0 | 0 | 0 | 0 | 0 | 0 | 0 | 0 | 0 | 0 | 0 | 0 | 0 | 0 | 0 | 0 | 0 | 0 | 0 | 0 | 0 | 0 | 0 | 0 | 0 | 0 | 0
F10_Commercial_Interruptible - Miscellaneous_New_Food Preparation_Natural Gas_Conveyor Oven_A_Achievable Economic TRC Potential | F10 | Commercial | Interruptible - Miscellaneous | New | Food Preparation | Natural Gas | Conveyor Oven | A | Purchases (Incremental) | Achievable Economic TRC Potential | 0 | 0 | 0 | 0 | 0 | 0 | 0 | 0 | 0 | 0 | 0 | 0 | 0 | 0 | 0 | 0 | 0 | 0 | 0 | 0 | 0 | 0 | 0 | 0 | 0 | 0 | 0
F11_Commercial_Interruptible - Miscellaneous_New_Food Preparation_Natural Gas_Conveyor Oven_A_Achievable Economic TRC Potential | F11 | Commercial | Interruptible - Miscellaneous | New | Food Preparation | Natural Gas | Conveyor Oven | A | Purchases (Cumulative) | Achievable Economic TRC Potential | 0 | 0 | 0 | 0 | 0 | 0 | 0 | 0 | 0 | 0 | 0 | 0 | 0 | 0 | 0 | 0 | 0 | 0 | 0 | 0 | 0 | 0 | 0 | 0 | 0 | 0 | 0
F1_Commercial_Interruptible - Miscellaneous_New_Food Preparation_Natural Gas_Double Rack Oven_A_Achievable Economic TRC Potential | F1 | Commercial | Interruptible - Miscellaneous | New | Food Preparation | Natural Gas | Double Rack Oven | A | Integrated Unit Energy Savings (kWh or therms) | Achievable Economic TRC Potential | 0 | 0 | 0 | 0 | 0 | 0 | 0 | 0 | 0 | 0 | 0 | 0 | 0 | 0 | 0 | 0 | 0 | 0 | 0 | 0 | 0 | 0 | 0 | 0 | 0 | 0 | 0
F2_Commercial_Interruptible - Miscellaneous_New_Food Preparation_Natural Gas_Double Rack Oven_A_Achievable Economic TRC Potential | F2 | Commercial | Interruptible - Miscellaneous | New | Food Preparation | Natural Gas | Double Rack Oven | A | Integrated Unit Summer Peak Savings (kW) | Achievable Economic TRC Potential | 0 | 0 | 0 | 0 | 0 | 0 | 0 | 0 | 0 | 0 | 0 | 0 | 0 | 0 | 0 | 0 | 0 | 0 | 0 | 0 | 0 | 0 | 0 | 0 | 0 | 0 | 0
F3_Commercial_Interruptible - Miscellaneous_New_Food Preparation_Natural Gas_Double Rack Oven_A_Achievable Economic TRC Potential | F3 | Commercial | Interruptible - Miscellaneous | New | Food Preparation | Natural Gas | Double Rack Oven | A | Integrated Unit Winter Peak Savings (kW) | Achievable Economic TRC Potential | 0 | 0 | 0 | 0 | 0 | 0 | 0 | 0 | 0 | 0 | 0 | 0 | 0 | 0 | 0 | 0 | 0 | 0 | 0 | 0 | 0 | 0 | 0 | 0 | 0 | 0 | 0
F4_Commercial_Interruptible - Miscellaneous_New_Food Preparation_Natural Gas_Double Rack Oven_A_Achievable Economic TRC Potential | F4 | Commercial | Interruptible - Miscellaneous | New | Food Preparation | Natural Gas | Double Rack Oven | A | Incremental Energy Savings (MWh or mTherms) | Achievable Economic TRC Potential | 0 | 0 | 0 | 0 | 0 | 0 | 0 | 0 | 0 | 0 | 0 | 0 | 0 | 0 | 0 | 0 | 0 | 0 | 0 | 0 | 0 | 0 | 0 | 0 | 0 | 0 | 0
F5_Commercial_Interruptible - Miscellaneous_New_Food Preparation_Natural Gas_Double Rack Oven_A_Achievable Economic TRC Potential | F5 | Commercial | Interruptible - Miscellaneous | New | Food Preparation | Natural Gas | Double Rack Oven | A | Incremental Summer Peak Savings (MW) | Achievable Economic TRC Potential | 0 | 0 | 0 | 0 | 0 | 0 | 0 | 0 | 0 | 0 | 0 | 0 | 0 | 0 | 0 | 0 | 0 | 0 | 0 | 0 | 0 | 0 | 0 | 0 | 0 | 0 | 0
F6_Commercial_Interruptible - Miscellaneous_New_Food Preparation_Natural Gas_Double Rack Oven_A_Achievable Economic TRC Potential | F6 | Commercial | Interruptible - Miscellaneous | New | Food Preparation | Natural Gas | Double Rack Oven | A | Incremental Winter Peak Savings (MW) | Achievable Economic TRC Potential | 0 | 0 | 0 | 0 | 0 | 0 | 0 | 0 | 0 | 0 | 0 | 0 | 0 | 0 | 0 | 0 | 0 | 0 | 0 | 0 | 0 | 0 | 0 | 0 | 0 | 0 | 0
F7_Commercial_Interruptible - Miscellaneous_New_Food Preparation_Natural Gas_Double Rack Oven_A_Achievable Economic TRC Potential | F7 | Commercial | Interruptible - Miscellaneous | New | Food Preparation | Natural Gas | Double Rack Oven | A | Cumulative Energy Savings (MWh or mTherms) | Achievable Economic TRC Potential | 0 | 0 | 0 | 0 | 0 | 0 | 0 | 0 | 0 | 0 | 0 | 0 | 0 | 0 | 0 | 0 | 0 | 0 | 0 | 0 | 0 | 0 | 0 | 0 | 0 | 0 | 0
F8_Commercial_Interruptible - Miscellaneous_New_Food Preparation_Natural Gas_Double Rack Oven_A_Achievable Economic TRC Potential | F8 | Commercial | Interruptible - Miscellaneous | New | Food Preparation | Natural Gas | Double Rack Oven | A | Cumulative Summer Peak Savings (MW) | Achievable Economic TRC Potential | 0 | 0 | 0 | 0 | 0 | 0 | 0 | 0 | 0 | 0 | 0 | 0 | 0 | 0 | 0 | 0 | 0 | 0 | 0 | 0 | 0 | 0 | 0 | 0 | 0 | 0 | 0
F9_Commercial_Interruptible - Miscellaneous_New_Food Preparation_Natural Gas_Double Rack Oven_A_Achievable Economic TRC Potential | F9 | Commercial | Interruptible - Miscellaneous | New | Food Preparation | Natural Gas | Double Rack Oven | A | Cumulative Winter Peak Savings (MW) | Achievable Economic TRC Potential | 0 | 0 | 0 | 0 | 0 | 0 | 0 | 0 | 0 | 0 | 0 | 0 | 0 | 0 | 0 | 0 | 0 | 0 | 0 | 0 | 0 | 0 | 0 | 0 | 0 | 0 | 0
F10_Commercial_Interruptible - Miscellaneous_New_Food Preparation_Natural Gas_Double Rack Oven_A_Achievable Economic TRC Potential | F10 | Commercial | Interruptible - Miscellaneous | New | Food Preparation | Natural Gas | Double Rack Oven | A | Purchases (Incremental) | Achievable Economic TRC Potential | 0 | 0 | 0 | 0 | 0 | 0 | 0 | 0 | 0 | 0 | 0 | 0 | 0 | 0 | 0 | 0 | 0 | 0 | 0 | 0 | 0 | 0 | 0 | 0 | 0 | 0 | 0
F11_Commercial_Interruptible - Miscellaneous_New_Food Preparation_Natural Gas_Double Rack Oven_A_Achievable Economic TRC Potential | F11 | Commercial | Interruptible - Miscellaneous | New | Food Preparation | Natural Gas | Double Rack Oven | A | Purchases (Cumulative) | Achievable Economic TRC Potential | 0 | 0 | 0 | 0 | 0 | 0 | 0 | 0 | 0 | 0 | 0 | 0 | 0 | 0 | 0 | 0 | 0 | 0 | 0 | 0 | 0 | 0 | 0 | 0 | 0 | 0 | 0
F1_Commercial_Interruptible - Miscellaneous_New_Food Preparation_Natural Gas_Fryer_A_Achievable Economic TRC Potential | F1 | Commercial | Interruptible - Miscellaneous | New | Food Preparation | Natural Gas | Fryer | A | Integrated Unit Energy Savings (kWh or therms) | Achievable Economic TRC Potential | 0 | 0 | 0 | 0 | 0 | 0 | 0 | 0 | 0 | 0 | 0 | 0 | 0 | 0 | 0 | 0 | 0 | 0 | 0 | 0 | 0 | 0 | 0 | 0 | 0 | 0 | 0
F2_Commercial_Interruptible - Miscellaneous_New_Food Preparation_Natural Gas_Fryer_A_Achievable Economic TRC Potential | F2 | Commercial | Interruptible - Miscellaneous | New | Food Preparation | Natural Gas | Fryer | A | Integrated Unit Summer Peak Savings (kW) | Achievable Economic TRC Potential | 0 | 0 | 0 | 0 | 0 | 0 | 0 | 0 | 0 | 0 | 0 | 0 | 0 | 0 | 0 | 0 | 0 | 0 | 0 | 0 | 0 | 0 | 0 | 0 | 0 | 0 | 0
F3_Commercial_Interruptible - Miscellaneous_New_Food Preparation_Natural Gas_Fryer_A_Achievable Economic TRC Potential | F3 | Commercial | Interruptible - Miscellaneous | New | Food Preparation | Natural Gas | Fryer | A | Integrated Unit Winter Peak Savings (kW) | Achievable Economic TRC Potential | 0 | 0 | 0 | 0 | 0 | 0 | 0 | 0 | 0 | 0 | 0 | 0 | 0 | 0 | 0 | 0 | 0 | 0 | 0 | 0 | 0 | 0 | 0 | 0 | 0 | 0 | 0
F4_Commercial_Interruptible - Miscellaneous_New_Food Preparation_Natural Gas_Fryer_A_Achievable Economic TRC Potential | F4 | Commercial | Interruptible - Miscellaneous | New | Food Preparation | Natural Gas | Fryer | A | Incremental Energy Savings (MWh or mTherms) | Achievable Economic TRC Potential | 0 | 0 | 0 | 0 | 0 | 0 | 0 | 0 | 0 | 0 | 0 | 0 | 0 | 0 | 0 | 0 | 0 | 0 | 0 | 0 | 0 | 0 | 0 | 0 | 0 | 0 | 0
F5_Commercial_Interruptible - Miscellaneous_New_Food Preparation_Natural Gas_Fryer_A_Achievable Economic TRC Potential | F5 | Commercial | Interruptible - Miscellaneous | New | Food Preparation | Natural Gas | Fryer | A | Incremental Summer Peak Savings (MW) | Achievable Economic TRC Potential | 0 | 0 | 0 | 0 | 0 | 0 | 0 | 0 | 0 | 0 | 0 | 0 | 0 | 0 | 0 | 0 | 0 | 0 | 0 | 0 | 0 | 0 | 0 | 0 | 0 | 0 | 0
F6_Commercial_Interruptible - Miscellaneous_New_Food Preparation_Natural Gas_Fryer_A_Achievable Economic TRC Potential | F6 | Commercial | Interruptible - Miscellaneous | New | Food Preparation | Natural Gas | Fryer | A | Incremental Winter Peak Savings (MW) | Achievable Economic TRC Potential | 0 | 0 | 0 | 0 | 0 | 0 | 0 | 0 | 0 | 0 | 0 | 0 | 0 | 0 | 0 | 0 | 0 | 0 | 0 | 0 | 0 | 0 | 0 | 0 | 0 | 0 | 0
F7_Commercial_Interruptible - Miscellaneous_New_Food Preparation_Natural Gas_Fryer_A_Achievable Economic TRC Potential | F7 | Commercial | Interruptible - Miscellaneous | New | Food Preparation | Natural Gas | Fryer | A | Cumulative Energy Savings (MWh or mTherms) | Achievable Economic TRC Potential | 0 | 0 | 0 | 0 | 0 | 0 | 0 | 0 | 0 | 0 | 0 | 0 | 0 | 0 | 0 | 0 | 0 | 0 | 0 | 0 | 0 | 0 | 0 | 0 | 0 | 0 | 0
F8_Commercial_Interruptible - Miscellaneous_New_Food Preparation_Natural Gas_Fryer_A_Achievable Economic TRC Potential | F8 | Commercial | Interruptible - Miscellaneous | New | Food Preparation | Natural Gas | Fryer | A | Cumulative Summer Peak Savings (MW) | Achievable Economic TRC Potential | 0 | 0 | 0 | 0 | 0 | 0 | 0 | 0 | 0 | 0 | 0 | 0 | 0 | 0 | 0 | 0 | 0 | 0 | 0 | 0 | 0 | 0 | 0 | 0 | 0 | 0 | 0
F9_Commercial_Interruptible - Miscellaneous_New_Food Preparation_Natural Gas_Fryer_A_Achievable Economic TRC Potential | F9 | Commercial | Interruptible - Miscellaneous | New | Food Preparation | Natural Gas | Fryer | A | Cumulative Winter Peak Savings (MW) | Achievable Economic TRC Potential | 0 | 0 | 0 | 0 | 0 | 0 | 0 | 0 | 0 | 0 | 0 | 0 | 0 | 0 | 0 | 0 | 0 | 0 | 0 | 0 | 0 | 0 | 0 | 0 | 0 | 0 | 0
F10_Commercial_Interruptible - Miscellaneous_New_Food Preparation_Natural Gas_Fryer_A_Achievable Economic TRC Potential | F10 | Commercial | Interruptible - Miscellaneous | New | Food Preparation | Natural Gas | Fryer | A | Purchases (Incremental) | Achievable Economic TRC Potential | 0 | 0 | 0 | 0 | 0 | 0 | 0 | 0 | 0 | 0 | 0 | 0 | 0 | 0 | 0 | 0 | 0 | 0 | 0 | 0 | 0 | 0 | 0 | 0 | 0 | 0 | 0
F11_Commercial_Interruptible - Miscellaneous_New_Food Preparation_Natural Gas_Fryer_A_Achievable Economic TRC Potential | F11 | Commercial | Interruptible - Miscellaneous | New | Food Preparation | Natural Gas | Fryer | A | Purchases (Cumulative) | Achievable Economic TRC Potential | 0 | 0 | 0 | 0 | 0 | 0 | 0 | 0 | 0 | 0 | 0 | 0 | 0 | 0 | 0 | 0 | 0 | 0 | 0 | 0 | 0 | 0 | 0 | 0 | 0 | 0 | 0
F1_Commercial_Interruptible - Miscellaneous_New_Food Preparation_Natural Gas_Broiler_A_Achievable Economic TRC Potential | F1 | Commercial | Interruptible - Miscellaneous | New | Food Preparation | Natural Gas | Broiler | A | Integrated Unit Energy Savings (kWh or therms) | Achievable Economic TRC Potential | 0 | 0 | 0 | 0 | 0 | 0 | 0 | 0 | 0 | 0 | 0 | 0 | 0 | 0 | 0 | 0 | 0 | 0 | 0 | 0 | 0 | 0 | 0 | 0 | 0 | 0 | 0
F2_Commercial_Interruptible - Miscellaneous_New_Food Preparation_Natural Gas_Broiler_A_Achievable Economic TRC Potential | F2 | Commercial | Interruptible - Miscellaneous | New | Food Preparation | Natural Gas | Broiler | A | Integrated Unit Summer Peak Savings (kW) | Achievable Economic TRC Potential | 0 | 0 | 0 | 0 | 0 | 0 | 0 | 0 | 0 | 0 | 0 | 0 | 0 | 0 | 0 | 0 | 0 | 0 | 0 | 0 | 0 | 0 | 0 | 0 | 0 | 0 | 0
F3_Commercial_Interruptible - Miscellaneous_New_Food Preparation_Natural Gas_Broiler_A_Achievable Economic TRC Potential | F3 | Commercial | Interruptible - Miscellaneous | New | Food Preparation | Natural Gas | Broiler | A | Integrated Unit Winter Peak Savings (kW) | Achievable Economic TRC Potential | 0 | 0 | 0 | 0 | 0 | 0 | 0 | 0 | 0 | 0 | 0 | 0 | 0 | 0 | 0 | 0 | 0 | 0 | 0 | 0 | 0 | 0 | 0 | 0 | 0 | 0 | 0
F4_Commercial_Interruptible - Miscellaneous_New_Food Preparation_Natural Gas_Broiler_A_Achievable Economic TRC Potential | F4 | Commercial | Interruptible - Miscellaneous | New | Food Preparation | Natural Gas | Broiler | A | Incremental Energy Savings (MWh or mTherms) | Achievable Economic TRC Potential | 0 | 0 | 0 | 0 | 0 | 0 | 0 | 0 | 0 | 0 | 0 | 0 | 0 | 0 | 0 | 0 | 0 | 0 | 0 | 0 | 0 | 0 | 0 | 0 | 0 | 0 | 0
F5_Commercial_Interruptible - Miscellaneous_New_Food Preparation_Natural Gas_Broiler_A_Achievable Economic TRC Potential | F5 | Commercial | Interruptible - Miscellaneous | New | Food Preparation | Natural Gas | Broiler | A | Incremental Summer Peak Savings (MW) | Achievable Economic TRC Potential | 0 | 0 | 0 | 0 | 0 | 0 | 0 | 0 | 0 | 0 | 0 | 0 | 0 | 0 | 0 | 0 | 0 | 0 | 0 | 0 | 0 | 0 | 0 | 0 | 0 | 0 | 0
F6_Commercial_Interruptible - Miscellaneous_New_Food Preparation_Natural Gas_Broiler_A_Achievable Economic TRC Potential | F6 | Commercial | Interruptible - Miscellaneous | New | Food Preparation | Natural Gas | Broiler | A | Incremental Winter Peak Savings (MW) | Achievable Economic TRC Potential | 0 | 0 | 0 | 0 | 0 | 0 | 0 | 0 | 0 | 0 | 0 | 0 | 0 | 0 | 0 | 0 | 0 | 0 | 0 | 0 | 0 | 0 | 0 | 0 | 0 | 0 | 0
F7_Commercial_Interruptible - Miscellaneous_New_Food Preparation_Natural Gas_Broiler_A_Achievable Economic TRC Potential | F7 | Commercial | Interruptible - Miscellaneous | New | Food Preparation | Natural Gas | Broiler | A | Cumulative Energy Savings (MWh or mTherms) | Achievable Economic TRC Potential | 0 | 0 | 0 | 0 | 0 | 0 | 0 | 0 | 0 | 0 | 0 | 0 | 0 | 0 | 0 | 0 | 0 | 0 | 0 | 0 | 0 | 0 | 0 | 0 | 0 | 0 | 0
F8_Commercial_Interruptible - Miscellaneous_New_Food Preparation_Natural Gas_Broiler_A_Achievable Economic TRC Potential | F8 | Commercial | Interruptible - Miscellaneous | New | Food Preparation | Natural Gas | Broiler | A | Cumulative Summer Peak Savings (MW) | Achievable Economic TRC Potential | 0 | 0 | 0 | 0 | 0 | 0 | 0 | 0 | 0 | 0 | 0 | 0 | 0 | 0 | 0 | 0 | 0 | 0 | 0 | 0 | 0 | 0 | 0 | 0 | 0 | 0 | 0
F9_Commercial_Interruptible - Miscellaneous_New_Food Preparation_Natural Gas_Broiler_A_Achievable Economic TRC Potential | F9 | Commercial | Interruptible - Miscellaneous | New | Food Preparation | Natural Gas | Broiler | A | Cumulative Winter Peak Savings (MW) | Achievable Economic TRC Potential | 0 | 0 | 0 | 0 | 0 | 0 | 0 | 0 | 0 | 0 | 0 | 0 | 0 | 0 | 0 | 0 | 0 | 0 | 0 | 0 | 0 | 0 | 0 | 0 | 0 | 0 | 0
F10_Commercial_Interruptible - Miscellaneous_New_Food Preparation_Natural Gas_Broiler_A_Achievable Economic TRC Potential | F10 | Commercial | Interruptible - Miscellaneous | New | Food Preparation | Natural Gas | Broiler | A | Purchases (Incremental) | Achievable Economic TRC Potential | 0 | 0 | 0 | 0 | 0 | 0 | 0 | 0 | 0 | 0 | 0 | 0 | 0 | 0 | 0 | 0 | 0 | 0 | 0 | 0 | 0 | 0 | 0 | 0 | 0 | 0 | 0
F11_Commercial_Interruptible - Miscellaneous_New_Food Preparation_Natural Gas_Broiler_A_Achievable Economic TRC Potential | F11 | Commercial | Interruptible - Miscellaneous | New | Food Preparation | Natural Gas | Broiler | A | Purchases (Cumulative) | Achievable Economic TRC Potential | 0 | 0 | 0 | 0 | 0 | 0 | 0 | 0 | 0 | 0 | 0 | 0 | 0 | 0 | 0 | 0 | 0 | 0 | 0 | 0 | 0 | 0 | 0 | 0 | 0 | 0 | 0
F1_Commercial_Interruptible - Miscellaneous_New_Food Preparation_Natural Gas_Griddle_A_Achievable Economic TRC Potential | F1 | Commercial | Interruptible - Miscellaneous | New | Food Preparation | Natural Gas | Griddle | A | Integrated Unit Energy Savings (kWh or therms) | Achievable Economic TRC Potential | 0 | 0 | 0 | 0 | 0 | 0 | 0 | 0 | 0 | 0 | 0 | 0 | 0 | 0 | 0 | 0 | 0 | 0 | 0 | 0 | 0 | 0 | 0 | 0 | 0 | 0 | 0
F2_Commercial_Interruptible - Miscellaneous_New_Food Preparation_Natural Gas_Griddle_A_Achievable Economic TRC Potential | F2 | Commercial | Interruptible - Miscellaneous | New | Food Preparation | Natural Gas | Griddle | A | Integrated Unit Summer Peak Savings (kW) | Achievable Economic TRC Potential | 0 | 0 | 0 | 0 | 0 | 0 | 0 | 0 | 0 | 0 | 0 | 0 | 0 | 0 | 0 | 0 | 0 | 0 | 0 | 0 | 0 | 0 | 0 | 0 | 0 | 0 | 0
F3_Commercial_Interruptible - Miscellaneous_New_Food Preparation_Natural Gas_Griddle_A_Achievable Economic TRC Potential | F3 | Commercial | Interruptible - Miscellaneous | New | Food Preparation | Natural Gas | Griddle | A | Integrated Unit Winter Peak Savings (kW) | Achievable Economic TRC Potential | 0 | 0 | 0 | 0 | 0 | 0 | 0 | 0 | 0 | 0 | 0 | 0 | 0 | 0 | 0 | 0 | 0 | 0 | 0 | 0 | 0 | 0 | 0 | 0 | 0 | 0 | 0
F4_Commercial_Interruptible - Miscellaneous_New_Food Preparation_Natural Gas_Griddle_A_Achievable Economic TRC Potential | F4 | Commercial | Interruptible - Miscellaneous | New | Food Preparation | Natural Gas | Griddle | A | Incremental Energy Savings (MWh or mTherms) | Achievable Economic TRC Potential | 0 | 0 | 0 | 0 | 0 | 0 | 0 | 0 | 0 | 0 | 0 | 0 | 0 | 0 | 0 | 0 | 0 | 0 | 0 | 0 | 0 | 0 | 0 | 0 | 0 | 0 | 0
F5_Commercial_Interruptible - Miscellaneous_New_Food Preparation_Natural Gas_Griddle_A_Achievable Economic TRC Potential | F5 | Commercial | Interruptible - Miscellaneous | New | Food Preparation | Natural Gas | Griddle | A | Incremental Summer Peak Savings (MW) | Achievable Economic TRC Potential | 0 | 0 | 0 | 0 | 0 | 0 | 0 | 0 | 0 | 0 | 0 | 0 | 0 | 0 | 0 | 0 | 0 | 0 | 0 | 0 | 0 | 0 | 0 | 0 | 0 | 0 | 0
F6_Commercial_Interruptible - Miscellaneous_New_Food Preparation_Natural Gas_Griddle_A_Achievable Economic TRC Potential | F6 | Commercial | Interruptible - Miscellaneous | New | Food Preparation | Natural Gas | Griddle | A | Incremental Winter Peak Savings (MW) | Achievable Economic TRC Potential | 0 | 0 | 0 | 0 | 0 | 0 | 0 | 0 | 0 | 0 | 0 | 0 | 0 | 0 | 0 | 0 | 0 | 0 | 0 | 0 | 0 | 0 | 0 | 0 | 0 | 0 | 0
F7_Commercial_Interruptible - Miscellaneous_New_Food Preparation_Natural Gas_Griddle_A_Achievable Economic TRC Potential | F7 | Commercial | Interruptible - Miscellaneous | New | Food Preparation | Natural Gas | Griddle | A | Cumulative Energy Savings (MWh or mTherms) | Achievable Economic TRC Potential | 0 | 0 | 0 | 0 | 0 | 0 | 0 | 0 | 0 | 0 | 0 | 0 | 0 | 0 | 0 | 0 | 0 | 0 | 0 | 0 | 0 | 0 | 0 | 0 | 0 | 0 | 0
F8_Commercial_Interruptible - Miscellaneous_New_Food Preparation_Natural Gas_Griddle_A_Achievable Economic TRC Potential | F8 | Commercial | Interruptible - Miscellaneous | New | Food Preparation | Natural Gas | Griddle | A | Cumulative Summer Peak Savings (MW) | Achievable Economic TRC Potential | 0 | 0 | 0 | 0 | 0 | 0 | 0 | 0 | 0 | 0 | 0 | 0 | 0 | 0 | 0 | 0 | 0 | 0 | 0 | 0 | 0 | 0 | 0 | 0 | 0 | 0 | 0
F9_Commercial_Interruptible - Miscellaneous_New_Food Preparation_Natural Gas_Griddle_A_Achievable Economic TRC Potential | F9 | Commercial | Interruptible - Miscellaneous | New | Food Preparation | Natural Gas | Griddle | A | Cumulative Winter Peak Savings (MW) | Achievable Economic TRC Potential | 0 | 0 | 0 | 0 | 0 | 0 | 0 | 0 | 0 | 0 | 0 | 0 | 0 | 0 | 0 | 0 | 0 | 0 | 0 | 0 | 0 | 0 | 0 | 0 | 0 | 0 | 0
F10_Commercial_Interruptible - Miscellaneous_New_Food Preparation_Natural Gas_Griddle_A_Achievable Economic TRC Potential | F10 | Commercial | Interruptible - Miscellaneous | New | Food Preparation | Natural Gas | Griddle | A | Purchases (Incremental) | Achievable Economic TRC Potential | 0 | 0 | 0 | 0 | 0 | 0 | 0 | 0 | 0 | 0 | 0 | 0 | 0 | 0 | 0 | 0 | 0 | 0 | 0 | 0 | 0 | 0 | 0 | 0 | 0 | 0 | 0
F11_Commercial_Interruptible - Miscellaneous_New_Food Preparation_Natural Gas_Griddle_A_Achievable Economic TRC Potential | F11 | Commercial | Interruptible - Miscellaneous | New | Food Preparation | Natural Gas | Griddle | A | Purchases (Cumulative) | Achievable Economic TRC Potential | 0 | 0 | 0 | 0 | 0 | 0 | 0 | 0 | 0 | 0 | 0 | 0 | 0 | 0 | 0 | 0 | 0 | 0 | 0 | 0 | 0 | 0 | 0 | 0 | 0 | 0 | 0
F1_Commercial_Interruptible - Miscellaneous_New_Food Preparation_Natural Gas_Range_A_Achievable Economic TRC Potential | F1 | Commercial | Interruptible - Miscellaneous | New | Food Preparation | Natural Gas | Range | A | Integrated Unit Energy Savings (kWh or therms) | Achievable Economic TRC Potential | 0 | 0 | 0 | 0 | 0 | 0 | 0 | 0 | 0 | 0 | 0 | 0 | 0 | 0 | 0 | 0 | 0 | 0 | 0 | 0 | 0 | 0 | 0 | 0 | 0 | 0 | 0
F2_Commercial_Interruptible - Miscellaneous_New_Food Preparation_Natural Gas_Range_A_Achievable Economic TRC Potential | F2 | Commercial | Interruptible - Miscellaneous | New | Food Preparation | Natural Gas | Range | A | Integrated Unit Summer Peak Savings (kW) | Achievable Economic TRC Potential | 0 | 0 | 0 | 0 | 0 | 0 | 0 | 0 | 0 | 0 | 0 | 0 | 0 | 0 | 0 | 0 | 0 | 0 | 0 | 0 | 0 | 0 | 0 | 0 | 0 | 0 | 0
F3_Commercial_Interruptible - Miscellaneous_New_Food Preparation_Natural Gas_Range_A_Achievable Economic TRC Potential | F3 | Commercial | Interruptible - Miscellaneous | New | Food Preparation | Natural Gas | Range | A | Integrated Unit Winter Peak Savings (kW) | Achievable Economic TRC Potential | 0 | 0 | 0 | 0 | 0 | 0 | 0 | 0 | 0 | 0 | 0 | 0 | 0 | 0 | 0 | 0 | 0 | 0 | 0 | 0 | 0 | 0 | 0 | 0 | 0 | 0 | 0
F4_Commercial_Interruptible - Miscellaneous_New_Food Preparation_Natural Gas_Range_A_Achievable Economic TRC Potential | F4 | Commercial | Interruptible - Miscellaneous | New | Food Preparation | Natural Gas | Range | A | Incremental Energy Savings (MWh or mTherms) | Achievable Economic TRC Potential | 0 | 0 | 0 | 0 | 0 | 0 | 0 | 0 | 0 | 0 | 0 | 0 | 0 | 0 | 0 | 0 | 0 | 0 | 0 | 0 | 0 | 0 | 0 | 0 | 0 | 0 | 0
F5_Commercial_Interruptible - Miscellaneous_New_Food Preparation_Natural Gas_Range_A_Achievable Economic TRC Potential | F5 | Commercial | Interruptible - Miscellaneous | New | Food Preparation | Natural Gas | Range | A | Incremental Summer Peak Savings (MW) | Achievable Economic TRC Potential | 0 | 0 | 0 | 0 | 0 | 0 | 0 | 0 | 0 | 0 | 0 | 0 | 0 | 0 | 0 | 0 | 0 | 0 | 0 | 0 | 0 | 0 | 0 | 0 | 0 | 0 | 0
F6_Commercial_Interruptible - Miscellaneous_New_Food Preparation_Natural Gas_Range_A_Achievable Economic TRC Potential | F6 | Commercial | Interruptible - Miscellaneous | New | Food Preparation | Natural Gas | Range | A | Incremental Winter Peak Savings (MW) | Achievable Economic TRC Potential | 0 | 0 | 0 | 0 | 0 | 0 | 0 | 0 | 0 | 0 | 0 | 0 | 0 | 0 | 0 | 0 | 0 | 0 | 0 | 0 | 0 | 0 | 0 | 0 | 0 | 0 | 0
F7_Commercial_Interruptible - Miscellaneous_New_Food Preparation_Natural Gas_Range_A_Achievable Economic TRC Potential | F7 | Commercial | Interruptible - Miscellaneous | New | Food Preparation | Natural Gas | Range | A | Cumulative Energy Savings (MWh or mTherms) | Achievable Economic TRC Potential | 0 | 0 | 0 | 0 | 0 | 0 | 0 | 0 | 0 | 0 | 0 | 0 | 0 | 0 | 0 | 0 | 0 | 0 | 0 | 0 | 0 | 0 | 0 | 0 | 0 | 0 | 0
F8_Commercial_Interruptible - Miscellaneous_New_Food Preparation_Natural Gas_Range_A_Achievable Economic TRC Potential | F8 | Commercial | Interruptible - Miscellaneous | New | Food Preparation | Natural Gas | Range | A | Cumulative Summer Peak Savings (MW) | Achievable Economic TRC Potential | 0 | 0 | 0 | 0 | 0 | 0 | 0 | 0 | 0 | 0 | 0 | 0 | 0 | 0 | 0 | 0 | 0 | 0 | 0 | 0 | 0 | 0 | 0 | 0 | 0 | 0 | 0
F9_Commercial_Interruptible - Miscellaneous_New_Food Preparation_Natural Gas_Range_A_Achievable Economic TRC Potential | F9 | Commercial | Interruptible - Miscellaneous | New | Food Preparation | Natural Gas | Range | A | Cumulative Winter Peak Savings (MW) | Achievable Economic TRC Potential | 0 | 0 | 0 | 0 | 0 | 0 | 0 | 0 | 0 | 0 | 0 | 0 | 0 | 0 | 0 | 0 | 0 | 0 | 0 | 0 | 0 | 0 | 0 | 0 | 0 | 0 | 0
F10_Commercial_Interruptible - Miscellaneous_New_Food Preparation_Natural Gas_Range_A_Achievable Economic TRC Potential | F10 | Commercial | Interruptible - Miscellaneous | New | Food Preparation | Natural Gas | Range | A | Purchases (Incremental) | Achievable Economic TRC Potential | 0 | 0 | 0 | 0 | 0 | 0 | 0 | 0 | 0 | 0 | 0 | 0 | 0 | 0 | 0 | 0 | 0 | 0 | 0 | 0 | 0 | 0 | 0 | 0 | 0 | 0 | 0
F11_Commercial_Interruptible - Miscellaneous_New_Food Preparation_Natural Gas_Range_A_Achievable Economic TRC Potential | F11 | Commercial | Interruptible - Miscellaneous | New | Food Preparation | Natural Gas | Range | A | Purchases (Cumulative) | Achievable Economic TRC Potential | 0 | 0 | 0 | 0 | 0 | 0 | 0 | 0 | 0 | 0 | 0 | 0 | 0 | 0 | 0 | 0 | 0 | 0 | 0 | 0 | 0 | 0 | 0 | 0 | 0 | 0 | 0
F1_Commercial_Interruptible - Miscellaneous_New_Food Preparation_Natural Gas_Steamer_A_Achievable Economic TRC Potential | F1 | Commercial | Interruptible - Miscellaneous | New | Food Preparation | Natural Gas | Steamer | A | Integrated Unit Energy Savings (kWh or therms) | Achievable Economic TRC Potential | 0 | 0 | 0 | 0 | 0 | 0 | 0 | 0 | 0 | 0 | 0 | 0 | 0 | 0 | 0 | 0 | 0 | 0 | 0 | 0 | 0 | 0 | 0 | 0 | 0 | 0 | 0
F2_Commercial_Interruptible - Miscellaneous_New_Food Preparation_Natural Gas_Steamer_A_Achievable Economic TRC Potential | F2 | Commercial | Interruptible - Miscellaneous | New | Food Preparation | Natural Gas | Steamer | A | Integrated Unit Summer Peak Savings (kW) | Achievable Economic TRC Potential | 0 | 0 | 0 | 0 | 0 | 0 | 0 | 0 | 0 | 0 | 0 | 0 | 0 | 0 | 0 | 0 | 0 | 0 | 0 | 0 | 0 | 0 | 0 | 0 | 0 | 0 | 0
F3_Commercial_Interruptible - Miscellaneous_New_Food Preparation_Natural Gas_Steamer_A_Achievable Economic TRC Potential | F3 | Commercial | Interruptible - Miscellaneous | New | Food Preparation | Natural Gas | Steamer | A | Integrated Unit Winter Peak Savings (kW) | Achievable Economic TRC Potential | 0 | 0 | 0 | 0 | 0 | 0 | 0 | 0 | 0 | 0 | 0 | 0 | 0 | 0 | 0 | 0 | 0 | 0 | 0 | 0 | 0 | 0 | 0 | 0 | 0 | 0 | 0
F4_Commercial_Interruptible - Miscellaneous_New_Food Preparation_Natural Gas_Steamer_A_Achievable Economic TRC Potential | F4 | Commercial | Interruptible - Miscellaneous | New | Food Preparation | Natural Gas | Steamer | A | Incremental Energy Savings (MWh or mTherms) | Achievable Economic TRC Potential | 0 | 0 | 0 | 0 | 0 | 0 | 0 | 0 | 0 | 0 | 0 | 0 | 0 | 0 | 0 | 0 | 0 | 0 | 0 | 0 | 0 | 0 | 0 | 0 | 0 | 0 | 0
F5_Commercial_Interruptible - Miscellaneous_New_Food Preparation_Natural Gas_Steamer_A_Achievable Economic TRC Potential | F5 | Commercial | Interruptible - Miscellaneous | New | Food Preparation | Natural Gas | Steamer | A | Incremental Summer Peak Savings (MW) | Achievable Economic TRC Potential | 0 | 0 | 0 | 0 | 0 | 0 | 0 | 0 | 0 | 0 | 0 | 0 | 0 | 0 | 0 | 0 | 0 | 0 | 0 | 0 | 0 | 0 | 0 | 0 | 0 | 0 | 0
F6_Commercial_Interruptible - Miscellaneous_New_Food Preparation_Natural Gas_Steamer_A_Achievable Economic TRC Potential | F6 | Commercial | Interruptible - Miscellaneous | New | Food Preparation | Natural Gas | Steamer | A | Incremental Winter Peak Savings (MW) | Achievable Economic TRC Potential | 0 | 0 | 0 | 0 | 0 | 0 | 0 | 0 | 0 | 0 | 0 | 0 | 0 | 0 | 0 | 0 | 0 | 0 | 0 | 0 | 0 | 0 | 0 | 0 | 0 | 0 | 0
F7_Commercial_Interruptible - Miscellaneous_New_Food Preparation_Natural Gas_Steamer_A_Achievable Economic TRC Potential | F7 | Commercial | Interruptible - Miscellaneous | New | Food Preparation | Natural Gas | Steamer | A | Cumulative Energy Savings (MWh or mTherms) | Achievable Economic TRC Potential | 0 | 0 | 0 | 0 | 0 | 0 | 0 | 0 | 0 | 0 | 0 | 0 | 0 | 0 | 0 | 0 | 0 | 0 | 0 | 0 | 0 | 0 | 0 | 0 | 0 | 0 | 0
F8_Commercial_Interruptible - Miscellaneous_New_Food Preparation_Natural Gas_Steamer_A_Achievable Economic TRC Potential | F8 | Commercial | Interruptible - Miscellaneous | New | Food Preparation | Natural Gas | Steamer | A | Cumulative Summer Peak Savings (MW) | Achievable Economic TRC Potential | 0 | 0 | 0 | 0 | 0 | 0 | 0 | 0 | 0 | 0 | 0 | 0 | 0 | 0 | 0 | 0 | 0 | 0 | 0 | 0 | 0 | 0 | 0 | 0 | 0 | 0 | 0
F9_Commercial_Interruptible - Miscellaneous_New_Food Preparation_Natural Gas_Steamer_A_Achievable Economic TRC Potential | F9 | Commercial | Interruptible - Miscellaneous | New | Food Preparation | Natural Gas | Steamer | A | Cumulative Winter Peak Savings (MW) | Achievable Economic TRC Potential | 0 | 0 | 0 | 0 | 0 | 0 | 0 | 0 | 0 | 0 | 0 | 0 | 0 | 0 | 0 | 0 | 0 | 0 | 0 | 0 | 0 | 0 | 0 | 0 | 0 | 0 | 0
F10_Commercial_Interruptible - Miscellaneous_New_Food Preparation_Natural Gas_Steamer_A_Achievable Economic TRC Potential | F10 | Commercial | Interruptible - Miscellaneous | New | Food Preparation | Natural Gas | Steamer | A | Purchases (Incremental) | Achievable Economic TRC Potential | 0 | 0 | 0 | 0 | 0 | 0 | 0 | 0 | 0 | 0 | 0 | 0 | 0 | 0 | 0 | 0 | 0 | 0 | 0 | 0 | 0 | 0 | 0 | 0 | 0 | 0 | 0
F11_Commercial_Interruptible - Miscellaneous_New_Food Preparation_Natural Gas_Steamer_A_Achievable Economic TRC Potential | F11 | Commercial | Interruptible - Miscellaneous | New | Food Preparation | Natural Gas | Steamer | A | Purchases (Cumulative) | Achievable Economic TRC Potential | 0 | 0 | 0 | 0 | 0 | 0 | 0 | 0 | 0 | 0 | 0 | 0 | 0 | 0 | 0 | 0 | 0 | 0 | 0 | 0 | 0 | 0 | 0 | 0 | 0 | 0 | 0
F1_Commercial_Interruptible - Miscellaneous_New_Food Preparation_Natural Gas_Commercial Food Prep Other_A_Achievable Economic TRC Potential | F1 | Commercial | Interruptible - Miscellaneous | New | Food Preparation | Natural Gas | Commercial Food Prep Other | A | Integrated Unit Energy Savings (kWh or therms) | Achievable Economic TRC Potential | 0 | 0 | 0 | 0 | 0 | 0 | 0 | 0 | 0 | 0 | 0 | 0 | 0 | 0 | 0 | 0 | 0 | 0 | 0 | 0 | 0 | 0 | 0 | 0 | 0 | 0 | 0
F2_Commercial_Interruptible - Miscellaneous_New_Food Preparation_Natural Gas_Commercial Food Prep Other_A_Achievable Economic TRC Potential | F2 | Commercial | Interruptible - Miscellaneous | New | Food Preparation | Natural Gas | Commercial Food Prep Other | A | Integrated Unit Summer Peak Savings (kW) | Achievable Economic TRC Potential | 0 | 0 | 0 | 0 | 0 | 0 | 0 | 0 | 0 | 0 | 0 | 0 | 0 | 0 | 0 | 0 | 0 | 0 | 0 | 0 | 0 | 0 | 0 | 0 | 0 | 0 | 0
F3_Commercial_Interruptible - Miscellaneous_New_Food Preparation_Natural Gas_Commercial Food Prep Other_A_Achievable Economic TRC Potential | F3 | Commercial | Interruptible - Miscellaneous | New | Food Preparation | Natural Gas | Commercial Food Prep Other | A | Integrated Unit Winter Peak Savings (kW) | Achievable Economic TRC Potential | 0 | 0 | 0 | 0 | 0 | 0 | 0 | 0 | 0 | 0 | 0 | 0 | 0 | 0 | 0 | 0 | 0 | 0 | 0 | 0 | 0 | 0 | 0 | 0 | 0 | 0 | 0
F4_Commercial_Interruptible - Miscellaneous_New_Food Preparation_Natural Gas_Commercial Food Prep Other_A_Achievable Economic TRC Potential | F4 | Commercial | Interruptible - Miscellaneous | New | Food Preparation | Natural Gas | Commercial Food Prep Other | A | Incremental Energy Savings (MWh or mTherms) | Achievable Economic TRC Potential | 0 | 0 | 0 | 0 | 0 | 0 | 0 | 0 | 0 | 0 | 0 | 0 | 0 | 0 | 0 | 0 | 0 | 0 | 0 | 0 | 0 | 0 | 0 | 0 | 0 | 0 | 0
F5_Commercial_Interruptible - Miscellaneous_New_Food Preparation_Natural Gas_Commercial Food Prep Other_A_Achievable Economic TRC Potential | F5 | Commercial | Interruptible - Miscellaneous | New | Food Preparation | Natural Gas | Commercial Food Prep Other | A | Incremental Summer Peak Savings (MW) | Achievable Economic TRC Potential | 0 | 0 | 0 | 0 | 0 | 0 | 0 | 0 | 0 | 0 | 0 | 0 | 0 | 0 | 0 | 0 | 0 | 0 | 0 | 0 | 0 | 0 | 0 | 0 | 0 | 0 | 0
F6_Commercial_Interruptible - Miscellaneous_New_Food Preparation_Natural Gas_Commercial Food Prep Other_A_Achievable Economic TRC Potential | F6 | Commercial | Interruptible - Miscellaneous | New | Food Preparation | Natural Gas | Commercial Food Prep Other | A | Incremental Winter Peak Savings (MW) | Achievable Economic TRC Potential | 0 | 0 | 0 | 0 | 0 | 0 | 0 | 0 | 0 | 0 | 0 | 0 | 0 | 0 | 0 | 0 | 0 | 0 | 0 | 0 | 0 | 0 | 0 | 0 | 0 | 0 | 0
F7_Commercial_Interruptible - Miscellaneous_New_Food Preparation_Natural Gas_Commercial Food Prep Other_A_Achievable Economic TRC Potential | F7 | Commercial | Interruptible - Miscellaneous | New | Food Preparation | Natural Gas | Commercial Food Prep Other | A | Cumulative Energy Savings (MWh or mTherms) | Achievable Economic TRC Potential | 0 | 0 | 0 | 0 | 0 | 0 | 0 | 0 | 0 | 0 | 0 | 0 | 0 | 0 | 0 | 0 | 0 | 0 | 0 | 0 | 0 | 0 | 0 | 0 | 0 | 0 | 0
F8_Commercial_Interruptible - Miscellaneous_New_Food Preparation_Natural Gas_Commercial Food Prep Other_A_Achievable Economic TRC Potential | F8 | Commercial | Interruptible - Miscellaneous | New | Food Preparation | Natural Gas | Commercial Food Prep Other | A | Cumulative Summer Peak Savings (MW) | Achievable Economic TRC Potential | 0 | 0 | 0 | 0 | 0 | 0 | 0 | 0 | 0 | 0 | 0 | 0 | 0 | 0 | 0 | 0 | 0 | 0 | 0 | 0 | 0 | 0 | 0 | 0 | 0 | 0 | 0
F9_Commercial_Interruptible - Miscellaneous_New_Food Preparation_Natural Gas_Commercial Food Prep Other_A_Achievable Economic TRC Potential | F9 | Commercial | Interruptible - Miscellaneous | New | Food Preparation | Natural Gas | Commercial Food Prep Other | A | Cumulative Winter Peak Savings (MW) | Achievable Economic TRC Potential | 0 | 0 | 0 | 0 | 0 | 0 | 0 | 0 | 0 | 0 | 0 | 0 | 0 | 0 | 0 | 0 | 0 | 0 | 0 | 0 | 0 | 0 | 0 | 0 | 0 | 0 | 0
F10_Commercial_Interruptible - Miscellaneous_New_Food Preparation_Natural Gas_Commercial Food Prep Other_A_Achievable Economic TRC Potential | F10 | Commercial | Interruptible - Miscellaneous | New | Food Preparation | Natural Gas | Commercial Food Prep Other | A | Purchases (Incremental) | Achievable Economic TRC Potential | 0 | 0 | 0 | 0 | 0 | 0 | 0 | 0 | 0 | 0 | 0 | 0 | 0 | 0 | 0 | 0 | 0 | 0 | 0 | 0 | 0 | 0 | 0 | 0 | 0 | 0 | 0
F11_Commercial_Interruptible - Miscellaneous_New_Food Preparation_Natural Gas_Commercial Food Prep Other_A_Achievable Economic TRC Potential | F11 | Commercial | Interruptible - Miscellaneous | New | Food Preparation | Natural Gas | Commercial Food Prep Other | A | Purchases (Cumulative) | Achievable Economic TRC Potential | 0 | 0 | 0 | 0 | 0 | 0 | 0 | 0 | 0 | 0 | 0 | 0 | 0 | 0 | 0 | 0 | 0 | 0 | 0 | 0 | 0 | 0 | 0 | 0 | 0 | 0 | 0
F1_Commercial_Interruptible - Miscellaneous_New_Miscellaneous_Natural Gas_Pool Heater_A_Achievable Economic TRC Potential | F1 | Commercial | Interruptible - Miscellaneous | New | Miscellaneous | Natural Gas | Pool Heater | A | Integrated Unit Energy Savings (kWh or therms) | Achievable Economic TRC Potential | 0 | 0 | 0 | 0 | 0 | 0 | 0 | 0 | 0 | 0 | 0 | 0 | 0 | 0 | 0 | 0 | 0 | 0 | 0 | 0 | 0 | 0 | 0 | 0 | 0 | 0 | 0
F2_Commercial_Interruptible - Miscellaneous_New_Miscellaneous_Natural Gas_Pool Heater_A_Achievable Economic TRC Potential | F2 | Commercial | Interruptible - Miscellaneous | New | Miscellaneous | Natural Gas | Pool Heater | A | Integrated Unit Summer Peak Savings (kW) | Achievable Economic TRC Potential | 0 | 0 | 0 | 0 | 0 | 0 | 0 | 0 | 0 | 0 | 0 | 0 | 0 | 0 | 0 | 0 | 0 | 0 | 0 | 0 | 0 | 0 | 0 | 0 | 0 | 0 | 0
F3_Commercial_Interruptible - Miscellaneous_New_Miscellaneous_Natural Gas_Pool Heater_A_Achievable Economic TRC Potential | F3 | Commercial | Interruptible - Miscellaneous | New | Miscellaneous | Natural Gas | Pool Heater | A | Integrated Unit Winter Peak Savings (kW) | Achievable Economic TRC Potential | 0 | 0 | 0 | 0 | 0 | 0 | 0 | 0 | 0 | 0 | 0 | 0 | 0 | 0 | 0 | 0 | 0 | 0 | 0 | 0 | 0 | 0 | 0 | 0 | 0 | 0 | 0
F4_Commercial_Interruptible - Miscellaneous_New_Miscellaneous_Natural Gas_Pool Heater_A_Achievable Economic TRC Potential | F4 | Commercial | Interruptible - Miscellaneous | New | Miscellaneous | Natural Gas | Pool Heater | A | Incremental Energy Savings (MWh or mTherms) | Achievable Economic TRC Potential | 0 | 0 | 0 | 0 | 0 | 0 | 0 | 0 | 0 | 0 | 0 | 0 | 0 | 0 | 0 | 0 | 0 | 0 | 0 | 0 | 0 | 0 | 0 | 0 | 0 | 0 | 0
F5_Commercial_Interruptible - Miscellaneous_New_Miscellaneous_Natural Gas_Pool Heater_A_Achievable Economic TRC Potential | F5 | Commercial | Interruptible - Miscellaneous | New | Miscellaneous | Natural Gas | Pool Heater | A | Incremental Summer Peak Savings (MW) | Achievable Economic TRC Potential | 0 | 0 | 0 | 0 | 0 | 0 | 0 | 0 | 0 | 0 | 0 | 0 | 0 | 0 | 0 | 0 | 0 | 0 | 0 | 0 | 0 | 0 | 0 | 0 | 0 | 0 | 0
F6_Commercial_Interruptible - Miscellaneous_New_Miscellaneous_Natural Gas_Pool Heater_A_Achievable Economic TRC Potential | F6 | Commercial | Interruptible - Miscellaneous | New | Miscellaneous | Natural Gas | Pool Heater | A | Incremental Winter Peak Savings (MW) | Achievable Economic TRC Potential | 0 | 0 | 0 | 0 | 0 | 0 | 0 | 0 | 0 | 0 | 0 | 0 | 0 | 0 | 0 | 0 | 0 | 0 | 0 | 0 | 0 | 0 | 0 | 0 | 0 | 0 | 0
F7_Commercial_Interruptible - Miscellaneous_New_Miscellaneous_Natural Gas_Pool Heater_A_Achievable Economic TRC Potential | F7 | Commercial | Interruptible - Miscellaneous | New | Miscellaneous | Natural Gas | Pool Heater | A | Cumulative Energy Savings (MWh or mTherms) | Achievable Economic TRC Potential | 0 | 0 | 0 | 0 | 0 | 0 | 0 | 0 | 0 | 0 | 0 | 0 | 0 | 0 | 0 | 0 | 0 | 0 | 0 | 0 | 0 | 0 | 0 | 0 | 0 | 0 | 0
F8_Commercial_Interruptible - Miscellaneous_New_Miscellaneous_Natural Gas_Pool Heater_A_Achievable Economic TRC Potential | F8 | Commercial | Interruptible - Miscellaneous | New | Miscellaneous | Natural Gas | Pool Heater | A | Cumulative Summer Peak Savings (MW) | Achievable Economic TRC Potential | 0 | 0 | 0 | 0 | 0 | 0 | 0 | 0 | 0 | 0 | 0 | 0 | 0 | 0 | 0 | 0 | 0 | 0 | 0 | 0 | 0 | 0 | 0 | 0 | 0 | 0 | 0
F9_Commercial_Interruptible - Miscellaneous_New_Miscellaneous_Natural Gas_Pool Heater_A_Achievable Economic TRC Potential | F9 | Commercial | Interruptible - Miscellaneous | New | Miscellaneous | Natural Gas | Pool Heater | A | Cumulative Winter Peak Savings (MW) | Achievable Economic TRC Potential | 0 | 0 | 0 | 0 | 0 | 0 | 0 | 0 | 0 | 0 | 0 | 0 | 0 | 0 | 0 | 0 | 0 | 0 | 0 | 0 | 0 | 0 | 0 | 0 | 0 | 0 | 0
F10_Commercial_Interruptible - Miscellaneous_New_Miscellaneous_Natural Gas_Pool Heater_A_Achievable Economic TRC Potential | F10 | Commercial | Interruptible - Miscellaneous | New | Miscellaneous | Natural Gas | Pool Heater | A | Purchases (Incremental) | Achievable Economic TRC Potential | 0 | 0 | 0 | 0 | 0 | 0 | 0 | 0 | 0 | 0 | 0 | 0 | 0 | 0 | 0 | 0 | 0 | 0 | 0 | 0 | 0 | 0 | 0 | 0 | 0 | 0 | 0
F11_Commercial_Interruptible - Miscellaneous_New_Miscellaneous_Natural Gas_Pool Heater_A_Achievable Economic TRC Potential | F11 | Commercial | Interruptible - Miscellaneous | New | Miscellaneous | Natural Gas | Pool Heater | A | Purchases (Cumulative) | Achievable Economic TRC Potential | 0 | 0 | 0 | 0 | 0 | 0 | 0 | 0 | 0 | 0 | 0 | 0 | 0 | 0 | 0 | 0 | 0 | 0 | 0 | 0 | 0 | 0 | 0 | 0 | 0 | 0 | 0
F1_Commercial_WA - College_Existing_Space Heating_Natural Gas_Insulation - Ceiling_A_Achievable Economic TRC Potential | F1 | Commercial | WA - College | Existing | Space Heating | Natural Gas | Insulation - Ceiling | A | Integrated Unit Energy Savings (kWh or therms) | Achievable Economic TRC Potential | 0 | 0 | 0.062431 | 0.061975 | 0.06131 | 0.060613 | 0.059889 | 0.05913 | 0.058324 | 0.05747 | 0.056569 | 0.055625 | 0.054651 | 0.053693 | 0.052768 | 0.051886 | 0.051046 | 0.050272 | 0.049662 | 0.049224 | 0.048853 | 0.048572 | 0.048311 | 0.048248 | 0.048191 | 0.048139 | 0.048091
F2_Commercial_WA - College_Existing_Space Heating_Natural Gas_Insulation - Ceiling_A_Achievable Economic TRC Potential | F2 | Commercial | WA - College | Existing | Space Heating | Natural Gas | Insulation - Ceiling | A | Integrated Unit Summer Peak Savings (kW) | Achievable Economic TRC Potential | 0 | 0 | 0 | 0 | 0 | 0 | 0 | 0 | 0 | 0 | 0 | 0 | 0 | 0 | 0 | 0 | 0 | 0 | 0 | 0 | 0 | 0 | 0 | 0 | 0 | 0 | 0
F3_Commercial_WA - College_Existing_Space Heating_Natural Gas_Insulation - Ceiling_A_Achievable Economic TRC Potential | F3 | Commercial | WA - College | Existing | Space Heating | Natural Gas | Insulation - Ceiling | A | Integrated Unit Winter Peak Savings (kW) | Achievable Economic TRC Potential | 0 | 0 | 0 | 0 | 0 | 0 | 0 | 0 | 0 | 0 | 0 | 0 | 0 | 0 | 0 | 0 | 0 | 0 | 0 | 0 | 0 | 0 | 0 | 0 | 0 | 0 | 0
F4_Commercial_WA - College_Existing_Space Heating_Natural Gas_Insulation - Ceiling_A_Achievable Economic TRC Potential | F4 | Commercial | WA - College | Existing | Space Heating | Natural Gas | Insulation - Ceiling | A | Incremental Energy Savings (MWh or mTherms) | Achievable Economic TRC Potential | 0 | 0 | 0 | 2.2974 | 1.223 | 4.0902 | 6.5737 | 9.8515 | 13.9171 | 18.654 | 23.8033 | 28.9494 | 33.5402 | 36.9702 | 38.6523 | 38.1643 | 35.3939 | 30.6476 | 24.6451 | 18.2584 | 13.2764 | 7.2024 | 5.7309 | 0 | 0 | 0 | 0
F5_Commercial_WA - College_Existing_Space Heating_Natural Gas_Insulation - Ceiling_A_Achievable Economic TRC Potential | F5 | Commercial | WA - College | Existing | Space Heating | Natural Gas | Insulation - Ceiling | A | Incremental Summer Peak Savings (MW) | Achievable Economic TRC Potential | 0 | 0 | 0 | 0 | 0 | 0 | 0 | 0 | 0 | 0 | 0 | 0 | 0 | 0 | 0 | 0 | 0 | 0 | 0 | 0 | 0 | 0 | 0 | 0 | 0 | 0 | 0
F6_Commercial_WA - College_Existing_Space Heating_Natural Gas_Insulation - Ceiling_A_Achievable Economic TRC Potential | F6 | Commercial | WA - College | Existing | Space Heating | Natural Gas | Insulation - Ceiling | A | Incremental Winter Peak Savings (MW) | Achievable Economic TRC Potential | 0 | 0 | 0 | 0 | 0 | 0 | 0 | 0 | 0 | 0 | 0 | 0 | 0 | 0 | 0 | 0 | 0 | 0 | 0 | 0 | 0 | 0 | 0 | 0 | 0 | 0 | 0
F7_Commercial_WA - College_Existing_Space Heating_Natural Gas_Insulation - Ceiling_A_Achievable Economic TRC Potential | F7 | Commercial | WA - College | Existing | Space Heating | Natural Gas | Insulation - Ceiling | A | Cumulative Energy Savings (MWh or mTherms) | Achievable Economic TRC Potential | 0 | 0 | 0 | 2.2974 | 3.4958 | 7.5462 | 14.0298 | 23.7034 | 37.2975 | 55.4054 | 78.3402 | 105.9828 | 137.6665 | 172.2228 | 207.9104 | 242.5966 | 274.0631 | 300.5583 | 321.5572 | 336.9774 | 347.7113 | 352.9164 | 356.7484 | 356.2872 | 355.8651 | 355.4785 | 355.1241
F8_Commercial_WA - College_Existing_Space Heating_Natural Gas_Insulation - Ceiling_A_Achievable Economic TRC Potential | F8 | Commercial | WA - College | Existing | Space Heating | Natural Gas | Insulation - Ceiling | A | Cumulative Summer Peak Savings (MW) | Achievable Economic TRC Potential | 0 | 0 | 0 | 0 | 0 | 0 | 0 | 0 | 0 | 0 | 0 | 0 | 0 | 0 | 0 | 0 | 0 | 0 | 0 | 0 | 0 | 0 | 0 | 0 | 0 | 0 | 0
F9_Commercial_WA - College_Existing_Space Heating_Natural Gas_Insulation - Ceiling_A_Achievable Economic TRC Potential | F9 | Commercial | WA - College | Existing | Space Heating | Natural Gas | Insulation - Ceiling | A | Cumulative Winter Peak Savings (MW) | Achievable Economic TRC Potential | 0 | 0 | 0 | 0 | 0 | 0 | 0 | 0 | 0 | 0 | 0 | 0 | 0 | 0 | 0 | 0 | 0 | 0 | 0 | 0 | 0 | 0 | 0 | 0 | 0 | 0 | 0
F10_Commercial_WA - College_Existing_Space Heating_Natural Gas_Insulation - Ceiling_A_Achievable Economic TRC Potential | F10 | Commercial | WA - College | Existing | Space Heating | Natural Gas | Insulation - Ceiling | A | Purchases (Incremental) | Achievable Economic TRC Potential | 0 | 0 | 0 | 37070.5421 | 19947.352 | 67479.9112 | 109765.3245 | 166608.4314 | 238618.8743 | 324587.199 | 420782.2425 | 520435.113 | 613716.6284 | 688550.173 | 732487.7451 | 735545.7847 | 693375.9493 | 609632.5375 | 496252.7155 | 370924.6202 | 271762.9394 | 148282.1684 | 118625.7347 | 0 | 0 | 0 | 0
F11_Commercial_WA - College_Existing_Space Heating_Natural Gas_Insulation - Ceiling_A_Achievable Economic TRC Potential | F11 | Commercial | WA - College | Existing | Space Heating | Natural Gas | Insulation - Ceiling | A | Purchases (Cumulative) | Achievable Economic TRC Potential | 0 | 0 | 0 | 37070.5421 | 57017.8941 | 124497.8053 | 234263.1298 | 400871.5613 | 639490.4356 | 964077.6346 | 1384859.8772 | 1905294.9902 | 2519011.6186 | 3207561.7916 | 3940049.5367 | 4675595.3214 | 5368971.2707 | 5978603.8082 | 6474856.5237 | 6845781.1439 | 7117544.0833 | 7265826.2517 | 7384451.9864 | 7384451.9864 | 7384451.9864 | 7384451.9864 | 7384451.9864
F1_Commercial_WA - College_Existing_Space Heating_Natural Gas_Insulation - Ducting_A_Achievable Economic TRC Potential | F1 | Commercial | WA - College | Existing | Space Heating | Natural Gas | Insulation - Ducting | A | Integrated Unit Energy Savings (kWh or therms) | Achievable Economic TRC Potential | 0 | 0 | 0 | 0 | 0 | 0 | 0 | 0 | 0 | 0 | 0 | 0 | 0 | 0 | 0 | 0 | 0 | 0 | 0 | 0 | 0 | 0 | 0 | 0 | 0 | 0 | 0
F2_Commercial_WA - College_Existing_Space Heating_Natural Gas_Insulation - Ducting_A_Achievable Economic TRC Potential | F2 | Commercial | WA - College | Existing | Space Heating | Natural Gas | Insulation - Ducting | A | Integrated Unit Summer Peak Savings (kW) | Achievable Economic TRC Potential | 0 | 0 | 0 | 0 | 0 | 0 | 0 | 0 | 0 | 0 | 0 | 0 | 0 | 0 | 0 | 0 | 0 | 0 | 0 | 0 | 0 | 0 | 0 | 0 | 0 | 0 | 0
F3_Commercial_WA - College_Existing_Space Heating_Natural Gas_Insulation - Ducting_A_Achievable Economic TRC Potential | F3 | Commercial | WA - College | Existing | Space Heating | Natural Gas | Insulation - Ducting | A | Integrated Unit Winter Peak Savings (kW) | Achievable Economic TRC Potential | 0 | 0 | 0 | 0 | 0 | 0 | 0 | 0 | 0 | 0 | 0 | 0 | 0 | 0 | 0 | 0 | 0 | 0 | 0 | 0 | 0 | 0 | 0 | 0 | 0 | 0 | 0
F4_Commercial_WA - College_Existing_Space Heating_Natural Gas_Insulation - Ducting_A_Achievable Economic TRC Potential | F4 | Commercial | WA - College | Existing | Space Heating | Natural Gas | Insulation - Ducting | A | Incremental Energy Savings (MWh or mTherms) | Achievable Economic TRC Potential | 0 | 0 | 0 | 0 | 0 | 0 | 0 | 0 | 0 | 0 | 0 | 0 | 0 | 0 | 0 | 0 | 0 | 0 | 0 | 0 | 0 | 0 | 0 | 0 | 0 | 0 | 0
F5_Commercial_WA - College_Existing_Space Heating_Natural Gas_Insulation - Ducting_A_Achievable Economic TRC Potential | F5 | Commercial | WA - College | Existing | Space Heating | Natural Gas | Insulation - Ducting | A | Incremental Summer Peak Savings (MW) | Achievable Economic TRC Potential | 0 | 0 | 0 | 0 | 0 | 0 | 0 | 0 | 0 | 0 | 0 | 0 | 0 | 0 | 0 | 0 | 0 | 0 | 0 | 0 | 0 | 0 | 0 | 0 | 0 | 0 | 0
F6_Commercial_WA - College_Existing_Space Heating_Natural Gas_Insulation - Ducting_A_Achievable Economic TRC Potential | F6 | Commercial | WA - College | Existing | Space Heating | Natural Gas | Insulation - Ducting | A | Incremental Winter Peak Savings (MW) | Achievable Economic TRC Potential | 0 | 0 | 0 | 0 | 0 | 0 | 0 | 0 | 0 | 0 | 0 | 0 | 0 | 0 | 0 | 0 | 0 | 0 | 0 | 0 | 0 | 0 | 0 | 0 | 0 | 0 | 0
F7_Commercial_WA - College_Existing_Space Heating_Natural Gas_Insulation - Ducting_A_Achievable Economic TRC Potential | F7 | Commercial | WA - College | Existing | Space Heating | Natural Gas | Insulation - Ducting | A | Cumulative Energy Savings (MWh or mTherms) | Achievable Economic TRC Potential | 0 | 0 | 0 | 0 | 0 | 0 | 0 | 0 | 0 | 0 | 0 | 0 | 0 | 0 | 0 | 0 | 0 | 0 | 0 | 0 | 0 | 0 | 0 | 0 | 0 | 0 | 0
F8_Commercial_WA - College_Existing_Space Heating_Natural Gas_Insulation - Ducting_A_Achievable Economic TRC Potential | F8 | Commercial | WA - College | Existing | Space Heating | Natural Gas | Insulation - Ducting | A | Cumulative Summer Peak Savings (MW) | Achievable Economic TRC Potential | 0 | 0 | 0 | 0 | 0 | 0 | 0 | 0 | 0 | 0 | 0 | 0 | 0 | 0 | 0 | 0 | 0 | 0 | 0 | 0 | 0 | 0 | 0 | 0 | 0 | 0 | 0
F9_Commercial_WA - College_Existing_Space Heating_Natural Gas_Insulation - Ducting_A_Achievable Economic TRC Potential | F9 | Commercial | WA - College | Existing | Space Heating | Natural Gas | Insulation - Ducting | A | Cumulative Winter Peak Savings (MW) | Achievable Economic TRC Potential | 0 | 0 | 0 | 0 | 0 | 0 | 0 | 0 | 0 | 0 | 0 | 0 | 0 | 0 | 0 | 0 | 0 | 0 | 0 | 0 | 0 | 0 | 0 | 0 | 0 | 0 | 0
F10_Commercial_WA - College_Existing_Space Heating_Natural Gas_Insulation - Ducting_A_Achievable Economic TRC Potential | F10 | Commercial | WA - College | Existing | Space Heating | Natural Gas | Insulation - Ducting | A | Purchases (Incremental) | Achievable Economic TRC Potential | 0 | 0 | 0 | 0 | 0 | 0 | 0 | 0 | 0 | 0 | 0 | 0 | 0 | 0 | 0 | 0 | 0 | 0 | 0 | 0 | 0 | 0 | 0 | 0 | 0 | 0 | 0
F11_Commercial_WA - College_Existing_Space Heating_Natural Gas_Insulation - Ducting_A_Achievable Economic TRC Potential | F11 | Commercial | WA - College | Existing | Space Heating | Natural Gas | Insulation - Ducting | A | Purchases (Cumulative) | Achievable Economic TRC Potential | 0 | 0 | 0 | 0 | 0 | 0 | 0 | 0 | 0 | 0 | 0 | 0 | 0 | 0 | 0 | 0 | 0 | 0 | 0 | 0 | 0 | 0 | 0 | 0 | 0 | 0 | 0
F1_Commercial_WA - College_Existing_Space Heating_Natural Gas_Insulation - Wall Cavity_A_Achievable Economic TRC Potential | F1 | Commercial | WA - College | Existing | Space Heating | Natural Gas | Insulation - Wall Cavity | A | Integrated Unit Energy Savings (kWh or therms) | Achievable Economic TRC Potential | 0 | 0 | 0.19663 | 0.19584 | 0.19485 | 0.19387 | 0.1929 | 0.19195 | 0.19101 | 0.1901 | 0.18921 | 0.18834 | 0.18748 | 0.18665 | 0.18583 | 0.18503 | 0.18425 | 0.18349 | 0.18288 | 0.18243 | 0.182 | 0.1816 | 0.18122 | 0.18099 | 0.18078 | 0.18058 | 0.1804
F2_Commercial_WA - College_Existing_Space Heating_Natural Gas_Insulation - Wall Cavity_A_Achievable Economic TRC Potential | F2 | Commercial | WA - College | Existing | Space Heating | Natural Gas | Insulation - Wall Cavity | A | Integrated Unit Summer Peak Savings (kW) | Achievable Economic TRC Potential | 0 | 0 | 0 | 0 | 0 | 0 | 0 | 0 | 0 | 0 | 0 | 0 | 0 | 0 | 0 | 0 | 0 | 0 | 0 | 0 | 0 | 0 | 0 | 0 | 0 | 0 | 0
F3_Commercial_WA - College_Existing_Space Heating_Natural Gas_Insulation - Wall Cavity_A_Achievable Economic TRC Potential | F3 | Commercial | WA - College | Existing | Space Heating | Natural Gas | Insulation - Wall Cavity | A | Integrated Unit Winter Peak Savings (kW) | Achievable Economic TRC Potential | 0 | 0 | 0 | 0 | 0 | 0 | 0 | 0 | 0 | 0 | 0 | 0 | 0 | 0 | 0 | 0 | 0 | 0 | 0 | 0 | 0 | 0 | 0 | 0 | 0 | 0 | 0
F4_Commercial_WA - College_Existing_Space Heating_Natural Gas_Insulation - Wall Cavity_A_Achievable Economic TRC Potential | F4 | Commercial | WA - College | Existing | Space Heating | Natural Gas | Insulation - Wall Cavity | A | Incremental Energy Savings (MWh or mTherms) | Achievable Economic TRC Potential | 0 | 0 | 0 | 2.766 | 1.4808 | 4.9843 | 8.0672 | 12.1844 | 17.3655 | 23.5088 | 30.3335 | 37.3445 | 43.8383 | 48.9645 | 51.861 | 51.8538 | 48.6753 | 42.6203 | 34.5782 | 25.7815 | 18.8449 | 10.2597 | 8.1907 | 0 | 0 | 0 | 0
F5_Commercial_WA - College_Existing_Space Heating_Natural Gas_Insulation - Wall Cavity_A_Achievable Economic TRC Potential | F5 | Commercial | WA - College | Existing | Space Heating | Natural Gas | Insulation - Wall Cavity | A | Incremental Summer Peak Savings (MW) | Achievable Economic TRC Potential | 0 | 0 | 0 | 0 | 0 | 0 | 0 | 0 | 0 | 0 | 0 | 0 | 0 | 0 | 0 | 0 | 0 | 0 | 0 | 0 | 0 | 0 | 0 | 0 | 0 | 0 | 0
F6_Commercial_WA - College_Existing_Space Heating_Natural Gas_Insulation - Wall Cavity_A_Achievable Economic TRC Potential | F6 | Commercial | WA - College | Existing | Space Heating | Natural Gas | Insulation - Wall Cavity | A | Incremental Winter Peak Savings (MW) | Achievable Economic TRC Potential | 0 | 0 | 0 | 0 | 0 | 0 | 0 | 0 | 0 | 0 | 0 | 0 | 0 | 0 | 0 | 0 | 0 | 0 | 0 | 0 | 0 | 0 | 0 | 0 | 0 | 0 | 0
F7_Commercial_WA - College_Existing_Space Heating_Natural Gas_Insulation - Wall Cavity_A_Achievable Economic TRC Potential | F7 | Commercial | WA - College | Existing | Space Heating | Natural Gas | Insulation - Wall Cavity | A | Cumulative Energy Savings (MWh or mTherms) | Achievable Economic TRC Potential | 0 | 0 | 0 | 2.766 | 4.2328 | 9.1958 | 17.2171 | 29.3165 | 46.5388 | 69.8251 | 99.8322 | 136.7168 | 179.9353 | 228.0976 | 278.9599 | 329.6156 | 376.904 | 417.9731 | 451.1588 | 475.8228 | 493.5518 | 502.723 | 509.8692 | 509.2125 | 508.6116 | 508.0612 | 507.5568
F8_Commercial_WA - College_Existing_Space Heating_Natural Gas_Insulation - Wall Cavity_A_Achievable Economic TRC Potential | F8 | Commercial | WA - College | Existing | Space Heating | Natural Gas | Insulation - Wall Cavity | A | Cumulative Summer Peak Savings (MW) | Achievable Economic TRC Potential | 0 | 0 | 0 | 0 | 0 | 0 | 0 | 0 | 0 | 0 | 0 | 0 | 0 | 0 | 0 | 0 | 0 | 0 | 0 | 0 | 0 | 0 | 0 | 0 | 0 | 0 | 0
F9_Commercial_WA - College_Existing_Space Heating_Natural Gas_Insulation - Wall Cavity_A_Achievable Economic TRC Potential | F9 | Commercial | WA - College | Existing | Space Heating | Natural Gas | Insulation - Wall Cavity | A | Cumulative Winter Peak Savings (MW) | Achievable Economic TRC Potential | 0 | 0 | 0 | 0 | 0 | 0 | 0 | 0 | 0 | 0 | 0 | 0 | 0 | 0 | 0 | 0 | 0 | 0 | 0 | 0 | 0 | 0 | 0 | 0 | 0 | 0 | 0
F10_Commercial_WA - College_Existing_Space Heating_Natural Gas_Insulation - Wall Cavity_A_Achievable Economic TRC Potential | F10 | Commercial | WA - College | Existing | Space Heating | Natural Gas | Insulation - Wall Cavity | A | Purchases (Incremental) | Achievable Economic TRC Potential | 0 | 0 | 0 | 14123.8765 | 7599.9411 | 25709.8462 | 41820.5886 | 63477.8124 | 90913.7911 | 123667.7228 | 160318.0344 | 198285.7781 | 233826.0354 | 262337.6159 | 279077.8309 | 280242.944 | 264176.2367 | 232269.9968 | 189072.2846 | 141322.2803 | 103541.6799 | 56495.5062 | 45196.4049 | 0 | 0 | 0 | 0
F11_Commercial_WA - College_Existing_Space Heating_Natural Gas_Insulation - Wall Cavity_A_Achievable Economic TRC Potential | F11 | Commercial | WA - College | Existing | Space Heating | Natural Gas | Insulation - Wall Cavity | A | Purchases (Cumulative) | Achievable Economic TRC Potential | 0 | 0 | 0 | 14123.8765 | 21723.8176 | 47433.6638 | 89254.2525 | 152732.0648 | 243645.856 | 367313.5788 | 527631.6132 | 725917.3913 | 959743.4267 | 1222081.0426 | 1501158.8735 | 1781401.8174 | 2045578.0541 | 2277848.0509 | 2466920.3355 | 2608242.6158 | 2711784.2957 | 2768279.8019 | 2813476.2068 | 2813476.2068 | 2813476.2068 | 2813476.2068 | 2813476.2068
F1_Commercial_WA - College_Existing_Space Heating_Natural Gas_Green Roof - Vegetated Rooftop_A_Achievable Economic TRC Potential | F1 | Commercial | WA - College | Existing | Space Heating | Natural Gas | Green Roof - Vegetated Rooftop | A | Integrated Unit Energy Savings (kWh or therms) | Achievable Economic TRC Potential | 0 | 0 | 0.0035599 | 0.0035293 | 0.0034831 | 0.0034344 | 0.0033877 | 0.0033423 | 0.0032932 | 0.0032403 | 0.0031835 | 0.0031231 | 0.0030599 | 0.0029969 | 0.0029356 | 0.0028768 | 0.0028213 | 0.0027708 | 0.002731 | 0.0027023 | 0.0026786 | 0.0026614 | 0.0026456 | 0.0026422 | 0.002639 | 0.0026362 | 0.0026335
F2_Commercial_WA - College_Existing_Space Heating_Natural Gas_Green Roof - Vegetated Rooftop_A_Achievable Economic TRC Potential | F2 | Commercial | WA - College | Existing | Space Heating | Natural Gas | Green Roof - Vegetated Rooftop | A | Integrated Unit Summer Peak Savings (kW) | Achievable Economic TRC Potential | 0 | 0 | 0 | 0 | 0 | 0 | 0 | 0 | 0 | 0 | 0 | 0 | 0 | 0 | 0 | 0 | 0 | 0 | 0 | 0 | 0 | 0 | 0 | 0 | 0 | 0 | 0
F3_Commercial_WA - College_Existing_Space Heating_Natural Gas_Green Roof - Vegetated Rooftop_A_Achievable Economic TRC Potential | F3 | Commercial | WA - College | Existing | Space Heating | Natural Gas | Green Roof - Vegetated Rooftop | A | Integrated Unit Winter Peak Savings (kW) | Achievable Economic TRC Potential | 0 | 0 | 0 | 0 | 0 | 0 | 0 | 0 | 0 | 0 | 0 | 0 | 0 | 0 | 0 | 0 | 0 | 0 | 0 | 0 | 0 | 0 | 0 | 0 | 0 | 0 | 0
F4_Commercial_WA - College_Existing_Space Heating_Natural Gas_Green Roof - Vegetated Rooftop_A_Achievable Economic TRC Potential | F4 | Commercial | WA - College | Existing | Space Heating | Natural Gas | Green Roof - Vegetated Rooftop | A | Incremental Energy Savings (MWh or mTherms) | Achievable Economic TRC Potential | 0 | 0 | 0 | 0 | 0 | 0 | 0 | 0 | 0 | 0 | 0 | 0 | 0 | 0 | 0 | 0 | 0 | 0 | 0 | 0 | 0 | 0 | 0 | 0 | 0 | 0 | 0
F5_Commercial_WA - College_Existing_Space Heating_Natural Gas_Green Roof - Vegetated Rooftop_A_Achievable Economic TRC Potential | F5 | Commercial | WA - College | Existing | Space Heating | Natural Gas | Green Roof - Vegetated Rooftop | A | Incremental Summer Peak Savings (MW) | Achievable Economic TRC Potential | 0 | 0 | 0 | 0 | 0 | 0 | 0 | 0 | 0 | 0 | 0 | 0 | 0 | 0 | 0 | 0 | 0 | 0 | 0 | 0 | 0 | 0 | 0 | 0 | 0 | 0 | 0
F6_Commercial_WA - College_Existing_Space Heating_Natural Gas_Green Roof - Vegetated Rooftop_A_Achievable Economic TRC Potential | F6 | Commercial | WA - College | Existing | Space Heating | Natural Gas | Green Roof - Vegetated Rooftop | A | Incremental Winter Peak Savings (MW) | Achievable Economic TRC Potential | 0 | 0 | 0 | 0 | 0 | 0 | 0 | 0 | 0 | 0 | 0 | 0 | 0 | 0 | 0 | 0 | 0 | 0 | 0 | 0 | 0 | 0 | 0 | 0 | 0 | 0 | 0
F7_Commercial_WA - College_Existing_Space Heating_Natural Gas_Green Roof - Vegetated Rooftop_A_Achievable Economic TRC Potential | F7 | Commercial | WA - College | Existing | Space Heating | Natural Gas | Green Roof - Vegetated Rooftop | A | Cumulative Energy Savings (MWh or mTherms) | Achievable Economic TRC Potential | 0 | 0 | 0 | 0 | 0 | 0 | 0 | 0 | 0 | 0 | 0 | 0 | 0 | 0 | 0 | 0 | 0 | 0 | 0 | 0 | 0 | 0 | 0 | 0 | 0 | 0 | 0
F8_Commercial_WA - College_Existing_Space Heating_Natural Gas_Green Roof - Vegetated Rooftop_A_Achievable Economic TRC Potential | F8 | Commercial | WA - College | Existing | Space Heating | Natural Gas | Green Roof - Vegetated Rooftop | A | Cumulative Summer Peak Savings (MW) | Achievable Economic TRC Potential | 0 | 0 | 0 | 0 | 0 | 0 | 0 | 0 | 0 | 0 | 0 | 0 | 0 | 0 | 0 | 0 | 0 | 0 | 0 | 0 | 0 | 0 | 0 | 0 | 0 | 0 | 0
F9_Commercial_WA - College_Existing_Space Heating_Natural Gas_Green Roof - Vegetated Rooftop_A_Achievable Economic TRC Potential | F9 | Commercial | WA - College | Existing | Space Heating | Natural Gas | Green Roof - Vegetated Rooftop | A | Cumulative Winter Peak Savings (MW) | Achievable Economic TRC Potential | 0 | 0 | 0 | 0 | 0 | 0 | 0 | 0 | 0 | 0 | 0 | 0 | 0 | 0 | 0 | 0 | 0 | 0 | 0 | 0 | 0 | 0 | 0 | 0 | 0 | 0 | 0
F10_Commercial_WA - College_Existing_Space Heating_Natural Gas_Green Roof - Vegetated Rooftop_A_Achievable Economic TRC Potential | F10 | Commercial | WA - College | Existing | Space Heating | Natural Gas | Green Roof - Vegetated Rooftop | A | Purchases (Incremental) | Achievable Economic TRC Potential | 0 | 0 | 0 | 0 | 0 | 0 | 0 | 0 | 0 | 0 | 0 | 0 | 0 | 0 | 0 | 0 | 0 | 0 | 0 | 0 | 0 | 0 | 0 | 0 | 0 | 0 | 0
F11_Commercial_WA - College_Existing_Space Heating_Natural Gas_Green Roof - Vegetated Rooftop_A_Achievable Economic TRC Potential | F11 | Commercial | WA - College | Existing | Space Heating | Natural Gas | Green Roof - Vegetated Rooftop | A | Purchases (Cumulative) | Achievable Economic TRC Potential | 0 | 0 | 0 | 0 | 0 | 0 | 0 | 0 | 0 | 0 | 0 | 0 | 0 | 0 | 0 | 0 | 0 | 0 | 0 | 0 | 0 | 0 | 0 | 0 | 0 | 0 | 0
F1_Commercial_WA - College_Existing_Space Heating_Natural Gas_Ducting - Repair and Sealing_A_Achievable Economic TRC Potential | F1 | Commercial | WA - College | Existing | Space Heating | Natural Gas | Ducting - Repair and Sealing | A | Integrated Unit Energy Savings (kWh or therms) | Achievable Economic TRC Potential | 0 | 0 | 0.20342 | 0.20253 | 0.20141 | 0.20025 | 0.19907 | 0.19784 | 0.19655 | 0.1952 | 0.19378 | 0.19228 | 0.19071 | 0.18908 | 0.18744 | 0.18582 | 0.18427 | 0.18283 | 0.18169 | 0.18087 | 0.18017 | 0.17963 | 0.17913 | 0.1789 | 0.17869 | 0.1785 | 0.17832
F2_Commercial_WA - College_Existing_Space Heating_Natural Gas_Ducting - Repair and Sealing_A_Achievable Economic TRC Potential | F2 | Commercial | WA - College | Existing | Space Heating | Natural Gas | Ducting - Repair and Sealing | A | Integrated Unit Summer Peak Savings (kW) | Achievable Economic TRC Potential | 0 | 0 | 0 | 0 | 0 | 0 | 0 | 0 | 0 | 0 | 0 | 0 | 0 | 0 | 0 | 0 | 0 | 0 | 0 | 0 | 0 | 0 | 0 | 0 | 0 | 0 | 0
F3_Commercial_WA - College_Existing_Space Heating_Natural Gas_Ducting - Repair and Sealing_A_Achievable Economic TRC Potential | F3 | Commercial | WA - College | Existing | Space Heating | Natural Gas | Ducting - Repair and Sealing | A | Integrated Unit Winter Peak Savings (kW) | Achievable Economic TRC Potential | 0 | 0 | 0 | 0 | 0 | 0 | 0 | 0 | 0 | 0 | 0 | 0 | 0 | 0 | 0 | 0 | 0 | 0 | 0 | 0 | 0 | 0 | 0 | 0 | 0 | 0 | 0
F4_Commercial_WA - College_Existing_Space Heating_Natural Gas_Ducting - Repair and Sealing_A_Achievable Economic TRC Potential | F4 | Commercial | WA - College | Existing | Space Heating | Natural Gas | Ducting - Repair and Sealing | A | Incremental Energy Savings (MWh or mTherms) | Achievable Economic TRC Potential | 0 | 0 | 0 | 3.0624 | 1.6387 | 5.5119 | 8.9127 | 13.4448 | 19.1306 | 25.8444 | 33.2599 | 40.8182 | 47.7405 | 53.1053 | 56.0029 | 55.7506 | 52.1159 | 45.4638 | 36.7774 | 27.3649 | 19.972 | 8.1483 | 7.2102 | 0 | 0 | 0 | 0
F5_Commercial_WA - College_Existing_Space Heating_Natural Gas_Ducting - Repair and Sealing_A_Achievable Economic TRC Potential | F5 | Commercial | WA - College | Existing | Space Heating | Natural Gas | Ducting - Repair and Sealing | A | Incremental Summer Peak Savings (MW) | Achievable Economic TRC Potential | 0 | 0 | 0 | 0 | 0 | 0 | 0 | 0 | 0 | 0 | 0 | 0 | 0 | 0 | 0 | 0 | 0 | 0 | 0 | 0 | 0 | 0 | 0 | 0 | 0 | 0 | 0
F6_Commercial_WA - College_Existing_Space Heating_Natural Gas_Ducting - Repair and Sealing_A_Achievable Economic TRC Potential | F6 | Commercial | WA - College | Existing | Space Heating | Natural Gas | Ducting - Repair and Sealing | A | Incremental Winter Peak Savings (MW) | Achievable Economic TRC Potential | 0 | 0 | 0 | 0 | 0 | 0 | 0 | 0 | 0 | 0 | 0 | 0 | 0 | 0 | 0 | 0 | 0 | 0 | 0 | 0 | 0 | 0 | 0 | 0 | 0 | 0 | 0
F7_Commercial_WA - College_Existing_Space Heating_Natural Gas_Ducting - Repair and Sealing_A_Achievable Economic TRC Potential | F7 | Commercial | WA - College | Existing | Space Heating | Natural Gas | Ducting - Repair and Sealing | A | Cumulative Energy Savings (MWh or mTherms) | Achievable Economic TRC Potential | 0 | 0 | 0 | 3.0624 | 4.6842 | 10.1692 | 19.0217 | 32.3491 | 51.2695 | 76.762 | 109.4636 | 149.434 | 195.9518 | 247.3873 | 301.2395 | 354.3863 | 403.5457 | 445.8591 | 479.8531 | 505.0457 | 523.0733 | 529.6377 | 535.3986 | 534.7091 | 534.0781 | 533.5001 | 532.9704
F8_Commercial_WA - College_Existing_Space Heating_Natural Gas_Ducting - Repair and Sealing_A_Achievable Economic TRC Potential | F8 | Commercial | WA - College | Existing | Space Heating | Natural Gas | Ducting - Repair and Sealing | A | Cumulative Summer Peak Savings (MW) | Achievable Economic TRC Potential | 0 | 0 | 0 | 0 | 0 | 0 | 0 | 0 | 0 | 0 | 0 | 0 | 0 | 0 | 0 | 0 | 0 | 0 | 0 | 0 | 0 | 0 | 0 | 0 | 0 | 0 | 0
F9_Commercial_WA - College_Existing_Space Heating_Natural Gas_Ducting - Repair and Sealing_A_Achievable Economic TRC Potential | F9 | Commercial | WA - College | Existing | Space Heating | Natural Gas | Ducting - Repair and Sealing | A | Cumulative Winter Peak Savings (MW) | Achievable Economic TRC Potential | 0 | 0 | 0 | 0 | 0 | 0 | 0 | 0 | 0 | 0 | 0 | 0 | 0 | 0 | 0 | 0 | 0 | 0 | 0 | 0 | 0 | 0 | 0 | 0 | 0 | 0 | 0
F10_Commercial_WA - College_Existing_Space Heating_Natural Gas_Ducting - Repair and Sealing_A_Achievable Economic TRC Potential | F10 | Commercial | WA - College | Existing | Space Heating | Natural Gas | Ducting - Repair and Sealing | A | Purchases (Incremental) | Achievable Economic TRC Potential | 0 | 0 | 0 | 15120.879 | 8136.4199 | 27524.7006 | 44772.6982 | 67958.7023 | 97331.3829 | 132397.4101 | 171634.8621 | 212282.7435 | 250331.7826 | 280855.9916 | 298777.896 | 300025.2543 | 282824.4004 | 248665.9035 | 202418.8708 | 151298.2003 | 110850.6727 | 45362.637 | 40250.393 | 0 | 0 | 0 | 0
F11_Commercial_WA - College_Existing_Space Heating_Natural Gas_Ducting - Repair and Sealing_A_Achievable Economic TRC Potential | F11 | Commercial | WA - College | Existing | Space Heating | Natural Gas | Ducting - Repair and Sealing | A | Purchases (Cumulative) | Achievable Economic TRC Potential | 0 | 0 | 0 | 15120.879 | 23257.2989 | 50781.9995 | 95554.6977 | 163513.4 | 260844.7829 | 393242.1931 | 564877.0552 | 777159.7986 | 1027491.5813 | 1308347.5729 | 1607125.4689 | 1907150.7232 | 2189975.1236 | 2438641.027 | 2641059.8978 | 2792358.0982 | 2903208.7708 | 2948571.4079 | 2988821.8008 | 2988821.8008 | 2988821.8008 | 2988821.8008 | 2988821.8008
F1_Commercial_WA - College_Existing_Space Heating_Natural Gas_Windows - High Efficiency Glazing_A_Achievable Economic TRC Potential | F1 | Commercial | WA - College | Existing | Space Heating | Natural Gas | Windows - High Efficiency Glazing | A | Integrated Unit Energy Savings (kWh or therms) | Achievable Economic TRC Potential | 0 | 0 | 0 | 0 | 0 | 0 | 0 | 0 | 0 | 0 | 0 | 0 | 0 | 0 | 0 | 0 | 0 | 0 | 0 | 0 | 0 | 0 | 0 | 0 | 0 | 0 | 0
F2_Commercial_WA - College_Existing_Space Heating_Natural Gas_Windows - High Efficiency Glazing_A_Achievable Economic TRC Potential | F2 | Commercial | WA - College | Existing | Space Heating | Natural Gas | Windows - High Efficiency Glazing | A | Integrated Unit Summer Peak Savings (kW) | Achievable Economic TRC Potential | 0 | 0 | 0 | 0 | 0 | 0 | 0 | 0 | 0 | 0 | 0 | 0 | 0 | 0 | 0 | 0 | 0 | 0 | 0 | 0 | 0 | 0 | 0 | 0 | 0 | 0 | 0
F3_Commercial_WA - College_Existing_Space Heating_Natural Gas_Windows - High Efficiency Glazing_A_Achievable Economic TRC Potential | F3 | Commercial | WA - College | Existing | Space Heating | Natural Gas | Windows - High Efficiency Glazing | A | Integrated Unit Winter Peak Savings (kW) | Achievable Economic TRC Potential | 0 | 0 | 0 | 0 | 0 | 0 | 0 | 0 | 0 | 0 | 0 | 0 | 0 | 0 | 0 | 0 | 0 | 0 | 0 | 0 | 0 | 0 | 0 | 0 | 0 | 0 | 0
F4_Commercial_WA - College_Existing_Space Heating_Natural Gas_Windows - High Efficiency Glazing_A_Achievable Economic TRC Potential | F4 | Commercial | WA - College | Existing | Space Heating | Natural Gas | Windows - High Efficiency Glazing | A | Incremental Energy Savings (MWh or mTherms) | Achievable Economic TRC Potential | 0 | 0 | 0 | 0 | 0 | 0 | 0 | 0 | 0 | 0 | 0 | 0 | 0 | 0 | 0 | 0 | 0 | 0 | 0 | 0 | 0 | 0 | 0 | 0 | 0 | 0 | 0
F5_Commercial_WA - College_Existing_Space Heating_Natural Gas_Windows - High Efficiency Glazing_A_Achievable Economic TRC Potential | F5 | Commercial | WA - College | Existing | Space Heating | Natural Gas | Windows - High Efficiency Glazing | A | Incremental Summer Peak Savings (MW) | Achievable Economic TRC Potential | 0 | 0 | 0 | 0 | 0 | 0 | 0 | 0 | 0 | 0 | 0 | 0 | 0 | 0 | 0 | 0 | 0 | 0 | 0 | 0 | 0 | 0 | 0 | 0 | 0 | 0 | 0
F6_Commercial_WA - College_Existing_Space Heating_Natural Gas_Windows - High Efficiency Glazing_A_Achievable Economic TRC Potential | F6 | Commercial | WA - College | Existing | Space Heating | Natural Gas | Windows - High Efficiency Glazing | A | Incremental Winter Peak Savings (MW) | Achievable Economic TRC Potential | 0 | 0 | 0 | 0 | 0 | 0 | 0 | 0 | 0 | 0 | 0 | 0 | 0 | 0 | 0 | 0 | 0 | 0 | 0 | 0 | 0 | 0 | 0 | 0 | 0 | 0 | 0
F7_Commercial_WA - College_Existing_Space Heating_Natural Gas_Windows - High Efficiency Glazing_A_Achievable Economic TRC Potential | F7 | Commercial | WA - College | Existing | Space Heating | Natural Gas | Windows - High Efficiency Glazing | A | Cumulative Energy Savings (MWh or mTherms) | Achievable Economic TRC Potential | 0 | 0 | 0 | 0 | 0 | 0 | 0 | 0 | 0 | 0 | 0 | 0 | 0 | 0 | 0 | 0 | 0 | 0 | 0 | 0 | 0 | 0 | 0 | 0 | 0 | 0 | 0
F8_Commercial_WA - College_Existing_Space Heating_Natural Gas_Windows - High Efficiency Glazing_A_Achievable Economic TRC Potential | F8 | Commercial | WA - College | Existing | Space Heating | Natural Gas | Windows - High Efficiency Glazing | A | Cumulative Summer Peak Savings (MW) | Achievable Economic TRC Potential | 0 | 0 | 0 | 0 | 0 | 0 | 0 | 0 | 0 | 0 | 0 | 0 | 0 | 0 | 0 | 0 | 0 | 0 | 0 | 0 | 0 | 0 | 0 | 0 | 0 | 0 | 0
F9_Commercial_WA - College_Existing_Space Heating_Natural Gas_Windows - High Efficiency Glazing_A_Achievable Economic TRC Potential | F9 | Commercial | WA - College | Existing | Space Heating | Natural Gas | Windows - High Efficiency Glazing | A | Cumulative Winter Peak Savings (MW) | Achievable Economic TRC Potential | 0 | 0 | 0 | 0 | 0 | 0 | 0 | 0 | 0 | 0 | 0 | 0 | 0 | 0 | 0 | 0 | 0 | 0 | 0 | 0 | 0 | 0 | 0 | 0 | 0 | 0 | 0
F10_Commercial_WA - College_Existing_Space Heating_Natural Gas_Windows - High Efficiency Glazing_A_Achievable Economic TRC Potential | F10 | Commercial | WA - College | Existing | Space Heating | Natural Gas | Windows - High Efficiency Glazing | A | Purchases (Incremental) | Achievable Economic TRC Potential | 0 | 0 | 0 | 0 | 0 | 0 | 0 | 0 | 0 | 0 | 0 | 0 | 0 | 0 | 0 | 0 | 0 | 0 | 0 | 0 | 0 | 0 | 0 | 0 | 0 | 0 | 0
F11_Commercial_WA - College_Existing_Space Heating_Natural Gas_Windows - High Efficiency Glazing_A_Achievable Economic TRC Potential | F11 | Commercial | WA - College | Existing | Space Heating | Natural Gas | Windows - High Efficiency Glazing | A | Purchases (Cumulative) | Achievable Economic TRC Potential | 0 | 0 | 0 | 0 | 0 | 0 | 0 | 0 | 0 | 0 | 0 | 0 | 0 | 0 | 0 | 0 | 0 | 0 | 0 | 0 | 0 | 0 | 0 | 0 | 0 | 0 | 0
F1_Commercial_WA - College_Existing_Space Heating_Natural Gas_Windows - Secondary Glazing Systems_A_Achievable Economic TRC Potential | F1 | Commercial | WA - College | Existing | Space Heating | Natural Gas | Windows - Secondary Glazing Systems | A | Integrated Unit Energy Savings (kWh or therms) | Achievable Economic TRC Potential | 0 | 0 | 2.1575 | 2.1414 | 2.1183 | 2.0935 | 2.0675 | 2.0398 | 2.0098 | 1.9775 | 1.9429 | 1.906 | 1.8675 | 1.829 | 1.7916 | 1.7557 | 1.7219 | 1.691 | 1.6667 | 1.6492 | 1.6347 | 1.6242 | 1.6146 | 1.6125 | 1.6106 | 1.6089 | 1.6072
F2_Commercial_WA - College_Existing_Space Heating_Natural Gas_Windows - Secondary Glazing Systems_A_Achievable Economic TRC Potential | F2 | Commercial | WA - College | Existing | Space Heating | Natural Gas | Windows - Secondary Glazing Systems | A | Integrated Unit Summer Peak Savings (kW) | Achievable Economic TRC Potential | 0 | 0 | 0 | 0 | 0 | 0 | 0 | 0 | 0 | 0 | 0 | 0 | 0 | 0 | 0 | 0 | 0 | 0 | 0 | 0 | 0 | 0 | 0 | 0 | 0 | 0 | 0
F3_Commercial_WA - College_Existing_Space Heating_Natural Gas_Windows - Secondary Glazing Systems_A_Achievable Economic TRC Potential | F3 | Commercial | WA - College | Existing | Space Heating | Natural Gas | Windows - Secondary Glazing Systems | A | Integrated Unit Winter Peak Savings (kW) | Achievable Economic TRC Potential | 0 | 0 | 0 | 0 | 0 | 0 | 0 | 0 | 0 | 0 | 0 | 0 | 0 | 0 | 0 | 0 | 0 | 0 | 0 | 0 | 0 | 0 | 0 | 0 | 0 | 0 | 0
F4_Commercial_WA - College_Existing_Space Heating_Natural Gas_Windows - Secondary Glazing Systems_A_Achievable Economic TRC Potential | F4 | Commercial | WA - College | Existing | Space Heating | Natural Gas | Windows - Secondary Glazing Systems | A | Incremental Energy Savings (MWh or mTherms) | Achievable Economic TRC Potential | 0 | 0 | 0 | 0 | 0 | 0 | 0 | 0 | 0 | 0 | 0 | 0 | 0 | 0 | 0 | 0 | 0 | 0 | 0 | 0 | 0 | 0 | 0 | 0 | 0 | 0 | 0
F5_Commercial_WA - College_Existing_Space Heating_Natural Gas_Windows - Secondary Glazing Systems_A_Achievable Economic TRC Potential | F5 | Commercial | WA - College | Existing | Space Heating | Natural Gas | Windows - Secondary Glazing Systems | A | Incremental Summer Peak Savings (MW) | Achievable Economic TRC Potential | 0 | 0 | 0 | 0 | 0 | 0 | 0 | 0 | 0 | 0 | 0 | 0 | 0 | 0 | 0 | 0 | 0 | 0 | 0 | 0 | 0 | 0 | 0 | 0 | 0 | 0 | 0
F6_Commercial_WA - College_Existing_Space Heating_Natural Gas_Windows - Secondary Glazing Systems_A_Achievable Economic TRC Potential | F6 | Commercial | WA - College | Existing | Space Heating | Natural Gas | Windows - Secondary Glazing Systems | A | Incremental Winter Peak Savings (MW) | Achievable Economic TRC Potential | 0 | 0 | 0 | 0 | 0 | 0 | 0 | 0 | 0 | 0 | 0 | 0 | 0 | 0 | 0 | 0 | 0 | 0 | 0 | 0 | 0 | 0 | 0 | 0 | 0 | 0 | 0
F7_Commercial_WA - College_Existing_Space Heating_Natural Gas_Windows - Secondary Glazing Systems_A_Achievable Economic TRC Potential | F7 | Commercial | WA - College | Existing | Space Heating | Natural Gas | Windows - Secondary Glazing Systems | A | Cumulative Energy Savings (MWh or mTherms) | Achievable Economic TRC Potential | 0 | 0 | 0 | 0 | 0 | 0 | 0 | 0 | 0 | 0 | 0 | 0 | 0 | 0 | 0 | 0 | 0 | 0 | 0 | 0 | 0 | 0 | 0 | 0 | 0 | 0 | 0
F8_Commercial_WA - College_Existing_Space Heating_Natural Gas_Windows - Secondary Glazing Systems_A_Achievable Economic TRC Potential | F8 | Commercial | WA - College | Existing | Space Heating | Natural Gas | Windows - Secondary Glazing Systems | A | Cumulative Summer Peak Savings (MW) | Achievable Economic TRC Potential | 0 | 0 | 0 | 0 | 0 | 0 | 0 | 0 | 0 | 0 | 0 | 0 | 0 | 0 | 0 | 0 | 0 | 0 | 0 | 0 | 0 | 0 | 0 | 0 | 0 | 0 | 0
F9_Commercial_WA - College_Existing_Space Heating_Natural Gas_Windows - Secondary Glazing Systems_A_Achievable Economic TRC Potential | F9 | Commercial | WA - College | Existing | Space Heating | Natural Gas | Windows - Secondary Glazing Systems | A | Cumulative Winter Peak Savings (MW) | Achievable Economic TRC Potential | 0 | 0 | 0 | 0 | 0 | 0 | 0 | 0 | 0 | 0 | 0 | 0 | 0 | 0 | 0 | 0 | 0 | 0 | 0 | 0 | 0 | 0 | 0 | 0 | 0 | 0 | 0
F10_Commercial_WA - College_Existing_Space Heating_Natural Gas_Windows - Secondary Glazing Systems_A_Achievable Economic TRC Potential | F10 | Commercial | WA - College | Existing | Space Heating | Natural Gas | Windows - Secondary Glazing Systems | A | Purchases (Incremental) | Achievable Economic TRC Potential | 0 | 0 | 0 | 0 | 0 | 0 | 0 | 0 | 0 | 0 | 0 | 0 | 0 | 0 | 0 | 0 | 0 | 0 | 0 | 0 | 0 | 0 | 0 | 0 | 0 | 0 | 0
F11_Commercial_WA - College_Existing_Space Heating_Natural Gas_Windows - Secondary Glazing Systems_A_Achievable Economic TRC Potential | F11 | Commercial | WA - College | Existing | Space Heating | Natural Gas | Windows - Secondary Glazing Systems | A | Purchases (Cumulative) | Achievable Economic TRC Potential | 0 | 0 | 0 | 0 | 0 | 0 | 0 | 0 | 0 | 0 | 0 | 0 | 0 | 0 | 0 | 0 | 0 | 0 | 0 | 0 | 0 | 0 | 0 | 0 | 0 | 0 | 0
F1_Commercial_WA - College_Existing_Space Heating_Natural Gas_HVAC - Energy Recovery Ventilator_A_Achievable Economic TRC Potential | F1 | Commercial | WA - College | Existing | Space Heating | Natural Gas | HVAC - Energy Recovery Ventilator | A | Integrated Unit Energy Savings (kWh or therms) | Achievable Economic TRC Potential | 0 | 0 | 0.15257 | 0.15175 | 0.15065 | 0.14949 | 0.14828 | 0.14698 | 0.14559 | 0.14407 | 0.14243 | 0.14066 | 0.13876 | 0.13677 | 0.13475 | 0.13277 | 0.13088 | 0.12916 | 0.12785 | 0.12698 | 0.12628 | 0.12581 | 0.12539 | 0.12522 | 0.12508 | 0.12494 | 0.12482
F2_Commercial_WA - College_Existing_Space Heating_Natural Gas_HVAC - Energy Recovery Ventilator_A_Achievable Economic TRC Potential | F2 | Commercial | WA - College | Existing | Space Heating | Natural Gas | HVAC - Energy Recovery Ventilator | A | Integrated Unit Summer Peak Savings (kW) | Achievable Economic TRC Potential | 0 | 0 | 0 | 0 | 0 | 0 | 0 | 0 | 0 | 0 | 0 | 0 | 0 | 0 | 0 | 0 | 0 | 0 | 0 | 0 | 0 | 0 | 0 | 0 | 0 | 0 | 0
F3_Commercial_WA - College_Existing_Space Heating_Natural Gas_HVAC - Energy Recovery Ventilator_A_Achievable Economic TRC Potential | F3 | Commercial | WA - College | Existing | Space Heating | Natural Gas | HVAC - Energy Recovery Ventilator | A | Integrated Unit Winter Peak Savings (kW) | Achievable Economic TRC Potential | 0 | 0 | 0 | 0 | 0 | 0 | 0 | 0 | 0 | 0 | 0 | 0 | 0 | 0 | 0 | 0 | 0 | 0 | 0 | 0 | 0 | 0 | 0 | 0 | 0 | 0 | 0
F4_Commercial_WA - College_Existing_Space Heating_Natural Gas_HVAC - Energy Recovery Ventilator_A_Achievable Economic TRC Potential | F4 | Commercial | WA - College | Existing | Space Heating | Natural Gas | HVAC - Energy Recovery Ventilator | A | Incremental Energy Savings (MWh or mTherms) | Achievable Economic TRC Potential | 0 | 0 | 0 | 13.3231 | 27.1507 | 26.9417 | 26.7226 | 26.4892 | 26.2375 | 25.9648 | 25.6691 | 25.3488 | 25.0067 | 24.6491 | 24.2851 | 23.927 | 23.5871 | 23.2767 | 23.0409 | 22.8839 | 22.7575 | 22.6729 | 22.5969 | 0 | 0 | 0 | 0
F5_Commercial_WA - College_Existing_Space Heating_Natural Gas_HVAC - Energy Recovery Ventilator_A_Achievable Economic TRC Potential | F5 | Commercial | WA - College | Existing | Space Heating | Natural Gas | HVAC - Energy Recovery Ventilator | A | Incremental Summer Peak Savings (MW) | Achievable Economic TRC Potential | 0 | 0 | 0 | 0 | 0 | 0 | 0 | 0 | 0 | 0 | 0 | 0 | 0 | 0 | 0 | 0 | 0 | 0 | 0 | 0 | 0 | 0 | 0 | 0 | 0 | 0 | 0
F6_Commercial_WA - College_Existing_Space Heating_Natural Gas_HVAC - Energy Recovery Ventilator_A_Achievable Economic TRC Potential | F6 | Commercial | WA - College | Existing | Space Heating | Natural Gas | HVAC - Energy Recovery Ventilator | A | Incremental Winter Peak Savings (MW) | Achievable Economic TRC Potential | 0 | 0 | 0 | 0 | 0 | 0 | 0 | 0 | 0 | 0 | 0 | 0 | 0 | 0 | 0 | 0 | 0 | 0 | 0 | 0 | 0 | 0 | 0 | 0 | 0 | 0 | 0
F7_Commercial_WA - College_Existing_Space Heating_Natural Gas_HVAC - Energy Recovery Ventilator_A_Achievable Economic TRC Potential | F7 | Commercial | WA - College | Existing | Space Heating | Natural Gas | HVAC - Energy Recovery Ventilator | A | Cumulative Energy Savings (MWh or mTherms) | Achievable Economic TRC Potential | 0 | 0 | 0 | 13.3231 | 40.378 | 67.0089 | 93.1864 | 118.8617 | 143.9696 | 168.4386 | 192.1889 | 215.1397 | 237.2432 | 258.4996 | 278.9678 | 298.7803 | 318.1236 | 337.2139 | 356.839 | 377.2915 | 397.9641 | 419.1575 | 440.3507 | 439.7821 | 439.2616 | 438.785 | 438.3482
F8_Commercial_WA - College_Existing_Space Heating_Natural Gas_HVAC - Energy Recovery Ventilator_A_Achievable Economic TRC Potential | F8 | Commercial | WA - College | Existing | Space Heating | Natural Gas | HVAC - Energy Recovery Ventilator | A | Cumulative Summer Peak Savings (MW) | Achievable Economic TRC Potential | 0 | 0 | 0 | 0 | 0 | 0 | 0 | 0 | 0 | 0 | 0 | 0 | 0 | 0 | 0 | 0 | 0 | 0 | 0 | 0 | 0 | 0 | 0 | 0 | 0 | 0 | 0
F9_Commercial_WA - College_Existing_Space Heating_Natural Gas_HVAC - Energy Recovery Ventilator_A_Achievable Economic TRC Potential | F9 | Commercial | WA - College | Existing | Space Heating | Natural Gas | HVAC - Energy Recovery Ventilator | A | Cumulative Winter Peak Savings (MW) | Achievable Economic TRC Potential | 0 | 0 | 0 | 0 | 0 | 0 | 0 | 0 | 0 | 0 | 0 | 0 | 0 | 0 | 0 | 0 | 0 | 0 | 0 | 0 | 0 | 0 | 0 | 0 | 0 | 0 | 0
F10_Commercial_WA - College_Existing_Space Heating_Natural Gas_HVAC - Energy Recovery Ventilator_A_Achievable Economic TRC Potential | F10 | Commercial | WA - College | Existing | Space Heating | Natural Gas | HVAC - Energy Recovery Ventilator | A | Purchases (Incremental) | Achievable Economic TRC Potential | 0 | 0 | 0 | 87798.6523 | 180218.2864 | 180218.2864 | 180218.2864 | 180218.2864 | 180218.2864 | 180218.2864 | 180218.2864 | 180218.2864 | 180218.2864 | 180218.2864 | 180218.2864 | 180218.2864 | 180218.2864 | 180218.2864 | 180218.2864 | 180218.2864 | 180218.2864 | 180218.2864 | 180218.2864 | 0 | 0 | 0 | 0
F11_Commercial_WA - College_Existing_Space Heating_Natural Gas_HVAC - Energy Recovery Ventilator_A_Achievable Economic TRC Potential | F11 | Commercial | WA - College | Existing | Space Heating | Natural Gas | HVAC - Energy Recovery Ventilator | A | Purchases (Cumulative) | Achievable Economic TRC Potential | 0 | 0 | 0 | 87798.6523 | 268016.9387 | 448235.2251 | 628453.5115 | 808671.7979 | 988890.0843 | 1169108.3707 | 1349326.6571 | 1529544.9435 | 1709763.2298 | 1889981.5162 | 2070199.8026 | 2250418.089 | 2430636.3754 | 2610854.6618 | 2791072.9482 | 2971291.2346 | 3151509.521 | 3331727.8074 | 3511946.0937 | 3511946.0937 | 3511946.0937 | 3511946.0937 | 3511946.0937
F1_Commercial_WA - College_Existing_Space Heating_Natural Gas_Building Shell - Air Sealing (Infiltration Control)_A_Achievable Economic TRC Potential | F1 | Commercial | WA - College | Existing | Space Heating | Natural Gas | Building Shell - Air Sealing (Infiltration Control) | A | Integrated Unit Energy Savings (kWh or therms) | Achievable Economic TRC Potential | 0 | 0 | 2.6113 | 2.5973 | 2.5786 | 2.5588 | 2.538 | 2.5159 | 2.4921 | 2.4664 | 2.4384 | 2.4082 | 2.376 | 2.3423 | 2.308 | 2.2742 | 2.2422 | 2.2128 | 2.1905 | 2.1756 | 2.1636 | 2.1556 | 2.1483 | 2.1456 | 2.143 | 2.1407 | 2.1386
F2_Commercial_WA - College_Existing_Space Heating_Natural Gas_Building Shell - Air Sealing (Infiltration Control)_A_Achievable Economic TRC Potential | F2 | Commercial | WA - College | Existing | Space Heating | Natural Gas | Building Shell - Air Sealing (Infiltration Control) | A | Integrated Unit Summer Peak Savings (kW) | Achievable Economic TRC Potential | 0 | 0 | 0 | 0 | 0 | 0 | 0 | 0 | 0 | 0 | 0 | 0 | 0 | 0 | 0 | 0 | 0 | 0 | 0 | 0 | 0 | 0 | 0 | 0 | 0 | 0 | 0
F3_Commercial_WA - College_Existing_Space Heating_Natural Gas_Building Shell - Air Sealing (Infiltration Control)_A_Achievable Economic TRC Potential | F3 | Commercial | WA - College | Existing | Space Heating | Natural Gas | Building Shell - Air Sealing (Infiltration Control) | A | Integrated Unit Winter Peak Savings (kW) | Achievable Economic TRC Potential | 0 | 0 | 0 | 0 | 0 | 0 | 0 | 0 | 0 | 0 | 0 | 0 | 0 | 0 | 0 | 0 | 0 | 0 | 0 | 0 | 0 | 0 | 0 | 0 | 0 | 0 | 0
F4_Commercial_WA - College_Existing_Space Heating_Natural Gas_Building Shell - Air Sealing (Infiltration Control)_A_Achievable Economic TRC Potential | F4 | Commercial | WA - College | Existing | Space Heating | Natural Gas | Building Shell - Air Sealing (Infiltration Control) | A | Incremental Energy Savings (MWh or mTherms) | Achievable Economic TRC Potential | 0 | 0 | 0 | 0.092228 | 0.04927 | 0.1654 | 0.26685 | 0.40152 | 0.56963 | 0.76684 | 0.98285 | 1.2006 | 1.3968 | 1.4617 | 1.5753 | 1.4554 | 1.2535 | 0.93906 | 0.54059 | 0.096568 | 0 | 0 | 0 | 0 | 0 | 0 | 0
F5_Commercial_WA - College_Existing_Space Heating_Natural Gas_Building Shell - Air Sealing (Infiltration Control)_A_Achievable Economic TRC Potential | F5 | Commercial | WA - College | Existing | Space Heating | Natural Gas | Building Shell - Air Sealing (Infiltration Control) | A | Incremental Summer Peak Savings (MW) | Achievable Economic TRC Potential | 0 | 0 | 0 | 0 | 0 | 0 | 0 | 0 | 0 | 0 | 0 | 0 | 0 | 0 | 0 | 0 | 0 | 0 | 0 | 0 | 0 | 0 | 0 | 0 | 0 | 0 | 0
F6_Commercial_WA - College_Existing_Space Heating_Natural Gas_Building Shell - Air Sealing (Infiltration Control)_A_Achievable Economic TRC Potential | F6 | Commercial | WA - College | Existing | Space Heating | Natural Gas | Building Shell - Air Sealing (Infiltration Control) | A | Incremental Winter Peak Savings (MW) | Achievable Economic TRC Potential | 0 | 0 | 0 | 0 | 0 | 0 | 0 | 0 | 0 | 0 | 0 | 0 | 0 | 0 | 0 | 0 | 0 | 0 | 0 | 0 | 0 | 0 | 0 | 0 | 0 | 0 | 0
F7_Commercial_WA - College_Existing_Space Heating_Natural Gas_Building Shell - Air Sealing (Infiltration Control)_A_Achievable Economic TRC Potential | F7 | Commercial | WA - College | Existing | Space Heating | Natural Gas | Building Shell - Air Sealing (Infiltration Control) | A | Cumulative Energy Savings (MWh or mTherms) | Achievable Economic TRC Potential | 0 | 0 | 0 | 0.092228 | 0.14083 | 0.30515 | 0.56953 | 0.96609 | 1.5266 | 2.2776 | 3.2347 | 4.3952 | 5.7332 | 7.1136 | 8.5847 | 9.9145 | 11.0282 | 11.823 | 12.2443 | 12.2576 | 12.1898 | 12.1445 | 12.1038 | 12.0882 | 12.0739 | 12.0608 | 12.0488
F8_Commercial_WA - College_Existing_Space Heating_Natural Gas_Building Shell - Air Sealing (Infiltration Control)_A_Achievable Economic TRC Potential | F8 | Commercial | WA - College | Existing | Space Heating | Natural Gas | Building Shell - Air Sealing (Infiltration Control) | A | Cumulative Summer Peak Savings (MW) | Achievable Economic TRC Potential | 0 | 0 | 0 | 0 | 0 | 0 | 0 | 0 | 0 | 0 | 0 | 0 | 0 | 0 | 0 | 0 | 0 | 0 | 0 | 0 | 0 | 0 | 0 | 0 | 0 | 0 | 0
F9_Commercial_WA - College_Existing_Space Heating_Natural Gas_Building Shell - Air Sealing (Infiltration Control)_A_Achievable Economic TRC Potential | F9 | Commercial | WA - College | Existing | Space Heating | Natural Gas | Building Shell - Air Sealing (Infiltration Control) | A | Cumulative Winter Peak Savings (MW) | Achievable Economic TRC Potential | 0 | 0 | 0 | 0 | 0 | 0 | 0 | 0 | 0 | 0 | 0 | 0 | 0 | 0 | 0 | 0 | 0 | 0 | 0 | 0 | 0 | 0 | 0 | 0 | 0 | 0 | 0
F10_Commercial_WA - College_Existing_Space Heating_Natural Gas_Building Shell - Air Sealing (Infiltration Control)_A_Achievable Economic TRC Potential | F10 | Commercial | WA - College | Existing | Space Heating | Natural Gas | Building Shell - Air Sealing (Infiltration Control) | A | Purchases (Incremental) | Achievable Economic TRC Potential | 0 | 0 | 0 | 35.5097 | 19.1075 | 64.6387 | 105.1436 | 159.5933 | 228.5718 | 310.9204 | 403.0651 | 498.5221 | 587.8759 | 624.0489 | 682.5387 | 639.9368 | 559.0375 | 424.3705 | 246.7861 | 44.3864 | 0 | 0 | 0 | 0 | 0 | 0 | 0
F11_Commercial_WA - College_Existing_Space Heating_Natural Gas_Building Shell - Air Sealing (Infiltration Control)_A_Achievable Economic TRC Potential | F11 | Commercial | WA - College | Existing | Space Heating | Natural Gas | Building Shell - Air Sealing (Infiltration Control) | A | Purchases (Cumulative) | Achievable Economic TRC Potential | 0 | 0 | 0 | 35.5097 | 54.6171 | 119.2558 | 224.3994 | 383.9928 | 612.5645 | 923.4849 | 1326.55 | 1825.072 | 2412.948 | 3036.9969 | 3719.5356 | 4359.4724 | 4918.5099 | 5342.8804 | 5589.6665 | 5634.0528 | 5634.0528 | 5634.0528 | 5634.0528 | 5634.0528 | 5634.0528 | 5634.0528 | 5634.0528
F1_Commercial_WA - College_Existing_Space Heating_Natural Gas_Ventilation - Demand Controlled_A_Achievable Economic TRC Potential | F1 | Commercial | WA - College | Existing | Space Heating | Natural Gas | Ventilation - Demand Controlled | A | Integrated Unit Energy Savings (kWh or therms) | Achievable Economic TRC Potential | 0 | 0 | 0.037545 | 0.037291 | 0.036915 | 0.036525 | 0.036123 | 0.035703 | 0.035261 | 0.034793 | 0.034296 | 0.033769 | 0.033216 | 0.032645 | 0.032083 | 0.031546 | 0.031036 | 0.030565 | 0.030195 | 0.029928 | 0.029702 | 0.029532 | 0.029373 | 0.029335 | 0.0293 | 0.029268 | 0.029239
F2_Commercial_WA - College_Existing_Space Heating_Natural Gas_Ventilation - Demand Controlled_A_Achievable Economic TRC Potential | F2 | Commercial | WA - College | Existing | Space Heating | Natural Gas | Ventilation - Demand Controlled | A | Integrated Unit Summer Peak Savings (kW) | Achievable Economic TRC Potential | 0 | 0 | 0 | 0 | 0 | 0 | 0 | 0 | 0 | 0 | 0 | 0 | 0 | 0 | 0 | 0 | 0 | 0 | 0 | 0 | 0 | 0 | 0 | 0 | 0 | 0 | 0
F3_Commercial_WA - College_Existing_Space Heating_Natural Gas_Ventilation - Demand Controlled_A_Achievable Economic TRC Potential | F3 | Commercial | WA - College | Existing | Space Heating | Natural Gas | Ventilation - Demand Controlled | A | Integrated Unit Winter Peak Savings (kW) | Achievable Economic TRC Potential | 0 | 0 | 0 | 0 | 0 | 0 | 0 | 0 | 0 | 0 | 0 | 0 | 0 | 0 | 0 | 0 | 0 | 0 | 0 | 0 | 0 | 0 | 0 | 0 | 0 | 0 | 0
F4_Commercial_WA - College_Existing_Space Heating_Natural Gas_Ventilation - Demand Controlled_A_Achievable Economic TRC Potential | F4 | Commercial | WA - College | Existing | Space Heating | Natural Gas | Ventilation - Demand Controlled | A | Incremental Energy Savings (MWh or mTherms) | Achievable Economic TRC Potential | 0 | 0 | 0 | 7.5085 | 9.1265 | 11.0501 | 12.6862 | 14.3022 | 16.5139 | 17.8755 | 18.0003 | 16.7025 | 14.122 | 4.1672 | 0 | 0 | 0 | 0 | 0 | 0 | 0 | 0 | 0 | 0 | 0 | 0 | 0
F5_Commercial_WA - College_Existing_Space Heating_Natural Gas_Ventilation - Demand Controlled_A_Achievable Economic TRC Potential | F5 | Commercial | WA - College | Existing | Space Heating | Natural Gas | Ventilation - Demand Controlled | A | Incremental Summer Peak Savings (MW) | Achievable Economic TRC Potential | 0 | 0 | 0 | 0 | 0 | 0 | 0 | 0 | 0 | 0 | 0 | 0 | 0 | 0 | 0 | 0 | 0 | 0 | 0 | 0 | 0 | 0 | 0 | 0 | 0 | 0 | 0
F6_Commercial_WA - College_Existing_Space Heating_Natural Gas_Ventilation - Demand Controlled_A_Achievable Economic TRC Potential | F6 | Commercial | WA - College | Existing | Space Heating | Natural Gas | Ventilation - Demand Controlled | A | Incremental Winter Peak Savings (MW) | Achievable Economic TRC Potential | 0 | 0 | 0 | 0 | 0 | 0 | 0 | 0 | 0 | 0 | 0 | 0 | 0 | 0 | 0 | 0 | 0 | 0 | 0 | 0 | 0 | 0 | 0 | 0 | 0 | 0 | 0
F7_Commercial_WA - College_Existing_Space Heating_Natural Gas_Ventilation - Demand Controlled_A_Achievable Economic TRC Potential | F7 | Commercial | WA - College | Existing | Space Heating | Natural Gas | Ventilation - Demand Controlled | A | Cumulative Energy Savings (MWh or mTherms) | Achievable Economic TRC Potential | 0 | 0 | 0 | 7.5085 | 16.5595 | 27.4345 | 39.8186 | 53.6584 | 69.5077 | 86.4604 | 103.2262 | 118.3426 | 130.5254 | 132.4483 | 130.1683 | 127.9907 | 125.9187 | 124.0109 | 122.5064 | 121.4251 | 120.509 | 119.8168 | 119.1721 | 119.018 | 118.877 | 118.7479 | 118.6295
F8_Commercial_WA - College_Existing_Space Heating_Natural Gas_Ventilation - Demand Controlled_A_Achievable Economic TRC Potential | F8 | Commercial | WA - College | Existing | Space Heating | Natural Gas | Ventilation - Demand Controlled | A | Cumulative Summer Peak Savings (MW) | Achievable Economic TRC Potential | 0 | 0 | 0 | 0 | 0 | 0 | 0 | 0 | 0 | 0 | 0 | 0 | 0 | 0 | 0 | 0 | 0 | 0 | 0 | 0 | 0 | 0 | 0 | 0 | 0 | 0 | 0
F9_Commercial_WA - College_Existing_Space Heating_Natural Gas_Ventilation - Demand Controlled_A_Achievable Economic TRC Potential | F9 | Commercial | WA - College | Existing | Space Heating | Natural Gas | Ventilation - Demand Controlled | A | Cumulative Winter Peak Savings (MW) | Achievable Economic TRC Potential | 0 | 0 | 0 | 0 | 0 | 0 | 0 | 0 | 0 | 0 | 0 | 0 | 0 | 0 | 0 | 0 | 0 | 0 | 0 | 0 | 0 | 0 | 0 | 0 | 0 | 0 | 0
F10_Commercial_WA - College_Existing_Space Heating_Natural Gas_Ventilation - Demand Controlled_A_Achievable Economic TRC Potential | F10 | Commercial | WA - College | Existing | Space Heating | Natural Gas | Ventilation - Demand Controlled | A | Purchases (Incremental) | Achievable Economic TRC Potential | 0 | 0 | 0 | 201351.576 | 247227.6235 | 302534.2618 | 351194.6094 | 400581.9248 | 468328.4212 | 513763.551 | 524845.758 | 494604.1397 | 425154.1525 | 127650.6573 | 0 | 0 | 0 | 0 | 0 | 0 | 0 | 0 | 0 | 0 | 0 | 0 | 0
F11_Commercial_WA - College_Existing_Space Heating_Natural Gas_Ventilation - Demand Controlled_A_Achievable Economic TRC Potential | F11 | Commercial | WA - College | Existing | Space Heating | Natural Gas | Ventilation - Demand Controlled | A | Purchases (Cumulative) | Achievable Economic TRC Potential | 0 | 0 | 0 | 201351.576 | 448579.1995 | 751113.4613 | 1102308.0707 | 1502889.9955 | 1971218.4167 | 2484981.9676 | 3009827.7256 | 3504431.8653 | 3929586.0178 | 4057236.6751 | 4057236.6751 | 4057236.6751 | 4057236.6751 | 4057236.6751 | 4057236.6751 | 4057236.6751 | 4057236.6751 | 4057236.6751 | 4057236.6751 | 4057236.6751 | 4057236.6751 | 4057236.6751 | 4057236.6751
F1_Commercial_WA - College_Existing_Space Heating_Natural Gas_HVAC - Dedicated Outdoor Air System (DOAS)_A_Achievable Economic TRC Potential | F1 | Commercial | WA - College | Existing | Space Heating | Natural Gas | HVAC - Dedicated Outdoor Air System (DOAS) | A | Integrated Unit Energy Savings (kWh or therms) | Achievable Economic TRC Potential | 0 | 0 | 0.15455 | 0.15322 | 0.15122 | 0.1491 | 0.14708 | 0.1451 | 0.14297 | 0.14068 | 0.13821 | 0.13559 | 0.13284 | 0.13011 | 0.12745 | 0.1249 | 0.12249 | 0.12029 | 0.11857 | 0.11732 | 0.11629 | 0.11554 | 0.11486 | 0.11471 | 0.11457 | 0.11445 | 0.11433
F2_Commercial_WA - College_Existing_Space Heating_Natural Gas_HVAC - Dedicated Outdoor Air System (DOAS)_A_Achievable Economic TRC Potential | F2 | Commercial | WA - College | Existing | Space Heating | Natural Gas | HVAC - Dedicated Outdoor Air System (DOAS) | A | Integrated Unit Summer Peak Savings (kW) | Achievable Economic TRC Potential | 0 | 0 | 0 | 0 | 0 | 0 | 0 | 0 | 0 | 0 | 0 | 0 | 0 | 0 | 0 | 0 | 0 | 0 | 0 | 0 | 0 | 0 | 0 | 0 | 0 | 0 | 0
F3_Commercial_WA - College_Existing_Space Heating_Natural Gas_HVAC - Dedicated Outdoor Air System (DOAS)_A_Achievable Economic TRC Potential | F3 | Commercial | WA - College | Existing | Space Heating | Natural Gas | HVAC - Dedicated Outdoor Air System (DOAS) | A | Integrated Unit Winter Peak Savings (kW) | Achievable Economic TRC Potential | 0 | 0 | 0 | 0 | 0 | 0 | 0 | 0 | 0 | 0 | 0 | 0 | 0 | 0 | 0 | 0 | 0 | 0 | 0 | 0 | 0 | 0 | 0 | 0 | 0 | 0 | 0
F4_Commercial_WA - College_Existing_Space Heating_Natural Gas_HVAC - Dedicated Outdoor Air System (DOAS)_A_Achievable Economic TRC Potential | F4 | Commercial | WA - College | Existing | Space Heating | Natural Gas | HVAC - Dedicated Outdoor Air System (DOAS) | A | Incremental Energy Savings (MWh or mTherms) | Achievable Economic TRC Potential | 0 | 0 | 0 | 0 | 0 | 0 | 0 | 0 | 0 | 0 | 0 | 0 | 0 | 0 | 0 | 0 | 0 | 0 | 0 | 0 | 0 | 0 | 0 | 0 | 0 | 0 | 0
F5_Commercial_WA - College_Existing_Space Heating_Natural Gas_HVAC - Dedicated Outdoor Air System (DOAS)_A_Achievable Economic TRC Potential | F5 | Commercial | WA - College | Existing | Space Heating | Natural Gas | HVAC - Dedicated Outdoor Air System (DOAS) | A | Incremental Summer Peak Savings (MW) | Achievable Economic TRC Potential | 0 | 0 | 0 | 0 | 0 | 0 | 0 | 0 | 0 | 0 | 0 | 0 | 0 | 0 | 0 | 0 | 0 | 0 | 0 | 0 | 0 | 0 | 0 | 0 | 0 | 0 | 0
F6_Commercial_WA - College_Existing_Space Heating_Natural Gas_HVAC - Dedicated Outdoor Air System (DOAS)_A_Achievable Economic TRC Potential | F6 | Commercial | WA - College | Existing | Space Heating | Natural Gas | HVAC - Dedicated Outdoor Air System (DOAS) | A | Incremental Winter Peak Savings (MW) | Achievable Economic TRC Potential | 0 | 0 | 0 | 0 | 0 | 0 | 0 | 0 | 0 | 0 | 0 | 0 | 0 | 0 | 0 | 0 | 0 | 0 | 0 | 0 | 0 | 0 | 0 | 0 | 0 | 0 | 0
F7_Commercial_WA - College_Existing_Space Heating_Natural Gas_HVAC - Dedicated Outdoor Air System (DOAS)_A_Achievable Economic TRC Potential | F7 | Commercial | WA - College | Existing | Space Heating | Natural Gas | HVAC - Dedicated Outdoor Air System (DOAS) | A | Cumulative Energy Savings (MWh or mTherms) | Achievable Economic TRC Potential | 0 | 0 | 0 | 0 | 0 | 0 | 0 | 0 | 0 | 0 | 0 | 0 | 0 | 0 | 0 | 0 | 0 | 0 | 0 | 0 | 0 | 0 | 0 | 0 | 0 | 0 | 0
F8_Commercial_WA - College_Existing_Space Heating_Natural Gas_HVAC - Dedicated Outdoor Air System (DOAS)_A_Achievable Economic TRC Potential | F8 | Commercial | WA - College | Existing | Space Heating | Natural Gas | HVAC - Dedicated Outdoor Air System (DOAS) | A | Cumulative Summer Peak Savings (MW) | Achievable Economic TRC Potential | 0 | 0 | 0 | 0 | 0 | 0 | 0 | 0 | 0 | 0 | 0 | 0 | 0 | 0 | 0 | 0 | 0 | 0 | 0 | 0 | 0 | 0 | 0 | 0 | 0 | 0 | 0
F9_Commercial_WA - College_Existing_Space Heating_Natural Gas_HVAC - Dedicated Outdoor Air System (DOAS)_A_Achievable Economic TRC Potential | F9 | Commercial | WA - College | Existing | Space Heating | Natural Gas | HVAC - Dedicated Outdoor Air System (DOAS) | A | Cumulative Winter Peak Savings (MW) | Achievable Economic TRC Potential | 0 | 0 | 0 | 0 | 0 | 0 | 0 | 0 | 0 | 0 | 0 | 0 | 0 | 0 | 0 | 0 | 0 | 0 | 0 | 0 | 0 | 0 | 0 | 0 | 0 | 0 | 0
F10_Commercial_WA - College_Existing_Space Heating_Natural Gas_HVAC - Dedicated Outdoor Air System (DOAS)_A_Achievable Economic TRC Potential | F10 | Commercial | WA - College | Existing | Space Heating | Natural Gas | HVAC - Dedicated Outdoor Air System (DOAS) | A | Purchases (Incremental) | Achievable Economic TRC Potential | 0 | 0 | 0 | 0 | 0 | 0 | 0 | 0 | 0 | 0 | 0 | 0 | 0 | 0 | 0 | 0 | 0 | 0 | 0 | 0 | 0 | 0 | 0 | 0 | 0 | 0 | 0
F11_Commercial_WA - College_Existing_Space Heating_Natural Gas_HVAC - Dedicated Outdoor Air System (DOAS)_A_Achievable Economic TRC Potential | F11 | Commercial | WA - College | Existing | Space Heating | Natural Gas | HVAC - Dedicated Outdoor Air System (DOAS) | A | Purchases (Cumulative) | Achievable Economic TRC Potential | 0 | 0 | 0 | 0 | 0 | 0 | 0 | 0 | 0 | 0 | 0 | 0 | 0 | 0 | 0 | 0 | 0 | 0 | 0 | 0 | 0 | 0 | 0 | 0 | 0 | 0 | 0
F1_Commercial_WA - College_Existing_Space Heating_Natural Gas_Destratification Fans (HVLS)_A_Achievable Economic TRC Potential | F1 | Commercial | WA - College | Existing | Space Heating | Natural Gas | Destratification Fans (HVLS) | A | Integrated Unit Energy Savings (kWh or therms) | Achievable Economic TRC Potential | 0 | 0 | 765.8654 | 760.1469 | 751.9309 | 743.1554 | 733.9198 | 724.0767 | 713.4468 | 701.9815 | 689.677 | 676.5893 | 662.9037 | 649.2591 | 635.9693 | 623.2436 | 611.2188 | 600.2824 | 591.6526 | 585.4322 | 580.2893 | 576.5622 | 573.1466 | 572.4057 | 571.7275 | 571.1064 | 570.5371
F2_Commercial_WA - College_Existing_Space Heating_Natural Gas_Destratification Fans (HVLS)_A_Achievable Economic TRC Potential | F2 | Commercial | WA - College | Existing | Space Heating | Natural Gas | Destratification Fans (HVLS) | A | Integrated Unit Summer Peak Savings (kW) | Achievable Economic TRC Potential | 0 | 0 | 0 | 0 | 0 | 0 | 0 | 0 | 0 | 0 | 0 | 0 | 0 | 0 | 0 | 0 | 0 | 0 | 0 | 0 | 0 | 0 | 0 | 0 | 0 | 0 | 0
F3_Commercial_WA - College_Existing_Space Heating_Natural Gas_Destratification Fans (HVLS)_A_Achievable Economic TRC Potential | F3 | Commercial | WA - College | Existing | Space Heating | Natural Gas | Destratification Fans (HVLS) | A | Integrated Unit Winter Peak Savings (kW) | Achievable Economic TRC Potential | 0 | 0 | 0 | 0 | 0 | 0 | 0 | 0 | 0 | 0 | 0 | 0 | 0 | 0 | 0 | 0 | 0 | 0 | 0 | 0 | 0 | 0 | 0 | 0 | 0 | 0 | 0
F4_Commercial_WA - College_Existing_Space Heating_Natural Gas_Destratification Fans (HVLS)_A_Achievable Economic TRC Potential | F4 | Commercial | WA - College | Existing | Space Heating | Natural Gas | Destratification Fans (HVLS) | A | Incremental Energy Savings (MWh or mTherms) | Achievable Economic TRC Potential | 0 | 0 | 0 | 0 | 0 | 0 | 0 | 0 | 0 | 0 | 0 | 0 | 0 | 0 | 0 | 0 | 0 | 0 | 0 | 0 | 0 | 0 | 0 | 0 | 0 | 0 | 0
F5_Commercial_WA - College_Existing_Space Heating_Natural Gas_Destratification Fans (HVLS)_A_Achievable Economic TRC Potential | F5 | Commercial | WA - College | Existing | Space Heating | Natural Gas | Destratification Fans (HVLS) | A | Incremental Summer Peak Savings (MW) | Achievable Economic TRC Potential | 0 | 0 | 0 | 0 | 0 | 0 | 0 | 0 | 0 | 0 | 0 | 0 | 0 | 0 | 0 | 0 | 0 | 0 | 0 | 0 | 0 | 0 | 0 | 0 | 0 | 0 | 0
F6_Commercial_WA - College_Existing_Space Heating_Natural Gas_Destratification Fans (HVLS)_A_Achievable Economic TRC Potential | F6 | Commercial | WA - College | Existing | Space Heating | Natural Gas | Destratification Fans (HVLS) | A | Incremental Winter Peak Savings (MW) | Achievable Economic TRC Potential | 0 | 0 | 0 | 0 | 0 | 0 | 0 | 0 | 0 | 0 | 0 | 0 | 0 | 0 | 0 | 0 | 0 | 0 | 0 | 0 | 0 | 0 | 0 | 0 | 0 | 0 | 0
F7_Commercial_WA - College_Existing_Space Heating_Natural Gas_Destratification Fans (HVLS)_A_Achievable Economic TRC Potential | F7 | Commercial | WA - College | Existing | Space Heating | Natural Gas | Destratification Fans (HVLS) | A | Cumulative Energy Savings (MWh or mTherms) | Achievable Economic TRC Potential | 0 | 0 | 0 | 0 | 0 | 0 | 0 | 0 | 0 | 0 | 0 | 0 | 0 | 0 | 0 | 0 | 0 | 0 | 0 | 0 | 0 | 0 | 0 | 0 | 0 | 0 | 0
F8_Commercial_WA - College_Existing_Space Heating_Natural Gas_Destratification Fans (HVLS)_A_Achievable Economic TRC Potential | F8 | Commercial | WA - College | Existing | Space Heating | Natural Gas | Destratification Fans (HVLS) | A | Cumulative Summer Peak Savings (MW) | Achievable Economic TRC Potential | 0 | 0 | 0 | 0 | 0 | 0 | 0 | 0 | 0 | 0 | 0 | 0 | 0 | 0 | 0 | 0 | 0 | 0 | 0 | 0 | 0 | 0 | 0 | 0 | 0 | 0 | 0
F9_Commercial_WA - College_Existing_Space Heating_Natural Gas_Destratification Fans (HVLS)_A_Achievable Economic TRC Potential | F9 | Commercial | WA - College | Existing | Space Heating | Natural Gas | Destratification Fans (HVLS) | A | Cumulative Winter Peak Savings (MW) | Achievable Economic TRC Potential | 0 | 0 | 0 | 0 | 0 | 0 | 0 | 0 | 0 | 0 | 0 | 0 | 0 | 0 | 0 | 0 | 0 | 0 | 0 | 0 | 0 | 0 | 0 | 0 | 0 | 0 | 0
F10_Commercial_WA - College_Existing_Space Heating_Natural Gas_Destratification Fans (HVLS)_A_Achievable Economic TRC Potential | F10 | Commercial | WA - College | Existing | Space Heating | Natural Gas | Destratification Fans (HVLS) | A | Purchases (Incremental) | Achievable Economic TRC Potential | 0 | 0 | 0 | 0 | 0 | 0 | 0 | 0 | 0 | 0 | 0 | 0 | 0 | 0 | 0 | 0 | 0 | 0 | 0 | 0 | 0 | 0 | 0 | 0 | 0 | 0 | 0
F11_Commercial_WA - College_Existing_Space Heating_Natural Gas_Destratification Fans (HVLS)_A_Achievable Economic TRC Potential | F11 | Commercial | WA - College | Existing | Space Heating | Natural Gas | Destratification Fans (HVLS) | A | Purchases (Cumulative) | Achievable Economic TRC Potential | 0 | 0 | 0 | 0 | 0 | 0 | 0 | 0 | 0 | 0 | 0 | 0 | 0 | 0 | 0 | 0 | 0 | 0 | 0 | 0 | 0 | 0 | 0 | 0 | 0 | 0 | 0
F1_Commercial_WA - College_Existing_Space Heating_Natural Gas_Gas Boiler - Maintenance_A_Achievable Economic TRC Potential | F1 | Commercial | WA - College | Existing | Space Heating | Natural Gas | Gas Boiler - Maintenance | A | Integrated Unit Energy Savings (kWh or therms) | Achievable Economic TRC Potential | 0 | 0 | 0.14986 | 0.14857 | 0.14662 | 0.14458 | 0.14261 | 0.1407 | 0.13865 | 0.13643 | 0.13405 | 0.13152 | 0.12888 | 0.12624 | 0.12368 | 0.12122 | 0.1189 | 0.1168 | 0.11514 | 0.11395 | 0.11297 | 0.11226 | 0.11162 | 0.11149 | 0.11137 | 0.11126 | 0.11117
F2_Commercial_WA - College_Existing_Space Heating_Natural Gas_Gas Boiler - Maintenance_A_Achievable Economic TRC Potential | F2 | Commercial | WA - College | Existing | Space Heating | Natural Gas | Gas Boiler - Maintenance | A | Integrated Unit Summer Peak Savings (kW) | Achievable Economic TRC Potential | 0 | 0 | 0 | 0 | 0 | 0 | 0 | 0 | 0 | 0 | 0 | 0 | 0 | 0 | 0 | 0 | 0 | 0 | 0 | 0 | 0 | 0 | 0 | 0 | 0 | 0 | 0
F3_Commercial_WA - College_Existing_Space Heating_Natural Gas_Gas Boiler - Maintenance_A_Achievable Economic TRC Potential | F3 | Commercial | WA - College | Existing | Space Heating | Natural Gas | Gas Boiler - Maintenance | A | Integrated Unit Winter Peak Savings (kW) | Achievable Economic TRC Potential | 0 | 0 | 0 | 0 | 0 | 0 | 0 | 0 | 0 | 0 | 0 | 0 | 0 | 0 | 0 | 0 | 0 | 0 | 0 | 0 | 0 | 0 | 0 | 0 | 0 | 0 | 0
F4_Commercial_WA - College_Existing_Space Heating_Natural Gas_Gas Boiler - Maintenance_A_Achievable Economic TRC Potential | F4 | Commercial | WA - College | Existing | Space Heating | Natural Gas | Gas Boiler - Maintenance | A | Incremental Energy Savings (MWh or mTherms) | Achievable Economic TRC Potential | 0 | 0 | 0 | 0 | 0 | 0 | 0 | 0 | 0 | 0 | 0 | 0 | 0 | 0 | 0 | 0 | 0 | 0 | 0 | 0 | 0 | 0 | 0 | 0 | 0 | 0 | 0
F5_Commercial_WA - College_Existing_Space Heating_Natural Gas_Gas Boiler - Maintenance_A_Achievable Economic TRC Potential | F5 | Commercial | WA - College | Existing | Space Heating | Natural Gas | Gas Boiler - Maintenance | A | Incremental Summer Peak Savings (MW) | Achievable Economic TRC Potential | 0 | 0 | 0 | 0 | 0 | 0 | 0 | 0 | 0 | 0 | 0 | 0 | 0 | 0 | 0 | 0 | 0 | 0 | 0 | 0 | 0 | 0 | 0 | 0 | 0 | 0 | 0
F6_Commercial_WA - College_Existing_Space Heating_Natural Gas_Gas Boiler - Maintenance_A_Achievable Economic TRC Potential | F6 | Commercial | WA - College | Existing | Space Heating | Natural Gas | Gas Boiler - Maintenance | A | Incremental Winter Peak Savings (MW) | Achievable Economic TRC Potential | 0 | 0 | 0 | 0 | 0 | 0 | 0 | 0 | 0 | 0 | 0 | 0 | 0 | 0 | 0 | 0 | 0 | 0 | 0 | 0 | 0 | 0 | 0 | 0 | 0 | 0 | 0
F7_Commercial_WA - College_Existing_Space Heating_Natural Gas_Gas Boiler - Maintenance_A_Achievable Economic TRC Potential | F7 | Commercial | WA - College | Existing | Space Heating | Natural Gas | Gas Boiler - Maintenance | A | Cumulative Energy Savings (MWh or mTherms) | Achievable Economic TRC Potential | 0 | 0 | 0 | 0 | 0 | 0 | 0 | 0 | 0 | 0 | 0 | 0 | 0 | 0 | 0 | 0 | 0 | 0 | 0 | 0 | 0 | 0 | 0 | 0 | 0 | 0 | 0
F8_Commercial_WA - College_Existing_Space Heating_Natural Gas_Gas Boiler - Maintenance_A_Achievable Economic TRC Potential | F8 | Commercial | WA - College | Existing | Space Heating | Natural Gas | Gas Boiler - Maintenance | A | Cumulative Summer Peak Savings (MW) | Achievable Economic TRC Potential | 0 | 0 | 0 | 0 | 0 | 0 | 0 | 0 | 0 | 0 | 0 | 0 | 0 | 0 | 0 | 0 | 0 | 0 | 0 | 0 | 0 | 0 | 0 | 0 | 0 | 0 | 0
F9_Commercial_WA - College_Existing_Space Heating_Natural Gas_Gas Boiler - Maintenance_A_Achievable Economic TRC Potential | F9 | Commercial | WA - College | Existing | Space Heating | Natural Gas | Gas Boiler - Maintenance | A | Cumulative Winter Peak Savings (MW) | Achievable Economic TRC Potential | 0 | 0 | 0 | 0 | 0 | 0 | 0 | 0 | 0 | 0 | 0 | 0 | 0 | 0 | 0 | 0 | 0 | 0 | 0 | 0 | 0 | 0 | 0 | 0 | 0 | 0 | 0
F10_Commercial_WA - College_Existing_Space Heating_Natural Gas_Gas Boiler - Maintenance_A_Achievable Economic TRC Potential | F10 | Commercial | WA - College | Existing | Space Heating | Natural Gas | Gas Boiler - Maintenance | A | Purchases (Incremental) | Achievable Economic TRC Potential | 0 | 0 | 0 | 0 | 0 | 0 | 0 | 0 | 0 | 0 | 0 | 0 | 0 | 0 | 0 | 0 | 0 | 0 | 0 | 0 | 0 | 0 | 0 | 0 | 0 | 0 | 0
F11_Commercial_WA - College_Existing_Space Heating_Natural Gas_Gas Boiler - Maintenance_A_Achievable Economic TRC Potential | F11 | Commercial | WA - College | Existing | Space Heating | Natural Gas | Gas Boiler - Maintenance | A | Purchases (Cumulative) | Achievable Economic TRC Potential | 0 | 0 | 0 | 0 | 0 | 0 | 0 | 0 | 0 | 0 | 0 | 0 | 0 | 0 | 0 | 0 | 0 | 0 | 0 | 0 | 0 | 0 | 0 | 0 | 0 | 0 | 0
F1_Commercial_WA - College_Existing_Space Heating_Natural Gas_Gas Furnace - Maintenance_A_Achievable Economic TRC Potential | F1 | Commercial | WA - College | Existing | Space Heating | Natural Gas | Gas Furnace - Maintenance | A | Integrated Unit Energy Savings (kWh or therms) | Achievable Economic TRC Potential | 0 | 0 | 0.067917 | 0.067376 | 0.066515 | 0.065586 | 0.064671 | 0.06376 | 0.062757 | 0.061661 | 0.060473 | 0.059202 | 0.057867 | 0.056525 | 0.055207 | 0.053931 | 0.052712 | 0.051583 | 0.050649 | 0.049936 | 0.049325 | 0.048849 | 0.048413 | 0.048213 | 0.048029 | 0.047859 | 0.047701
F2_Commercial_WA - College_Existing_Space Heating_Natural Gas_Gas Furnace - Maintenance_A_Achievable Economic TRC Potential | F2 | Commercial | WA - College | Existing | Space Heating | Natural Gas | Gas Furnace - Maintenance | A | Integrated Unit Summer Peak Savings (kW) | Achievable Economic TRC Potential | 0 | 0 | 0 | 0 | 0 | 0 | 0 | 0 | 0 | 0 | 0 | 0 | 0 | 0 | 0 | 0 | 0 | 0 | 0 | 0 | 0 | 0 | 0 | 0 | 0 | 0 | 0
F3_Commercial_WA - College_Existing_Space Heating_Natural Gas_Gas Furnace - Maintenance_A_Achievable Economic TRC Potential | F3 | Commercial | WA - College | Existing | Space Heating | Natural Gas | Gas Furnace - Maintenance | A | Integrated Unit Winter Peak Savings (kW) | Achievable Economic TRC Potential | 0 | 0 | 0 | 0 | 0 | 0 | 0 | 0 | 0 | 0 | 0 | 0 | 0 | 0 | 0 | 0 | 0 | 0 | 0 | 0 | 0 | 0 | 0 | 0 | 0 | 0 | 0
F4_Commercial_WA - College_Existing_Space Heating_Natural Gas_Gas Furnace - Maintenance_A_Achievable Economic TRC Potential | F4 | Commercial | WA - College | Existing | Space Heating | Natural Gas | Gas Furnace - Maintenance | A | Incremental Energy Savings (MWh or mTherms) | Achievable Economic TRC Potential | 0 | 0 | 0 | 0 | 0 | 0 | 0 | 0 | 0 | 0 | 0 | 0 | 0 | 0 | 0 | 0 | 0 | 0 | 0 | 0 | 0 | 0 | 0 | 0 | 0 | 0 | 0
F5_Commercial_WA - College_Existing_Space Heating_Natural Gas_Gas Furnace - Maintenance_A_Achievable Economic TRC Potential | F5 | Commercial | WA - College | Existing | Space Heating | Natural Gas | Gas Furnace - Maintenance | A | Incremental Summer Peak Savings (MW) | Achievable Economic TRC Potential | 0 | 0 | 0 | 0 | 0 | 0 | 0 | 0 | 0 | 0 | 0 | 0 | 0 | 0 | 0 | 0 | 0 | 0 | 0 | 0 | 0 | 0 | 0 | 0 | 0 | 0 | 0
F6_Commercial_WA - College_Existing_Space Heating_Natural Gas_Gas Furnace - Maintenance_A_Achievable Economic TRC Potential | F6 | Commercial | WA - College | Existing | Space Heating | Natural Gas | Gas Furnace - Maintenance | A | Incremental Winter Peak Savings (MW) | Achievable Economic TRC Potential | 0 | 0 | 0 | 0 | 0 | 0 | 0 | 0 | 0 | 0 | 0 | 0 | 0 | 0 | 0 | 0 | 0 | 0 | 0 | 0 | 0 | 0 | 0 | 0 | 0 | 0 | 0
F7_Commercial_WA - College_Existing_Space Heating_Natural Gas_Gas Furnace - Maintenance_A_Achievable Economic TRC Potential | F7 | Commercial | WA - College | Existing | Space Heating | Natural Gas | Gas Furnace - Maintenance | A | Cumulative Energy Savings (MWh or mTherms) | Achievable Economic TRC Potential | 0 | 0 | 0 | 0 | 0 | 0 | 0 | 0 | 0 | 0 | 0 | 0 | 0 | 0 | 0 | 0 | 0 | 0 | 0 | 0 | 0 | 0 | 0 | 0 | 0 | 0 | 0
F8_Commercial_WA - College_Existing_Space Heating_Natural Gas_Gas Furnace - Maintenance_A_Achievable Economic TRC Potential | F8 | Commercial | WA - College | Existing | Space Heating | Natural Gas | Gas Furnace - Maintenance | A | Cumulative Summer Peak Savings (MW) | Achievable Economic TRC Potential | 0 | 0 | 0 | 0 | 0 | 0 | 0 | 0 | 0 | 0 | 0 | 0 | 0 | 0 | 0 | 0 | 0 | 0 | 0 | 0 | 0 | 0 | 0 | 0 | 0 | 0 | 0
F9_Commercial_WA - College_Existing_Space Heating_Natural Gas_Gas Furnace - Maintenance_A_Achievable Economic TRC Potential | F9 | Commercial | WA - College | Existing | Space Heating | Natural Gas | Gas Furnace - Maintenance | A | Cumulative Winter Peak Savings (MW) | Achievable Economic TRC Potential | 0 | 0 | 0 | 0 | 0 | 0 | 0 | 0 | 0 | 0 | 0 | 0 | 0 | 0 | 0 | 0 | 0 | 0 | 0 | 0 | 0 | 0 | 0 | 0 | 0 | 0 | 0
F10_Commercial_WA - College_Existing_Space Heating_Natural Gas_Gas Furnace - Maintenance_A_Achievable Economic TRC Potential | F10 | Commercial | WA - College | Existing | Space Heating | Natural Gas | Gas Furnace - Maintenance | A | Purchases (Incremental) | Achievable Economic TRC Potential | 0 | 0 | 0 | 0 | 0 | 0 | 0 | 0 | 0 | 0 | 0 | 0 | 0 | 0 | 0 | 0 | 0 | 0 | 0 | 0 | 0 | 0 | 0 | 0 | 0 | 0 | 0
F11_Commercial_WA - College_Existing_Space Heating_Natural Gas_Gas Furnace - Maintenance_A_Achievable Economic TRC Potential | F11 | Commercial | WA - College | Existing | Space Heating | Natural Gas | Gas Furnace - Maintenance | A | Purchases (Cumulative) | Achievable Economic TRC Potential | 0 | 0 | 0 | 0 | 0 | 0 | 0 | 0 | 0 | 0 | 0 | 0 | 0 | 0 | 0 | 0 | 0 | 0 | 0 | 0 | 0 | 0 | 0 | 0 | 0 | 0 | 0
F1_Commercial_WA - College_Existing_Space Heating_Natural Gas_Gas Boiler - Hot Water Reset_A_Achievable Economic TRC Potential | F1 | Commercial | WA - College | Existing | Space Heating | Natural Gas | Gas Boiler - Hot Water Reset | A | Integrated Unit Energy Savings (kWh or therms) | Achievable Economic TRC Potential | 0 | 0 | 266.4233 | 265.4394 | 264.285 | 263.151 | 262.0389 | 260.9499 | 259.885 | 258.8451 | 257.8309 | 256.8427 | 255.8811 | 254.9465 | 254.039 | 253.1593 | 252.3077 | 251.485 | 250.8649 | 250.4586 | 250.0842 | 249.7424 | 249.4303 | 249.1454 | 248.8851 | 248.6471 | 248.4294
F2_Commercial_WA - College_Existing_Space Heating_Natural Gas_Gas Boiler - Hot Water Reset_A_Achievable Economic TRC Potential | F2 | Commercial | WA - College | Existing | Space Heating | Natural Gas | Gas Boiler - Hot Water Reset | A | Integrated Unit Summer Peak Savings (kW) | Achievable Economic TRC Potential | 0 | 0 | 0 | 0 | 0 | 0 | 0 | 0 | 0 | 0 | 0 | 0 | 0 | 0 | 0 | 0 | 0 | 0 | 0 | 0 | 0 | 0 | 0 | 0 | 0 | 0 | 0
F3_Commercial_WA - College_Existing_Space Heating_Natural Gas_Gas Boiler - Hot Water Reset_A_Achievable Economic TRC Potential | F3 | Commercial | WA - College | Existing | Space Heating | Natural Gas | Gas Boiler - Hot Water Reset | A | Integrated Unit Winter Peak Savings (kW) | Achievable Economic TRC Potential | 0 | 0 | 0 | 0 | 0 | 0 | 0 | 0 | 0 | 0 | 0 | 0 | 0 | 0 | 0 | 0 | 0 | 0 | 0 | 0 | 0 | 0 | 0 | 0 | 0 | 0 | 0
F4_Commercial_WA - College_Existing_Space Heating_Natural Gas_Gas Boiler - Hot Water Reset_A_Achievable Economic TRC Potential | F4 | Commercial | WA - College | Existing | Space Heating | Natural Gas | Gas Boiler - Hot Water Reset | A | Incremental Energy Savings (MWh or mTherms) | Achievable Economic TRC Potential | 0 | 0 | 0 | 4.5057 | 9.2083 | 9.1688 | 9.13 | 9.0921 | 9.055 | 9.0187 | 8.9834 | 8.949 | 8.9155 | 8.8829 | 8.8513 | 8.8206 | 8.791 | 8.7623 | 8.7407 | 8.7265 | 8.7135 | 8.7016 | 8.6907 | 0 | 0 | 0 | 0
F5_Commercial_WA - College_Existing_Space Heating_Natural Gas_Gas Boiler - Hot Water Reset_A_Achievable Economic TRC Potential | F5 | Commercial | WA - College | Existing | Space Heating | Natural Gas | Gas Boiler - Hot Water Reset | A | Incremental Summer Peak Savings (MW) | Achievable Economic TRC Potential | 0 | 0 | 0 | 0 | 0 | 0 | 0 | 0 | 0 | 0 | 0 | 0 | 0 | 0 | 0 | 0 | 0 | 0 | 0 | 0 | 0 | 0 | 0 | 0 | 0 | 0 | 0
F6_Commercial_WA - College_Existing_Space Heating_Natural Gas_Gas Boiler - Hot Water Reset_A_Achievable Economic TRC Potential | F6 | Commercial | WA - College | Existing | Space Heating | Natural Gas | Gas Boiler - Hot Water Reset | A | Incremental Winter Peak Savings (MW) | Achievable Economic TRC Potential | 0 | 0 | 0 | 0 | 0 | 0 | 0 | 0 | 0 | 0 | 0 | 0 | 0 | 0 | 0 | 0 | 0 | 0 | 0 | 0 | 0 | 0 | 0 | 0 | 0 | 0 | 0
F7_Commercial_WA - College_Existing_Space Heating_Natural Gas_Gas Boiler - Hot Water Reset_A_Achievable Economic TRC Potential | F7 | Commercial | WA - College | Existing | Space Heating | Natural Gas | Gas Boiler - Hot Water Reset | A | Cumulative Energy Savings (MWh or mTherms) | Achievable Economic TRC Potential | 0 | 0 | 0 | 4.5057 | 13.6944 | 22.8044 | 31.838 | 40.7977 | 49.6862 | 58.5061 | 67.2603 | 75.9515 | 84.5826 | 93.1565 | 101.6762 | 110.1447 | 118.5652 | 126.9409 | 135.3685 | 143.8758 | 152.3743 | 160.8676 | 169.3572 | 169.1638 | 168.9871 | 168.8255 | 168.6776
F8_Commercial_WA - College_Existing_Space Heating_Natural Gas_Gas Boiler - Hot Water Reset_A_Achievable Economic TRC Potential | F8 | Commercial | WA - College | Existing | Space Heating | Natural Gas | Gas Boiler - Hot Water Reset | A | Cumulative Summer Peak Savings (MW) | Achievable Economic TRC Potential | 0 | 0 | 0 | 0 | 0 | 0 | 0 | 0 | 0 | 0 | 0 | 0 | 0 | 0 | 0 | 0 | 0 | 0 | 0 | 0 | 0 | 0 | 0 | 0 | 0 | 0 | 0
F9_Commercial_WA - College_Existing_Space Heating_Natural Gas_Gas Boiler - Hot Water Reset_A_Achievable Economic TRC Potential | F9 | Commercial | WA - College | Existing | Space Heating | Natural Gas | Gas Boiler - Hot Water Reset | A | Cumulative Winter Peak Savings (MW) | Achievable Economic TRC Potential | 0 | 0 | 0 | 0 | 0 | 0 | 0 | 0 | 0 | 0 | 0 | 0 | 0 | 0 | 0 | 0 | 0 | 0 | 0 | 0 | 0 | 0 | 0 | 0 | 0 | 0 | 0
F10_Commercial_WA - College_Existing_Space Heating_Natural Gas_Gas Boiler - Hot Water Reset_A_Achievable Economic TRC Potential | F10 | Commercial | WA - College | Existing | Space Heating | Natural Gas | Gas Boiler - Hot Water Reset | A | Purchases (Incremental) | Achievable Economic TRC Potential | 0 | 0 | 0 | 16.9744 | 34.8422 | 34.8422 | 34.8422 | 34.8422 | 34.8422 | 34.8422 | 34.8422 | 34.8422 | 34.8422 | 34.8422 | 34.8422 | 34.8422 | 34.8422 | 34.8422 | 34.8422 | 34.8422 | 34.8422 | 34.8422 | 34.8422 | 0 | 0 | 0 | 0
F11_Commercial_WA - College_Existing_Space Heating_Natural Gas_Gas Boiler - Hot Water Reset_A_Achievable Economic TRC Potential | F11 | Commercial | WA - College | Existing | Space Heating | Natural Gas | Gas Boiler - Hot Water Reset | A | Purchases (Cumulative) | Achievable Economic TRC Potential | 0 | 0 | 0 | 16.9744 | 51.8166 | 86.6588 | 121.501 | 156.3432 | 191.1854 | 226.0276 | 260.8698 | 295.712 | 330.5542 | 365.3964 | 400.2386 | 435.0808 | 469.923 | 504.7652 | 539.6074 | 574.4496 | 609.2918 | 644.134 | 678.9762 | 678.9762 | 678.9762 | 678.9762 | 678.9762
F1_Commercial_WA - College_Existing_Space Heating_Natural Gas_Gas Boiler - Steam Trap Replacement_A_Achievable Economic TRC Potential | F1 | Commercial | WA - College | Existing | Space Heating | Natural Gas | Gas Boiler - Steam Trap Replacement | A | Integrated Unit Energy Savings (kWh or therms) | Achievable Economic TRC Potential | 0 | 0 | 79.6395 | 79.3197 | 78.9224 | 78.5317 | 78.1479 | 77.7714 | 77.4025 | 77.0415 | 76.6885 | 76.3437 | 76.0071 | 75.6788 | 75.359 | 75.0478 | 74.7452 | 74.4514 | 74.218 | 74.0479 | 73.8875 | 73.7368 | 73.5949 | 73.5107 | 73.4338 | 73.3635 | 73.2991
F2_Commercial_WA - College_Existing_Space Heating_Natural Gas_Gas Boiler - Steam Trap Replacement_A_Achievable Economic TRC Potential | F2 | Commercial | WA - College | Existing | Space Heating | Natural Gas | Gas Boiler - Steam Trap Replacement | A | Integrated Unit Summer Peak Savings (kW) | Achievable Economic TRC Potential | 0 | 0 | 0 | 0 | 0 | 0 | 0 | 0 | 0 | 0 | 0 | 0 | 0 | 0 | 0 | 0 | 0 | 0 | 0 | 0 | 0 | 0 | 0 | 0 | 0 | 0 | 0
F3_Commercial_WA - College_Existing_Space Heating_Natural Gas_Gas Boiler - Steam Trap Replacement_A_Achievable Economic TRC Potential | F3 | Commercial | WA - College | Existing | Space Heating | Natural Gas | Gas Boiler - Steam Trap Replacement | A | Integrated Unit Winter Peak Savings (kW) | Achievable Economic TRC Potential | 0 | 0 | 0 | 0 | 0 | 0 | 0 | 0 | 0 | 0 | 0 | 0 | 0 | 0 | 0 | 0 | 0 | 0 | 0 | 0 | 0 | 0 | 0 | 0 | 0 | 0 | 0
F4_Commercial_WA - College_Existing_Space Heating_Natural Gas_Gas Boiler - Steam Trap Replacement_A_Achievable Economic TRC Potential | F4 | Commercial | WA - College | Existing | Space Heating | Natural Gas | Gas Boiler - Steam Trap Replacement | A | Incremental Energy Savings (MWh or mTherms) | Achievable Economic TRC Potential | 0 | 0 | 0 | 0.561 | 1.1458 | 1.1401 | 1.1345 | 1.1291 | 1.1237 | 0.57357 | 0 | 0 | 0 | 1.3443e-16 | 0 | 0 | 2.3899e-15 | 0 | 1.8457e-15 | 0 | 1.7063e-15 | 0 | 0 | 0 | 0 | 0 | 0
F5_Commercial_WA - College_Existing_Space Heating_Natural Gas_Gas Boiler - Steam Trap Replacement_A_Achievable Economic TRC Potential | F5 | Commercial | WA - College | Existing | Space Heating | Natural Gas | Gas Boiler - Steam Trap Replacement | A | Incremental Summer Peak Savings (MW) | Achievable Economic TRC Potential | 0 | 0 | 0 | 0 | 0 | 0 | 0 | 0 | 0 | 0 | 0 | 0 | 0 | 0 | 0 | 0 | 0 | 0 | 0 | 0 | 0 | 0 | 0 | 0 | 0 | 0 | 0
F6_Commercial_WA - College_Existing_Space Heating_Natural Gas_Gas Boiler - Steam Trap Replacement_A_Achievable Economic TRC Potential | F6 | Commercial | WA - College | Existing | Space Heating | Natural Gas | Gas Boiler - Steam Trap Replacement | A | Incremental Winter Peak Savings (MW) | Achievable Economic TRC Potential | 0 | 0 | 0 | 0 | 0 | 0 | 0 | 0 | 0 | 0 | 0 | 0 | 0 | 0 | 0 | 0 | 0 | 0 | 0 | 0 | 0 | 0 | 0 | 0 | 0 | 0 | 0
F7_Commercial_WA - College_Existing_Space Heating_Natural Gas_Gas Boiler - Steam Trap Replacement_A_Achievable Economic TRC Potential | F7 | Commercial | WA - College | Existing | Space Heating | Natural Gas | Gas Boiler - Steam Trap Replacement | A | Cumulative Energy Savings (MWh or mTherms) | Achievable Economic TRC Potential | 0 | 0 | 0 | 0.561 | 1.704 | 2.8356 | 3.9563 | 5.0663 | 6.1659 | 6.7107 | 6.68 | 6.65 | 6.6206 | 6.592 | 6.5642 | 6.5371 | 6.5107 | 6.4851 | 6.4648 | 6.45 | 6.436 | 6.4229 | 6.4105 | 6.4032 | 6.3965 | 6.3904 | 6.3848
F8_Commercial_WA - College_Existing_Space Heating_Natural Gas_Gas Boiler - Steam Trap Replacement_A_Achievable Economic TRC Potential | F8 | Commercial | WA - College | Existing | Space Heating | Natural Gas | Gas Boiler - Steam Trap Replacement | A | Cumulative Summer Peak Savings (MW) | Achievable Economic TRC Potential | 0 | 0 | 0 | 0 | 0 | 0 | 0 | 0 | 0 | 0 | 0 | 0 | 0 | 0 | 0 | 0 | 0 | 0 | 0 | 0 | 0 | 0 | 0 | 0 | 0 | 0 | 0
F9_Commercial_WA - College_Existing_Space Heating_Natural Gas_Gas Boiler - Steam Trap Replacement_A_Achievable Economic TRC Potential | F9 | Commercial | WA - College | Existing | Space Heating | Natural Gas | Gas Boiler - Steam Trap Replacement | A | Cumulative Winter Peak Savings (MW) | Achievable Economic TRC Potential | 0 | 0 | 0 | 0 | 0 | 0 | 0 | 0 | 0 | 0 | 0 | 0 | 0 | 0 | 0 | 0 | 0 | 0 | 0 | 0 | 0 | 0 | 0 | 0 | 0 | 0 | 0
F10_Commercial_WA - College_Existing_Space Heating_Natural Gas_Gas Boiler - Steam Trap Replacement_A_Achievable Economic TRC Potential | F10 | Commercial | WA - College | Existing | Space Heating | Natural Gas | Gas Boiler - Steam Trap Replacement | A | Purchases (Incremental) | Achievable Economic TRC Potential | 0 | 0 | 0 | 7.0727 | 14.5176 | 14.5176 | 14.5176 | 14.5176 | 14.5176 | 7.4449 | 0 | 0 | 0 | 1.7764e-15 | 0 | 0 | 3.1974e-14 | 0 | 2.4869e-14 | 0 | 2.3093e-14 | 0 | 0 | 0 | 0 | 0 | 0
F11_Commercial_WA - College_Existing_Space Heating_Natural Gas_Gas Boiler - Steam Trap Replacement_A_Achievable Economic TRC Potential | F11 | Commercial | WA - College | Existing | Space Heating | Natural Gas | Gas Boiler - Steam Trap Replacement | A | Purchases (Cumulative) | Achievable Economic TRC Potential | 0 | 0 | 0 | 7.0727 | 21.5903 | 36.1078 | 50.6254 | 65.143 | 79.6606 | 87.1055 | 87.1055 | 87.1055 | 87.1055 | 87.1055 | 87.1055 | 87.1055 | 87.1055 | 87.1055 | 87.1055 | 87.1055 | 87.1055 | 87.1055 | 87.1055 | 87.1055 | 87.1055 | 87.1055 | 87.1055
F1_Commercial_WA - College_Existing_Space Heating_Natural Gas_Gas Boiler - High Turndown Burner_A_Achievable Economic TRC Potential | F1 | Commercial | WA - College | Existing | Space Heating | Natural Gas | Gas Boiler - High Turndown Burner | A | Integrated Unit Energy Savings (kWh or therms) | Achievable Economic TRC Potential | 0 | 0 | 0.24977 | 0.2479 | 0.24522 | 0.24235 | 0.23935 | 0.23614 | 0.23269 | 0.22897 | 0.22498 | 0.22073 | 0.21629 | 0.21187 | 0.20757 | 0.20345 | 0.19956 | 0.19602 | 0.19324 | 0.19125 | 0.1896 | 0.18841 | 0.18733 | 0.18711 | 0.18691 | 0.18673 | 0.18657
F2_Commercial_WA - College_Existing_Space Heating_Natural Gas_Gas Boiler - High Turndown Burner_A_Achievable Economic TRC Potential | F2 | Commercial | WA - College | Existing | Space Heating | Natural Gas | Gas Boiler - High Turndown Burner | A | Integrated Unit Summer Peak Savings (kW) | Achievable Economic TRC Potential | 0 | 0 | 0 | 0 | 0 | 0 | 0 | 0 | 0 | 0 | 0 | 0 | 0 | 0 | 0 | 0 | 0 | 0 | 0 | 0 | 0 | 0 | 0 | 0 | 0 | 0 | 0
F3_Commercial_WA - College_Existing_Space Heating_Natural Gas_Gas Boiler - High Turndown Burner_A_Achievable Economic TRC Potential | F3 | Commercial | WA - College | Existing | Space Heating | Natural Gas | Gas Boiler - High Turndown Burner | A | Integrated Unit Winter Peak Savings (kW) | Achievable Economic TRC Potential | 0 | 0 | 0 | 0 | 0 | 0 | 0 | 0 | 0 | 0 | 0 | 0 | 0 | 0 | 0 | 0 | 0 | 0 | 0 | 0 | 0 | 0 | 0 | 0 | 0 | 0 | 0
F4_Commercial_WA - College_Existing_Space Heating_Natural Gas_Gas Boiler - High Turndown Burner_A_Achievable Economic TRC Potential | F4 | Commercial | WA - College | Existing | Space Heating | Natural Gas | Gas Boiler - High Turndown Burner | A | Incremental Energy Savings (MWh or mTherms) | Achievable Economic TRC Potential | 0 | 0 | 0 | 0 | 0 | 0 | 0 | 0 | 0 | 0 | 0 | 0 | 0 | 0 | 0 | 0 | 0 | 0 | 0 | 0 | 0 | 0 | 0 | 0 | 0 | 0 | 0
F5_Commercial_WA - College_Existing_Space Heating_Natural Gas_Gas Boiler - High Turndown Burner_A_Achievable Economic TRC Potential | F5 | Commercial | WA - College | Existing | Space Heating | Natural Gas | Gas Boiler - High Turndown Burner | A | Incremental Summer Peak Savings (MW) | Achievable Economic TRC Potential | 0 | 0 | 0 | 0 | 0 | 0 | 0 | 0 | 0 | 0 | 0 | 0 | 0 | 0 | 0 | 0 | 0 | 0 | 0 | 0 | 0 | 0 | 0 | 0 | 0 | 0 | 0
F6_Commercial_WA - College_Existing_Space Heating_Natural Gas_Gas Boiler - High Turndown Burner_A_Achievable Economic TRC Potential | F6 | Commercial | WA - College | Existing | Space Heating | Natural Gas | Gas Boiler - High Turndown Burner | A | Incremental Winter Peak Savings (MW) | Achievable Economic TRC Potential | 0 | 0 | 0 | 0 | 0 | 0 | 0 | 0 | 0 | 0 | 0 | 0 | 0 | 0 | 0 | 0 | 0 | 0 | 0 | 0 | 0 | 0 | 0 | 0 | 0 | 0 | 0
F7_Commercial_WA - College_Existing_Space Heating_Natural Gas_Gas Boiler - High Turndown Burner_A_Achievable Economic TRC Potential | F7 | Commercial | WA - College | Existing | Space Heating | Natural Gas | Gas Boiler - High Turndown Burner | A | Cumulative Energy Savings (MWh or mTherms) | Achievable Economic TRC Potential | 0 | 0 | 0 | 0 | 0 | 0 | 0 | 0 | 0 | 0 | 0 | 0 | 0 | 0 | 0 | 0 | 0 | 0 | 0 | 0 | 0 | 0 | 0 | 0 | 0 | 0 | 0
F8_Commercial_WA - College_Existing_Space Heating_Natural Gas_Gas Boiler - High Turndown Burner_A_Achievable Economic TRC Potential | F8 | Commercial | WA - College | Existing | Space Heating | Natural Gas | Gas Boiler - High Turndown Burner | A | Cumulative Summer Peak Savings (MW) | Achievable Economic TRC Potential | 0 | 0 | 0 | 0 | 0 | 0 | 0 | 0 | 0 | 0 | 0 | 0 | 0 | 0 | 0 | 0 | 0 | 0 | 0 | 0 | 0 | 0 | 0 | 0 | 0 | 0 | 0
F9_Commercial_WA - College_Existing_Space Heating_Natural Gas_Gas Boiler - High Turndown Burner_A_Achievable Economic TRC Potential | F9 | Commercial | WA - College | Existing | Space Heating | Natural Gas | Gas Boiler - High Turndown Burner | A | Cumulative Winter Peak Savings (MW) | Achievable Economic TRC Potential | 0 | 0 | 0 | 0 | 0 | 0 | 0 | 0 | 0 | 0 | 0 | 0 | 0 | 0 | 0 | 0 | 0 | 0 | 0 | 0 | 0 | 0 | 0 | 0 | 0 | 0 | 0
F10_Commercial_WA - College_Existing_Space Heating_Natural Gas_Gas Boiler - High Turndown Burner_A_Achievable Economic TRC Potential | F10 | Commercial | WA - College | Existing | Space Heating | Natural Gas | Gas Boiler - High Turndown Burner | A | Purchases (Incremental) | Achievable Economic TRC Potential | 0 | 0 | 0 | 0 | 0 | 0 | 0 | 0 | 0 | 0 | 0 | 0 | 0 | 0 | 0 | 0 | 0 | 0 | 0 | 0 | 0 | 0 | 0 | 0 | 0 | 0 | 0
F11_Commercial_WA - College_Existing_Space Heating_Natural Gas_Gas Boiler - High Turndown Burner_A_Achievable Economic TRC Potential | F11 | Commercial | WA - College | Existing | Space Heating | Natural Gas | Gas Boiler - High Turndown Burner | A | Purchases (Cumulative) | Achievable Economic TRC Potential | 0 | 0 | 0 | 0 | 0 | 0 | 0 | 0 | 0 | 0 | 0 | 0 | 0 | 0 | 0 | 0 | 0 | 0 | 0 | 0 | 0 | 0 | 0 | 0 | 0 | 0 | 0
F1_Commercial_WA - College_Existing_Space Heating_Natural Gas_Gas Boiler - Burner Control Optimization_A_Achievable Economic TRC Potential | F1 | Commercial | WA - College | Existing | Space Heating | Natural Gas | Gas Boiler - Burner Control Optimization | A | Integrated Unit Energy Savings (kWh or therms) | Achievable Economic TRC Potential | 0 | 0 | 0.072434 | 0.071891 | 0.071112 | 0.070282 | 0.06941 | 0.068482 | 0.06748 | 0.066401 | 0.065243 | 0.064012 | 0.062725 | 0.061443 | 0.060194 | 0.058999 | 0.057871 | 0.056846 | 0.05604 | 0.055461 | 0.054984 | 0.05464 | 0.054325 | 0.054262 | 0.054205 | 0.054153 | 0.054105
F2_Commercial_WA - College_Existing_Space Heating_Natural Gas_Gas Boiler - Burner Control Optimization_A_Achievable Economic TRC Potential | F2 | Commercial | WA - College | Existing | Space Heating | Natural Gas | Gas Boiler - Burner Control Optimization | A | Integrated Unit Summer Peak Savings (kW) | Achievable Economic TRC Potential | 0 | 0 | 0 | 0 | 0 | 0 | 0 | 0 | 0 | 0 | 0 | 0 | 0 | 0 | 0 | 0 | 0 | 0 | 0 | 0 | 0 | 0 | 0 | 0 | 0 | 0 | 0
F3_Commercial_WA - College_Existing_Space Heating_Natural Gas_Gas Boiler - Burner Control Optimization_A_Achievable Economic TRC Potential | F3 | Commercial | WA - College | Existing | Space Heating | Natural Gas | Gas Boiler - Burner Control Optimization | A | Integrated Unit Winter Peak Savings (kW) | Achievable Economic TRC Potential | 0 | 0 | 0 | 0 | 0 | 0 | 0 | 0 | 0 | 0 | 0 | 0 | 0 | 0 | 0 | 0 | 0 | 0 | 0 | 0 | 0 | 0 | 0 | 0 | 0 | 0 | 0
F4_Commercial_WA - College_Existing_Space Heating_Natural Gas_Gas Boiler - Burner Control Optimization_A_Achievable Economic TRC Potential | F4 | Commercial | WA - College | Existing | Space Heating | Natural Gas | Gas Boiler - Burner Control Optimization | A | Incremental Energy Savings (MWh or mTherms) | Achievable Economic TRC Potential | 0 | 0 | 0 | 0 | 0 | 0 | 0 | 0 | 0 | 0 | 0 | 0 | 0 | 0 | 0 | 0 | 0 | 0 | 0 | 0 | 0 | 0 | 0 | 0 | 0 | 0 | 0
F5_Commercial_WA - College_Existing_Space Heating_Natural Gas_Gas Boiler - Burner Control Optimization_A_Achievable Economic TRC Potential | F5 | Commercial | WA - College | Existing | Space Heating | Natural Gas | Gas Boiler - Burner Control Optimization | A | Incremental Summer Peak Savings (MW) | Achievable Economic TRC Potential | 0 | 0 | 0 | 0 | 0 | 0 | 0 | 0 | 0 | 0 | 0 | 0 | 0 | 0 | 0 | 0 | 0 | 0 | 0 | 0 | 0 | 0 | 0 | 0 | 0 | 0 | 0
F6_Commercial_WA - College_Existing_Space Heating_Natural Gas_Gas Boiler - Burner Control Optimization_A_Achievable Economic TRC Potential | F6 | Commercial | WA - College | Existing | Space Heating | Natural Gas | Gas Boiler - Burner Control Optimization | A | Incremental Winter Peak Savings (MW) | Achievable Economic TRC Potential | 0 | 0 | 0 | 0 | 0 | 0 | 0 | 0 | 0 | 0 | 0 | 0 | 0 | 0 | 0 | 0 | 0 | 0 | 0 | 0 | 0 | 0 | 0 | 0 | 0 | 0 | 0
F7_Commercial_WA - College_Existing_Space Heating_Natural Gas_Gas Boiler - Burner Control Optimization_A_Achievable Economic TRC Potential | F7 | Commercial | WA - College | Existing | Space Heating | Natural Gas | Gas Boiler - Burner Control Optimization | A | Cumulative Energy Savings (MWh or mTherms) | Achievable Economic TRC Potential | 0 | 0 | 0 | 0 | 0 | 0 | 0 | 0 | 0 | 0 | 0 | 0 | 0 | 0 | 0 | 0 | 0 | 0 | 0 | 0 | 0 | 0 | 0 | 0 | 0 | 0 | 0
F8_Commercial_WA - College_Existing_Space Heating_Natural Gas_Gas Boiler - Burner Control Optimization_A_Achievable Economic TRC Potential | F8 | Commercial | WA - College | Existing | Space Heating | Natural Gas | Gas Boiler - Burner Control Optimization | A | Cumulative Summer Peak Savings (MW) | Achievable Economic TRC Potential | 0 | 0 | 0 | 0 | 0 | 0 | 0 | 0 | 0 | 0 | 0 | 0 | 0 | 0 | 0 | 0 | 0 | 0 | 0 | 0 | 0 | 0 | 0 | 0 | 0 | 0 | 0
F9_Commercial_WA - College_Existing_Space Heating_Natural Gas_Gas Boiler - Burner Control Optimization_A_Achievable Economic TRC Potential | F9 | Commercial | WA - College | Existing | Space Heating | Natural Gas | Gas Boiler - Burner Control Optimization | A | Cumulative Winter Peak Savings (MW) | Achievable Economic TRC Potential | 0 | 0 | 0 | 0 | 0 | 0 | 0 | 0 | 0 | 0 | 0 | 0 | 0 | 0 | 0 | 0 | 0 | 0 | 0 | 0 | 0 | 0 | 0 | 0 | 0 | 0 | 0
F10_Commercial_WA - College_Existing_Space Heating_Natural Gas_Gas Boiler - Burner Control Optimization_A_Achievable Economic TRC Potential | F10 | Commercial | WA - College | Existing | Space Heating | Natural Gas | Gas Boiler - Burner Control Optimization | A | Purchases (Incremental) | Achievable Economic TRC Potential | 0 | 0 | 0 | 0 | 0 | 0 | 0 | 0 | 0 | 0 | 0 | 0 | 0 | 0 | 0 | 0 | 0 | 0 | 0 | 0 | 0 | 0 | 0 | 0 | 0 | 0 | 0
F11_Commercial_WA - College_Existing_Space Heating_Natural Gas_Gas Boiler - Burner Control Optimization_A_Achievable Economic TRC Potential | F11 | Commercial | WA - College | Existing | Space Heating | Natural Gas | Gas Boiler - Burner Control Optimization | A | Purchases (Cumulative) | Achievable Economic TRC Potential | 0 | 0 | 0 | 0 | 0 | 0 | 0 | 0 | 0 | 0 | 0 | 0 | 0 | 0 | 0 | 0 | 0 | 0 | 0 | 0 | 0 | 0 | 0 | 0 | 0 | 0 | 0
F1_Commercial_WA - College_Existing_Space Heating_Natural Gas_Gas Boiler - Stack Economizer_A_Achievable Economic TRC Potential | F1 | Commercial | WA - College | Existing | Space Heating | Natural Gas | Gas Boiler - Stack Economizer | A | Integrated Unit Energy Savings (kWh or therms) | Achievable Economic TRC Potential | 0 | 0 | 0.23978 | 0.23771 | 0.2346 | 0.23132 | 0.22818 | 0.22513 | 0.22183 | 0.21829 | 0.21448 | 0.21043 | 0.2062 | 0.20199 | 0.19788 | 0.19395 | 0.19025 | 0.18688 | 0.18423 | 0.18232 | 0.18075 | 0.17962 | 0.17859 | 0.17838 | 0.17819 | 0.17802 | 0.17786
F2_Commercial_WA - College_Existing_Space Heating_Natural Gas_Gas Boiler - Stack Economizer_A_Achievable Economic TRC Potential | F2 | Commercial | WA - College | Existing | Space Heating | Natural Gas | Gas Boiler - Stack Economizer | A | Integrated Unit Summer Peak Savings (kW) | Achievable Economic TRC Potential | 0 | 0 | 0 | 0 | 0 | 0 | 0 | 0 | 0 | 0 | 0 | 0 | 0 | 0 | 0 | 0 | 0 | 0 | 0 | 0 | 0 | 0 | 0 | 0 | 0 | 0 | 0
F3_Commercial_WA - College_Existing_Space Heating_Natural Gas_Gas Boiler - Stack Economizer_A_Achievable Economic TRC Potential | F3 | Commercial | WA - College | Existing | Space Heating | Natural Gas | Gas Boiler - Stack Economizer | A | Integrated Unit Winter Peak Savings (kW) | Achievable Economic TRC Potential | 0 | 0 | 0 | 0 | 0 | 0 | 0 | 0 | 0 | 0 | 0 | 0 | 0 | 0 | 0 | 0 | 0 | 0 | 0 | 0 | 0 | 0 | 0 | 0 | 0 | 0 | 0
F4_Commercial_WA - College_Existing_Space Heating_Natural Gas_Gas Boiler - Stack Economizer_A_Achievable Economic TRC Potential | F4 | Commercial | WA - College | Existing | Space Heating | Natural Gas | Gas Boiler - Stack Economizer | A | Incremental Energy Savings (MWh or mTherms) | Achievable Economic TRC Potential | 0 | 0 | 0 | 0 | 0 | 0 | 0 | 0 | 0 | 0 | 0 | 0 | 0 | 0 | 0 | 0 | 0 | 0 | 0 | 0 | 0 | 0 | 0 | 0 | 0 | 0 | 0
F5_Commercial_WA - College_Existing_Space Heating_Natural Gas_Gas Boiler - Stack Economizer_A_Achievable Economic TRC Potential | F5 | Commercial | WA - College | Existing | Space Heating | Natural Gas | Gas Boiler - Stack Economizer | A | Incremental Summer Peak Savings (MW) | Achievable Economic TRC Potential | 0 | 0 | 0 | 0 | 0 | 0 | 0 | 0 | 0 | 0 | 0 | 0 | 0 | 0 | 0 | 0 | 0 | 0 | 0 | 0 | 0 | 0 | 0 | 0 | 0 | 0 | 0
F6_Commercial_WA - College_Existing_Space Heating_Natural Gas_Gas Boiler - Stack Economizer_A_Achievable Economic TRC Potential | F6 | Commercial | WA - College | Existing | Space Heating | Natural Gas | Gas Boiler - Stack Economizer | A | Incremental Winter Peak Savings (MW) | Achievable Economic TRC Potential | 0 | 0 | 0 | 0 | 0 | 0 | 0 | 0 | 0 | 0 | 0 | 0 | 0 | 0 | 0 | 0 | 0 | 0 | 0 | 0 | 0 | 0 | 0 | 0 | 0 | 0 | 0
F7_Commercial_WA - College_Existing_Space Heating_Natural Gas_Gas Boiler - Stack Economizer_A_Achievable Economic TRC Potential | F7 | Commercial | WA - College | Existing | Space Heating | Natural Gas | Gas Boiler - Stack Economizer | A | Cumulative Energy Savings (MWh or mTherms) | Achievable Economic TRC Potential | 0 | 0 | 0 | 0 | 0 | 0 | 0 | 0 | 0 | 0 | 0 | 0 | 0 | 0 | 0 | 0 | 0 | 0 | 0 | 0 | 0 | 0 | 0 | 0 | 0 | 0 | 0
F8_Commercial_WA - College_Existing_Space Heating_Natural Gas_Gas Boiler - Stack Economizer_A_Achievable Economic TRC Potential | F8 | Commercial | WA - College | Existing | Space Heating | Natural Gas | Gas Boiler - Stack Economizer | A | Cumulative Summer Peak Savings (MW) | Achievable Economic TRC Potential | 0 | 0 | 0 | 0 | 0 | 0 | 0 | 0 | 0 | 0 | 0 | 0 | 0 | 0 | 0 | 0 | 0 | 0 | 0 | 0 | 0 | 0 | 0 | 0 | 0 | 0 | 0
F9_Commercial_WA - College_Existing_Space Heating_Natural Gas_Gas Boiler - Stack Economizer_A_Achievable Economic TRC Potential | F9 | Commercial | WA - College | Existing | Space Heating | Natural Gas | Gas Boiler - Stack Economizer | A | Cumulative Winter Peak Savings (MW) | Achievable Economic TRC Potential | 0 | 0 | 0 | 0 | 0 | 0 | 0 | 0 | 0 | 0 | 0 | 0 | 0 | 0 | 0 | 0 | 0 | 0 | 0 | 0 | 0 | 0 | 0 | 0 | 0 | 0 | 0
F10_Commercial_WA - College_Existing_Space Heating_Natural Gas_Gas Boiler - Stack Economizer_A_Achievable Economic TRC Potential | F10 | Commercial | WA - College | Existing | Space Heating | Natural Gas | Gas Boiler - Stack Economizer | A | Purchases (Incremental) | Achievable Economic TRC Potential | 0 | 0 | 0 | 0 | 0 | 0 | 0 | 0 | 0 | 0 | 0 | 0 | 0 | 0 | 0 | 0 | 0 | 0 | 0 | 0 | 0 | 0 | 0 | 0 | 0 | 0 | 0
F11_Commercial_WA - College_Existing_Space Heating_Natural Gas_Gas Boiler - Stack Economizer_A_Achievable Economic TRC Potential | F11 | Commercial | WA - College | Existing | Space Heating | Natural Gas | Gas Boiler - Stack Economizer | A | Purchases (Cumulative) | Achievable Economic TRC Potential | 0 | 0 | 0 | 0 | 0 | 0 | 0 | 0 | 0 | 0 | 0 | 0 | 0 | 0 | 0 | 0 | 0 | 0 | 0 | 0 | 0 | 0 | 0 | 0 | 0 | 0 | 0
F1_Commercial_WA - College_Existing_Space Heating_Natural Gas_Gas Boiler - Thermostatic Radiator Valves_A_Achievable Economic TRC Potential | F1 | Commercial | WA - College | Existing | Space Heating | Natural Gas | Gas Boiler - Thermostatic Radiator Valves | A | Integrated Unit Energy Savings (kWh or therms) | Achievable Economic TRC Potential | 0 | 0 | 16.7743 | 16.6965 | 16.6019 | 16.5 | 16.392 | 16.2753 | 16.1475 | 16.007 | 15.8522 | 15.6823 | 15.4987 | 15.3051 | 15.1073 | 14.9124 | 14.7281 | 14.5613 | 14.4291 | 14.3337 | 14.2571 | 14.2065 | 14.1612 | 14.1449 | 14.1301 | 14.1166 | 14.1042
F2_Commercial_WA - College_Existing_Space Heating_Natural Gas_Gas Boiler - Thermostatic Radiator Valves_A_Achievable Economic TRC Potential | F2 | Commercial | WA - College | Existing | Space Heating | Natural Gas | Gas Boiler - Thermostatic Radiator Valves | A | Integrated Unit Summer Peak Savings (kW) | Achievable Economic TRC Potential | 0 | 0 | 0 | 0 | 0 | 0 | 0 | 0 | 0 | 0 | 0 | 0 | 0 | 0 | 0 | 0 | 0 | 0 | 0 | 0 | 0 | 0 | 0 | 0 | 0 | 0 | 0
F3_Commercial_WA - College_Existing_Space Heating_Natural Gas_Gas Boiler - Thermostatic Radiator Valves_A_Achievable Economic TRC Potential | F3 | Commercial | WA - College | Existing | Space Heating | Natural Gas | Gas Boiler - Thermostatic Radiator Valves | A | Integrated Unit Winter Peak Savings (kW) | Achievable Economic TRC Potential | 0 | 0 | 0 | 0 | 0 | 0 | 0 | 0 | 0 | 0 | 0 | 0 | 0 | 0 | 0 | 0 | 0 | 0 | 0 | 0 | 0 | 0 | 0 | 0 | 0 | 0 | 0
F4_Commercial_WA - College_Existing_Space Heating_Natural Gas_Gas Boiler - Thermostatic Radiator Valves_A_Achievable Economic TRC Potential | F4 | Commercial | WA - College | Existing | Space Heating | Natural Gas | Gas Boiler - Thermostatic Radiator Valves | A | Incremental Energy Savings (MWh or mTherms) | Achievable Economic TRC Potential | 0 | 0 | 0 | 10.5501 | 21.5329 | 21.4008 | 21.2607 | 21.1093 | 20.9436 | 20.7613 | 20.5605 | 20.3401 | 20.102 | 19.851 | 19.5944 | 19.3415 | 19.1025 | 18.8862 | 9.5973 | 0 | 2.2692e-14 | 0 | 0 | 0 | 0 | 0 | 0
F5_Commercial_WA - College_Existing_Space Heating_Natural Gas_Gas Boiler - Thermostatic Radiator Valves_A_Achievable Economic TRC Potential | F5 | Commercial | WA - College | Existing | Space Heating | Natural Gas | Gas Boiler - Thermostatic Radiator Valves | A | Incremental Summer Peak Savings (MW) | Achievable Economic TRC Potential | 0 | 0 | 0 | 0 | 0 | 0 | 0 | 0 | 0 | 0 | 0 | 0 | 0 | 0 | 0 | 0 | 0 | 0 | 0 | 0 | 0 | 0 | 0 | 0 | 0 | 0 | 0
F6_Commercial_WA - College_Existing_Space Heating_Natural Gas_Gas Boiler - Thermostatic Radiator Valves_A_Achievable Economic TRC Potential | F6 | Commercial | WA - College | Existing | Space Heating | Natural Gas | Gas Boiler - Thermostatic Radiator Valves | A | Incremental Winter Peak Savings (MW) | Achievable Economic TRC Potential | 0 | 0 | 0 | 0 | 0 | 0 | 0 | 0 | 0 | 0 | 0 | 0 | 0 | 0 | 0 | 0 | 0 | 0 | 0 | 0 | 0 | 0 | 0 | 0 | 0 | 0 | 0
F7_Commercial_WA - College_Existing_Space Heating_Natural Gas_Gas Boiler - Thermostatic Radiator Valves_A_Achievable Economic TRC Potential | F7 | Commercial | WA - College | Existing | Space Heating | Natural Gas | Gas Boiler - Thermostatic Radiator Valves | A | Cumulative Energy Savings (MWh or mTherms) | Achievable Economic TRC Potential | 0 | 0 | 0 | 10.5501 | 32.0233 | 53.2276 | 74.1397 | 94.7214 | 114.9211 | 134.6821 | 153.9403 | 172.6301 | 190.7115 | 208.1809 | 225.084 | 241.5213 | 257.6392 | 273.6082 | 280.722 | 278.8647 | 277.3744 | 276.3902 | 275.5082 | 275.193 | 274.905 | 274.6416 | 274.4007
F8_Commercial_WA - College_Existing_Space Heating_Natural Gas_Gas Boiler - Thermostatic Radiator Valves_A_Achievable Economic TRC Potential | F8 | Commercial | WA - College | Existing | Space Heating | Natural Gas | Gas Boiler - Thermostatic Radiator Valves | A | Cumulative Summer Peak Savings (MW) | Achievable Economic TRC Potential | 0 | 0 | 0 | 0 | 0 | 0 | 0 | 0 | 0 | 0 | 0 | 0 | 0 | 0 | 0 | 0 | 0 | 0 | 0 | 0 | 0 | 0 | 0 | 0 | 0 | 0 | 0
F9_Commercial_WA - College_Existing_Space Heating_Natural Gas_Gas Boiler - Thermostatic Radiator Valves_A_Achievable Economic TRC Potential | F9 | Commercial | WA - College | Existing | Space Heating | Natural Gas | Gas Boiler - Thermostatic Radiator Valves | A | Cumulative Winter Peak Savings (MW) | Achievable Economic TRC Potential | 0 | 0 | 0 | 0 | 0 | 0 | 0 | 0 | 0 | 0 | 0 | 0 | 0 | 0 | 0 | 0 | 0 | 0 | 0 | 0 | 0 | 0 | 0 | 0 | 0 | 0 | 0
F10_Commercial_WA - College_Existing_Space Heating_Natural Gas_Gas Boiler - Thermostatic Radiator Valves_A_Achievable Economic TRC Potential | F10 | Commercial | WA - College | Existing | Space Heating | Natural Gas | Gas Boiler - Thermostatic Radiator Valves | A | Purchases (Incremental) | Achievable Economic TRC Potential | 0 | 0 | 0 | 631.8787 | 1297.0142 | 1297.0142 | 1297.0142 | 1297.0142 | 1297.0142 | 1297.0142 | 1297.0142 | 1297.0142 | 1297.0142 | 1297.0142 | 1297.0142 | 1297.0142 | 1297.0142 | 1297.0142 | 665.1355 | 0 | 1.5916e-12 | 0 | 0 | 0 | 0 | 0 | 0
F11_Commercial_WA - College_Existing_Space Heating_Natural Gas_Gas Boiler - Thermostatic Radiator Valves_A_Achievable Economic TRC Potential | F11 | Commercial | WA - College | Existing | Space Heating | Natural Gas | Gas Boiler - Thermostatic Radiator Valves | A | Purchases (Cumulative) | Achievable Economic TRC Potential | 0 | 0 | 0 | 631.8787 | 1928.8929 | 3225.9071 | 4522.9214 | 5819.9356 | 7116.9498 | 8413.964 | 9710.9782 | 11007.9924 | 12305.0066 | 13602.0208 | 14899.035 | 16196.0493 | 17493.0635 | 18790.0777 | 19455.2132 | 19455.2132 | 19455.2132 | 19455.2132 | 19455.2132 | 19455.2132 | 19455.2132 | 19455.2132 | 19455.2132
F1_Commercial_WA - College_Existing_Space Heating_Natural Gas_HVAC - Shut Off Damper_A_Achievable Economic TRC Potential | F1 | Commercial | WA - College | Existing | Space Heating | Natural Gas | HVAC - Shut Off Damper | A | Integrated Unit Energy Savings (kWh or therms) | Achievable Economic TRC Potential | 0 | 0 | 31.392 | 31.1224 | 30.7148 | 30.2859 | 29.8739 | 29.4733 | 29.0406 | 28.5739 | 28.0731 | 27.5403 | 26.9833 | 26.4279 | 25.8869 | 25.3689 | 24.8794 | 24.4343 | 24.083 | 23.8298 | 23.6205 | 23.4688 | 23.3297 | 23.2996 | 23.272 | 23.2467 | 23.2235
F2_Commercial_WA - College_Existing_Space Heating_Natural Gas_HVAC - Shut Off Damper_A_Achievable Economic TRC Potential | F2 | Commercial | WA - College | Existing | Space Heating | Natural Gas | HVAC - Shut Off Damper | A | Integrated Unit Summer Peak Savings (kW) | Achievable Economic TRC Potential | 0 | 0 | 0 | 0 | 0 | 0 | 0 | 0 | 0 | 0 | 0 | 0 | 0 | 0 | 0 | 0 | 0 | 0 | 0 | 0 | 0 | 0 | 0 | 0 | 0 | 0 | 0
F3_Commercial_WA - College_Existing_Space Heating_Natural Gas_HVAC - Shut Off Damper_A_Achievable Economic TRC Potential | F3 | Commercial | WA - College | Existing | Space Heating | Natural Gas | HVAC - Shut Off Damper | A | Integrated Unit Winter Peak Savings (kW) | Achievable Economic TRC Potential | 0 | 0 | 0 | 0 | 0 | 0 | 0 | 0 | 0 | 0 | 0 | 0 | 0 | 0 | 0 | 0 | 0 | 0 | 0 | 0 | 0 | 0 | 0 | 0 | 0 | 0 | 0
F4_Commercial_WA - College_Existing_Space Heating_Natural Gas_HVAC - Shut Off Damper_A_Achievable Economic TRC Potential | F4 | Commercial | WA - College | Existing | Space Heating | Natural Gas | HVAC - Shut Off Damper | A | Incremental Energy Savings (MWh or mTherms) | Achievable Economic TRC Potential | 0 | 0 | 0 | 0 | 0 | 0 | 0 | 0 | 0 | 0 | 0 | 0 | 0 | 0 | 0 | 0 | 0 | 0 | 0 | 0 | 0 | 0 | 0 | 0 | 0 | 0 | 0
F5_Commercial_WA - College_Existing_Space Heating_Natural Gas_HVAC - Shut Off Damper_A_Achievable Economic TRC Potential | F5 | Commercial | WA - College | Existing | Space Heating | Natural Gas | HVAC - Shut Off Damper | A | Incremental Summer Peak Savings (MW) | Achievable Economic TRC Potential | 0 | 0 | 0 | 0 | 0 | 0 | 0 | 0 | 0 | 0 | 0 | 0 | 0 | 0 | 0 | 0 | 0 | 0 | 0 | 0 | 0 | 0 | 0 | 0 | 0 | 0 | 0
F6_Commercial_WA - College_Existing_Space Heating_Natural Gas_HVAC - Shut Off Damper_A_Achievable Economic TRC Potential | F6 | Commercial | WA - College | Existing | Space Heating | Natural Gas | HVAC - Shut Off Damper | A | Incremental Winter Peak Savings (MW) | Achievable Economic TRC Potential | 0 | 0 | 0 | 0 | 0 | 0 | 0 | 0 | 0 | 0 | 0 | 0 | 0 | 0 | 0 | 0 | 0 | 0 | 0 | 0 | 0 | 0 | 0 | 0 | 0 | 0 | 0
F7_Commercial_WA - College_Existing_Space Heating_Natural Gas_HVAC - Shut Off Damper_A_Achievable Economic TRC Potential | F7 | Commercial | WA - College | Existing | Space Heating | Natural Gas | HVAC - Shut Off Damper | A | Cumulative Energy Savings (MWh or mTherms) | Achievable Economic TRC Potential | 0 | 0 | 0 | 0 | 0 | 0 | 0 | 0 | 0 | 0 | 0 | 0 | 0 | 0 | 0 | 0 | 0 | 0 | 0 | 0 | 0 | 0 | 0 | 0 | 0 | 0 | 0
F8_Commercial_WA - College_Existing_Space Heating_Natural Gas_HVAC - Shut Off Damper_A_Achievable Economic TRC Potential | F8 | Commercial | WA - College | Existing | Space Heating | Natural Gas | HVAC - Shut Off Damper | A | Cumulative Summer Peak Savings (MW) | Achievable Economic TRC Potential | 0 | 0 | 0 | 0 | 0 | 0 | 0 | 0 | 0 | 0 | 0 | 0 | 0 | 0 | 0 | 0 | 0 | 0 | 0 | 0 | 0 | 0 | 0 | 0 | 0 | 0 | 0
F9_Commercial_WA - College_Existing_Space Heating_Natural Gas_HVAC - Shut Off Damper_A_Achievable Economic TRC Potential | F9 | Commercial | WA - College | Existing | Space Heating | Natural Gas | HVAC - Shut Off Damper | A | Cumulative Winter Peak Savings (MW) | Achievable Economic TRC Potential | 0 | 0 | 0 | 0 | 0 | 0 | 0 | 0 | 0 | 0 | 0 | 0 | 0 | 0 | 0 | 0 | 0 | 0 | 0 | 0 | 0 | 0 | 0 | 0 | 0 | 0 | 0
F10_Commercial_WA - College_Existing_Space Heating_Natural Gas_HVAC - Shut Off Damper_A_Achievable Economic TRC Potential | F10 | Commercial | WA - College | Existing | Space Heating | Natural Gas | HVAC - Shut Off Damper | A | Purchases (Incremental) | Achievable Economic TRC Potential | 0 | 0 | 0 | 0 | 0 | 0 | 0 | 0 | 0 | 0 | 0 | 0 | 0 | 0 | 0 | 0 | 0 | 0 | 0 | 0 | 0 | 0 | 0 | 0 | 0 | 0 | 0
F11_Commercial_WA - College_Existing_Space Heating_Natural Gas_HVAC - Shut Off Damper_A_Achievable Economic TRC Potential | F11 | Commercial | WA - College | Existing | Space Heating | Natural Gas | HVAC - Shut Off Damper | A | Purchases (Cumulative) | Achievable Economic TRC Potential | 0 | 0 | 0 | 0 | 0 | 0 | 0 | 0 | 0 | 0 | 0 | 0 | 0 | 0 | 0 | 0 | 0 | 0 | 0 | 0 | 0 | 0 | 0 | 0 | 0 | 0 | 0
F1_Commercial_WA - College_Existing_Space Heating_Natural Gas_Gas Furnace - Tube Inserts_A_Achievable Economic TRC Potential | F1 | Commercial | WA - College | Existing | Space Heating | Natural Gas | Gas Furnace - Tube Inserts | A | Integrated Unit Energy Savings (kWh or therms) | Achievable Economic TRC Potential | 0 | 0 | 0 | 0 | 0 | 0 | 0 | 0 | 0 | 0 | 0 | 0 | 0 | 0 | 0 | 0 | 0 | 0 | 0 | 0 | 0 | 0 | 0 | 0 | 0 | 0 | 0
F2_Commercial_WA - College_Existing_Space Heating_Natural Gas_Gas Furnace - Tube Inserts_A_Achievable Economic TRC Potential | F2 | Commercial | WA - College | Existing | Space Heating | Natural Gas | Gas Furnace - Tube Inserts | A | Integrated Unit Summer Peak Savings (kW) | Achievable Economic TRC Potential | 0 | 0 | 0 | 0 | 0 | 0 | 0 | 0 | 0 | 0 | 0 | 0 | 0 | 0 | 0 | 0 | 0 | 0 | 0 | 0 | 0 | 0 | 0 | 0 | 0 | 0 | 0
F3_Commercial_WA - College_Existing_Space Heating_Natural Gas_Gas Furnace - Tube Inserts_A_Achievable Economic TRC Potential | F3 | Commercial | WA - College | Existing | Space Heating | Natural Gas | Gas Furnace - Tube Inserts | A | Integrated Unit Winter Peak Savings (kW) | Achievable Economic TRC Potential | 0 | 0 | 0 | 0 | 0 | 0 | 0 | 0 | 0 | 0 | 0 | 0 | 0 | 0 | 0 | 0 | 0 | 0 | 0 | 0 | 0 | 0 | 0 | 0 | 0 | 0 | 0
F4_Commercial_WA - College_Existing_Space Heating_Natural Gas_Gas Furnace - Tube Inserts_A_Achievable Economic TRC Potential | F4 | Commercial | WA - College | Existing | Space Heating | Natural Gas | Gas Furnace - Tube Inserts | A | Incremental Energy Savings (MWh or mTherms) | Achievable Economic TRC Potential | 0 | 0 | 0 | 0 | 0 | 0 | 0 | 0 | 0 | 0 | 0 | 0 | 0 | 0 | 0 | 0 | 0 | 0 | 0 | 0 | 0 | 0 | 0 | 0 | 0 | 0 | 0
F5_Commercial_WA - College_Existing_Space Heating_Natural Gas_Gas Furnace - Tube Inserts_A_Achievable Economic TRC Potential | F5 | Commercial | WA - College | Existing | Space Heating | Natural Gas | Gas Furnace - Tube Inserts | A | Incremental Summer Peak Savings (MW) | Achievable Economic TRC Potential | 0 | 0 | 0 | 0 | 0 | 0 | 0 | 0 | 0 | 0 | 0 | 0 | 0 | 0 | 0 | 0 | 0 | 0 | 0 | 0 | 0 | 0 | 0 | 0 | 0 | 0 | 0
F6_Commercial_WA - College_Existing_Space Heating_Natural Gas_Gas Furnace - Tube Inserts_A_Achievable Economic TRC Potential | F6 | Commercial | WA - College | Existing | Space Heating | Natural Gas | Gas Furnace - Tube Inserts | A | Incremental Winter Peak Savings (MW) | Achievable Economic TRC Potential | 0 | 0 | 0 | 0 | 0 | 0 | 0 | 0 | 0 | 0 | 0 | 0 | 0 | 0 | 0 | 0 | 0 | 0 | 0 | 0 | 0 | 0 | 0 | 0 | 0 | 0 | 0
F7_Commercial_WA - College_Existing_Space Heating_Natural Gas_Gas Furnace - Tube Inserts_A_Achievable Economic TRC Potential | F7 | Commercial | WA - College | Existing | Space Heating | Natural Gas | Gas Furnace - Tube Inserts | A | Cumulative Energy Savings (MWh or mTherms) | Achievable Economic TRC Potential | 0 | 0 | 0 | 0 | 0 | 0 | 0 | 0 | 0 | 0 | 0 | 0 | 0 | 0 | 0 | 0 | 0 | 0 | 0 | 0 | 0 | 0 | 0 | 0 | 0 | 0 | 0
F8_Commercial_WA - College_Existing_Space Heating_Natural Gas_Gas Furnace - Tube Inserts_A_Achievable Economic TRC Potential | F8 | Commercial | WA - College | Existing | Space Heating | Natural Gas | Gas Furnace - Tube Inserts | A | Cumulative Summer Peak Savings (MW) | Achievable Economic TRC Potential | 0 | 0 | 0 | 0 | 0 | 0 | 0 | 0 | 0 | 0 | 0 | 0 | 0 | 0 | 0 | 0 | 0 | 0 | 0 | 0 | 0 | 0 | 0 | 0 | 0 | 0 | 0
F9_Commercial_WA - College_Existing_Space Heating_Natural Gas_Gas Furnace - Tube Inserts_A_Achievable Economic TRC Potential | F9 | Commercial | WA - College | Existing | Space Heating | Natural Gas | Gas Furnace - Tube Inserts | A | Cumulative Winter Peak Savings (MW) | Achievable Economic TRC Potential | 0 | 0 | 0 | 0 | 0 | 0 | 0 | 0 | 0 | 0 | 0 | 0 | 0 | 0 | 0 | 0 | 0 | 0 | 0 | 0 | 0 | 0 | 0 | 0 | 0 | 0 | 0
F10_Commercial_WA - College_Existing_Space Heating_Natural Gas_Gas Furnace - Tube Inserts_A_Achievable Economic TRC Potential | F10 | Commercial | WA - College | Existing | Space Heating | Natural Gas | Gas Furnace - Tube Inserts | A | Purchases (Incremental) | Achievable Economic TRC Potential | 0 | 0 | 0 | 0 | 0 | 0 | 0 | 0 | 0 | 0 | 0 | 0 | 0 | 0 | 0 | 0 | 0 | 0 | 0 | 0 | 0 | 0 | 0 | 0 | 0 | 0 | 0
F11_Commercial_WA - College_Existing_Space Heating_Natural Gas_Gas Furnace - Tube Inserts_A_Achievable Economic TRC Potential | F11 | Commercial | WA - College | Existing | Space Heating | Natural Gas | Gas Furnace - Tube Inserts | A | Purchases (Cumulative) | Achievable Economic TRC Potential | 0 | 0 | 0 | 0 | 0 | 0 | 0 | 0 | 0 | 0 | 0 | 0 | 0 | 0 | 0 | 0 | 0 | 0 | 0 | 0 | 0 | 0 | 0 | 0 | 0 | 0 | 0
F1_Commercial_WA - College_Existing_Space Heating_Natural Gas_Gas Boiler - Insulate Steam Lines/Condensate Tank_A_Achievable Economic TRC Potential | F1 | Commercial | WA - College | Existing | Space Heating | Natural Gas | Gas Boiler - Insulate Steam Lines/Condensate Tank | A | Integrated Unit Energy Savings (kWh or therms) | Achievable Economic TRC Potential | 0 | 0 | 6.3796 | 6.3603 | 6.3414 | 6.323 | 6.305 | 6.2876 | 6.2707 | 6.2543 | 6.2385 | 6.2233 | 6.2088 | 6.1948 | 6.1815 | 6.1688 | 6.1567 | 6.1453 | 6.1347 | 6.1248 | 6.1156 | 6.1073 | 6.0997 | 6.0927 | 6.0864 | 6.0806 | 6.0753
F2_Commercial_WA - College_Existing_Space Heating_Natural Gas_Gas Boiler - Insulate Steam Lines/Condensate Tank_A_Achievable Economic TRC Potential | F2 | Commercial | WA - College | Existing | Space Heating | Natural Gas | Gas Boiler - Insulate Steam Lines/Condensate Tank | A | Integrated Unit Summer Peak Savings (kW) | Achievable Economic TRC Potential | 0 | 0 | 0 | 0 | 0 | 0 | 0 | 0 | 0 | 0 | 0 | 0 | 0 | 0 | 0 | 0 | 0 | 0 | 0 | 0 | 0 | 0 | 0 | 0 | 0 | 0 | 0
F3_Commercial_WA - College_Existing_Space Heating_Natural Gas_Gas Boiler - Insulate Steam Lines/Condensate Tank_A_Achievable Economic TRC Potential | F3 | Commercial | WA - College | Existing | Space Heating | Natural Gas | Gas Boiler - Insulate Steam Lines/Condensate Tank | A | Integrated Unit Winter Peak Savings (kW) | Achievable Economic TRC Potential | 0 | 0 | 0 | 0 | 0 | 0 | 0 | 0 | 0 | 0 | 0 | 0 | 0 | 0 | 0 | 0 | 0 | 0 | 0 | 0 | 0 | 0 | 0 | 0 | 0 | 0 | 0
F4_Commercial_WA - College_Existing_Space Heating_Natural Gas_Gas Boiler - Insulate Steam Lines/Condensate Tank_A_Achievable Economic TRC Potential | F4 | Commercial | WA - College | Existing | Space Heating | Natural Gas | Gas Boiler - Insulate Steam Lines/Condensate Tank | A | Incremental Energy Savings (MWh or mTherms) | Achievable Economic TRC Potential | 0 | 0 | 0 | 9.4248 | 19.2882 | 19.2321 | 19.1775 | 19.1245 | 19.073 | 19.0233 | 18.9753 | 18.9291 | 18.8847 | 18.8422 | 18.8017 | 18.763 | 18.7264 | 18.6918 | 9.5689 | 0 | 2.7811e-14 | 0 | 0 | 0 | 0 | 0 | 0
F5_Commercial_WA - College_Existing_Space Heating_Natural Gas_Gas Boiler - Insulate Steam Lines/Condensate Tank_A_Achievable Economic TRC Potential | F5 | Commercial | WA - College | Existing | Space Heating | Natural Gas | Gas Boiler - Insulate Steam Lines/Condensate Tank | A | Incremental Summer Peak Savings (MW) | Achievable Economic TRC Potential | 0 | 0 | 0 | 0 | 0 | 0 | 0 | 0 | 0 | 0 | 0 | 0 | 0 | 0 | 0 | 0 | 0 | 0 | 0 | 0 | 0 | 0 | 0 | 0 | 0 | 0 | 0
F6_Commercial_WA - College_Existing_Space Heating_Natural Gas_Gas Boiler - Insulate Steam Lines/Condensate Tank_A_Achievable Economic TRC Potential | F6 | Commercial | WA - College | Existing | Space Heating | Natural Gas | Gas Boiler - Insulate Steam Lines/Condensate Tank | A | Incremental Winter Peak Savings (MW) | Achievable Economic TRC Potential | 0 | 0 | 0 | 0 | 0 | 0 | 0 | 0 | 0 | 0 | 0 | 0 | 0 | 0 | 0 | 0 | 0 | 0 | 0 | 0 | 0 | 0 | 0 | 0 | 0 | 0 | 0
F7_Commercial_WA - College_Existing_Space Heating_Natural Gas_Gas Boiler - Insulate Steam Lines/Condensate Tank_A_Achievable Economic TRC Potential | F7 | Commercial | WA - College | Existing | Space Heating | Natural Gas | Gas Boiler - Insulate Steam Lines/Condensate Tank | A | Cumulative Energy Savings (MWh or mTherms) | Achievable Economic TRC Potential | 0 | 0 | 0 | 9.4248 | 28.685 | 47.8338 | 66.8755 | 85.8148 | 104.657 | 123.4073 | 142.0712 | 160.6544 | 179.1626 | 197.6018 | 215.9779 | 234.2973 | 252.5663 | 270.7917 | 279.8903 | 279.4381 | 279.0214 | 278.6411 | 278.2938 | 277.9768 | 277.6871 | 277.4224 | 277.1801
F8_Commercial_WA - College_Existing_Space Heating_Natural Gas_Gas Boiler - Insulate Steam Lines/Condensate Tank_A_Achievable Economic TRC Potential | F8 | Commercial | WA - College | Existing | Space Heating | Natural Gas | Gas Boiler - Insulate Steam Lines/Condensate Tank | A | Cumulative Summer Peak Savings (MW) | Achievable Economic TRC Potential | 0 | 0 | 0 | 0 | 0 | 0 | 0 | 0 | 0 | 0 | 0 | 0 | 0 | 0 | 0 | 0 | 0 | 0 | 0 | 0 | 0 | 0 | 0 | 0 | 0 | 0 | 0
F9_Commercial_WA - College_Existing_Space Heating_Natural Gas_Gas Boiler - Insulate Steam Lines/Condensate Tank_A_Achievable Economic TRC Potential | F9 | Commercial | WA - College | Existing | Space Heating | Natural Gas | Gas Boiler - Insulate Steam Lines/Condensate Tank | A | Cumulative Winter Peak Savings (MW) | Achievable Economic TRC Potential | 0 | 0 | 0 | 0 | 0 | 0 | 0 | 0 | 0 | 0 | 0 | 0 | 0 | 0 | 0 | 0 | 0 | 0 | 0 | 0 | 0 | 0 | 0 | 0 | 0 | 0 | 0
F10_Commercial_WA - College_Existing_Space Heating_Natural Gas_Gas Boiler - Insulate Steam Lines/Condensate Tank_A_Achievable Economic TRC Potential | F10 | Commercial | WA - College | Existing | Space Heating | Natural Gas | Gas Boiler - Insulate Steam Lines/Condensate Tank | A | Purchases (Incremental) | Achievable Economic TRC Potential | 0 | 0 | 0 | 1481.8169 | 3041.6242 | 3041.6242 | 3041.6242 | 3041.6242 | 3041.6242 | 3041.6242 | 3041.6242 | 3041.6242 | 3041.6242 | 3041.6242 | 3041.6242 | 3041.6242 | 3041.6242 | 3041.6242 | 1559.8073 | 0 | 4.5475e-12 | 0 | 0 | 0 | 0 | 0 | 0
F11_Commercial_WA - College_Existing_Space Heating_Natural Gas_Gas Boiler - Insulate Steam Lines/Condensate Tank_A_Achievable Economic TRC Potential | F11 | Commercial | WA - College | Existing | Space Heating | Natural Gas | Gas Boiler - Insulate Steam Lines/Condensate Tank | A | Purchases (Cumulative) | Achievable Economic TRC Potential | 0 | 0 | 0 | 1481.8169 | 4523.441 | 7565.0652 | 10606.6894 | 13648.3135 | 16689.9377 | 19731.5618 | 22773.186 | 25814.8101 | 28856.4343 | 31898.0584 | 34939.6826 | 37981.3067 | 41022.9309 | 44064.555 | 45624.3623 | 45624.3623 | 45624.3623 | 45624.3623 | 45624.3623 | 45624.3623 | 45624.3623 | 45624.3623 | 45624.3623
F1_Commercial_WA - College_Existing_Space Heating_Natural Gas_Gas Boiler - Insulate Hot Water Lines_A_Achievable Economic TRC Potential | F1 | Commercial | WA - College | Existing | Space Heating | Natural Gas | Gas Boiler - Insulate Hot Water Lines | A | Integrated Unit Energy Savings (kWh or therms) | Achievable Economic TRC Potential | 0 | 0 | 4.2708 | 4.2437 | 4.2048 | 4.1642 | 4.1223 | 4.0783 | 4.0318 | 3.9823 | 3.9295 | 3.8731 | 3.8137 | 3.7522 | 3.6899 | 3.6288 | 3.5707 | 3.5173 | 3.4753 | 3.4453 | 3.4199 | 3.4008 | 3.383 | 3.3792 | 3.3756 | 3.3724 | 3.3694
F2_Commercial_WA - College_Existing_Space Heating_Natural Gas_Gas Boiler - Insulate Hot Water Lines_A_Achievable Economic TRC Potential | F2 | Commercial | WA - College | Existing | Space Heating | Natural Gas | Gas Boiler - Insulate Hot Water Lines | A | Integrated Unit Summer Peak Savings (kW) | Achievable Economic TRC Potential | 0 | 0 | 0 | 0 | 0 | 0 | 0 | 0 | 0 | 0 | 0 | 0 | 0 | 0 | 0 | 0 | 0 | 0 | 0 | 0 | 0 | 0 | 0 | 0 | 0 | 0 | 0
F3_Commercial_WA - College_Existing_Space Heating_Natural Gas_Gas Boiler - Insulate Hot Water Lines_A_Achievable Economic TRC Potential | F3 | Commercial | WA - College | Existing | Space Heating | Natural Gas | Gas Boiler - Insulate Hot Water Lines | A | Integrated Unit Winter Peak Savings (kW) | Achievable Economic TRC Potential | 0 | 0 | 0 | 0 | 0 | 0 | 0 | 0 | 0 | 0 | 0 | 0 | 0 | 0 | 0 | 0 | 0 | 0 | 0 | 0 | 0 | 0 | 0 | 0 | 0 | 0 | 0
F4_Commercial_WA - College_Existing_Space Heating_Natural Gas_Gas Boiler - Insulate Hot Water Lines_A_Achievable Economic TRC Potential | F4 | Commercial | WA - College | Existing | Space Heating | Natural Gas | Gas Boiler - Insulate Hot Water Lines | A | Incremental Energy Savings (MWh or mTherms) | Achievable Economic TRC Potential | 0 | 0 | 0 | 6.2883 | 12.7894 | 12.666 | 12.5384 | 12.4048 | 12.2632 | 12.1127 | 11.952 | 11.7807 | 11.5999 | 11.4128 | 5.7556 | 0 | 1.9485e-14 | 0 | 2.3706e-14 | 0 | 2.0217e-14 | 0 | 0 | 0 | 0 | 0 | 0
F5_Commercial_WA - College_Existing_Space Heating_Natural Gas_Gas Boiler - Insulate Hot Water Lines_A_Achievable Economic TRC Potential | F5 | Commercial | WA - College | Existing | Space Heating | Natural Gas | Gas Boiler - Insulate Hot Water Lines | A | Incremental Summer Peak Savings (MW) | Achievable Economic TRC Potential | 0 | 0 | 0 | 0 | 0 | 0 | 0 | 0 | 0 | 0 | 0 | 0 | 0 | 0 | 0 | 0 | 0 | 0 | 0 | 0 | 0 | 0 | 0 | 0 | 0 | 0 | 0
F6_Commercial_WA - College_Existing_Space Heating_Natural Gas_Gas Boiler - Insulate Hot Water Lines_A_Achievable Economic TRC Potential | F6 | Commercial | WA - College | Existing | Space Heating | Natural Gas | Gas Boiler - Insulate Hot Water Lines | A | Incremental Winter Peak Savings (MW) | Achievable Economic TRC Potential | 0 | 0 | 0 | 0 | 0 | 0 | 0 | 0 | 0 | 0 | 0 | 0 | 0 | 0 | 0 | 0 | 0 | 0 | 0 | 0 | 0 | 0 | 0 | 0 | 0 | 0 | 0
F7_Commercial_WA - College_Existing_Space Heating_Natural Gas_Gas Boiler - Insulate Hot Water Lines_A_Achievable Economic TRC Potential | F7 | Commercial | WA - College | Existing | Space Heating | Natural Gas | Gas Boiler - Insulate Hot Water Lines | A | Cumulative Energy Savings (MWh or mTherms) | Achievable Economic TRC Potential | 0 | 0 | 0 | 6.2883 | 19.0201 | 31.5025 | 43.7236 | 55.6624 | 67.2906 | 78.577 | 89.4867 | 99.9845 | 110.0506 | 119.6878 | 123.4578 | 121.4128 | 119.4685 | 117.6806 | 116.2759 | 115.2713 | 114.4222 | 113.7841 | 113.1895 | 113.0596 | 112.9409 | 112.8324 | 112.7331
F8_Commercial_WA - College_Existing_Space Heating_Natural Gas_Gas Boiler - Insulate Hot Water Lines_A_Achievable Economic TRC Potential | F8 | Commercial | WA - College | Existing | Space Heating | Natural Gas | Gas Boiler - Insulate Hot Water Lines | A | Cumulative Summer Peak Savings (MW) | Achievable Economic TRC Potential | 0 | 0 | 0 | 0 | 0 | 0 | 0 | 0 | 0 | 0 | 0 | 0 | 0 | 0 | 0 | 0 | 0 | 0 | 0 | 0 | 0 | 0 | 0 | 0 | 0 | 0 | 0
F9_Commercial_WA - College_Existing_Space Heating_Natural Gas_Gas Boiler - Insulate Hot Water Lines_A_Achievable Economic TRC Potential | F9 | Commercial | WA - College | Existing | Space Heating | Natural Gas | Gas Boiler - Insulate Hot Water Lines | A | Cumulative Winter Peak Savings (MW) | Achievable Economic TRC Potential | 0 | 0 | 0 | 0 | 0 | 0 | 0 | 0 | 0 | 0 | 0 | 0 | 0 | 0 | 0 | 0 | 0 | 0 | 0 | 0 | 0 | 0 | 0 | 0 | 0 | 0 | 0
F10_Commercial_WA - College_Existing_Space Heating_Natural Gas_Gas Boiler - Insulate Hot Water Lines_A_Achievable Economic TRC Potential | F10 | Commercial | WA - College | Existing | Space Heating | Natural Gas | Gas Boiler - Insulate Hot Water Lines | A | Purchases (Incremental) | Achievable Economic TRC Potential | 0 | 0 | 0 | 1481.8169 | 3041.6242 | 3041.6242 | 3041.6242 | 3041.6242 | 3041.6242 | 3041.6242 | 3041.6242 | 3041.6242 | 3041.6242 | 3041.6242 | 1559.8073 | 0 | 5.457e-12 | 0 | 6.8212e-12 | 0 | 5.9117e-12 | 0 | 0 | 0 | 0 | 0 | 0
F11_Commercial_WA - College_Existing_Space Heating_Natural Gas_Gas Boiler - Insulate Hot Water Lines_A_Achievable Economic TRC Potential | F11 | Commercial | WA - College | Existing | Space Heating | Natural Gas | Gas Boiler - Insulate Hot Water Lines | A | Purchases (Cumulative) | Achievable Economic TRC Potential | 0 | 0 | 0 | 1481.8169 | 4523.441 | 7565.0652 | 10606.6894 | 13648.3135 | 16689.9377 | 19731.5618 | 22773.186 | 25814.8101 | 28856.4343 | 31898.0584 | 33457.8657 | 33457.8657 | 33457.8657 | 33457.8657 | 33457.8657 | 33457.8657 | 33457.8657 | 33457.8657 | 33457.8657 | 33457.8657 | 33457.8657 | 33457.8657 | 33457.8657
F1_Commercial_WA - College_Existing_Space Heating_Natural Gas_Condensing RTU_A_Achievable Economic TRC Potential | F1 | Commercial | WA - College | Existing | Space Heating | Natural Gas | Condensing RTU | A | Integrated Unit Energy Savings (kWh or therms) | Achievable Economic TRC Potential | 0 | 0 | 0.029055 | 0.028823 | 0.028455 | 0.028057 | 0.027666 | 0.027276 | 0.026847 | 0.026378 | 0.02587 | 0.025326 | 0.024755 | 0.024181 | 0.023617 | 0.023072 | 0.02255 | 0.022067 | 0.021667 | 0.021362 | 0.021101 | 0.020897 | 0.020711 | 0.020625 | 0.020547 | 0.020474 | 0.020406
F2_Commercial_WA - College_Existing_Space Heating_Natural Gas_Condensing RTU_A_Achievable Economic TRC Potential | F2 | Commercial | WA - College | Existing | Space Heating | Natural Gas | Condensing RTU | A | Integrated Unit Summer Peak Savings (kW) | Achievable Economic TRC Potential | 0 | 0 | 0 | 0 | 0 | 0 | 0 | 0 | 0 | 0 | 0 | 0 | 0 | 0 | 0 | 0 | 0 | 0 | 0 | 0 | 0 | 0 | 0 | 0 | 0 | 0 | 0
F3_Commercial_WA - College_Existing_Space Heating_Natural Gas_Condensing RTU_A_Achievable Economic TRC Potential | F3 | Commercial | WA - College | Existing | Space Heating | Natural Gas | Condensing RTU | A | Integrated Unit Winter Peak Savings (kW) | Achievable Economic TRC Potential | 0 | 0 | 0 | 0 | 0 | 0 | 0 | 0 | 0 | 0 | 0 | 0 | 0 | 0 | 0 | 0 | 0 | 0 | 0 | 0 | 0 | 0 | 0 | 0 | 0 | 0 | 0
F4_Commercial_WA - College_Existing_Space Heating_Natural Gas_Condensing RTU_A_Achievable Economic TRC Potential | F4 | Commercial | WA - College | Existing | Space Heating | Natural Gas | Condensing RTU | A | Incremental Energy Savings (MWh or mTherms) | Achievable Economic TRC Potential | 0 | 0 | 0 | 0 | 0 | 0 | 0 | 0 | 0 | 0 | 0 | 0 | 0 | 0 | 0 | 0 | 0 | 0 | 0 | 0 | 0 | 0 | 0 | 0 | 0 | 0 | 0
F5_Commercial_WA - College_Existing_Space Heating_Natural Gas_Condensing RTU_A_Achievable Economic TRC Potential | F5 | Commercial | WA - College | Existing | Space Heating | Natural Gas | Condensing RTU | A | Incremental Summer Peak Savings (MW) | Achievable Economic TRC Potential | 0 | 0 | 0 | 0 | 0 | 0 | 0 | 0 | 0 | 0 | 0 | 0 | 0 | 0 | 0 | 0 | 0 | 0 | 0 | 0 | 0 | 0 | 0 | 0 | 0 | 0 | 0
F6_Commercial_WA - College_Existing_Space Heating_Natural Gas_Condensing RTU_A_Achievable Economic TRC Potential | F6 | Commercial | WA - College | Existing | Space Heating | Natural Gas | Condensing RTU | A | Incremental Winter Peak Savings (MW) | Achievable Economic TRC Potential | 0 | 0 | 0 | 0 | 0 | 0 | 0 | 0 | 0 | 0 | 0 | 0 | 0 | 0 | 0 | 0 | 0 | 0 | 0 | 0 | 0 | 0 | 0 | 0 | 0 | 0 | 0
F7_Commercial_WA - College_Existing_Space Heating_Natural Gas_Condensing RTU_A_Achievable Economic TRC Potential | F7 | Commercial | WA - College | Existing | Space Heating | Natural Gas | Condensing RTU | A | Cumulative Energy Savings (MWh or mTherms) | Achievable Economic TRC Potential | 0 | 0 | 0 | 0 | 0 | 0 | 0 | 0 | 0 | 0 | 0 | 0 | 0 | 0 | 0 | 0 | 0 | 0 | 0 | 0 | 0 | 0 | 0 | 0 | 0 | 0 | 0
F8_Commercial_WA - College_Existing_Space Heating_Natural Gas_Condensing RTU_A_Achievable Economic TRC Potential | F8 | Commercial | WA - College | Existing | Space Heating | Natural Gas | Condensing RTU | A | Cumulative Summer Peak Savings (MW) | Achievable Economic TRC Potential | 0 | 0 | 0 | 0 | 0 | 0 | 0 | 0 | 0 | 0 | 0 | 0 | 0 | 0 | 0 | 0 | 0 | 0 | 0 | 0 | 0 | 0 | 0 | 0 | 0 | 0 | 0
F9_Commercial_WA - College_Existing_Space Heating_Natural Gas_Condensing RTU_A_Achievable Economic TRC Potential | F9 | Commercial | WA - College | Existing | Space Heating | Natural Gas | Condensing RTU | A | Cumulative Winter Peak Savings (MW) | Achievable Economic TRC Potential | 0 | 0 | 0 | 0 | 0 | 0 | 0 | 0 | 0 | 0 | 0 | 0 | 0 | 0 | 0 | 0 | 0 | 0 | 0 | 0 | 0 | 0 | 0 | 0 | 0 | 0 | 0
F10_Commercial_WA - College_Existing_Space Heating_Natural Gas_Condensing RTU_A_Achievable Economic TRC Potential | F10 | Commercial | WA - College | Existing | Space Heating | Natural Gas | Condensing RTU | A | Purchases (Incremental) | Achievable Economic TRC Potential | 0 | 0 | 0 | 0 | 0 | 0 | 0 | 0 | 0 | 0 | 0 | 0 | 0 | 0 | 0 | 0 | 0 | 0 | 0 | 0 | 0 | 0 | 0 | 0 | 0 | 0 | 0
F11_Commercial_WA - College_Existing_Space Heating_Natural Gas_Condensing RTU_A_Achievable Economic TRC Potential | F11 | Commercial | WA - College | Existing | Space Heating | Natural Gas | Condensing RTU | A | Purchases (Cumulative) | Achievable Economic TRC Potential | 0 | 0 | 0 | 0 | 0 | 0 | 0 | 0 | 0 | 0 | 0 | 0 | 0 | 0 | 0 | 0 | 0 | 0 | 0 | 0 | 0 | 0 | 0 | 0 | 0 | 0 | 0
F1_Commercial_WA - College_Existing_Space Heating_Natural Gas_Hydronic Heating Radiator Replacement_A_Achievable Economic TRC Potential | F1 | Commercial | WA - College | Existing | Space Heating | Natural Gas | Hydronic Heating Radiator Replacement | A | Integrated Unit Energy Savings (kWh or therms) | Achievable Economic TRC Potential | 0 | 0 | 36.2112 | 35.9396 | 35.5506 | 35.1357 | 34.6997 | 34.2355 | 33.7348 | 33.1952 | 32.6164 | 32.001 | 31.3576 | 30.7165 | 30.0923 | 29.4951 | 28.9311 | 28.4187 | 28.0157 | 27.7263 | 27.4876 | 27.3156 | 27.158 | 27.1268 | 27.0983 | 27.0722 | 27.0483
F2_Commercial_WA - College_Existing_Space Heating_Natural Gas_Hydronic Heating Radiator Replacement_A_Achievable Economic TRC Potential | F2 | Commercial | WA - College | Existing | Space Heating | Natural Gas | Hydronic Heating Radiator Replacement | A | Integrated Unit Summer Peak Savings (kW) | Achievable Economic TRC Potential | 0 | 0 | 0 | 0 | 0 | 0 | 0 | 0 | 0 | 0 | 0 | 0 | 0 | 0 | 0 | 0 | 0 | 0 | 0 | 0 | 0 | 0 | 0 | 0 | 0 | 0 | 0
F3_Commercial_WA - College_Existing_Space Heating_Natural Gas_Hydronic Heating Radiator Replacement_A_Achievable Economic TRC Potential | F3 | Commercial | WA - College | Existing | Space Heating | Natural Gas | Hydronic Heating Radiator Replacement | A | Integrated Unit Winter Peak Savings (kW) | Achievable Economic TRC Potential | 0 | 0 | 0 | 0 | 0 | 0 | 0 | 0 | 0 | 0 | 0 | 0 | 0 | 0 | 0 | 0 | 0 | 0 | 0 | 0 | 0 | 0 | 0 | 0 | 0 | 0 | 0
F4_Commercial_WA - College_Existing_Space Heating_Natural Gas_Hydronic Heating Radiator Replacement_A_Achievable Economic TRC Potential | F4 | Commercial | WA - College | Existing | Space Heating | Natural Gas | Hydronic Heating Radiator Replacement | A | Incremental Energy Savings (MWh or mTherms) | Achievable Economic TRC Potential | 0 | 0 | 0 | 0 | 0 | 0 | 0 | 0 | 0 | 0 | 0 | 0 | 0 | 0 | 0 | 0 | 0 | 0 | 0 | 0 | 0 | 0 | 0 | 0 | 0 | 0 | 0
F5_Commercial_WA - College_Existing_Space Heating_Natural Gas_Hydronic Heating Radiator Replacement_A_Achievable Economic TRC Potential | F5 | Commercial | WA - College | Existing | Space Heating | Natural Gas | Hydronic Heating Radiator Replacement | A | Incremental Summer Peak Savings (MW) | Achievable Economic TRC Potential | 0 | 0 | 0 | 0 | 0 | 0 | 0 | 0 | 0 | 0 | 0 | 0 | 0 | 0 | 0 | 0 | 0 | 0 | 0 | 0 | 0 | 0 | 0 | 0 | 0 | 0 | 0
F6_Commercial_WA - College_Existing_Space Heating_Natural Gas_Hydronic Heating Radiator Replacement_A_Achievable Economic TRC Potential | F6 | Commercial | WA - College | Existing | Space Heating | Natural Gas | Hydronic Heating Radiator Replacement | A | Incremental Winter Peak Savings (MW) | Achievable Economic TRC Potential | 0 | 0 | 0 | 0 | 0 | 0 | 0 | 0 | 0 | 0 | 0 | 0 | 0 | 0 | 0 | 0 | 0 | 0 | 0 | 0 | 0 | 0 | 0 | 0 | 0 | 0 | 0
F7_Commercial_WA - College_Existing_Space Heating_Natural Gas_Hydronic Heating Radiator Replacement_A_Achievable Economic TRC Potential | F7 | Commercial | WA - College | Existing | Space Heating | Natural Gas | Hydronic Heating Radiator Replacement | A | Cumulative Energy Savings (MWh or mTherms) | Achievable Economic TRC Potential | 0 | 0 | 0 | 0 | 0 | 0 | 0 | 0 | 0 | 0 | 0 | 0 | 0 | 0 | 0 | 0 | 0 | 0 | 0 | 0 | 0 | 0 | 0 | 0 | 0 | 0 | 0
F8_Commercial_WA - College_Existing_Space Heating_Natural Gas_Hydronic Heating Radiator Replacement_A_Achievable Economic TRC Potential | F8 | Commercial | WA - College | Existing | Space Heating | Natural Gas | Hydronic Heating Radiator Replacement | A | Cumulative Summer Peak Savings (MW) | Achievable Economic TRC Potential | 0 | 0 | 0 | 0 | 0 | 0 | 0 | 0 | 0 | 0 | 0 | 0 | 0 | 0 | 0 | 0 | 0 | 0 | 0 | 0 | 0 | 0 | 0 | 0 | 0 | 0 | 0
F9_Commercial_WA - College_Existing_Space Heating_Natural Gas_Hydronic Heating Radiator Replacement_A_Achievable Economic TRC Potential | F9 | Commercial | WA - College | Existing | Space Heating | Natural Gas | Hydronic Heating Radiator Replacement | A | Cumulative Winter Peak Savings (MW) | Achievable Economic TRC Potential | 0 | 0 | 0 | 0 | 0 | 0 | 0 | 0 | 0 | 0 | 0 | 0 | 0 | 0 | 0 | 0 | 0 | 0 | 0 | 0 | 0 | 0 | 0 | 0 | 0 | 0 | 0
F10_Commercial_WA - College_Existing_Space Heating_Natural Gas_Hydronic Heating Radiator Replacement_A_Achievable Economic TRC Potential | F10 | Commercial | WA - College | Existing | Space Heating | Natural Gas | Hydronic Heating Radiator Replacement | A | Purchases (Incremental) | Achievable Economic TRC Potential | 0 | 0 | 0 | 0 | 0 | 0 | 0 | 0 | 0 | 0 | 0 | 0 | 0 | 0 | 0 | 0 | 0 | 0 | 0 | 0 | 0 | 0 | 0 | 0 | 0 | 0 | 0
F11_Commercial_WA - College_Existing_Space Heating_Natural Gas_Hydronic Heating Radiator Replacement_A_Achievable Economic TRC Potential | F11 | Commercial | WA - College | Existing | Space Heating | Natural Gas | Hydronic Heating Radiator Replacement | A | Purchases (Cumulative) | Achievable Economic TRC Potential | 0 | 0 | 0 | 0 | 0 | 0 | 0 | 0 | 0 | 0 | 0 | 0 | 0 | 0 | 0 | 0 | 0 | 0 | 0 | 0 | 0 | 0 | 0 | 0 | 0 | 0 | 0
F1_Commercial_WA - College_Existing_Space Heating_Natural Gas_Thermostat - Connected_A_Achievable Economic TRC Potential | F1 | Commercial | WA - College | Existing | Space Heating | Natural Gas | Thermostat - Connected | A | Integrated Unit Energy Savings (kWh or therms) | Achievable Economic TRC Potential | 0 | 0 | 33.905 | 33.6519 | 33.2881 | 32.8997 | 32.4908 | 32.055 | 31.5844 | 31.0769 | 30.5322 | 29.9528 | 29.3469 | 28.7428 | 28.1545 | 27.5911 | 27.0588 | 26.5746 | 26.1926 | 25.9172 | 25.6895 | 25.5245 | 25.3733 | 25.3405 | 25.3105 | 25.283 | 25.2578
F2_Commercial_WA - College_Existing_Space Heating_Natural Gas_Thermostat - Connected_A_Achievable Economic TRC Potential | F2 | Commercial | WA - College | Existing | Space Heating | Natural Gas | Thermostat - Connected | A | Integrated Unit Summer Peak Savings (kW) | Achievable Economic TRC Potential | 0 | 0 | 0 | 0 | 0 | 0 | 0 | 0 | 0 | 0 | 0 | 0 | 0 | 0 | 0 | 0 | 0 | 0 | 0 | 0 | 0 | 0 | 0 | 0 | 0 | 0 | 0
F3_Commercial_WA - College_Existing_Space Heating_Natural Gas_Thermostat - Connected_A_Achievable Economic TRC Potential | F3 | Commercial | WA - College | Existing | Space Heating | Natural Gas | Thermostat - Connected | A | Integrated Unit Winter Peak Savings (kW) | Achievable Economic TRC Potential | 0 | 0 | 0 | 0 | 0 | 0 | 0 | 0 | 0 | 0 | 0 | 0 | 0 | 0 | 0 | 0 | 0 | 0 | 0 | 0 | 0 | 0 | 0 | 0 | 0 | 0 | 0
F4_Commercial_WA - College_Existing_Space Heating_Natural Gas_Thermostat - Connected_A_Achievable Economic TRC Potential | F4 | Commercial | WA - College | Existing | Space Heating | Natural Gas | Thermostat - Connected | A | Incremental Energy Savings (MWh or mTherms) | Achievable Economic TRC Potential | 0 | 0 | 0 | 0 | 0 | 0 | 0 | 0 | 0 | 0 | 0 | 0 | 0 | 0 | 0 | 0 | 0 | 0 | 0 | 0 | 0 | 0 | 0 | 0 | 0 | 0 | 0
F5_Commercial_WA - College_Existing_Space Heating_Natural Gas_Thermostat - Connected_A_Achievable Economic TRC Potential | F5 | Commercial | WA - College | Existing | Space Heating | Natural Gas | Thermostat - Connected | A | Incremental Summer Peak Savings (MW) | Achievable Economic TRC Potential | 0 | 0 | 0 | 0 | 0 | 0 | 0 | 0 | 0 | 0 | 0 | 0 | 0 | 0 | 0 | 0 | 0 | 0 | 0 | 0 | 0 | 0 | 0 | 0 | 0 | 0 | 0
F6_Commercial_WA - College_Existing_Space Heating_Natural Gas_Thermostat - Connected_A_Achievable Economic TRC Potential | F6 | Commercial | WA - College | Existing | Space Heating | Natural Gas | Thermostat - Connected | A | Incremental Winter Peak Savings (MW) | Achievable Economic TRC Potential | 0 | 0 | 0 | 0 | 0 | 0 | 0 | 0 | 0 | 0 | 0 | 0 | 0 | 0 | 0 | 0 | 0 | 0 | 0 | 0 | 0 | 0 | 0 | 0 | 0 | 0 | 0
F7_Commercial_WA - College_Existing_Space Heating_Natural Gas_Thermostat - Connected_A_Achievable Economic TRC Potential | F7 | Commercial | WA - College | Existing | Space Heating | Natural Gas | Thermostat - Connected | A | Cumulative Energy Savings (MWh or mTherms) | Achievable Economic TRC Potential | 0 | 0 | 0 | 0 | 0 | 0 | 0 | 0 | 0 | 0 | 0 | 0 | 0 | 0 | 0 | 0 | 0 | 0 | 0 | 0 | 0 | 0 | 0 | 0 | 0 | 0 | 0
F8_Commercial_WA - College_Existing_Space Heating_Natural Gas_Thermostat - Connected_A_Achievable Economic TRC Potential | F8 | Commercial | WA - College | Existing | Space Heating | Natural Gas | Thermostat - Connected | A | Cumulative Summer Peak Savings (MW) | Achievable Economic TRC Potential | 0 | 0 | 0 | 0 | 0 | 0 | 0 | 0 | 0 | 0 | 0 | 0 | 0 | 0 | 0 | 0 | 0 | 0 | 0 | 0 | 0 | 0 | 0 | 0 | 0 | 0 | 0
F9_Commercial_WA - College_Existing_Space Heating_Natural Gas_Thermostat - Connected_A_Achievable Economic TRC Potential | F9 | Commercial | WA - College | Existing | Space Heating | Natural Gas | Thermostat - Connected | A | Cumulative Winter Peak Savings (MW) | Achievable Economic TRC Potential | 0 | 0 | 0 | 0 | 0 | 0 | 0 | 0 | 0 | 0 | 0 | 0 | 0 | 0 | 0 | 0 | 0 | 0 | 0 | 0 | 0 | 0 | 0 | 0 | 0 | 0 | 0
F10_Commercial_WA - College_Existing_Space Heating_Natural Gas_Thermostat - Connected_A_Achievable Economic TRC Potential | F10 | Commercial | WA - College | Existing | Space Heating | Natural Gas | Thermostat - Connected | A | Purchases (Incremental) | Achievable Economic TRC Potential | 0 | 0 | 0 | 0 | 0 | 0 | 0 | 0 | 0 | 0 | 0 | 0 | 0 | 0 | 0 | 0 | 0 | 0 | 0 | 0 | 0 | 0 | 0 | 0 | 0 | 0 | 0
F11_Commercial_WA - College_Existing_Space Heating_Natural Gas_Thermostat - Connected_A_Achievable Economic TRC Potential | F11 | Commercial | WA - College | Existing | Space Heating | Natural Gas | Thermostat - Connected | A | Purchases (Cumulative) | Achievable Economic TRC Potential | 0 | 0 | 0 | 0 | 0 | 0 | 0 | 0 | 0 | 0 | 0 | 0 | 0 | 0 | 0 | 0 | 0 | 0 | 0 | 0 | 0 | 0 | 0 | 0 | 0 | 0 | 0
F1_Commercial_WA - College_Existing_Water Heating_Natural Gas_Water Heater - Thermostatic Shower Restriction Valve_A_Achievable Economic TRC Potential | F1 | Commercial | WA - College | Existing | Water Heating | Natural Gas | Water Heater - Thermostatic Shower Restriction Valve | A | Integrated Unit Energy Savings (kWh or therms) | Achievable Economic TRC Potential | 0 | 0 | 2.3917 | 2.3443 | 2.2989 | 2.257 | 2.2171 | 2.179 | 2.1419 | 2.1079 | 2.0755 | 2.0456 | 2.0192 | 1.9977 | 1.9839 | 1.9705 | 1.9604 | 1.9531 | 1.9473 | 1.9426 | 1.9392 | 1.9367 | 1.935 | 1.9337 | 1.9321 | 1.9317 | 1.9314
F2_Commercial_WA - College_Existing_Water Heating_Natural Gas_Water Heater - Thermostatic Shower Restriction Valve_A_Achievable Economic TRC Potential | F2 | Commercial | WA - College | Existing | Water Heating | Natural Gas | Water Heater - Thermostatic Shower Restriction Valve | A | Integrated Unit Summer Peak Savings (kW) | Achievable Economic TRC Potential | 0 | 0 | 0 | 0 | 0 | 0 | 0 | 0 | 0 | 0 | 0 | 0 | 0 | 0 | 0 | 0 | 0 | 0 | 0 | 0 | 0 | 0 | 0 | 0 | 0 | 0 | 0
F3_Commercial_WA - College_Existing_Water Heating_Natural Gas_Water Heater - Thermostatic Shower Restriction Valve_A_Achievable Economic TRC Potential | F3 | Commercial | WA - College | Existing | Water Heating | Natural Gas | Water Heater - Thermostatic Shower Restriction Valve | A | Integrated Unit Winter Peak Savings (kW) | Achievable Economic TRC Potential | 0 | 0 | 0 | 0 | 0 | 0 | 0 | 0 | 0 | 0 | 0 | 0 | 0 | 0 | 0 | 0 | 0 | 0 | 0 | 0 | 0 | 0 | 0 | 0 | 0 | 0 | 0
F4_Commercial_WA - College_Existing_Water Heating_Natural Gas_Water Heater - Thermostatic Shower Restriction Valve_A_Achievable Economic TRC Potential | F4 | Commercial | WA - College | Existing | Water Heating | Natural Gas | Water Heater - Thermostatic Shower Restriction Valve | A | Incremental Energy Savings (MWh or mTherms) | Achievable Economic TRC Potential | 0 | 0 | 0 | 0 | 0 | 0 | 0 | 0 | 0 | 0 | 0 | 0 | 0 | 0 | 0 | 0 | 0 | 0 | 0 | 0 | 0 | 0 | 0 | 0 | 0 | 0 | 0
F5_Commercial_WA - College_Existing_Water Heating_Natural Gas_Water Heater - Thermostatic Shower Restriction Valve_A_Achievable Economic TRC Potential | F5 | Commercial | WA - College | Existing | Water Heating | Natural Gas | Water Heater - Thermostatic Shower Restriction Valve | A | Incremental Summer Peak Savings (MW) | Achievable Economic TRC Potential | 0 | 0 | 0 | 0 | 0 | 0 | 0 | 0 | 0 | 0 | 0 | 0 | 0 | 0 | 0 | 0 | 0 | 0 | 0 | 0 | 0 | 0 | 0 | 0 | 0 | 0 | 0
F6_Commercial_WA - College_Existing_Water Heating_Natural Gas_Water Heater - Thermostatic Shower Restriction Valve_A_Achievable Economic TRC Potential | F6 | Commercial | WA - College | Existing | Water Heating | Natural Gas | Water Heater - Thermostatic Shower Restriction Valve | A | Incremental Winter Peak Savings (MW) | Achievable Economic TRC Potential | 0 | 0 | 0 | 0 | 0 | 0 | 0 | 0 | 0 | 0 | 0 | 0 | 0 | 0 | 0 | 0 | 0 | 0 | 0 | 0 | 0 | 0 | 0 | 0 | 0 | 0 | 0
F7_Commercial_WA - College_Existing_Water Heating_Natural Gas_Water Heater - Thermostatic Shower Restriction Valve_A_Achievable Economic TRC Potential | F7 | Commercial | WA - College | Existing | Water Heating | Natural Gas | Water Heater - Thermostatic Shower Restriction Valve | A | Cumulative Energy Savings (MWh or mTherms) | Achievable Economic TRC Potential | 0 | 0 | 0 | 0 | 0 | 0 | 0 | 0 | 0 | 0 | 0 | 0 | 0 | 0 | 0 | 0 | 0 | 0 | 0 | 0 | 0 | 0 | 0 | 0 | 0 | 0 | 0
F8_Commercial_WA - College_Existing_Water Heating_Natural Gas_Water Heater - Thermostatic Shower Restriction Valve_A_Achievable Economic TRC Potential | F8 | Commercial | WA - College | Existing | Water Heating | Natural Gas | Water Heater - Thermostatic Shower Restriction Valve | A | Cumulative Summer Peak Savings (MW) | Achievable Economic TRC Potential | 0 | 0 | 0 | 0 | 0 | 0 | 0 | 0 | 0 | 0 | 0 | 0 | 0 | 0 | 0 | 0 | 0 | 0 | 0 | 0 | 0 | 0 | 0 | 0 | 0 | 0 | 0
F9_Commercial_WA - College_Existing_Water Heating_Natural Gas_Water Heater - Thermostatic Shower Restriction Valve_A_Achievable Economic TRC Potential | F9 | Commercial | WA - College | Existing | Water Heating | Natural Gas | Water Heater - Thermostatic Shower Restriction Valve | A | Cumulative Winter Peak Savings (MW) | Achievable Economic TRC Potential | 0 | 0 | 0 | 0 | 0 | 0 | 0 | 0 | 0 | 0 | 0 | 0 | 0 | 0 | 0 | 0 | 0 | 0 | 0 | 0 | 0 | 0 | 0 | 0 | 0 | 0 | 0
F10_Commercial_WA - College_Existing_Water Heating_Natural Gas_Water Heater - Thermostatic Shower Restriction Valve_A_Achievable Economic TRC Potential | F10 | Commercial | WA - College | Existing | Water Heating | Natural Gas | Water Heater - Thermostatic Shower Restriction Valve | A | Purchases (Incremental) | Achievable Economic TRC Potential | 0 | 0 | 0 | 0 | 0 | 0 | 0 | 0 | 0 | 0 | 0 | 0 | 0 | 0 | 0 | 0 | 0 | 0 | 0 | 0 | 0 | 0 | 0 | 0 | 0 | 0 | 0
F11_Commercial_WA - College_Existing_Water Heating_Natural Gas_Water Heater - Thermostatic Shower Restriction Valve_A_Achievable Economic TRC Potential | F11 | Commercial | WA - College | Existing | Water Heating | Natural Gas | Water Heater - Thermostatic Shower Restriction Valve | A | Purchases (Cumulative) | Achievable Economic TRC Potential | 0 | 0 | 0 | 0 | 0 | 0 | 0 | 0 | 0 | 0 | 0 | 0 | 0 | 0 | 0 | 0 | 0 | 0 | 0 | 0 | 0 | 0 | 0 | 0 | 0 | 0 | 0
F1_Commercial_WA - College_Existing_Water Heating_Natural Gas_Water Heater - Pre-Rinse Spray Valve_A_Achievable Economic TRC Potential | F1 | Commercial | WA - College | Existing | Water Heating | Natural Gas | Water Heater - Pre-Rinse Spray Valve | A | Integrated Unit Energy Savings (kWh or therms) | Achievable Economic TRC Potential | 0 | 0 | 16.1979 | 15.8708 | 15.5512 | 15.2559 | 14.9799 | 14.7226 | 14.472 | 14.2422 | 14.0231 | 13.8212 | 13.6425 | 13.4972 | 13.404 | 13.3138 | 13.2456 | 13.1961 | 13.1567 | 13.1251 | 13.1022 | 13.0856 | 13.0736 | 13.0649 | 13.054 | 13.0515 | 13.0495
F2_Commercial_WA - College_Existing_Water Heating_Natural Gas_Water Heater - Pre-Rinse Spray Valve_A_Achievable Economic TRC Potential | F2 | Commercial | WA - College | Existing | Water Heating | Natural Gas | Water Heater - Pre-Rinse Spray Valve | A | Integrated Unit Summer Peak Savings (kW) | Achievable Economic TRC Potential | 0 | 0 | 0 | 0 | 0 | 0 | 0 | 0 | 0 | 0 | 0 | 0 | 0 | 0 | 0 | 0 | 0 | 0 | 0 | 0 | 0 | 0 | 0 | 0 | 0 | 0 | 0
F3_Commercial_WA - College_Existing_Water Heating_Natural Gas_Water Heater - Pre-Rinse Spray Valve_A_Achievable Economic TRC Potential | F3 | Commercial | WA - College | Existing | Water Heating | Natural Gas | Water Heater - Pre-Rinse Spray Valve | A | Integrated Unit Winter Peak Savings (kW) | Achievable Economic TRC Potential | 0 | 0 | 0 | 0 | 0 | 0 | 0 | 0 | 0 | 0 | 0 | 0 | 0 | 0 | 0 | 0 | 0 | 0 | 0 | 0 | 0 | 0 | 0 | 0 | 0 | 0 | 0
F4_Commercial_WA - College_Existing_Water Heating_Natural Gas_Water Heater - Pre-Rinse Spray Valve_A_Achievable Economic TRC Potential | F4 | Commercial | WA - College | Existing | Water Heating | Natural Gas | Water Heater - Pre-Rinse Spray Valve | A | Incremental Energy Savings (MWh or mTherms) | Achievable Economic TRC Potential | 0 | 0 | 0 | 0 | 0 | 0 | 0 | 0 | 0 | 0 | 0 | 0 | 0 | 0 | 0 | 0 | 0 | 0 | 0 | 0 | 0 | 0 | 0 | 0 | 0 | 0 | 0
F5_Commercial_WA - College_Existing_Water Heating_Natural Gas_Water Heater - Pre-Rinse Spray Valve_A_Achievable Economic TRC Potential | F5 | Commercial | WA - College | Existing | Water Heating | Natural Gas | Water Heater - Pre-Rinse Spray Valve | A | Incremental Summer Peak Savings (MW) | Achievable Economic TRC Potential | 0 | 0 | 0 | 0 | 0 | 0 | 0 | 0 | 0 | 0 | 0 | 0 | 0 | 0 | 0 | 0 | 0 | 0 | 0 | 0 | 0 | 0 | 0 | 0 | 0 | 0 | 0
F6_Commercial_WA - College_Existing_Water Heating_Natural Gas_Water Heater - Pre-Rinse Spray Valve_A_Achievable Economic TRC Potential | F6 | Commercial | WA - College | Existing | Water Heating | Natural Gas | Water Heater - Pre-Rinse Spray Valve | A | Incremental Winter Peak Savings (MW) | Achievable Economic TRC Potential | 0 | 0 | 0 | 0 | 0 | 0 | 0 | 0 | 0 | 0 | 0 | 0 | 0 | 0 | 0 | 0 | 0 | 0 | 0 | 0 | 0 | 0 | 0 | 0 | 0 | 0 | 0
F7_Commercial_WA - College_Existing_Water Heating_Natural Gas_Water Heater - Pre-Rinse Spray Valve_A_Achievable Economic TRC Potential | F7 | Commercial | WA - College | Existing | Water Heating | Natural Gas | Water Heater - Pre-Rinse Spray Valve | A | Cumulative Energy Savings (MWh or mTherms) | Achievable Economic TRC Potential | 0 | 0 | 0 | 0 | 0 | 0 | 0 | 0 | 0 | 0 | 0 | 0 | 0 | 0 | 0 | 0 | 0 | 0 | 0 | 0 | 0 | 0 | 0 | 0 | 0 | 0 | 0
F8_Commercial_WA - College_Existing_Water Heating_Natural Gas_Water Heater - Pre-Rinse Spray Valve_A_Achievable Economic TRC Potential | F8 | Commercial | WA - College | Existing | Water Heating | Natural Gas | Water Heater - Pre-Rinse Spray Valve | A | Cumulative Summer Peak Savings (MW) | Achievable Economic TRC Potential | 0 | 0 | 0 | 0 | 0 | 0 | 0 | 0 | 0 | 0 | 0 | 0 | 0 | 0 | 0 | 0 | 0 | 0 | 0 | 0 | 0 | 0 | 0 | 0 | 0 | 0 | 0
F9_Commercial_WA - College_Existing_Water Heating_Natural Gas_Water Heater - Pre-Rinse Spray Valve_A_Achievable Economic TRC Potential | F9 | Commercial | WA - College | Existing | Water Heating | Natural Gas | Water Heater - Pre-Rinse Spray Valve | A | Cumulative Winter Peak Savings (MW) | Achievable Economic TRC Potential | 0 | 0 | 0 | 0 | 0 | 0 | 0 | 0 | 0 | 0 | 0 | 0 | 0 | 0 | 0 | 0 | 0 | 0 | 0 | 0 | 0 | 0 | 0 | 0 | 0 | 0 | 0
F10_Commercial_WA - College_Existing_Water Heating_Natural Gas_Water Heater - Pre-Rinse Spray Valve_A_Achievable Economic TRC Potential | F10 | Commercial | WA - College | Existing | Water Heating | Natural Gas | Water Heater - Pre-Rinse Spray Valve | A | Purchases (Incremental) | Achievable Economic TRC Potential | 0 | 0 | 0 | 0 | 0 | 0 | 0 | 0 | 0 | 0 | 0 | 0 | 0 | 0 | 0 | 0 | 0 | 0 | 0 | 0 | 0 | 0 | 0 | 0 | 0 | 0 | 0
F11_Commercial_WA - College_Existing_Water Heating_Natural Gas_Water Heater - Pre-Rinse Spray Valve_A_Achievable Economic TRC Potential | F11 | Commercial | WA - College | Existing | Water Heating | Natural Gas | Water Heater - Pre-Rinse Spray Valve | A | Purchases (Cumulative) | Achievable Economic TRC Potential | 0 | 0 | 0 | 0 | 0 | 0 | 0 | 0 | 0 | 0 | 0 | 0 | 0 | 0 | 0 | 0 | 0 | 0 | 0 | 0 | 0 | 0 | 0 | 0 | 0 | 0 | 0
F1_Commercial_WA - College_Existing_Water Heating_Natural Gas_Water Heater - Temperature Setback_A_Achievable Economic TRC Potential | F1 | Commercial | WA - College | Existing | Water Heating | Natural Gas | Water Heater - Temperature Setback | A | Integrated Unit Energy Savings (kWh or therms) | Achievable Economic TRC Potential | 0 | 0 | 100.1381 | 98.473 | 96.9487 | 95.5517 | 94.2748 | 93.1102 | 92.0508 | 91.1035 | 90.2331 | 89.436 | 88.7111 | 88.0994 | 87.5915 | 87.0654 | 86.6472 | 86.3233 | 86.0657 | 85.859 | 85.7091 | 85.6008 | 85.5224 | 85.4653 | 85.3937 | 85.3776 | 85.3647
F2_Commercial_WA - College_Existing_Water Heating_Natural Gas_Water Heater - Temperature Setback_A_Achievable Economic TRC Potential | F2 | Commercial | WA - College | Existing | Water Heating | Natural Gas | Water Heater - Temperature Setback | A | Integrated Unit Summer Peak Savings (kW) | Achievable Economic TRC Potential | 0 | 0 | 0 | 0 | 0 | 0 | 0 | 0 | 0 | 0 | 0 | 0 | 0 | 0 | 0 | 0 | 0 | 0 | 0 | 0 | 0 | 0 | 0 | 0 | 0 | 0 | 0
F3_Commercial_WA - College_Existing_Water Heating_Natural Gas_Water Heater - Temperature Setback_A_Achievable Economic TRC Potential | F3 | Commercial | WA - College | Existing | Water Heating | Natural Gas | Water Heater - Temperature Setback | A | Integrated Unit Winter Peak Savings (kW) | Achievable Economic TRC Potential | 0 | 0 | 0 | 0 | 0 | 0 | 0 | 0 | 0 | 0 | 0 | 0 | 0 | 0 | 0 | 0 | 0 | 0 | 0 | 0 | 0 | 0 | 0 | 0 | 0 | 0 | 0
F4_Commercial_WA - College_Existing_Water Heating_Natural Gas_Water Heater - Temperature Setback_A_Achievable Economic TRC Potential | F4 | Commercial | WA - College | Existing | Water Heating | Natural Gas | Water Heater - Temperature Setback | A | Incremental Energy Savings (MWh or mTherms) | Achievable Economic TRC Potential | 0 | 0 | 0 | 6.1325 | 7.4131 | 2.9903 | 3.0315 | 2.8236 | 3.3348 | 0 | 0 | 0 | 0 | 0 | 0 | 0 | 0 | 0 | 0 | 0 | 0 | 0 | 0 | 0 | 0 | 0 | 0
F5_Commercial_WA - College_Existing_Water Heating_Natural Gas_Water Heater - Temperature Setback_A_Achievable Economic TRC Potential | F5 | Commercial | WA - College | Existing | Water Heating | Natural Gas | Water Heater - Temperature Setback | A | Incremental Summer Peak Savings (MW) | Achievable Economic TRC Potential | 0 | 0 | 0 | 0 | 0 | 0 | 0 | 0 | 0 | 0 | 0 | 0 | 0 | 0 | 0 | 0 | 0 | 0 | 0 | 0 | 0 | 0 | 0 | 0 | 0 | 0 | 0
F6_Commercial_WA - College_Existing_Water Heating_Natural Gas_Water Heater - Temperature Setback_A_Achievable Economic TRC Potential | F6 | Commercial | WA - College | Existing | Water Heating | Natural Gas | Water Heater - Temperature Setback | A | Incremental Winter Peak Savings (MW) | Achievable Economic TRC Potential | 0 | 0 | 0 | 0 | 0 | 0 | 0 | 0 | 0 | 0 | 0 | 0 | 0 | 0 | 0 | 0 | 0 | 0 | 0 | 0 | 0 | 0 | 0 | 0 | 0 | 0 | 0
F7_Commercial_WA - College_Existing_Water Heating_Natural Gas_Water Heater - Temperature Setback_A_Achievable Economic TRC Potential | F7 | Commercial | WA - College | Existing | Water Heating | Natural Gas | Water Heater - Temperature Setback | A | Cumulative Energy Savings (MWh or mTherms) | Achievable Economic TRC Potential | 0 | 0 | 0 | 6.1325 | 13.4507 | 16.2471 | 19.0615 | 21.6496 | 24.7381 | 24.4835 | 24.2496 | 24.0353 | 23.8405 | 23.6761 | 23.5397 | 23.3983 | 23.2859 | 23.1988 | 23.1296 | 23.0741 | 23.0338 | 23.0047 | 22.9836 | 22.9682 | 22.949 | 22.9447 | 22.9412
F8_Commercial_WA - College_Existing_Water Heating_Natural Gas_Water Heater - Temperature Setback_A_Achievable Economic TRC Potential | F8 | Commercial | WA - College | Existing | Water Heating | Natural Gas | Water Heater - Temperature Setback | A | Cumulative Summer Peak Savings (MW) | Achievable Economic TRC Potential | 0 | 0 | 0 | 0 | 0 | 0 | 0 | 0 | 0 | 0 | 0 | 0 | 0 | 0 | 0 | 0 | 0 | 0 | 0 | 0 | 0 | 0 | 0 | 0 | 0 | 0 | 0
F9_Commercial_WA - College_Existing_Water Heating_Natural Gas_Water Heater - Temperature Setback_A_Achievable Economic TRC Potential | F9 | Commercial | WA - College | Existing | Water Heating | Natural Gas | Water Heater - Temperature Setback | A | Cumulative Winter Peak Savings (MW) | Achievable Economic TRC Potential | 0 | 0 | 0 | 0 | 0 | 0 | 0 | 0 | 0 | 0 | 0 | 0 | 0 | 0 | 0 | 0 | 0 | 0 | 0 | 0 | 0 | 0 | 0 | 0 | 0 | 0 | 0
F10_Commercial_WA - College_Existing_Water Heating_Natural Gas_Water Heater - Temperature Setback_A_Achievable Economic TRC Potential | F10 | Commercial | WA - College | Existing | Water Heating | Natural Gas | Water Heater - Temperature Setback | A | Purchases (Incremental) | Achievable Economic TRC Potential | 0 | 0 | 0 | 62.2756 | 76.4646 | 31.2946 | 32.1557 | 30.325 | 36.2281 | 0 | 0 | 0 | 0 | 0 | 0 | 0 | 0 | 0 | 0 | 0 | 0 | 0 | 0 | 0 | 0 | 0 | 0
F11_Commercial_WA - College_Existing_Water Heating_Natural Gas_Water Heater - Temperature Setback_A_Achievable Economic TRC Potential | F11 | Commercial | WA - College | Existing | Water Heating | Natural Gas | Water Heater - Temperature Setback | A | Purchases (Cumulative) | Achievable Economic TRC Potential | 0 | 0 | 0 | 62.2756 | 138.7402 | 170.0348 | 202.1905 | 232.5155 | 268.7436 | 268.7436 | 268.7436 | 268.7436 | 268.7436 | 268.7436 | 268.7436 | 268.7436 | 268.7436 | 268.7436 | 268.7436 | 268.7436 | 268.7436 | 268.7436 | 268.7436 | 268.7436 | 268.7436 | 268.7436 | 268.7436
F1_Commercial_WA - College_Existing_Water Heating_Natural Gas_Water Heater - Faucet Aerators_A_Achievable Economic TRC Potential | F1 | Commercial | WA - College | Existing | Water Heating | Natural Gas | Water Heater - Faucet Aerators | A | Integrated Unit Energy Savings (kWh or therms) | Achievable Economic TRC Potential | 0 | 0 | 12.8867 | 12.6605 | 12.4501 | 12.2649 | 12.0951 | 11.9401 | 11.7978 | 11.6764 | 11.5648 | 11.4626 | 11.3697 | 11.2913 | 11.2263 | 11.1588 | 11.1052 | 11.0637 | 11.0307 | 11.0042 | 10.985 | 10.9711 | 10.9611 | 10.9537 | 10.9446 | 10.9425 | 10.9408
F2_Commercial_WA - College_Existing_Water Heating_Natural Gas_Water Heater - Faucet Aerators_A_Achievable Economic TRC Potential | F2 | Commercial | WA - College | Existing | Water Heating | Natural Gas | Water Heater - Faucet Aerators | A | Integrated Unit Summer Peak Savings (kW) | Achievable Economic TRC Potential | 0 | 0 | 0 | 0 | 0 | 0 | 0 | 0 | 0 | 0 | 0 | 0 | 0 | 0 | 0 | 0 | 0 | 0 | 0 | 0 | 0 | 0 | 0 | 0 | 0 | 0 | 0
F3_Commercial_WA - College_Existing_Water Heating_Natural Gas_Water Heater - Faucet Aerators_A_Achievable Economic TRC Potential | F3 | Commercial | WA - College | Existing | Water Heating | Natural Gas | Water Heater - Faucet Aerators | A | Integrated Unit Winter Peak Savings (kW) | Achievable Economic TRC Potential | 0 | 0 | 0 | 0 | 0 | 0 | 0 | 0 | 0 | 0 | 0 | 0 | 0 | 0 | 0 | 0 | 0 | 0 | 0 | 0 | 0 | 0 | 0 | 0 | 0 | 0 | 0
F4_Commercial_WA - College_Existing_Water Heating_Natural Gas_Water Heater - Faucet Aerators_A_Achievable Economic TRC Potential | F4 | Commercial | WA - College | Existing | Water Heating | Natural Gas | Water Heater - Faucet Aerators | A | Incremental Energy Savings (MWh or mTherms) | Achievable Economic TRC Potential | 0 | 0 | 0 | 0 | 0 | 0 | 0 | 0 | 0 | 0 | 0 | 0 | 0 | 0 | 0 | 0 | 0 | 0 | 0 | 0 | 0 | 0 | 0 | 0 | 0 | 0 | 0
F5_Commercial_WA - College_Existing_Water Heating_Natural Gas_Water Heater - Faucet Aerators_A_Achievable Economic TRC Potential | F5 | Commercial | WA - College | Existing | Water Heating | Natural Gas | Water Heater - Faucet Aerators | A | Incremental Summer Peak Savings (MW) | Achievable Economic TRC Potential | 0 | 0 | 0 | 0 | 0 | 0 | 0 | 0 | 0 | 0 | 0 | 0 | 0 | 0 | 0 | 0 | 0 | 0 | 0 | 0 | 0 | 0 | 0 | 0 | 0 | 0 | 0
F6_Commercial_WA - College_Existing_Water Heating_Natural Gas_Water Heater - Faucet Aerators_A_Achievable Economic TRC Potential | F6 | Commercial | WA - College | Existing | Water Heating | Natural Gas | Water Heater - Faucet Aerators | A | Incremental Winter Peak Savings (MW) | Achievable Economic TRC Potential | 0 | 0 | 0 | 0 | 0 | 0 | 0 | 0 | 0 | 0 | 0 | 0 | 0 | 0 | 0 | 0 | 0 | 0 | 0 | 0 | 0 | 0 | 0 | 0 | 0 | 0 | 0
F7_Commercial_WA - College_Existing_Water Heating_Natural Gas_Water Heater - Faucet Aerators_A_Achievable Economic TRC Potential | F7 | Commercial | WA - College | Existing | Water Heating | Natural Gas | Water Heater - Faucet Aerators | A | Cumulative Energy Savings (MWh or mTherms) | Achievable Economic TRC Potential | 0 | 0 | 0 | 0 | 0 | 0 | 0 | 0 | 0 | 0 | 0 | 0 | 0 | 0 | 0 | 0 | 0 | 0 | 0 | 0 | 0 | 0 | 0 | 0 | 0 | 0 | 0
F8_Commercial_WA - College_Existing_Water Heating_Natural Gas_Water Heater - Faucet Aerators_A_Achievable Economic TRC Potential | F8 | Commercial | WA - College | Existing | Water Heating | Natural Gas | Water Heater - Faucet Aerators | A | Cumulative Summer Peak Savings (MW) | Achievable Economic TRC Potential | 0 | 0 | 0 | 0 | 0 | 0 | 0 | 0 | 0 | 0 | 0 | 0 | 0 | 0 | 0 | 0 | 0 | 0 | 0 | 0 | 0 | 0 | 0 | 0 | 0 | 0 | 0
F9_Commercial_WA - College_Existing_Water Heating_Natural Gas_Water Heater - Faucet Aerators_A_Achievable Economic TRC Potential | F9 | Commercial | WA - College | Existing | Water Heating | Natural Gas | Water Heater - Faucet Aerators | A | Cumulative Winter Peak Savings (MW) | Achievable Economic TRC Potential | 0 | 0 | 0 | 0 | 0 | 0 | 0 | 0 | 0 | 0 | 0 | 0 | 0 | 0 | 0 | 0 | 0 | 0 | 0 | 0 | 0 | 0 | 0 | 0 | 0 | 0 | 0
F10_Commercial_WA - College_Existing_Water Heating_Natural Gas_Water Heater - Faucet Aerators_A_Achievable Economic TRC Potential | F10 | Commercial | WA - College | Existing | Water Heating | Natural Gas | Water Heater - Faucet Aerators | A | Purchases (Incremental) | Achievable Economic TRC Potential | 0 | 0 | 0 | 0 | 0 | 0 | 0 | 0 | 0 | 0 | 0 | 0 | 0 | 0 | 0 | 0 | 0 | 0 | 0 | 0 | 0 | 0 | 0 | 0 | 0 | 0 | 0
F11_Commercial_WA - College_Existing_Water Heating_Natural Gas_Water Heater - Faucet Aerators_A_Achievable Economic TRC Potential | F11 | Commercial | WA - College | Existing | Water Heating | Natural Gas | Water Heater - Faucet Aerators | A | Purchases (Cumulative) | Achievable Economic TRC Potential | 0 | 0 | 0 | 0 | 0 | 0 | 0 | 0 | 0 | 0 | 0 | 0 | 0 | 0 | 0 | 0 | 0 | 0 | 0 | 0 | 0 | 0 | 0 | 0 | 0 | 0 | 0
F1_Commercial_WA - College_Existing_Water Heating_Natural Gas_Water Heater - Low-Flow Showerheads_A_Achievable Economic TRC Potential | F1 | Commercial | WA - College | Existing | Water Heating | Natural Gas | Water Heater - Low-Flow Showerheads | A | Integrated Unit Energy Savings (kWh or therms) | Achievable Economic TRC Potential | 0 | 0 | 4.6349 | 4.5463 | 4.4621 | 4.3853 | 4.3127 | 4.244 | 4.1779 | 4.1181 | 4.0618 | 4.01 | 3.964 | 3.9263 | 3.9022 | 3.8783 | 3.8595 | 3.8451 | 3.8336 | 3.8244 | 3.8177 | 3.8129 | 3.8094 | 3.8068 | 3.8036 | 3.8029 | 3.8024
F2_Commercial_WA - College_Existing_Water Heating_Natural Gas_Water Heater - Low-Flow Showerheads_A_Achievable Economic TRC Potential | F2 | Commercial | WA - College | Existing | Water Heating | Natural Gas | Water Heater - Low-Flow Showerheads | A | Integrated Unit Summer Peak Savings (kW) | Achievable Economic TRC Potential | 0 | 0 | 0 | 0 | 0 | 0 | 0 | 0 | 0 | 0 | 0 | 0 | 0 | 0 | 0 | 0 | 0 | 0 | 0 | 0 | 0 | 0 | 0 | 0 | 0 | 0 | 0
F3_Commercial_WA - College_Existing_Water Heating_Natural Gas_Water Heater - Low-Flow Showerheads_A_Achievable Economic TRC Potential | F3 | Commercial | WA - College | Existing | Water Heating | Natural Gas | Water Heater - Low-Flow Showerheads | A | Integrated Unit Winter Peak Savings (kW) | Achievable Economic TRC Potential | 0 | 0 | 0 | 0 | 0 | 0 | 0 | 0 | 0 | 0 | 0 | 0 | 0 | 0 | 0 | 0 | 0 | 0 | 0 | 0 | 0 | 0 | 0 | 0 | 0 | 0 | 0
F4_Commercial_WA - College_Existing_Water Heating_Natural Gas_Water Heater - Low-Flow Showerheads_A_Achievable Economic TRC Potential | F4 | Commercial | WA - College | Existing | Water Heating | Natural Gas | Water Heater - Low-Flow Showerheads | A | Incremental Energy Savings (MWh or mTherms) | Achievable Economic TRC Potential | 0 | 0 | 0 | 0 | 0 | 0 | 0 | 0 | 0 | 0 | 0 | 0 | 0 | 0 | 0 | 0 | 0 | 0 | 0 | 0 | 0 | 0 | 0 | 0 | 0 | 0 | 0
F5_Commercial_WA - College_Existing_Water Heating_Natural Gas_Water Heater - Low-Flow Showerheads_A_Achievable Economic TRC Potential | F5 | Commercial | WA - College | Existing | Water Heating | Natural Gas | Water Heater - Low-Flow Showerheads | A | Incremental Summer Peak Savings (MW) | Achievable Economic TRC Potential | 0 | 0 | 0 | 0 | 0 | 0 | 0 | 0 | 0 | 0 | 0 | 0 | 0 | 0 | 0 | 0 | 0 | 0 | 0 | 0 | 0 | 0 | 0 | 0 | 0 | 0 | 0
F6_Commercial_WA - College_Existing_Water Heating_Natural Gas_Water Heater - Low-Flow Showerheads_A_Achievable Economic TRC Potential | F6 | Commercial | WA - College | Existing | Water Heating | Natural Gas | Water Heater - Low-Flow Showerheads | A | Incremental Winter Peak Savings (MW) | Achievable Economic TRC Potential | 0 | 0 | 0 | 0 | 0 | 0 | 0 | 0 | 0 | 0 | 0 | 0 | 0 | 0 | 0 | 0 | 0 | 0 | 0 | 0 | 0 | 0 | 0 | 0 | 0 | 0 | 0
F7_Commercial_WA - College_Existing_Water Heating_Natural Gas_Water Heater - Low-Flow Showerheads_A_Achievable Economic TRC Potential | F7 | Commercial | WA - College | Existing | Water Heating | Natural Gas | Water Heater - Low-Flow Showerheads | A | Cumulative Energy Savings (MWh or mTherms) | Achievable Economic TRC Potential | 0 | 0 | 0 | 0 | 0 | 0 | 0 | 0 | 0 | 0 | 0 | 0 | 0 | 0 | 0 | 0 | 0 | 0 | 0 | 0 | 0 | 0 | 0 | 0 | 0 | 0 | 0
F8_Commercial_WA - College_Existing_Water Heating_Natural Gas_Water Heater - Low-Flow Showerheads_A_Achievable Economic TRC Potential | F8 | Commercial | WA - College | Existing | Water Heating | Natural Gas | Water Heater - Low-Flow Showerheads | A | Cumulative Summer Peak Savings (MW) | Achievable Economic TRC Potential | 0 | 0 | 0 | 0 | 0 | 0 | 0 | 0 | 0 | 0 | 0 | 0 | 0 | 0 | 0 | 0 | 0 | 0 | 0 | 0 | 0 | 0 | 0 | 0 | 0 | 0 | 0
F9_Commercial_WA - College_Existing_Water Heating_Natural Gas_Water Heater - Low-Flow Showerheads_A_Achievable Economic TRC Potential | F9 | Commercial | WA - College | Existing | Water Heating | Natural Gas | Water Heater - Low-Flow Showerheads | A | Cumulative Winter Peak Savings (MW) | Achievable Economic TRC Potential | 0 | 0 | 0 | 0 | 0 | 0 | 0 | 0 | 0 | 0 | 0 | 0 | 0 | 0 | 0 | 0 | 0 | 0 | 0 | 0 | 0 | 0 | 0 | 0 | 0 | 0 | 0
F10_Commercial_WA - College_Existing_Water Heating_Natural Gas_Water Heater - Low-Flow Showerheads_A_Achievable Economic TRC Potential | F10 | Commercial | WA - College | Existing | Water Heating | Natural Gas | Water Heater - Low-Flow Showerheads | A | Purchases (Incremental) | Achievable Economic TRC Potential | 0 | 0 | 0 | 0 | 0 | 0 | 0 | 0 | 0 | 0 | 0 | 0 | 0 | 0 | 0 | 0 | 0 | 0 | 0 | 0 | 0 | 0 | 0 | 0 | 0 | 0 | 0
F11_Commercial_WA - College_Existing_Water Heating_Natural Gas_Water Heater - Low-Flow Showerheads_A_Achievable Economic TRC Potential | F11 | Commercial | WA - College | Existing | Water Heating | Natural Gas | Water Heater - Low-Flow Showerheads | A | Purchases (Cumulative) | Achievable Economic TRC Potential | 0 | 0 | 0 | 0 | 0 | 0 | 0 | 0 | 0 | 0 | 0 | 0 | 0 | 0 | 0 | 0 | 0 | 0 | 0 | 0 | 0 | 0 | 0 | 0 | 0 | 0 | 0
F1_Commercial_WA - College_Existing_Water Heating_Natural Gas_Water Heater - Tank Blanket/Insulation_A_Achievable Economic TRC Potential | F1 | Commercial | WA - College | Existing | Water Heating | Natural Gas | Water Heater - Tank Blanket/Insulation | A | Integrated Unit Energy Savings (kWh or therms) | Achievable Economic TRC Potential | 0 | 0 | 193.4658 | 190.3508 | 187.5278 | 184.9748 | 182.674 | 180.6105 | 178.7793 | 177.1831 | 175.7373 | 174.4164 | 173.2006 | 172.1586 | 171.2704 | 170.3037 | 169.5145 | 168.8807 | 168.3769 | 167.9724 | 167.6792 | 167.4673 | 167.3139 | 167.2022 | 167.0621 | 167.0305 | 167.0053
F2_Commercial_WA - College_Existing_Water Heating_Natural Gas_Water Heater - Tank Blanket/Insulation_A_Achievable Economic TRC Potential | F2 | Commercial | WA - College | Existing | Water Heating | Natural Gas | Water Heater - Tank Blanket/Insulation | A | Integrated Unit Summer Peak Savings (kW) | Achievable Economic TRC Potential | 0 | 0 | 0 | 0 | 0 | 0 | 0 | 0 | 0 | 0 | 0 | 0 | 0 | 0 | 0 | 0 | 0 | 0 | 0 | 0 | 0 | 0 | 0 | 0 | 0 | 0 | 0
F3_Commercial_WA - College_Existing_Water Heating_Natural Gas_Water Heater - Tank Blanket/Insulation_A_Achievable Economic TRC Potential | F3 | Commercial | WA - College | Existing | Water Heating | Natural Gas | Water Heater - Tank Blanket/Insulation | A | Integrated Unit Winter Peak Savings (kW) | Achievable Economic TRC Potential | 0 | 0 | 0 | 0 | 0 | 0 | 0 | 0 | 0 | 0 | 0 | 0 | 0 | 0 | 0 | 0 | 0 | 0 | 0 | 0 | 0 | 0 | 0 | 0 | 0 | 0 | 0
F4_Commercial_WA - College_Existing_Water Heating_Natural Gas_Water Heater - Tank Blanket/Insulation_A_Achievable Economic TRC Potential | F4 | Commercial | WA - College | Existing | Water Heating | Natural Gas | Water Heater - Tank Blanket/Insulation | A | Incremental Energy Savings (MWh or mTherms) | Achievable Economic TRC Potential | 0 | 0 | 0 | 3.4865 | 4.2174 | 5.0906 | 5.8359 | 6.5814 | 7.6164 | 8.2808 | 8.3903 | 7.8475 | 6.6985 | 5.1524 | 3.5178 | 2.0932 | 0.97312 | 0 | 0 | 0 | 0 | 0 | 0 | 0 | 0 | 0 | 0
F5_Commercial_WA - College_Existing_Water Heating_Natural Gas_Water Heater - Tank Blanket/Insulation_A_Achievable Economic TRC Potential | F5 | Commercial | WA - College | Existing | Water Heating | Natural Gas | Water Heater - Tank Blanket/Insulation | A | Incremental Summer Peak Savings (MW) | Achievable Economic TRC Potential | 0 | 0 | 0 | 0 | 0 | 0 | 0 | 0 | 0 | 0 | 0 | 0 | 0 | 0 | 0 | 0 | 0 | 0 | 0 | 0 | 0 | 0 | 0 | 0 | 0 | 0 | 0
F6_Commercial_WA - College_Existing_Water Heating_Natural Gas_Water Heater - Tank Blanket/Insulation_A_Achievable Economic TRC Potential | F6 | Commercial | WA - College | Existing | Water Heating | Natural Gas | Water Heater - Tank Blanket/Insulation | A | Incremental Winter Peak Savings (MW) | Achievable Economic TRC Potential | 0 | 0 | 0 | 0 | 0 | 0 | 0 | 0 | 0 | 0 | 0 | 0 | 0 | 0 | 0 | 0 | 0 | 0 | 0 | 0 | 0 | 0 | 0 | 0 | 0 | 0 | 0
F7_Commercial_WA - College_Existing_Water Heating_Natural Gas_Water Heater - Tank Blanket/Insulation_A_Achievable Economic TRC Potential | F7 | Commercial | WA - College | Existing | Water Heating | Natural Gas | Water Heater - Tank Blanket/Insulation | A | Cumulative Energy Savings (MWh or mTherms) | Achievable Economic TRC Potential | 0 | 0 | 0 | 3.4865 | 7.6522 | 12.6387 | 18.3174 | 24.6919 | 32.058 | 40.0525 | 48.116 | 55.6018 | 61.9128 | 66.6928 | 69.8664 | 71.5652 | 72.2067 | 71.9367 | 71.7221 | 71.5499 | 71.425 | 71.3347 | 71.2693 | 71.2218 | 71.1621 | 71.1486 | 71.1379
F8_Commercial_WA - College_Existing_Water Heating_Natural Gas_Water Heater - Tank Blanket/Insulation_A_Achievable Economic TRC Potential | F8 | Commercial | WA - College | Existing | Water Heating | Natural Gas | Water Heater - Tank Blanket/Insulation | A | Cumulative Summer Peak Savings (MW) | Achievable Economic TRC Potential | 0 | 0 | 0 | 0 | 0 | 0 | 0 | 0 | 0 | 0 | 0 | 0 | 0 | 0 | 0 | 0 | 0 | 0 | 0 | 0 | 0 | 0 | 0 | 0 | 0 | 0 | 0
F9_Commercial_WA - College_Existing_Water Heating_Natural Gas_Water Heater - Tank Blanket/Insulation_A_Achievable Economic TRC Potential | F9 | Commercial | WA - College | Existing | Water Heating | Natural Gas | Water Heater - Tank Blanket/Insulation | A | Cumulative Winter Peak Savings (MW) | Achievable Economic TRC Potential | 0 | 0 | 0 | 0 | 0 | 0 | 0 | 0 | 0 | 0 | 0 | 0 | 0 | 0 | 0 | 0 | 0 | 0 | 0 | 0 | 0 | 0 | 0 | 0 | 0 | 0 | 0
F10_Commercial_WA - College_Existing_Water Heating_Natural Gas_Water Heater - Tank Blanket/Insulation_A_Achievable Economic TRC Potential | F10 | Commercial | WA - College | Existing | Water Heating | Natural Gas | Water Heater - Tank Blanket/Insulation | A | Purchases (Incremental) | Achievable Economic TRC Potential | 0 | 0 | 0 | 18.3164 | 22.4896 | 27.5207 | 31.9471 | 36.4398 | 42.6025 | 46.7356 | 47.7437 | 44.9927 | 38.675 | 29.9284 | 20.5392 | 12.2908 | 5.7406 | 0 | 0 | 0 | 0 | 0 | 0 | 0 | 0 | 0 | 0
F11_Commercial_WA - College_Existing_Water Heating_Natural Gas_Water Heater - Tank Blanket/Insulation_A_Achievable Economic TRC Potential | F11 | Commercial | WA - College | Existing | Water Heating | Natural Gas | Water Heater - Tank Blanket/Insulation | A | Purchases (Cumulative) | Achievable Economic TRC Potential | 0 | 0 | 0 | 18.3164 | 40.8059 | 68.3266 | 100.2737 | 136.7135 | 179.316 | 226.0515 | 273.7952 | 318.7879 | 357.463 | 387.3913 | 407.9305 | 420.2213 | 425.962 | 425.962 | 425.962 | 425.962 | 425.962 | 425.962 | 425.962 | 425.962 | 425.962 | 425.962 | 425.962
F1_Commercial_WA - College_Existing_Water Heating_Natural Gas_Water Heater - Drainwater Heat Recovery_A_Achievable Economic TRC Potential | F1 | Commercial | WA - College | Existing | Water Heating | Natural Gas | Water Heater - Drainwater Heat Recovery | A | Integrated Unit Energy Savings (kWh or therms) | Achievable Economic TRC Potential | 0 | 0 | 26.6357 | 26.1079 | 25.6023 | 25.1361 | 24.6914 | 24.2672 | 23.8542 | 23.4754 | 23.1142 | 22.7814 | 22.4868 | 22.2474 | 22.0937 | 21.945 | 21.8327 | 21.751 | 21.6861 | 21.634 | 21.5963 | 21.569 | 21.5492 | 21.5348 | 21.5168 | 21.5127 | 21.5095
F2_Commercial_WA - College_Existing_Water Heating_Natural Gas_Water Heater - Drainwater Heat Recovery_A_Achievable Economic TRC Potential | F2 | Commercial | WA - College | Existing | Water Heating | Natural Gas | Water Heater - Drainwater Heat Recovery | A | Integrated Unit Summer Peak Savings (kW) | Achievable Economic TRC Potential | 0 | 0 | 0 | 0 | 0 | 0 | 0 | 0 | 0 | 0 | 0 | 0 | 0 | 0 | 0 | 0 | 0 | 0 | 0 | 0 | 0 | 0 | 0 | 0 | 0 | 0 | 0
F3_Commercial_WA - College_Existing_Water Heating_Natural Gas_Water Heater - Drainwater Heat Recovery_A_Achievable Economic TRC Potential | F3 | Commercial | WA - College | Existing | Water Heating | Natural Gas | Water Heater - Drainwater Heat Recovery | A | Integrated Unit Winter Peak Savings (kW) | Achievable Economic TRC Potential | 0 | 0 | 0 | 0 | 0 | 0 | 0 | 0 | 0 | 0 | 0 | 0 | 0 | 0 | 0 | 0 | 0 | 0 | 0 | 0 | 0 | 0 | 0 | 0 | 0 | 0 | 0
F4_Commercial_WA - College_Existing_Water Heating_Natural Gas_Water Heater - Drainwater Heat Recovery_A_Achievable Economic TRC Potential | F4 | Commercial | WA - College | Existing | Water Heating | Natural Gas | Water Heater - Drainwater Heat Recovery | A | Incremental Energy Savings (MWh or mTherms) | Achievable Economic TRC Potential | 0 | 0 | 0 | 0 | 0 | 0 | 0 | 0 | 0 | 0 | 0 | 0 | 0 | 0 | 0 | 0 | 0 | 0 | 0 | 0 | 0 | 0 | 0 | 0 | 0 | 0 | 0
F5_Commercial_WA - College_Existing_Water Heating_Natural Gas_Water Heater - Drainwater Heat Recovery_A_Achievable Economic TRC Potential | F5 | Commercial | WA - College | Existing | Water Heating | Natural Gas | Water Heater - Drainwater Heat Recovery | A | Incremental Summer Peak Savings (MW) | Achievable Economic TRC Potential | 0 | 0 | 0 | 0 | 0 | 0 | 0 | 0 | 0 | 0 | 0 | 0 | 0 | 0 | 0 | 0 | 0 | 0 | 0 | 0 | 0 | 0 | 0 | 0 | 0 | 0 | 0
F6_Commercial_WA - College_Existing_Water Heating_Natural Gas_Water Heater - Drainwater Heat Recovery_A_Achievable Economic TRC Potential | F6 | Commercial | WA - College | Existing | Water Heating | Natural Gas | Water Heater - Drainwater Heat Recovery | A | Incremental Winter Peak Savings (MW) | Achievable Economic TRC Potential | 0 | 0 | 0 | 0 | 0 | 0 | 0 | 0 | 0 | 0 | 0 | 0 | 0 | 0 | 0 | 0 | 0 | 0 | 0 | 0 | 0 | 0 | 0 | 0 | 0 | 0 | 0
F7_Commercial_WA - College_Existing_Water Heating_Natural Gas_Water Heater - Drainwater Heat Recovery_A_Achievable Economic TRC Potential | F7 | Commercial | WA - College | Existing | Water Heating | Natural Gas | Water Heater - Drainwater Heat Recovery | A | Cumulative Energy Savings (MWh or mTherms) | Achievable Economic TRC Potential | 0 | 0 | 0 | 0 | 0 | 0 | 0 | 0 | 0 | 0 | 0 | 0 | 0 | 0 | 0 | 0 | 0 | 0 | 0 | 0 | 0 | 0 | 0 | 0 | 0 | 0 | 0
F8_Commercial_WA - College_Existing_Water Heating_Natural Gas_Water Heater - Drainwater Heat Recovery_A_Achievable Economic TRC Potential | F8 | Commercial | WA - College | Existing | Water Heating | Natural Gas | Water Heater - Drainwater Heat Recovery | A | Cumulative Summer Peak Savings (MW) | Achievable Economic TRC Potential | 0 | 0 | 0 | 0 | 0 | 0 | 0 | 0 | 0 | 0 | 0 | 0 | 0 | 0 | 0 | 0 | 0 | 0 | 0 | 0 | 0 | 0 | 0 | 0 | 0 | 0 | 0
F9_Commercial_WA - College_Existing_Water Heating_Natural Gas_Water Heater - Drainwater Heat Recovery_A_Achievable Economic TRC Potential | F9 | Commercial | WA - College | Existing | Water Heating | Natural Gas | Water Heater - Drainwater Heat Recovery | A | Cumulative Winter Peak Savings (MW) | Achievable Economic TRC Potential | 0 | 0 | 0 | 0 | 0 | 0 | 0 | 0 | 0 | 0 | 0 | 0 | 0 | 0 | 0 | 0 | 0 | 0 | 0 | 0 | 0 | 0 | 0 | 0 | 0 | 0 | 0
F10_Commercial_WA - College_Existing_Water Heating_Natural Gas_Water Heater - Drainwater Heat Recovery_A_Achievable Economic TRC Potential | F10 | Commercial | WA - College | Existing | Water Heating | Natural Gas | Water Heater - Drainwater Heat Recovery | A | Purchases (Incremental) | Achievable Economic TRC Potential | 0 | 0 | 0 | 0 | 0 | 0 | 0 | 0 | 0 | 0 | 0 | 0 | 0 | 0 | 0 | 0 | 0 | 0 | 0 | 0 | 0 | 0 | 0 | 0 | 0 | 0 | 0
F11_Commercial_WA - College_Existing_Water Heating_Natural Gas_Water Heater - Drainwater Heat Recovery_A_Achievable Economic TRC Potential | F11 | Commercial | WA - College | Existing | Water Heating | Natural Gas | Water Heater - Drainwater Heat Recovery | A | Purchases (Cumulative) | Achievable Economic TRC Potential | 0 | 0 | 0 | 0 | 0 | 0 | 0 | 0 | 0 | 0 | 0 | 0 | 0 | 0 | 0 | 0 | 0 | 0 | 0 | 0 | 0 | 0 | 0 | 0 | 0 | 0 | 0
F1_Commercial_WA - College_Existing_Water Heating_Natural Gas_Water Heater - Circulation Pump Controls_A_Achievable Economic TRC Potential | F1 | Commercial | WA - College | Existing | Water Heating | Natural Gas | Water Heater - Circulation Pump Controls | A | Integrated Unit Energy Savings (kWh or therms) | Achievable Economic TRC Potential | 0 | 0 | 1398.547 | 1373.9945 | 1351.1578 | 1331.0565 | 1312.6276 | 1295.8146 | 1280.3656 | 1267.1898 | 1255.0822 | 1243.9951 | 1233.9125 | 1225.404 | 1218.3406 | 1211.0227 | 1205.2059 | 1200.6994 | 1197.1176 | 1194.2421 | 1192.1573 | 1190.6505 | 1189.5598 | 1188.7657 | 1187.7696 | 1187.5454 | 1187.3661
F2_Commercial_WA - College_Existing_Water Heating_Natural Gas_Water Heater - Circulation Pump Controls_A_Achievable Economic TRC Potential | F2 | Commercial | WA - College | Existing | Water Heating | Natural Gas | Water Heater - Circulation Pump Controls | A | Integrated Unit Summer Peak Savings (kW) | Achievable Economic TRC Potential | 0 | 0 | 0 | 0 | 0 | 0 | 0 | 0 | 0 | 0 | 0 | 0 | 0 | 0 | 0 | 0 | 0 | 0 | 0 | 0 | 0 | 0 | 0 | 0 | 0 | 0 | 0
F3_Commercial_WA - College_Existing_Water Heating_Natural Gas_Water Heater - Circulation Pump Controls_A_Achievable Economic TRC Potential | F3 | Commercial | WA - College | Existing | Water Heating | Natural Gas | Water Heater - Circulation Pump Controls | A | Integrated Unit Winter Peak Savings (kW) | Achievable Economic TRC Potential | 0 | 0 | 0 | 0 | 0 | 0 | 0 | 0 | 0 | 0 | 0 | 0 | 0 | 0 | 0 | 0 | 0 | 0 | 0 | 0 | 0 | 0 | 0 | 0 | 0 | 0 | 0
F4_Commercial_WA - College_Existing_Water Heating_Natural Gas_Water Heater - Circulation Pump Controls_A_Achievable Economic TRC Potential | F4 | Commercial | WA - College | Existing | Water Heating | Natural Gas | Water Heater - Circulation Pump Controls | A | Incremental Energy Savings (MWh or mTherms) | Achievable Economic TRC Potential | 0 | 0 | 0 | 9.0896 | 10.9751 | 13.2305 | 15.1458 | 17.0545 | 19.701 | 21.3899 | 21.6425 | 20.2153 | 17.2359 | 13.2459 | 0.97812 | 0 | 0 | 0 | 0 | 0 | 0 | 0 | 0 | 0 | 0 | 0 | 0
F5_Commercial_WA - College_Existing_Water Heating_Natural Gas_Water Heater - Circulation Pump Controls_A_Achievable Economic TRC Potential | F5 | Commercial | WA - College | Existing | Water Heating | Natural Gas | Water Heater - Circulation Pump Controls | A | Incremental Summer Peak Savings (MW) | Achievable Economic TRC Potential | 0 | 0 | 0 | 0 | 0 | 0 | 0 | 0 | 0 | 0 | 0 | 0 | 0 | 0 | 0 | 0 | 0 | 0 | 0 | 0 | 0 | 0 | 0 | 0 | 0 | 0 | 0
F6_Commercial_WA - College_Existing_Water Heating_Natural Gas_Water Heater - Circulation Pump Controls_A_Achievable Economic TRC Potential | F6 | Commercial | WA - College | Existing | Water Heating | Natural Gas | Water Heater - Circulation Pump Controls | A | Incremental Winter Peak Savings (MW) | Achievable Economic TRC Potential | 0 | 0 | 0 | 0 | 0 | 0 | 0 | 0 | 0 | 0 | 0 | 0 | 0 | 0 | 0 | 0 | 0 | 0 | 0 | 0 | 0 | 0 | 0 | 0 | 0 | 0 | 0
F7_Commercial_WA - College_Existing_Water Heating_Natural Gas_Water Heater - Circulation Pump Controls_A_Achievable Economic TRC Potential | F7 | Commercial | WA - College | Existing | Water Heating | Natural Gas | Water Heater - Circulation Pump Controls | A | Cumulative Energy Savings (MWh or mTherms) | Achievable Economic TRC Potential | 0 | 0 | 0 | 9.0896 | 19.9136 | 32.8478 | 47.5388 | 63.9844 | 82.9226 | 103.4592 | 124.1132 | 143.2321 | 159.3071 | 171.4545 | 171.4444 | 170.4146 | 169.5961 | 168.9619 | 168.4579 | 168.0532 | 167.7599 | 167.5478 | 167.3944 | 167.2826 | 167.1424 | 167.1109 | 167.0857
F8_Commercial_WA - College_Existing_Water Heating_Natural Gas_Water Heater - Circulation Pump Controls_A_Achievable Economic TRC Potential | F8 | Commercial | WA - College | Existing | Water Heating | Natural Gas | Water Heater - Circulation Pump Controls | A | Cumulative Summer Peak Savings (MW) | Achievable Economic TRC Potential | 0 | 0 | 0 | 0 | 0 | 0 | 0 | 0 | 0 | 0 | 0 | 0 | 0 | 0 | 0 | 0 | 0 | 0 | 0 | 0 | 0 | 0 | 0 | 0 | 0 | 0 | 0
F9_Commercial_WA - College_Existing_Water Heating_Natural Gas_Water Heater - Circulation Pump Controls_A_Achievable Economic TRC Potential | F9 | Commercial | WA - College | Existing | Water Heating | Natural Gas | Water Heater - Circulation Pump Controls | A | Cumulative Winter Peak Savings (MW) | Achievable Economic TRC Potential | 0 | 0 | 0 | 0 | 0 | 0 | 0 | 0 | 0 | 0 | 0 | 0 | 0 | 0 | 0 | 0 | 0 | 0 | 0 | 0 | 0 | 0 | 0 | 0 | 0 | 0 | 0
F10_Commercial_WA - College_Existing_Water Heating_Natural Gas_Water Heater - Circulation Pump Controls_A_Achievable Economic TRC Potential | F10 | Commercial | WA - College | Existing | Water Heating | Natural Gas | Water Heater - Circulation Pump Controls | A | Purchases (Incremental) | Achievable Economic TRC Potential | 0 | 0 | 0 | 6.6154 | 8.1227 | 9.9398 | 11.5386 | 13.1612 | 15.387 | 16.8798 | 17.2439 | 16.2503 | 13.9685 | 10.8094 | 0.80283 | 0 | 0 | 0 | 0 | 0 | 0 | 0 | 0 | 0 | 0 | 0 | 0
F11_Commercial_WA - College_Existing_Water Heating_Natural Gas_Water Heater - Circulation Pump Controls_A_Achievable Economic TRC Potential | F11 | Commercial | WA - College | Existing | Water Heating | Natural Gas | Water Heater - Circulation Pump Controls | A | Purchases (Cumulative) | Achievable Economic TRC Potential | 0 | 0 | 0 | 6.6154 | 14.7382 | 24.678 | 36.2165 | 49.3777 | 64.7648 | 81.6446 | 98.8885 | 115.1388 | 129.1073 | 139.9168 | 140.7196 | 140.7196 | 140.7196 | 140.7196 | 140.7196 | 140.7196 | 140.7196 | 140.7196 | 140.7196 | 140.7196 | 140.7196 | 140.7196 | 140.7196
F1_Commercial_WA - College_Existing_Water Heating_Natural Gas_Water Heater - Pipe Insulation_A_Achievable Economic TRC Potential | F1 | Commercial | WA - College | Existing | Water Heating | Natural Gas | Water Heater - Pipe Insulation | A | Integrated Unit Energy Savings (kWh or therms) | Achievable Economic TRC Potential | 0 | 0 | 4.8372 | 4.7456 | 4.6587 | 4.5797 | 4.5052 | 4.4351 | 4.3678 | 4.3072 | 4.2502 | 4.1979 | 4.1512 | 4.1129 | 4.0885 | 4.0639 | 4.0444 | 4.0293 | 4.0173 | 4.0076 | 4.0006 | 3.9956 | 3.9919 | 3.9892 | 3.9859 | 3.9851 | 3.9845
F2_Commercial_WA - College_Existing_Water Heating_Natural Gas_Water Heater - Pipe Insulation_A_Achievable Economic TRC Potential | F2 | Commercial | WA - College | Existing | Water Heating | Natural Gas | Water Heater - Pipe Insulation | A | Integrated Unit Summer Peak Savings (kW) | Achievable Economic TRC Potential | 0 | 0 | 0 | 0 | 0 | 0 | 0 | 0 | 0 | 0 | 0 | 0 | 0 | 0 | 0 | 0 | 0 | 0 | 0 | 0 | 0 | 0 | 0 | 0 | 0 | 0 | 0
F3_Commercial_WA - College_Existing_Water Heating_Natural Gas_Water Heater - Pipe Insulation_A_Achievable Economic TRC Potential | F3 | Commercial | WA - College | Existing | Water Heating | Natural Gas | Water Heater - Pipe Insulation | A | Integrated Unit Winter Peak Savings (kW) | Achievable Economic TRC Potential | 0 | 0 | 0 | 0 | 0 | 0 | 0 | 0 | 0 | 0 | 0 | 0 | 0 | 0 | 0 | 0 | 0 | 0 | 0 | 0 | 0 | 0 | 0 | 0 | 0 | 0 | 0
F4_Commercial_WA - College_Existing_Water Heating_Natural Gas_Water Heater - Pipe Insulation_A_Achievable Economic TRC Potential | F4 | Commercial | WA - College | Existing | Water Heating | Natural Gas | Water Heater - Pipe Insulation | A | Incremental Energy Savings (MWh or mTherms) | Achievable Economic TRC Potential | 0 | 0 | 0 | 1.1329 | 1.3655 | 1.6427 | 1.8759 | 2.1064 | 2.4252 | 2.6236 | 2.6447 | 2.4617 | 2.0925 | 1.6043 | 1.0945 | 0.651 | 0.3026 | 0 | 0 | 0 | 0 | 0 | 0 | 0 | 0 | 0 | 0
F5_Commercial_WA - College_Existing_Water Heating_Natural Gas_Water Heater - Pipe Insulation_A_Achievable Economic TRC Potential | F5 | Commercial | WA - College | Existing | Water Heating | Natural Gas | Water Heater - Pipe Insulation | A | Incremental Summer Peak Savings (MW) | Achievable Economic TRC Potential | 0 | 0 | 0 | 0 | 0 | 0 | 0 | 0 | 0 | 0 | 0 | 0 | 0 | 0 | 0 | 0 | 0 | 0 | 0 | 0 | 0 | 0 | 0 | 0 | 0 | 0 | 0
F6_Commercial_WA - College_Existing_Water Heating_Natural Gas_Water Heater - Pipe Insulation_A_Achievable Economic TRC Potential | F6 | Commercial | WA - College | Existing | Water Heating | Natural Gas | Water Heater - Pipe Insulation | A | Incremental Winter Peak Savings (MW) | Achievable Economic TRC Potential | 0 | 0 | 0 | 0 | 0 | 0 | 0 | 0 | 0 | 0 | 0 | 0 | 0 | 0 | 0 | 0 | 0 | 0 | 0 | 0 | 0 | 0 | 0 | 0 | 0 | 0 | 0
F7_Commercial_WA - College_Existing_Water Heating_Natural Gas_Water Heater - Pipe Insulation_A_Achievable Economic TRC Potential | F7 | Commercial | WA - College | Existing | Water Heating | Natural Gas | Water Heater - Pipe Insulation | A | Cumulative Energy Savings (MWh or mTherms) | Achievable Economic TRC Potential | 0 | 0 | 0 | 1.1329 | 2.4777 | 4.0784 | 5.8879 | 7.9026 | 10.2079 | 12.6899 | 15.1667 | 17.4416 | 19.3403 | 20.7661 | 21.7373 | 22.2577 | 22.4534 | 22.3695 | 22.3027 | 22.2492 | 22.2103 | 22.1823 | 22.1619 | 22.1471 | 22.1286 | 22.1244 | 22.1211
F8_Commercial_WA - College_Existing_Water Heating_Natural Gas_Water Heater - Pipe Insulation_A_Achievable Economic TRC Potential | F8 | Commercial | WA - College | Existing | Water Heating | Natural Gas | Water Heater - Pipe Insulation | A | Cumulative Summer Peak Savings (MW) | Achievable Economic TRC Potential | 0 | 0 | 0 | 0 | 0 | 0 | 0 | 0 | 0 | 0 | 0 | 0 | 0 | 0 | 0 | 0 | 0 | 0 | 0 | 0 | 0 | 0 | 0 | 0 | 0 | 0 | 0
F9_Commercial_WA - College_Existing_Water Heating_Natural Gas_Water Heater - Pipe Insulation_A_Achievable Economic TRC Potential | F9 | Commercial | WA - College | Existing | Water Heating | Natural Gas | Water Heater - Pipe Insulation | A | Cumulative Winter Peak Savings (MW) | Achievable Economic TRC Potential | 0 | 0 | 0 | 0 | 0 | 0 | 0 | 0 | 0 | 0 | 0 | 0 | 0 | 0 | 0 | 0 | 0 | 0 | 0 | 0 | 0 | 0 | 0 | 0 | 0 | 0 | 0
F10_Commercial_WA - College_Existing_Water Heating_Natural Gas_Water Heater - Pipe Insulation_A_Achievable Economic TRC Potential | F10 | Commercial | WA - College | Existing | Water Heating | Natural Gas | Water Heater - Pipe Insulation | A | Purchases (Incremental) | Achievable Economic TRC Potential | 0 | 0 | 0 | 238.7242 | 293.1152 | 358.6872 | 416.3794 | 474.9334 | 555.2542 | 609.1225 | 622.2617 | 586.4069 | 504.0664 | 390.0679 | 267.6951 | 160.1908 | 74.82 | 0 | 0 | 0 | 0 | 0 | 0 | 0 | 0 | 0 | 0
F11_Commercial_WA - College_Existing_Water Heating_Natural Gas_Water Heater - Pipe Insulation_A_Achievable Economic TRC Potential | F11 | Commercial | WA - College | Existing | Water Heating | Natural Gas | Water Heater - Pipe Insulation | A | Purchases (Cumulative) | Achievable Economic TRC Potential | 0 | 0 | 0 | 238.7242 | 531.8394 | 890.5266 | 1306.906 | 1781.8394 | 2337.0936 | 2946.2161 | 3568.4777 | 4154.8847 | 4658.9511 | 5049.019 | 5316.7141 | 5476.9049 | 5551.7248 | 5551.7248 | 5551.7248 | 5551.7248 | 5551.7248 | 5551.7248 | 5551.7248 | 5551.7248 | 5551.7248 | 5551.7248 | 5551.7248
F1_Commercial_WA - College_Existing_Water Heating_Natural Gas_Water Heater - Motion Control Faucet_A_Achievable Economic TRC Potential | F1 | Commercial | WA - College | Existing | Water Heating | Natural Gas | Water Heater - Motion Control Faucet | A | Integrated Unit Energy Savings (kWh or therms) | Achievable Economic TRC Potential | 0 | 0 | 0 | 0 | 0 | 0 | 0 | 0 | 0 | 0 | 0 | 0 | 0 | 0 | 0 | 0 | 0 | 0 | 0 | 0 | 0 | 0 | 0 | 0 | 0 | 0 | 0
F2_Commercial_WA - College_Existing_Water Heating_Natural Gas_Water Heater - Motion Control Faucet_A_Achievable Economic TRC Potential | F2 | Commercial | WA - College | Existing | Water Heating | Natural Gas | Water Heater - Motion Control Faucet | A | Integrated Unit Summer Peak Savings (kW) | Achievable Economic TRC Potential | 0 | 0 | 0 | 0 | 0 | 0 | 0 | 0 | 0 | 0 | 0 | 0 | 0 | 0 | 0 | 0 | 0 | 0 | 0 | 0 | 0 | 0 | 0 | 0 | 0 | 0 | 0
F3_Commercial_WA - College_Existing_Water Heating_Natural Gas_Water Heater - Motion Control Faucet_A_Achievable Economic TRC Potential | F3 | Commercial | WA - College | Existing | Water Heating | Natural Gas | Water Heater - Motion Control Faucet | A | Integrated Unit Winter Peak Savings (kW) | Achievable Economic TRC Potential | 0 | 0 | 0 | 0 | 0 | 0 | 0 | 0 | 0 | 0 | 0 | 0 | 0 | 0 | 0 | 0 | 0 | 0 | 0 | 0 | 0 | 0 | 0 | 0 | 0 | 0 | 0
F4_Commercial_WA - College_Existing_Water Heating_Natural Gas_Water Heater - Motion Control Faucet_A_Achievable Economic TRC Potential | F4 | Commercial | WA - College | Existing | Water Heating | Natural Gas | Water Heater - Motion Control Faucet | A | Incremental Energy Savings (MWh or mTherms) | Achievable Economic TRC Potential | 0 | 0 | 0 | 0 | 0 | 0 | 0 | 0 | 0 | 0 | 0 | 0 | 0 | 0 | 0 | 0 | 0 | 0 | 0 | 0 | 0 | 0 | 0 | 0 | 0 | 0 | 0
F5_Commercial_WA - College_Existing_Water Heating_Natural Gas_Water Heater - Motion Control Faucet_A_Achievable Economic TRC Potential | F5 | Commercial | WA - College | Existing | Water Heating | Natural Gas | Water Heater - Motion Control Faucet | A | Incremental Summer Peak Savings (MW) | Achievable Economic TRC Potential | 0 | 0 | 0 | 0 | 0 | 0 | 0 | 0 | 0 | 0 | 0 | 0 | 0 | 0 | 0 | 0 | 0 | 0 | 0 | 0 | 0 | 0 | 0 | 0 | 0 | 0 | 0
F6_Commercial_WA - College_Existing_Water Heating_Natural Gas_Water Heater - Motion Control Faucet_A_Achievable Economic TRC Potential | F6 | Commercial | WA - College | Existing | Water Heating | Natural Gas | Water Heater - Motion Control Faucet | A | Incremental Winter Peak Savings (MW) | Achievable Economic TRC Potential | 0 | 0 | 0 | 0 | 0 | 0 | 0 | 0 | 0 | 0 | 0 | 0 | 0 | 0 | 0 | 0 | 0 | 0 | 0 | 0 | 0 | 0 | 0 | 0 | 0 | 0 | 0
F7_Commercial_WA - College_Existing_Water Heating_Natural Gas_Water Heater - Motion Control Faucet_A_Achievable Economic TRC Potential | F7 | Commercial | WA - College | Existing | Water Heating | Natural Gas | Water Heater - Motion Control Faucet | A | Cumulative Energy Savings (MWh or mTherms) | Achievable Economic TRC Potential | 0 | 0 | 0 | 0 | 0 | 0 | 0 | 0 | 0 | 0 | 0 | 0 | 0 | 0 | 0 | 0 | 0 | 0 | 0 | 0 | 0 | 0 | 0 | 0 | 0 | 0 | 0
F8_Commercial_WA - College_Existing_Water Heating_Natural Gas_Water Heater - Motion Control Faucet_A_Achievable Economic TRC Potential | F8 | Commercial | WA - College | Existing | Water Heating | Natural Gas | Water Heater - Motion Control Faucet | A | Cumulative Summer Peak Savings (MW) | Achievable Economic TRC Potential | 0 | 0 | 0 | 0 | 0 | 0 | 0 | 0 | 0 | 0 | 0 | 0 | 0 | 0 | 0 | 0 | 0 | 0 | 0 | 0 | 0 | 0 | 0 | 0 | 0 | 0 | 0
F9_Commercial_WA - College_Existing_Water Heating_Natural Gas_Water Heater - Motion Control Faucet_A_Achievable Economic TRC Potential | F9 | Commercial | WA - College | Existing | Water Heating | Natural Gas | Water Heater - Motion Control Faucet | A | Cumulative Winter Peak Savings (MW) | Achievable Economic TRC Potential | 0 | 0 | 0 | 0 | 0 | 0 | 0 | 0 | 0 | 0 | 0 | 0 | 0 | 0 | 0 | 0 | 0 | 0 | 0 | 0 | 0 | 0 | 0 | 0 | 0 | 0 | 0
F10_Commercial_WA - College_Existing_Water Heating_Natural Gas_Water Heater - Motion Control Faucet_A_Achievable Economic TRC Potential | F10 | Commercial | WA - College | Existing | Water Heating | Natural Gas | Water Heater - Motion Control Faucet | A | Purchases (Incremental) | Achievable Economic TRC Potential | 0 | 0 | 0 | 0 | 0 | 0 | 0 | 0 | 0 | 0 | 0 | 0 | 0 | 0 | 0 | 0 | 0 | 0 | 0 | 0 | 0 | 0 | 0 | 0 | 0 | 0 | 0
F11_Commercial_WA - College_Existing_Water Heating_Natural Gas_Water Heater - Motion Control Faucet_A_Achievable Economic TRC Potential | F11 | Commercial | WA - College | Existing | Water Heating | Natural Gas | Water Heater - Motion Control Faucet | A | Purchases (Cumulative) | Achievable Economic TRC Potential | 0 | 0 | 0 | 0 | 0 | 0 | 0 | 0 | 0 | 0 | 0 | 0 | 0 | 0 | 0 | 0 | 0 | 0 | 0 | 0 | 0 | 0 | 0 | 0 | 0 | 0 | 0
F1_Commercial_WA - College_Existing_Water Heating_Natural Gas_Water Heater - Solar System_A_Achievable Economic TRC Potential | F1 | Commercial | WA - College | Existing | Water Heating | Natural Gas | Water Heater - Solar System | A | Integrated Unit Energy Savings (kWh or therms) | Achievable Economic TRC Potential | 0 | 0 | 38.6922 | 37.9531 | 37.2501 | 36.6089 | 36.0025 | 35.4293 | 34.8776 | 34.3784 | 33.908 | 33.4761 | 33.092 | 32.7772 | 32.5761 | 32.3766 | 32.2194 | 32.0989 | 32.0031 | 31.9263 | 31.8705 | 31.8302 | 31.8011 | 31.7799 | 31.7532 | 31.7472 | 31.7424
F2_Commercial_WA - College_Existing_Water Heating_Natural Gas_Water Heater - Solar System_A_Achievable Economic TRC Potential | F2 | Commercial | WA - College | Existing | Water Heating | Natural Gas | Water Heater - Solar System | A | Integrated Unit Summer Peak Savings (kW) | Achievable Economic TRC Potential | 0 | 0 | 0 | 0 | 0 | 0 | 0 | 0 | 0 | 0 | 0 | 0 | 0 | 0 | 0 | 0 | 0 | 0 | 0 | 0 | 0 | 0 | 0 | 0 | 0 | 0 | 0
F3_Commercial_WA - College_Existing_Water Heating_Natural Gas_Water Heater - Solar System_A_Achievable Economic TRC Potential | F3 | Commercial | WA - College | Existing | Water Heating | Natural Gas | Water Heater - Solar System | A | Integrated Unit Winter Peak Savings (kW) | Achievable Economic TRC Potential | 0 | 0 | 0 | 0 | 0 | 0 | 0 | 0 | 0 | 0 | 0 | 0 | 0 | 0 | 0 | 0 | 0 | 0 | 0 | 0 | 0 | 0 | 0 | 0 | 0 | 0 | 0
F4_Commercial_WA - College_Existing_Water Heating_Natural Gas_Water Heater - Solar System_A_Achievable Economic TRC Potential | F4 | Commercial | WA - College | Existing | Water Heating | Natural Gas | Water Heater - Solar System | A | Incremental Energy Savings (MWh or mTherms) | Achievable Economic TRC Potential | 0 | 0 | 0 | 4.7219 | 5.4583 | 6.3413 | 7.0355 | 7.714 | 8.7097 | 9.2721 | 9.9254 | 9.5379 | 8.2223 | 6.3201 | 4.2908 | 3.3182 | 1.4339 | 0 | 0 | 0 | 0 | 0 | 0 | 0 | 0 | 0 | 0
F5_Commercial_WA - College_Existing_Water Heating_Natural Gas_Water Heater - Solar System_A_Achievable Economic TRC Potential | F5 | Commercial | WA - College | Existing | Water Heating | Natural Gas | Water Heater - Solar System | A | Incremental Summer Peak Savings (MW) | Achievable Economic TRC Potential | 0 | 0 | 0 | 0 | 0 | 0 | 0 | 0 | 0 | 0 | 0 | 0 | 0 | 0 | 0 | 0 | 0 | 0 | 0 | 0 | 0 | 0 | 0 | 0 | 0 | 0 | 0
F6_Commercial_WA - College_Existing_Water Heating_Natural Gas_Water Heater - Solar System_A_Achievable Economic TRC Potential | F6 | Commercial | WA - College | Existing | Water Heating | Natural Gas | Water Heater - Solar System | A | Incremental Winter Peak Savings (MW) | Achievable Economic TRC Potential | 0 | 0 | 0 | 0 | 0 | 0 | 0 | 0 | 0 | 0 | 0 | 0 | 0 | 0 | 0 | 0 | 0 | 0 | 0 | 0 | 0 | 0 | 0 | 0 | 0 | 0 | 0
F7_Commercial_WA - College_Existing_Water Heating_Natural Gas_Water Heater - Solar System_A_Achievable Economic TRC Potential | F7 | Commercial | WA - College | Existing | Water Heating | Natural Gas | Water Heater - Solar System | A | Cumulative Energy Savings (MWh or mTherms) | Achievable Economic TRC Potential | 0 | 0 | 0 | 4.7219 | 10.0927 | 16.2603 | 23.0264 | 30.3738 | 38.6105 | 47.3299 | 56.6078 | 65.4246 | 72.8962 | 78.5227 | 82.3319 | 85.146 | 86.1662 | 85.844 | 85.5879 | 85.3823 | 85.2333 | 85.1256 | 85.0476 | 84.9908 | 84.9196 | 84.9036 | 84.8907
F8_Commercial_WA - College_Existing_Water Heating_Natural Gas_Water Heater - Solar System_A_Achievable Economic TRC Potential | F8 | Commercial | WA - College | Existing | Water Heating | Natural Gas | Water Heater - Solar System | A | Cumulative Summer Peak Savings (MW) | Achievable Economic TRC Potential | 0 | 0 | 0 | 0 | 0 | 0 | 0 | 0 | 0 | 0 | 0 | 0 | 0 | 0 | 0 | 0 | 0 | 0 | 0 | 0 | 0 | 0 | 0 | 0 | 0 | 0 | 0
F9_Commercial_WA - College_Existing_Water Heating_Natural Gas_Water Heater - Solar System_A_Achievable Economic TRC Potential | F9 | Commercial | WA - College | Existing | Water Heating | Natural Gas | Water Heater - Solar System | A | Cumulative Winter Peak Savings (MW) | Achievable Economic TRC Potential | 0 | 0 | 0 | 0 | 0 | 0 | 0 | 0 | 0 | 0 | 0 | 0 | 0 | 0 | 0 | 0 | 0 | 0 | 0 | 0 | 0 | 0 | 0 | 0 | 0 | 0 | 0
F10_Commercial_WA - College_Existing_Water Heating_Natural Gas_Water Heater - Solar System_A_Achievable Economic TRC Potential | F10 | Commercial | WA - College | Existing | Water Heating | Natural Gas | Water Heater - Solar System | A | Purchases (Incremental) | Achievable Economic TRC Potential | 0 | 0 | 0 | 124.413 | 146.5321 | 173.2163 | 195.4155 | 217.7302 | 249.721 | 269.7075 | 292.7156 | 284.916 | 248.4672 | 192.8195 | 131.7172 | 102.4867 | 44.5037 | 0 | 0 | 0 | 0 | 0 | 0 | 0 | 0 | 0 | 0
F11_Commercial_WA - College_Existing_Water Heating_Natural Gas_Water Heater - Solar System_A_Achievable Economic TRC Potential | F11 | Commercial | WA - College | Existing | Water Heating | Natural Gas | Water Heater - Solar System | A | Purchases (Cumulative) | Achievable Economic TRC Potential | 0 | 0 | 0 | 124.413 | 270.9451 | 444.1614 | 639.5769 | 857.3071 | 1107.0281 | 1376.7355 | 1669.4511 | 1954.3671 | 2202.8343 | 2395.6539 | 2527.3711 | 2629.8578 | 2674.3615 | 2674.3615 | 2674.3615 | 2674.3615 | 2674.3615 | 2674.3615 | 2674.3615 | 2674.3615 | 2674.3615 | 2674.3615 | 2674.3615
F1_Commercial_WA - College_Existing_Water Heating_Natural Gas_Commercial Laundry - Ozone Treatment_A_Achievable Economic TRC Potential | F1 | Commercial | WA - College | Existing | Water Heating | Natural Gas | Commercial Laundry - Ozone Treatment | A | Integrated Unit Energy Savings (kWh or therms) | Achievable Economic TRC Potential | 0 | 0 | 352.0533 | 344.7223 | 337.5126 | 330.7837 | 324.434 | 318.4505 | 312.5598 | 307.0878 | 301.8539 | 297.0343 | 292.7938 | 289.3713 | 287.1634 | 285.2313 | 283.7705 | 282.7095 | 281.8661 | 281.1891 | 280.6982 | 280.3434 | 280.0866 | 279.8996 | 279.6651 | 279.6123 | 279.5701
F2_Commercial_WA - College_Existing_Water Heating_Natural Gas_Commercial Laundry - Ozone Treatment_A_Achievable Economic TRC Potential | F2 | Commercial | WA - College | Existing | Water Heating | Natural Gas | Commercial Laundry - Ozone Treatment | A | Integrated Unit Summer Peak Savings (kW) | Achievable Economic TRC Potential | 0 | 0 | 0 | 0 | 0 | 0 | 0 | 0 | 0 | 0 | 0 | 0 | 0 | 0 | 0 | 0 | 0 | 0 | 0 | 0 | 0 | 0 | 0 | 0 | 0 | 0 | 0
F3_Commercial_WA - College_Existing_Water Heating_Natural Gas_Commercial Laundry - Ozone Treatment_A_Achievable Economic TRC Potential | F3 | Commercial | WA - College | Existing | Water Heating | Natural Gas | Commercial Laundry - Ozone Treatment | A | Integrated Unit Winter Peak Savings (kW) | Achievable Economic TRC Potential | 0 | 0 | 0 | 0 | 0 | 0 | 0 | 0 | 0 | 0 | 0 | 0 | 0 | 0 | 0 | 0 | 0 | 0 | 0 | 0 | 0 | 0 | 0 | 0 | 0 | 0 | 0
F4_Commercial_WA - College_Existing_Water Heating_Natural Gas_Commercial Laundry - Ozone Treatment_A_Achievable Economic TRC Potential | F4 | Commercial | WA - College | Existing | Water Heating | Natural Gas | Commercial Laundry - Ozone Treatment | A | Incremental Energy Savings (MWh or mTherms) | Achievable Economic TRC Potential | 0 | 0 | 0 | 0 | 0 | 0 | 0 | 0 | 0 | 0 | 0 | 0 | 0 | 0 | 0 | 0 | 0 | 0 | 0 | 0 | 0 | 0 | 0 | 0 | 0 | 0 | 0
F5_Commercial_WA - College_Existing_Water Heating_Natural Gas_Commercial Laundry - Ozone Treatment_A_Achievable Economic TRC Potential | F5 | Commercial | WA - College | Existing | Water Heating | Natural Gas | Commercial Laundry - Ozone Treatment | A | Incremental Summer Peak Savings (MW) | Achievable Economic TRC Potential | 0 | 0 | 0 | 0 | 0 | 0 | 0 | 0 | 0 | 0 | 0 | 0 | 0 | 0 | 0 | 0 | 0 | 0 | 0 | 0 | 0 | 0 | 0 | 0 | 0 | 0 | 0
F6_Commercial_WA - College_Existing_Water Heating_Natural Gas_Commercial Laundry - Ozone Treatment_A_Achievable Economic TRC Potential | F6 | Commercial | WA - College | Existing | Water Heating | Natural Gas | Commercial Laundry - Ozone Treatment | A | Incremental Winter Peak Savings (MW) | Achievable Economic TRC Potential | 0 | 0 | 0 | 0 | 0 | 0 | 0 | 0 | 0 | 0 | 0 | 0 | 0 | 0 | 0 | 0 | 0 | 0 | 0 | 0 | 0 | 0 | 0 | 0 | 0 | 0 | 0
F7_Commercial_WA - College_Existing_Water Heating_Natural Gas_Commercial Laundry - Ozone Treatment_A_Achievable Economic TRC Potential | F7 | Commercial | WA - College | Existing | Water Heating | Natural Gas | Commercial Laundry - Ozone Treatment | A | Cumulative Energy Savings (MWh or mTherms) | Achievable Economic TRC Potential | 0 | 0 | 0 | 0 | 0 | 0 | 0 | 0 | 0 | 0 | 0 | 0 | 0 | 0 | 0 | 0 | 0 | 0 | 0 | 0 | 0 | 0 | 0 | 0 | 0 | 0 | 0
F8_Commercial_WA - College_Existing_Water Heating_Natural Gas_Commercial Laundry - Ozone Treatment_A_Achievable Economic TRC Potential | F8 | Commercial | WA - College | Existing | Water Heating | Natural Gas | Commercial Laundry - Ozone Treatment | A | Cumulative Summer Peak Savings (MW) | Achievable Economic TRC Potential | 0 | 0 | 0 | 0 | 0 | 0 | 0 | 0 | 0 | 0 | 0 | 0 | 0 | 0 | 0 | 0 | 0 | 0 | 0 | 0 | 0 | 0 | 0 | 0 | 0 | 0 | 0
F9_Commercial_WA - College_Existing_Water Heating_Natural Gas_Commercial Laundry - Ozone Treatment_A_Achievable Economic TRC Potential | F9 | Commercial | WA - College | Existing | Water Heating | Natural Gas | Commercial Laundry - Ozone Treatment | A | Cumulative Winter Peak Savings (MW) | Achievable Economic TRC Potential | 0 | 0 | 0 | 0 | 0 | 0 | 0 | 0 | 0 | 0 | 0 | 0 | 0 | 0 | 0 | 0 | 0 | 0 | 0 | 0 | 0 | 0 | 0 | 0 | 0 | 0 | 0
F10_Commercial_WA - College_Existing_Water Heating_Natural Gas_Commercial Laundry - Ozone Treatment_A_Achievable Economic TRC Potential | F10 | Commercial | WA - College | Existing | Water Heating | Natural Gas | Commercial Laundry - Ozone Treatment | A | Purchases (Incremental) | Achievable Economic TRC Potential | 0 | 0 | 0 | 0 | 0 | 0 | 0 | 0 | 0 | 0 | 0 | 0 | 0 | 0 | 0 | 0 | 0 | 0 | 0 | 0 | 0 | 0 | 0 | 0 | 0 | 0 | 0
F11_Commercial_WA - College_Existing_Water Heating_Natural Gas_Commercial Laundry - Ozone Treatment_A_Achievable Economic TRC Potential | F11 | Commercial | WA - College | Existing | Water Heating | Natural Gas | Commercial Laundry - Ozone Treatment | A | Purchases (Cumulative) | Achievable Economic TRC Potential | 0 | 0 | 0 | 0 | 0 | 0 | 0 | 0 | 0 | 0 | 0 | 0 | 0 | 0 | 0 | 0 | 0 | 0 | 0 | 0 | 0 | 0 | 0 | 0 | 0 | 0 | 0
F1_Commercial_WA - College_Existing_Water Heating_Natural Gas_Commercial Laundry - ENERGY STAR Washer_A_Achievable Economic TRC Potential | F1 | Commercial | WA - College | Existing | Water Heating | Natural Gas | Commercial Laundry - ENERGY STAR Washer | A | Integrated Unit Energy Savings (kWh or therms) | Achievable Economic TRC Potential | 0 | 0 | 34.2159 | 33.5036 | 32.8032 | 32.1495 | 31.5328 | 30.9516 | 30.3796 | 29.8482 | 29.3398 | 28.8716 | 28.4595 | 28.1269 | 27.9123 | 27.7245 | 27.5825 | 27.4793 | 27.3974 | 27.3316 | 27.2838 | 27.2494 | 27.2244 | 27.2062 | 27.1834 | 27.1783 | 27.1742
F2_Commercial_WA - College_Existing_Water Heating_Natural Gas_Commercial Laundry - ENERGY STAR Washer_A_Achievable Economic TRC Potential | F2 | Commercial | WA - College | Existing | Water Heating | Natural Gas | Commercial Laundry - ENERGY STAR Washer | A | Integrated Unit Summer Peak Savings (kW) | Achievable Economic TRC Potential | 0 | 0 | 0 | 0 | 0 | 0 | 0 | 0 | 0 | 0 | 0 | 0 | 0 | 0 | 0 | 0 | 0 | 0 | 0 | 0 | 0 | 0 | 0 | 0 | 0 | 0 | 0
F3_Commercial_WA - College_Existing_Water Heating_Natural Gas_Commercial Laundry - ENERGY STAR Washer_A_Achievable Economic TRC Potential | F3 | Commercial | WA - College | Existing | Water Heating | Natural Gas | Commercial Laundry - ENERGY STAR Washer | A | Integrated Unit Winter Peak Savings (kW) | Achievable Economic TRC Potential | 0 | 0 | 0 | 0 | 0 | 0 | 0 | 0 | 0 | 0 | 0 | 0 | 0 | 0 | 0 | 0 | 0 | 0 | 0 | 0 | 0 | 0 | 0 | 0 | 0 | 0 | 0
F4_Commercial_WA - College_Existing_Water Heating_Natural Gas_Commercial Laundry - ENERGY STAR Washer_A_Achievable Economic TRC Potential | F4 | Commercial | WA - College | Existing | Water Heating | Natural Gas | Commercial Laundry - ENERGY STAR Washer | A | Incremental Energy Savings (MWh or mTherms) | Achievable Economic TRC Potential | 0 | 0 | 0 | 0.044128 | 0.053049 | 0.063623 | 0.07244 | 0.081104 | 0.093068 | 0.10031 | 0.062086 | 0.046719 | 0.022827 | 0 | 0 | 0 | 0 | 0 | 0 | 0 | 0 | 0 | 0 | 0 | 0 | 0 | 0
F5_Commercial_WA - College_Existing_Water Heating_Natural Gas_Commercial Laundry - ENERGY STAR Washer_A_Achievable Economic TRC Potential | F5 | Commercial | WA - College | Existing | Water Heating | Natural Gas | Commercial Laundry - ENERGY STAR Washer | A | Incremental Summer Peak Savings (MW) | Achievable Economic TRC Potential | 0 | 0 | 0 | 0 | 0 | 0 | 0 | 0 | 0 | 0 | 0 | 0 | 0 | 0 | 0 | 0 | 0 | 0 | 0 | 0 | 0 | 0 | 0 | 0 | 0 | 0 | 0
F6_Commercial_WA - College_Existing_Water Heating_Natural Gas_Commercial Laundry - ENERGY STAR Washer_A_Achievable Economic TRC Potential | F6 | Commercial | WA - College | Existing | Water Heating | Natural Gas | Commercial Laundry - ENERGY STAR Washer | A | Incremental Winter Peak Savings (MW) | Achievable Economic TRC Potential | 0 | 0 | 0 | 0 | 0 | 0 | 0 | 0 | 0 | 0 | 0 | 0 | 0 | 0 | 0 | 0 | 0 | 0 | 0 | 0 | 0 | 0 | 0 | 0 | 0 | 0 | 0
F7_Commercial_WA - College_Existing_Water Heating_Natural Gas_Commercial Laundry - ENERGY STAR Washer_A_Achievable Economic TRC Potential | F7 | Commercial | WA - College | Existing | Water Heating | Natural Gas | Commercial Laundry - ENERGY STAR Washer | A | Cumulative Energy Savings (MWh or mTherms) | Achievable Economic TRC Potential | 0 | 0 | 0 | 0.044128 | 0.096255 | 0.15796 | 0.22737 | 0.30428 | 0.39173 | 0.48519 | 0.53901 | 0.57713 | 0.59172 | 0.5848 | 0.58034 | 0.57643 | 0.57348 | 0.57134 | 0.56963 | 0.56826 | 0.56727 | 0.56656 | 0.56604 | 0.56566 | 0.56518 | 0.56508 | 0.56499
F8_Commercial_WA - College_Existing_Water Heating_Natural Gas_Commercial Laundry - ENERGY STAR Washer_A_Achievable Economic TRC Potential | F8 | Commercial | WA - College | Existing | Water Heating | Natural Gas | Commercial Laundry - ENERGY STAR Washer | A | Cumulative Summer Peak Savings (MW) | Achievable Economic TRC Potential | 0 | 0 | 0 | 0 | 0 | 0 | 0 | 0 | 0 | 0 | 0 | 0 | 0 | 0 | 0 | 0 | 0 | 0 | 0 | 0 | 0 | 0 | 0 | 0 | 0 | 0 | 0
F9_Commercial_WA - College_Existing_Water Heating_Natural Gas_Commercial Laundry - ENERGY STAR Washer_A_Achievable Economic TRC Potential | F9 | Commercial | WA - College | Existing | Water Heating | Natural Gas | Commercial Laundry - ENERGY STAR Washer | A | Cumulative Winter Peak Savings (MW) | Achievable Economic TRC Potential | 0 | 0 | 0 | 0 | 0 | 0 | 0 | 0 | 0 | 0 | 0 | 0 | 0 | 0 | 0 | 0 | 0 | 0 | 0 | 0 | 0 | 0 | 0 | 0 | 0 | 0 | 0
F10_Commercial_WA - College_Existing_Water Heating_Natural Gas_Commercial Laundry - ENERGY STAR Washer_A_Achievable Economic TRC Potential | F10 | Commercial | WA - College | Existing | Water Heating | Natural Gas | Commercial Laundry - ENERGY STAR Washer | A | Purchases (Incremental) | Achievable Economic TRC Potential | 0 | 0 | 0 | 1.3171 | 1.6172 | 1.979 | 2.2973 | 2.6203 | 3.0635 | 3.3607 | 2.1161 | 1.6182 | 0.8021 | 0 | 0 | 0 | 0 | 0 | 0 | 0 | 0 | 0 | 0 | 0 | 0 | 0 | 0
F11_Commercial_WA - College_Existing_Water Heating_Natural Gas_Commercial Laundry - ENERGY STAR Washer_A_Achievable Economic TRC Potential | F11 | Commercial | WA - College | Existing | Water Heating | Natural Gas | Commercial Laundry - ENERGY STAR Washer | A | Purchases (Cumulative) | Achievable Economic TRC Potential | 0 | 0 | 0 | 1.3171 | 2.9343 | 4.9133 | 7.2106 | 9.8309 | 12.8944 | 16.2552 | 18.3712 | 19.9894 | 20.7915 | 20.7915 | 20.7915 | 20.7915 | 20.7915 | 20.7915 | 20.7915 | 20.7915 | 20.7915 | 20.7915 | 20.7915 | 20.7915 | 20.7915 | 20.7915 | 20.7915
F1_Commercial_WA - College_Existing_Water Heating_Natural Gas_Water Heater - Efficient Dishwasher_A_Achievable Economic TRC Potential | F1 | Commercial | WA - College | Existing | Water Heating | Natural Gas | Water Heater - Efficient Dishwasher | A | Integrated Unit Energy Savings (kWh or therms) | Achievable Economic TRC Potential | 0 | 0 | 99.0727 | 97.0721 | 95.1172 | 93.3113 | 91.6232 | 90.0492 | 88.5167 | 87.1111 | 85.771 | 84.5358 | 83.4428 | 82.5545 | 81.984 | 81.4324 | 81.0154 | 80.7124 | 80.4717 | 80.2784 | 80.1382 | 80.0369 | 79.9636 | 79.9102 | 79.8433 | 79.8282 | 79.8161
F2_Commercial_WA - College_Existing_Water Heating_Natural Gas_Water Heater - Efficient Dishwasher_A_Achievable Economic TRC Potential | F2 | Commercial | WA - College | Existing | Water Heating | Natural Gas | Water Heater - Efficient Dishwasher | A | Integrated Unit Summer Peak Savings (kW) | Achievable Economic TRC Potential | 0 | 0 | 0 | 0 | 0 | 0 | 0 | 0 | 0 | 0 | 0 | 0 | 0 | 0 | 0 | 0 | 0 | 0 | 0 | 0 | 0 | 0 | 0 | 0 | 0 | 0 | 0
F3_Commercial_WA - College_Existing_Water Heating_Natural Gas_Water Heater - Efficient Dishwasher_A_Achievable Economic TRC Potential | F3 | Commercial | WA - College | Existing | Water Heating | Natural Gas | Water Heater - Efficient Dishwasher | A | Integrated Unit Winter Peak Savings (kW) | Achievable Economic TRC Potential | 0 | 0 | 0 | 0 | 0 | 0 | 0 | 0 | 0 | 0 | 0 | 0 | 0 | 0 | 0 | 0 | 0 | 0 | 0 | 0 | 0 | 0 | 0 | 0 | 0 | 0 | 0
F4_Commercial_WA - College_Existing_Water Heating_Natural Gas_Water Heater - Efficient Dishwasher_A_Achievable Economic TRC Potential | F4 | Commercial | WA - College | Existing | Water Heating | Natural Gas | Water Heater - Efficient Dishwasher | A | Incremental Energy Savings (MWh or mTherms) | Achievable Economic TRC Potential | 0 | 0 | 0 | 4.1283 | 4.9668 | 5.9625 | 6.7963 | 7.6189 | 8.7558 | 9.4527 | 9.508 | 8.8311 | 7.493 | 5.7366 | 3.9097 | 0 | 0 | 0 | 0 | 0 | 0 | 0 | 0 | 0 | 0 | 0 | 0
F5_Commercial_WA - College_Existing_Water Heating_Natural Gas_Water Heater - Efficient Dishwasher_A_Achievable Economic TRC Potential | F5 | Commercial | WA - College | Existing | Water Heating | Natural Gas | Water Heater - Efficient Dishwasher | A | Incremental Summer Peak Savings (MW) | Achievable Economic TRC Potential | 0 | 0 | 0 | 0 | 0 | 0 | 0 | 0 | 0 | 0 | 0 | 0 | 0 | 0 | 0 | 0 | 0 | 0 | 0 | 0 | 0 | 0 | 0 | 0 | 0 | 0 | 0
F6_Commercial_WA - College_Existing_Water Heating_Natural Gas_Water Heater - Efficient Dishwasher_A_Achievable Economic TRC Potential | F6 | Commercial | WA - College | Existing | Water Heating | Natural Gas | Water Heater - Efficient Dishwasher | A | Incremental Winter Peak Savings (MW) | Achievable Economic TRC Potential | 0 | 0 | 0 | 0 | 0 | 0 | 0 | 0 | 0 | 0 | 0 | 0 | 0 | 0 | 0 | 0 | 0 | 0 | 0 | 0 | 0 | 0 | 0 | 0 | 0 | 0 | 0
F7_Commercial_WA - College_Existing_Water Heating_Natural Gas_Water Heater - Efficient Dishwasher_A_Achievable Economic TRC Potential | F7 | Commercial | WA - College | Existing | Water Heating | Natural Gas | Water Heater - Efficient Dishwasher | A | Cumulative Energy Savings (MWh or mTherms) | Achievable Economic TRC Potential | 0 | 0 | 0 | 4.1283 | 9.0119 | 14.8033 | 21.3318 | 28.5842 | 36.8535 | 45.721 | 54.5256 | 62.5715 | 69.2555 | 74.2549 | 77.6515 | 77.129 | 76.734 | 76.4471 | 76.219 | 76.0359 | 75.9032 | 75.8073 | 75.7378 | 75.6873 | 75.6239 | 75.6096 | 75.5982
F8_Commercial_WA - College_Existing_Water Heating_Natural Gas_Water Heater - Efficient Dishwasher_A_Achievable Economic TRC Potential | F8 | Commercial | WA - College | Existing | Water Heating | Natural Gas | Water Heater - Efficient Dishwasher | A | Cumulative Summer Peak Savings (MW) | Achievable Economic TRC Potential | 0 | 0 | 0 | 0 | 0 | 0 | 0 | 0 | 0 | 0 | 0 | 0 | 0 | 0 | 0 | 0 | 0 | 0 | 0 | 0 | 0 | 0 | 0 | 0 | 0 | 0 | 0
F9_Commercial_WA - College_Existing_Water Heating_Natural Gas_Water Heater - Efficient Dishwasher_A_Achievable Economic TRC Potential | F9 | Commercial | WA - College | Existing | Water Heating | Natural Gas | Water Heater - Efficient Dishwasher | A | Cumulative Winter Peak Savings (MW) | Achievable Economic TRC Potential | 0 | 0 | 0 | 0 | 0 | 0 | 0 | 0 | 0 | 0 | 0 | 0 | 0 | 0 | 0 | 0 | 0 | 0 | 0 | 0 | 0 | 0 | 0 | 0 | 0 | 0 | 0
F10_Commercial_WA - College_Existing_Water Heating_Natural Gas_Water Heater - Efficient Dishwasher_A_Achievable Economic TRC Potential | F10 | Commercial | WA - College | Existing | Water Heating | Natural Gas | Water Heater - Efficient Dishwasher | A | Purchases (Incremental) | Achievable Economic TRC Potential | 0 | 0 | 0 | 42.5279 | 52.2174 | 63.8989 | 74.1765 | 84.6077 | 98.9166 | 108.513 | 110.8537 | 104.4663 | 89.7976 | 69.4892 | 47.6889 | 0 | 0 | 0 | 0 | 0 | 0 | 0 | 0 | 0 | 0 | 0 | 0
F11_Commercial_WA - College_Existing_Water Heating_Natural Gas_Water Heater - Efficient Dishwasher_A_Achievable Economic TRC Potential | F11 | Commercial | WA - College | Existing | Water Heating | Natural Gas | Water Heater - Efficient Dishwasher | A | Purchases (Cumulative) | Achievable Economic TRC Potential | 0 | 0 | 0 | 42.5279 | 94.7453 | 158.6442 | 232.8207 | 317.4284 | 416.3449 | 524.8579 | 635.7117 | 740.178 | 829.9756 | 899.4648 | 947.1538 | 947.1538 | 947.1538 | 947.1538 | 947.1538 | 947.1538 | 947.1538 | 947.1538 | 947.1538 | 947.1538 | 947.1538 | 947.1538 | 947.1538
F1_Commercial_WA - College_Existing_Water Heating_Natural Gas_Commercial Laundry - Alternative Dry-Cleaning Methods_A_Achievable Economic TRC Potential | F1 | Commercial | WA - College | Existing | Water Heating | Natural Gas | Commercial Laundry - Alternative Dry-Cleaning Methods | A | Integrated Unit Energy Savings (kWh or therms) | Achievable Economic TRC Potential | 0 | 0 | 0 | 0 | 0 | 0 | 0 | 0 | 0 | 0 | 0 | 0 | 0 | 0 | 0 | 0 | 0 | 0 | 0 | 0 | 0 | 0 | 0 | 0 | 0 | 0 | 0
F2_Commercial_WA - College_Existing_Water Heating_Natural Gas_Commercial Laundry - Alternative Dry-Cleaning Methods_A_Achievable Economic TRC Potential | F2 | Commercial | WA - College | Existing | Water Heating | Natural Gas | Commercial Laundry - Alternative Dry-Cleaning Methods | A | Integrated Unit Summer Peak Savings (kW) | Achievable Economic TRC Potential | 0 | 0 | 0 | 0 | 0 | 0 | 0 | 0 | 0 | 0 | 0 | 0 | 0 | 0 | 0 | 0 | 0 | 0 | 0 | 0 | 0 | 0 | 0 | 0 | 0 | 0 | 0
F3_Commercial_WA - College_Existing_Water Heating_Natural Gas_Commercial Laundry - Alternative Dry-Cleaning Methods_A_Achievable Economic TRC Potential | F3 | Commercial | WA - College | Existing | Water Heating | Natural Gas | Commercial Laundry - Alternative Dry-Cleaning Methods | A | Integrated Unit Winter Peak Savings (kW) | Achievable Economic TRC Potential | 0 | 0 | 0 | 0 | 0 | 0 | 0 | 0 | 0 | 0 | 0 | 0 | 0 | 0 | 0 | 0 | 0 | 0 | 0 | 0 | 0 | 0 | 0 | 0 | 0 | 0 | 0
F4_Commercial_WA - College_Existing_Water Heating_Natural Gas_Commercial Laundry - Alternative Dry-Cleaning Methods_A_Achievable Economic TRC Potential | F4 | Commercial | WA - College | Existing | Water Heating | Natural Gas | Commercial Laundry - Alternative Dry-Cleaning Methods | A | Incremental Energy Savings (MWh or mTherms) | Achievable Economic TRC Potential | 0 | 0 | 0 | 0 | 0 | 0 | 0 | 0 | 0 | 0 | 0 | 0 | 0 | 0 | 0 | 0 | 0 | 0 | 0 | 0 | 0 | 0 | 0 | 0 | 0 | 0 | 0
F5_Commercial_WA - College_Existing_Water Heating_Natural Gas_Commercial Laundry - Alternative Dry-Cleaning Methods_A_Achievable Economic TRC Potential | F5 | Commercial | WA - College | Existing | Water Heating | Natural Gas | Commercial Laundry - Alternative Dry-Cleaning Methods | A | Incremental Summer Peak Savings (MW) | Achievable Economic TRC Potential | 0 | 0 | 0 | 0 | 0 | 0 | 0 | 0 | 0 | 0 | 0 | 0 | 0 | 0 | 0 | 0 | 0 | 0 | 0 | 0 | 0 | 0 | 0 | 0 | 0 | 0 | 0
F6_Commercial_WA - College_Existing_Water Heating_Natural Gas_Commercial Laundry - Alternative Dry-Cleaning Methods_A_Achievable Economic TRC Potential | F6 | Commercial | WA - College | Existing | Water Heating | Natural Gas | Commercial Laundry - Alternative Dry-Cleaning Methods | A | Incremental Winter Peak Savings (MW) | Achievable Economic TRC Potential | 0 | 0 | 0 | 0 | 0 | 0 | 0 | 0 | 0 | 0 | 0 | 0 | 0 | 0 | 0 | 0 | 0 | 0 | 0 | 0 | 0 | 0 | 0 | 0 | 0 | 0 | 0
F7_Commercial_WA - College_Existing_Water Heating_Natural Gas_Commercial Laundry - Alternative Dry-Cleaning Methods_A_Achievable Economic TRC Potential | F7 | Commercial | WA - College | Existing | Water Heating | Natural Gas | Commercial Laundry - Alternative Dry-Cleaning Methods | A | Cumulative Energy Savings (MWh or mTherms) | Achievable Economic TRC Potential | 0 | 0 | 0 | 0 | 0 | 0 | 0 | 0 | 0 | 0 | 0 | 0 | 0 | 0 | 0 | 0 | 0 | 0 | 0 | 0 | 0 | 0 | 0 | 0 | 0 | 0 | 0
F8_Commercial_WA - College_Existing_Water Heating_Natural Gas_Commercial Laundry - Alternative Dry-Cleaning Methods_A_Achievable Economic TRC Potential | F8 | Commercial | WA - College | Existing | Water Heating | Natural Gas | Commercial Laundry - Alternative Dry-Cleaning Methods | A | Cumulative Summer Peak Savings (MW) | Achievable Economic TRC Potential | 0 | 0 | 0 | 0 | 0 | 0 | 0 | 0 | 0 | 0 | 0 | 0 | 0 | 0 | 0 | 0 | 0 | 0 | 0 | 0 | 0 | 0 | 0 | 0 | 0 | 0 | 0
F9_Commercial_WA - College_Existing_Water Heating_Natural Gas_Commercial Laundry - Alternative Dry-Cleaning Methods_A_Achievable Economic TRC Potential | F9 | Commercial | WA - College | Existing | Water Heating | Natural Gas | Commercial Laundry - Alternative Dry-Cleaning Methods | A | Cumulative Winter Peak Savings (MW) | Achievable Economic TRC Potential | 0 | 0 | 0 | 0 | 0 | 0 | 0 | 0 | 0 | 0 | 0 | 0 | 0 | 0 | 0 | 0 | 0 | 0 | 0 | 0 | 0 | 0 | 0 | 0 | 0 | 0 | 0
F10_Commercial_WA - College_Existing_Water Heating_Natural Gas_Commercial Laundry - Alternative Dry-Cleaning Methods_A_Achievable Economic TRC Potential | F10 | Commercial | WA - College | Existing | Water Heating | Natural Gas | Commercial Laundry - Alternative Dry-Cleaning Methods | A | Purchases (Incremental) | Achievable Economic TRC Potential | 0 | 0 | 0 | 0 | 0 | 0 | 0 | 0 | 0 | 0 | 0 | 0 | 0 | 0 | 0 | 0 | 0 | 0 | 0 | 0 | 0 | 0 | 0 | 0 | 0 | 0 | 0
F11_Commercial_WA - College_Existing_Water Heating_Natural Gas_Commercial Laundry - Alternative Dry-Cleaning Methods_A_Achievable Economic TRC Potential | F11 | Commercial | WA - College | Existing | Water Heating | Natural Gas | Commercial Laundry - Alternative Dry-Cleaning Methods | A | Purchases (Cumulative) | Achievable Economic TRC Potential | 0 | 0 | 0 | 0 | 0 | 0 | 0 | 0 | 0 | 0 | 0 | 0 | 0 | 0 | 0 | 0 | 0 | 0 | 0 | 0 | 0 | 0 | 0 | 0 | 0 | 0 | 0
F1_Commercial_WA - College_Existing_Space Heating_Natural Gas_Advanced Kitchen Ventilation Controls_A_Achievable Economic TRC Potential | F1 | Commercial | WA - College | Existing | Space Heating | Natural Gas | Advanced Kitchen Ventilation Controls | A | Integrated Unit Energy Savings (kWh or therms) | Achievable Economic TRC Potential | 0 | 0 | 0.040684 | 0.040512 | 0.040302 | 0.040085 | 0.039862 | 0.03963 | 0.039386 | 0.039129 | 0.038858 | 0.038571 | 0.038268 | 0.037956 | 0.037639 | 0.037327 | 0.037028 | 0.036752 | 0.036529 | 0.036364 | 0.036224 | 0.036114 | 0.036015 | 0.035969 | 0.035926 | 0.035888 | 0.035852
F2_Commercial_WA - College_Existing_Space Heating_Natural Gas_Advanced Kitchen Ventilation Controls_A_Achievable Economic TRC Potential | F2 | Commercial | WA - College | Existing | Space Heating | Natural Gas | Advanced Kitchen Ventilation Controls | A | Integrated Unit Summer Peak Savings (kW) | Achievable Economic TRC Potential | 0 | 0 | 0 | 0 | 0 | 0 | 0 | 0 | 0 | 0 | 0 | 0 | 0 | 0 | 0 | 0 | 0 | 0 | 0 | 0 | 0 | 0 | 0 | 0 | 0 | 0 | 0
F3_Commercial_WA - College_Existing_Space Heating_Natural Gas_Advanced Kitchen Ventilation Controls_A_Achievable Economic TRC Potential | F3 | Commercial | WA - College | Existing | Space Heating | Natural Gas | Advanced Kitchen Ventilation Controls | A | Integrated Unit Winter Peak Savings (kW) | Achievable Economic TRC Potential | 0 | 0 | 0 | 0 | 0 | 0 | 0 | 0 | 0 | 0 | 0 | 0 | 0 | 0 | 0 | 0 | 0 | 0 | 0 | 0 | 0 | 0 | 0 | 0 | 0 | 0 | 0
F4_Commercial_WA - College_Existing_Space Heating_Natural Gas_Advanced Kitchen Ventilation Controls_A_Achievable Economic TRC Potential | F4 | Commercial | WA - College | Existing | Space Heating | Natural Gas | Advanced Kitchen Ventilation Controls | A | Incremental Energy Savings (MWh or mTherms) | Achievable Economic TRC Potential | 0 | 0 | 0 | 2.3713 | 4.8422 | 4.816 | 4.7892 | 4.7613 | 4.732 | 4.7012 | 4.6686 | 4.6341 | 4.5978 | 4.5602 | 4.5221 | 4.4846 | 4.4488 | 4.4156 | 2.2507 | 0 | 6.3255e-15 | 0 | 0 | 0 | 0 | 0 | 0
F5_Commercial_WA - College_Existing_Space Heating_Natural Gas_Advanced Kitchen Ventilation Controls_A_Achievable Economic TRC Potential | F5 | Commercial | WA - College | Existing | Space Heating | Natural Gas | Advanced Kitchen Ventilation Controls | A | Incremental Summer Peak Savings (MW) | Achievable Economic TRC Potential | 0 | 0 | 0 | 0 | 0 | 0 | 0 | 0 | 0 | 0 | 0 | 0 | 0 | 0 | 0 | 0 | 0 | 0 | 0 | 0 | 0 | 0 | 0 | 0 | 0 | 0 | 0
F6_Commercial_WA - College_Existing_Space Heating_Natural Gas_Advanced Kitchen Ventilation Controls_A_Achievable Economic TRC Potential | F6 | Commercial | WA - College | Existing | Space Heating | Natural Gas | Advanced Kitchen Ventilation Controls | A | Incremental Winter Peak Savings (MW) | Achievable Economic TRC Potential | 0 | 0 | 0 | 0 | 0 | 0 | 0 | 0 | 0 | 0 | 0 | 0 | 0 | 0 | 0 | 0 | 0 | 0 | 0 | 0 | 0 | 0 | 0 | 0 | 0 | 0 | 0
F7_Commercial_WA - College_Existing_Space Heating_Natural Gas_Advanced Kitchen Ventilation Controls_A_Achievable Economic TRC Potential | F7 | Commercial | WA - College | Existing | Space Heating | Natural Gas | Advanced Kitchen Ventilation Controls | A | Cumulative Energy Savings (MWh or mTherms) | Achievable Economic TRC Potential | 0 | 0 | 0 | 2.3713 | 7.2012 | 11.9784 | 16.7008 | 21.3649 | 25.9654 | 30.4975 | 34.9549 | 39.3304 | 43.62 | 47.8237 | 51.9466 | 56.0003 | 60.0013 | 63.9694 | 65.8322 | 65.5341 | 65.2818 | 65.0842 | 64.9061 | 64.8225 | 64.746 | 64.6759 | 64.6117
F8_Commercial_WA - College_Existing_Space Heating_Natural Gas_Advanced Kitchen Ventilation Controls_A_Achievable Economic TRC Potential | F8 | Commercial | WA - College | Existing | Space Heating | Natural Gas | Advanced Kitchen Ventilation Controls | A | Cumulative Summer Peak Savings (MW) | Achievable Economic TRC Potential | 0 | 0 | 0 | 0 | 0 | 0 | 0 | 0 | 0 | 0 | 0 | 0 | 0 | 0 | 0 | 0 | 0 | 0 | 0 | 0 | 0 | 0 | 0 | 0 | 0 | 0 | 0
F9_Commercial_WA - College_Existing_Space Heating_Natural Gas_Advanced Kitchen Ventilation Controls_A_Achievable Economic TRC Potential | F9 | Commercial | WA - College | Existing | Space Heating | Natural Gas | Advanced Kitchen Ventilation Controls | A | Cumulative Winter Peak Savings (MW) | Achievable Economic TRC Potential | 0 | 0 | 0 | 0 | 0 | 0 | 0 | 0 | 0 | 0 | 0 | 0 | 0 | 0 | 0 | 0 | 0 | 0 | 0 | 0 | 0 | 0 | 0 | 0 | 0 | 0 | 0
F10_Commercial_WA - College_Existing_Space Heating_Natural Gas_Advanced Kitchen Ventilation Controls_A_Achievable Economic TRC Potential | F10 | Commercial | WA - College | Existing | Space Heating | Natural Gas | Advanced Kitchen Ventilation Controls | A | Purchases (Incremental) | Achievable Economic TRC Potential | 0 | 0 | 0 | 58532.4349 | 120145.5243 | 120145.5243 | 120145.5243 | 120145.5243 | 120145.5243 | 120145.5243 | 120145.5243 | 120145.5243 | 120145.5243 | 120145.5243 | 120145.5243 | 120145.5243 | 120145.5243 | 120145.5243 | 61613.0894 | 0 | 1.7462e-10 | 0 | 0 | 0 | 0 | 0 | 0
F11_Commercial_WA - College_Existing_Space Heating_Natural Gas_Advanced Kitchen Ventilation Controls_A_Achievable Economic TRC Potential | F11 | Commercial | WA - College | Existing | Space Heating | Natural Gas | Advanced Kitchen Ventilation Controls | A | Purchases (Cumulative) | Achievable Economic TRC Potential | 0 | 0 | 0 | 58532.4349 | 178677.9592 | 298823.4834 | 418969.0077 | 539114.5319 | 659260.0562 | 779405.5805 | 899551.1047 | 1019696.629 | 1139842.1532 | 1259987.6775 | 1380133.2018 | 1500278.726 | 1620424.2503 | 1740569.7745 | 1802182.8639 | 1802182.8639 | 1802182.8639 | 1802182.8639 | 1802182.8639 | 1802182.8639 | 1802182.8639 | 1802182.8639 | 1802182.8639
F1_Commercial_WA - College_Existing_Space Heating_Natural Gas_Infiltration Control - Loading Dock Sealing_A_Achievable Economic TRC Potential | F1 | Commercial | WA - College | Existing | Space Heating | Natural Gas | Infiltration Control - Loading Dock Sealing | A | Integrated Unit Energy Savings (kWh or therms) | Achievable Economic TRC Potential | 0 | 0 | 214.1236 | 212.5247 | 210.2277 | 207.7742 | 205.1921 | 202.4401 | 199.4681 | 196.2626 | 192.8225 | 189.1634 | 185.3371 | 181.5223 | 177.8067 | 174.2488 | 170.8869 | 167.8292 | 165.4165 | 163.6773 | 162.2395 | 161.1974 | 160.2425 | 160.0353 | 159.8457 | 159.6721 | 159.5129
F2_Commercial_WA - College_Existing_Space Heating_Natural Gas_Infiltration Control - Loading Dock Sealing_A_Achievable Economic TRC Potential | F2 | Commercial | WA - College | Existing | Space Heating | Natural Gas | Infiltration Control - Loading Dock Sealing | A | Integrated Unit Summer Peak Savings (kW) | Achievable Economic TRC Potential | 0 | 0 | 0 | 0 | 0 | 0 | 0 | 0 | 0 | 0 | 0 | 0 | 0 | 0 | 0 | 0 | 0 | 0 | 0 | 0 | 0 | 0 | 0 | 0 | 0 | 0 | 0
F3_Commercial_WA - College_Existing_Space Heating_Natural Gas_Infiltration Control - Loading Dock Sealing_A_Achievable Economic TRC Potential | F3 | Commercial | WA - College | Existing | Space Heating | Natural Gas | Infiltration Control - Loading Dock Sealing | A | Integrated Unit Winter Peak Savings (kW) | Achievable Economic TRC Potential | 0 | 0 | 0 | 0 | 0 | 0 | 0 | 0 | 0 | 0 | 0 | 0 | 0 | 0 | 0 | 0 | 0 | 0 | 0 | 0 | 0 | 0 | 0 | 0 | 0 | 0 | 0
F4_Commercial_WA - College_Existing_Space Heating_Natural Gas_Infiltration Control - Loading Dock Sealing_A_Achievable Economic TRC Potential | F4 | Commercial | WA - College | Existing | Space Heating | Natural Gas | Infiltration Control - Loading Dock Sealing | A | Incremental Energy Savings (MWh or mTherms) | Achievable Economic TRC Potential | 0 | 0 | 0 | 0 | 0 | 0 | 0 | 0 | 0 | 0 | 0 | 0 | 0 | 0 | 0 | 0 | 0 | 0 | 0 | 0 | 0 | 0 | 0 | 0 | 0 | 0 | 0
F5_Commercial_WA - College_Existing_Space Heating_Natural Gas_Infiltration Control - Loading Dock Sealing_A_Achievable Economic TRC Potential | F5 | Commercial | WA - College | Existing | Space Heating | Natural Gas | Infiltration Control - Loading Dock Sealing | A | Incremental Summer Peak Savings (MW) | Achievable Economic TRC Potential | 0 | 0 | 0 | 0 | 0 | 0 | 0 | 0 | 0 | 0 | 0 | 0 | 0 | 0 | 0 | 0 | 0 | 0 | 0 | 0 | 0 | 0 | 0 | 0 | 0 | 0 | 0
F6_Commercial_WA - College_Existing_Space Heating_Natural Gas_Infiltration Control - Loading Dock Sealing_A_Achievable Economic TRC Potential | F6 | Commercial | WA - College | Existing | Space Heating | Natural Gas | Infiltration Control - Loading Dock Sealing | A | Incremental Winter Peak Savings (MW) | Achievable Economic TRC Potential | 0 | 0 | 0 | 0 | 0 | 0 | 0 | 0 | 0 | 0 | 0 | 0 | 0 | 0 | 0 | 0 | 0 | 0 | 0 | 0 | 0 | 0 | 0 | 0 | 0 | 0 | 0
F7_Commercial_WA - College_Existing_Space Heating_Natural Gas_Infiltration Control - Loading Dock Sealing_A_Achievable Economic TRC Potential | F7 | Commercial | WA - College | Existing | Space Heating | Natural Gas | Infiltration Control - Loading Dock Sealing | A | Cumulative Energy Savings (MWh or mTherms) | Achievable Economic TRC Potential | 0 | 0 | 0 | 0 | 0 | 0 | 0 | 0 | 0 | 0 | 0 | 0 | 0 | 0 | 0 | 0 | 0 | 0 | 0 | 0 | 0 | 0 | 0 | 0 | 0 | 0 | 0
F8_Commercial_WA - College_Existing_Space Heating_Natural Gas_Infiltration Control - Loading Dock Sealing_A_Achievable Economic TRC Potential | F8 | Commercial | WA - College | Existing | Space Heating | Natural Gas | Infiltration Control - Loading Dock Sealing | A | Cumulative Summer Peak Savings (MW) | Achievable Economic TRC Potential | 0 | 0 | 0 | 0 | 0 | 0 | 0 | 0 | 0 | 0 | 0 | 0 | 0 | 0 | 0 | 0 | 0 | 0 | 0 | 0 | 0 | 0 | 0 | 0 | 0 | 0 | 0
F9_Commercial_WA - College_Existing_Space Heating_Natural Gas_Infiltration Control - Loading Dock Sealing_A_Achievable Economic TRC Potential | F9 | Commercial | WA - College | Existing | Space Heating | Natural Gas | Infiltration Control - Loading Dock Sealing | A | Cumulative Winter Peak Savings (MW) | Achievable Economic TRC Potential | 0 | 0 | 0 | 0 | 0 | 0 | 0 | 0 | 0 | 0 | 0 | 0 | 0 | 0 | 0 | 0 | 0 | 0 | 0 | 0 | 0 | 0 | 0 | 0 | 0 | 0 | 0
F10_Commercial_WA - College_Existing_Space Heating_Natural Gas_Infiltration Control - Loading Dock Sealing_A_Achievable Economic TRC Potential | F10 | Commercial | WA - College | Existing | Space Heating | Natural Gas | Infiltration Control - Loading Dock Sealing | A | Purchases (Incremental) | Achievable Economic TRC Potential | 0 | 0 | 0 | 0 | 0 | 0 | 0 | 0 | 0 | 0 | 0 | 0 | 0 | 0 | 0 | 0 | 0 | 0 | 0 | 0 | 0 | 0 | 0 | 0 | 0 | 0 | 0
F11_Commercial_WA - College_Existing_Space Heating_Natural Gas_Infiltration Control - Loading Dock Sealing_A_Achievable Economic TRC Potential | F11 | Commercial | WA - College | Existing | Space Heating | Natural Gas | Infiltration Control - Loading Dock Sealing | A | Purchases (Cumulative) | Achievable Economic TRC Potential | 0 | 0 | 0 | 0 | 0 | 0 | 0 | 0 | 0 | 0 | 0 | 0 | 0 | 0 | 0 | 0 | 0 | 0 | 0 | 0 | 0 | 0 | 0 | 0 | 0 | 0 | 0
F1_Commercial_WA - College_Existing_Space Heating_Natural Gas_Greenhouse Heat Curtain_A_Achievable Economic TRC Potential | F1 | Commercial | WA - College | Existing | Space Heating | Natural Gas | Greenhouse Heat Curtain | A | Integrated Unit Energy Savings (kWh or therms) | Achievable Economic TRC Potential | 0 | 0 | 186.9586 | 185.7774 | 184.0785 | 182.3021 | 180.4625 | 178.5328 | 176.4861 | 174.3058 | 171.9776 | 169.4935 | 166.8725 | 164.1572 | 161.4091 | 158.7092 | 156.1401 | 153.7747 | 151.9095 | 150.569 | 149.4332 | 148.5751 | 147.7759 | 147.5851 | 147.4104 | 147.2505 | 147.1039
F2_Commercial_WA - College_Existing_Space Heating_Natural Gas_Greenhouse Heat Curtain_A_Achievable Economic TRC Potential | F2 | Commercial | WA - College | Existing | Space Heating | Natural Gas | Greenhouse Heat Curtain | A | Integrated Unit Summer Peak Savings (kW) | Achievable Economic TRC Potential | 0 | 0 | 0 | 0 | 0 | 0 | 0 | 0 | 0 | 0 | 0 | 0 | 0 | 0 | 0 | 0 | 0 | 0 | 0 | 0 | 0 | 0 | 0 | 0 | 0 | 0 | 0
F3_Commercial_WA - College_Existing_Space Heating_Natural Gas_Greenhouse Heat Curtain_A_Achievable Economic TRC Potential | F3 | Commercial | WA - College | Existing | Space Heating | Natural Gas | Greenhouse Heat Curtain | A | Integrated Unit Winter Peak Savings (kW) | Achievable Economic TRC Potential | 0 | 0 | 0 | 0 | 0 | 0 | 0 | 0 | 0 | 0 | 0 | 0 | 0 | 0 | 0 | 0 | 0 | 0 | 0 | 0 | 0 | 0 | 0 | 0 | 0 | 0 | 0
F4_Commercial_WA - College_Existing_Space Heating_Natural Gas_Greenhouse Heat Curtain_A_Achievable Economic TRC Potential | F4 | Commercial | WA - College | Existing | Space Heating | Natural Gas | Greenhouse Heat Curtain | A | Incremental Energy Savings (MWh or mTherms) | Achievable Economic TRC Potential | 0 | 0 | 0 | 0 | 0 | 0 | 0 | 0 | 0 | 0 | 0 | 0 | 0 | 0 | 0 | 0 | 0 | 0 | 0 | 0 | 0 | 0 | 0 | 0 | 0 | 0 | 0
F5_Commercial_WA - College_Existing_Space Heating_Natural Gas_Greenhouse Heat Curtain_A_Achievable Economic TRC Potential | F5 | Commercial | WA - College | Existing | Space Heating | Natural Gas | Greenhouse Heat Curtain | A | Incremental Summer Peak Savings (MW) | Achievable Economic TRC Potential | 0 | 0 | 0 | 0 | 0 | 0 | 0 | 0 | 0 | 0 | 0 | 0 | 0 | 0 | 0 | 0 | 0 | 0 | 0 | 0 | 0 | 0 | 0 | 0 | 0 | 0 | 0
F6_Commercial_WA - College_Existing_Space Heating_Natural Gas_Greenhouse Heat Curtain_A_Achievable Economic TRC Potential | F6 | Commercial | WA - College | Existing | Space Heating | Natural Gas | Greenhouse Heat Curtain | A | Incremental Winter Peak Savings (MW) | Achievable Economic TRC Potential | 0 | 0 | 0 | 0 | 0 | 0 | 0 | 0 | 0 | 0 | 0 | 0 | 0 | 0 | 0 | 0 | 0 | 0 | 0 | 0 | 0 | 0 | 0 | 0 | 0 | 0 | 0
F7_Commercial_WA - College_Existing_Space Heating_Natural Gas_Greenhouse Heat Curtain_A_Achievable Economic TRC Potential | F7 | Commercial | WA - College | Existing | Space Heating | Natural Gas | Greenhouse Heat Curtain | A | Cumulative Energy Savings (MWh or mTherms) | Achievable Economic TRC Potential | 0 | 0 | 0 | 0 | 0 | 0 | 0 | 0 | 0 | 0 | 0 | 0 | 0 | 0 | 0 | 0 | 0 | 0 | 0 | 0 | 0 | 0 | 0 | 0 | 0 | 0 | 0
F8_Commercial_WA - College_Existing_Space Heating_Natural Gas_Greenhouse Heat Curtain_A_Achievable Economic TRC Potential | F8 | Commercial | WA - College | Existing | Space Heating | Natural Gas | Greenhouse Heat Curtain | A | Cumulative Summer Peak Savings (MW) | Achievable Economic TRC Potential | 0 | 0 | 0 | 0 | 0 | 0 | 0 | 0 | 0 | 0 | 0 | 0 | 0 | 0 | 0 | 0 | 0 | 0 | 0 | 0 | 0 | 0 | 0 | 0 | 0 | 0 | 0
F9_Commercial_WA - College_Existing_Space Heating_Natural Gas_Greenhouse Heat Curtain_A_Achievable Economic TRC Potential | F9 | Commercial | WA - College | Existing | Space Heating | Natural Gas | Greenhouse Heat Curtain | A | Cumulative Winter Peak Savings (MW) | Achievable Economic TRC Potential | 0 | 0 | 0 | 0 | 0 | 0 | 0 | 0 | 0 | 0 | 0 | 0 | 0 | 0 | 0 | 0 | 0 | 0 | 0 | 0 | 0 | 0 | 0 | 0 | 0 | 0 | 0
F10_Commercial_WA - College_Existing_Space Heating_Natural Gas_Greenhouse Heat Curtain_A_Achievable Economic TRC Potential | F10 | Commercial | WA - College | Existing | Space Heating | Natural Gas | Greenhouse Heat Curtain | A | Purchases (Incremental) | Achievable Economic TRC Potential | 0 | 0 | 0 | 0 | 0 | 0 | 0 | 0 | 0 | 0 | 0 | 0 | 0 | 0 | 0 | 0 | 0 | 0 | 0 | 0 | 0 | 0 | 0 | 0 | 0 | 0 | 0
F11_Commercial_WA - College_Existing_Space Heating_Natural Gas_Greenhouse Heat Curtain_A_Achievable Economic TRC Potential | F11 | Commercial | WA - College | Existing | Space Heating | Natural Gas | Greenhouse Heat Curtain | A | Purchases (Cumulative) | Achievable Economic TRC Potential | 0 | 0 | 0 | 0 | 0 | 0 | 0 | 0 | 0 | 0 | 0 | 0 | 0 | 0 | 0 | 0 | 0 | 0 | 0 | 0 | 0 | 0 | 0 | 0 | 0 | 0 | 0
F1_Commercial_WA - College_Existing_Space Heating_Natural Gas_Ventilation - Parking Garages, Demand Controlled_A_Achievable Economic TRC Potential | F1 | Commercial | WA - College | Existing | Space Heating | Natural Gas | Ventilation - Parking Garages, Demand Controlled | A | Integrated Unit Energy Savings (kWh or therms) | Achievable Economic TRC Potential | 0 | 0 | 0 | 0 | 0 | 0 | 0 | 0 | 0 | 0 | 0 | 0 | 0 | 0 | 0 | 0 | 0 | 0 | 0 | 0 | 0 | 0 | 0 | 0 | 0 | 0 | 0
F2_Commercial_WA - College_Existing_Space Heating_Natural Gas_Ventilation - Parking Garages, Demand Controlled_A_Achievable Economic TRC Potential | F2 | Commercial | WA - College | Existing | Space Heating | Natural Gas | Ventilation - Parking Garages, Demand Controlled | A | Integrated Unit Summer Peak Savings (kW) | Achievable Economic TRC Potential | 0 | 0 | 0 | 0 | 0 | 0 | 0 | 0 | 0 | 0 | 0 | 0 | 0 | 0 | 0 | 0 | 0 | 0 | 0 | 0 | 0 | 0 | 0 | 0 | 0 | 0 | 0
F3_Commercial_WA - College_Existing_Space Heating_Natural Gas_Ventilation - Parking Garages, Demand Controlled_A_Achievable Economic TRC Potential | F3 | Commercial | WA - College | Existing | Space Heating | Natural Gas | Ventilation - Parking Garages, Demand Controlled | A | Integrated Unit Winter Peak Savings (kW) | Achievable Economic TRC Potential | 0 | 0 | 0 | 0 | 0 | 0 | 0 | 0 | 0 | 0 | 0 | 0 | 0 | 0 | 0 | 0 | 0 | 0 | 0 | 0 | 0 | 0 | 0 | 0 | 0 | 0 | 0
F4_Commercial_WA - College_Existing_Space Heating_Natural Gas_Ventilation - Parking Garages, Demand Controlled_A_Achievable Economic TRC Potential | F4 | Commercial | WA - College | Existing | Space Heating | Natural Gas | Ventilation - Parking Garages, Demand Controlled | A | Incremental Energy Savings (MWh or mTherms) | Achievable Economic TRC Potential | 0 | 0 | 0 | 0 | 0 | 0 | 0 | 0 | 0 | 0 | 0 | 0 | 0 | 0 | 0 | 0 | 0 | 0 | 0 | 0 | 0 | 0 | 0 | 0 | 0 | 0 | 0
F5_Commercial_WA - College_Existing_Space Heating_Natural Gas_Ventilation - Parking Garages, Demand Controlled_A_Achievable Economic TRC Potential | F5 | Commercial | WA - College | Existing | Space Heating | Natural Gas | Ventilation - Parking Garages, Demand Controlled | A | Incremental Summer Peak Savings (MW) | Achievable Economic TRC Potential | 0 | 0 | 0 | 0 | 0 | 0 | 0 | 0 | 0 | 0 | 0 | 0 | 0 | 0 | 0 | 0 | 0 | 0 | 0 | 0 | 0 | 0 | 0 | 0 | 0 | 0 | 0
F6_Commercial_WA - College_Existing_Space Heating_Natural Gas_Ventilation - Parking Garages, Demand Controlled_A_Achievable Economic TRC Potential | F6 | Commercial | WA - College | Existing | Space Heating | Natural Gas | Ventilation - Parking Garages, Demand Controlled | A | Incremental Winter Peak Savings (MW) | Achievable Economic TRC Potential | 0 | 0 | 0 | 0 | 0 | 0 | 0 | 0 | 0 | 0 | 0 | 0 | 0 | 0 | 0 | 0 | 0 | 0 | 0 | 0 | 0 | 0 | 0 | 0 | 0 | 0 | 0
F7_Commercial_WA - College_Existing_Space Heating_Natural Gas_Ventilation - Parking Garages, Demand Controlled_A_Achievable Economic TRC Potential | F7 | Commercial | WA - College | Existing | Space Heating | Natural Gas | Ventilation - Parking Garages, Demand Controlled | A | Cumulative Energy Savings (MWh or mTherms) | Achievable Economic TRC Potential | 0 | 0 | 0 | 0 | 0 | 0 | 0 | 0 | 0 | 0 | 0 | 0 | 0 | 0 | 0 | 0 | 0 | 0 | 0 | 0 | 0 | 0 | 0 | 0 | 0 | 0 | 0
F8_Commercial_WA - College_Existing_Space Heating_Natural Gas_Ventilation - Parking Garages, Demand Controlled_A_Achievable Economic TRC Potential | F8 | Commercial | WA - College | Existing | Space Heating | Natural Gas | Ventilation - Parking Garages, Demand Controlled | A | Cumulative Summer Peak Savings (MW) | Achievable Economic TRC Potential | 0 | 0 | 0 | 0 | 0 | 0 | 0 | 0 | 0 | 0 | 0 | 0 | 0 | 0 | 0 | 0 | 0 | 0 | 0 | 0 | 0 | 0 | 0 | 0 | 0 | 0 | 0
F9_Commercial_WA - College_Existing_Space Heating_Natural Gas_Ventilation - Parking Garages, Demand Controlled_A_Achievable Economic TRC Potential | F9 | Commercial | WA - College | Existing | Space Heating | Natural Gas | Ventilation - Parking Garages, Demand Controlled | A | Cumulative Winter Peak Savings (MW) | Achievable Economic TRC Potential | 0 | 0 | 0 | 0 | 0 | 0 | 0 | 0 | 0 | 0 | 0 | 0 | 0 | 0 | 0 | 0 | 0 | 0 | 0 | 0 | 0 | 0 | 0 | 0 | 0 | 0 | 0
F10_Commercial_WA - College_Existing_Space Heating_Natural Gas_Ventilation - Parking Garages, Demand Controlled_A_Achievable Economic TRC Potential | F10 | Commercial | WA - College | Existing | Space Heating | Natural Gas | Ventilation - Parking Garages, Demand Controlled | A | Purchases (Incremental) | Achievable Economic TRC Potential | 0 | 0 | 0 | 0 | 0 | 0 | 0 | 0 | 0 | 0 | 0 | 0 | 0 | 0 | 0 | 0 | 0 | 0 | 0 | 0 | 0 | 0 | 0 | 0 | 0 | 0 | 0
F11_Commercial_WA - College_Existing_Space Heating_Natural Gas_Ventilation - Parking Garages, Demand Controlled_A_Achievable Economic TRC Potential | F11 | Commercial | WA - College | Existing | Space Heating | Natural Gas | Ventilation - Parking Garages, Demand Controlled | A | Purchases (Cumulative) | Achievable Economic TRC Potential | 0 | 0 | 0 | 0 | 0 | 0 | 0 | 0 | 0 | 0 | 0 | 0 | 0 | 0 | 0 | 0 | 0 | 0 | 0 | 0 | 0 | 0 | 0 | 0 | 0 | 0 | 0
F1_Commercial_WA - College_Existing_Miscellaneous_Natural Gas_Pool Heater - Night Covers_A_Achievable Economic TRC Potential | F1 | Commercial | WA - College | Existing | Miscellaneous | Natural Gas | Pool Heater - Night Covers | A | Integrated Unit Energy Savings (kWh or therms) | Achievable Economic TRC Potential | 0 | 0 | 0.0011799 | 0.0011799 | 0.0011799 | 0.0011799 | 0.0011799 | 0.0011799 | 0.0011799 | 0.0011799 | 0.0011799 | 0.0011799 | 0.0011799 | 0.0011799 | 0.0011799 | 0.0011799 | 0.0011799 | 0.0011799 | 0.0011799 | 0.0011799 | 0.0011798 | 0.0011798 | 0.0011798 | 0.0011797 | 0.0011796 | 0.0011796 | 0.0011795
F2_Commercial_WA - College_Existing_Miscellaneous_Natural Gas_Pool Heater - Night Covers_A_Achievable Economic TRC Potential | F2 | Commercial | WA - College | Existing | Miscellaneous | Natural Gas | Pool Heater - Night Covers | A | Integrated Unit Summer Peak Savings (kW) | Achievable Economic TRC Potential | 0 | 0 | 0 | 0 | 0 | 0 | 0 | 0 | 0 | 0 | 0 | 0 | 0 | 0 | 0 | 0 | 0 | 0 | 0 | 0 | 0 | 0 | 0 | 0 | 0 | 0 | 0
F3_Commercial_WA - College_Existing_Miscellaneous_Natural Gas_Pool Heater - Night Covers_A_Achievable Economic TRC Potential | F3 | Commercial | WA - College | Existing | Miscellaneous | Natural Gas | Pool Heater - Night Covers | A | Integrated Unit Winter Peak Savings (kW) | Achievable Economic TRC Potential | 0 | 0 | 0 | 0 | 0 | 0 | 0 | 0 | 0 | 0 | 0 | 0 | 0 | 0 | 0 | 0 | 0 | 0 | 0 | 0 | 0 | 0 | 0 | 0 | 0 | 0 | 0
F4_Commercial_WA - College_Existing_Miscellaneous_Natural Gas_Pool Heater - Night Covers_A_Achievable Economic TRC Potential | F4 | Commercial | WA - College | Existing | Miscellaneous | Natural Gas | Pool Heater - Night Covers | A | Incremental Energy Savings (MWh or mTherms) | Achievable Economic TRC Potential | 0 | 0 | 0 | 0 | 0 | 0 | 0 | 0 | 0 | 0 | 0 | 0 | 0 | 0 | 0 | 0 | 0 | 0 | 0 | 0 | 0 | 0 | 0 | 0 | 0 | 0 | 0
F5_Commercial_WA - College_Existing_Miscellaneous_Natural Gas_Pool Heater - Night Covers_A_Achievable Economic TRC Potential | F5 | Commercial | WA - College | Existing | Miscellaneous | Natural Gas | Pool Heater - Night Covers | A | Incremental Summer Peak Savings (MW) | Achievable Economic TRC Potential | 0 | 0 | 0 | 0 | 0 | 0 | 0 | 0 | 0 | 0 | 0 | 0 | 0 | 0 | 0 | 0 | 0 | 0 | 0 | 0 | 0 | 0 | 0 | 0 | 0 | 0 | 0
F6_Commercial_WA - College_Existing_Miscellaneous_Natural Gas_Pool Heater - Night Covers_A_Achievable Economic TRC Potential | F6 | Commercial | WA - College | Existing | Miscellaneous | Natural Gas | Pool Heater - Night Covers | A | Incremental Winter Peak Savings (MW) | Achievable Economic TRC Potential | 0 | 0 | 0 | 0 | 0 | 0 | 0 | 0 | 0 | 0 | 0 | 0 | 0 | 0 | 0 | 0 | 0 | 0 | 0 | 0 | 0 | 0 | 0 | 0 | 0 | 0 | 0
F7_Commercial_WA - College_Existing_Miscellaneous_Natural Gas_Pool Heater - Night Covers_A_Achievable Economic TRC Potential | F7 | Commercial | WA - College | Existing | Miscellaneous | Natural Gas | Pool Heater - Night Covers | A | Cumulative Energy Savings (MWh or mTherms) | Achievable Economic TRC Potential | 0 | 0 | 0 | 0 | 0 | 0 | 0 | 0 | 0 | 0 | 0 | 0 | 0 | 0 | 0 | 0 | 0 | 0 | 0 | 0 | 0 | 0 | 0 | 0 | 0 | 0 | 0
F8_Commercial_WA - College_Existing_Miscellaneous_Natural Gas_Pool Heater - Night Covers_A_Achievable Economic TRC Potential | F8 | Commercial | WA - College | Existing | Miscellaneous | Natural Gas | Pool Heater - Night Covers | A | Cumulative Summer Peak Savings (MW) | Achievable Economic TRC Potential | 0 | 0 | 0 | 0 | 0 | 0 | 0 | 0 | 0 | 0 | 0 | 0 | 0 | 0 | 0 | 0 | 0 | 0 | 0 | 0 | 0 | 0 | 0 | 0 | 0 | 0 | 0
F9_Commercial_WA - College_Existing_Miscellaneous_Natural Gas_Pool Heater - Night Covers_A_Achievable Economic TRC Potential | F9 | Commercial | WA - College | Existing | Miscellaneous | Natural Gas | Pool Heater - Night Covers | A | Cumulative Winter Peak Savings (MW) | Achievable Economic TRC Potential | 0 | 0 | 0 | 0 | 0 | 0 | 0 | 0 | 0 | 0 | 0 | 0 | 0 | 0 | 0 | 0 | 0 | 0 | 0 | 0 | 0 | 0 | 0 | 0 | 0 | 0 | 0
F10_Commercial_WA - College_Existing_Miscellaneous_Natural Gas_Pool Heater - Night Covers_A_Achievable Economic TRC Potential | F10 | Commercial | WA - College | Existing | Miscellaneous | Natural Gas | Pool Heater - Night Covers | A | Purchases (Incremental) | Achievable Economic TRC Potential | 0 | 0 | 0 | 0 | 0 | 0 | 0 | 0 | 0 | 0 | 0 | 0 | 0 | 0 | 0 | 0 | 0 | 0 | 0 | 0 | 0 | 0 | 0 | 0 | 0 | 0 | 0
F11_Commercial_WA - College_Existing_Miscellaneous_Natural Gas_Pool Heater - Night Covers_A_Achievable Economic TRC Potential | F11 | Commercial | WA - College | Existing | Miscellaneous | Natural Gas | Pool Heater - Night Covers | A | Purchases (Cumulative) | Achievable Economic TRC Potential | 0 | 0 | 0 | 0 | 0 | 0 | 0 | 0 | 0 | 0 | 0 | 0 | 0 | 0 | 0 | 0 | 0 | 0 | 0 | 0 | 0 | 0 | 0 | 0 | 0 | 0 | 0
F1_Commercial_WA - College_Existing_Space Heating_Natural Gas_Advanced New Construction Designs_A_Achievable Economic TRC Potential | F1 | Commercial | WA - College | Existing | Space Heating | Natural Gas | Advanced New Construction Designs | A | Integrated Unit Energy Savings (kWh or therms) | Achievable Economic TRC Potential | 0 | 0 | 0 | 0 | 0 | 0 | 0 | 0 | 0 | 0 | 0 | 0 | 0 | 0 | 0 | 0 | 0 | 0 | 0 | 0 | 0 | 0 | 0 | 0 | 0 | 0 | 0
F2_Commercial_WA - College_Existing_Space Heating_Natural Gas_Advanced New Construction Designs_A_Achievable Economic TRC Potential | F2 | Commercial | WA - College | Existing | Space Heating | Natural Gas | Advanced New Construction Designs | A | Integrated Unit Summer Peak Savings (kW) | Achievable Economic TRC Potential | 0 | 0 | 0 | 0 | 0 | 0 | 0 | 0 | 0 | 0 | 0 | 0 | 0 | 0 | 0 | 0 | 0 | 0 | 0 | 0 | 0 | 0 | 0 | 0 | 0 | 0 | 0
F3_Commercial_WA - College_Existing_Space Heating_Natural Gas_Advanced New Construction Designs_A_Achievable Economic TRC Potential | F3 | Commercial | WA - College | Existing | Space Heating | Natural Gas | Advanced New Construction Designs | A | Integrated Unit Winter Peak Savings (kW) | Achievable Economic TRC Potential | 0 | 0 | 0 | 0 | 0 | 0 | 0 | 0 | 0 | 0 | 0 | 0 | 0 | 0 | 0 | 0 | 0 | 0 | 0 | 0 | 0 | 0 | 0 | 0 | 0 | 0 | 0
F4_Commercial_WA - College_Existing_Space Heating_Natural Gas_Advanced New Construction Designs_A_Achievable Economic TRC Potential | F4 | Commercial | WA - College | Existing | Space Heating | Natural Gas | Advanced New Construction Designs | A | Incremental Energy Savings (MWh or mTherms) | Achievable Economic TRC Potential | 0 | 0 | 0 | 0 | 0 | 0 | 0 | 0 | 0 | 0 | 0 | 0 | 0 | 0 | 0 | 0 | 0 | 0 | 0 | 0 | 0 | 0 | 0 | 0 | 0 | 0 | 0
F5_Commercial_WA - College_Existing_Space Heating_Natural Gas_Advanced New Construction Designs_A_Achievable Economic TRC Potential | F5 | Commercial | WA - College | Existing | Space Heating | Natural Gas | Advanced New Construction Designs | A | Incremental Summer Peak Savings (MW) | Achievable Economic TRC Potential | 0 | 0 | 0 | 0 | 0 | 0 | 0 | 0 | 0 | 0 | 0 | 0 | 0 | 0 | 0 | 0 | 0 | 0 | 0 | 0 | 0 | 0 | 0 | 0 | 0 | 0 | 0
F6_Commercial_WA - College_Existing_Space Heating_Natural Gas_Advanced New Construction Designs_A_Achievable Economic TRC Potential | F6 | Commercial | WA - College | Existing | Space Heating | Natural Gas | Advanced New Construction Designs | A | Incremental Winter Peak Savings (MW) | Achievable Economic TRC Potential | 0 | 0 | 0 | 0 | 0 | 0 | 0 | 0 | 0 | 0 | 0 | 0 | 0 | 0 | 0 | 0 | 0 | 0 | 0 | 0 | 0 | 0 | 0 | 0 | 0 | 0 | 0
F7_Commercial_WA - College_Existing_Space Heating_Natural Gas_Advanced New Construction Designs_A_Achievable Economic TRC Potential | F7 | Commercial | WA - College | Existing | Space Heating | Natural Gas | Advanced New Construction Designs | A | Cumulative Energy Savings (MWh or mTherms) | Achievable Economic TRC Potential | 0 | 0 | 0 | 0 | 0 | 0 | 0 | 0 | 0 | 0 | 0 | 0 | 0 | 0 | 0 | 0 | 0 | 0 | 0 | 0 | 0 | 0 | 0 | 0 | 0 | 0 | 0
F8_Commercial_WA - College_Existing_Space Heating_Natural Gas_Advanced New Construction Designs_A_Achievable Economic TRC Potential | F8 | Commercial | WA - College | Existing | Space Heating | Natural Gas | Advanced New Construction Designs | A | Cumulative Summer Peak Savings (MW) | Achievable Economic TRC Potential | 0 | 0 | 0 | 0 | 0 | 0 | 0 | 0 | 0 | 0 | 0 | 0 | 0 | 0 | 0 | 0 | 0 | 0 | 0 | 0 | 0 | 0 | 0 | 0 | 0 | 0 | 0
F9_Commercial_WA - College_Existing_Space Heating_Natural Gas_Advanced New Construction Designs_A_Achievable Economic TRC Potential | F9 | Commercial | WA - College | Existing | Space Heating | Natural Gas | Advanced New Construction Designs | A | Cumulative Winter Peak Savings (MW) | Achievable Economic TRC Potential | 0 | 0 | 0 | 0 | 0 | 0 | 0 | 0 | 0 | 0 | 0 | 0 | 0 | 0 | 0 | 0 | 0 | 0 | 0 | 0 | 0 | 0 | 0 | 0 | 0 | 0 | 0
F10_Commercial_WA - College_Existing_Space Heating_Natural Gas_Advanced New Construction Designs_A_Achievable Economic TRC Potential | F10 | Commercial | WA - College | Existing | Space Heating | Natural Gas | Advanced New Construction Designs | A | Purchases (Incremental) | Achievable Economic TRC Potential | 0 | 0 | 0 | 0 | 0 | 0 | 0 | 0 | 0 | 0 | 0 | 0 | 0 | 0 | 0 | 0 | 0 | 0 | 0 | 0 | 0 | 0 | 0 | 0 | 0 | 0 | 0
F11_Commercial_WA - College_Existing_Space Heating_Natural Gas_Advanced New Construction Designs_A_Achievable Economic TRC Potential | F11 | Commercial | WA - College | Existing | Space Heating | Natural Gas | Advanced New Construction Designs | A | Purchases (Cumulative) | Achievable Economic TRC Potential | 0 | 0 | 0 | 0 | 0 | 0 | 0 | 0 | 0 | 0 | 0 | 0 | 0 | 0 | 0 | 0 | 0 | 0 | 0 | 0 | 0 | 0 | 0 | 0 | 0 | 0 | 0
F1_Commercial_WA - College_Existing_Water Heating_Natural Gas_Advanced New Construction Designs_A_Achievable Economic TRC Potential | F1 | Commercial | WA - College | Existing | Water Heating | Natural Gas | Advanced New Construction Designs | A | Integrated Unit Energy Savings (kWh or therms) | Achievable Economic TRC Potential | 0 | 0 | 0 | 0 | 0 | 0 | 0 | 0 | 0 | 0 | 0 | 0 | 0 | 0 | 0 | 0 | 0 | 0 | 0 | 0 | 0 | 0 | 0 | 0 | 0 | 0 | 0
F2_Commercial_WA - College_Existing_Water Heating_Natural Gas_Advanced New Construction Designs_A_Achievable Economic TRC Potential | F2 | Commercial | WA - College | Existing | Water Heating | Natural Gas | Advanced New Construction Designs | A | Integrated Unit Summer Peak Savings (kW) | Achievable Economic TRC Potential | 0 | 0 | 0 | 0 | 0 | 0 | 0 | 0 | 0 | 0 | 0 | 0 | 0 | 0 | 0 | 0 | 0 | 0 | 0 | 0 | 0 | 0 | 0 | 0 | 0 | 0 | 0
F3_Commercial_WA - College_Existing_Water Heating_Natural Gas_Advanced New Construction Designs_A_Achievable Economic TRC Potential | F3 | Commercial | WA - College | Existing | Water Heating | Natural Gas | Advanced New Construction Designs | A | Integrated Unit Winter Peak Savings (kW) | Achievable Economic TRC Potential | 0 | 0 | 0 | 0 | 0 | 0 | 0 | 0 | 0 | 0 | 0 | 0 | 0 | 0 | 0 | 0 | 0 | 0 | 0 | 0 | 0 | 0 | 0 | 0 | 0 | 0 | 0
F4_Commercial_WA - College_Existing_Water Heating_Natural Gas_Advanced New Construction Designs_A_Achievable Economic TRC Potential | F4 | Commercial | WA - College | Existing | Water Heating | Natural Gas | Advanced New Construction Designs | A | Incremental Energy Savings (MWh or mTherms) | Achievable Economic TRC Potential | 0 | 0 | 0 | 0 | 0 | 0 | 0 | 0 | 0 | 0 | 0 | 0 | 0 | 0 | 0 | 0 | 0 | 0 | 0 | 0 | 0 | 0 | 0 | 0 | 0 | 0 | 0
F5_Commercial_WA - College_Existing_Water Heating_Natural Gas_Advanced New Construction Designs_A_Achievable Economic TRC Potential | F5 | Commercial | WA - College | Existing | Water Heating | Natural Gas | Advanced New Construction Designs | A | Incremental Summer Peak Savings (MW) | Achievable Economic TRC Potential | 0 | 0 | 0 | 0 | 0 | 0 | 0 | 0 | 0 | 0 | 0 | 0 | 0 | 0 | 0 | 0 | 0 | 0 | 0 | 0 | 0 | 0 | 0 | 0 | 0 | 0 | 0
F6_Commercial_WA - College_Existing_Water Heating_Natural Gas_Advanced New Construction Designs_A_Achievable Economic TRC Potential | F6 | Commercial | WA - College | Existing | Water Heating | Natural Gas | Advanced New Construction Designs | A | Incremental Winter Peak Savings (MW) | Achievable Economic TRC Potential | 0 | 0 | 0 | 0 | 0 | 0 | 0 | 0 | 0 | 0 | 0 | 0 | 0 | 0 | 0 | 0 | 0 | 0 | 0 | 0 | 0 | 0 | 0 | 0 | 0 | 0 | 0
F7_Commercial_WA - College_Existing_Water Heating_Natural Gas_Advanced New Construction Designs_A_Achievable Economic TRC Potential | F7 | Commercial | WA - College | Existing | Water Heating | Natural Gas | Advanced New Construction Designs | A | Cumulative Energy Savings (MWh or mTherms) | Achievable Economic TRC Potential | 0 | 0 | 0 | 0 | 0 | 0 | 0 | 0 | 0 | 0 | 0 | 0 | 0 | 0 | 0 | 0 | 0 | 0 | 0 | 0 | 0 | 0 | 0 | 0 | 0 | 0 | 0
F8_Commercial_WA - College_Existing_Water Heating_Natural Gas_Advanced New Construction Designs_A_Achievable Economic TRC Potential | F8 | Commercial | WA - College | Existing | Water Heating | Natural Gas | Advanced New Construction Designs | A | Cumulative Summer Peak Savings (MW) | Achievable Economic TRC Potential | 0 | 0 | 0 | 0 | 0 | 0 | 0 | 0 | 0 | 0 | 0 | 0 | 0 | 0 | 0 | 0 | 0 | 0 | 0 | 0 | 0 | 0 | 0 | 0 | 0 | 0 | 0
F9_Commercial_WA - College_Existing_Water Heating_Natural Gas_Advanced New Construction Designs_A_Achievable Economic TRC Potential | F9 | Commercial | WA - College | Existing | Water Heating | Natural Gas | Advanced New Construction Designs | A | Cumulative Winter Peak Savings (MW) | Achievable Economic TRC Potential | 0 | 0 | 0 | 0 | 0 | 0 | 0 | 0 | 0 | 0 | 0 | 0 | 0 | 0 | 0 | 0 | 0 | 0 | 0 | 0 | 0 | 0 | 0 | 0 | 0 | 0 | 0
F10_Commercial_WA - College_Existing_Water Heating_Natural Gas_Advanced New Construction Designs_A_Achievable Economic TRC Potential | F10 | Commercial | WA - College | Existing | Water Heating | Natural Gas | Advanced New Construction Designs | A | Purchases (Incremental) | Achievable Economic TRC Potential | 0 | 0 | 0 | 0 | 0 | 0 | 0 | 0 | 0 | 0 | 0 | 0 | 0 | 0 | 0 | 0 | 0 | 0 | 0 | 0 | 0 | 0 | 0 | 0 | 0 | 0 | 0
F11_Commercial_WA - College_Existing_Water Heating_Natural Gas_Advanced New Construction Designs_A_Achievable Economic TRC Potential | F11 | Commercial | WA - College | Existing | Water Heating | Natural Gas | Advanced New Construction Designs | A | Purchases (Cumulative) | Achievable Economic TRC Potential | 0 | 0 | 0 | 0 | 0 | 0 | 0 | 0 | 0 | 0 | 0 | 0 | 0 | 0 | 0 | 0 | 0 | 0 | 0 | 0 | 0 | 0 | 0 | 0 | 0 | 0 | 0
F1_Commercial_WA - College_Existing_Space Heating_Natural Gas_Strategic Energy Management_A_Achievable Economic TRC Potential | F1 | Commercial | WA - College | Existing | Space Heating | Natural Gas | Strategic Energy Management | A | Integrated Unit Energy Savings (kWh or therms) | Achievable Economic TRC Potential | 0 | 0 | 0.02485 | 0.024664 | 0.024397 | 0.024113 | 0.023813 | 0.023494 | 0.023149 | 0.022777 | 0.022378 | 0.021953 | 0.021509 | 0.021066 | 0.020635 | 0.020222 | 0.019832 | 0.019477 | 0.019197 | 0.018995 | 0.018828 | 0.018707 | 0.018597 | 0.018573 | 0.018551 | 0.01853 | 0.018512
F2_Commercial_WA - College_Existing_Space Heating_Natural Gas_Strategic Energy Management_A_Achievable Economic TRC Potential | F2 | Commercial | WA - College | Existing | Space Heating | Natural Gas | Strategic Energy Management | A | Integrated Unit Summer Peak Savings (kW) | Achievable Economic TRC Potential | 0 | 0 | 0 | 0 | 0 | 0 | 0 | 0 | 0 | 0 | 0 | 0 | 0 | 0 | 0 | 0 | 0 | 0 | 0 | 0 | 0 | 0 | 0 | 0 | 0 | 0 | 0
F3_Commercial_WA - College_Existing_Space Heating_Natural Gas_Strategic Energy Management_A_Achievable Economic TRC Potential | F3 | Commercial | WA - College | Existing | Space Heating | Natural Gas | Strategic Energy Management | A | Integrated Unit Winter Peak Savings (kW) | Achievable Economic TRC Potential | 0 | 0 | 0 | 0 | 0 | 0 | 0 | 0 | 0 | 0 | 0 | 0 | 0 | 0 | 0 | 0 | 0 | 0 | 0 | 0 | 0 | 0 | 0 | 0 | 0 | 0 | 0
F4_Commercial_WA - College_Existing_Space Heating_Natural Gas_Strategic Energy Management_A_Achievable Economic TRC Potential | F4 | Commercial | WA - College | Existing | Space Heating | Natural Gas | Strategic Energy Management | A | Incremental Energy Savings (MWh or mTherms) | Achievable Economic TRC Potential | 0 | 0 | 0 | 5.3415 | 10.8456 | 10.719 | 5.4286 | 0 | 0 | 0 | 0 | 0 | 0 | 0 | 0 | 0 | 0 | 0 | 0 | 0 | 0 | 0 | 0 | 0 | 0 | 0 | 0
F5_Commercial_WA - College_Existing_Space Heating_Natural Gas_Strategic Energy Management_A_Achievable Economic TRC Potential | F5 | Commercial | WA - College | Existing | Space Heating | Natural Gas | Strategic Energy Management | A | Incremental Summer Peak Savings (MW) | Achievable Economic TRC Potential | 0 | 0 | 0 | 0 | 0 | 0 | 0 | 0 | 0 | 0 | 0 | 0 | 0 | 0 | 0 | 0 | 0 | 0 | 0 | 0 | 0 | 0 | 0 | 0 | 0 | 0 | 0
F6_Commercial_WA - College_Existing_Space Heating_Natural Gas_Strategic Energy Management_A_Achievable Economic TRC Potential | F6 | Commercial | WA - College | Existing | Space Heating | Natural Gas | Strategic Energy Management | A | Incremental Winter Peak Savings (MW) | Achievable Economic TRC Potential | 0 | 0 | 0 | 0 | 0 | 0 | 0 | 0 | 0 | 0 | 0 | 0 | 0 | 0 | 0 | 0 | 0 | 0 | 0 | 0 | 0 | 0 | 0 | 0 | 0 | 0 | 0
F7_Commercial_WA - College_Existing_Space Heating_Natural Gas_Strategic Energy Management_A_Achievable Economic TRC Potential | F7 | Commercial | WA - College | Existing | Space Heating | Natural Gas | Strategic Energy Management | A | Cumulative Energy Savings (MWh or mTherms) | Achievable Economic TRC Potential | 0 | 0 | 0 | 5.3415 | 16.1294 | 26.6602 | 31.7575 | 31.3316 | 30.8716 | 30.3755 | 29.8431 | 29.2767 | 28.6845 | 28.0941 | 27.5191 | 26.9684 | 26.4481 | 25.9749 | 25.6014 | 25.3323 | 25.1097 | 24.9485 | 24.8007 | 24.7686 | 24.7393 | 24.7124 | 24.6877
F8_Commercial_WA - College_Existing_Space Heating_Natural Gas_Strategic Energy Management_A_Achievable Economic TRC Potential | F8 | Commercial | WA - College | Existing | Space Heating | Natural Gas | Strategic Energy Management | A | Cumulative Summer Peak Savings (MW) | Achievable Economic TRC Potential | 0 | 0 | 0 | 0 | 0 | 0 | 0 | 0 | 0 | 0 | 0 | 0 | 0 | 0 | 0 | 0 | 0 | 0 | 0 | 0 | 0 | 0 | 0 | 0 | 0 | 0 | 0
F9_Commercial_WA - College_Existing_Space Heating_Natural Gas_Strategic Energy Management_A_Achievable Economic TRC Potential | F9 | Commercial | WA - College | Existing | Space Heating | Natural Gas | Strategic Energy Management | A | Cumulative Winter Peak Savings (MW) | Achievable Economic TRC Potential | 0 | 0 | 0 | 0 | 0 | 0 | 0 | 0 | 0 | 0 | 0 | 0 | 0 | 0 | 0 | 0 | 0 | 0 | 0 | 0 | 0 | 0 | 0 | 0 | 0 | 0 | 0
F10_Commercial_WA - College_Existing_Space Heating_Natural Gas_Strategic Energy Management_A_Achievable Economic TRC Potential | F10 | Commercial | WA - College | Existing | Space Heating | Natural Gas | Strategic Energy Management | A | Purchases (Incremental) | Achievable Economic TRC Potential | 0 | 0 | 0 | 216570.0091 | 444538.4398 | 444538.4398 | 227968.4306 | 0 | 0 | 0 | 0 | 0 | 0 | 0 | 0 | 0 | 0 | 0 | 0 | 0 | 0 | 0 | 0 | 0 | 0 | 0 | 0
F11_Commercial_WA - College_Existing_Space Heating_Natural Gas_Strategic Energy Management_A_Achievable Economic TRC Potential | F11 | Commercial | WA - College | Existing | Space Heating | Natural Gas | Strategic Energy Management | A | Purchases (Cumulative) | Achievable Economic TRC Potential | 0 | 0 | 0 | 216570.0091 | 661108.4489 | 1105646.8886 | 1333615.3193 | 1333615.3193 | 1333615.3193 | 1333615.3193 | 1333615.3193 | 1333615.3193 | 1333615.3193 | 1333615.3193 | 1333615.3193 | 1333615.3193 | 1333615.3193 | 1333615.3193 | 1333615.3193 | 1333615.3193 | 1333615.3193 | 1333615.3193 | 1333615.3193 | 1333615.3193 | 1333615.3193 | 1333615.3193 | 1333615.3193
F1_Commercial_WA - College_Existing_Water Heating_Natural Gas_Strategic Energy Management_A_Achievable Economic TRC Potential | F1 | Commercial | WA - College | Existing | Water Heating | Natural Gas | Strategic Energy Management | A | Integrated Unit Energy Savings (kWh or therms) | Achievable Economic TRC Potential | 0 | 0 | 0.010412 | 0.010206 | 0.010008 | 0.0098259 | 0.0096521 | 0.0094863 | 0.0093248 | 0.0091767 | 0.0090356 | 0.0089054 | 0.0087903 | 0.0086967 | 0.0086366 | 0.0085785 | 0.0085346 | 0.0085027 | 0.0084773 | 0.0084569 | 0.0084422 | 0.0084315 | 0.0084238 | 0.0084182 | 0.0084111 | 0.0084095 | 0.0084083
F2_Commercial_WA - College_Existing_Water Heating_Natural Gas_Strategic Energy Management_A_Achievable Economic TRC Potential | F2 | Commercial | WA - College | Existing | Water Heating | Natural Gas | Strategic Energy Management | A | Integrated Unit Summer Peak Savings (kW) | Achievable Economic TRC Potential | 0 | 0 | 0 | 0 | 0 | 0 | 0 | 0 | 0 | 0 | 0 | 0 | 0 | 0 | 0 | 0 | 0 | 0 | 0 | 0 | 0 | 0 | 0 | 0 | 0 | 0 | 0
F3_Commercial_WA - College_Existing_Water Heating_Natural Gas_Strategic Energy Management_A_Achievable Economic TRC Potential | F3 | Commercial | WA - College | Existing | Water Heating | Natural Gas | Strategic Energy Management | A | Integrated Unit Winter Peak Savings (kW) | Achievable Economic TRC Potential | 0 | 0 | 0 | 0 | 0 | 0 | 0 | 0 | 0 | 0 | 0 | 0 | 0 | 0 | 0 | 0 | 0 | 0 | 0 | 0 | 0 | 0 | 0 | 0 | 0 | 0 | 0
F4_Commercial_WA - College_Existing_Water Heating_Natural Gas_Strategic Energy Management_A_Achievable Economic TRC Potential | F4 | Commercial | WA - College | Existing | Water Heating | Natural Gas | Strategic Energy Management | A | Incremental Energy Savings (MWh or mTherms) | Achievable Economic TRC Potential | 0 | 0 | 0 | 2.4898 | 5.0117 | 4.9204 | 2.4786 | 0 | 0 | 0 | 0 | 0 | 0 | 0 | 0 | 0 | 0 | 0 | 0 | 0 | 0 | 0 | 0 | 0 | 0 | 0 | 0
F5_Commercial_WA - College_Existing_Water Heating_Natural Gas_Strategic Energy Management_A_Achievable Economic TRC Potential | F5 | Commercial | WA - College | Existing | Water Heating | Natural Gas | Strategic Energy Management | A | Incremental Summer Peak Savings (MW) | Achievable Economic TRC Potential | 0 | 0 | 0 | 0 | 0 | 0 | 0 | 0 | 0 | 0 | 0 | 0 | 0 | 0 | 0 | 0 | 0 | 0 | 0 | 0 | 0 | 0 | 0 | 0 | 0 | 0 | 0
F6_Commercial_WA - College_Existing_Water Heating_Natural Gas_Strategic Energy Management_A_Achievable Economic TRC Potential | F6 | Commercial | WA - College | Existing | Water Heating | Natural Gas | Strategic Energy Management | A | Incremental Winter Peak Savings (MW) | Achievable Economic TRC Potential | 0 | 0 | 0 | 0 | 0 | 0 | 0 | 0 | 0 | 0 | 0 | 0 | 0 | 0 | 0 | 0 | 0 | 0 | 0 | 0 | 0 | 0 | 0 | 0 | 0 | 0 | 0
F7_Commercial_WA - College_Existing_Water Heating_Natural Gas_Strategic Energy Management_A_Achievable Economic TRC Potential | F7 | Commercial | WA - College | Existing | Water Heating | Natural Gas | Strategic Energy Management | A | Cumulative Energy Savings (MWh or mTherms) | Achievable Economic TRC Potential | 0 | 0 | 0 | 2.4898 | 7.4532 | 12.2379 | 14.5 | 14.2509 | 14.0084 | 13.7859 | 13.5739 | 13.3784 | 13.2054 | 13.0648 | 12.9745 | 12.8872 | 12.8212 | 12.7733 | 12.7352 | 12.7046 | 12.6824 | 12.6664 | 12.6548 | 12.6464 | 12.6358 | 12.6334 | 12.6315
F8_Commercial_WA - College_Existing_Water Heating_Natural Gas_Strategic Energy Management_A_Achievable Economic TRC Potential | F8 | Commercial | WA - College | Existing | Water Heating | Natural Gas | Strategic Energy Management | A | Cumulative Summer Peak Savings (MW) | Achievable Economic TRC Potential | 0 | 0 | 0 | 0 | 0 | 0 | 0 | 0 | 0 | 0 | 0 | 0 | 0 | 0 | 0 | 0 | 0 | 0 | 0 | 0 | 0 | 0 | 0 | 0 | 0 | 0 | 0
F9_Commercial_WA - College_Existing_Water Heating_Natural Gas_Strategic Energy Management_A_Achievable Economic TRC Potential | F9 | Commercial | WA - College | Existing | Water Heating | Natural Gas | Strategic Energy Management | A | Cumulative Winter Peak Savings (MW) | Achievable Economic TRC Potential | 0 | 0 | 0 | 0 | 0 | 0 | 0 | 0 | 0 | 0 | 0 | 0 | 0 | 0 | 0 | 0 | 0 | 0 | 0 | 0 | 0 | 0 | 0 | 0 | 0 | 0 | 0
F10_Commercial_WA - College_Existing_Water Heating_Natural Gas_Strategic Energy Management_A_Achievable Economic TRC Potential | F10 | Commercial | WA - College | Existing | Water Heating | Natural Gas | Strategic Energy Management | A | Purchases (Incremental) | Achievable Economic TRC Potential | 0 | 0 | 0 | 243958.2881 | 500756.4862 | 500756.4862 | 256798.1981 | 0 | 0 | 0 | 0 | 0 | 0 | 0 | 0 | 0 | 0 | 0 | 0 | 0 | 0 | 0 | 0 | 0 | 0 | 0 | 0
F11_Commercial_WA - College_Existing_Water Heating_Natural Gas_Strategic Energy Management_A_Achievable Economic TRC Potential | F11 | Commercial | WA - College | Existing | Water Heating | Natural Gas | Strategic Energy Management | A | Purchases (Cumulative) | Achievable Economic TRC Potential | 0 | 0 | 0 | 243958.2881 | 744714.7743 | 1245471.2605 | 1502269.4586 | 1502269.4586 | 1502269.4586 | 1502269.4586 | 1502269.4586 | 1502269.4586 | 1502269.4586 | 1502269.4586 | 1502269.4586 | 1502269.4586 | 1502269.4586 | 1502269.4586 | 1502269.4586 | 1502269.4586 | 1502269.4586 | 1502269.4586 | 1502269.4586 | 1502269.4586 | 1502269.4586 | 1502269.4586 | 1502269.4586
F1_Commercial_WA - College_Existing_Space Heating_Natural Gas_Retrocommissioning_A_Achievable Economic TRC Potential | F1 | Commercial | WA - College | Existing | Space Heating | Natural Gas | Retrocommissioning | A | Integrated Unit Energy Savings (kWh or therms) | Achievable Economic TRC Potential | 0 | 0 | 0.030513 | 0.030274 | 0.029923 | 0.02955 | 0.029171 | 0.02878 | 0.028357 | 0.027902 | 0.027413 | 0.026892 | 0.026348 | 0.025806 | 0.025278 | 0.024772 | 0.024294 | 0.023859 | 0.023516 | 0.023269 | 0.023065 | 0.022917 | 0.022781 | 0.022751 | 0.022724 | 0.0227 | 0.022677
F2_Commercial_WA - College_Existing_Space Heating_Natural Gas_Retrocommissioning_A_Achievable Economic TRC Potential | F2 | Commercial | WA - College | Existing | Space Heating | Natural Gas | Retrocommissioning | A | Integrated Unit Summer Peak Savings (kW) | Achievable Economic TRC Potential | 0 | 0 | 0 | 0 | 0 | 0 | 0 | 0 | 0 | 0 | 0 | 0 | 0 | 0 | 0 | 0 | 0 | 0 | 0 | 0 | 0 | 0 | 0 | 0 | 0 | 0 | 0
F3_Commercial_WA - College_Existing_Space Heating_Natural Gas_Retrocommissioning_A_Achievable Economic TRC Potential | F3 | Commercial | WA - College | Existing | Space Heating | Natural Gas | Retrocommissioning | A | Integrated Unit Winter Peak Savings (kW) | Achievable Economic TRC Potential | 0 | 0 | 0 | 0 | 0 | 0 | 0 | 0 | 0 | 0 | 0 | 0 | 0 | 0 | 0 | 0 | 0 | 0 | 0 | 0 | 0 | 0 | 0 | 0 | 0 | 0 | 0
F4_Commercial_WA - College_Existing_Space Heating_Natural Gas_Retrocommissioning_A_Achievable Economic TRC Potential | F4 | Commercial | WA - College | Existing | Space Heating | Natural Gas | Retrocommissioning | A | Incremental Energy Savings (MWh or mTherms) | Achievable Economic TRC Potential | 0 | 0 | 0 | 10.3366 | 20.9713 | 20.7102 | 10.4844 | 0 | 0 | 0 | 0 | 0 | 0 | 0 | 0 | 0 | 0 | 0 | 0 | 0 | 0 | 0 | 0 | 0 | 0 | 0 | 0
F5_Commercial_WA - College_Existing_Space Heating_Natural Gas_Retrocommissioning_A_Achievable Economic TRC Potential | F5 | Commercial | WA - College | Existing | Space Heating | Natural Gas | Retrocommissioning | A | Incremental Summer Peak Savings (MW) | Achievable Economic TRC Potential | 0 | 0 | 0 | 0 | 0 | 0 | 0 | 0 | 0 | 0 | 0 | 0 | 0 | 0 | 0 | 0 | 0 | 0 | 0 | 0 | 0 | 0 | 0 | 0 | 0 | 0 | 0
F6_Commercial_WA - College_Existing_Space Heating_Natural Gas_Retrocommissioning_A_Achievable Economic TRC Potential | F6 | Commercial | WA - College | Existing | Space Heating | Natural Gas | Retrocommissioning | A | Incremental Winter Peak Savings (MW) | Achievable Economic TRC Potential | 0 | 0 | 0 | 0 | 0 | 0 | 0 | 0 | 0 | 0 | 0 | 0 | 0 | 0 | 0 | 0 | 0 | 0 | 0 | 0 | 0 | 0 | 0 | 0 | 0 | 0 | 0
F7_Commercial_WA - College_Existing_Space Heating_Natural Gas_Retrocommissioning_A_Achievable Economic TRC Potential | F7 | Commercial | WA - College | Existing | Space Heating | Natural Gas | Retrocommissioning | A | Cumulative Energy Savings (MWh or mTherms) | Achievable Economic TRC Potential | 0 | 0 | 0 | 10.3366 | 31.1881 | 51.5099 | 61.3335 | 60.511 | 59.6226 | 58.6645 | 57.6362 | 56.5424 | 55.3987 | 54.2585 | 53.1478 | 52.0843 | 51.0794 | 50.1655 | 49.4443 | 48.9245 | 48.4947 | 48.1832 | 47.8978 | 47.8358 | 47.7792 | 47.7273 | 47.6797
F8_Commercial_WA - College_Existing_Space Heating_Natural Gas_Retrocommissioning_A_Achievable Economic TRC Potential | F8 | Commercial | WA - College | Existing | Space Heating | Natural Gas | Retrocommissioning | A | Cumulative Summer Peak Savings (MW) | Achievable Economic TRC Potential | 0 | 0 | 0 | 0 | 0 | 0 | 0 | 0 | 0 | 0 | 0 | 0 | 0 | 0 | 0 | 0 | 0 | 0 | 0 | 0 | 0 | 0 | 0 | 0 | 0 | 0 | 0
F9_Commercial_WA - College_Existing_Space Heating_Natural Gas_Retrocommissioning_A_Achievable Economic TRC Potential | F9 | Commercial | WA - College | Existing | Space Heating | Natural Gas | Retrocommissioning | A | Cumulative Winter Peak Savings (MW) | Achievable Economic TRC Potential | 0 | 0 | 0 | 0 | 0 | 0 | 0 | 0 | 0 | 0 | 0 | 0 | 0 | 0 | 0 | 0 | 0 | 0 | 0 | 0 | 0 | 0 | 0 | 0 | 0 | 0 | 0
F10_Commercial_WA - College_Existing_Space Heating_Natural Gas_Retrocommissioning_A_Achievable Economic TRC Potential | F10 | Commercial | WA - College | Existing | Space Heating | Natural Gas | Retrocommissioning | A | Purchases (Incremental) | Achievable Economic TRC Potential | 0 | 0 | 0 | 341439.2036 | 700848.8915 | 700848.8915 | 359409.688 | 0 | 0 | 0 | 0 | 0 | 0 | 0 | 0 | 0 | 0 | 0 | 0 | 0 | 0 | 0 | 0 | 0 | 0 | 0 | 0
F11_Commercial_WA - College_Existing_Space Heating_Natural Gas_Retrocommissioning_A_Achievable Economic TRC Potential | F11 | Commercial | WA - College | Existing | Space Heating | Natural Gas | Retrocommissioning | A | Purchases (Cumulative) | Achievable Economic TRC Potential | 0 | 0 | 0 | 341439.2036 | 1042288.0951 | 1743136.9866 | 2102546.6745 | 2102546.6745 | 2102546.6745 | 2102546.6745 | 2102546.6745 | 2102546.6745 | 2102546.6745 | 2102546.6745 | 2102546.6745 | 2102546.6745 | 2102546.6745 | 2102546.6745 | 2102546.6745 | 2102546.6745 | 2102546.6745 | 2102546.6745 | 2102546.6745 | 2102546.6745 | 2102546.6745 | 2102546.6745 | 2102546.6745
F1_Commercial_WA - College_Existing_Water Heating_Natural Gas_Retrocommissioning_A_Achievable Economic TRC Potential | F1 | Commercial | WA - College | Existing | Water Heating | Natural Gas | Retrocommissioning | A | Integrated Unit Energy Savings (kWh or therms) | Achievable Economic TRC Potential | 0 | 0 | 0.012785 | 0.012519 | 0.012257 | 0.012013 | 0.011782 | 0.011565 | 0.011351 | 0.011152 | 0.010962 | 0.010787 | 0.010633 | 0.010509 | 0.010429 | 0.010358 | 0.010305 | 0.010267 | 0.010236 | 0.010212 | 0.010194 | 0.010181 | 0.010172 | 0.010165 | 0.010156 | 0.010154 | 0.010153
F2_Commercial_WA - College_Existing_Water Heating_Natural Gas_Retrocommissioning_A_Achievable Economic TRC Potential | F2 | Commercial | WA - College | Existing | Water Heating | Natural Gas | Retrocommissioning | A | Integrated Unit Summer Peak Savings (kW) | Achievable Economic TRC Potential | 0 | 0 | 0 | 0 | 0 | 0 | 0 | 0 | 0 | 0 | 0 | 0 | 0 | 0 | 0 | 0 | 0 | 0 | 0 | 0 | 0 | 0 | 0 | 0 | 0 | 0 | 0
F3_Commercial_WA - College_Existing_Water Heating_Natural Gas_Retrocommissioning_A_Achievable Economic TRC Potential | F3 | Commercial | WA - College | Existing | Water Heating | Natural Gas | Retrocommissioning | A | Integrated Unit Winter Peak Savings (kW) | Achievable Economic TRC Potential | 0 | 0 | 0 | 0 | 0 | 0 | 0 | 0 | 0 | 0 | 0 | 0 | 0 | 0 | 0 | 0 | 0 | 0 | 0 | 0 | 0 | 0 | 0 | 0 | 0 | 0 | 0
F4_Commercial_WA - College_Existing_Water Heating_Natural Gas_Retrocommissioning_A_Achievable Economic TRC Potential | F4 | Commercial | WA - College | Existing | Water Heating | Natural Gas | Retrocommissioning | A | Incremental Energy Savings (MWh or mTherms) | Achievable Economic TRC Potential | 0 | 0 | 0 | 4.815 | 9.6767 | 9.4838 | 4.7701 | 0 | 0 | 1.2983e-15 | 0 | 0 | 0 | 0 | 0 | 0 | 0 | 0 | 0 | 0 | 0 | 0 | 0 | 0 | 0 | 0 | 0
F5_Commercial_WA - College_Existing_Water Heating_Natural Gas_Retrocommissioning_A_Achievable Economic TRC Potential | F5 | Commercial | WA - College | Existing | Water Heating | Natural Gas | Retrocommissioning | A | Incremental Summer Peak Savings (MW) | Achievable Economic TRC Potential | 0 | 0 | 0 | 0 | 0 | 0 | 0 | 0 | 0 | 0 | 0 | 0 | 0 | 0 | 0 | 0 | 0 | 0 | 0 | 0 | 0 | 0 | 0 | 0 | 0 | 0 | 0
F6_Commercial_WA - College_Existing_Water Heating_Natural Gas_Retrocommissioning_A_Achievable Economic TRC Potential | F6 | Commercial | WA - College | Existing | Water Heating | Natural Gas | Retrocommissioning | A | Incremental Winter Peak Savings (MW) | Achievable Economic TRC Potential | 0 | 0 | 0 | 0 | 0 | 0 | 0 | 0 | 0 | 0 | 0 | 0 | 0 | 0 | 0 | 0 | 0 | 0 | 0 | 0 | 0 | 0 | 0 | 0 | 0 | 0 | 0
F7_Commercial_WA - College_Existing_Water Heating_Natural Gas_Retrocommissioning_A_Achievable Economic TRC Potential | F7 | Commercial | WA - College | Existing | Water Heating | Natural Gas | Retrocommissioning | A | Cumulative Energy Savings (MWh or mTherms) | Achievable Economic TRC Potential | 0 | 0 | 0 | 4.815 | 14.391 | 23.5879 | 27.9053 | 27.3906 | 26.884 | 26.4133 | 25.9631 | 25.5486 | 25.1838 | 24.8895 | 24.6996 | 24.5334 | 24.4077 | 24.3165 | 24.2439 | 24.1857 | 24.1435 | 24.113 | 24.0909 | 24.0748 | 24.0546 | 24.0501 | 24.0464
F8_Commercial_WA - College_Existing_Water Heating_Natural Gas_Retrocommissioning_A_Achievable Economic TRC Potential | F8 | Commercial | WA - College | Existing | Water Heating | Natural Gas | Retrocommissioning | A | Cumulative Summer Peak Savings (MW) | Achievable Economic TRC Potential | 0 | 0 | 0 | 0 | 0 | 0 | 0 | 0 | 0 | 0 | 0 | 0 | 0 | 0 | 0 | 0 | 0 | 0 | 0 | 0 | 0 | 0 | 0 | 0 | 0 | 0 | 0
F9_Commercial_WA - College_Existing_Water Heating_Natural Gas_Retrocommissioning_A_Achievable Economic TRC Potential | F9 | Commercial | WA - College | Existing | Water Heating | Natural Gas | Retrocommissioning | A | Cumulative Winter Peak Savings (MW) | Achievable Economic TRC Potential | 0 | 0 | 0 | 0 | 0 | 0 | 0 | 0 | 0 | 0 | 0 | 0 | 0 | 0 | 0 | 0 | 0 | 0 | 0 | 0 | 0 | 0 | 0 | 0 | 0 | 0 | 0
F10_Commercial_WA - College_Existing_Water Heating_Natural Gas_Retrocommissioning_A_Achievable Economic TRC Potential | F10 | Commercial | WA - College | Existing | Water Heating | Natural Gas | Retrocommissioning | A | Purchases (Incremental) | Achievable Economic TRC Potential | 0 | 0 | 0 | 384618.9228 | 789480.9467 | 789480.9467 | 404862.024 | 0 | 0 | 1.1642e-10 | 0 | 0 | 0 | 0 | 0 | 0 | 0 | 0 | 0 | 0 | 0 | 0 | 0 | 0 | 0 | 0 | 0
F11_Commercial_WA - College_Existing_Water Heating_Natural Gas_Retrocommissioning_A_Achievable Economic TRC Potential | F11 | Commercial | WA - College | Existing | Water Heating | Natural Gas | Retrocommissioning | A | Purchases (Cumulative) | Achievable Economic TRC Potential | 0 | 0 | 0 | 384618.9228 | 1174099.8695 | 1963580.8162 | 2368442.8401 | 2368442.8401 | 2368442.8401 | 2368442.8401 | 2368442.8401 | 2368442.8401 | 2368442.8401 | 2368442.8401 | 2368442.8401 | 2368442.8401 | 2368442.8401 | 2368442.8401 | 2368442.8401 | 2368442.8401 | 2368442.8401 | 2368442.8401 | 2368442.8401 | 2368442.8401 | 2368442.8401 | 2368442.8401 | 2368442.8401
F1_Commercial_WA - College_New_Space Heating_Natural Gas_Insulation - Ceiling_A_Achievable Economic TRC Potential | F1 | Commercial | WA - College | New | Space Heating | Natural Gas | Insulation - Ceiling | A | Integrated Unit Energy Savings (kWh or therms) | Achievable Economic TRC Potential | 0 | 0 | 0 | 0 | 0 | 0 | 0 | 0 | 0 | 0 | 0 | 0 | 0 | 0 | 0 | 0 | 0 | 0 | 0 | 0 | 0 | 0 | 0 | 0 | 0 | 0 | 0
F2_Commercial_WA - College_New_Space Heating_Natural Gas_Insulation - Ceiling_A_Achievable Economic TRC Potential | F2 | Commercial | WA - College | New | Space Heating | Natural Gas | Insulation - Ceiling | A | Integrated Unit Summer Peak Savings (kW) | Achievable Economic TRC Potential | 0 | 0 | 0 | 0 | 0 | 0 | 0 | 0 | 0 | 0 | 0 | 0 | 0 | 0 | 0 | 0 | 0 | 0 | 0 | 0 | 0 | 0 | 0 | 0 | 0 | 0 | 0
F3_Commercial_WA - College_New_Space Heating_Natural Gas_Insulation - Ceiling_A_Achievable Economic TRC Potential | F3 | Commercial | WA - College | New | Space Heating | Natural Gas | Insulation - Ceiling | A | Integrated Unit Winter Peak Savings (kW) | Achievable Economic TRC Potential | 0 | 0 | 0 | 0 | 0 | 0 | 0 | 0 | 0 | 0 | 0 | 0 | 0 | 0 | 0 | 0 | 0 | 0 | 0 | 0 | 0 | 0 | 0 | 0 | 0 | 0 | 0
F4_Commercial_WA - College_New_Space Heating_Natural Gas_Insulation - Ceiling_A_Achievable Economic TRC Potential | F4 | Commercial | WA - College | New | Space Heating | Natural Gas | Insulation - Ceiling | A | Incremental Energy Savings (MWh or mTherms) | Achievable Economic TRC Potential | 0 | 0 | 0 | 0 | 0 | 0 | 0 | 0 | 0 | 0 | 0 | 0 | 0 | 0 | 0 | 0 | 0 | 0 | 0 | 0 | 0 | 0 | 0 | 0 | 0 | 0 | 0
F5_Commercial_WA - College_New_Space Heating_Natural Gas_Insulation - Ceiling_A_Achievable Economic TRC Potential | F5 | Commercial | WA - College | New | Space Heating | Natural Gas | Insulation - Ceiling | A | Incremental Summer Peak Savings (MW) | Achievable Economic TRC Potential | 0 | 0 | 0 | 0 | 0 | 0 | 0 | 0 | 0 | 0 | 0 | 0 | 0 | 0 | 0 | 0 | 0 | 0 | 0 | 0 | 0 | 0 | 0 | 0 | 0 | 0 | 0
F6_Commercial_WA - College_New_Space Heating_Natural Gas_Insulation - Ceiling_A_Achievable Economic TRC Potential | F6 | Commercial | WA - College | New | Space Heating | Natural Gas | Insulation - Ceiling | A | Incremental Winter Peak Savings (MW) | Achievable Economic TRC Potential | 0 | 0 | 0 | 0 | 0 | 0 | 0 | 0 | 0 | 0 | 0 | 0 | 0 | 0 | 0 | 0 | 0 | 0 | 0 | 0 | 0 | 0 | 0 | 0 | 0 | 0 | 0
F7_Commercial_WA - College_New_Space Heating_Natural Gas_Insulation - Ceiling_A_Achievable Economic TRC Potential | F7 | Commercial | WA - College | New | Space Heating | Natural Gas | Insulation - Ceiling | A | Cumulative Energy Savings (MWh or mTherms) | Achievable Economic TRC Potential | 0 | 0 | 0 | 0 | 0 | 0 | 0 | 0 | 0 | 0 | 0 | 0 | 0 | 0 | 0 | 0 | 0 | 0 | 0 | 0 | 0 | 0 | 0 | 0 | 0 | 0 | 0
F8_Commercial_WA - College_New_Space Heating_Natural Gas_Insulation - Ceiling_A_Achievable Economic TRC Potential | F8 | Commercial | WA - College | New | Space Heating | Natural Gas | Insulation - Ceiling | A | Cumulative Summer Peak Savings (MW) | Achievable Economic TRC Potential | 0 | 0 | 0 | 0 | 0 | 0 | 0 | 0 | 0 | 0 | 0 | 0 | 0 | 0 | 0 | 0 | 0 | 0 | 0 | 0 | 0 | 0 | 0 | 0 | 0 | 0 | 0
F9_Commercial_WA - College_New_Space Heating_Natural Gas_Insulation - Ceiling_A_Achievable Economic TRC Potential | F9 | Commercial | WA - College | New | Space Heating | Natural Gas | Insulation - Ceiling | A | Cumulative Winter Peak Savings (MW) | Achievable Economic TRC Potential | 0 | 0 | 0 | 0 | 0 | 0 | 0 | 0 | 0 | 0 | 0 | 0 | 0 | 0 | 0 | 0 | 0 | 0 | 0 | 0 | 0 | 0 | 0 | 0 | 0 | 0 | 0
F10_Commercial_WA - College_New_Space Heating_Natural Gas_Insulation - Ceiling_A_Achievable Economic TRC Potential | F10 | Commercial | WA - College | New | Space Heating | Natural Gas | Insulation - Ceiling | A | Purchases (Incremental) | Achievable Economic TRC Potential | 0 | 0 | 0 | 0 | 0 | 0 | 0 | 0 | 0 | 0 | 0 | 0 | 0 | 0 | 0 | 0 | 0 | 0 | 0 | 0 | 0 | 0 | 0 | 0 | 0 | 0 | 0
F11_Commercial_WA - College_New_Space Heating_Natural Gas_Insulation - Ceiling_A_Achievable Economic TRC Potential | F11 | Commercial | WA - College | New | Space Heating | Natural Gas | Insulation - Ceiling | A | Purchases (Cumulative) | Achievable Economic TRC Potential | 0 | 0 | 0 | 0 | 0 | 0 | 0 | 0 | 0 | 0 | 0 | 0 | 0 | 0 | 0 | 0 | 0 | 0 | 0 | 0 | 0 | 0 | 0 | 0 | 0 | 0 | 0
F1_Commercial_WA - College_New_Space Heating_Natural Gas_Insulation - Ducting_A_Achievable Economic TRC Potential | F1 | Commercial | WA - College | New | Space Heating | Natural Gas | Insulation - Ducting | A | Integrated Unit Energy Savings (kWh or therms) | Achievable Economic TRC Potential | 0 | 0 | 0 | 0 | 0 | 0 | 0 | 0 | 0 | 0 | 0 | 0 | 0 | 0 | 0 | 0 | 0 | 0 | 0 | 0 | 0 | 0 | 0 | 0 | 0 | 0 | 0
F2_Commercial_WA - College_New_Space Heating_Natural Gas_Insulation - Ducting_A_Achievable Economic TRC Potential | F2 | Commercial | WA - College | New | Space Heating | Natural Gas | Insulation - Ducting | A | Integrated Unit Summer Peak Savings (kW) | Achievable Economic TRC Potential | 0 | 0 | 0 | 0 | 0 | 0 | 0 | 0 | 0 | 0 | 0 | 0 | 0 | 0 | 0 | 0 | 0 | 0 | 0 | 0 | 0 | 0 | 0 | 0 | 0 | 0 | 0
F3_Commercial_WA - College_New_Space Heating_Natural Gas_Insulation - Ducting_A_Achievable Economic TRC Potential | F3 | Commercial | WA - College | New | Space Heating | Natural Gas | Insulation - Ducting | A | Integrated Unit Winter Peak Savings (kW) | Achievable Economic TRC Potential | 0 | 0 | 0 | 0 | 0 | 0 | 0 | 0 | 0 | 0 | 0 | 0 | 0 | 0 | 0 | 0 | 0 | 0 | 0 | 0 | 0 | 0 | 0 | 0 | 0 | 0 | 0
F4_Commercial_WA - College_New_Space Heating_Natural Gas_Insulation - Ducting_A_Achievable Economic TRC Potential | F4 | Commercial | WA - College | New | Space Heating | Natural Gas | Insulation - Ducting | A | Incremental Energy Savings (MWh or mTherms) | Achievable Economic TRC Potential | 0 | 0 | 0 | 0 | 0 | 0 | 0 | 0 | 0 | 0 | 0 | 0 | 0 | 0 | 0 | 0 | 0 | 0 | 0 | 0 | 0 | 0 | 0 | 0 | 0 | 0 | 0
F5_Commercial_WA - College_New_Space Heating_Natural Gas_Insulation - Ducting_A_Achievable Economic TRC Potential | F5 | Commercial | WA - College | New | Space Heating | Natural Gas | Insulation - Ducting | A | Incremental Summer Peak Savings (MW) | Achievable Economic TRC Potential | 0 | 0 | 0 | 0 | 0 | 0 | 0 | 0 | 0 | 0 | 0 | 0 | 0 | 0 | 0 | 0 | 0 | 0 | 0 | 0 | 0 | 0 | 0 | 0 | 0 | 0 | 0
F6_Commercial_WA - College_New_Space Heating_Natural Gas_Insulation - Ducting_A_Achievable Economic TRC Potential | F6 | Commercial | WA - College | New | Space Heating | Natural Gas | Insulation - Ducting | A | Incremental Winter Peak Savings (MW) | Achievable Economic TRC Potential | 0 | 0 | 0 | 0 | 0 | 0 | 0 | 0 | 0 | 0 | 0 | 0 | 0 | 0 | 0 | 0 | 0 | 0 | 0 | 0 | 0 | 0 | 0 | 0 | 0 | 0 | 0
F7_Commercial_WA - College_New_Space Heating_Natural Gas_Insulation - Ducting_A_Achievable Economic TRC Potential | F7 | Commercial | WA - College | New | Space Heating | Natural Gas | Insulation - Ducting | A | Cumulative Energy Savings (MWh or mTherms) | Achievable Economic TRC Potential | 0 | 0 | 0 | 0 | 0 | 0 | 0 | 0 | 0 | 0 | 0 | 0 | 0 | 0 | 0 | 0 | 0 | 0 | 0 | 0 | 0 | 0 | 0 | 0 | 0 | 0 | 0
F8_Commercial_WA - College_New_Space Heating_Natural Gas_Insulation - Ducting_A_Achievable Economic TRC Potential | F8 | Commercial | WA - College | New | Space Heating | Natural Gas | Insulation - Ducting | A | Cumulative Summer Peak Savings (MW) | Achievable Economic TRC Potential | 0 | 0 | 0 | 0 | 0 | 0 | 0 | 0 | 0 | 0 | 0 | 0 | 0 | 0 | 0 | 0 | 0 | 0 | 0 | 0 | 0 | 0 | 0 | 0 | 0 | 0 | 0
F9_Commercial_WA - College_New_Space Heating_Natural Gas_Insulation - Ducting_A_Achievable Economic TRC Potential | F9 | Commercial | WA - College | New | Space Heating | Natural Gas | Insulation - Ducting | A | Cumulative Winter Peak Savings (MW) | Achievable Economic TRC Potential | 0 | 0 | 0 | 0 | 0 | 0 | 0 | 0 | 0 | 0 | 0 | 0 | 0 | 0 | 0 | 0 | 0 | 0 | 0 | 0 | 0 | 0 | 0 | 0 | 0 | 0 | 0
F10_Commercial_WA - College_New_Space Heating_Natural Gas_Insulation - Ducting_A_Achievable Economic TRC Potential | F10 | Commercial | WA - College | New | Space Heating | Natural Gas | Insulation - Ducting | A | Purchases (Incremental) | Achievable Economic TRC Potential | 0 | 0 | 0 | 0 | 0 | 0 | 0 | 0 | 0 | 0 | 0 | 0 | 0 | 0 | 0 | 0 | 0 | 0 | 0 | 0 | 0 | 0 | 0 | 0 | 0 | 0 | 0
F11_Commercial_WA - College_New_Space Heating_Natural Gas_Insulation - Ducting_A_Achievable Economic TRC Potential | F11 | Commercial | WA - College | New | Space Heating | Natural Gas | Insulation - Ducting | A | Purchases (Cumulative) | Achievable Economic TRC Potential | 0 | 0 | 0 | 0 | 0 | 0 | 0 | 0 | 0 | 0 | 0 | 0 | 0 | 0 | 0 | 0 | 0 | 0 | 0 | 0 | 0 | 0 | 0 | 0 | 0 | 0 | 0
F1_Commercial_WA - College_New_Space Heating_Natural Gas_Insulation - Wall Cavity_A_Achievable Economic TRC Potential | F1 | Commercial | WA - College | New | Space Heating | Natural Gas | Insulation - Wall Cavity | A | Integrated Unit Energy Savings (kWh or therms) | Achievable Economic TRC Potential | 0 | 0 | 0 | 0 | 0 | 0 | 0 | 0 | 0 | 0 | 0 | 0 | 0 | 0 | 0 | 0 | 0 | 0 | 0 | 0 | 0 | 0 | 0 | 0 | 0 | 0 | 0
F2_Commercial_WA - College_New_Space Heating_Natural Gas_Insulation - Wall Cavity_A_Achievable Economic TRC Potential | F2 | Commercial | WA - College | New | Space Heating | Natural Gas | Insulation - Wall Cavity | A | Integrated Unit Summer Peak Savings (kW) | Achievable Economic TRC Potential | 0 | 0 | 0 | 0 | 0 | 0 | 0 | 0 | 0 | 0 | 0 | 0 | 0 | 0 | 0 | 0 | 0 | 0 | 0 | 0 | 0 | 0 | 0 | 0 | 0 | 0 | 0
F3_Commercial_WA - College_New_Space Heating_Natural Gas_Insulation - Wall Cavity_A_Achievable Economic TRC Potential | F3 | Commercial | WA - College | New | Space Heating | Natural Gas | Insulation - Wall Cavity | A | Integrated Unit Winter Peak Savings (kW) | Achievable Economic TRC Potential | 0 | 0 | 0 | 0 | 0 | 0 | 0 | 0 | 0 | 0 | 0 | 0 | 0 | 0 | 0 | 0 | 0 | 0 | 0 | 0 | 0 | 0 | 0 | 0 | 0 | 0 | 0
F4_Commercial_WA - College_New_Space Heating_Natural Gas_Insulation - Wall Cavity_A_Achievable Economic TRC Potential | F4 | Commercial | WA - College | New | Space Heating | Natural Gas | Insulation - Wall Cavity | A | Incremental Energy Savings (MWh or mTherms) | Achievable Economic TRC Potential | 0 | 0 | 0 | 0 | 0 | 0 | 0 | 0 | 0 | 0 | 0 | 0 | 0 | 0 | 0 | 0 | 0 | 0 | 0 | 0 | 0 | 0 | 0 | 0 | 0 | 0 | 0
F5_Commercial_WA - College_New_Space Heating_Natural Gas_Insulation - Wall Cavity_A_Achievable Economic TRC Potential | F5 | Commercial | WA - College | New | Space Heating | Natural Gas | Insulation - Wall Cavity | A | Incremental Summer Peak Savings (MW) | Achievable Economic TRC Potential | 0 | 0 | 0 | 0 | 0 | 0 | 0 | 0 | 0 | 0 | 0 | 0 | 0 | 0 | 0 | 0 | 0 | 0 | 0 | 0 | 0 | 0 | 0 | 0 | 0 | 0 | 0
F6_Commercial_WA - College_New_Space Heating_Natural Gas_Insulation - Wall Cavity_A_Achievable Economic TRC Potential | F6 | Commercial | WA - College | New | Space Heating | Natural Gas | Insulation - Wall Cavity | A | Incremental Winter Peak Savings (MW) | Achievable Economic TRC Potential | 0 | 0 | 0 | 0 | 0 | 0 | 0 | 0 | 0 | 0 | 0 | 0 | 0 | 0 | 0 | 0 | 0 | 0 | 0 | 0 | 0 | 0 | 0 | 0 | 0 | 0 | 0
F7_Commercial_WA - College_New_Space Heating_Natural Gas_Insulation - Wall Cavity_A_Achievable Economic TRC Potential | F7 | Commercial | WA - College | New | Space Heating | Natural Gas | Insulation - Wall Cavity | A | Cumulative Energy Savings (MWh or mTherms) | Achievable Economic TRC Potential | 0 | 0 | 0 | 0 | 0 | 0 | 0 | 0 | 0 | 0 | 0 | 0 | 0 | 0 | 0 | 0 | 0 | 0 | 0 | 0 | 0 | 0 | 0 | 0 | 0 | 0 | 0
F8_Commercial_WA - College_New_Space Heating_Natural Gas_Insulation - Wall Cavity_A_Achievable Economic TRC Potential | F8 | Commercial | WA - College | New | Space Heating | Natural Gas | Insulation - Wall Cavity | A | Cumulative Summer Peak Savings (MW) | Achievable Economic TRC Potential | 0 | 0 | 0 | 0 | 0 | 0 | 0 | 0 | 0 | 0 | 0 | 0 | 0 | 0 | 0 | 0 | 0 | 0 | 0 | 0 | 0 | 0 | 0 | 0 | 0 | 0 | 0
F9_Commercial_WA - College_New_Space Heating_Natural Gas_Insulation - Wall Cavity_A_Achievable Economic TRC Potential | F9 | Commercial | WA - College | New | Space Heating | Natural Gas | Insulation - Wall Cavity | A | Cumulative Winter Peak Savings (MW) | Achievable Economic TRC Potential | 0 | 0 | 0 | 0 | 0 | 0 | 0 | 0 | 0 | 0 | 0 | 0 | 0 | 0 | 0 | 0 | 0 | 0 | 0 | 0 | 0 | 0 | 0 | 0 | 0 | 0 | 0
F10_Commercial_WA - College_New_Space Heating_Natural Gas_Insulation - Wall Cavity_A_Achievable Economic TRC Potential | F10 | Commercial | WA - College | New | Space Heating | Natural Gas | Insulation - Wall Cavity | A | Purchases (Incremental) | Achievable Economic TRC Potential | 0 | 0 | 0 | 0 | 0 | 0 | 0 | 0 | 0 | 0 | 0 | 0 | 0 | 0 | 0 | 0 | 0 | 0 | 0 | 0 | 0 | 0 | 0 | 0 | 0 | 0 | 0
F11_Commercial_WA - College_New_Space Heating_Natural Gas_Insulation - Wall Cavity_A_Achievable Economic TRC Potential | F11 | Commercial | WA - College | New | Space Heating | Natural Gas | Insulation - Wall Cavity | A | Purchases (Cumulative) | Achievable Economic TRC Potential | 0 | 0 | 0 | 0 | 0 | 0 | 0 | 0 | 0 | 0 | 0 | 0 | 0 | 0 | 0 | 0 | 0 | 0 | 0 | 0 | 0 | 0 | 0 | 0 | 0 | 0 | 0
F1_Commercial_WA - College_New_Space Heating_Natural Gas_Green Roof - Vegetated Rooftop_A_Achievable Economic TRC Potential | F1 | Commercial | WA - College | New | Space Heating | Natural Gas | Green Roof - Vegetated Rooftop | A | Integrated Unit Energy Savings (kWh or therms) | Achievable Economic TRC Potential | 0 | 0 | 0 | 0 | 0 | 0 | 0 | 0 | 0 | 0 | 0 | 0 | 0 | 0 | 0 | 0 | 0 | 0 | 0 | 0 | 0 | 0 | 0 | 0 | 0 | 0 | 0
F2_Commercial_WA - College_New_Space Heating_Natural Gas_Green Roof - Vegetated Rooftop_A_Achievable Economic TRC Potential | F2 | Commercial | WA - College | New | Space Heating | Natural Gas | Green Roof - Vegetated Rooftop | A | Integrated Unit Summer Peak Savings (kW) | Achievable Economic TRC Potential | 0 | 0 | 0 | 0 | 0 | 0 | 0 | 0 | 0 | 0 | 0 | 0 | 0 | 0 | 0 | 0 | 0 | 0 | 0 | 0 | 0 | 0 | 0 | 0 | 0 | 0 | 0
F3_Commercial_WA - College_New_Space Heating_Natural Gas_Green Roof - Vegetated Rooftop_A_Achievable Economic TRC Potential | F3 | Commercial | WA - College | New | Space Heating | Natural Gas | Green Roof - Vegetated Rooftop | A | Integrated Unit Winter Peak Savings (kW) | Achievable Economic TRC Potential | 0 | 0 | 0 | 0 | 0 | 0 | 0 | 0 | 0 | 0 | 0 | 0 | 0 | 0 | 0 | 0 | 0 | 0 | 0 | 0 | 0 | 0 | 0 | 0 | 0 | 0 | 0
F4_Commercial_WA - College_New_Space Heating_Natural Gas_Green Roof - Vegetated Rooftop_A_Achievable Economic TRC Potential | F4 | Commercial | WA - College | New | Space Heating | Natural Gas | Green Roof - Vegetated Rooftop | A | Incremental Energy Savings (MWh or mTherms) | Achievable Economic TRC Potential | 0 | 0 | 0 | 0 | 0 | 0 | 0 | 0 | 0 | 0 | 0 | 0 | 0 | 0 | 0 | 0 | 0 | 0 | 0 | 0 | 0 | 0 | 0 | 0 | 0 | 0 | 0
F5_Commercial_WA - College_New_Space Heating_Natural Gas_Green Roof - Vegetated Rooftop_A_Achievable Economic TRC Potential | F5 | Commercial | WA - College | New | Space Heating | Natural Gas | Green Roof - Vegetated Rooftop | A | Incremental Summer Peak Savings (MW) | Achievable Economic TRC Potential | 0 | 0 | 0 | 0 | 0 | 0 | 0 | 0 | 0 | 0 | 0 | 0 | 0 | 0 | 0 | 0 | 0 | 0 | 0 | 0 | 0 | 0 | 0 | 0 | 0 | 0 | 0
F6_Commercial_WA - College_New_Space Heating_Natural Gas_Green Roof - Vegetated Rooftop_A_Achievable Economic TRC Potential | F6 | Commercial | WA - College | New | Space Heating | Natural Gas | Green Roof - Vegetated Rooftop | A | Incremental Winter Peak Savings (MW) | Achievable Economic TRC Potential | 0 | 0 | 0 | 0 | 0 | 0 | 0 | 0 | 0 | 0 | 0 | 0 | 0 | 0 | 0 | 0 | 0 | 0 | 0 | 0 | 0 | 0 | 0 | 0 | 0 | 0 | 0
F7_Commercial_WA - College_New_Space Heating_Natural Gas_Green Roof - Vegetated Rooftop_A_Achievable Economic TRC Potential | F7 | Commercial | WA - College | New | Space Heating | Natural Gas | Green Roof - Vegetated Rooftop | A | Cumulative Energy Savings (MWh or mTherms) | Achievable Economic TRC Potential | 0 | 0 | 0 | 0 | 0 | 0 | 0 | 0 | 0 | 0 | 0 | 0 | 0 | 0 | 0 | 0 | 0 | 0 | 0 | 0 | 0 | 0 | 0 | 0 | 0 | 0 | 0
F8_Commercial_WA - College_New_Space Heating_Natural Gas_Green Roof - Vegetated Rooftop_A_Achievable Economic TRC Potential | F8 | Commercial | WA - College | New | Space Heating | Natural Gas | Green Roof - Vegetated Rooftop | A | Cumulative Summer Peak Savings (MW) | Achievable Economic TRC Potential | 0 | 0 | 0 | 0 | 0 | 0 | 0 | 0 | 0 | 0 | 0 | 0 | 0 | 0 | 0 | 0 | 0 | 0 | 0 | 0 | 0 | 0 | 0 | 0 | 0 | 0 | 0
F9_Commercial_WA - College_New_Space Heating_Natural Gas_Green Roof - Vegetated Rooftop_A_Achievable Economic TRC Potential | F9 | Commercial | WA - College | New | Space Heating | Natural Gas | Green Roof - Vegetated Rooftop | A | Cumulative Winter Peak Savings (MW) | Achievable Economic TRC Potential | 0 | 0 | 0 | 0 | 0 | 0 | 0 | 0 | 0 | 0 | 0 | 0 | 0 | 0 | 0 | 0 | 0 | 0 | 0 | 0 | 0 | 0 | 0 | 0 | 0 | 0 | 0
F10_Commercial_WA - College_New_Space Heating_Natural Gas_Green Roof - Vegetated Rooftop_A_Achievable Economic TRC Potential | F10 | Commercial | WA - College | New | Space Heating | Natural Gas | Green Roof - Vegetated Rooftop | A | Purchases (Incremental) | Achievable Economic TRC Potential | 0 | 0 | 0 | 0 | 0 | 0 | 0 | 0 | 0 | 0 | 0 | 0 | 0 | 0 | 0 | 0 | 0 | 0 | 0 | 0 | 0 | 0 | 0 | 0 | 0 | 0 | 0
F11_Commercial_WA - College_New_Space Heating_Natural Gas_Green Roof - Vegetated Rooftop_A_Achievable Economic TRC Potential | F11 | Commercial | WA - College | New | Space Heating | Natural Gas | Green Roof - Vegetated Rooftop | A | Purchases (Cumulative) | Achievable Economic TRC Potential | 0 | 0 | 0 | 0 | 0 | 0 | 0 | 0 | 0 | 0 | 0 | 0 | 0 | 0 | 0 | 0 | 0 | 0 | 0 | 0 | 0 | 0 | 0 | 0 | 0 | 0 | 0
F1_Commercial_WA - College_New_Space Heating_Natural Gas_Ducting - Repair and Sealing_A_Achievable Economic TRC Potential | F1 | Commercial | WA - College | New | Space Heating | Natural Gas | Ducting - Repair and Sealing | A | Integrated Unit Energy Savings (kWh or therms) | Achievable Economic TRC Potential | 0 | 0 | 0 | 0 | 0 | 0 | 0 | 0 | 0 | 0 | 0 | 0 | 0 | 0 | 0 | 0 | 0 | 0 | 0 | 0 | 0 | 0 | 0 | 0 | 0 | 0 | 0
F2_Commercial_WA - College_New_Space Heating_Natural Gas_Ducting - Repair and Sealing_A_Achievable Economic TRC Potential | F2 | Commercial | WA - College | New | Space Heating | Natural Gas | Ducting - Repair and Sealing | A | Integrated Unit Summer Peak Savings (kW) | Achievable Economic TRC Potential | 0 | 0 | 0 | 0 | 0 | 0 | 0 | 0 | 0 | 0 | 0 | 0 | 0 | 0 | 0 | 0 | 0 | 0 | 0 | 0 | 0 | 0 | 0 | 0 | 0 | 0 | 0
F3_Commercial_WA - College_New_Space Heating_Natural Gas_Ducting - Repair and Sealing_A_Achievable Economic TRC Potential | F3 | Commercial | WA - College | New | Space Heating | Natural Gas | Ducting - Repair and Sealing | A | Integrated Unit Winter Peak Savings (kW) | Achievable Economic TRC Potential | 0 | 0 | 0 | 0 | 0 | 0 | 0 | 0 | 0 | 0 | 0 | 0 | 0 | 0 | 0 | 0 | 0 | 0 | 0 | 0 | 0 | 0 | 0 | 0 | 0 | 0 | 0
F4_Commercial_WA - College_New_Space Heating_Natural Gas_Ducting - Repair and Sealing_A_Achievable Economic TRC Potential | F4 | Commercial | WA - College | New | Space Heating | Natural Gas | Ducting - Repair and Sealing | A | Incremental Energy Savings (MWh or mTherms) | Achievable Economic TRC Potential | 0 | 0 | 0 | 0 | 0 | 0 | 0 | 0 | 0 | 0 | 0 | 0 | 0 | 0 | 0 | 0 | 0 | 0 | 0 | 0 | 0 | 0 | 0 | 0 | 0 | 0 | 0
F5_Commercial_WA - College_New_Space Heating_Natural Gas_Ducting - Repair and Sealing_A_Achievable Economic TRC Potential | F5 | Commercial | WA - College | New | Space Heating | Natural Gas | Ducting - Repair and Sealing | A | Incremental Summer Peak Savings (MW) | Achievable Economic TRC Potential | 0 | 0 | 0 | 0 | 0 | 0 | 0 | 0 | 0 | 0 | 0 | 0 | 0 | 0 | 0 | 0 | 0 | 0 | 0 | 0 | 0 | 0 | 0 | 0 | 0 | 0 | 0
F6_Commercial_WA - College_New_Space Heating_Natural Gas_Ducting - Repair and Sealing_A_Achievable Economic TRC Potential | F6 | Commercial | WA - College | New | Space Heating | Natural Gas | Ducting - Repair and Sealing | A | Incremental Winter Peak Savings (MW) | Achievable Economic TRC Potential | 0 | 0 | 0 | 0 | 0 | 0 | 0 | 0 | 0 | 0 | 0 | 0 | 0 | 0 | 0 | 0 | 0 | 0 | 0 | 0 | 0 | 0 | 0 | 0 | 0 | 0 | 0
F7_Commercial_WA - College_New_Space Heating_Natural Gas_Ducting - Repair and Sealing_A_Achievable Economic TRC Potential | F7 | Commercial | WA - College | New | Space Heating | Natural Gas | Ducting - Repair and Sealing | A | Cumulative Energy Savings (MWh or mTherms) | Achievable Economic TRC Potential | 0 | 0 | 0 | 0 | 0 | 0 | 0 | 0 | 0 | 0 | 0 | 0 | 0 | 0 | 0 | 0 | 0 | 0 | 0 | 0 | 0 | 0 | 0 | 0 | 0 | 0 | 0
F8_Commercial_WA - College_New_Space Heating_Natural Gas_Ducting - Repair and Sealing_A_Achievable Economic TRC Potential | F8 | Commercial | WA - College | New | Space Heating | Natural Gas | Ducting - Repair and Sealing | A | Cumulative Summer Peak Savings (MW) | Achievable Economic TRC Potential | 0 | 0 | 0 | 0 | 0 | 0 | 0 | 0 | 0 | 0 | 0 | 0 | 0 | 0 | 0 | 0 | 0 | 0 | 0 | 0 | 0 | 0 | 0 | 0 | 0 | 0 | 0
F9_Commercial_WA - College_New_Space Heating_Natural Gas_Ducting - Repair and Sealing_A_Achievable Economic TRC Potential | F9 | Commercial | WA - College | New | Space Heating | Natural Gas | Ducting - Repair and Sealing | A | Cumulative Winter Peak Savings (MW) | Achievable Economic TRC Potential | 0 | 0 | 0 | 0 | 0 | 0 | 0 | 0 | 0 | 0 | 0 | 0 | 0 | 0 | 0 | 0 | 0 | 0 | 0 | 0 | 0 | 0 | 0 | 0 | 0 | 0 | 0
F10_Commercial_WA - College_New_Space Heating_Natural Gas_Ducting - Repair and Sealing_A_Achievable Economic TRC Potential | F10 | Commercial | WA - College | New | Space Heating | Natural Gas | Ducting - Repair and Sealing | A | Purchases (Incremental) | Achievable Economic TRC Potential | 0 | 0 | 0 | 0 | 0 | 0 | 0 | 0 | 0 | 0 | 0 | 0 | 0 | 0 | 0 | 0 | 0 | 0 | 0 | 0 | 0 | 0 | 0 | 0 | 0 | 0 | 0
F11_Commercial_WA - College_New_Space Heating_Natural Gas_Ducting - Repair and Sealing_A_Achievable Economic TRC Potential | F11 | Commercial | WA - College | New | Space Heating | Natural Gas | Ducting - Repair and Sealing | A | Purchases (Cumulative) | Achievable Economic TRC Potential | 0 | 0 | 0 | 0 | 0 | 0 | 0 | 0 | 0 | 0 | 0 | 0 | 0 | 0 | 0 | 0 | 0 | 0 | 0 | 0 | 0 | 0 | 0 | 0 | 0 | 0 | 0
F1_Commercial_WA - College_New_Space Heating_Natural Gas_Windows - High Efficiency Glazing_A_Achievable Economic TRC Potential | F1 | Commercial | WA - College | New | Space Heating | Natural Gas | Windows - High Efficiency Glazing | A | Integrated Unit Energy Savings (kWh or therms) | Achievable Economic TRC Potential | 0 | 0 | 0 | 0 | 0 | 0 | 0 | 0 | 0 | 0 | 0 | 0 | 0 | 0 | 0 | 0 | 0 | 0 | 0 | 0 | 0 | 0 | 0 | 0 | 0 | 0 | 0
F2_Commercial_WA - College_New_Space Heating_Natural Gas_Windows - High Efficiency Glazing_A_Achievable Economic TRC Potential | F2 | Commercial | WA - College | New | Space Heating | Natural Gas | Windows - High Efficiency Glazing | A | Integrated Unit Summer Peak Savings (kW) | Achievable Economic TRC Potential | 0 | 0 | 0 | 0 | 0 | 0 | 0 | 0 | 0 | 0 | 0 | 0 | 0 | 0 | 0 | 0 | 0 | 0 | 0 | 0 | 0 | 0 | 0 | 0 | 0 | 0 | 0
F3_Commercial_WA - College_New_Space Heating_Natural Gas_Windows - High Efficiency Glazing_A_Achievable Economic TRC Potential | F3 | Commercial | WA - College | New | Space Heating | Natural Gas | Windows - High Efficiency Glazing | A | Integrated Unit Winter Peak Savings (kW) | Achievable Economic TRC Potential | 0 | 0 | 0 | 0 | 0 | 0 | 0 | 0 | 0 | 0 | 0 | 0 | 0 | 0 | 0 | 0 | 0 | 0 | 0 | 0 | 0 | 0 | 0 | 0 | 0 | 0 | 0
F4_Commercial_WA - College_New_Space Heating_Natural Gas_Windows - High Efficiency Glazing_A_Achievable Economic TRC Potential | F4 | Commercial | WA - College | New | Space Heating | Natural Gas | Windows - High Efficiency Glazing | A | Incremental Energy Savings (MWh or mTherms) | Achievable Economic TRC Potential | 0 | 0 | 0 | 0 | 0 | 0 | 0 | 0 | 0 | 0 | 0 | 0 | 0 | 0 | 0 | 0 | 0 | 0 | 0 | 0 | 0 | 0 | 0 | 0 | 0 | 0 | 0
F5_Commercial_WA - College_New_Space Heating_Natural Gas_Windows - High Efficiency Glazing_A_Achievable Economic TRC Potential | F5 | Commercial | WA - College | New | Space Heating | Natural Gas | Windows - High Efficiency Glazing | A | Incremental Summer Peak Savings (MW) | Achievable Economic TRC Potential | 0 | 0 | 0 | 0 | 0 | 0 | 0 | 0 | 0 | 0 | 0 | 0 | 0 | 0 | 0 | 0 | 0 | 0 | 0 | 0 | 0 | 0 | 0 | 0 | 0 | 0 | 0
F6_Commercial_WA - College_New_Space Heating_Natural Gas_Windows - High Efficiency Glazing_A_Achievable Economic TRC Potential | F6 | Commercial | WA - College | New | Space Heating | Natural Gas | Windows - High Efficiency Glazing | A | Incremental Winter Peak Savings (MW) | Achievable Economic TRC Potential | 0 | 0 | 0 | 0 | 0 | 0 | 0 | 0 | 0 | 0 | 0 | 0 | 0 | 0 | 0 | 0 | 0 | 0 | 0 | 0 | 0 | 0 | 0 | 0 | 0 | 0 | 0
F7_Commercial_WA - College_New_Space Heating_Natural Gas_Windows - High Efficiency Glazing_A_Achievable Economic TRC Potential | F7 | Commercial | WA - College | New | Space Heating | Natural Gas | Windows - High Efficiency Glazing | A | Cumulative Energy Savings (MWh or mTherms) | Achievable Economic TRC Potential | 0 | 0 | 0 | 0 | 0 | 0 | 0 | 0 | 0 | 0 | 0 | 0 | 0 | 0 | 0 | 0 | 0 | 0 | 0 | 0 | 0 | 0 | 0 | 0 | 0 | 0 | 0
F8_Commercial_WA - College_New_Space Heating_Natural Gas_Windows - High Efficiency Glazing_A_Achievable Economic TRC Potential | F8 | Commercial | WA - College | New | Space Heating | Natural Gas | Windows - High Efficiency Glazing | A | Cumulative Summer Peak Savings (MW) | Achievable Economic TRC Potential | 0 | 0 | 0 | 0 | 0 | 0 | 0 | 0 | 0 | 0 | 0 | 0 | 0 | 0 | 0 | 0 | 0 | 0 | 0 | 0 | 0 | 0 | 0 | 0 | 0 | 0 | 0
F9_Commercial_WA - College_New_Space Heating_Natural Gas_Windows - High Efficiency Glazing_A_Achievable Economic TRC Potential | F9 | Commercial | WA - College | New | Space Heating | Natural Gas | Windows - High Efficiency Glazing | A | Cumulative Winter Peak Savings (MW) | Achievable Economic TRC Potential | 0 | 0 | 0 | 0 | 0 | 0 | 0 | 0 | 0 | 0 | 0 | 0 | 0 | 0 | 0 | 0 | 0 | 0 | 0 | 0 | 0 | 0 | 0 | 0 | 0 | 0 | 0
F10_Commercial_WA - College_New_Space Heating_Natural Gas_Windows - High Efficiency Glazing_A_Achievable Economic TRC Potential | F10 | Commercial | WA - College | New | Space Heating | Natural Gas | Windows - High Efficiency Glazing | A | Purchases (Incremental) | Achievable Economic TRC Potential | 0 | 0 | 0 | 0 | 0 | 0 | 0 | 0 | 0 | 0 | 0 | 0 | 0 | 0 | 0 | 0 | 0 | 0 | 0 | 0 | 0 | 0 | 0 | 0 | 0 | 0 | 0
F11_Commercial_WA - College_New_Space Heating_Natural Gas_Windows - High Efficiency Glazing_A_Achievable Economic TRC Potential | F11 | Commercial | WA - College | New | Space Heating | Natural Gas | Windows - High Efficiency Glazing | A | Purchases (Cumulative) | Achievable Economic TRC Potential | 0 | 0 | 0 | 0 | 0 | 0 | 0 | 0 | 0 | 0 | 0 | 0 | 0 | 0 | 0 | 0 | 0 | 0 | 0 | 0 | 0 | 0 | 0 | 0 | 0 | 0 | 0
F1_Commercial_WA - College_New_Space Heating_Natural Gas_Windows - Secondary Glazing Systems_A_Achievable Economic TRC Potential | F1 | Commercial | WA - College | New | Space Heating | Natural Gas | Windows - Secondary Glazing Systems | A | Integrated Unit Energy Savings (kWh or therms) | Achievable Economic TRC Potential | 0 | 0 | 0 | 0 | 0 | 0 | 0 | 0 | 0 | 0 | 0 | 0 | 0 | 0 | 0 | 0 | 0 | 0 | 0 | 0 | 0 | 0 | 0 | 0 | 0 | 0 | 0
F2_Commercial_WA - College_New_Space Heating_Natural Gas_Windows - Secondary Glazing Systems_A_Achievable Economic TRC Potential | F2 | Commercial | WA - College | New | Space Heating | Natural Gas | Windows - Secondary Glazing Systems | A | Integrated Unit Summer Peak Savings (kW) | Achievable Economic TRC Potential | 0 | 0 | 0 | 0 | 0 | 0 | 0 | 0 | 0 | 0 | 0 | 0 | 0 | 0 | 0 | 0 | 0 | 0 | 0 | 0 | 0 | 0 | 0 | 0 | 0 | 0 | 0
F3_Commercial_WA - College_New_Space Heating_Natural Gas_Windows - Secondary Glazing Systems_A_Achievable Economic TRC Potential | F3 | Commercial | WA - College | New | Space Heating | Natural Gas | Windows - Secondary Glazing Systems | A | Integrated Unit Winter Peak Savings (kW) | Achievable Economic TRC Potential | 0 | 0 | 0 | 0 | 0 | 0 | 0 | 0 | 0 | 0 | 0 | 0 | 0 | 0 | 0 | 0 | 0 | 0 | 0 | 0 | 0 | 0 | 0 | 0 | 0 | 0 | 0
F4_Commercial_WA - College_New_Space Heating_Natural Gas_Windows - Secondary Glazing Systems_A_Achievable Economic TRC Potential | F4 | Commercial | WA - College | New | Space Heating | Natural Gas | Windows - Secondary Glazing Systems | A | Incremental Energy Savings (MWh or mTherms) | Achievable Economic TRC Potential | 0 | 0 | 0 | 0 | 0 | 0 | 0 | 0 | 0 | 0 | 0 | 0 | 0 | 0 | 0 | 0 | 0 | 0 | 0 | 0 | 0 | 0 | 0 | 0 | 0 | 0 | 0
F5_Commercial_WA - College_New_Space Heating_Natural Gas_Windows - Secondary Glazing Systems_A_Achievable Economic TRC Potential | F5 | Commercial | WA - College | New | Space Heating | Natural Gas | Windows - Secondary Glazing Systems | A | Incremental Summer Peak Savings (MW) | Achievable Economic TRC Potential | 0 | 0 | 0 | 0 | 0 | 0 | 0 | 0 | 0 | 0 | 0 | 0 | 0 | 0 | 0 | 0 | 0 | 0 | 0 | 0 | 0 | 0 | 0 | 0 | 0 | 0 | 0
F6_Commercial_WA - College_New_Space Heating_Natural Gas_Windows - Secondary Glazing Systems_A_Achievable Economic TRC Potential | F6 | Commercial | WA - College | New | Space Heating | Natural Gas | Windows - Secondary Glazing Systems | A | Incremental Winter Peak Savings (MW) | Achievable Economic TRC Potential | 0 | 0 | 0 | 0 | 0 | 0 | 0 | 0 | 0 | 0 | 0 | 0 | 0 | 0 | 0 | 0 | 0 | 0 | 0 | 0 | 0 | 0 | 0 | 0 | 0 | 0 | 0
F7_Commercial_WA - College_New_Space Heating_Natural Gas_Windows - Secondary Glazing Systems_A_Achievable Economic TRC Potential | F7 | Commercial | WA - College | New | Space Heating | Natural Gas | Windows - Secondary Glazing Systems | A | Cumulative Energy Savings (MWh or mTherms) | Achievable Economic TRC Potential | 0 | 0 | 0 | 0 | 0 | 0 | 0 | 0 | 0 | 0 | 0 | 0 | 0 | 0 | 0 | 0 | 0 | 0 | 0 | 0 | 0 | 0 | 0 | 0 | 0 | 0 | 0
F8_Commercial_WA - College_New_Space Heating_Natural Gas_Windows - Secondary Glazing Systems_A_Achievable Economic TRC Potential | F8 | Commercial | WA - College | New | Space Heating | Natural Gas | Windows - Secondary Glazing Systems | A | Cumulative Summer Peak Savings (MW) | Achievable Economic TRC Potential | 0 | 0 | 0 | 0 | 0 | 0 | 0 | 0 | 0 | 0 | 0 | 0 | 0 | 0 | 0 | 0 | 0 | 0 | 0 | 0 | 0 | 0 | 0 | 0 | 0 | 0 | 0
F9_Commercial_WA - College_New_Space Heating_Natural Gas_Windows - Secondary Glazing Systems_A_Achievable Economic TRC Potential | F9 | Commercial | WA - College | New | Space Heating | Natural Gas | Windows - Secondary Glazing Systems | A | Cumulative Winter Peak Savings (MW) | Achievable Economic TRC Potential | 0 | 0 | 0 | 0 | 0 | 0 | 0 | 0 | 0 | 0 | 0 | 0 | 0 | 0 | 0 | 0 | 0 | 0 | 0 | 0 | 0 | 0 | 0 | 0 | 0 | 0 | 0
F10_Commercial_WA - College_New_Space Heating_Natural Gas_Windows - Secondary Glazing Systems_A_Achievable Economic TRC Potential | F10 | Commercial | WA - College | New | Space Heating | Natural Gas | Windows - Secondary Glazing Systems | A | Purchases (Incremental) | Achievable Economic TRC Potential | 0 | 0 | 0 | 0 | 0 | 0 | 0 | 0 | 0 | 0 | 0 | 0 | 0 | 0 | 0 | 0 | 0 | 0 | 0 | 0 | 0 | 0 | 0 | 0 | 0 | 0 | 0
F11_Commercial_WA - College_New_Space Heating_Natural Gas_Windows - Secondary Glazing Systems_A_Achievable Economic TRC Potential | F11 | Commercial | WA - College | New | Space Heating | Natural Gas | Windows - Secondary Glazing Systems | A | Purchases (Cumulative) | Achievable Economic TRC Potential | 0 | 0 | 0 | 0 | 0 | 0 | 0 | 0 | 0 | 0 | 0 | 0 | 0 | 0 | 0 | 0 | 0 | 0 | 0 | 0 | 0 | 0 | 0 | 0 | 0 | 0 | 0
F1_Commercial_WA - College_New_Space Heating_Natural Gas_HVAC - Energy Recovery Ventilator_A_Achievable Economic TRC Potential | F1 | Commercial | WA - College | New | Space Heating | Natural Gas | HVAC - Energy Recovery Ventilator | A | Integrated Unit Energy Savings (kWh or therms) | Achievable Economic TRC Potential | 0 | 0 | 0 | 0 | 0 | 0 | 0 | 0 | 0 | 0 | 0 | 0 | 0 | 0 | 0 | 0 | 0 | 0 | 0 | 0 | 0 | 0 | 0 | 0 | 0 | 0 | 0
F2_Commercial_WA - College_New_Space Heating_Natural Gas_HVAC - Energy Recovery Ventilator_A_Achievable Economic TRC Potential | F2 | Commercial | WA - College | New | Space Heating | Natural Gas | HVAC - Energy Recovery Ventilator | A | Integrated Unit Summer Peak Savings (kW) | Achievable Economic TRC Potential | 0 | 0 | 0 | 0 | 0 | 0 | 0 | 0 | 0 | 0 | 0 | 0 | 0 | 0 | 0 | 0 | 0 | 0 | 0 | 0 | 0 | 0 | 0 | 0 | 0 | 0 | 0
F3_Commercial_WA - College_New_Space Heating_Natural Gas_HVAC - Energy Recovery Ventilator_A_Achievable Economic TRC Potential | F3 | Commercial | WA - College | New | Space Heating | Natural Gas | HVAC - Energy Recovery Ventilator | A | Integrated Unit Winter Peak Savings (kW) | Achievable Economic TRC Potential | 0 | 0 | 0 | 0 | 0 | 0 | 0 | 0 | 0 | 0 | 0 | 0 | 0 | 0 | 0 | 0 | 0 | 0 | 0 | 0 | 0 | 0 | 0 | 0 | 0 | 0 | 0
F4_Commercial_WA - College_New_Space Heating_Natural Gas_HVAC - Energy Recovery Ventilator_A_Achievable Economic TRC Potential | F4 | Commercial | WA - College | New | Space Heating | Natural Gas | HVAC - Energy Recovery Ventilator | A | Incremental Energy Savings (MWh or mTherms) | Achievable Economic TRC Potential | 0 | 0 | 0 | 0 | 0 | 0 | 0 | 0 | 0 | 0 | 0 | 0 | 0 | 0 | 0 | 0 | 0 | 0 | 0 | 0 | 0 | 0 | 0 | 0 | 0 | 0 | 0
F5_Commercial_WA - College_New_Space Heating_Natural Gas_HVAC - Energy Recovery Ventilator_A_Achievable Economic TRC Potential | F5 | Commercial | WA - College | New | Space Heating | Natural Gas | HVAC - Energy Recovery Ventilator | A | Incremental Summer Peak Savings (MW) | Achievable Economic TRC Potential | 0 | 0 | 0 | 0 | 0 | 0 | 0 | 0 | 0 | 0 | 0 | 0 | 0 | 0 | 0 | 0 | 0 | 0 | 0 | 0 | 0 | 0 | 0 | 0 | 0 | 0 | 0
F6_Commercial_WA - College_New_Space Heating_Natural Gas_HVAC - Energy Recovery Ventilator_A_Achievable Economic TRC Potential | F6 | Commercial | WA - College | New | Space Heating | Natural Gas | HVAC - Energy Recovery Ventilator | A | Incremental Winter Peak Savings (MW) | Achievable Economic TRC Potential | 0 | 0 | 0 | 0 | 0 | 0 | 0 | 0 | 0 | 0 | 0 | 0 | 0 | 0 | 0 | 0 | 0 | 0 | 0 | 0 | 0 | 0 | 0 | 0 | 0 | 0 | 0
F7_Commercial_WA - College_New_Space Heating_Natural Gas_HVAC - Energy Recovery Ventilator_A_Achievable Economic TRC Potential | F7 | Commercial | WA - College | New | Space Heating | Natural Gas | HVAC - Energy Recovery Ventilator | A | Cumulative Energy Savings (MWh or mTherms) | Achievable Economic TRC Potential | 0 | 0 | 0 | 0 | 0 | 0 | 0 | 0 | 0 | 0 | 0 | 0 | 0 | 0 | 0 | 0 | 0 | 0 | 0 | 0 | 0 | 0 | 0 | 0 | 0 | 0 | 0
F8_Commercial_WA - College_New_Space Heating_Natural Gas_HVAC - Energy Recovery Ventilator_A_Achievable Economic TRC Potential | F8 | Commercial | WA - College | New | Space Heating | Natural Gas | HVAC - Energy Recovery Ventilator | A | Cumulative Summer Peak Savings (MW) | Achievable Economic TRC Potential | 0 | 0 | 0 | 0 | 0 | 0 | 0 | 0 | 0 | 0 | 0 | 0 | 0 | 0 | 0 | 0 | 0 | 0 | 0 | 0 | 0 | 0 | 0 | 0 | 0 | 0 | 0
F9_Commercial_WA - College_New_Space Heating_Natural Gas_HVAC - Energy Recovery Ventilator_A_Achievable Economic TRC Potential | F9 | Commercial | WA - College | New | Space Heating | Natural Gas | HVAC - Energy Recovery Ventilator | A | Cumulative Winter Peak Savings (MW) | Achievable Economic TRC Potential | 0 | 0 | 0 | 0 | 0 | 0 | 0 | 0 | 0 | 0 | 0 | 0 | 0 | 0 | 0 | 0 | 0 | 0 | 0 | 0 | 0 | 0 | 0 | 0 | 0 | 0 | 0
F10_Commercial_WA - College_New_Space Heating_Natural Gas_HVAC - Energy Recovery Ventilator_A_Achievable Economic TRC Potential | F10 | Commercial | WA - College | New | Space Heating | Natural Gas | HVAC - Energy Recovery Ventilator | A | Purchases (Incremental) | Achievable Economic TRC Potential | 0 | 0 | 0 | 0 | 0 | 0 | 0 | 0 | 0 | 0 | 0 | 0 | 0 | 0 | 0 | 0 | 0 | 0 | 0 | 0 | 0 | 0 | 0 | 0 | 0 | 0 | 0
F11_Commercial_WA - College_New_Space Heating_Natural Gas_HVAC - Energy Recovery Ventilator_A_Achievable Economic TRC Potential | F11 | Commercial | WA - College | New | Space Heating | Natural Gas | HVAC - Energy Recovery Ventilator | A | Purchases (Cumulative) | Achievable Economic TRC Potential | 0 | 0 | 0 | 0 | 0 | 0 | 0 | 0 | 0 | 0 | 0 | 0 | 0 | 0 | 0 | 0 | 0 | 0 | 0 | 0 | 0 | 0 | 0 | 0 | 0 | 0 | 0
F1_Commercial_WA - College_New_Space Heating_Natural Gas_Building Shell - Air Sealing (Infiltration Control)_A_Achievable Economic TRC Potential | F1 | Commercial | WA - College | New | Space Heating | Natural Gas | Building Shell - Air Sealing (Infiltration Control) | A | Integrated Unit Energy Savings (kWh or therms) | Achievable Economic TRC Potential | 0 | 0 | 0 | 0 | 0 | 0 | 0 | 0 | 0 | 0 | 0 | 0 | 0 | 0 | 0 | 0 | 0 | 0 | 0 | 0 | 0 | 0 | 0 | 0 | 0 | 0 | 0
F2_Commercial_WA - College_New_Space Heating_Natural Gas_Building Shell - Air Sealing (Infiltration Control)_A_Achievable Economic TRC Potential | F2 | Commercial | WA - College | New | Space Heating | Natural Gas | Building Shell - Air Sealing (Infiltration Control) | A | Integrated Unit Summer Peak Savings (kW) | Achievable Economic TRC Potential | 0 | 0 | 0 | 0 | 0 | 0 | 0 | 0 | 0 | 0 | 0 | 0 | 0 | 0 | 0 | 0 | 0 | 0 | 0 | 0 | 0 | 0 | 0 | 0 | 0 | 0 | 0
F3_Commercial_WA - College_New_Space Heating_Natural Gas_Building Shell - Air Sealing (Infiltration Control)_A_Achievable Economic TRC Potential | F3 | Commercial | WA - College | New | Space Heating | Natural Gas | Building Shell - Air Sealing (Infiltration Control) | A | Integrated Unit Winter Peak Savings (kW) | Achievable Economic TRC Potential | 0 | 0 | 0 | 0 | 0 | 0 | 0 | 0 | 0 | 0 | 0 | 0 | 0 | 0 | 0 | 0 | 0 | 0 | 0 | 0 | 0 | 0 | 0 | 0 | 0 | 0 | 0
F4_Commercial_WA - College_New_Space Heating_Natural Gas_Building Shell - Air Sealing (Infiltration Control)_A_Achievable Economic TRC Potential | F4 | Commercial | WA - College | New | Space Heating | Natural Gas | Building Shell - Air Sealing (Infiltration Control) | A | Incremental Energy Savings (MWh or mTherms) | Achievable Economic TRC Potential | 0 | 0 | 0 | 0 | 0 | 0 | 0 | 0 | 0 | 0 | 0 | 0 | 0 | 0 | 0 | 0 | 0 | 0 | 0 | 0 | 0 | 0 | 0 | 0 | 0 | 0 | 0
F5_Commercial_WA - College_New_Space Heating_Natural Gas_Building Shell - Air Sealing (Infiltration Control)_A_Achievable Economic TRC Potential | F5 | Commercial | WA - College | New | Space Heating | Natural Gas | Building Shell - Air Sealing (Infiltration Control) | A | Incremental Summer Peak Savings (MW) | Achievable Economic TRC Potential | 0 | 0 | 0 | 0 | 0 | 0 | 0 | 0 | 0 | 0 | 0 | 0 | 0 | 0 | 0 | 0 | 0 | 0 | 0 | 0 | 0 | 0 | 0 | 0 | 0 | 0 | 0
F6_Commercial_WA - College_New_Space Heating_Natural Gas_Building Shell - Air Sealing (Infiltration Control)_A_Achievable Economic TRC Potential | F6 | Commercial | WA - College | New | Space Heating | Natural Gas | Building Shell - Air Sealing (Infiltration Control) | A | Incremental Winter Peak Savings (MW) | Achievable Economic TRC Potential | 0 | 0 | 0 | 0 | 0 | 0 | 0 | 0 | 0 | 0 | 0 | 0 | 0 | 0 | 0 | 0 | 0 | 0 | 0 | 0 | 0 | 0 | 0 | 0 | 0 | 0 | 0
F7_Commercial_WA - College_New_Space Heating_Natural Gas_Building Shell - Air Sealing (Infiltration Control)_A_Achievable Economic TRC Potential | F7 | Commercial | WA - College | New | Space Heating | Natural Gas | Building Shell - Air Sealing (Infiltration Control) | A | Cumulative Energy Savings (MWh or mTherms) | Achievable Economic TRC Potential | 0 | 0 | 0 | 0 | 0 | 0 | 0 | 0 | 0 | 0 | 0 | 0 | 0 | 0 | 0 | 0 | 0 | 0 | 0 | 0 | 0 | 0 | 0 | 0 | 0 | 0 | 0
F8_Commercial_WA - College_New_Space Heating_Natural Gas_Building Shell - Air Sealing (Infiltration Control)_A_Achievable Economic TRC Potential | F8 | Commercial | WA - College | New | Space Heating | Natural Gas | Building Shell - Air Sealing (Infiltration Control) | A | Cumulative Summer Peak Savings (MW) | Achievable Economic TRC Potential | 0 | 0 | 0 | 0 | 0 | 0 | 0 | 0 | 0 | 0 | 0 | 0 | 0 | 0 | 0 | 0 | 0 | 0 | 0 | 0 | 0 | 0 | 0 | 0 | 0 | 0 | 0
F9_Commercial_WA - College_New_Space Heating_Natural Gas_Building Shell - Air Sealing (Infiltration Control)_A_Achievable Economic TRC Potential | F9 | Commercial | WA - College | New | Space Heating | Natural Gas | Building Shell - Air Sealing (Infiltration Control) | A | Cumulative Winter Peak Savings (MW) | Achievable Economic TRC Potential | 0 | 0 | 0 | 0 | 0 | 0 | 0 | 0 | 0 | 0 | 0 | 0 | 0 | 0 | 0 | 0 | 0 | 0 | 0 | 0 | 0 | 0 | 0 | 0 | 0 | 0 | 0
F10_Commercial_WA - College_New_Space Heating_Natural Gas_Building Shell - Air Sealing (Infiltration Control)_A_Achievable Economic TRC Potential | F10 | Commercial | WA - College | New | Space Heating | Natural Gas | Building Shell - Air Sealing (Infiltration Control) | A | Purchases (Incremental) | Achievable Economic TRC Potential | 0 | 0 | 0 | 0 | 0 | 0 | 0 | 0 | 0 | 0 | 0 | 0 | 0 | 0 | 0 | 0 | 0 | 0 | 0 | 0 | 0 | 0 | 0 | 0 | 0 | 0 | 0
F11_Commercial_WA - College_New_Space Heating_Natural Gas_Building Shell - Air Sealing (Infiltration Control)_A_Achievable Economic TRC Potential | F11 | Commercial | WA - College | New | Space Heating | Natural Gas | Building Shell - Air Sealing (Infiltration Control) | A | Purchases (Cumulative) | Achievable Economic TRC Potential | 0 | 0 | 0 | 0 | 0 | 0 | 0 | 0 | 0 | 0 | 0 | 0 | 0 | 0 | 0 | 0 | 0 | 0 | 0 | 0 | 0 | 0 | 0 | 0 | 0 | 0 | 0
F1_Commercial_WA - College_New_Space Heating_Natural Gas_Ventilation - Demand Controlled_A_Achievable Economic TRC Potential | F1 | Commercial | WA - College | New | Space Heating | Natural Gas | Ventilation - Demand Controlled | A | Integrated Unit Energy Savings (kWh or therms) | Achievable Economic TRC Potential | 0 | 0 | 0 | 0 | 0 | 0 | 0 | 0 | 0 | 0 | 0 | 0 | 0 | 0 | 0 | 0 | 0 | 0 | 0 | 0 | 0 | 0 | 0 | 0 | 0 | 0 | 0
F2_Commercial_WA - College_New_Space Heating_Natural Gas_Ventilation - Demand Controlled_A_Achievable Economic TRC Potential | F2 | Commercial | WA - College | New | Space Heating | Natural Gas | Ventilation - Demand Controlled | A | Integrated Unit Summer Peak Savings (kW) | Achievable Economic TRC Potential | 0 | 0 | 0 | 0 | 0 | 0 | 0 | 0 | 0 | 0 | 0 | 0 | 0 | 0 | 0 | 0 | 0 | 0 | 0 | 0 | 0 | 0 | 0 | 0 | 0 | 0 | 0
F3_Commercial_WA - College_New_Space Heating_Natural Gas_Ventilation - Demand Controlled_A_Achievable Economic TRC Potential | F3 | Commercial | WA - College | New | Space Heating | Natural Gas | Ventilation - Demand Controlled | A | Integrated Unit Winter Peak Savings (kW) | Achievable Economic TRC Potential | 0 | 0 | 0 | 0 | 0 | 0 | 0 | 0 | 0 | 0 | 0 | 0 | 0 | 0 | 0 | 0 | 0 | 0 | 0 | 0 | 0 | 0 | 0 | 0 | 0 | 0 | 0
F4_Commercial_WA - College_New_Space Heating_Natural Gas_Ventilation - Demand Controlled_A_Achievable Economic TRC Potential | F4 | Commercial | WA - College | New | Space Heating | Natural Gas | Ventilation - Demand Controlled | A | Incremental Energy Savings (MWh or mTherms) | Achievable Economic TRC Potential | 0 | 0 | 0 | 0 | 0 | 0 | 0 | 0 | 0 | 0 | 0 | 0 | 0 | 0 | 0 | 0 | 0 | 0 | 0 | 0 | 0 | 0 | 0 | 0 | 0 | 0 | 0
F5_Commercial_WA - College_New_Space Heating_Natural Gas_Ventilation - Demand Controlled_A_Achievable Economic TRC Potential | F5 | Commercial | WA - College | New | Space Heating | Natural Gas | Ventilation - Demand Controlled | A | Incremental Summer Peak Savings (MW) | Achievable Economic TRC Potential | 0 | 0 | 0 | 0 | 0 | 0 | 0 | 0 | 0 | 0 | 0 | 0 | 0 | 0 | 0 | 0 | 0 | 0 | 0 | 0 | 0 | 0 | 0 | 0 | 0 | 0 | 0
F6_Commercial_WA - College_New_Space Heating_Natural Gas_Ventilation - Demand Controlled_A_Achievable Economic TRC Potential | F6 | Commercial | WA - College | New | Space Heating | Natural Gas | Ventilation - Demand Controlled | A | Incremental Winter Peak Savings (MW) | Achievable Economic TRC Potential | 0 | 0 | 0 | 0 | 0 | 0 | 0 | 0 | 0 | 0 | 0 | 0 | 0 | 0 | 0 | 0 | 0 | 0 | 0 | 0 | 0 | 0 | 0 | 0 | 0 | 0 | 0
F7_Commercial_WA - College_New_Space Heating_Natural Gas_Ventilation - Demand Controlled_A_Achievable Economic TRC Potential | F7 | Commercial | WA - College | New | Space Heating | Natural Gas | Ventilation - Demand Controlled | A | Cumulative Energy Savings (MWh or mTherms) | Achievable Economic TRC Potential | 0 | 0 | 0 | 0 | 0 | 0 | 0 | 0 | 0 | 0 | 0 | 0 | 0 | 0 | 0 | 0 | 0 | 0 | 0 | 0 | 0 | 0 | 0 | 0 | 0 | 0 | 0
F8_Commercial_WA - College_New_Space Heating_Natural Gas_Ventilation - Demand Controlled_A_Achievable Economic TRC Potential | F8 | Commercial | WA - College | New | Space Heating | Natural Gas | Ventilation - Demand Controlled | A | Cumulative Summer Peak Savings (MW) | Achievable Economic TRC Potential | 0 | 0 | 0 | 0 | 0 | 0 | 0 | 0 | 0 | 0 | 0 | 0 | 0 | 0 | 0 | 0 | 0 | 0 | 0 | 0 | 0 | 0 | 0 | 0 | 0 | 0 | 0
F9_Commercial_WA - College_New_Space Heating_Natural Gas_Ventilation - Demand Controlled_A_Achievable Economic TRC Potential | F9 | Commercial | WA - College | New | Space Heating | Natural Gas | Ventilation - Demand Controlled | A | Cumulative Winter Peak Savings (MW) | Achievable Economic TRC Potential | 0 | 0 | 0 | 0 | 0 | 0 | 0 | 0 | 0 | 0 | 0 | 0 | 0 | 0 | 0 | 0 | 0 | 0 | 0 | 0 | 0 | 0 | 0 | 0 | 0 | 0 | 0
F10_Commercial_WA - College_New_Space Heating_Natural Gas_Ventilation - Demand Controlled_A_Achievable Economic TRC Potential | F10 | Commercial | WA - College | New | Space Heating | Natural Gas | Ventilation - Demand Controlled | A | Purchases (Incremental) | Achievable Economic TRC Potential | 0 | 0 | 0 | 0 | 0 | 0 | 0 | 0 | 0 | 0 | 0 | 0 | 0 | 0 | 0 | 0 | 0 | 0 | 0 | 0 | 0 | 0 | 0 | 0 | 0 | 0 | 0
F11_Commercial_WA - College_New_Space Heating_Natural Gas_Ventilation - Demand Controlled_A_Achievable Economic TRC Potential | F11 | Commercial | WA - College | New | Space Heating | Natural Gas | Ventilation - Demand Controlled | A | Purchases (Cumulative) | Achievable Economic TRC Potential | 0 | 0 | 0 | 0 | 0 | 0 | 0 | 0 | 0 | 0 | 0 | 0 | 0 | 0 | 0 | 0 | 0 | 0 | 0 | 0 | 0 | 0 | 0 | 0 | 0 | 0 | 0
F1_Commercial_WA - College_New_Space Heating_Natural Gas_HVAC - Dedicated Outdoor Air System (DOAS)_A_Achievable Economic TRC Potential | F1 | Commercial | WA - College | New | Space Heating | Natural Gas | HVAC - Dedicated Outdoor Air System (DOAS) | A | Integrated Unit Energy Savings (kWh or therms) | Achievable Economic TRC Potential | 0 | 0 | 0 | 0 | 0 | 0 | 0 | 0 | 0 | 0 | 0 | 0 | 0 | 0 | 0 | 0 | 0 | 0 | 0 | 0 | 0 | 0 | 0 | 0 | 0 | 0 | 0
F2_Commercial_WA - College_New_Space Heating_Natural Gas_HVAC - Dedicated Outdoor Air System (DOAS)_A_Achievable Economic TRC Potential | F2 | Commercial | WA - College | New | Space Heating | Natural Gas | HVAC - Dedicated Outdoor Air System (DOAS) | A | Integrated Unit Summer Peak Savings (kW) | Achievable Economic TRC Potential | 0 | 0 | 0 | 0 | 0 | 0 | 0 | 0 | 0 | 0 | 0 | 0 | 0 | 0 | 0 | 0 | 0 | 0 | 0 | 0 | 0 | 0 | 0 | 0 | 0 | 0 | 0
F3_Commercial_WA - College_New_Space Heating_Natural Gas_HVAC - Dedicated Outdoor Air System (DOAS)_A_Achievable Economic TRC Potential | F3 | Commercial | WA - College | New | Space Heating | Natural Gas | HVAC - Dedicated Outdoor Air System (DOAS) | A | Integrated Unit Winter Peak Savings (kW) | Achievable Economic TRC Potential | 0 | 0 | 0 | 0 | 0 | 0 | 0 | 0 | 0 | 0 | 0 | 0 | 0 | 0 | 0 | 0 | 0 | 0 | 0 | 0 | 0 | 0 | 0 | 0 | 0 | 0 | 0
F4_Commercial_WA - College_New_Space Heating_Natural Gas_HVAC - Dedicated Outdoor Air System (DOAS)_A_Achievable Economic TRC Potential | F4 | Commercial | WA - College | New | Space Heating | Natural Gas | HVAC - Dedicated Outdoor Air System (DOAS) | A | Incremental Energy Savings (MWh or mTherms) | Achievable Economic TRC Potential | 0 | 0 | 0 | 0 | 0 | 0 | 0 | 0 | 0 | 0 | 0 | 0 | 0 | 0 | 0 | 0 | 0 | 0 | 0 | 0 | 0 | 0 | 0 | 0 | 0 | 0 | 0
F5_Commercial_WA - College_New_Space Heating_Natural Gas_HVAC - Dedicated Outdoor Air System (DOAS)_A_Achievable Economic TRC Potential | F5 | Commercial | WA - College | New | Space Heating | Natural Gas | HVAC - Dedicated Outdoor Air System (DOAS) | A | Incremental Summer Peak Savings (MW) | Achievable Economic TRC Potential | 0 | 0 | 0 | 0 | 0 | 0 | 0 | 0 | 0 | 0 | 0 | 0 | 0 | 0 | 0 | 0 | 0 | 0 | 0 | 0 | 0 | 0 | 0 | 0 | 0 | 0 | 0
F6_Commercial_WA - College_New_Space Heating_Natural Gas_HVAC - Dedicated Outdoor Air System (DOAS)_A_Achievable Economic TRC Potential | F6 | Commercial | WA - College | New | Space Heating | Natural Gas | HVAC - Dedicated Outdoor Air System (DOAS) | A | Incremental Winter Peak Savings (MW) | Achievable Economic TRC Potential | 0 | 0 | 0 | 0 | 0 | 0 | 0 | 0 | 0 | 0 | 0 | 0 | 0 | 0 | 0 | 0 | 0 | 0 | 0 | 0 | 0 | 0 | 0 | 0 | 0 | 0 | 0
F7_Commercial_WA - College_New_Space Heating_Natural Gas_HVAC - Dedicated Outdoor Air System (DOAS)_A_Achievable Economic TRC Potential | F7 | Commercial | WA - College | New | Space Heating | Natural Gas | HVAC - Dedicated Outdoor Air System (DOAS) | A | Cumulative Energy Savings (MWh or mTherms) | Achievable Economic TRC Potential | 0 | 0 | 0 | 0 | 0 | 0 | 0 | 0 | 0 | 0 | 0 | 0 | 0 | 0 | 0 | 0 | 0 | 0 | 0 | 0 | 0 | 0 | 0 | 0 | 0 | 0 | 0
F8_Commercial_WA - College_New_Space Heating_Natural Gas_HVAC - Dedicated Outdoor Air System (DOAS)_A_Achievable Economic TRC Potential | F8 | Commercial | WA - College | New | Space Heating | Natural Gas | HVAC - Dedicated Outdoor Air System (DOAS) | A | Cumulative Summer Peak Savings (MW) | Achievable Economic TRC Potential | 0 | 0 | 0 | 0 | 0 | 0 | 0 | 0 | 0 | 0 | 0 | 0 | 0 | 0 | 0 | 0 | 0 | 0 | 0 | 0 | 0 | 0 | 0 | 0 | 0 | 0 | 0
F9_Commercial_WA - College_New_Space Heating_Natural Gas_HVAC - Dedicated Outdoor Air System (DOAS)_A_Achievable Economic TRC Potential | F9 | Commercial | WA - College | New | Space Heating | Natural Gas | HVAC - Dedicated Outdoor Air System (DOAS) | A | Cumulative Winter Peak Savings (MW) | Achievable Economic TRC Potential | 0 | 0 | 0 | 0 | 0 | 0 | 0 | 0 | 0 | 0 | 0 | 0 | 0 | 0 | 0 | 0 | 0 | 0 | 0 | 0 | 0 | 0 | 0 | 0 | 0 | 0 | 0
F10_Commercial_WA - College_New_Space Heating_Natural Gas_HVAC - Dedicated Outdoor Air System (DOAS)_A_Achievable Economic TRC Potential | F10 | Commercial | WA - College | New | Space Heating | Natural Gas | HVAC - Dedicated Outdoor Air System (DOAS) | A | Purchases (Incremental) | Achievable Economic TRC Potential | 0 | 0 | 0 | 0 | 0 | 0 | 0 | 0 | 0 | 0 | 0 | 0 | 0 | 0 | 0 | 0 | 0 | 0 | 0 | 0 | 0 | 0 | 0 | 0 | 0 | 0 | 0
F11_Commercial_WA - College_New_Space Heating_Natural Gas_HVAC - Dedicated Outdoor Air System (DOAS)_A_Achievable Economic TRC Potential | F11 | Commercial | WA - College | New | Space Heating | Natural Gas | HVAC - Dedicated Outdoor Air System (DOAS) | A | Purchases (Cumulative) | Achievable Economic TRC Potential | 0 | 0 | 0 | 0 | 0 | 0 | 0 | 0 | 0 | 0 | 0 | 0 | 0 | 0 | 0 | 0 | 0 | 0 | 0 | 0 | 0 | 0 | 0 | 0 | 0 | 0 | 0
F1_Commercial_WA - College_New_Space Heating_Natural Gas_Destratification Fans (HVLS)_A_Achievable Economic TRC Potential | F1 | Commercial | WA - College | New | Space Heating | Natural Gas | Destratification Fans (HVLS) | A | Integrated Unit Energy Savings (kWh or therms) | Achievable Economic TRC Potential | 0 | 0 | 0 | 0 | 0 | 0 | 0 | 0 | 0 | 0 | 0 | 0 | 0 | 0 | 0 | 0 | 0 | 0 | 0 | 0 | 0 | 0 | 0 | 0 | 0 | 0 | 0
F2_Commercial_WA - College_New_Space Heating_Natural Gas_Destratification Fans (HVLS)_A_Achievable Economic TRC Potential | F2 | Commercial | WA - College | New | Space Heating | Natural Gas | Destratification Fans (HVLS) | A | Integrated Unit Summer Peak Savings (kW) | Achievable Economic TRC Potential | 0 | 0 | 0 | 0 | 0 | 0 | 0 | 0 | 0 | 0 | 0 | 0 | 0 | 0 | 0 | 0 | 0 | 0 | 0 | 0 | 0 | 0 | 0 | 0 | 0 | 0 | 0
F3_Commercial_WA - College_New_Space Heating_Natural Gas_Destratification Fans (HVLS)_A_Achievable Economic TRC Potential | F3 | Commercial | WA - College | New | Space Heating | Natural Gas | Destratification Fans (HVLS) | A | Integrated Unit Winter Peak Savings (kW) | Achievable Economic TRC Potential | 0 | 0 | 0 | 0 | 0 | 0 | 0 | 0 | 0 | 0 | 0 | 0 | 0 | 0 | 0 | 0 | 0 | 0 | 0 | 0 | 0 | 0 | 0 | 0 | 0 | 0 | 0
F4_Commercial_WA - College_New_Space Heating_Natural Gas_Destratification Fans (HVLS)_A_Achievable Economic TRC Potential | F4 | Commercial | WA - College | New | Space Heating | Natural Gas | Destratification Fans (HVLS) | A | Incremental Energy Savings (MWh or mTherms) | Achievable Economic TRC Potential | 0 | 0 | 0 | 0 | 0 | 0 | 0 | 0 | 0 | 0 | 0 | 0 | 0 | 0 | 0 | 0 | 0 | 0 | 0 | 0 | 0 | 0 | 0 | 0 | 0 | 0 | 0
F5_Commercial_WA - College_New_Space Heating_Natural Gas_Destratification Fans (HVLS)_A_Achievable Economic TRC Potential | F5 | Commercial | WA - College | New | Space Heating | Natural Gas | Destratification Fans (HVLS) | A | Incremental Summer Peak Savings (MW) | Achievable Economic TRC Potential | 0 | 0 | 0 | 0 | 0 | 0 | 0 | 0 | 0 | 0 | 0 | 0 | 0 | 0 | 0 | 0 | 0 | 0 | 0 | 0 | 0 | 0 | 0 | 0 | 0 | 0 | 0
F6_Commercial_WA - College_New_Space Heating_Natural Gas_Destratification Fans (HVLS)_A_Achievable Economic TRC Potential | F6 | Commercial | WA - College | New | Space Heating | Natural Gas | Destratification Fans (HVLS) | A | Incremental Winter Peak Savings (MW) | Achievable Economic TRC Potential | 0 | 0 | 0 | 0 | 0 | 0 | 0 | 0 | 0 | 0 | 0 | 0 | 0 | 0 | 0 | 0 | 0 | 0 | 0 | 0 | 0 | 0 | 0 | 0 | 0 | 0 | 0
F7_Commercial_WA - College_New_Space Heating_Natural Gas_Destratification Fans (HVLS)_A_Achievable Economic TRC Potential | F7 | Commercial | WA - College | New | Space Heating | Natural Gas | Destratification Fans (HVLS) | A | Cumulative Energy Savings (MWh or mTherms) | Achievable Economic TRC Potential | 0 | 0 | 0 | 0 | 0 | 0 | 0 | 0 | 0 | 0 | 0 | 0 | 0 | 0 | 0 | 0 | 0 | 0 | 0 | 0 | 0 | 0 | 0 | 0 | 0 | 0 | 0
F8_Commercial_WA - College_New_Space Heating_Natural Gas_Destratification Fans (HVLS)_A_Achievable Economic TRC Potential | F8 | Commercial | WA - College | New | Space Heating | Natural Gas | Destratification Fans (HVLS) | A | Cumulative Summer Peak Savings (MW) | Achievable Economic TRC Potential | 0 | 0 | 0 | 0 | 0 | 0 | 0 | 0 | 0 | 0 | 0 | 0 | 0 | 0 | 0 | 0 | 0 | 0 | 0 | 0 | 0 | 0 | 0 | 0 | 0 | 0 | 0
F9_Commercial_WA - College_New_Space Heating_Natural Gas_Destratification Fans (HVLS)_A_Achievable Economic TRC Potential | F9 | Commercial | WA - College | New | Space Heating | Natural Gas | Destratification Fans (HVLS) | A | Cumulative Winter Peak Savings (MW) | Achievable Economic TRC Potential | 0 | 0 | 0 | 0 | 0 | 0 | 0 | 0 | 0 | 0 | 0 | 0 | 0 | 0 | 0 | 0 | 0 | 0 | 0 | 0 | 0 | 0 | 0 | 0 | 0 | 0 | 0
F10_Commercial_WA - College_New_Space Heating_Natural Gas_Destratification Fans (HVLS)_A_Achievable Economic TRC Potential | F10 | Commercial | WA - College | New | Space Heating | Natural Gas | Destratification Fans (HVLS) | A | Purchases (Incremental) | Achievable Economic TRC Potential | 0 | 0 | 0 | 0 | 0 | 0 | 0 | 0 | 0 | 0 | 0 | 0 | 0 | 0 | 0 | 0 | 0 | 0 | 0 | 0 | 0 | 0 | 0 | 0 | 0 | 0 | 0
F11_Commercial_WA - College_New_Space Heating_Natural Gas_Destratification Fans (HVLS)_A_Achievable Economic TRC Potential | F11 | Commercial | WA - College | New | Space Heating | Natural Gas | Destratification Fans (HVLS) | A | Purchases (Cumulative) | Achievable Economic TRC Potential | 0 | 0 | 0 | 0 | 0 | 0 | 0 | 0 | 0 | 0 | 0 | 0 | 0 | 0 | 0 | 0 | 0 | 0 | 0 | 0 | 0 | 0 | 0 | 0 | 0 | 0 | 0
F1_Commercial_WA - College_New_Space Heating_Natural Gas_Gas Boiler - Maintenance_A_Achievable Economic TRC Potential | F1 | Commercial | WA - College | New | Space Heating | Natural Gas | Gas Boiler - Maintenance | A | Integrated Unit Energy Savings (kWh or therms) | Achievable Economic TRC Potential | 0 | 0 | 0 | 0 | 0 | 0 | 0 | 0 | 0 | 0 | 0 | 0 | 0 | 0 | 0 | 0 | 0 | 0 | 0 | 0 | 0 | 0 | 0 | 0 | 0 | 0 | 0
F2_Commercial_WA - College_New_Space Heating_Natural Gas_Gas Boiler - Maintenance_A_Achievable Economic TRC Potential | F2 | Commercial | WA - College | New | Space Heating | Natural Gas | Gas Boiler - Maintenance | A | Integrated Unit Summer Peak Savings (kW) | Achievable Economic TRC Potential | 0 | 0 | 0 | 0 | 0 | 0 | 0 | 0 | 0 | 0 | 0 | 0 | 0 | 0 | 0 | 0 | 0 | 0 | 0 | 0 | 0 | 0 | 0 | 0 | 0 | 0 | 0
F3_Commercial_WA - College_New_Space Heating_Natural Gas_Gas Boiler - Maintenance_A_Achievable Economic TRC Potential | F3 | Commercial | WA - College | New | Space Heating | Natural Gas | Gas Boiler - Maintenance | A | Integrated Unit Winter Peak Savings (kW) | Achievable Economic TRC Potential | 0 | 0 | 0 | 0 | 0 | 0 | 0 | 0 | 0 | 0 | 0 | 0 | 0 | 0 | 0 | 0 | 0 | 0 | 0 | 0 | 0 | 0 | 0 | 0 | 0 | 0 | 0
F4_Commercial_WA - College_New_Space Heating_Natural Gas_Gas Boiler - Maintenance_A_Achievable Economic TRC Potential | F4 | Commercial | WA - College | New | Space Heating | Natural Gas | Gas Boiler - Maintenance | A | Incremental Energy Savings (MWh or mTherms) | Achievable Economic TRC Potential | 0 | 0 | 0 | 0 | 0 | 0 | 0 | 0 | 0 | 0 | 0 | 0 | 0 | 0 | 0 | 0 | 0 | 0 | 0 | 0 | 0 | 0 | 0 | 0 | 0 | 0 | 0
F5_Commercial_WA - College_New_Space Heating_Natural Gas_Gas Boiler - Maintenance_A_Achievable Economic TRC Potential | F5 | Commercial | WA - College | New | Space Heating | Natural Gas | Gas Boiler - Maintenance | A | Incremental Summer Peak Savings (MW) | Achievable Economic TRC Potential | 0 | 0 | 0 | 0 | 0 | 0 | 0 | 0 | 0 | 0 | 0 | 0 | 0 | 0 | 0 | 0 | 0 | 0 | 0 | 0 | 0 | 0 | 0 | 0 | 0 | 0 | 0
F6_Commercial_WA - College_New_Space Heating_Natural Gas_Gas Boiler - Maintenance_A_Achievable Economic TRC Potential | F6 | Commercial | WA - College | New | Space Heating | Natural Gas | Gas Boiler - Maintenance | A | Incremental Winter Peak Savings (MW) | Achievable Economic TRC Potential | 0 | 0 | 0 | 0 | 0 | 0 | 0 | 0 | 0 | 0 | 0 | 0 | 0 | 0 | 0 | 0 | 0 | 0 | 0 | 0 | 0 | 0 | 0 | 0 | 0 | 0 | 0
F7_Commercial_WA - College_New_Space Heating_Natural Gas_Gas Boiler - Maintenance_A_Achievable Economic TRC Potential | F7 | Commercial | WA - College | New | Space Heating | Natural Gas | Gas Boiler - Maintenance | A | Cumulative Energy Savings (MWh or mTherms) | Achievable Economic TRC Potential | 0 | 0 | 0 | 0 | 0 | 0 | 0 | 0 | 0 | 0 | 0 | 0 | 0 | 0 | 0 | 0 | 0 | 0 | 0 | 0 | 0 | 0 | 0 | 0 | 0 | 0 | 0
F8_Commercial_WA - College_New_Space Heating_Natural Gas_Gas Boiler - Maintenance_A_Achievable Economic TRC Potential | F8 | Commercial | WA - College | New | Space Heating | Natural Gas | Gas Boiler - Maintenance | A | Cumulative Summer Peak Savings (MW) | Achievable Economic TRC Potential | 0 | 0 | 0 | 0 | 0 | 0 | 0 | 0 | 0 | 0 | 0 | 0 | 0 | 0 | 0 | 0 | 0 | 0 | 0 | 0 | 0 | 0 | 0 | 0 | 0 | 0 | 0
F9_Commercial_WA - College_New_Space Heating_Natural Gas_Gas Boiler - Maintenance_A_Achievable Economic TRC Potential | F9 | Commercial | WA - College | New | Space Heating | Natural Gas | Gas Boiler - Maintenance | A | Cumulative Winter Peak Savings (MW) | Achievable Economic TRC Potential | 0 | 0 | 0 | 0 | 0 | 0 | 0 | 0 | 0 | 0 | 0 | 0 | 0 | 0 | 0 | 0 | 0 | 0 | 0 | 0 | 0 | 0 | 0 | 0 | 0 | 0 | 0
F10_Commercial_WA - College_New_Space Heating_Natural Gas_Gas Boiler - Maintenance_A_Achievable Economic TRC Potential | F10 | Commercial | WA - College | New | Space Heating | Natural Gas | Gas Boiler - Maintenance | A | Purchases (Incremental) | Achievable Economic TRC Potential | 0 | 0 | 0 | 0 | 0 | 0 | 0 | 0 | 0 | 0 | 0 | 0 | 0 | 0 | 0 | 0 | 0 | 0 | 0 | 0 | 0 | 0 | 0 | 0 | 0 | 0 | 0
F11_Commercial_WA - College_New_Space Heating_Natural Gas_Gas Boiler - Maintenance_A_Achievable Economic TRC Potential | F11 | Commercial | WA - College | New | Space Heating | Natural Gas | Gas Boiler - Maintenance | A | Purchases (Cumulative) | Achievable Economic TRC Potential | 0 | 0 | 0 | 0 | 0 | 0 | 0 | 0 | 0 | 0 | 0 | 0 | 0 | 0 | 0 | 0 | 0 | 0 | 0 | 0 | 0 | 0 | 0 | 0 | 0 | 0 | 0
F1_Commercial_WA - College_New_Space Heating_Natural Gas_Gas Furnace - Maintenance_A_Achievable Economic TRC Potential | F1 | Commercial | WA - College | New | Space Heating | Natural Gas | Gas Furnace - Maintenance | A | Integrated Unit Energy Savings (kWh or therms) | Achievable Economic TRC Potential | 0 | 0 | 0 | 0 | 0 | 0 | 0 | 0 | 0 | 0 | 0 | 0 | 0 | 0 | 0 | 0 | 0 | 0 | 0 | 0 | 0 | 0 | 0 | 0 | 0 | 0 | 0
F2_Commercial_WA - College_New_Space Heating_Natural Gas_Gas Furnace - Maintenance_A_Achievable Economic TRC Potential | F2 | Commercial | WA - College | New | Space Heating | Natural Gas | Gas Furnace - Maintenance | A | Integrated Unit Summer Peak Savings (kW) | Achievable Economic TRC Potential | 0 | 0 | 0 | 0 | 0 | 0 | 0 | 0 | 0 | 0 | 0 | 0 | 0 | 0 | 0 | 0 | 0 | 0 | 0 | 0 | 0 | 0 | 0 | 0 | 0 | 0 | 0
F3_Commercial_WA - College_New_Space Heating_Natural Gas_Gas Furnace - Maintenance_A_Achievable Economic TRC Potential | F3 | Commercial | WA - College | New | Space Heating | Natural Gas | Gas Furnace - Maintenance | A | Integrated Unit Winter Peak Savings (kW) | Achievable Economic TRC Potential | 0 | 0 | 0 | 0 | 0 | 0 | 0 | 0 | 0 | 0 | 0 | 0 | 0 | 0 | 0 | 0 | 0 | 0 | 0 | 0 | 0 | 0 | 0 | 0 | 0 | 0 | 0
F4_Commercial_WA - College_New_Space Heating_Natural Gas_Gas Furnace - Maintenance_A_Achievable Economic TRC Potential | F4 | Commercial | WA - College | New | Space Heating | Natural Gas | Gas Furnace - Maintenance | A | Incremental Energy Savings (MWh or mTherms) | Achievable Economic TRC Potential | 0 | 0 | 0 | 0 | 0 | 0 | 0 | 0 | 0 | 0 | 0 | 0 | 0 | 0 | 0 | 0 | 0 | 0 | 0 | 0 | 0 | 0 | 0 | 0 | 0 | 0 | 0
F5_Commercial_WA - College_New_Space Heating_Natural Gas_Gas Furnace - Maintenance_A_Achievable Economic TRC Potential | F5 | Commercial | WA - College | New | Space Heating | Natural Gas | Gas Furnace - Maintenance | A | Incremental Summer Peak Savings (MW) | Achievable Economic TRC Potential | 0 | 0 | 0 | 0 | 0 | 0 | 0 | 0 | 0 | 0 | 0 | 0 | 0 | 0 | 0 | 0 | 0 | 0 | 0 | 0 | 0 | 0 | 0 | 0 | 0 | 0 | 0
F6_Commercial_WA - College_New_Space Heating_Natural Gas_Gas Furnace - Maintenance_A_Achievable Economic TRC Potential | F6 | Commercial | WA - College | New | Space Heating | Natural Gas | Gas Furnace - Maintenance | A | Incremental Winter Peak Savings (MW) | Achievable Economic TRC Potential | 0 | 0 | 0 | 0 | 0 | 0 | 0 | 0 | 0 | 0 | 0 | 0 | 0 | 0 | 0 | 0 | 0 | 0 | 0 | 0 | 0 | 0 | 0 | 0 | 0 | 0 | 0
F7_Commercial_WA - College_New_Space Heating_Natural Gas_Gas Furnace - Maintenance_A_Achievable Economic TRC Potential | F7 | Commercial | WA - College | New | Space Heating | Natural Gas | Gas Furnace - Maintenance | A | Cumulative Energy Savings (MWh or mTherms) | Achievable Economic TRC Potential | 0 | 0 | 0 | 0 | 0 | 0 | 0 | 0 | 0 | 0 | 0 | 0 | 0 | 0 | 0 | 0 | 0 | 0 | 0 | 0 | 0 | 0 | 0 | 0 | 0 | 0 | 0
F8_Commercial_WA - College_New_Space Heating_Natural Gas_Gas Furnace - Maintenance_A_Achievable Economic TRC Potential | F8 | Commercial | WA - College | New | Space Heating | Natural Gas | Gas Furnace - Maintenance | A | Cumulative Summer Peak Savings (MW) | Achievable Economic TRC Potential | 0 | 0 | 0 | 0 | 0 | 0 | 0 | 0 | 0 | 0 | 0 | 0 | 0 | 0 | 0 | 0 | 0 | 0 | 0 | 0 | 0 | 0 | 0 | 0 | 0 | 0 | 0
F9_Commercial_WA - College_New_Space Heating_Natural Gas_Gas Furnace - Maintenance_A_Achievable Economic TRC Potential | F9 | Commercial | WA - College | New | Space Heating | Natural Gas | Gas Furnace - Maintenance | A | Cumulative Winter Peak Savings (MW) | Achievable Economic TRC Potential | 0 | 0 | 0 | 0 | 0 | 0 | 0 | 0 | 0 | 0 | 0 | 0 | 0 | 0 | 0 | 0 | 0 | 0 | 0 | 0 | 0 | 0 | 0 | 0 | 0 | 0 | 0
F10_Commercial_WA - College_New_Space Heating_Natural Gas_Gas Furnace - Maintenance_A_Achievable Economic TRC Potential | F10 | Commercial | WA - College | New | Space Heating | Natural Gas | Gas Furnace - Maintenance | A | Purchases (Incremental) | Achievable Economic TRC Potential | 0 | 0 | 0 | 0 | 0 | 0 | 0 | 0 | 0 | 0 | 0 | 0 | 0 | 0 | 0 | 0 | 0 | 0 | 0 | 0 | 0 | 0 | 0 | 0 | 0 | 0 | 0
F11_Commercial_WA - College_New_Space Heating_Natural Gas_Gas Furnace - Maintenance_A_Achievable Economic TRC Potential | F11 | Commercial | WA - College | New | Space Heating | Natural Gas | Gas Furnace - Maintenance | A | Purchases (Cumulative) | Achievable Economic TRC Potential | 0 | 0 | 0 | 0 | 0 | 0 | 0 | 0 | 0 | 0 | 0 | 0 | 0 | 0 | 0 | 0 | 0 | 0 | 0 | 0 | 0 | 0 | 0 | 0 | 0 | 0 | 0
F1_Commercial_WA - College_New_Space Heating_Natural Gas_Gas Boiler - Hot Water Reset_A_Achievable Economic TRC Potential | F1 | Commercial | WA - College | New | Space Heating | Natural Gas | Gas Boiler - Hot Water Reset | A | Integrated Unit Energy Savings (kWh or therms) | Achievable Economic TRC Potential | 0 | 0 | 0 | 0 | 0 | 0 | 0 | 0 | 0 | 0 | 0 | 0 | 0 | 0 | 0 | 0 | 0 | 0 | 0 | 0 | 0 | 0 | 0 | 0 | 0 | 0 | 0
F2_Commercial_WA - College_New_Space Heating_Natural Gas_Gas Boiler - Hot Water Reset_A_Achievable Economic TRC Potential | F2 | Commercial | WA - College | New | Space Heating | Natural Gas | Gas Boiler - Hot Water Reset | A | Integrated Unit Summer Peak Savings (kW) | Achievable Economic TRC Potential | 0 | 0 | 0 | 0 | 0 | 0 | 0 | 0 | 0 | 0 | 0 | 0 | 0 | 0 | 0 | 0 | 0 | 0 | 0 | 0 | 0 | 0 | 0 | 0 | 0 | 0 | 0
F3_Commercial_WA - College_New_Space Heating_Natural Gas_Gas Boiler - Hot Water Reset_A_Achievable Economic TRC Potential | F3 | Commercial | WA - College | New | Space Heating | Natural Gas | Gas Boiler - Hot Water Reset | A | Integrated Unit Winter Peak Savings (kW) | Achievable Economic TRC Potential | 0 | 0 | 0 | 0 | 0 | 0 | 0 | 0 | 0 | 0 | 0 | 0 | 0 | 0 | 0 | 0 | 0 | 0 | 0 | 0 | 0 | 0 | 0 | 0 | 0 | 0 | 0
F4_Commercial_WA - College_New_Space Heating_Natural Gas_Gas Boiler - Hot Water Reset_A_Achievable Economic TRC Potential | F4 | Commercial | WA - College | New | Space Heating | Natural Gas | Gas Boiler - Hot Water Reset | A | Incremental Energy Savings (MWh or mTherms) | Achievable Economic TRC Potential | 0 | 0 | 0 | 0 | 0 | 0 | 0 | 0 | 0 | 0 | 0 | 0 | 0 | 0 | 0 | 0 | 0 | 0 | 0 | 0 | 0 | 0 | 0 | 0 | 0 | 0 | 0
F5_Commercial_WA - College_New_Space Heating_Natural Gas_Gas Boiler - Hot Water Reset_A_Achievable Economic TRC Potential | F5 | Commercial | WA - College | New | Space Heating | Natural Gas | Gas Boiler - Hot Water Reset | A | Incremental Summer Peak Savings (MW) | Achievable Economic TRC Potential | 0 | 0 | 0 | 0 | 0 | 0 | 0 | 0 | 0 | 0 | 0 | 0 | 0 | 0 | 0 | 0 | 0 | 0 | 0 | 0 | 0 | 0 | 0 | 0 | 0 | 0 | 0
F6_Commercial_WA - College_New_Space Heating_Natural Gas_Gas Boiler - Hot Water Reset_A_Achievable Economic TRC Potential | F6 | Commercial | WA - College | New | Space Heating | Natural Gas | Gas Boiler - Hot Water Reset | A | Incremental Winter Peak Savings (MW) | Achievable Economic TRC Potential | 0 | 0 | 0 | 0 | 0 | 0 | 0 | 0 | 0 | 0 | 0 | 0 | 0 | 0 | 0 | 0 | 0 | 0 | 0 | 0 | 0 | 0 | 0 | 0 | 0 | 0 | 0
F7_Commercial_WA - College_New_Space Heating_Natural Gas_Gas Boiler - Hot Water Reset_A_Achievable Economic TRC Potential | F7 | Commercial | WA - College | New | Space Heating | Natural Gas | Gas Boiler - Hot Water Reset | A | Cumulative Energy Savings (MWh or mTherms) | Achievable Economic TRC Potential | 0 | 0 | 0 | 0 | 0 | 0 | 0 | 0 | 0 | 0 | 0 | 0 | 0 | 0 | 0 | 0 | 0 | 0 | 0 | 0 | 0 | 0 | 0 | 0 | 0 | 0 | 0
F8_Commercial_WA - College_New_Space Heating_Natural Gas_Gas Boiler - Hot Water Reset_A_Achievable Economic TRC Potential | F8 | Commercial | WA - College | New | Space Heating | Natural Gas | Gas Boiler - Hot Water Reset | A | Cumulative Summer Peak Savings (MW) | Achievable Economic TRC Potential | 0 | 0 | 0 | 0 | 0 | 0 | 0 | 0 | 0 | 0 | 0 | 0 | 0 | 0 | 0 | 0 | 0 | 0 | 0 | 0 | 0 | 0 | 0 | 0 | 0 | 0 | 0
F9_Commercial_WA - College_New_Space Heating_Natural Gas_Gas Boiler - Hot Water Reset_A_Achievable Economic TRC Potential | F9 | Commercial | WA - College | New | Space Heating | Natural Gas | Gas Boiler - Hot Water Reset | A | Cumulative Winter Peak Savings (MW) | Achievable Economic TRC Potential | 0 | 0 | 0 | 0 | 0 | 0 | 0 | 0 | 0 | 0 | 0 | 0 | 0 | 0 | 0 | 0 | 0 | 0 | 0 | 0 | 0 | 0 | 0 | 0 | 0 | 0 | 0
F10_Commercial_WA - College_New_Space Heating_Natural Gas_Gas Boiler - Hot Water Reset_A_Achievable Economic TRC Potential | F10 | Commercial | WA - College | New | Space Heating | Natural Gas | Gas Boiler - Hot Water Reset | A | Purchases (Incremental) | Achievable Economic TRC Potential | 0 | 0 | 0 | 0 | 0 | 0 | 0 | 0 | 0 | 0 | 0 | 0 | 0 | 0 | 0 | 0 | 0 | 0 | 0 | 0 | 0 | 0 | 0 | 0 | 0 | 0 | 0
F11_Commercial_WA - College_New_Space Heating_Natural Gas_Gas Boiler - Hot Water Reset_A_Achievable Economic TRC Potential | F11 | Commercial | WA - College | New | Space Heating | Natural Gas | Gas Boiler - Hot Water Reset | A | Purchases (Cumulative) | Achievable Economic TRC Potential | 0 | 0 | 0 | 0 | 0 | 0 | 0 | 0 | 0 | 0 | 0 | 0 | 0 | 0 | 0 | 0 | 0 | 0 | 0 | 0 | 0 | 0 | 0 | 0 | 0 | 0 | 0
F1_Commercial_WA - College_New_Space Heating_Natural Gas_Gas Boiler - Steam Trap Replacement_A_Achievable Economic TRC Potential | F1 | Commercial | WA - College | New | Space Heating | Natural Gas | Gas Boiler - Steam Trap Replacement | A | Integrated Unit Energy Savings (kWh or therms) | Achievable Economic TRC Potential | 0 | 0 | 0 | 0 | 0 | 0 | 0 | 0 | 0 | 0 | 0 | 0 | 0 | 0 | 0 | 0 | 0 | 0 | 0 | 0 | 0 | 0 | 0 | 0 | 0 | 0 | 0
F2_Commercial_WA - College_New_Space Heating_Natural Gas_Gas Boiler - Steam Trap Replacement_A_Achievable Economic TRC Potential | F2 | Commercial | WA - College | New | Space Heating | Natural Gas | Gas Boiler - Steam Trap Replacement | A | Integrated Unit Summer Peak Savings (kW) | Achievable Economic TRC Potential | 0 | 0 | 0 | 0 | 0 | 0 | 0 | 0 | 0 | 0 | 0 | 0 | 0 | 0 | 0 | 0 | 0 | 0 | 0 | 0 | 0 | 0 | 0 | 0 | 0 | 0 | 0
F3_Commercial_WA - College_New_Space Heating_Natural Gas_Gas Boiler - Steam Trap Replacement_A_Achievable Economic TRC Potential | F3 | Commercial | WA - College | New | Space Heating | Natural Gas | Gas Boiler - Steam Trap Replacement | A | Integrated Unit Winter Peak Savings (kW) | Achievable Economic TRC Potential | 0 | 0 | 0 | 0 | 0 | 0 | 0 | 0 | 0 | 0 | 0 | 0 | 0 | 0 | 0 | 0 | 0 | 0 | 0 | 0 | 0 | 0 | 0 | 0 | 0 | 0 | 0
F4_Commercial_WA - College_New_Space Heating_Natural Gas_Gas Boiler - Steam Trap Replacement_A_Achievable Economic TRC Potential | F4 | Commercial | WA - College | New | Space Heating | Natural Gas | Gas Boiler - Steam Trap Replacement | A | Incremental Energy Savings (MWh or mTherms) | Achievable Economic TRC Potential | 0 | 0 | 0 | 0 | 0 | 0 | 0 | 0 | 0 | 0 | 0 | 0 | 0 | 0 | 0 | 0 | 0 | 0 | 0 | 0 | 0 | 0 | 0 | 0 | 0 | 0 | 0
F5_Commercial_WA - College_New_Space Heating_Natural Gas_Gas Boiler - Steam Trap Replacement_A_Achievable Economic TRC Potential | F5 | Commercial | WA - College | New | Space Heating | Natural Gas | Gas Boiler - Steam Trap Replacement | A | Incremental Summer Peak Savings (MW) | Achievable Economic TRC Potential | 0 | 0 | 0 | 0 | 0 | 0 | 0 | 0 | 0 | 0 | 0 | 0 | 0 | 0 | 0 | 0 | 0 | 0 | 0 | 0 | 0 | 0 | 0 | 0 | 0 | 0 | 0
F6_Commercial_WA - College_New_Space Heating_Natural Gas_Gas Boiler - Steam Trap Replacement_A_Achievable Economic TRC Potential | F6 | Commercial | WA - College | New | Space Heating | Natural Gas | Gas Boiler - Steam Trap Replacement | A | Incremental Winter Peak Savings (MW) | Achievable Economic TRC Potential | 0 | 0 | 0 | 0 | 0 | 0 | 0 | 0 | 0 | 0 | 0 | 0 | 0 | 0 | 0 | 0 | 0 | 0 | 0 | 0 | 0 | 0 | 0 | 0 | 0 | 0 | 0
F7_Commercial_WA - College_New_Space Heating_Natural Gas_Gas Boiler - Steam Trap Replacement_A_Achievable Economic TRC Potential | F7 | Commercial | WA - College | New | Space Heating | Natural Gas | Gas Boiler - Steam Trap Replacement | A | Cumulative Energy Savings (MWh or mTherms) | Achievable Economic TRC Potential | 0 | 0 | 0 | 0 | 0 | 0 | 0 | 0 | 0 | 0 | 0 | 0 | 0 | 0 | 0 | 0 | 0 | 0 | 0 | 0 | 0 | 0 | 0 | 0 | 0 | 0 | 0
F8_Commercial_WA - College_New_Space Heating_Natural Gas_Gas Boiler - Steam Trap Replacement_A_Achievable Economic TRC Potential | F8 | Commercial | WA - College | New | Space Heating | Natural Gas | Gas Boiler - Steam Trap Replacement | A | Cumulative Summer Peak Savings (MW) | Achievable Economic TRC Potential | 0 | 0 | 0 | 0 | 0 | 0 | 0 | 0 | 0 | 0 | 0 | 0 | 0 | 0 | 0 | 0 | 0 | 0 | 0 | 0 | 0 | 0 | 0 | 0 | 0 | 0 | 0
F9_Commercial_WA - College_New_Space Heating_Natural Gas_Gas Boiler - Steam Trap Replacement_A_Achievable Economic TRC Potential | F9 | Commercial | WA - College | New | Space Heating | Natural Gas | Gas Boiler - Steam Trap Replacement | A | Cumulative Winter Peak Savings (MW) | Achievable Economic TRC Potential | 0 | 0 | 0 | 0 | 0 | 0 | 0 | 0 | 0 | 0 | 0 | 0 | 0 | 0 | 0 | 0 | 0 | 0 | 0 | 0 | 0 | 0 | 0 | 0 | 0 | 0 | 0
F10_Commercial_WA - College_New_Space Heating_Natural Gas_Gas Boiler - Steam Trap Replacement_A_Achievable Economic TRC Potential | F10 | Commercial | WA - College | New | Space Heating | Natural Gas | Gas Boiler - Steam Trap Replacement | A | Purchases (Incremental) | Achievable Economic TRC Potential | 0 | 0 | 0 | 0 | 0 | 0 | 0 | 0 | 0 | 0 | 0 | 0 | 0 | 0 | 0 | 0 | 0 | 0 | 0 | 0 | 0 | 0 | 0 | 0 | 0 | 0 | 0
F11_Commercial_WA - College_New_Space Heating_Natural Gas_Gas Boiler - Steam Trap Replacement_A_Achievable Economic TRC Potential | F11 | Commercial | WA - College | New | Space Heating | Natural Gas | Gas Boiler - Steam Trap Replacement | A | Purchases (Cumulative) | Achievable Economic TRC Potential | 0 | 0 | 0 | 0 | 0 | 0 | 0 | 0 | 0 | 0 | 0 | 0 | 0 | 0 | 0 | 0 | 0 | 0 | 0 | 0 | 0 | 0 | 0 | 0 | 0 | 0 | 0
F1_Commercial_WA - College_New_Space Heating_Natural Gas_Gas Boiler - High Turndown Burner_A_Achievable Economic TRC Potential | F1 | Commercial | WA - College | New | Space Heating | Natural Gas | Gas Boiler - High Turndown Burner | A | Integrated Unit Energy Savings (kWh or therms) | Achievable Economic TRC Potential | 0 | 0 | 0 | 0 | 0 | 0 | 0 | 0 | 0 | 0 | 0 | 0 | 0 | 0 | 0 | 0 | 0 | 0 | 0 | 0 | 0 | 0 | 0 | 0 | 0 | 0 | 0
F2_Commercial_WA - College_New_Space Heating_Natural Gas_Gas Boiler - High Turndown Burner_A_Achievable Economic TRC Potential | F2 | Commercial | WA - College | New | Space Heating | Natural Gas | Gas Boiler - High Turndown Burner | A | Integrated Unit Summer Peak Savings (kW) | Achievable Economic TRC Potential | 0 | 0 | 0 | 0 | 0 | 0 | 0 | 0 | 0 | 0 | 0 | 0 | 0 | 0 | 0 | 0 | 0 | 0 | 0 | 0 | 0 | 0 | 0 | 0 | 0 | 0 | 0
F3_Commercial_WA - College_New_Space Heating_Natural Gas_Gas Boiler - High Turndown Burner_A_Achievable Economic TRC Potential | F3 | Commercial | WA - College | New | Space Heating | Natural Gas | Gas Boiler - High Turndown Burner | A | Integrated Unit Winter Peak Savings (kW) | Achievable Economic TRC Potential | 0 | 0 | 0 | 0 | 0 | 0 | 0 | 0 | 0 | 0 | 0 | 0 | 0 | 0 | 0 | 0 | 0 | 0 | 0 | 0 | 0 | 0 | 0 | 0 | 0 | 0 | 0
F4_Commercial_WA - College_New_Space Heating_Natural Gas_Gas Boiler - High Turndown Burner_A_Achievable Economic TRC Potential | F4 | Commercial | WA - College | New | Space Heating | Natural Gas | Gas Boiler - High Turndown Burner | A | Incremental Energy Savings (MWh or mTherms) | Achievable Economic TRC Potential | 0 | 0 | 0 | 0 | 0 | 0 | 0 | 0 | 0 | 0 | 0 | 0 | 0 | 0 | 0 | 0 | 0 | 0 | 0 | 0 | 0 | 0 | 0 | 0 | 0 | 0 | 0
F5_Commercial_WA - College_New_Space Heating_Natural Gas_Gas Boiler - High Turndown Burner_A_Achievable Economic TRC Potential | F5 | Commercial | WA - College | New | Space Heating | Natural Gas | Gas Boiler - High Turndown Burner | A | Incremental Summer Peak Savings (MW) | Achievable Economic TRC Potential | 0 | 0 | 0 | 0 | 0 | 0 | 0 | 0 | 0 | 0 | 0 | 0 | 0 | 0 | 0 | 0 | 0 | 0 | 0 | 0 | 0 | 0 | 0 | 0 | 0 | 0 | 0
F6_Commercial_WA - College_New_Space Heating_Natural Gas_Gas Boiler - High Turndown Burner_A_Achievable Economic TRC Potential | F6 | Commercial | WA - College | New | Space Heating | Natural Gas | Gas Boiler - High Turndown Burner | A | Incremental Winter Peak Savings (MW) | Achievable Economic TRC Potential | 0 | 0 | 0 | 0 | 0 | 0 | 0 | 0 | 0 | 0 | 0 | 0 | 0 | 0 | 0 | 0 | 0 | 0 | 0 | 0 | 0 | 0 | 0 | 0 | 0 | 0 | 0
F7_Commercial_WA - College_New_Space Heating_Natural Gas_Gas Boiler - High Turndown Burner_A_Achievable Economic TRC Potential | F7 | Commercial | WA - College | New | Space Heating | Natural Gas | Gas Boiler - High Turndown Burner | A | Cumulative Energy Savings (MWh or mTherms) | Achievable Economic TRC Potential | 0 | 0 | 0 | 0 | 0 | 0 | 0 | 0 | 0 | 0 | 0 | 0 | 0 | 0 | 0 | 0 | 0 | 0 | 0 | 0 | 0 | 0 | 0 | 0 | 0 | 0 | 0
F8_Commercial_WA - College_New_Space Heating_Natural Gas_Gas Boiler - High Turndown Burner_A_Achievable Economic TRC Potential | F8 | Commercial | WA - College | New | Space Heating | Natural Gas | Gas Boiler - High Turndown Burner | A | Cumulative Summer Peak Savings (MW) | Achievable Economic TRC Potential | 0 | 0 | 0 | 0 | 0 | 0 | 0 | 0 | 0 | 0 | 0 | 0 | 0 | 0 | 0 | 0 | 0 | 0 | 0 | 0 | 0 | 0 | 0 | 0 | 0 | 0 | 0
F9_Commercial_WA - College_New_Space Heating_Natural Gas_Gas Boiler - High Turndown Burner_A_Achievable Economic TRC Potential | F9 | Commercial | WA - College | New | Space Heating | Natural Gas | Gas Boiler - High Turndown Burner | A | Cumulative Winter Peak Savings (MW) | Achievable Economic TRC Potential | 0 | 0 | 0 | 0 | 0 | 0 | 0 | 0 | 0 | 0 | 0 | 0 | 0 | 0 | 0 | 0 | 0 | 0 | 0 | 0 | 0 | 0 | 0 | 0 | 0 | 0 | 0
F10_Commercial_WA - College_New_Space Heating_Natural Gas_Gas Boiler - High Turndown Burner_A_Achievable Economic TRC Potential | F10 | Commercial | WA - College | New | Space Heating | Natural Gas | Gas Boiler - High Turndown Burner | A | Purchases (Incremental) | Achievable Economic TRC Potential | 0 | 0 | 0 | 0 | 0 | 0 | 0 | 0 | 0 | 0 | 0 | 0 | 0 | 0 | 0 | 0 | 0 | 0 | 0 | 0 | 0 | 0 | 0 | 0 | 0 | 0 | 0
F11_Commercial_WA - College_New_Space Heating_Natural Gas_Gas Boiler - High Turndown Burner_A_Achievable Economic TRC Potential | F11 | Commercial | WA - College | New | Space Heating | Natural Gas | Gas Boiler - High Turndown Burner | A | Purchases (Cumulative) | Achievable Economic TRC Potential | 0 | 0 | 0 | 0 | 0 | 0 | 0 | 0 | 0 | 0 | 0 | 0 | 0 | 0 | 0 | 0 | 0 | 0 | 0 | 0 | 0 | 0 | 0 | 0 | 0 | 0 | 0
F1_Commercial_WA - College_New_Space Heating_Natural Gas_Gas Boiler - Burner Control Optimization_A_Achievable Economic TRC Potential | F1 | Commercial | WA - College | New | Space Heating | Natural Gas | Gas Boiler - Burner Control Optimization | A | Integrated Unit Energy Savings (kWh or therms) | Achievable Economic TRC Potential | 0 | 0 | 0 | 0 | 0 | 0 | 0 | 0 | 0 | 0 | 0 | 0 | 0 | 0 | 0 | 0 | 0 | 0 | 0 | 0 | 0 | 0 | 0 | 0 | 0 | 0 | 0
F2_Commercial_WA - College_New_Space Heating_Natural Gas_Gas Boiler - Burner Control Optimization_A_Achievable Economic TRC Potential | F2 | Commercial | WA - College | New | Space Heating | Natural Gas | Gas Boiler - Burner Control Optimization | A | Integrated Unit Summer Peak Savings (kW) | Achievable Economic TRC Potential | 0 | 0 | 0 | 0 | 0 | 0 | 0 | 0 | 0 | 0 | 0 | 0 | 0 | 0 | 0 | 0 | 0 | 0 | 0 | 0 | 0 | 0 | 0 | 0 | 0 | 0 | 0
F3_Commercial_WA - College_New_Space Heating_Natural Gas_Gas Boiler - Burner Control Optimization_A_Achievable Economic TRC Potential | F3 | Commercial | WA - College | New | Space Heating | Natural Gas | Gas Boiler - Burner Control Optimization | A | Integrated Unit Winter Peak Savings (kW) | Achievable Economic TRC Potential | 0 | 0 | 0 | 0 | 0 | 0 | 0 | 0 | 0 | 0 | 0 | 0 | 0 | 0 | 0 | 0 | 0 | 0 | 0 | 0 | 0 | 0 | 0 | 0 | 0 | 0 | 0
F4_Commercial_WA - College_New_Space Heating_Natural Gas_Gas Boiler - Burner Control Optimization_A_Achievable Economic TRC Potential | F4 | Commercial | WA - College | New | Space Heating | Natural Gas | Gas Boiler - Burner Control Optimization | A | Incremental Energy Savings (MWh or mTherms) | Achievable Economic TRC Potential | 0 | 0 | 0 | 0 | 0 | 0 | 0 | 0 | 0 | 0 | 0 | 0 | 0 | 0 | 0 | 0 | 0 | 0 | 0 | 0 | 0 | 0 | 0 | 0 | 0 | 0 | 0
F5_Commercial_WA - College_New_Space Heating_Natural Gas_Gas Boiler - Burner Control Optimization_A_Achievable Economic TRC Potential | F5 | Commercial | WA - College | New | Space Heating | Natural Gas | Gas Boiler - Burner Control Optimization | A | Incremental Summer Peak Savings (MW) | Achievable Economic TRC Potential | 0 | 0 | 0 | 0 | 0 | 0 | 0 | 0 | 0 | 0 | 0 | 0 | 0 | 0 | 0 | 0 | 0 | 0 | 0 | 0 | 0 | 0 | 0 | 0 | 0 | 0 | 0
F6_Commercial_WA - College_New_Space Heating_Natural Gas_Gas Boiler - Burner Control Optimization_A_Achievable Economic TRC Potential | F6 | Commercial | WA - College | New | Space Heating | Natural Gas | Gas Boiler - Burner Control Optimization | A | Incremental Winter Peak Savings (MW) | Achievable Economic TRC Potential | 0 | 0 | 0 | 0 | 0 | 0 | 0 | 0 | 0 | 0 | 0 | 0 | 0 | 0 | 0 | 0 | 0 | 0 | 0 | 0 | 0 | 0 | 0 | 0 | 0 | 0 | 0
F7_Commercial_WA - College_New_Space Heating_Natural Gas_Gas Boiler - Burner Control Optimization_A_Achievable Economic TRC Potential | F7 | Commercial | WA - College | New | Space Heating | Natural Gas | Gas Boiler - Burner Control Optimization | A | Cumulative Energy Savings (MWh or mTherms) | Achievable Economic TRC Potential | 0 | 0 | 0 | 0 | 0 | 0 | 0 | 0 | 0 | 0 | 0 | 0 | 0 | 0 | 0 | 0 | 0 | 0 | 0 | 0 | 0 | 0 | 0 | 0 | 0 | 0 | 0
F8_Commercial_WA - College_New_Space Heating_Natural Gas_Gas Boiler - Burner Control Optimization_A_Achievable Economic TRC Potential | F8 | Commercial | WA - College | New | Space Heating | Natural Gas | Gas Boiler - Burner Control Optimization | A | Cumulative Summer Peak Savings (MW) | Achievable Economic TRC Potential | 0 | 0 | 0 | 0 | 0 | 0 | 0 | 0 | 0 | 0 | 0 | 0 | 0 | 0 | 0 | 0 | 0 | 0 | 0 | 0 | 0 | 0 | 0 | 0 | 0 | 0 | 0
F9_Commercial_WA - College_New_Space Heating_Natural Gas_Gas Boiler - Burner Control Optimization_A_Achievable Economic TRC Potential | F9 | Commercial | WA - College | New | Space Heating | Natural Gas | Gas Boiler - Burner Control Optimization | A | Cumulative Winter Peak Savings (MW) | Achievable Economic TRC Potential | 0 | 0 | 0 | 0 | 0 | 0 | 0 | 0 | 0 | 0 | 0 | 0 | 0 | 0 | 0 | 0 | 0 | 0 | 0 | 0 | 0 | 0 | 0 | 0 | 0 | 0 | 0
F10_Commercial_WA - College_New_Space Heating_Natural Gas_Gas Boiler - Burner Control Optimization_A_Achievable Economic TRC Potential | F10 | Commercial | WA - College | New | Space Heating | Natural Gas | Gas Boiler - Burner Control Optimization | A | Purchases (Incremental) | Achievable Economic TRC Potential | 0 | 0 | 0 | 0 | 0 | 0 | 0 | 0 | 0 | 0 | 0 | 0 | 0 | 0 | 0 | 0 | 0 | 0 | 0 | 0 | 0 | 0 | 0 | 0 | 0 | 0 | 0
F11_Commercial_WA - College_New_Space Heating_Natural Gas_Gas Boiler - Burner Control Optimization_A_Achievable Economic TRC Potential | F11 | Commercial | WA - College | New | Space Heating | Natural Gas | Gas Boiler - Burner Control Optimization | A | Purchases (Cumulative) | Achievable Economic TRC Potential | 0 | 0 | 0 | 0 | 0 | 0 | 0 | 0 | 0 | 0 | 0 | 0 | 0 | 0 | 0 | 0 | 0 | 0 | 0 | 0 | 0 | 0 | 0 | 0 | 0 | 0 | 0
F1_Commercial_WA - College_New_Space Heating_Natural Gas_Gas Boiler - Stack Economizer_A_Achievable Economic TRC Potential | F1 | Commercial | WA - College | New | Space Heating | Natural Gas | Gas Boiler - Stack Economizer | A | Integrated Unit Energy Savings (kWh or therms) | Achievable Economic TRC Potential | 0 | 0 | 0 | 0 | 0 | 0 | 0 | 0 | 0 | 0 | 0 | 0 | 0 | 0 | 0 | 0 | 0 | 0 | 0 | 0 | 0 | 0 | 0 | 0 | 0 | 0 | 0
F2_Commercial_WA - College_New_Space Heating_Natural Gas_Gas Boiler - Stack Economizer_A_Achievable Economic TRC Potential | F2 | Commercial | WA - College | New | Space Heating | Natural Gas | Gas Boiler - Stack Economizer | A | Integrated Unit Summer Peak Savings (kW) | Achievable Economic TRC Potential | 0 | 0 | 0 | 0 | 0 | 0 | 0 | 0 | 0 | 0 | 0 | 0 | 0 | 0 | 0 | 0 | 0 | 0 | 0 | 0 | 0 | 0 | 0 | 0 | 0 | 0 | 0
F3_Commercial_WA - College_New_Space Heating_Natural Gas_Gas Boiler - Stack Economizer_A_Achievable Economic TRC Potential | F3 | Commercial | WA - College | New | Space Heating | Natural Gas | Gas Boiler - Stack Economizer | A | Integrated Unit Winter Peak Savings (kW) | Achievable Economic TRC Potential | 0 | 0 | 0 | 0 | 0 | 0 | 0 | 0 | 0 | 0 | 0 | 0 | 0 | 0 | 0 | 0 | 0 | 0 | 0 | 0 | 0 | 0 | 0 | 0 | 0 | 0 | 0
F4_Commercial_WA - College_New_Space Heating_Natural Gas_Gas Boiler - Stack Economizer_A_Achievable Economic TRC Potential | F4 | Commercial | WA - College | New | Space Heating | Natural Gas | Gas Boiler - Stack Economizer | A | Incremental Energy Savings (MWh or mTherms) | Achievable Economic TRC Potential | 0 | 0 | 0 | 0 | 0 | 0 | 0 | 0 | 0 | 0 | 0 | 0 | 0 | 0 | 0 | 0 | 0 | 0 | 0 | 0 | 0 | 0 | 0 | 0 | 0 | 0 | 0
F5_Commercial_WA - College_New_Space Heating_Natural Gas_Gas Boiler - Stack Economizer_A_Achievable Economic TRC Potential | F5 | Commercial | WA - College | New | Space Heating | Natural Gas | Gas Boiler - Stack Economizer | A | Incremental Summer Peak Savings (MW) | Achievable Economic TRC Potential | 0 | 0 | 0 | 0 | 0 | 0 | 0 | 0 | 0 | 0 | 0 | 0 | 0 | 0 | 0 | 0 | 0 | 0 | 0 | 0 | 0 | 0 | 0 | 0 | 0 | 0 | 0
F6_Commercial_WA - College_New_Space Heating_Natural Gas_Gas Boiler - Stack Economizer_A_Achievable Economic TRC Potential | F6 | Commercial | WA - College | New | Space Heating | Natural Gas | Gas Boiler - Stack Economizer | A | Incremental Winter Peak Savings (MW) | Achievable Economic TRC Potential | 0 | 0 | 0 | 0 | 0 | 0 | 0 | 0 | 0 | 0 | 0 | 0 | 0 | 0 | 0 | 0 | 0 | 0 | 0 | 0 | 0 | 0 | 0 | 0 | 0 | 0 | 0
F7_Commercial_WA - College_New_Space Heating_Natural Gas_Gas Boiler - Stack Economizer_A_Achievable Economic TRC Potential | F7 | Commercial | WA - College | New | Space Heating | Natural Gas | Gas Boiler - Stack Economizer | A | Cumulative Energy Savings (MWh or mTherms) | Achievable Economic TRC Potential | 0 | 0 | 0 | 0 | 0 | 0 | 0 | 0 | 0 | 0 | 0 | 0 | 0 | 0 | 0 | 0 | 0 | 0 | 0 | 0 | 0 | 0 | 0 | 0 | 0 | 0 | 0
F8_Commercial_WA - College_New_Space Heating_Natural Gas_Gas Boiler - Stack Economizer_A_Achievable Economic TRC Potential | F8 | Commercial | WA - College | New | Space Heating | Natural Gas | Gas Boiler - Stack Economizer | A | Cumulative Summer Peak Savings (MW) | Achievable Economic TRC Potential | 0 | 0 | 0 | 0 | 0 | 0 | 0 | 0 | 0 | 0 | 0 | 0 | 0 | 0 | 0 | 0 | 0 | 0 | 0 | 0 | 0 | 0 | 0 | 0 | 0 | 0 | 0
F9_Commercial_WA - College_New_Space Heating_Natural Gas_Gas Boiler - Stack Economizer_A_Achievable Economic TRC Potential | F9 | Commercial | WA - College | New | Space Heating | Natural Gas | Gas Boiler - Stack Economizer | A | Cumulative Winter Peak Savings (MW) | Achievable Economic TRC Potential | 0 | 0 | 0 | 0 | 0 | 0 | 0 | 0 | 0 | 0 | 0 | 0 | 0 | 0 | 0 | 0 | 0 | 0 | 0 | 0 | 0 | 0 | 0 | 0 | 0 | 0 | 0
F10_Commercial_WA - College_New_Space Heating_Natural Gas_Gas Boiler - Stack Economizer_A_Achievable Economic TRC Potential | F10 | Commercial | WA - College | New | Space Heating | Natural Gas | Gas Boiler - Stack Economizer | A | Purchases (Incremental) | Achievable Economic TRC Potential | 0 | 0 | 0 | 0 | 0 | 0 | 0 | 0 | 0 | 0 | 0 | 0 | 0 | 0 | 0 | 0 | 0 | 0 | 0 | 0 | 0 | 0 | 0 | 0 | 0 | 0 | 0
F11_Commercial_WA - College_New_Space Heating_Natural Gas_Gas Boiler - Stack Economizer_A_Achievable Economic TRC Potential | F11 | Commercial | WA - College | New | Space Heating | Natural Gas | Gas Boiler - Stack Economizer | A | Purchases (Cumulative) | Achievable Economic TRC Potential | 0 | 0 | 0 | 0 | 0 | 0 | 0 | 0 | 0 | 0 | 0 | 0 | 0 | 0 | 0 | 0 | 0 | 0 | 0 | 0 | 0 | 0 | 0 | 0 | 0 | 0 | 0
F1_Commercial_WA - College_New_Space Heating_Natural Gas_Gas Boiler - Thermostatic Radiator Valves_A_Achievable Economic TRC Potential | F1 | Commercial | WA - College | New | Space Heating | Natural Gas | Gas Boiler - Thermostatic Radiator Valves | A | Integrated Unit Energy Savings (kWh or therms) | Achievable Economic TRC Potential | 0 | 0 | 0 | 0 | 0 | 0 | 0 | 0 | 0 | 0 | 0 | 0 | 0 | 0 | 0 | 0 | 0 | 0 | 0 | 0 | 0 | 0 | 0 | 0 | 0 | 0 | 0
F2_Commercial_WA - College_New_Space Heating_Natural Gas_Gas Boiler - Thermostatic Radiator Valves_A_Achievable Economic TRC Potential | F2 | Commercial | WA - College | New | Space Heating | Natural Gas | Gas Boiler - Thermostatic Radiator Valves | A | Integrated Unit Summer Peak Savings (kW) | Achievable Economic TRC Potential | 0 | 0 | 0 | 0 | 0 | 0 | 0 | 0 | 0 | 0 | 0 | 0 | 0 | 0 | 0 | 0 | 0 | 0 | 0 | 0 | 0 | 0 | 0 | 0 | 0 | 0 | 0
F3_Commercial_WA - College_New_Space Heating_Natural Gas_Gas Boiler - Thermostatic Radiator Valves_A_Achievable Economic TRC Potential | F3 | Commercial | WA - College | New | Space Heating | Natural Gas | Gas Boiler - Thermostatic Radiator Valves | A | Integrated Unit Winter Peak Savings (kW) | Achievable Economic TRC Potential | 0 | 0 | 0 | 0 | 0 | 0 | 0 | 0 | 0 | 0 | 0 | 0 | 0 | 0 | 0 | 0 | 0 | 0 | 0 | 0 | 0 | 0 | 0 | 0 | 0 | 0 | 0
F4_Commercial_WA - College_New_Space Heating_Natural Gas_Gas Boiler - Thermostatic Radiator Valves_A_Achievable Economic TRC Potential | F4 | Commercial | WA - College | New | Space Heating | Natural Gas | Gas Boiler - Thermostatic Radiator Valves | A | Incremental Energy Savings (MWh or mTherms) | Achievable Economic TRC Potential | 0 | 0 | 0 | 0 | 0 | 0 | 0 | 0 | 0 | 0 | 0 | 0 | 0 | 0 | 0 | 0 | 0 | 0 | 0 | 0 | 0 | 0 | 0 | 0 | 0 | 0 | 0
F5_Commercial_WA - College_New_Space Heating_Natural Gas_Gas Boiler - Thermostatic Radiator Valves_A_Achievable Economic TRC Potential | F5 | Commercial | WA - College | New | Space Heating | Natural Gas | Gas Boiler - Thermostatic Radiator Valves | A | Incremental Summer Peak Savings (MW) | Achievable Economic TRC Potential | 0 | 0 | 0 | 0 | 0 | 0 | 0 | 0 | 0 | 0 | 0 | 0 | 0 | 0 | 0 | 0 | 0 | 0 | 0 | 0 | 0 | 0 | 0 | 0 | 0 | 0 | 0
F6_Commercial_WA - College_New_Space Heating_Natural Gas_Gas Boiler - Thermostatic Radiator Valves_A_Achievable Economic TRC Potential | F6 | Commercial | WA - College | New | Space Heating | Natural Gas | Gas Boiler - Thermostatic Radiator Valves | A | Incremental Winter Peak Savings (MW) | Achievable Economic TRC Potential | 0 | 0 | 0 | 0 | 0 | 0 | 0 | 0 | 0 | 0 | 0 | 0 | 0 | 0 | 0 | 0 | 0 | 0 | 0 | 0 | 0 | 0 | 0 | 0 | 0 | 0 | 0
F7_Commercial_WA - College_New_Space Heating_Natural Gas_Gas Boiler - Thermostatic Radiator Valves_A_Achievable Economic TRC Potential | F7 | Commercial | WA - College | New | Space Heating | Natural Gas | Gas Boiler - Thermostatic Radiator Valves | A | Cumulative Energy Savings (MWh or mTherms) | Achievable Economic TRC Potential | 0 | 0 | 0 | 0 | 0 | 0 | 0 | 0 | 0 | 0 | 0 | 0 | 0 | 0 | 0 | 0 | 0 | 0 | 0 | 0 | 0 | 0 | 0 | 0 | 0 | 0 | 0
F8_Commercial_WA - College_New_Space Heating_Natural Gas_Gas Boiler - Thermostatic Radiator Valves_A_Achievable Economic TRC Potential | F8 | Commercial | WA - College | New | Space Heating | Natural Gas | Gas Boiler - Thermostatic Radiator Valves | A | Cumulative Summer Peak Savings (MW) | Achievable Economic TRC Potential | 0 | 0 | 0 | 0 | 0 | 0 | 0 | 0 | 0 | 0 | 0 | 0 | 0 | 0 | 0 | 0 | 0 | 0 | 0 | 0 | 0 | 0 | 0 | 0 | 0 | 0 | 0
F9_Commercial_WA - College_New_Space Heating_Natural Gas_Gas Boiler - Thermostatic Radiator Valves_A_Achievable Economic TRC Potential | F9 | Commercial | WA - College | New | Space Heating | Natural Gas | Gas Boiler - Thermostatic Radiator Valves | A | Cumulative Winter Peak Savings (MW) | Achievable Economic TRC Potential | 0 | 0 | 0 | 0 | 0 | 0 | 0 | 0 | 0 | 0 | 0 | 0 | 0 | 0 | 0 | 0 | 0 | 0 | 0 | 0 | 0 | 0 | 0 | 0 | 0 | 0 | 0
F10_Commercial_WA - College_New_Space Heating_Natural Gas_Gas Boiler - Thermostatic Radiator Valves_A_Achievable Economic TRC Potential | F10 | Commercial | WA - College | New | Space Heating | Natural Gas | Gas Boiler - Thermostatic Radiator Valves | A | Purchases (Incremental) | Achievable Economic TRC Potential | 0 | 0 | 0 | 0 | 0 | 0 | 0 | 0 | 0 | 0 | 0 | 0 | 0 | 0 | 0 | 0 | 0 | 0 | 0 | 0 | 0 | 0 | 0 | 0 | 0 | 0 | 0
F11_Commercial_WA - College_New_Space Heating_Natural Gas_Gas Boiler - Thermostatic Radiator Valves_A_Achievable Economic TRC Potential | F11 | Commercial | WA - College | New | Space Heating | Natural Gas | Gas Boiler - Thermostatic Radiator Valves | A | Purchases (Cumulative) | Achievable Economic TRC Potential | 0 | 0 | 0 | 0 | 0 | 0 | 0 | 0 | 0 | 0 | 0 | 0 | 0 | 0 | 0 | 0 | 0 | 0 | 0 | 0 | 0 | 0 | 0 | 0 | 0 | 0 | 0
F1_Commercial_WA - College_New_Space Heating_Natural Gas_HVAC - Shut Off Damper_A_Achievable Economic TRC Potential | F1 | Commercial | WA - College | New | Space Heating | Natural Gas | HVAC - Shut Off Damper | A | Integrated Unit Energy Savings (kWh or therms) | Achievable Economic TRC Potential | 0 | 0 | 0 | 0 | 0 | 0 | 0 | 0 | 0 | 0 | 0 | 0 | 0 | 0 | 0 | 0 | 0 | 0 | 0 | 0 | 0 | 0 | 0 | 0 | 0 | 0 | 0
F2_Commercial_WA - College_New_Space Heating_Natural Gas_HVAC - Shut Off Damper_A_Achievable Economic TRC Potential | F2 | Commercial | WA - College | New | Space Heating | Natural Gas | HVAC - Shut Off Damper | A | Integrated Unit Summer Peak Savings (kW) | Achievable Economic TRC Potential | 0 | 0 | 0 | 0 | 0 | 0 | 0 | 0 | 0 | 0 | 0 | 0 | 0 | 0 | 0 | 0 | 0 | 0 | 0 | 0 | 0 | 0 | 0 | 0 | 0 | 0 | 0
F3_Commercial_WA - College_New_Space Heating_Natural Gas_HVAC - Shut Off Damper_A_Achievable Economic TRC Potential | F3 | Commercial | WA - College | New | Space Heating | Natural Gas | HVAC - Shut Off Damper | A | Integrated Unit Winter Peak Savings (kW) | Achievable Economic TRC Potential | 0 | 0 | 0 | 0 | 0 | 0 | 0 | 0 | 0 | 0 | 0 | 0 | 0 | 0 | 0 | 0 | 0 | 0 | 0 | 0 | 0 | 0 | 0 | 0 | 0 | 0 | 0
F4_Commercial_WA - College_New_Space Heating_Natural Gas_HVAC - Shut Off Damper_A_Achievable Economic TRC Potential | F4 | Commercial | WA - College | New | Space Heating | Natural Gas | HVAC - Shut Off Damper | A | Incremental Energy Savings (MWh or mTherms) | Achievable Economic TRC Potential | 0 | 0 | 0 | 0 | 0 | 0 | 0 | 0 | 0 | 0 | 0 | 0 | 0 | 0 | 0 | 0 | 0 | 0 | 0 | 0 | 0 | 0 | 0 | 0 | 0 | 0 | 0
F5_Commercial_WA - College_New_Space Heating_Natural Gas_HVAC - Shut Off Damper_A_Achievable Economic TRC Potential | F5 | Commercial | WA - College | New | Space Heating | Natural Gas | HVAC - Shut Off Damper | A | Incremental Summer Peak Savings (MW) | Achievable Economic TRC Potential | 0 | 0 | 0 | 0 | 0 | 0 | 0 | 0 | 0 | 0 | 0 | 0 | 0 | 0 | 0 | 0 | 0 | 0 | 0 | 0 | 0 | 0 | 0 | 0 | 0 | 0 | 0
F6_Commercial_WA - College_New_Space Heating_Natural Gas_HVAC - Shut Off Damper_A_Achievable Economic TRC Potential | F6 | Commercial | WA - College | New | Space Heating | Natural Gas | HVAC - Shut Off Damper | A | Incremental Winter Peak Savings (MW) | Achievable Economic TRC Potential | 0 | 0 | 0 | 0 | 0 | 0 | 0 | 0 | 0 | 0 | 0 | 0 | 0 | 0 | 0 | 0 | 0 | 0 | 0 | 0 | 0 | 0 | 0 | 0 | 0 | 0 | 0
F7_Commercial_WA - College_New_Space Heating_Natural Gas_HVAC - Shut Off Damper_A_Achievable Economic TRC Potential | F7 | Commercial | WA - College | New | Space Heating | Natural Gas | HVAC - Shut Off Damper | A | Cumulative Energy Savings (MWh or mTherms) | Achievable Economic TRC Potential | 0 | 0 | 0 | 0 | 0 | 0 | 0 | 0 | 0 | 0 | 0 | 0 | 0 | 0 | 0 | 0 | 0 | 0 | 0 | 0 | 0 | 0 | 0 | 0 | 0 | 0 | 0
F8_Commercial_WA - College_New_Space Heating_Natural Gas_HVAC - Shut Off Damper_A_Achievable Economic TRC Potential | F8 | Commercial | WA - College | New | Space Heating | Natural Gas | HVAC - Shut Off Damper | A | Cumulative Summer Peak Savings (MW) | Achievable Economic TRC Potential | 0 | 0 | 0 | 0 | 0 | 0 | 0 | 0 | 0 | 0 | 0 | 0 | 0 | 0 | 0 | 0 | 0 | 0 | 0 | 0 | 0 | 0 | 0 | 0 | 0 | 0 | 0
F9_Commercial_WA - College_New_Space Heating_Natural Gas_HVAC - Shut Off Damper_A_Achievable Economic TRC Potential | F9 | Commercial | WA - College | New | Space Heating | Natural Gas | HVAC - Shut Off Damper | A | Cumulative Winter Peak Savings (MW) | Achievable Economic TRC Potential | 0 | 0 | 0 | 0 | 0 | 0 | 0 | 0 | 0 | 0 | 0 | 0 | 0 | 0 | 0 | 0 | 0 | 0 | 0 | 0 | 0 | 0 | 0 | 0 | 0 | 0 | 0
F10_Commercial_WA - College_New_Space Heating_Natural Gas_HVAC - Shut Off Damper_A_Achievable Economic TRC Potential | F10 | Commercial | WA - College | New | Space Heating | Natural Gas | HVAC - Shut Off Damper | A | Purchases (Incremental) | Achievable Economic TRC Potential | 0 | 0 | 0 | 0 | 0 | 0 | 0 | 0 | 0 | 0 | 0 | 0 | 0 | 0 | 0 | 0 | 0 | 0 | 0 | 0 | 0 | 0 | 0 | 0 | 0 | 0 | 0
F11_Commercial_WA - College_New_Space Heating_Natural Gas_HVAC - Shut Off Damper_A_Achievable Economic TRC Potential | F11 | Commercial | WA - College | New | Space Heating | Natural Gas | HVAC - Shut Off Damper | A | Purchases (Cumulative) | Achievable Economic TRC Potential | 0 | 0 | 0 | 0 | 0 | 0 | 0 | 0 | 0 | 0 | 0 | 0 | 0 | 0 | 0 | 0 | 0 | 0 | 0 | 0 | 0 | 0 | 0 | 0 | 0 | 0 | 0
F1_Commercial_WA - College_New_Space Heating_Natural Gas_Gas Furnace - Tube Inserts_A_Achievable Economic TRC Potential | F1 | Commercial | WA - College | New | Space Heating | Natural Gas | Gas Furnace - Tube Inserts | A | Integrated Unit Energy Savings (kWh or therms) | Achievable Economic TRC Potential | 0 | 0 | 0 | 0 | 0 | 0 | 0 | 0 | 0 | 0 | 0 | 0 | 0 | 0 | 0 | 0 | 0 | 0 | 0 | 0 | 0 | 0 | 0 | 0 | 0 | 0 | 0
F2_Commercial_WA - College_New_Space Heating_Natural Gas_Gas Furnace - Tube Inserts_A_Achievable Economic TRC Potential | F2 | Commercial | WA - College | New | Space Heating | Natural Gas | Gas Furnace - Tube Inserts | A | Integrated Unit Summer Peak Savings (kW) | Achievable Economic TRC Potential | 0 | 0 | 0 | 0 | 0 | 0 | 0 | 0 | 0 | 0 | 0 | 0 | 0 | 0 | 0 | 0 | 0 | 0 | 0 | 0 | 0 | 0 | 0 | 0 | 0 | 0 | 0
F3_Commercial_WA - College_New_Space Heating_Natural Gas_Gas Furnace - Tube Inserts_A_Achievable Economic TRC Potential | F3 | Commercial | WA - College | New | Space Heating | Natural Gas | Gas Furnace - Tube Inserts | A | Integrated Unit Winter Peak Savings (kW) | Achievable Economic TRC Potential | 0 | 0 | 0 | 0 | 0 | 0 | 0 | 0 | 0 | 0 | 0 | 0 | 0 | 0 | 0 | 0 | 0 | 0 | 0 | 0 | 0 | 0 | 0 | 0 | 0 | 0 | 0
F4_Commercial_WA - College_New_Space Heating_Natural Gas_Gas Furnace - Tube Inserts_A_Achievable Economic TRC Potential | F4 | Commercial | WA - College | New | Space Heating | Natural Gas | Gas Furnace - Tube Inserts | A | Incremental Energy Savings (MWh or mTherms) | Achievable Economic TRC Potential | 0 | 0 | 0 | 0 | 0 | 0 | 0 | 0 | 0 | 0 | 0 | 0 | 0 | 0 | 0 | 0 | 0 | 0 | 0 | 0 | 0 | 0 | 0 | 0 | 0 | 0 | 0
F5_Commercial_WA - College_New_Space Heating_Natural Gas_Gas Furnace - Tube Inserts_A_Achievable Economic TRC Potential | F5 | Commercial | WA - College | New | Space Heating | Natural Gas | Gas Furnace - Tube Inserts | A | Incremental Summer Peak Savings (MW) | Achievable Economic TRC Potential | 0 | 0 | 0 | 0 | 0 | 0 | 0 | 0 | 0 | 0 | 0 | 0 | 0 | 0 | 0 | 0 | 0 | 0 | 0 | 0 | 0 | 0 | 0 | 0 | 0 | 0 | 0
F6_Commercial_WA - College_New_Space Heating_Natural Gas_Gas Furnace - Tube Inserts_A_Achievable Economic TRC Potential | F6 | Commercial | WA - College | New | Space Heating | Natural Gas | Gas Furnace - Tube Inserts | A | Incremental Winter Peak Savings (MW) | Achievable Economic TRC Potential | 0 | 0 | 0 | 0 | 0 | 0 | 0 | 0 | 0 | 0 | 0 | 0 | 0 | 0 | 0 | 0 | 0 | 0 | 0 | 0 | 0 | 0 | 0 | 0 | 0 | 0 | 0
F7_Commercial_WA - College_New_Space Heating_Natural Gas_Gas Furnace - Tube Inserts_A_Achievable Economic TRC Potential | F7 | Commercial | WA - College | New | Space Heating | Natural Gas | Gas Furnace - Tube Inserts | A | Cumulative Energy Savings (MWh or mTherms) | Achievable Economic TRC Potential | 0 | 0 | 0 | 0 | 0 | 0 | 0 | 0 | 0 | 0 | 0 | 0 | 0 | 0 | 0 | 0 | 0 | 0 | 0 | 0 | 0 | 0 | 0 | 0 | 0 | 0 | 0
F8_Commercial_WA - College_New_Space Heating_Natural Gas_Gas Furnace - Tube Inserts_A_Achievable Economic TRC Potential | F8 | Commercial | WA - College | New | Space Heating | Natural Gas | Gas Furnace - Tube Inserts | A | Cumulative Summer Peak Savings (MW) | Achievable Economic TRC Potential | 0 | 0 | 0 | 0 | 0 | 0 | 0 | 0 | 0 | 0 | 0 | 0 | 0 | 0 | 0 | 0 | 0 | 0 | 0 | 0 | 0 | 0 | 0 | 0 | 0 | 0 | 0
F9_Commercial_WA - College_New_Space Heating_Natural Gas_Gas Furnace - Tube Inserts_A_Achievable Economic TRC Potential | F9 | Commercial | WA - College | New | Space Heating | Natural Gas | Gas Furnace - Tube Inserts | A | Cumulative Winter Peak Savings (MW) | Achievable Economic TRC Potential | 0 | 0 | 0 | 0 | 0 | 0 | 0 | 0 | 0 | 0 | 0 | 0 | 0 | 0 | 0 | 0 | 0 | 0 | 0 | 0 | 0 | 0 | 0 | 0 | 0 | 0 | 0
F10_Commercial_WA - College_New_Space Heating_Natural Gas_Gas Furnace - Tube Inserts_A_Achievable Economic TRC Potential | F10 | Commercial | WA - College | New | Space Heating | Natural Gas | Gas Furnace - Tube Inserts | A | Purchases (Incremental) | Achievable Economic TRC Potential | 0 | 0 | 0 | 0 | 0 | 0 | 0 | 0 | 0 | 0 | 0 | 0 | 0 | 0 | 0 | 0 | 0 | 0 | 0 | 0 | 0 | 0 | 0 | 0 | 0 | 0 | 0
F11_Commercial_WA - College_New_Space Heating_Natural Gas_Gas Furnace - Tube Inserts_A_Achievable Economic TRC Potential | F11 | Commercial | WA - College | New | Space Heating | Natural Gas | Gas Furnace - Tube Inserts | A | Purchases (Cumulative) | Achievable Economic TRC Potential | 0 | 0 | 0 | 0 | 0 | 0 | 0 | 0 | 0 | 0 | 0 | 0 | 0 | 0 | 0 | 0 | 0 | 0 | 0 | 0 | 0 | 0 | 0 | 0 | 0 | 0 | 0
F1_Commercial_WA - College_New_Space Heating_Natural Gas_Gas Boiler - Insulate Steam Lines/Condensate Tank_A_Achievable Economic TRC Potential | F1 | Commercial | WA - College | New | Space Heating | Natural Gas | Gas Boiler - Insulate Steam Lines/Condensate Tank | A | Integrated Unit Energy Savings (kWh or therms) | Achievable Economic TRC Potential | 0 | 0 | 0 | 0 | 0 | 0 | 0 | 0 | 0 | 0 | 0 | 0 | 0 | 0 | 0 | 0 | 0 | 0 | 0 | 0 | 0 | 0 | 0 | 0 | 0 | 0 | 0
F2_Commercial_WA - College_New_Space Heating_Natural Gas_Gas Boiler - Insulate Steam Lines/Condensate Tank_A_Achievable Economic TRC Potential | F2 | Commercial | WA - College | New | Space Heating | Natural Gas | Gas Boiler - Insulate Steam Lines/Condensate Tank | A | Integrated Unit Summer Peak Savings (kW) | Achievable Economic TRC Potential | 0 | 0 | 0 | 0 | 0 | 0 | 0 | 0 | 0 | 0 | 0 | 0 | 0 | 0 | 0 | 0 | 0 | 0 | 0 | 0 | 0 | 0 | 0 | 0 | 0 | 0 | 0
F3_Commercial_WA - College_New_Space Heating_Natural Gas_Gas Boiler - Insulate Steam Lines/Condensate Tank_A_Achievable Economic TRC Potential | F3 | Commercial | WA - College | New | Space Heating | Natural Gas | Gas Boiler - Insulate Steam Lines/Condensate Tank | A | Integrated Unit Winter Peak Savings (kW) | Achievable Economic TRC Potential | 0 | 0 | 0 | 0 | 0 | 0 | 0 | 0 | 0 | 0 | 0 | 0 | 0 | 0 | 0 | 0 | 0 | 0 | 0 | 0 | 0 | 0 | 0 | 0 | 0 | 0 | 0
F4_Commercial_WA - College_New_Space Heating_Natural Gas_Gas Boiler - Insulate Steam Lines/Condensate Tank_A_Achievable Economic TRC Potential | F4 | Commercial | WA - College | New | Space Heating | Natural Gas | Gas Boiler - Insulate Steam Lines/Condensate Tank | A | Incremental Energy Savings (MWh or mTherms) | Achievable Economic TRC Potential | 0 | 0 | 0 | 0 | 0 | 0 | 0 | 0 | 0 | 0 | 0 | 0 | 0 | 0 | 0 | 0 | 0 | 0 | 0 | 0 | 0 | 0 | 0 | 0 | 0 | 0 | 0
F5_Commercial_WA - College_New_Space Heating_Natural Gas_Gas Boiler - Insulate Steam Lines/Condensate Tank_A_Achievable Economic TRC Potential | F5 | Commercial | WA - College | New | Space Heating | Natural Gas | Gas Boiler - Insulate Steam Lines/Condensate Tank | A | Incremental Summer Peak Savings (MW) | Achievable Economic TRC Potential | 0 | 0 | 0 | 0 | 0 | 0 | 0 | 0 | 0 | 0 | 0 | 0 | 0 | 0 | 0 | 0 | 0 | 0 | 0 | 0 | 0 | 0 | 0 | 0 | 0 | 0 | 0
F6_Commercial_WA - College_New_Space Heating_Natural Gas_Gas Boiler - Insulate Steam Lines/Condensate Tank_A_Achievable Economic TRC Potential | F6 | Commercial | WA - College | New | Space Heating | Natural Gas | Gas Boiler - Insulate Steam Lines/Condensate Tank | A | Incremental Winter Peak Savings (MW) | Achievable Economic TRC Potential | 0 | 0 | 0 | 0 | 0 | 0 | 0 | 0 | 0 | 0 | 0 | 0 | 0 | 0 | 0 | 0 | 0 | 0 | 0 | 0 | 0 | 0 | 0 | 0 | 0 | 0 | 0
F7_Commercial_WA - College_New_Space Heating_Natural Gas_Gas Boiler - Insulate Steam Lines/Condensate Tank_A_Achievable Economic TRC Potential | F7 | Commercial | WA - College | New | Space Heating | Natural Gas | Gas Boiler - Insulate Steam Lines/Condensate Tank | A | Cumulative Energy Savings (MWh or mTherms) | Achievable Economic TRC Potential | 0 | 0 | 0 | 0 | 0 | 0 | 0 | 0 | 0 | 0 | 0 | 0 | 0 | 0 | 0 | 0 | 0 | 0 | 0 | 0 | 0 | 0 | 0 | 0 | 0 | 0 | 0
F8_Commercial_WA - College_New_Space Heating_Natural Gas_Gas Boiler - Insulate Steam Lines/Condensate Tank_A_Achievable Economic TRC Potential | F8 | Commercial | WA - College | New | Space Heating | Natural Gas | Gas Boiler - Insulate Steam Lines/Condensate Tank | A | Cumulative Summer Peak Savings (MW) | Achievable Economic TRC Potential | 0 | 0 | 0 | 0 | 0 | 0 | 0 | 0 | 0 | 0 | 0 | 0 | 0 | 0 | 0 | 0 | 0 | 0 | 0 | 0 | 0 | 0 | 0 | 0 | 0 | 0 | 0
F9_Commercial_WA - College_New_Space Heating_Natural Gas_Gas Boiler - Insulate Steam Lines/Condensate Tank_A_Achievable Economic TRC Potential | F9 | Commercial | WA - College | New | Space Heating | Natural Gas | Gas Boiler - Insulate Steam Lines/Condensate Tank | A | Cumulative Winter Peak Savings (MW) | Achievable Economic TRC Potential | 0 | 0 | 0 | 0 | 0 | 0 | 0 | 0 | 0 | 0 | 0 | 0 | 0 | 0 | 0 | 0 | 0 | 0 | 0 | 0 | 0 | 0 | 0 | 0 | 0 | 0 | 0
F10_Commercial_WA - College_New_Space Heating_Natural Gas_Gas Boiler - Insulate Steam Lines/Condensate Tank_A_Achievable Economic TRC Potential | F10 | Commercial | WA - College | New | Space Heating | Natural Gas | Gas Boiler - Insulate Steam Lines/Condensate Tank | A | Purchases (Incremental) | Achievable Economic TRC Potential | 0 | 0 | 0 | 0 | 0 | 0 | 0 | 0 | 0 | 0 | 0 | 0 | 0 | 0 | 0 | 0 | 0 | 0 | 0 | 0 | 0 | 0 | 0 | 0 | 0 | 0 | 0
F11_Commercial_WA - College_New_Space Heating_Natural Gas_Gas Boiler - Insulate Steam Lines/Condensate Tank_A_Achievable Economic TRC Potential | F11 | Commercial | WA - College | New | Space Heating | Natural Gas | Gas Boiler - Insulate Steam Lines/Condensate Tank | A | Purchases (Cumulative) | Achievable Economic TRC Potential | 0 | 0 | 0 | 0 | 0 | 0 | 0 | 0 | 0 | 0 | 0 | 0 | 0 | 0 | 0 | 0 | 0 | 0 | 0 | 0 | 0 | 0 | 0 | 0 | 0 | 0 | 0
F1_Commercial_WA - College_New_Space Heating_Natural Gas_Gas Boiler - Insulate Hot Water Lines_A_Achievable Economic TRC Potential | F1 | Commercial | WA - College | New | Space Heating | Natural Gas | Gas Boiler - Insulate Hot Water Lines | A | Integrated Unit Energy Savings (kWh or therms) | Achievable Economic TRC Potential | 0 | 0 | 0 | 0 | 0 | 0 | 0 | 0 | 0 | 0 | 0 | 0 | 0 | 0 | 0 | 0 | 0 | 0 | 0 | 0 | 0 | 0 | 0 | 0 | 0 | 0 | 0
F2_Commercial_WA - College_New_Space Heating_Natural Gas_Gas Boiler - Insulate Hot Water Lines_A_Achievable Economic TRC Potential | F2 | Commercial | WA - College | New | Space Heating | Natural Gas | Gas Boiler - Insulate Hot Water Lines | A | Integrated Unit Summer Peak Savings (kW) | Achievable Economic TRC Potential | 0 | 0 | 0 | 0 | 0 | 0 | 0 | 0 | 0 | 0 | 0 | 0 | 0 | 0 | 0 | 0 | 0 | 0 | 0 | 0 | 0 | 0 | 0 | 0 | 0 | 0 | 0
F3_Commercial_WA - College_New_Space Heating_Natural Gas_Gas Boiler - Insulate Hot Water Lines_A_Achievable Economic TRC Potential | F3 | Commercial | WA - College | New | Space Heating | Natural Gas | Gas Boiler - Insulate Hot Water Lines | A | Integrated Unit Winter Peak Savings (kW) | Achievable Economic TRC Potential | 0 | 0 | 0 | 0 | 0 | 0 | 0 | 0 | 0 | 0 | 0 | 0 | 0 | 0 | 0 | 0 | 0 | 0 | 0 | 0 | 0 | 0 | 0 | 0 | 0 | 0 | 0
F4_Commercial_WA - College_New_Space Heating_Natural Gas_Gas Boiler - Insulate Hot Water Lines_A_Achievable Economic TRC Potential | F4 | Commercial | WA - College | New | Space Heating | Natural Gas | Gas Boiler - Insulate Hot Water Lines | A | Incremental Energy Savings (MWh or mTherms) | Achievable Economic TRC Potential | 0 | 0 | 0 | 0 | 0 | 0 | 0 | 0 | 0 | 0 | 0 | 0 | 0 | 0 | 0 | 0 | 0 | 0 | 0 | 0 | 0 | 0 | 0 | 0 | 0 | 0 | 0
F5_Commercial_WA - College_New_Space Heating_Natural Gas_Gas Boiler - Insulate Hot Water Lines_A_Achievable Economic TRC Potential | F5 | Commercial | WA - College | New | Space Heating | Natural Gas | Gas Boiler - Insulate Hot Water Lines | A | Incremental Summer Peak Savings (MW) | Achievable Economic TRC Potential | 0 | 0 | 0 | 0 | 0 | 0 | 0 | 0 | 0 | 0 | 0 | 0 | 0 | 0 | 0 | 0 | 0 | 0 | 0 | 0 | 0 | 0 | 0 | 0 | 0 | 0 | 0
F6_Commercial_WA - College_New_Space Heating_Natural Gas_Gas Boiler - Insulate Hot Water Lines_A_Achievable Economic TRC Potential | F6 | Commercial | WA - College | New | Space Heating | Natural Gas | Gas Boiler - Insulate Hot Water Lines | A | Incremental Winter Peak Savings (MW) | Achievable Economic TRC Potential | 0 | 0 | 0 | 0 | 0 | 0 | 0 | 0 | 0 | 0 | 0 | 0 | 0 | 0 | 0 | 0 | 0 | 0 | 0 | 0 | 0 | 0 | 0 | 0 | 0 | 0 | 0
F7_Commercial_WA - College_New_Space Heating_Natural Gas_Gas Boiler - Insulate Hot Water Lines_A_Achievable Economic TRC Potential | F7 | Commercial | WA - College | New | Space Heating | Natural Gas | Gas Boiler - Insulate Hot Water Lines | A | Cumulative Energy Savings (MWh or mTherms) | Achievable Economic TRC Potential | 0 | 0 | 0 | 0 | 0 | 0 | 0 | 0 | 0 | 0 | 0 | 0 | 0 | 0 | 0 | 0 | 0 | 0 | 0 | 0 | 0 | 0 | 0 | 0 | 0 | 0 | 0
F8_Commercial_WA - College_New_Space Heating_Natural Gas_Gas Boiler - Insulate Hot Water Lines_A_Achievable Economic TRC Potential | F8 | Commercial | WA - College | New | Space Heating | Natural Gas | Gas Boiler - Insulate Hot Water Lines | A | Cumulative Summer Peak Savings (MW) | Achievable Economic TRC Potential | 0 | 0 | 0 | 0 | 0 | 0 | 0 | 0 | 0 | 0 | 0 | 0 | 0 | 0 | 0 | 0 | 0 | 0 | 0 | 0 | 0 | 0 | 0 | 0 | 0 | 0 | 0
F9_Commercial_WA - College_New_Space Heating_Natural Gas_Gas Boiler - Insulate Hot Water Lines_A_Achievable Economic TRC Potential | F9 | Commercial | WA - College | New | Space Heating | Natural Gas | Gas Boiler - Insulate Hot Water Lines | A | Cumulative Winter Peak Savings (MW) | Achievable Economic TRC Potential | 0 | 0 | 0 | 0 | 0 | 0 | 0 | 0 | 0 | 0 | 0 | 0 | 0 | 0 | 0 | 0 | 0 | 0 | 0 | 0 | 0 | 0 | 0 | 0 | 0 | 0 | 0
F10_Commercial_WA - College_New_Space Heating_Natural Gas_Gas Boiler - Insulate Hot Water Lines_A_Achievable Economic TRC Potential | F10 | Commercial | WA - College | New | Space Heating | Natural Gas | Gas Boiler - Insulate Hot Water Lines | A | Purchases (Incremental) | Achievable Economic TRC Potential | 0 | 0 | 0 | 0 | 0 | 0 | 0 | 0 | 0 | 0 | 0 | 0 | 0 | 0 | 0 | 0 | 0 | 0 | 0 | 0 | 0 | 0 | 0 | 0 | 0 | 0 | 0
F11_Commercial_WA - College_New_Space Heating_Natural Gas_Gas Boiler - Insulate Hot Water Lines_A_Achievable Economic TRC Potential | F11 | Commercial | WA - College | New | Space Heating | Natural Gas | Gas Boiler - Insulate Hot Water Lines | A | Purchases (Cumulative) | Achievable Economic TRC Potential | 0 | 0 | 0 | 0 | 0 | 0 | 0 | 0 | 0 | 0 | 0 | 0 | 0 | 0 | 0 | 0 | 0 | 0 | 0 | 0 | 0 | 0 | 0 | 0 | 0 | 0 | 0
F1_Commercial_WA - College_New_Space Heating_Natural Gas_Condensing RTU_A_Achievable Economic TRC Potential | F1 | Commercial | WA - College | New | Space Heating | Natural Gas | Condensing RTU | A | Integrated Unit Energy Savings (kWh or therms) | Achievable Economic TRC Potential | 0 | 0 | 0 | 0 | 0 | 0 | 0 | 0 | 0 | 0 | 0 | 0 | 0 | 0 | 0 | 0 | 0 | 0 | 0 | 0 | 0 | 0 | 0 | 0 | 0 | 0 | 0
F2_Commercial_WA - College_New_Space Heating_Natural Gas_Condensing RTU_A_Achievable Economic TRC Potential | F2 | Commercial | WA - College | New | Space Heating | Natural Gas | Condensing RTU | A | Integrated Unit Summer Peak Savings (kW) | Achievable Economic TRC Potential | 0 | 0 | 0 | 0 | 0 | 0 | 0 | 0 | 0 | 0 | 0 | 0 | 0 | 0 | 0 | 0 | 0 | 0 | 0 | 0 | 0 | 0 | 0 | 0 | 0 | 0 | 0
F3_Commercial_WA - College_New_Space Heating_Natural Gas_Condensing RTU_A_Achievable Economic TRC Potential | F3 | Commercial | WA - College | New | Space Heating | Natural Gas | Condensing RTU | A | Integrated Unit Winter Peak Savings (kW) | Achievable Economic TRC Potential | 0 | 0 | 0 | 0 | 0 | 0 | 0 | 0 | 0 | 0 | 0 | 0 | 0 | 0 | 0 | 0 | 0 | 0 | 0 | 0 | 0 | 0 | 0 | 0 | 0 | 0 | 0
F4_Commercial_WA - College_New_Space Heating_Natural Gas_Condensing RTU_A_Achievable Economic TRC Potential | F4 | Commercial | WA - College | New | Space Heating | Natural Gas | Condensing RTU | A | Incremental Energy Savings (MWh or mTherms) | Achievable Economic TRC Potential | 0 | 0 | 0 | 0 | 0 | 0 | 0 | 0 | 0 | 0 | 0 | 0 | 0 | 0 | 0 | 0 | 0 | 0 | 0 | 0 | 0 | 0 | 0 | 0 | 0 | 0 | 0
F5_Commercial_WA - College_New_Space Heating_Natural Gas_Condensing RTU_A_Achievable Economic TRC Potential | F5 | Commercial | WA - College | New | Space Heating | Natural Gas | Condensing RTU | A | Incremental Summer Peak Savings (MW) | Achievable Economic TRC Potential | 0 | 0 | 0 | 0 | 0 | 0 | 0 | 0 | 0 | 0 | 0 | 0 | 0 | 0 | 0 | 0 | 0 | 0 | 0 | 0 | 0 | 0 | 0 | 0 | 0 | 0 | 0
F6_Commercial_WA - College_New_Space Heating_Natural Gas_Condensing RTU_A_Achievable Economic TRC Potential | F6 | Commercial | WA - College | New | Space Heating | Natural Gas | Condensing RTU | A | Incremental Winter Peak Savings (MW) | Achievable Economic TRC Potential | 0 | 0 | 0 | 0 | 0 | 0 | 0 | 0 | 0 | 0 | 0 | 0 | 0 | 0 | 0 | 0 | 0 | 0 | 0 | 0 | 0 | 0 | 0 | 0 | 0 | 0 | 0
F7_Commercial_WA - College_New_Space Heating_Natural Gas_Condensing RTU_A_Achievable Economic TRC Potential | F7 | Commercial | WA - College | New | Space Heating | Natural Gas | Condensing RTU | A | Cumulative Energy Savings (MWh or mTherms) | Achievable Economic TRC Potential | 0 | 0 | 0 | 0 | 0 | 0 | 0 | 0 | 0 | 0 | 0 | 0 | 0 | 0 | 0 | 0 | 0 | 0 | 0 | 0 | 0 | 0 | 0 | 0 | 0 | 0 | 0
F8_Commercial_WA - College_New_Space Heating_Natural Gas_Condensing RTU_A_Achievable Economic TRC Potential | F8 | Commercial | WA - College | New | Space Heating | Natural Gas | Condensing RTU | A | Cumulative Summer Peak Savings (MW) | Achievable Economic TRC Potential | 0 | 0 | 0 | 0 | 0 | 0 | 0 | 0 | 0 | 0 | 0 | 0 | 0 | 0 | 0 | 0 | 0 | 0 | 0 | 0 | 0 | 0 | 0 | 0 | 0 | 0 | 0
F9_Commercial_WA - College_New_Space Heating_Natural Gas_Condensing RTU_A_Achievable Economic TRC Potential | F9 | Commercial | WA - College | New | Space Heating | Natural Gas | Condensing RTU | A | Cumulative Winter Peak Savings (MW) | Achievable Economic TRC Potential | 0 | 0 | 0 | 0 | 0 | 0 | 0 | 0 | 0 | 0 | 0 | 0 | 0 | 0 | 0 | 0 | 0 | 0 | 0 | 0 | 0 | 0 | 0 | 0 | 0 | 0 | 0
F10_Commercial_WA - College_New_Space Heating_Natural Gas_Condensing RTU_A_Achievable Economic TRC Potential | F10 | Commercial | WA - College | New | Space Heating | Natural Gas | Condensing RTU | A | Purchases (Incremental) | Achievable Economic TRC Potential | 0 | 0 | 0 | 0 | 0 | 0 | 0 | 0 | 0 | 0 | 0 | 0 | 0 | 0 | 0 | 0 | 0 | 0 | 0 | 0 | 0 | 0 | 0 | 0 | 0 | 0 | 0
F11_Commercial_WA - College_New_Space Heating_Natural Gas_Condensing RTU_A_Achievable Economic TRC Potential | F11 | Commercial | WA - College | New | Space Heating | Natural Gas | Condensing RTU | A | Purchases (Cumulative) | Achievable Economic TRC Potential | 0 | 0 | 0 | 0 | 0 | 0 | 0 | 0 | 0 | 0 | 0 | 0 | 0 | 0 | 0 | 0 | 0 | 0 | 0 | 0 | 0 | 0 | 0 | 0 | 0 | 0 | 0
F1_Commercial_WA - College_New_Space Heating_Natural Gas_Hydronic Heating Radiator Replacement_A_Achievable Economic TRC Potential | F1 | Commercial | WA - College | New | Space Heating | Natural Gas | Hydronic Heating Radiator Replacement | A | Integrated Unit Energy Savings (kWh or therms) | Achievable Economic TRC Potential | 0 | 0 | 0 | 0 | 0 | 0 | 0 | 0 | 0 | 0 | 0 | 0 | 0 | 0 | 0 | 0 | 0 | 0 | 0 | 0 | 0 | 0 | 0 | 0 | 0 | 0 | 0
F2_Commercial_WA - College_New_Space Heating_Natural Gas_Hydronic Heating Radiator Replacement_A_Achievable Economic TRC Potential | F2 | Commercial | WA - College | New | Space Heating | Natural Gas | Hydronic Heating Radiator Replacement | A | Integrated Unit Summer Peak Savings (kW) | Achievable Economic TRC Potential | 0 | 0 | 0 | 0 | 0 | 0 | 0 | 0 | 0 | 0 | 0 | 0 | 0 | 0 | 0 | 0 | 0 | 0 | 0 | 0 | 0 | 0 | 0 | 0 | 0 | 0 | 0
F3_Commercial_WA - College_New_Space Heating_Natural Gas_Hydronic Heating Radiator Replacement_A_Achievable Economic TRC Potential | F3 | Commercial | WA - College | New | Space Heating | Natural Gas | Hydronic Heating Radiator Replacement | A | Integrated Unit Winter Peak Savings (kW) | Achievable Economic TRC Potential | 0 | 0 | 0 | 0 | 0 | 0 | 0 | 0 | 0 | 0 | 0 | 0 | 0 | 0 | 0 | 0 | 0 | 0 | 0 | 0 | 0 | 0 | 0 | 0 | 0 | 0 | 0
F4_Commercial_WA - College_New_Space Heating_Natural Gas_Hydronic Heating Radiator Replacement_A_Achievable Economic TRC Potential | F4 | Commercial | WA - College | New | Space Heating | Natural Gas | Hydronic Heating Radiator Replacement | A | Incremental Energy Savings (MWh or mTherms) | Achievable Economic TRC Potential | 0 | 0 | 0 | 0 | 0 | 0 | 0 | 0 | 0 | 0 | 0 | 0 | 0 | 0 | 0 | 0 | 0 | 0 | 0 | 0 | 0 | 0 | 0 | 0 | 0 | 0 | 0
F5_Commercial_WA - College_New_Space Heating_Natural Gas_Hydronic Heating Radiator Replacement_A_Achievable Economic TRC Potential | F5 | Commercial | WA - College | New | Space Heating | Natural Gas | Hydronic Heating Radiator Replacement | A | Incremental Summer Peak Savings (MW) | Achievable Economic TRC Potential | 0 | 0 | 0 | 0 | 0 | 0 | 0 | 0 | 0 | 0 | 0 | 0 | 0 | 0 | 0 | 0 | 0 | 0 | 0 | 0 | 0 | 0 | 0 | 0 | 0 | 0 | 0
F6_Commercial_WA - College_New_Space Heating_Natural Gas_Hydronic Heating Radiator Replacement_A_Achievable Economic TRC Potential | F6 | Commercial | WA - College | New | Space Heating | Natural Gas | Hydronic Heating Radiator Replacement | A | Incremental Winter Peak Savings (MW) | Achievable Economic TRC Potential | 0 | 0 | 0 | 0 | 0 | 0 | 0 | 0 | 0 | 0 | 0 | 0 | 0 | 0 | 0 | 0 | 0 | 0 | 0 | 0 | 0 | 0 | 0 | 0 | 0 | 0 | 0
F7_Commercial_WA - College_New_Space Heating_Natural Gas_Hydronic Heating Radiator Replacement_A_Achievable Economic TRC Potential | F7 | Commercial | WA - College | New | Space Heating | Natural Gas | Hydronic Heating Radiator Replacement | A | Cumulative Energy Savings (MWh or mTherms) | Achievable Economic TRC Potential | 0 | 0 | 0 | 0 | 0 | 0 | 0 | 0 | 0 | 0 | 0 | 0 | 0 | 0 | 0 | 0 | 0 | 0 | 0 | 0 | 0 | 0 | 0 | 0 | 0 | 0 | 0
F8_Commercial_WA - College_New_Space Heating_Natural Gas_Hydronic Heating Radiator Replacement_A_Achievable Economic TRC Potential | F8 | Commercial | WA - College | New | Space Heating | Natural Gas | Hydronic Heating Radiator Replacement | A | Cumulative Summer Peak Savings (MW) | Achievable Economic TRC Potential | 0 | 0 | 0 | 0 | 0 | 0 | 0 | 0 | 0 | 0 | 0 | 0 | 0 | 0 | 0 | 0 | 0 | 0 | 0 | 0 | 0 | 0 | 0 | 0 | 0 | 0 | 0
F9_Commercial_WA - College_New_Space Heating_Natural Gas_Hydronic Heating Radiator Replacement_A_Achievable Economic TRC Potential | F9 | Commercial | WA - College | New | Space Heating | Natural Gas | Hydronic Heating Radiator Replacement | A | Cumulative Winter Peak Savings (MW) | Achievable Economic TRC Potential | 0 | 0 | 0 | 0 | 0 | 0 | 0 | 0 | 0 | 0 | 0 | 0 | 0 | 0 | 0 | 0 | 0 | 0 | 0 | 0 | 0 | 0 | 0 | 0 | 0 | 0 | 0
F10_Commercial_WA - College_New_Space Heating_Natural Gas_Hydronic Heating Radiator Replacement_A_Achievable Economic TRC Potential | F10 | Commercial | WA - College | New | Space Heating | Natural Gas | Hydronic Heating Radiator Replacement | A | Purchases (Incremental) | Achievable Economic TRC Potential | 0 | 0 | 0 | 0 | 0 | 0 | 0 | 0 | 0 | 0 | 0 | 0 | 0 | 0 | 0 | 0 | 0 | 0 | 0 | 0 | 0 | 0 | 0 | 0 | 0 | 0 | 0
F11_Commercial_WA - College_New_Space Heating_Natural Gas_Hydronic Heating Radiator Replacement_A_Achievable Economic TRC Potential | F11 | Commercial | WA - College | New | Space Heating | Natural Gas | Hydronic Heating Radiator Replacement | A | Purchases (Cumulative) | Achievable Economic TRC Potential | 0 | 0 | 0 | 0 | 0 | 0 | 0 | 0 | 0 | 0 | 0 | 0 | 0 | 0 | 0 | 0 | 0 | 0 | 0 | 0 | 0 | 0 | 0 | 0 | 0 | 0 | 0
F1_Commercial_WA - College_New_Space Heating_Natural Gas_Thermostat - Connected_A_Achievable Economic TRC Potential | F1 | Commercial | WA - College | New | Space Heating | Natural Gas | Thermostat - Connected | A | Integrated Unit Energy Savings (kWh or therms) | Achievable Economic TRC Potential | 0 | 0 | 0 | 0 | 0 | 0 | 0 | 0 | 0 | 0 | 0 | 0 | 0 | 0 | 0 | 0 | 0 | 0 | 0 | 0 | 0 | 0 | 0 | 0 | 0 | 0 | 0
F2_Commercial_WA - College_New_Space Heating_Natural Gas_Thermostat - Connected_A_Achievable Economic TRC Potential | F2 | Commercial | WA - College | New | Space Heating | Natural Gas | Thermostat - Connected | A | Integrated Unit Summer Peak Savings (kW) | Achievable Economic TRC Potential | 0 | 0 | 0 | 0 | 0 | 0 | 0 | 0 | 0 | 0 | 0 | 0 | 0 | 0 | 0 | 0 | 0 | 0 | 0 | 0 | 0 | 0 | 0 | 0 | 0 | 0 | 0
F3_Commercial_WA - College_New_Space Heating_Natural Gas_Thermostat - Connected_A_Achievable Economic TRC Potential | F3 | Commercial | WA - College | New | Space Heating | Natural Gas | Thermostat - Connected | A | Integrated Unit Winter Peak Savings (kW) | Achievable Economic TRC Potential | 0 | 0 | 0 | 0 | 0 | 0 | 0 | 0 | 0 | 0 | 0 | 0 | 0 | 0 | 0 | 0 | 0 | 0 | 0 | 0 | 0 | 0 | 0 | 0 | 0 | 0 | 0
F4_Commercial_WA - College_New_Space Heating_Natural Gas_Thermostat - Connected_A_Achievable Economic TRC Potential | F4 | Commercial | WA - College | New | Space Heating | Natural Gas | Thermostat - Connected | A | Incremental Energy Savings (MWh or mTherms) | Achievable Economic TRC Potential | 0 | 0 | 0 | 0 | 0 | 0 | 0 | 0 | 0 | 0 | 0 | 0 | 0 | 0 | 0 | 0 | 0 | 0 | 0 | 0 | 0 | 0 | 0 | 0 | 0 | 0 | 0
F5_Commercial_WA - College_New_Space Heating_Natural Gas_Thermostat - Connected_A_Achievable Economic TRC Potential | F5 | Commercial | WA - College | New | Space Heating | Natural Gas | Thermostat - Connected | A | Incremental Summer Peak Savings (MW) | Achievable Economic TRC Potential | 0 | 0 | 0 | 0 | 0 | 0 | 0 | 0 | 0 | 0 | 0 | 0 | 0 | 0 | 0 | 0 | 0 | 0 | 0 | 0 | 0 | 0 | 0 | 0 | 0 | 0 | 0
F6_Commercial_WA - College_New_Space Heating_Natural Gas_Thermostat - Connected_A_Achievable Economic TRC Potential | F6 | Commercial | WA - College | New | Space Heating | Natural Gas | Thermostat - Connected | A | Incremental Winter Peak Savings (MW) | Achievable Economic TRC Potential | 0 | 0 | 0 | 0 | 0 | 0 | 0 | 0 | 0 | 0 | 0 | 0 | 0 | 0 | 0 | 0 | 0 | 0 | 0 | 0 | 0 | 0 | 0 | 0 | 0 | 0 | 0
F7_Commercial_WA - College_New_Space Heating_Natural Gas_Thermostat - Connected_A_Achievable Economic TRC Potential | F7 | Commercial | WA - College | New | Space Heating | Natural Gas | Thermostat - Connected | A | Cumulative Energy Savings (MWh or mTherms) | Achievable Economic TRC Potential | 0 | 0 | 0 | 0 | 0 | 0 | 0 | 0 | 0 | 0 | 0 | 0 | 0 | 0 | 0 | 0 | 0 | 0 | 0 | 0 | 0 | 0 | 0 | 0 | 0 | 0 | 0
F8_Commercial_WA - College_New_Space Heating_Natural Gas_Thermostat - Connected_A_Achievable Economic TRC Potential | F8 | Commercial | WA - College | New | Space Heating | Natural Gas | Thermostat - Connected | A | Cumulative Summer Peak Savings (MW) | Achievable Economic TRC Potential | 0 | 0 | 0 | 0 | 0 | 0 | 0 | 0 | 0 | 0 | 0 | 0 | 0 | 0 | 0 | 0 | 0 | 0 | 0 | 0 | 0 | 0 | 0 | 0 | 0 | 0 | 0
F9_Commercial_WA - College_New_Space Heating_Natural Gas_Thermostat - Connected_A_Achievable Economic TRC Potential | F9 | Commercial | WA - College | New | Space Heating | Natural Gas | Thermostat - Connected | A | Cumulative Winter Peak Savings (MW) | Achievable Economic TRC Potential | 0 | 0 | 0 | 0 | 0 | 0 | 0 | 0 | 0 | 0 | 0 | 0 | 0 | 0 | 0 | 0 | 0 | 0 | 0 | 0 | 0 | 0 | 0 | 0 | 0 | 0 | 0
F10_Commercial_WA - College_New_Space Heating_Natural Gas_Thermostat - Connected_A_Achievable Economic TRC Potential | F10 | Commercial | WA - College | New | Space Heating | Natural Gas | Thermostat - Connected | A | Purchases (Incremental) | Achievable Economic TRC Potential | 0 | 0 | 0 | 0 | 0 | 0 | 0 | 0 | 0 | 0 | 0 | 0 | 0 | 0 | 0 | 0 | 0 | 0 | 0 | 0 | 0 | 0 | 0 | 0 | 0 | 0 | 0
F11_Commercial_WA - College_New_Space Heating_Natural Gas_Thermostat - Connected_A_Achievable Economic TRC Potential | F11 | Commercial | WA - College | New | Space Heating | Natural Gas | Thermostat - Connected | A | Purchases (Cumulative) | Achievable Economic TRC Potential | 0 | 0 | 0 | 0 | 0 | 0 | 0 | 0 | 0 | 0 | 0 | 0 | 0 | 0 | 0 | 0 | 0 | 0 | 0 | 0 | 0 | 0 | 0 | 0 | 0 | 0 | 0
F1_Commercial_WA - College_New_Water Heating_Natural Gas_Water Heater - Thermostatic Shower Restriction Valve_A_Achievable Economic TRC Potential | F1 | Commercial | WA - College | New | Water Heating | Natural Gas | Water Heater - Thermostatic Shower Restriction Valve | A | Integrated Unit Energy Savings (kWh or therms) | Achievable Economic TRC Potential | 0 | 0 | 0 | 0 | 0 | 0 | 0 | 0 | 0 | 0 | 0 | 0 | 0 | 0 | 0 | 0 | 0 | 0 | 0 | 0 | 0 | 0 | 0 | 0 | 0 | 0 | 0
F2_Commercial_WA - College_New_Water Heating_Natural Gas_Water Heater - Thermostatic Shower Restriction Valve_A_Achievable Economic TRC Potential | F2 | Commercial | WA - College | New | Water Heating | Natural Gas | Water Heater - Thermostatic Shower Restriction Valve | A | Integrated Unit Summer Peak Savings (kW) | Achievable Economic TRC Potential | 0 | 0 | 0 | 0 | 0 | 0 | 0 | 0 | 0 | 0 | 0 | 0 | 0 | 0 | 0 | 0 | 0 | 0 | 0 | 0 | 0 | 0 | 0 | 0 | 0 | 0 | 0
F3_Commercial_WA - College_New_Water Heating_Natural Gas_Water Heater - Thermostatic Shower Restriction Valve_A_Achievable Economic TRC Potential | F3 | Commercial | WA - College | New | Water Heating | Natural Gas | Water Heater - Thermostatic Shower Restriction Valve | A | Integrated Unit Winter Peak Savings (kW) | Achievable Economic TRC Potential | 0 | 0 | 0 | 0 | 0 | 0 | 0 | 0 | 0 | 0 | 0 | 0 | 0 | 0 | 0 | 0 | 0 | 0 | 0 | 0 | 0 | 0 | 0 | 0 | 0 | 0 | 0
F4_Commercial_WA - College_New_Water Heating_Natural Gas_Water Heater - Thermostatic Shower Restriction Valve_A_Achievable Economic TRC Potential | F4 | Commercial | WA - College | New | Water Heating | Natural Gas | Water Heater - Thermostatic Shower Restriction Valve | A | Incremental Energy Savings (MWh or mTherms) | Achievable Economic TRC Potential | 0 | 0 | 0 | 0 | 0 | 0 | 0 | 0 | 0 | 0 | 0 | 0 | 0 | 0 | 0 | 0 | 0 | 0 | 0 | 0 | 0 | 0 | 0 | 0 | 0 | 0 | 0
F5_Commercial_WA - College_New_Water Heating_Natural Gas_Water Heater - Thermostatic Shower Restriction Valve_A_Achievable Economic TRC Potential | F5 | Commercial | WA - College | New | Water Heating | Natural Gas | Water Heater - Thermostatic Shower Restriction Valve | A | Incremental Summer Peak Savings (MW) | Achievable Economic TRC Potential | 0 | 0 | 0 | 0 | 0 | 0 | 0 | 0 | 0 | 0 | 0 | 0 | 0 | 0 | 0 | 0 | 0 | 0 | 0 | 0 | 0 | 0 | 0 | 0 | 0 | 0 | 0
F6_Commercial_WA - College_New_Water Heating_Natural Gas_Water Heater - Thermostatic Shower Restriction Valve_A_Achievable Economic TRC Potential | F6 | Commercial | WA - College | New | Water Heating | Natural Gas | Water Heater - Thermostatic Shower Restriction Valve | A | Incremental Winter Peak Savings (MW) | Achievable Economic TRC Potential | 0 | 0 | 0 | 0 | 0 | 0 | 0 | 0 | 0 | 0 | 0 | 0 | 0 | 0 | 0 | 0 | 0 | 0 | 0 | 0 | 0 | 0 | 0 | 0 | 0 | 0 | 0
F7_Commercial_WA - College_New_Water Heating_Natural Gas_Water Heater - Thermostatic Shower Restriction Valve_A_Achievable Economic TRC Potential | F7 | Commercial | WA - College | New | Water Heating | Natural Gas | Water Heater - Thermostatic Shower Restriction Valve | A | Cumulative Energy Savings (MWh or mTherms) | Achievable Economic TRC Potential | 0 | 0 | 0 | 0 | 0 | 0 | 0 | 0 | 0 | 0 | 0 | 0 | 0 | 0 | 0 | 0 | 0 | 0 | 0 | 0 | 0 | 0 | 0 | 0 | 0 | 0 | 0
F8_Commercial_WA - College_New_Water Heating_Natural Gas_Water Heater - Thermostatic Shower Restriction Valve_A_Achievable Economic TRC Potential | F8 | Commercial | WA - College | New | Water Heating | Natural Gas | Water Heater - Thermostatic Shower Restriction Valve | A | Cumulative Summer Peak Savings (MW) | Achievable Economic TRC Potential | 0 | 0 | 0 | 0 | 0 | 0 | 0 | 0 | 0 | 0 | 0 | 0 | 0 | 0 | 0 | 0 | 0 | 0 | 0 | 0 | 0 | 0 | 0 | 0 | 0 | 0 | 0
F9_Commercial_WA - College_New_Water Heating_Natural Gas_Water Heater - Thermostatic Shower Restriction Valve_A_Achievable Economic TRC Potential | F9 | Commercial | WA - College | New | Water Heating | Natural Gas | Water Heater - Thermostatic Shower Restriction Valve | A | Cumulative Winter Peak Savings (MW) | Achievable Economic TRC Potential | 0 | 0 | 0 | 0 | 0 | 0 | 0 | 0 | 0 | 0 | 0 | 0 | 0 | 0 | 0 | 0 | 0 | 0 | 0 | 0 | 0 | 0 | 0 | 0 | 0 | 0 | 0
F10_Commercial_WA - College_New_Water Heating_Natural Gas_Water Heater - Thermostatic Shower Restriction Valve_A_Achievable Economic TRC Potential | F10 | Commercial | WA - College | New | Water Heating | Natural Gas | Water Heater - Thermostatic Shower Restriction Valve | A | Purchases (Incremental) | Achievable Economic TRC Potential | 0 | 0 | 0 | 0 | 0 | 0 | 0 | 0 | 0 | 0 | 0 | 0 | 0 | 0 | 0 | 0 | 0 | 0 | 0 | 0 | 0 | 0 | 0 | 0 | 0 | 0 | 0
F11_Commercial_WA - College_New_Water Heating_Natural Gas_Water Heater - Thermostatic Shower Restriction Valve_A_Achievable Economic TRC Potential | F11 | Commercial | WA - College | New | Water Heating | Natural Gas | Water Heater - Thermostatic Shower Restriction Valve | A | Purchases (Cumulative) | Achievable Economic TRC Potential | 0 | 0 | 0 | 0 | 0 | 0 | 0 | 0 | 0 | 0 | 0 | 0 | 0 | 0 | 0 | 0 | 0 | 0 | 0 | 0 | 0 | 0 | 0 | 0 | 0 | 0 | 0
F1_Commercial_WA - College_New_Water Heating_Natural Gas_Water Heater - Pre-Rinse Spray Valve_A_Achievable Economic TRC Potential | F1 | Commercial | WA - College | New | Water Heating | Natural Gas | Water Heater - Pre-Rinse Spray Valve | A | Integrated Unit Energy Savings (kWh or therms) | Achievable Economic TRC Potential | 0 | 0 | 0 | 0 | 0 | 0 | 0 | 0 | 0 | 0 | 0 | 0 | 0 | 0 | 0 | 0 | 0 | 0 | 0 | 0 | 0 | 0 | 0 | 0 | 0 | 0 | 0
F2_Commercial_WA - College_New_Water Heating_Natural Gas_Water Heater - Pre-Rinse Spray Valve_A_Achievable Economic TRC Potential | F2 | Commercial | WA - College | New | Water Heating | Natural Gas | Water Heater - Pre-Rinse Spray Valve | A | Integrated Unit Summer Peak Savings (kW) | Achievable Economic TRC Potential | 0 | 0 | 0 | 0 | 0 | 0 | 0 | 0 | 0 | 0 | 0 | 0 | 0 | 0 | 0 | 0 | 0 | 0 | 0 | 0 | 0 | 0 | 0 | 0 | 0 | 0 | 0
F3_Commercial_WA - College_New_Water Heating_Natural Gas_Water Heater - Pre-Rinse Spray Valve_A_Achievable Economic TRC Potential | F3 | Commercial | WA - College | New | Water Heating | Natural Gas | Water Heater - Pre-Rinse Spray Valve | A | Integrated Unit Winter Peak Savings (kW) | Achievable Economic TRC Potential | 0 | 0 | 0 | 0 | 0 | 0 | 0 | 0 | 0 | 0 | 0 | 0 | 0 | 0 | 0 | 0 | 0 | 0 | 0 | 0 | 0 | 0 | 0 | 0 | 0 | 0 | 0
F4_Commercial_WA - College_New_Water Heating_Natural Gas_Water Heater - Pre-Rinse Spray Valve_A_Achievable Economic TRC Potential | F4 | Commercial | WA - College | New | Water Heating | Natural Gas | Water Heater - Pre-Rinse Spray Valve | A | Incremental Energy Savings (MWh or mTherms) | Achievable Economic TRC Potential | 0 | 0 | 0 | 0 | 0 | 0 | 0 | 0 | 0 | 0 | 0 | 0 | 0 | 0 | 0 | 0 | 0 | 0 | 0 | 0 | 0 | 0 | 0 | 0 | 0 | 0 | 0
F5_Commercial_WA - College_New_Water Heating_Natural Gas_Water Heater - Pre-Rinse Spray Valve_A_Achievable Economic TRC Potential | F5 | Commercial | WA - College | New | Water Heating | Natural Gas | Water Heater - Pre-Rinse Spray Valve | A | Incremental Summer Peak Savings (MW) | Achievable Economic TRC Potential | 0 | 0 | 0 | 0 | 0 | 0 | 0 | 0 | 0 | 0 | 0 | 0 | 0 | 0 | 0 | 0 | 0 | 0 | 0 | 0 | 0 | 0 | 0 | 0 | 0 | 0 | 0
F6_Commercial_WA - College_New_Water Heating_Natural Gas_Water Heater - Pre-Rinse Spray Valve_A_Achievable Economic TRC Potential | F6 | Commercial | WA - College | New | Water Heating | Natural Gas | Water Heater - Pre-Rinse Spray Valve | A | Incremental Winter Peak Savings (MW) | Achievable Economic TRC Potential | 0 | 0 | 0 | 0 | 0 | 0 | 0 | 0 | 0 | 0 | 0 | 0 | 0 | 0 | 0 | 0 | 0 | 0 | 0 | 0 | 0 | 0 | 0 | 0 | 0 | 0 | 0
F7_Commercial_WA - College_New_Water Heating_Natural Gas_Water Heater - Pre-Rinse Spray Valve_A_Achievable Economic TRC Potential | F7 | Commercial | WA - College | New | Water Heating | Natural Gas | Water Heater - Pre-Rinse Spray Valve | A | Cumulative Energy Savings (MWh or mTherms) | Achievable Economic TRC Potential | 0 | 0 | 0 | 0 | 0 | 0 | 0 | 0 | 0 | 0 | 0 | 0 | 0 | 0 | 0 | 0 | 0 | 0 | 0 | 0 | 0 | 0 | 0 | 0 | 0 | 0 | 0
F8_Commercial_WA - College_New_Water Heating_Natural Gas_Water Heater - Pre-Rinse Spray Valve_A_Achievable Economic TRC Potential | F8 | Commercial | WA - College | New | Water Heating | Natural Gas | Water Heater - Pre-Rinse Spray Valve | A | Cumulative Summer Peak Savings (MW) | Achievable Economic TRC Potential | 0 | 0 | 0 | 0 | 0 | 0 | 0 | 0 | 0 | 0 | 0 | 0 | 0 | 0 | 0 | 0 | 0 | 0 | 0 | 0 | 0 | 0 | 0 | 0 | 0 | 0 | 0
F9_Commercial_WA - College_New_Water Heating_Natural Gas_Water Heater - Pre-Rinse Spray Valve_A_Achievable Economic TRC Potential | F9 | Commercial | WA - College | New | Water Heating | Natural Gas | Water Heater - Pre-Rinse Spray Valve | A | Cumulative Winter Peak Savings (MW) | Achievable Economic TRC Potential | 0 | 0 | 0 | 0 | 0 | 0 | 0 | 0 | 0 | 0 | 0 | 0 | 0 | 0 | 0 | 0 | 0 | 0 | 0 | 0 | 0 | 0 | 0 | 0 | 0 | 0 | 0
F10_Commercial_WA - College_New_Water Heating_Natural Gas_Water Heater - Pre-Rinse Spray Valve_A_Achievable Economic TRC Potential | F10 | Commercial | WA - College | New | Water Heating | Natural Gas | Water Heater - Pre-Rinse Spray Valve | A | Purchases (Incremental) | Achievable Economic TRC Potential | 0 | 0 | 0 | 0 | 0 | 0 | 0 | 0 | 0 | 0 | 0 | 0 | 0 | 0 | 0 | 0 | 0 | 0 | 0 | 0 | 0 | 0 | 0 | 0 | 0 | 0 | 0
F11_Commercial_WA - College_New_Water Heating_Natural Gas_Water Heater - Pre-Rinse Spray Valve_A_Achievable Economic TRC Potential | F11 | Commercial | WA - College | New | Water Heating | Natural Gas | Water Heater - Pre-Rinse Spray Valve | A | Purchases (Cumulative) | Achievable Economic TRC Potential | 0 | 0 | 0 | 0 | 0 | 0 | 0 | 0 | 0 | 0 | 0 | 0 | 0 | 0 | 0 | 0 | 0 | 0 | 0 | 0 | 0 | 0 | 0 | 0 | 0 | 0 | 0
F1_Commercial_WA - College_New_Water Heating_Natural Gas_Water Heater - Temperature Setback_A_Achievable Economic TRC Potential | F1 | Commercial | WA - College | New | Water Heating | Natural Gas | Water Heater - Temperature Setback | A | Integrated Unit Energy Savings (kWh or therms) | Achievable Economic TRC Potential | 0 | 0 | 0 | 0 | 0 | 0 | 0 | 0 | 0 | 0 | 0 | 0 | 0 | 0 | 0 | 0 | 0 | 0 | 0 | 0 | 0 | 0 | 0 | 0 | 0 | 0 | 0
F2_Commercial_WA - College_New_Water Heating_Natural Gas_Water Heater - Temperature Setback_A_Achievable Economic TRC Potential | F2 | Commercial | WA - College | New | Water Heating | Natural Gas | Water Heater - Temperature Setback | A | Integrated Unit Summer Peak Savings (kW) | Achievable Economic TRC Potential | 0 | 0 | 0 | 0 | 0 | 0 | 0 | 0 | 0 | 0 | 0 | 0 | 0 | 0 | 0 | 0 | 0 | 0 | 0 | 0 | 0 | 0 | 0 | 0 | 0 | 0 | 0
F3_Commercial_WA - College_New_Water Heating_Natural Gas_Water Heater - Temperature Setback_A_Achievable Economic TRC Potential | F3 | Commercial | WA - College | New | Water Heating | Natural Gas | Water Heater - Temperature Setback | A | Integrated Unit Winter Peak Savings (kW) | Achievable Economic TRC Potential | 0 | 0 | 0 | 0 | 0 | 0 | 0 | 0 | 0 | 0 | 0 | 0 | 0 | 0 | 0 | 0 | 0 | 0 | 0 | 0 | 0 | 0 | 0 | 0 | 0 | 0 | 0
F4_Commercial_WA - College_New_Water Heating_Natural Gas_Water Heater - Temperature Setback_A_Achievable Economic TRC Potential | F4 | Commercial | WA - College | New | Water Heating | Natural Gas | Water Heater - Temperature Setback | A | Incremental Energy Savings (MWh or mTherms) | Achievable Economic TRC Potential | 0 | 0 | 0 | 0 | 0 | 0 | 0 | 0 | 0 | 0 | 0 | 0 | 0 | 0 | 0 | 0 | 0 | 0 | 0 | 0 | 0 | 0 | 0 | 0 | 0 | 0 | 0
F5_Commercial_WA - College_New_Water Heating_Natural Gas_Water Heater - Temperature Setback_A_Achievable Economic TRC Potential | F5 | Commercial | WA - College | New | Water Heating | Natural Gas | Water Heater - Temperature Setback | A | Incremental Summer Peak Savings (MW) | Achievable Economic TRC Potential | 0 | 0 | 0 | 0 | 0 | 0 | 0 | 0 | 0 | 0 | 0 | 0 | 0 | 0 | 0 | 0 | 0 | 0 | 0 | 0 | 0 | 0 | 0 | 0 | 0 | 0 | 0
F6_Commercial_WA - College_New_Water Heating_Natural Gas_Water Heater - Temperature Setback_A_Achievable Economic TRC Potential | F6 | Commercial | WA - College | New | Water Heating | Natural Gas | Water Heater - Temperature Setback | A | Incremental Winter Peak Savings (MW) | Achievable Economic TRC Potential | 0 | 0 | 0 | 0 | 0 | 0 | 0 | 0 | 0 | 0 | 0 | 0 | 0 | 0 | 0 | 0 | 0 | 0 | 0 | 0 | 0 | 0 | 0 | 0 | 0 | 0 | 0
F7_Commercial_WA - College_New_Water Heating_Natural Gas_Water Heater - Temperature Setback_A_Achievable Economic TRC Potential | F7 | Commercial | WA - College | New | Water Heating | Natural Gas | Water Heater - Temperature Setback | A | Cumulative Energy Savings (MWh or mTherms) | Achievable Economic TRC Potential | 0 | 0 | 0 | 0 | 0 | 0 | 0 | 0 | 0 | 0 | 0 | 0 | 0 | 0 | 0 | 0 | 0 | 0 | 0 | 0 | 0 | 0 | 0 | 0 | 0 | 0 | 0
F8_Commercial_WA - College_New_Water Heating_Natural Gas_Water Heater - Temperature Setback_A_Achievable Economic TRC Potential | F8 | Commercial | WA - College | New | Water Heating | Natural Gas | Water Heater - Temperature Setback | A | Cumulative Summer Peak Savings (MW) | Achievable Economic TRC Potential | 0 | 0 | 0 | 0 | 0 | 0 | 0 | 0 | 0 | 0 | 0 | 0 | 0 | 0 | 0 | 0 | 0 | 0 | 0 | 0 | 0 | 0 | 0 | 0 | 0 | 0 | 0
F9_Commercial_WA - College_New_Water Heating_Natural Gas_Water Heater - Temperature Setback_A_Achievable Economic TRC Potential | F9 | Commercial | WA - College | New | Water Heating | Natural Gas | Water Heater - Temperature Setback | A | Cumulative Winter Peak Savings (MW) | Achievable Economic TRC Potential | 0 | 0 | 0 | 0 | 0 | 0 | 0 | 0 | 0 | 0 | 0 | 0 | 0 | 0 | 0 | 0 | 0 | 0 | 0 | 0 | 0 | 0 | 0 | 0 | 0 | 0 | 0
F10_Commercial_WA - College_New_Water Heating_Natural Gas_Water Heater - Temperature Setback_A_Achievable Economic TRC Potential | F10 | Commercial | WA - College | New | Water Heating | Natural Gas | Water Heater - Temperature Setback | A | Purchases (Incremental) | Achievable Economic TRC Potential | 0 | 0 | 0 | 0 | 0 | 0 | 0 | 0 | 0 | 0 | 0 | 0 | 0 | 0 | 0 | 0 | 0 | 0 | 0 | 0 | 0 | 0 | 0 | 0 | 0 | 0 | 0
F11_Commercial_WA - College_New_Water Heating_Natural Gas_Water Heater - Temperature Setback_A_Achievable Economic TRC Potential | F11 | Commercial | WA - College | New | Water Heating | Natural Gas | Water Heater - Temperature Setback | A | Purchases (Cumulative) | Achievable Economic TRC Potential | 0 | 0 | 0 | 0 | 0 | 0 | 0 | 0 | 0 | 0 | 0 | 0 | 0 | 0 | 0 | 0 | 0 | 0 | 0 | 0 | 0 | 0 | 0 | 0 | 0 | 0 | 0
F1_Commercial_WA - College_New_Water Heating_Natural Gas_Water Heater - Faucet Aerators_A_Achievable Economic TRC Potential | F1 | Commercial | WA - College | New | Water Heating | Natural Gas | Water Heater - Faucet Aerators | A | Integrated Unit Energy Savings (kWh or therms) | Achievable Economic TRC Potential | 0 | 0 | 0 | 0 | 0 | 0 | 0 | 0 | 0 | 0 | 0 | 0 | 0 | 0 | 0 | 0 | 0 | 0 | 0 | 0 | 0 | 0 | 0 | 0 | 0 | 0 | 0
F2_Commercial_WA - College_New_Water Heating_Natural Gas_Water Heater - Faucet Aerators_A_Achievable Economic TRC Potential | F2 | Commercial | WA - College | New | Water Heating | Natural Gas | Water Heater - Faucet Aerators | A | Integrated Unit Summer Peak Savings (kW) | Achievable Economic TRC Potential | 0 | 0 | 0 | 0 | 0 | 0 | 0 | 0 | 0 | 0 | 0 | 0 | 0 | 0 | 0 | 0 | 0 | 0 | 0 | 0 | 0 | 0 | 0 | 0 | 0 | 0 | 0
F3_Commercial_WA - College_New_Water Heating_Natural Gas_Water Heater - Faucet Aerators_A_Achievable Economic TRC Potential | F3 | Commercial | WA - College | New | Water Heating | Natural Gas | Water Heater - Faucet Aerators | A | Integrated Unit Winter Peak Savings (kW) | Achievable Economic TRC Potential | 0 | 0 | 0 | 0 | 0 | 0 | 0 | 0 | 0 | 0 | 0 | 0 | 0 | 0 | 0 | 0 | 0 | 0 | 0 | 0 | 0 | 0 | 0 | 0 | 0 | 0 | 0
F4_Commercial_WA - College_New_Water Heating_Natural Gas_Water Heater - Faucet Aerators_A_Achievable Economic TRC Potential | F4 | Commercial | WA - College | New | Water Heating | Natural Gas | Water Heater - Faucet Aerators | A | Incremental Energy Savings (MWh or mTherms) | Achievable Economic TRC Potential | 0 | 0 | 0 | 0 | 0 | 0 | 0 | 0 | 0 | 0 | 0 | 0 | 0 | 0 | 0 | 0 | 0 | 0 | 0 | 0 | 0 | 0 | 0 | 0 | 0 | 0 | 0
F5_Commercial_WA - College_New_Water Heating_Natural Gas_Water Heater - Faucet Aerators_A_Achievable Economic TRC Potential | F5 | Commercial | WA - College | New | Water Heating | Natural Gas | Water Heater - Faucet Aerators | A | Incremental Summer Peak Savings (MW) | Achievable Economic TRC Potential | 0 | 0 | 0 | 0 | 0 | 0 | 0 | 0 | 0 | 0 | 0 | 0 | 0 | 0 | 0 | 0 | 0 | 0 | 0 | 0 | 0 | 0 | 0 | 0 | 0 | 0 | 0
F6_Commercial_WA - College_New_Water Heating_Natural Gas_Water Heater - Faucet Aerators_A_Achievable Economic TRC Potential | F6 | Commercial | WA - College | New | Water Heating | Natural Gas | Water Heater - Faucet Aerators | A | Incremental Winter Peak Savings (MW) | Achievable Economic TRC Potential | 0 | 0 | 0 | 0 | 0 | 0 | 0 | 0 | 0 | 0 | 0 | 0 | 0 | 0 | 0 | 0 | 0 | 0 | 0 | 0 | 0 | 0 | 0 | 0 | 0 | 0 | 0
F7_Commercial_WA - College_New_Water Heating_Natural Gas_Water Heater - Faucet Aerators_A_Achievable Economic TRC Potential | F7 | Commercial | WA - College | New | Water Heating | Natural Gas | Water Heater - Faucet Aerators | A | Cumulative Energy Savings (MWh or mTherms) | Achievable Economic TRC Potential | 0 | 0 | 0 | 0 | 0 | 0 | 0 | 0 | 0 | 0 | 0 | 0 | 0 | 0 | 0 | 0 | 0 | 0 | 0 | 0 | 0 | 0 | 0 | 0 | 0 | 0 | 0
F8_Commercial_WA - College_New_Water Heating_Natural Gas_Water Heater - Faucet Aerators_A_Achievable Economic TRC Potential | F8 | Commercial | WA - College | New | Water Heating | Natural Gas | Water Heater - Faucet Aerators | A | Cumulative Summer Peak Savings (MW) | Achievable Economic TRC Potential | 0 | 0 | 0 | 0 | 0 | 0 | 0 | 0 | 0 | 0 | 0 | 0 | 0 | 0 | 0 | 0 | 0 | 0 | 0 | 0 | 0 | 0 | 0 | 0 | 0 | 0 | 0
F9_Commercial_WA - College_New_Water Heating_Natural Gas_Water Heater - Faucet Aerators_A_Achievable Economic TRC Potential | F9 | Commercial | WA - College | New | Water Heating | Natural Gas | Water Heater - Faucet Aerators | A | Cumulative Winter Peak Savings (MW) | Achievable Economic TRC Potential | 0 | 0 | 0 | 0 | 0 | 0 | 0 | 0 | 0 | 0 | 0 | 0 | 0 | 0 | 0 | 0 | 0 | 0 | 0 | 0 | 0 | 0 | 0 | 0 | 0 | 0 | 0
F10_Commercial_WA - College_New_Water Heating_Natural Gas_Water Heater - Faucet Aerators_A_Achievable Economic TRC Potential | F10 | Commercial | WA - College | New | Water Heating | Natural Gas | Water Heater - Faucet Aerators | A | Purchases (Incremental) | Achievable Economic TRC Potential | 0 | 0 | 0 | 0 | 0 | 0 | 0 | 0 | 0 | 0 | 0 | 0 | 0 | 0 | 0 | 0 | 0 | 0 | 0 | 0 | 0 | 0 | 0 | 0 | 0 | 0 | 0
F11_Commercial_WA - College_New_Water Heating_Natural Gas_Water Heater - Faucet Aerators_A_Achievable Economic TRC Potential | F11 | Commercial | WA - College | New | Water Heating | Natural Gas | Water Heater - Faucet Aerators | A | Purchases (Cumulative) | Achievable Economic TRC Potential | 0 | 0 | 0 | 0 | 0 | 0 | 0 | 0 | 0 | 0 | 0 | 0 | 0 | 0 | 0 | 0 | 0 | 0 | 0 | 0 | 0 | 0 | 0 | 0 | 0 | 0 | 0
F1_Commercial_WA - College_New_Water Heating_Natural Gas_Water Heater - Low-Flow Showerheads_A_Achievable Economic TRC Potential | F1 | Commercial | WA - College | New | Water Heating | Natural Gas | Water Heater - Low-Flow Showerheads | A | Integrated Unit Energy Savings (kWh or therms) | Achievable Economic TRC Potential | 0 | 0 | 0 | 0 | 0 | 0 | 0 | 0 | 0 | 0 | 0 | 0 | 0 | 0 | 0 | 0 | 0 | 0 | 0 | 0 | 0 | 0 | 0 | 0 | 0 | 0 | 0
F2_Commercial_WA - College_New_Water Heating_Natural Gas_Water Heater - Low-Flow Showerheads_A_Achievable Economic TRC Potential | F2 | Commercial | WA - College | New | Water Heating | Natural Gas | Water Heater - Low-Flow Showerheads | A | Integrated Unit Summer Peak Savings (kW) | Achievable Economic TRC Potential | 0 | 0 | 0 | 0 | 0 | 0 | 0 | 0 | 0 | 0 | 0 | 0 | 0 | 0 | 0 | 0 | 0 | 0 | 0 | 0 | 0 | 0 | 0 | 0 | 0 | 0 | 0
F3_Commercial_WA - College_New_Water Heating_Natural Gas_Water Heater - Low-Flow Showerheads_A_Achievable Economic TRC Potential | F3 | Commercial | WA - College | New | Water Heating | Natural Gas | Water Heater - Low-Flow Showerheads | A | Integrated Unit Winter Peak Savings (kW) | Achievable Economic TRC Potential | 0 | 0 | 0 | 0 | 0 | 0 | 0 | 0 | 0 | 0 | 0 | 0 | 0 | 0 | 0 | 0 | 0 | 0 | 0 | 0 | 0 | 0 | 0 | 0 | 0 | 0 | 0
F4_Commercial_WA - College_New_Water Heating_Natural Gas_Water Heater - Low-Flow Showerheads_A_Achievable Economic TRC Potential | F4 | Commercial | WA - College | New | Water Heating | Natural Gas | Water Heater - Low-Flow Showerheads | A | Incremental Energy Savings (MWh or mTherms) | Achievable Economic TRC Potential | 0 | 0 | 0 | 0 | 0 | 0 | 0 | 0 | 0 | 0 | 0 | 0 | 0 | 0 | 0 | 0 | 0 | 0 | 0 | 0 | 0 | 0 | 0 | 0 | 0 | 0 | 0
F5_Commercial_WA - College_New_Water Heating_Natural Gas_Water Heater - Low-Flow Showerheads_A_Achievable Economic TRC Potential | F5 | Commercial | WA - College | New | Water Heating | Natural Gas | Water Heater - Low-Flow Showerheads | A | Incremental Summer Peak Savings (MW) | Achievable Economic TRC Potential | 0 | 0 | 0 | 0 | 0 | 0 | 0 | 0 | 0 | 0 | 0 | 0 | 0 | 0 | 0 | 0 | 0 | 0 | 0 | 0 | 0 | 0 | 0 | 0 | 0 | 0 | 0
F6_Commercial_WA - College_New_Water Heating_Natural Gas_Water Heater - Low-Flow Showerheads_A_Achievable Economic TRC Potential | F6 | Commercial | WA - College | New | Water Heating | Natural Gas | Water Heater - Low-Flow Showerheads | A | Incremental Winter Peak Savings (MW) | Achievable Economic TRC Potential | 0 | 0 | 0 | 0 | 0 | 0 | 0 | 0 | 0 | 0 | 0 | 0 | 0 | 0 | 0 | 0 | 0 | 0 | 0 | 0 | 0 | 0 | 0 | 0 | 0 | 0 | 0
F7_Commercial_WA - College_New_Water Heating_Natural Gas_Water Heater - Low-Flow Showerheads_A_Achievable Economic TRC Potential | F7 | Commercial | WA - College | New | Water Heating | Natural Gas | Water Heater - Low-Flow Showerheads | A | Cumulative Energy Savings (MWh or mTherms) | Achievable Economic TRC Potential | 0 | 0 | 0 | 0 | 0 | 0 | 0 | 0 | 0 | 0 | 0 | 0 | 0 | 0 | 0 | 0 | 0 | 0 | 0 | 0 | 0 | 0 | 0 | 0 | 0 | 0 | 0
F8_Commercial_WA - College_New_Water Heating_Natural Gas_Water Heater - Low-Flow Showerheads_A_Achievable Economic TRC Potential | F8 | Commercial | WA - College | New | Water Heating | Natural Gas | Water Heater - Low-Flow Showerheads | A | Cumulative Summer Peak Savings (MW) | Achievable Economic TRC Potential | 0 | 0 | 0 | 0 | 0 | 0 | 0 | 0 | 0 | 0 | 0 | 0 | 0 | 0 | 0 | 0 | 0 | 0 | 0 | 0 | 0 | 0 | 0 | 0 | 0 | 0 | 0
F9_Commercial_WA - College_New_Water Heating_Natural Gas_Water Heater - Low-Flow Showerheads_A_Achievable Economic TRC Potential | F9 | Commercial | WA - College | New | Water Heating | Natural Gas | Water Heater - Low-Flow Showerheads | A | Cumulative Winter Peak Savings (MW) | Achievable Economic TRC Potential | 0 | 0 | 0 | 0 | 0 | 0 | 0 | 0 | 0 | 0 | 0 | 0 | 0 | 0 | 0 | 0 | 0 | 0 | 0 | 0 | 0 | 0 | 0 | 0 | 0 | 0 | 0
F10_Commercial_WA - College_New_Water Heating_Natural Gas_Water Heater - Low-Flow Showerheads_A_Achievable Economic TRC Potential | F10 | Commercial | WA - College | New | Water Heating | Natural Gas | Water Heater - Low-Flow Showerheads | A | Purchases (Incremental) | Achievable Economic TRC Potential | 0 | 0 | 0 | 0 | 0 | 0 | 0 | 0 | 0 | 0 | 0 | 0 | 0 | 0 | 0 | 0 | 0 | 0 | 0 | 0 | 0 | 0 | 0 | 0 | 0 | 0 | 0
F11_Commercial_WA - College_New_Water Heating_Natural Gas_Water Heater - Low-Flow Showerheads_A_Achievable Economic TRC Potential | F11 | Commercial | WA - College | New | Water Heating | Natural Gas | Water Heater - Low-Flow Showerheads | A | Purchases (Cumulative) | Achievable Economic TRC Potential | 0 | 0 | 0 | 0 | 0 | 0 | 0 | 0 | 0 | 0 | 0 | 0 | 0 | 0 | 0 | 0 | 0 | 0 | 0 | 0 | 0 | 0 | 0 | 0 | 0 | 0 | 0
F1_Commercial_WA - College_New_Water Heating_Natural Gas_Water Heater - Tank Blanket/Insulation_A_Achievable Economic TRC Potential | F1 | Commercial | WA - College | New | Water Heating | Natural Gas | Water Heater - Tank Blanket/Insulation | A | Integrated Unit Energy Savings (kWh or therms) | Achievable Economic TRC Potential | 0 | 0 | 0 | 0 | 0 | 0 | 0 | 0 | 0 | 0 | 0 | 0 | 0 | 0 | 0 | 0 | 0 | 0 | 0 | 0 | 0 | 0 | 0 | 0 | 0 | 0 | 0
F2_Commercial_WA - College_New_Water Heating_Natural Gas_Water Heater - Tank Blanket/Insulation_A_Achievable Economic TRC Potential | F2 | Commercial | WA - College | New | Water Heating | Natural Gas | Water Heater - Tank Blanket/Insulation | A | Integrated Unit Summer Peak Savings (kW) | Achievable Economic TRC Potential | 0 | 0 | 0 | 0 | 0 | 0 | 0 | 0 | 0 | 0 | 0 | 0 | 0 | 0 | 0 | 0 | 0 | 0 | 0 | 0 | 0 | 0 | 0 | 0 | 0 | 0 | 0
F3_Commercial_WA - College_New_Water Heating_Natural Gas_Water Heater - Tank Blanket/Insulation_A_Achievable Economic TRC Potential | F3 | Commercial | WA - College | New | Water Heating | Natural Gas | Water Heater - Tank Blanket/Insulation | A | Integrated Unit Winter Peak Savings (kW) | Achievable Economic TRC Potential | 0 | 0 | 0 | 0 | 0 | 0 | 0 | 0 | 0 | 0 | 0 | 0 | 0 | 0 | 0 | 0 | 0 | 0 | 0 | 0 | 0 | 0 | 0 | 0 | 0 | 0 | 0
F4_Commercial_WA - College_New_Water Heating_Natural Gas_Water Heater - Tank Blanket/Insulation_A_Achievable Economic TRC Potential | F4 | Commercial | WA - College | New | Water Heating | Natural Gas | Water Heater - Tank Blanket/Insulation | A | Incremental Energy Savings (MWh or mTherms) | Achievable Economic TRC Potential | 0 | 0 | 0 | 0 | 0 | 0 | 0 | 0 | 0 | 0 | 0 | 0 | 0 | 0 | 0 | 0 | 0 | 0 | 0 | 0 | 0 | 0 | 0 | 0 | 0 | 0 | 0
F5_Commercial_WA - College_New_Water Heating_Natural Gas_Water Heater - Tank Blanket/Insulation_A_Achievable Economic TRC Potential | F5 | Commercial | WA - College | New | Water Heating | Natural Gas | Water Heater - Tank Blanket/Insulation | A | Incremental Summer Peak Savings (MW) | Achievable Economic TRC Potential | 0 | 0 | 0 | 0 | 0 | 0 | 0 | 0 | 0 | 0 | 0 | 0 | 0 | 0 | 0 | 0 | 0 | 0 | 0 | 0 | 0 | 0 | 0 | 0 | 0 | 0 | 0
F6_Commercial_WA - College_New_Water Heating_Natural Gas_Water Heater - Tank Blanket/Insulation_A_Achievable Economic TRC Potential | F6 | Commercial | WA - College | New | Water Heating | Natural Gas | Water Heater - Tank Blanket/Insulation | A | Incremental Winter Peak Savings (MW) | Achievable Economic TRC Potential | 0 | 0 | 0 | 0 | 0 | 0 | 0 | 0 | 0 | 0 | 0 | 0 | 0 | 0 | 0 | 0 | 0 | 0 | 0 | 0 | 0 | 0 | 0 | 0 | 0 | 0 | 0
F7_Commercial_WA - College_New_Water Heating_Natural Gas_Water Heater - Tank Blanket/Insulation_A_Achievable Economic TRC Potential | F7 | Commercial | WA - College | New | Water Heating | Natural Gas | Water Heater - Tank Blanket/Insulation | A | Cumulative Energy Savings (MWh or mTherms) | Achievable Economic TRC Potential | 0 | 0 | 0 | 0 | 0 | 0 | 0 | 0 | 0 | 0 | 0 | 0 | 0 | 0 | 0 | 0 | 0 | 0 | 0 | 0 | 0 | 0 | 0 | 0 | 0 | 0 | 0
F8_Commercial_WA - College_New_Water Heating_Natural Gas_Water Heater - Tank Blanket/Insulation_A_Achievable Economic TRC Potential | F8 | Commercial | WA - College | New | Water Heating | Natural Gas | Water Heater - Tank Blanket/Insulation | A | Cumulative Summer Peak Savings (MW) | Achievable Economic TRC Potential | 0 | 0 | 0 | 0 | 0 | 0 | 0 | 0 | 0 | 0 | 0 | 0 | 0 | 0 | 0 | 0 | 0 | 0 | 0 | 0 | 0 | 0 | 0 | 0 | 0 | 0 | 0
F9_Commercial_WA - College_New_Water Heating_Natural Gas_Water Heater - Tank Blanket/Insulation_A_Achievable Economic TRC Potential | F9 | Commercial | WA - College | New | Water Heating | Natural Gas | Water Heater - Tank Blanket/Insulation | A | Cumulative Winter Peak Savings (MW) | Achievable Economic TRC Potential | 0 | 0 | 0 | 0 | 0 | 0 | 0 | 0 | 0 | 0 | 0 | 0 | 0 | 0 | 0 | 0 | 0 | 0 | 0 | 0 | 0 | 0 | 0 | 0 | 0 | 0 | 0
F10_Commercial_WA - College_New_Water Heating_Natural Gas_Water Heater - Tank Blanket/Insulation_A_Achievable Economic TRC Potential | F10 | Commercial | WA - College | New | Water Heating | Natural Gas | Water Heater - Tank Blanket/Insulation | A | Purchases (Incremental) | Achievable Economic TRC Potential | 0 | 0 | 0 | 0 | 0 | 0 | 0 | 0 | 0 | 0 | 0 | 0 | 0 | 0 | 0 | 0 | 0 | 0 | 0 | 0 | 0 | 0 | 0 | 0 | 0 | 0 | 0
F11_Commercial_WA - College_New_Water Heating_Natural Gas_Water Heater - Tank Blanket/Insulation_A_Achievable Economic TRC Potential | F11 | Commercial | WA - College | New | Water Heating | Natural Gas | Water Heater - Tank Blanket/Insulation | A | Purchases (Cumulative) | Achievable Economic TRC Potential | 0 | 0 | 0 | 0 | 0 | 0 | 0 | 0 | 0 | 0 | 0 | 0 | 0 | 0 | 0 | 0 | 0 | 0 | 0 | 0 | 0 | 0 | 0 | 0 | 0 | 0 | 0
F1_Commercial_WA - College_New_Water Heating_Natural Gas_Water Heater - Drainwater Heat Recovery_A_Achievable Economic TRC Potential | F1 | Commercial | WA - College | New | Water Heating | Natural Gas | Water Heater - Drainwater Heat Recovery | A | Integrated Unit Energy Savings (kWh or therms) | Achievable Economic TRC Potential | 0 | 0 | 0 | 0 | 0 | 0 | 0 | 0 | 0 | 0 | 0 | 0 | 0 | 0 | 0 | 0 | 0 | 0 | 0 | 0 | 0 | 0 | 0 | 0 | 0 | 0 | 0
F2_Commercial_WA - College_New_Water Heating_Natural Gas_Water Heater - Drainwater Heat Recovery_A_Achievable Economic TRC Potential | F2 | Commercial | WA - College | New | Water Heating | Natural Gas | Water Heater - Drainwater Heat Recovery | A | Integrated Unit Summer Peak Savings (kW) | Achievable Economic TRC Potential | 0 | 0 | 0 | 0 | 0 | 0 | 0 | 0 | 0 | 0 | 0 | 0 | 0 | 0 | 0 | 0 | 0 | 0 | 0 | 0 | 0 | 0 | 0 | 0 | 0 | 0 | 0
F3_Commercial_WA - College_New_Water Heating_Natural Gas_Water Heater - Drainwater Heat Recovery_A_Achievable Economic TRC Potential | F3 | Commercial | WA - College | New | Water Heating | Natural Gas | Water Heater - Drainwater Heat Recovery | A | Integrated Unit Winter Peak Savings (kW) | Achievable Economic TRC Potential | 0 | 0 | 0 | 0 | 0 | 0 | 0 | 0 | 0 | 0 | 0 | 0 | 0 | 0 | 0 | 0 | 0 | 0 | 0 | 0 | 0 | 0 | 0 | 0 | 0 | 0 | 0
F4_Commercial_WA - College_New_Water Heating_Natural Gas_Water Heater - Drainwater Heat Recovery_A_Achievable Economic TRC Potential | F4 | Commercial | WA - College | New | Water Heating | Natural Gas | Water Heater - Drainwater Heat Recovery | A | Incremental Energy Savings (MWh or mTherms) | Achievable Economic TRC Potential | 0 | 0 | 0 | 0 | 0 | 0 | 0 | 0 | 0 | 0 | 0 | 0 | 0 | 0 | 0 | 0 | 0 | 0 | 0 | 0 | 0 | 0 | 0 | 0 | 0 | 0 | 0
F5_Commercial_WA - College_New_Water Heating_Natural Gas_Water Heater - Drainwater Heat Recovery_A_Achievable Economic TRC Potential | F5 | Commercial | WA - College | New | Water Heating | Natural Gas | Water Heater - Drainwater Heat Recovery | A | Incremental Summer Peak Savings (MW) | Achievable Economic TRC Potential | 0 | 0 | 0 | 0 | 0 | 0 | 0 | 0 | 0 | 0 | 0 | 0 | 0 | 0 | 0 | 0 | 0 | 0 | 0 | 0 | 0 | 0 | 0 | 0 | 0 | 0 | 0
F6_Commercial_WA - College_New_Water Heating_Natural Gas_Water Heater - Drainwater Heat Recovery_A_Achievable Economic TRC Potential | F6 | Commercial | WA - College | New | Water Heating | Natural Gas | Water Heater - Drainwater Heat Recovery | A | Incremental Winter Peak Savings (MW) | Achievable Economic TRC Potential | 0 | 0 | 0 | 0 | 0 | 0 | 0 | 0 | 0 | 0 | 0 | 0 | 0 | 0 | 0 | 0 | 0 | 0 | 0 | 0 | 0 | 0 | 0 | 0 | 0 | 0 | 0
F7_Commercial_WA - College_New_Water Heating_Natural Gas_Water Heater - Drainwater Heat Recovery_A_Achievable Economic TRC Potential | F7 | Commercial | WA - College | New | Water Heating | Natural Gas | Water Heater - Drainwater Heat Recovery | A | Cumulative Energy Savings (MWh or mTherms) | Achievable Economic TRC Potential | 0 | 0 | 0 | 0 | 0 | 0 | 0 | 0 | 0 | 0 | 0 | 0 | 0 | 0 | 0 | 0 | 0 | 0 | 0 | 0 | 0 | 0 | 0 | 0 | 0 | 0 | 0
F8_Commercial_WA - College_New_Water Heating_Natural Gas_Water Heater - Drainwater Heat Recovery_A_Achievable Economic TRC Potential | F8 | Commercial | WA - College | New | Water Heating | Natural Gas | Water Heater - Drainwater Heat Recovery | A | Cumulative Summer Peak Savings (MW) | Achievable Economic TRC Potential | 0 | 0 | 0 | 0 | 0 | 0 | 0 | 0 | 0 | 0 | 0 | 0 | 0 | 0 | 0 | 0 | 0 | 0 | 0 | 0 | 0 | 0 | 0 | 0 | 0 | 0 | 0
F9_Commercial_WA - College_New_Water Heating_Natural Gas_Water Heater - Drainwater Heat Recovery_A_Achievable Economic TRC Potential | F9 | Commercial | WA - College | New | Water Heating | Natural Gas | Water Heater - Drainwater Heat Recovery | A | Cumulative Winter Peak Savings (MW) | Achievable Economic TRC Potential | 0 | 0 | 0 | 0 | 0 | 0 | 0 | 0 | 0 | 0 | 0 | 0 | 0 | 0 | 0 | 0 | 0 | 0 | 0 | 0 | 0 | 0 | 0 | 0 | 0 | 0 | 0
F10_Commercial_WA - College_New_Water Heating_Natural Gas_Water Heater - Drainwater Heat Recovery_A_Achievable Economic TRC Potential | F10 | Commercial | WA - College | New | Water Heating | Natural Gas | Water Heater - Drainwater Heat Recovery | A | Purchases (Incremental) | Achievable Economic TRC Potential | 0 | 0 | 0 | 0 | 0 | 0 | 0 | 0 | 0 | 0 | 0 | 0 | 0 | 0 | 0 | 0 | 0 | 0 | 0 | 0 | 0 | 0 | 0 | 0 | 0 | 0 | 0
F11_Commercial_WA - College_New_Water Heating_Natural Gas_Water Heater - Drainwater Heat Recovery_A_Achievable Economic TRC Potential | F11 | Commercial | WA - College | New | Water Heating | Natural Gas | Water Heater - Drainwater Heat Recovery | A | Purchases (Cumulative) | Achievable Economic TRC Potential | 0 | 0 | 0 | 0 | 0 | 0 | 0 | 0 | 0 | 0 | 0 | 0 | 0 | 0 | 0 | 0 | 0 | 0 | 0 | 0 | 0 | 0 | 0 | 0 | 0 | 0 | 0
F1_Commercial_WA - College_New_Water Heating_Natural Gas_Water Heater - Circulation Pump Controls_A_Achievable Economic TRC Potential | F1 | Commercial | WA - College | New | Water Heating | Natural Gas | Water Heater - Circulation Pump Controls | A | Integrated Unit Energy Savings (kWh or therms) | Achievable Economic TRC Potential | 0 | 0 | 0 | 0 | 0 | 0 | 0 | 0 | 0 | 0 | 0 | 0 | 0 | 0 | 0 | 0 | 0 | 0 | 0 | 0 | 0 | 0 | 0 | 0 | 0 | 0 | 0
F2_Commercial_WA - College_New_Water Heating_Natural Gas_Water Heater - Circulation Pump Controls_A_Achievable Economic TRC Potential | F2 | Commercial | WA - College | New | Water Heating | Natural Gas | Water Heater - Circulation Pump Controls | A | Integrated Unit Summer Peak Savings (kW) | Achievable Economic TRC Potential | 0 | 0 | 0 | 0 | 0 | 0 | 0 | 0 | 0 | 0 | 0 | 0 | 0 | 0 | 0 | 0 | 0 | 0 | 0 | 0 | 0 | 0 | 0 | 0 | 0 | 0 | 0
F3_Commercial_WA - College_New_Water Heating_Natural Gas_Water Heater - Circulation Pump Controls_A_Achievable Economic TRC Potential | F3 | Commercial | WA - College | New | Water Heating | Natural Gas | Water Heater - Circulation Pump Controls | A | Integrated Unit Winter Peak Savings (kW) | Achievable Economic TRC Potential | 0 | 0 | 0 | 0 | 0 | 0 | 0 | 0 | 0 | 0 | 0 | 0 | 0 | 0 | 0 | 0 | 0 | 0 | 0 | 0 | 0 | 0 | 0 | 0 | 0 | 0 | 0
F4_Commercial_WA - College_New_Water Heating_Natural Gas_Water Heater - Circulation Pump Controls_A_Achievable Economic TRC Potential | F4 | Commercial | WA - College | New | Water Heating | Natural Gas | Water Heater - Circulation Pump Controls | A | Incremental Energy Savings (MWh or mTherms) | Achievable Economic TRC Potential | 0 | 0 | 0 | 0 | 0 | 0 | 0 | 0 | 0 | 0 | 0 | 0 | 0 | 0 | 0 | 0 | 0 | 0 | 0 | 0 | 0 | 0 | 0 | 0 | 0 | 0 | 0
F5_Commercial_WA - College_New_Water Heating_Natural Gas_Water Heater - Circulation Pump Controls_A_Achievable Economic TRC Potential | F5 | Commercial | WA - College | New | Water Heating | Natural Gas | Water Heater - Circulation Pump Controls | A | Incremental Summer Peak Savings (MW) | Achievable Economic TRC Potential | 0 | 0 | 0 | 0 | 0 | 0 | 0 | 0 | 0 | 0 | 0 | 0 | 0 | 0 | 0 | 0 | 0 | 0 | 0 | 0 | 0 | 0 | 0 | 0 | 0 | 0 | 0
F6_Commercial_WA - College_New_Water Heating_Natural Gas_Water Heater - Circulation Pump Controls_A_Achievable Economic TRC Potential | F6 | Commercial | WA - College | New | Water Heating | Natural Gas | Water Heater - Circulation Pump Controls | A | Incremental Winter Peak Savings (MW) | Achievable Economic TRC Potential | 0 | 0 | 0 | 0 | 0 | 0 | 0 | 0 | 0 | 0 | 0 | 0 | 0 | 0 | 0 | 0 | 0 | 0 | 0 | 0 | 0 | 0 | 0 | 0 | 0 | 0 | 0
F7_Commercial_WA - College_New_Water Heating_Natural Gas_Water Heater - Circulation Pump Controls_A_Achievable Economic TRC Potential | F7 | Commercial | WA - College | New | Water Heating | Natural Gas | Water Heater - Circulation Pump Controls | A | Cumulative Energy Savings (MWh or mTherms) | Achievable Economic TRC Potential | 0 | 0 | 0 | 0 | 0 | 0 | 0 | 0 | 0 | 0 | 0 | 0 | 0 | 0 | 0 | 0 | 0 | 0 | 0 | 0 | 0 | 0 | 0 | 0 | 0 | 0 | 0
F8_Commercial_WA - College_New_Water Heating_Natural Gas_Water Heater - Circulation Pump Controls_A_Achievable Economic TRC Potential | F8 | Commercial | WA - College | New | Water Heating | Natural Gas | Water Heater - Circulation Pump Controls | A | Cumulative Summer Peak Savings (MW) | Achievable Economic TRC Potential | 0 | 0 | 0 | 0 | 0 | 0 | 0 | 0 | 0 | 0 | 0 | 0 | 0 | 0 | 0 | 0 | 0 | 0 | 0 | 0 | 0 | 0 | 0 | 0 | 0 | 0 | 0
F9_Commercial_WA - College_New_Water Heating_Natural Gas_Water Heater - Circulation Pump Controls_A_Achievable Economic TRC Potential | F9 | Commercial | WA - College | New | Water Heating | Natural Gas | Water Heater - Circulation Pump Controls | A | Cumulative Winter Peak Savings (MW) | Achievable Economic TRC Potential | 0 | 0 | 0 | 0 | 0 | 0 | 0 | 0 | 0 | 0 | 0 | 0 | 0 | 0 | 0 | 0 | 0 | 0 | 0 | 0 | 0 | 0 | 0 | 0 | 0 | 0 | 0
F10_Commercial_WA - College_New_Water Heating_Natural Gas_Water Heater - Circulation Pump Controls_A_Achievable Economic TRC Potential | F10 | Commercial | WA - College | New | Water Heating | Natural Gas | Water Heater - Circulation Pump Controls | A | Purchases (Incremental) | Achievable Economic TRC Potential | 0 | 0 | 0 | 0 | 0 | 0 | 0 | 0 | 0 | 0 | 0 | 0 | 0 | 0 | 0 | 0 | 0 | 0 | 0 | 0 | 0 | 0 | 0 | 0 | 0 | 0 | 0
F11_Commercial_WA - College_New_Water Heating_Natural Gas_Water Heater - Circulation Pump Controls_A_Achievable Economic TRC Potential | F11 | Commercial | WA - College | New | Water Heating | Natural Gas | Water Heater - Circulation Pump Controls | A | Purchases (Cumulative) | Achievable Economic TRC Potential | 0 | 0 | 0 | 0 | 0 | 0 | 0 | 0 | 0 | 0 | 0 | 0 | 0 | 0 | 0 | 0 | 0 | 0 | 0 | 0 | 0 | 0 | 0 | 0 | 0 | 0 | 0
F1_Commercial_WA - College_New_Water Heating_Natural Gas_Water Heater - Pipe Insulation_A_Achievable Economic TRC Potential | F1 | Commercial | WA - College | New | Water Heating | Natural Gas | Water Heater - Pipe Insulation | A | Integrated Unit Energy Savings (kWh or therms) | Achievable Economic TRC Potential | 0 | 0 | 0 | 0 | 0 | 0 | 0 | 0 | 0 | 0 | 0 | 0 | 0 | 0 | 0 | 0 | 0 | 0 | 0 | 0 | 0 | 0 | 0 | 0 | 0 | 0 | 0
F2_Commercial_WA - College_New_Water Heating_Natural Gas_Water Heater - Pipe Insulation_A_Achievable Economic TRC Potential | F2 | Commercial | WA - College | New | Water Heating | Natural Gas | Water Heater - Pipe Insulation | A | Integrated Unit Summer Peak Savings (kW) | Achievable Economic TRC Potential | 0 | 0 | 0 | 0 | 0 | 0 | 0 | 0 | 0 | 0 | 0 | 0 | 0 | 0 | 0 | 0 | 0 | 0 | 0 | 0 | 0 | 0 | 0 | 0 | 0 | 0 | 0
F3_Commercial_WA - College_New_Water Heating_Natural Gas_Water Heater - Pipe Insulation_A_Achievable Economic TRC Potential | F3 | Commercial | WA - College | New | Water Heating | Natural Gas | Water Heater - Pipe Insulation | A | Integrated Unit Winter Peak Savings (kW) | Achievable Economic TRC Potential | 0 | 0 | 0 | 0 | 0 | 0 | 0 | 0 | 0 | 0 | 0 | 0 | 0 | 0 | 0 | 0 | 0 | 0 | 0 | 0 | 0 | 0 | 0 | 0 | 0 | 0 | 0
F4_Commercial_WA - College_New_Water Heating_Natural Gas_Water Heater - Pipe Insulation_A_Achievable Economic TRC Potential | F4 | Commercial | WA - College | New | Water Heating | Natural Gas | Water Heater - Pipe Insulation | A | Incremental Energy Savings (MWh or mTherms) | Achievable Economic TRC Potential | 0 | 0 | 0 | 0 | 0 | 0 | 0 | 0 | 0 | 0 | 0 | 0 | 0 | 0 | 0 | 0 | 0 | 0 | 0 | 0 | 0 | 0 | 0 | 0 | 0 | 0 | 0
F5_Commercial_WA - College_New_Water Heating_Natural Gas_Water Heater - Pipe Insulation_A_Achievable Economic TRC Potential | F5 | Commercial | WA - College | New | Water Heating | Natural Gas | Water Heater - Pipe Insulation | A | Incremental Summer Peak Savings (MW) | Achievable Economic TRC Potential | 0 | 0 | 0 | 0 | 0 | 0 | 0 | 0 | 0 | 0 | 0 | 0 | 0 | 0 | 0 | 0 | 0 | 0 | 0 | 0 | 0 | 0 | 0 | 0 | 0 | 0 | 0
F6_Commercial_WA - College_New_Water Heating_Natural Gas_Water Heater - Pipe Insulation_A_Achievable Economic TRC Potential | F6 | Commercial | WA - College | New | Water Heating | Natural Gas | Water Heater - Pipe Insulation | A | Incremental Winter Peak Savings (MW) | Achievable Economic TRC Potential | 0 | 0 | 0 | 0 | 0 | 0 | 0 | 0 | 0 | 0 | 0 | 0 | 0 | 0 | 0 | 0 | 0 | 0 | 0 | 0 | 0 | 0 | 0 | 0 | 0 | 0 | 0
F7_Commercial_WA - College_New_Water Heating_Natural Gas_Water Heater - Pipe Insulation_A_Achievable Economic TRC Potential | F7 | Commercial | WA - College | New | Water Heating | Natural Gas | Water Heater - Pipe Insulation | A | Cumulative Energy Savings (MWh or mTherms) | Achievable Economic TRC Potential | 0 | 0 | 0 | 0 | 0 | 0 | 0 | 0 | 0 | 0 | 0 | 0 | 0 | 0 | 0 | 0 | 0 | 0 | 0 | 0 | 0 | 0 | 0 | 0 | 0 | 0 | 0
F8_Commercial_WA - College_New_Water Heating_Natural Gas_Water Heater - Pipe Insulation_A_Achievable Economic TRC Potential | F8 | Commercial | WA - College | New | Water Heating | Natural Gas | Water Heater - Pipe Insulation | A | Cumulative Summer Peak Savings (MW) | Achievable Economic TRC Potential | 0 | 0 | 0 | 0 | 0 | 0 | 0 | 0 | 0 | 0 | 0 | 0 | 0 | 0 | 0 | 0 | 0 | 0 | 0 | 0 | 0 | 0 | 0 | 0 | 0 | 0 | 0
F9_Commercial_WA - College_New_Water Heating_Natural Gas_Water Heater - Pipe Insulation_A_Achievable Economic TRC Potential | F9 | Commercial | WA - College | New | Water Heating | Natural Gas | Water Heater - Pipe Insulation | A | Cumulative Winter Peak Savings (MW) | Achievable Economic TRC Potential | 0 | 0 | 0 | 0 | 0 | 0 | 0 | 0 | 0 | 0 | 0 | 0 | 0 | 0 | 0 | 0 | 0 | 0 | 0 | 0 | 0 | 0 | 0 | 0 | 0 | 0 | 0
F10_Commercial_WA - College_New_Water Heating_Natural Gas_Water Heater - Pipe Insulation_A_Achievable Economic TRC Potential | F10 | Commercial | WA - College | New | Water Heating | Natural Gas | Water Heater - Pipe Insulation | A | Purchases (Incremental) | Achievable Economic TRC Potential | 0 | 0 | 0 | 0 | 0 | 0 | 0 | 0 | 0 | 0 | 0 | 0 | 0 | 0 | 0 | 0 | 0 | 0 | 0 | 0 | 0 | 0 | 0 | 0 | 0 | 0 | 0
F11_Commercial_WA - College_New_Water Heating_Natural Gas_Water Heater - Pipe Insulation_A_Achievable Economic TRC Potential | F11 | Commercial | WA - College | New | Water Heating | Natural Gas | Water Heater - Pipe Insulation | A | Purchases (Cumulative) | Achievable Economic TRC Potential | 0 | 0 | 0 | 0 | 0 | 0 | 0 | 0 | 0 | 0 | 0 | 0 | 0 | 0 | 0 | 0 | 0 | 0 | 0 | 0 | 0 | 0 | 0 | 0 | 0 | 0 | 0
F1_Commercial_WA - College_New_Water Heating_Natural Gas_Water Heater - Motion Control Faucet_A_Achievable Economic TRC Potential | F1 | Commercial | WA - College | New | Water Heating | Natural Gas | Water Heater - Motion Control Faucet | A | Integrated Unit Energy Savings (kWh or therms) | Achievable Economic TRC Potential | 0 | 0 | 0 | 0 | 0 | 0 | 0 | 0 | 0 | 0 | 0 | 0 | 0 | 0 | 0 | 0 | 0 | 0 | 0 | 0 | 0 | 0 | 0 | 0 | 0 | 0 | 0
F2_Commercial_WA - College_New_Water Heating_Natural Gas_Water Heater - Motion Control Faucet_A_Achievable Economic TRC Potential | F2 | Commercial | WA - College | New | Water Heating | Natural Gas | Water Heater - Motion Control Faucet | A | Integrated Unit Summer Peak Savings (kW) | Achievable Economic TRC Potential | 0 | 0 | 0 | 0 | 0 | 0 | 0 | 0 | 0 | 0 | 0 | 0 | 0 | 0 | 0 | 0 | 0 | 0 | 0 | 0 | 0 | 0 | 0 | 0 | 0 | 0 | 0
F3_Commercial_WA - College_New_Water Heating_Natural Gas_Water Heater - Motion Control Faucet_A_Achievable Economic TRC Potential | F3 | Commercial | WA - College | New | Water Heating | Natural Gas | Water Heater - Motion Control Faucet | A | Integrated Unit Winter Peak Savings (kW) | Achievable Economic TRC Potential | 0 | 0 | 0 | 0 | 0 | 0 | 0 | 0 | 0 | 0 | 0 | 0 | 0 | 0 | 0 | 0 | 0 | 0 | 0 | 0 | 0 | 0 | 0 | 0 | 0 | 0 | 0
F4_Commercial_WA - College_New_Water Heating_Natural Gas_Water Heater - Motion Control Faucet_A_Achievable Economic TRC Potential | F4 | Commercial | WA - College | New | Water Heating | Natural Gas | Water Heater - Motion Control Faucet | A | Incremental Energy Savings (MWh or mTherms) | Achievable Economic TRC Potential | 0 | 0 | 0 | 0 | 0 | 0 | 0 | 0 | 0 | 0 | 0 | 0 | 0 | 0 | 0 | 0 | 0 | 0 | 0 | 0 | 0 | 0 | 0 | 0 | 0 | 0 | 0
F5_Commercial_WA - College_New_Water Heating_Natural Gas_Water Heater - Motion Control Faucet_A_Achievable Economic TRC Potential | F5 | Commercial | WA - College | New | Water Heating | Natural Gas | Water Heater - Motion Control Faucet | A | Incremental Summer Peak Savings (MW) | Achievable Economic TRC Potential | 0 | 0 | 0 | 0 | 0 | 0 | 0 | 0 | 0 | 0 | 0 | 0 | 0 | 0 | 0 | 0 | 0 | 0 | 0 | 0 | 0 | 0 | 0 | 0 | 0 | 0 | 0
F6_Commercial_WA - College_New_Water Heating_Natural Gas_Water Heater - Motion Control Faucet_A_Achievable Economic TRC Potential | F6 | Commercial | WA - College | New | Water Heating | Natural Gas | Water Heater - Motion Control Faucet | A | Incremental Winter Peak Savings (MW) | Achievable Economic TRC Potential | 0 | 0 | 0 | 0 | 0 | 0 | 0 | 0 | 0 | 0 | 0 | 0 | 0 | 0 | 0 | 0 | 0 | 0 | 0 | 0 | 0 | 0 | 0 | 0 | 0 | 0 | 0
F7_Commercial_WA - College_New_Water Heating_Natural Gas_Water Heater - Motion Control Faucet_A_Achievable Economic TRC Potential | F7 | Commercial | WA - College | New | Water Heating | Natural Gas | Water Heater - Motion Control Faucet | A | Cumulative Energy Savings (MWh or mTherms) | Achievable Economic TRC Potential | 0 | 0 | 0 | 0 | 0 | 0 | 0 | 0 | 0 | 0 | 0 | 0 | 0 | 0 | 0 | 0 | 0 | 0 | 0 | 0 | 0 | 0 | 0 | 0 | 0 | 0 | 0
F8_Commercial_WA - College_New_Water Heating_Natural Gas_Water Heater - Motion Control Faucet_A_Achievable Economic TRC Potential | F8 | Commercial | WA - College | New | Water Heating | Natural Gas | Water Heater - Motion Control Faucet | A | Cumulative Summer Peak Savings (MW) | Achievable Economic TRC Potential | 0 | 0 | 0 | 0 | 0 | 0 | 0 | 0 | 0 | 0 | 0 | 0 | 0 | 0 | 0 | 0 | 0 | 0 | 0 | 0 | 0 | 0 | 0 | 0 | 0 | 0 | 0
F9_Commercial_WA - College_New_Water Heating_Natural Gas_Water Heater - Motion Control Faucet_A_Achievable Economic TRC Potential | F9 | Commercial | WA - College | New | Water Heating | Natural Gas | Water Heater - Motion Control Faucet | A | Cumulative Winter Peak Savings (MW) | Achievable Economic TRC Potential | 0 | 0 | 0 | 0 | 0 | 0 | 0 | 0 | 0 | 0 | 0 | 0 | 0 | 0 | 0 | 0 | 0 | 0 | 0 | 0 | 0 | 0 | 0 | 0 | 0 | 0 | 0
F10_Commercial_WA - College_New_Water Heating_Natural Gas_Water Heater - Motion Control Faucet_A_Achievable Economic TRC Potential | F10 | Commercial | WA - College | New | Water Heating | Natural Gas | Water Heater - Motion Control Faucet | A | Purchases (Incremental) | Achievable Economic TRC Potential | 0 | 0 | 0 | 0 | 0 | 0 | 0 | 0 | 0 | 0 | 0 | 0 | 0 | 0 | 0 | 0 | 0 | 0 | 0 | 0 | 0 | 0 | 0 | 0 | 0 | 0 | 0
F11_Commercial_WA - College_New_Water Heating_Natural Gas_Water Heater - Motion Control Faucet_A_Achievable Economic TRC Potential | F11 | Commercial | WA - College | New | Water Heating | Natural Gas | Water Heater - Motion Control Faucet | A | Purchases (Cumulative) | Achievable Economic TRC Potential | 0 | 0 | 0 | 0 | 0 | 0 | 0 | 0 | 0 | 0 | 0 | 0 | 0 | 0 | 0 | 0 | 0 | 0 | 0 | 0 | 0 | 0 | 0 | 0 | 0 | 0 | 0
F1_Commercial_WA - College_New_Water Heating_Natural Gas_Water Heater - Solar System_A_Achievable Economic TRC Potential | F1 | Commercial | WA - College | New | Water Heating | Natural Gas | Water Heater - Solar System | A | Integrated Unit Energy Savings (kWh or therms) | Achievable Economic TRC Potential | 0 | 0 | 0 | 0 | 0 | 0 | 0 | 0 | 0 | 0 | 0 | 0 | 0 | 0 | 0 | 0 | 0 | 0 | 0 | 0 | 0 | 0 | 0 | 0 | 0 | 0 | 0
F2_Commercial_WA - College_New_Water Heating_Natural Gas_Water Heater - Solar System_A_Achievable Economic TRC Potential | F2 | Commercial | WA - College | New | Water Heating | Natural Gas | Water Heater - Solar System | A | Integrated Unit Summer Peak Savings (kW) | Achievable Economic TRC Potential | 0 | 0 | 0 | 0 | 0 | 0 | 0 | 0 | 0 | 0 | 0 | 0 | 0 | 0 | 0 | 0 | 0 | 0 | 0 | 0 | 0 | 0 | 0 | 0 | 0 | 0 | 0
F3_Commercial_WA - College_New_Water Heating_Natural Gas_Water Heater - Solar System_A_Achievable Economic TRC Potential | F3 | Commercial | WA - College | New | Water Heating | Natural Gas | Water Heater - Solar System | A | Integrated Unit Winter Peak Savings (kW) | Achievable Economic TRC Potential | 0 | 0 | 0 | 0 | 0 | 0 | 0 | 0 | 0 | 0 | 0 | 0 | 0 | 0 | 0 | 0 | 0 | 0 | 0 | 0 | 0 | 0 | 0 | 0 | 0 | 0 | 0
F4_Commercial_WA - College_New_Water Heating_Natural Gas_Water Heater - Solar System_A_Achievable Economic TRC Potential | F4 | Commercial | WA - College | New | Water Heating | Natural Gas | Water Heater - Solar System | A | Incremental Energy Savings (MWh or mTherms) | Achievable Economic TRC Potential | 0 | 0 | 0 | 0 | 0 | 0 | 0 | 0 | 0 | 0 | 0 | 0 | 0 | 0 | 0 | 0 | 0 | 0 | 0 | 0 | 0 | 0 | 0 | 0 | 0 | 0 | 0
F5_Commercial_WA - College_New_Water Heating_Natural Gas_Water Heater - Solar System_A_Achievable Economic TRC Potential | F5 | Commercial | WA - College | New | Water Heating | Natural Gas | Water Heater - Solar System | A | Incremental Summer Peak Savings (MW) | Achievable Economic TRC Potential | 0 | 0 | 0 | 0 | 0 | 0 | 0 | 0 | 0 | 0 | 0 | 0 | 0 | 0 | 0 | 0 | 0 | 0 | 0 | 0 | 0 | 0 | 0 | 0 | 0 | 0 | 0
F6_Commercial_WA - College_New_Water Heating_Natural Gas_Water Heater - Solar System_A_Achievable Economic TRC Potential | F6 | Commercial | WA - College | New | Water Heating | Natural Gas | Water Heater - Solar System | A | Incremental Winter Peak Savings (MW) | Achievable Economic TRC Potential | 0 | 0 | 0 | 0 | 0 | 0 | 0 | 0 | 0 | 0 | 0 | 0 | 0 | 0 | 0 | 0 | 0 | 0 | 0 | 0 | 0 | 0 | 0 | 0 | 0 | 0 | 0
F7_Commercial_WA - College_New_Water Heating_Natural Gas_Water Heater - Solar System_A_Achievable Economic TRC Potential | F7 | Commercial | WA - College | New | Water Heating | Natural Gas | Water Heater - Solar System | A | Cumulative Energy Savings (MWh or mTherms) | Achievable Economic TRC Potential | 0 | 0 | 0 | 0 | 0 | 0 | 0 | 0 | 0 | 0 | 0 | 0 | 0 | 0 | 0 | 0 | 0 | 0 | 0 | 0 | 0 | 0 | 0 | 0 | 0 | 0 | 0
F8_Commercial_WA - College_New_Water Heating_Natural Gas_Water Heater - Solar System_A_Achievable Economic TRC Potential | F8 | Commercial | WA - College | New | Water Heating | Natural Gas | Water Heater - Solar System | A | Cumulative Summer Peak Savings (MW) | Achievable Economic TRC Potential | 0 | 0 | 0 | 0 | 0 | 0 | 0 | 0 | 0 | 0 | 0 | 0 | 0 | 0 | 0 | 0 | 0 | 0 | 0 | 0 | 0 | 0 | 0 | 0 | 0 | 0 | 0
F9_Commercial_WA - College_New_Water Heating_Natural Gas_Water Heater - Solar System_A_Achievable Economic TRC Potential | F9 | Commercial | WA - College | New | Water Heating | Natural Gas | Water Heater - Solar System | A | Cumulative Winter Peak Savings (MW) | Achievable Economic TRC Potential | 0 | 0 | 0 | 0 | 0 | 0 | 0 | 0 | 0 | 0 | 0 | 0 | 0 | 0 | 0 | 0 | 0 | 0 | 0 | 0 | 0 | 0 | 0 | 0 | 0 | 0 | 0
F10_Commercial_WA - College_New_Water Heating_Natural Gas_Water Heater - Solar System_A_Achievable Economic TRC Potential | F10 | Commercial | WA - College | New | Water Heating | Natural Gas | Water Heater - Solar System | A | Purchases (Incremental) | Achievable Economic TRC Potential | 0 | 0 | 0 | 0 | 0 | 0 | 0 | 0 | 0 | 0 | 0 | 0 | 0 | 0 | 0 | 0 | 0 | 0 | 0 | 0 | 0 | 0 | 0 | 0 | 0 | 0 | 0
F11_Commercial_WA - College_New_Water Heating_Natural Gas_Water Heater - Solar System_A_Achievable Economic TRC Potential | F11 | Commercial | WA - College | New | Water Heating | Natural Gas | Water Heater - Solar System | A | Purchases (Cumulative) | Achievable Economic TRC Potential | 0 | 0 | 0 | 0 | 0 | 0 | 0 | 0 | 0 | 0 | 0 | 0 | 0 | 0 | 0 | 0 | 0 | 0 | 0 | 0 | 0 | 0 | 0 | 0 | 0 | 0 | 0
F1_Commercial_WA - College_New_Water Heating_Natural Gas_Commercial Laundry - Ozone Treatment_A_Achievable Economic TRC Potential | F1 | Commercial | WA - College | New | Water Heating | Natural Gas | Commercial Laundry - Ozone Treatment | A | Integrated Unit Energy Savings (kWh or therms) | Achievable Economic TRC Potential | 0 | 0 | 0 | 0 | 0 | 0 | 0 | 0 | 0 | 0 | 0 | 0 | 0 | 0 | 0 | 0 | 0 | 0 | 0 | 0 | 0 | 0 | 0 | 0 | 0 | 0 | 0
F2_Commercial_WA - College_New_Water Heating_Natural Gas_Commercial Laundry - Ozone Treatment_A_Achievable Economic TRC Potential | F2 | Commercial | WA - College | New | Water Heating | Natural Gas | Commercial Laundry - Ozone Treatment | A | Integrated Unit Summer Peak Savings (kW) | Achievable Economic TRC Potential | 0 | 0 | 0 | 0 | 0 | 0 | 0 | 0 | 0 | 0 | 0 | 0 | 0 | 0 | 0 | 0 | 0 | 0 | 0 | 0 | 0 | 0 | 0 | 0 | 0 | 0 | 0
F3_Commercial_WA - College_New_Water Heating_Natural Gas_Commercial Laundry - Ozone Treatment_A_Achievable Economic TRC Potential | F3 | Commercial | WA - College | New | Water Heating | Natural Gas | Commercial Laundry - Ozone Treatment | A | Integrated Unit Winter Peak Savings (kW) | Achievable Economic TRC Potential | 0 | 0 | 0 | 0 | 0 | 0 | 0 | 0 | 0 | 0 | 0 | 0 | 0 | 0 | 0 | 0 | 0 | 0 | 0 | 0 | 0 | 0 | 0 | 0 | 0 | 0 | 0
F4_Commercial_WA - College_New_Water Heating_Natural Gas_Commercial Laundry - Ozone Treatment_A_Achievable Economic TRC Potential | F4 | Commercial | WA - College | New | Water Heating | Natural Gas | Commercial Laundry - Ozone Treatment | A | Incremental Energy Savings (MWh or mTherms) | Achievable Economic TRC Potential | 0 | 0 | 0 | 0 | 0 | 0 | 0 | 0 | 0 | 0 | 0 | 0 | 0 | 0 | 0 | 0 | 0 | 0 | 0 | 0 | 0 | 0 | 0 | 0 | 0 | 0 | 0
F5_Commercial_WA - College_New_Water Heating_Natural Gas_Commercial Laundry - Ozone Treatment_A_Achievable Economic TRC Potential | F5 | Commercial | WA - College | New | Water Heating | Natural Gas | Commercial Laundry - Ozone Treatment | A | Incremental Summer Peak Savings (MW) | Achievable Economic TRC Potential | 0 | 0 | 0 | 0 | 0 | 0 | 0 | 0 | 0 | 0 | 0 | 0 | 0 | 0 | 0 | 0 | 0 | 0 | 0 | 0 | 0 | 0 | 0 | 0 | 0 | 0 | 0
F6_Commercial_WA - College_New_Water Heating_Natural Gas_Commercial Laundry - Ozone Treatment_A_Achievable Economic TRC Potential | F6 | Commercial | WA - College | New | Water Heating | Natural Gas | Commercial Laundry - Ozone Treatment | A | Incremental Winter Peak Savings (MW) | Achievable Economic TRC Potential | 0 | 0 | 0 | 0 | 0 | 0 | 0 | 0 | 0 | 0 | 0 | 0 | 0 | 0 | 0 | 0 | 0 | 0 | 0 | 0 | 0 | 0 | 0 | 0 | 0 | 0 | 0
F7_Commercial_WA - College_New_Water Heating_Natural Gas_Commercial Laundry - Ozone Treatment_A_Achievable Economic TRC Potential | F7 | Commercial | WA - College | New | Water Heating | Natural Gas | Commercial Laundry - Ozone Treatment | A | Cumulative Energy Savings (MWh or mTherms) | Achievable Economic TRC Potential | 0 | 0 | 0 | 0 | 0 | 0 | 0 | 0 | 0 | 0 | 0 | 0 | 0 | 0 | 0 | 0 | 0 | 0 | 0 | 0 | 0 | 0 | 0 | 0 | 0 | 0 | 0
F8_Commercial_WA - College_New_Water Heating_Natural Gas_Commercial Laundry - Ozone Treatment_A_Achievable Economic TRC Potential | F8 | Commercial | WA - College | New | Water Heating | Natural Gas | Commercial Laundry - Ozone Treatment | A | Cumulative Summer Peak Savings (MW) | Achievable Economic TRC Potential | 0 | 0 | 0 | 0 | 0 | 0 | 0 | 0 | 0 | 0 | 0 | 0 | 0 | 0 | 0 | 0 | 0 | 0 | 0 | 0 | 0 | 0 | 0 | 0 | 0 | 0 | 0
F9_Commercial_WA - College_New_Water Heating_Natural Gas_Commercial Laundry - Ozone Treatment_A_Achievable Economic TRC Potential | F9 | Commercial | WA - College | New | Water Heating | Natural Gas | Commercial Laundry - Ozone Treatment | A | Cumulative Winter Peak Savings (MW) | Achievable Economic TRC Potential | 0 | 0 | 0 | 0 | 0 | 0 | 0 | 0 | 0 | 0 | 0 | 0 | 0 | 0 | 0 | 0 | 0 | 0 | 0 | 0 | 0 | 0 | 0 | 0 | 0 | 0 | 0
F10_Commercial_WA - College_New_Water Heating_Natural Gas_Commercial Laundry - Ozone Treatment_A_Achievable Economic TRC Potential | F10 | Commercial | WA - College | New | Water Heating | Natural Gas | Commercial Laundry - Ozone Treatment | A | Purchases (Incremental) | Achievable Economic TRC Potential | 0 | 0 | 0 | 0 | 0 | 0 | 0 | 0 | 0 | 0 | 0 | 0 | 0 | 0 | 0 | 0 | 0 | 0 | 0 | 0 | 0 | 0 | 0 | 0 | 0 | 0 | 0
F11_Commercial_WA - College_New_Water Heating_Natural Gas_Commercial Laundry - Ozone Treatment_A_Achievable Economic TRC Potential | F11 | Commercial | WA - College | New | Water Heating | Natural Gas | Commercial Laundry - Ozone Treatment | A | Purchases (Cumulative) | Achievable Economic TRC Potential | 0 | 0 | 0 | 0 | 0 | 0 | 0 | 0 | 0 | 0 | 0 | 0 | 0 | 0 | 0 | 0 | 0 | 0 | 0 | 0 | 0 | 0 | 0 | 0 | 0 | 0 | 0
F1_Commercial_WA - College_New_Water Heating_Natural Gas_Commercial Laundry - ENERGY STAR Washer_A_Achievable Economic TRC Potential | F1 | Commercial | WA - College | New | Water Heating | Natural Gas | Commercial Laundry - ENERGY STAR Washer | A | Integrated Unit Energy Savings (kWh or therms) | Achievable Economic TRC Potential | 0 | 0 | 0 | 0 | 0 | 0 | 0 | 0 | 0 | 0 | 0 | 0 | 0 | 0 | 0 | 0 | 0 | 0 | 0 | 0 | 0 | 0 | 0 | 0 | 0 | 0 | 0
F2_Commercial_WA - College_New_Water Heating_Natural Gas_Commercial Laundry - ENERGY STAR Washer_A_Achievable Economic TRC Potential | F2 | Commercial | WA - College | New | Water Heating | Natural Gas | Commercial Laundry - ENERGY STAR Washer | A | Integrated Unit Summer Peak Savings (kW) | Achievable Economic TRC Potential | 0 | 0 | 0 | 0 | 0 | 0 | 0 | 0 | 0 | 0 | 0 | 0 | 0 | 0 | 0 | 0 | 0 | 0 | 0 | 0 | 0 | 0 | 0 | 0 | 0 | 0 | 0
F3_Commercial_WA - College_New_Water Heating_Natural Gas_Commercial Laundry - ENERGY STAR Washer_A_Achievable Economic TRC Potential | F3 | Commercial | WA - College | New | Water Heating | Natural Gas | Commercial Laundry - ENERGY STAR Washer | A | Integrated Unit Winter Peak Savings (kW) | Achievable Economic TRC Potential | 0 | 0 | 0 | 0 | 0 | 0 | 0 | 0 | 0 | 0 | 0 | 0 | 0 | 0 | 0 | 0 | 0 | 0 | 0 | 0 | 0 | 0 | 0 | 0 | 0 | 0 | 0
F4_Commercial_WA - College_New_Water Heating_Natural Gas_Commercial Laundry - ENERGY STAR Washer_A_Achievable Economic TRC Potential | F4 | Commercial | WA - College | New | Water Heating | Natural Gas | Commercial Laundry - ENERGY STAR Washer | A | Incremental Energy Savings (MWh or mTherms) | Achievable Economic TRC Potential | 0 | 0 | 0 | 0 | 0 | 0 | 0 | 0 | 0 | 0 | 0 | 0 | 0 | 0 | 0 | 0 | 0 | 0 | 0 | 0 | 0 | 0 | 0 | 0 | 0 | 0 | 0
F5_Commercial_WA - College_New_Water Heating_Natural Gas_Commercial Laundry - ENERGY STAR Washer_A_Achievable Economic TRC Potential | F5 | Commercial | WA - College | New | Water Heating | Natural Gas | Commercial Laundry - ENERGY STAR Washer | A | Incremental Summer Peak Savings (MW) | Achievable Economic TRC Potential | 0 | 0 | 0 | 0 | 0 | 0 | 0 | 0 | 0 | 0 | 0 | 0 | 0 | 0 | 0 | 0 | 0 | 0 | 0 | 0 | 0 | 0 | 0 | 0 | 0 | 0 | 0
F6_Commercial_WA - College_New_Water Heating_Natural Gas_Commercial Laundry - ENERGY STAR Washer_A_Achievable Economic TRC Potential | F6 | Commercial | WA - College | New | Water Heating | Natural Gas | Commercial Laundry - ENERGY STAR Washer | A | Incremental Winter Peak Savings (MW) | Achievable Economic TRC Potential | 0 | 0 | 0 | 0 | 0 | 0 | 0 | 0 | 0 | 0 | 0 | 0 | 0 | 0 | 0 | 0 | 0 | 0 | 0 | 0 | 0 | 0 | 0 | 0 | 0 | 0 | 0
F7_Commercial_WA - College_New_Water Heating_Natural Gas_Commercial Laundry - ENERGY STAR Washer_A_Achievable Economic TRC Potential | F7 | Commercial | WA - College | New | Water Heating | Natural Gas | Commercial Laundry - ENERGY STAR Washer | A | Cumulative Energy Savings (MWh or mTherms) | Achievable Economic TRC Potential | 0 | 0 | 0 | 0 | 0 | 0 | 0 | 0 | 0 | 0 | 0 | 0 | 0 | 0 | 0 | 0 | 0 | 0 | 0 | 0 | 0 | 0 | 0 | 0 | 0 | 0 | 0
F8_Commercial_WA - College_New_Water Heating_Natural Gas_Commercial Laundry - ENERGY STAR Washer_A_Achievable Economic TRC Potential | F8 | Commercial | WA - College | New | Water Heating | Natural Gas | Commercial Laundry - ENERGY STAR Washer | A | Cumulative Summer Peak Savings (MW) | Achievable Economic TRC Potential | 0 | 0 | 0 | 0 | 0 | 0 | 0 | 0 | 0 | 0 | 0 | 0 | 0 | 0 | 0 | 0 | 0 | 0 | 0 | 0 | 0 | 0 | 0 | 0 | 0 | 0 | 0
F9_Commercial_WA - College_New_Water Heating_Natural Gas_Commercial Laundry - ENERGY STAR Washer_A_Achievable Economic TRC Potential | F9 | Commercial | WA - College | New | Water Heating | Natural Gas | Commercial Laundry - ENERGY STAR Washer | A | Cumulative Winter Peak Savings (MW) | Achievable Economic TRC Potential | 0 | 0 | 0 | 0 | 0 | 0 | 0 | 0 | 0 | 0 | 0 | 0 | 0 | 0 | 0 | 0 | 0 | 0 | 0 | 0 | 0 | 0 | 0 | 0 | 0 | 0 | 0
F10_Commercial_WA - College_New_Water Heating_Natural Gas_Commercial Laundry - ENERGY STAR Washer_A_Achievable Economic TRC Potential | F10 | Commercial | WA - College | New | Water Heating | Natural Gas | Commercial Laundry - ENERGY STAR Washer | A | Purchases (Incremental) | Achievable Economic TRC Potential | 0 | 0 | 0 | 0 | 0 | 0 | 0 | 0 | 0 | 0 | 0 | 0 | 0 | 0 | 0 | 0 | 0 | 0 | 0 | 0 | 0 | 0 | 0 | 0 | 0 | 0 | 0
F11_Commercial_WA - College_New_Water Heating_Natural Gas_Commercial Laundry - ENERGY STAR Washer_A_Achievable Economic TRC Potential | F11 | Commercial | WA - College | New | Water Heating | Natural Gas | Commercial Laundry - ENERGY STAR Washer | A | Purchases (Cumulative) | Achievable Economic TRC Potential | 0 | 0 | 0 | 0 | 0 | 0 | 0 | 0 | 0 | 0 | 0 | 0 | 0 | 0 | 0 | 0 | 0 | 0 | 0 | 0 | 0 | 0 | 0 | 0 | 0 | 0 | 0
F1_Commercial_WA - College_New_Water Heating_Natural Gas_Water Heater - Efficient Dishwasher_A_Achievable Economic TRC Potential | F1 | Commercial | WA - College | New | Water Heating | Natural Gas | Water Heater - Efficient Dishwasher | A | Integrated Unit Energy Savings (kWh or therms) | Achievable Economic TRC Potential | 0 | 0 | 0 | 0 | 0 | 0 | 0 | 0 | 0 | 0 | 0 | 0 | 0 | 0 | 0 | 0 | 0 | 0 | 0 | 0 | 0 | 0 | 0 | 0 | 0 | 0 | 0
F2_Commercial_WA - College_New_Water Heating_Natural Gas_Water Heater - Efficient Dishwasher_A_Achievable Economic TRC Potential | F2 | Commercial | WA - College | New | Water Heating | Natural Gas | Water Heater - Efficient Dishwasher | A | Integrated Unit Summer Peak Savings (kW) | Achievable Economic TRC Potential | 0 | 0 | 0 | 0 | 0 | 0 | 0 | 0 | 0 | 0 | 0 | 0 | 0 | 0 | 0 | 0 | 0 | 0 | 0 | 0 | 0 | 0 | 0 | 0 | 0 | 0 | 0
F3_Commercial_WA - College_New_Water Heating_Natural Gas_Water Heater - Efficient Dishwasher_A_Achievable Economic TRC Potential | F3 | Commercial | WA - College | New | Water Heating | Natural Gas | Water Heater - Efficient Dishwasher | A | Integrated Unit Winter Peak Savings (kW) | Achievable Economic TRC Potential | 0 | 0 | 0 | 0 | 0 | 0 | 0 | 0 | 0 | 0 | 0 | 0 | 0 | 0 | 0 | 0 | 0 | 0 | 0 | 0 | 0 | 0 | 0 | 0 | 0 | 0 | 0
F4_Commercial_WA - College_New_Water Heating_Natural Gas_Water Heater - Efficient Dishwasher_A_Achievable Economic TRC Potential | F4 | Commercial | WA - College | New | Water Heating | Natural Gas | Water Heater - Efficient Dishwasher | A | Incremental Energy Savings (MWh or mTherms) | Achievable Economic TRC Potential | 0 | 0 | 0 | 0 | 0 | 0 | 0 | 0 | 0 | 0 | 0 | 0 | 0 | 0 | 0 | 0 | 0 | 0 | 0 | 0 | 0 | 0 | 0 | 0 | 0 | 0 | 0
F5_Commercial_WA - College_New_Water Heating_Natural Gas_Water Heater - Efficient Dishwasher_A_Achievable Economic TRC Potential | F5 | Commercial | WA - College | New | Water Heating | Natural Gas | Water Heater - Efficient Dishwasher | A | Incremental Summer Peak Savings (MW) | Achievable Economic TRC Potential | 0 | 0 | 0 | 0 | 0 | 0 | 0 | 0 | 0 | 0 | 0 | 0 | 0 | 0 | 0 | 0 | 0 | 0 | 0 | 0 | 0 | 0 | 0 | 0 | 0 | 0 | 0
F6_Commercial_WA - College_New_Water Heating_Natural Gas_Water Heater - Efficient Dishwasher_A_Achievable Economic TRC Potential | F6 | Commercial | WA - College | New | Water Heating | Natural Gas | Water Heater - Efficient Dishwasher | A | Incremental Winter Peak Savings (MW) | Achievable Economic TRC Potential | 0 | 0 | 0 | 0 | 0 | 0 | 0 | 0 | 0 | 0 | 0 | 0 | 0 | 0 | 0 | 0 | 0 | 0 | 0 | 0 | 0 | 0 | 0 | 0 | 0 | 0 | 0
F7_Commercial_WA - College_New_Water Heating_Natural Gas_Water Heater - Efficient Dishwasher_A_Achievable Economic TRC Potential | F7 | Commercial | WA - College | New | Water Heating | Natural Gas | Water Heater - Efficient Dishwasher | A | Cumulative Energy Savings (MWh or mTherms) | Achievable Economic TRC Potential | 0 | 0 | 0 | 0 | 0 | 0 | 0 | 0 | 0 | 0 | 0 | 0 | 0 | 0 | 0 | 0 | 0 | 0 | 0 | 0 | 0 | 0 | 0 | 0 | 0 | 0 | 0
F8_Commercial_WA - College_New_Water Heating_Natural Gas_Water Heater - Efficient Dishwasher_A_Achievable Economic TRC Potential | F8 | Commercial | WA - College | New | Water Heating | Natural Gas | Water Heater - Efficient Dishwasher | A | Cumulative Summer Peak Savings (MW) | Achievable Economic TRC Potential | 0 | 0 | 0 | 0 | 0 | 0 | 0 | 0 | 0 | 0 | 0 | 0 | 0 | 0 | 0 | 0 | 0 | 0 | 0 | 0 | 0 | 0 | 0 | 0 | 0 | 0 | 0
F9_Commercial_WA - College_New_Water Heating_Natural Gas_Water Heater - Efficient Dishwasher_A_Achievable Economic TRC Potential | F9 | Commercial | WA - College | New | Water Heating | Natural Gas | Water Heater - Efficient Dishwasher | A | Cumulative Winter Peak Savings (MW) | Achievable Economic TRC Potential | 0 | 0 | 0 | 0 | 0 | 0 | 0 | 0 | 0 | 0 | 0 | 0 | 0 | 0 | 0 | 0 | 0 | 0 | 0 | 0 | 0 | 0 | 0 | 0 | 0 | 0 | 0
F10_Commercial_WA - College_New_Water Heating_Natural Gas_Water Heater - Efficient Dishwasher_A_Achievable Economic TRC Potential | F10 | Commercial | WA - College | New | Water Heating | Natural Gas | Water Heater - Efficient Dishwasher | A | Purchases (Incremental) | Achievable Economic TRC Potential | 0 | 0 | 0 | 0 | 0 | 0 | 0 | 0 | 0 | 0 | 0 | 0 | 0 | 0 | 0 | 0 | 0 | 0 | 0 | 0 | 0 | 0 | 0 | 0 | 0 | 0 | 0
F11_Commercial_WA - College_New_Water Heating_Natural Gas_Water Heater - Efficient Dishwasher_A_Achievable Economic TRC Potential | F11 | Commercial | WA - College | New | Water Heating | Natural Gas | Water Heater - Efficient Dishwasher | A | Purchases (Cumulative) | Achievable Economic TRC Potential | 0 | 0 | 0 | 0 | 0 | 0 | 0 | 0 | 0 | 0 | 0 | 0 | 0 | 0 | 0 | 0 | 0 | 0 | 0 | 0 | 0 | 0 | 0 | 0 | 0 | 0 | 0
F1_Commercial_WA - College_New_Water Heating_Natural Gas_Commercial Laundry - Alternative Dry-Cleaning Methods_A_Achievable Economic TRC Potential | F1 | Commercial | WA - College | New | Water Heating | Natural Gas | Commercial Laundry - Alternative Dry-Cleaning Methods | A | Integrated Unit Energy Savings (kWh or therms) | Achievable Economic TRC Potential | 0 | 0 | 0 | 0 | 0 | 0 | 0 | 0 | 0 | 0 | 0 | 0 | 0 | 0 | 0 | 0 | 0 | 0 | 0 | 0 | 0 | 0 | 0 | 0 | 0 | 0 | 0
F2_Commercial_WA - College_New_Water Heating_Natural Gas_Commercial Laundry - Alternative Dry-Cleaning Methods_A_Achievable Economic TRC Potential | F2 | Commercial | WA - College | New | Water Heating | Natural Gas | Commercial Laundry - Alternative Dry-Cleaning Methods | A | Integrated Unit Summer Peak Savings (kW) | Achievable Economic TRC Potential | 0 | 0 | 0 | 0 | 0 | 0 | 0 | 0 | 0 | 0 | 0 | 0 | 0 | 0 | 0 | 0 | 0 | 0 | 0 | 0 | 0 | 0 | 0 | 0 | 0 | 0 | 0
F3_Commercial_WA - College_New_Water Heating_Natural Gas_Commercial Laundry - Alternative Dry-Cleaning Methods_A_Achievable Economic TRC Potential | F3 | Commercial | WA - College | New | Water Heating | Natural Gas | Commercial Laundry - Alternative Dry-Cleaning Methods | A | Integrated Unit Winter Peak Savings (kW) | Achievable Economic TRC Potential | 0 | 0 | 0 | 0 | 0 | 0 | 0 | 0 | 0 | 0 | 0 | 0 | 0 | 0 | 0 | 0 | 0 | 0 | 0 | 0 | 0 | 0 | 0 | 0 | 0 | 0 | 0
F4_Commercial_WA - College_New_Water Heating_Natural Gas_Commercial Laundry - Alternative Dry-Cleaning Methods_A_Achievable Economic TRC Potential | F4 | Commercial | WA - College | New | Water Heating | Natural Gas | Commercial Laundry - Alternative Dry-Cleaning Methods | A | Incremental Energy Savings (MWh or mTherms) | Achievable Economic TRC Potential | 0 | 0 | 0 | 0 | 0 | 0 | 0 | 0 | 0 | 0 | 0 | 0 | 0 | 0 | 0 | 0 | 0 | 0 | 0 | 0 | 0 | 0 | 0 | 0 | 0 | 0 | 0
F5_Commercial_WA - College_New_Water Heating_Natural Gas_Commercial Laundry - Alternative Dry-Cleaning Methods_A_Achievable Economic TRC Potential | F5 | Commercial | WA - College | New | Water Heating | Natural Gas | Commercial Laundry - Alternative Dry-Cleaning Methods | A | Incremental Summer Peak Savings (MW) | Achievable Economic TRC Potential | 0 | 0 | 0 | 0 | 0 | 0 | 0 | 0 | 0 | 0 | 0 | 0 | 0 | 0 | 0 | 0 | 0 | 0 | 0 | 0 | 0 | 0 | 0 | 0 | 0 | 0 | 0
F6_Commercial_WA - College_New_Water Heating_Natural Gas_Commercial Laundry - Alternative Dry-Cleaning Methods_A_Achievable Economic TRC Potential | F6 | Commercial | WA - College | New | Water Heating | Natural Gas | Commercial Laundry - Alternative Dry-Cleaning Methods | A | Incremental Winter Peak Savings (MW) | Achievable Economic TRC Potential | 0 | 0 | 0 | 0 | 0 | 0 | 0 | 0 | 0 | 0 | 0 | 0 | 0 | 0 | 0 | 0 | 0 | 0 | 0 | 0 | 0 | 0 | 0 | 0 | 0 | 0 | 0
F7_Commercial_WA - College_New_Water Heating_Natural Gas_Commercial Laundry - Alternative Dry-Cleaning Methods_A_Achievable Economic TRC Potential | F7 | Commercial | WA - College | New | Water Heating | Natural Gas | Commercial Laundry - Alternative Dry-Cleaning Methods | A | Cumulative Energy Savings (MWh or mTherms) | Achievable Economic TRC Potential | 0 | 0 | 0 | 0 | 0 | 0 | 0 | 0 | 0 | 0 | 0 | 0 | 0 | 0 | 0 | 0 | 0 | 0 | 0 | 0 | 0 | 0 | 0 | 0 | 0 | 0 | 0
F8_Commercial_WA - College_New_Water Heating_Natural Gas_Commercial Laundry - Alternative Dry-Cleaning Methods_A_Achievable Economic TRC Potential | F8 | Commercial | WA - College | New | Water Heating | Natural Gas | Commercial Laundry - Alternative Dry-Cleaning Methods | A | Cumulative Summer Peak Savings (MW) | Achievable Economic TRC Potential | 0 | 0 | 0 | 0 | 0 | 0 | 0 | 0 | 0 | 0 | 0 | 0 | 0 | 0 | 0 | 0 | 0 | 0 | 0 | 0 | 0 | 0 | 0 | 0 | 0 | 0 | 0
F9_Commercial_WA - College_New_Water Heating_Natural Gas_Commercial Laundry - Alternative Dry-Cleaning Methods_A_Achievable Economic TRC Potential | F9 | Commercial | WA - College | New | Water Heating | Natural Gas | Commercial Laundry - Alternative Dry-Cleaning Methods | A | Cumulative Winter Peak Savings (MW) | Achievable Economic TRC Potential | 0 | 0 | 0 | 0 | 0 | 0 | 0 | 0 | 0 | 0 | 0 | 0 | 0 | 0 | 0 | 0 | 0 | 0 | 0 | 0 | 0 | 0 | 0 | 0 | 0 | 0 | 0
F10_Commercial_WA - College_New_Water Heating_Natural Gas_Commercial Laundry - Alternative Dry-Cleaning Methods_A_Achievable Economic TRC Potential | F10 | Commercial | WA - College | New | Water Heating | Natural Gas | Commercial Laundry - Alternative Dry-Cleaning Methods | A | Purchases (Incremental) | Achievable Economic TRC Potential | 0 | 0 | 0 | 0 | 0 | 0 | 0 | 0 | 0 | 0 | 0 | 0 | 0 | 0 | 0 | 0 | 0 | 0 | 0 | 0 | 0 | 0 | 0 | 0 | 0 | 0 | 0
F11_Commercial_WA - College_New_Water Heating_Natural Gas_Commercial Laundry - Alternative Dry-Cleaning Methods_A_Achievable Economic TRC Potential | F11 | Commercial | WA - College | New | Water Heating | Natural Gas | Commercial Laundry - Alternative Dry-Cleaning Methods | A | Purchases (Cumulative) | Achievable Economic TRC Potential | 0 | 0 | 0 | 0 | 0 | 0 | 0 | 0 | 0 | 0 | 0 | 0 | 0 | 0 | 0 | 0 | 0 | 0 | 0 | 0 | 0 | 0 | 0 | 0 | 0 | 0 | 0
F1_Commercial_WA - College_New_Space Heating_Natural Gas_Advanced Kitchen Ventilation Controls_A_Achievable Economic TRC Potential | F1 | Commercial | WA - College | New | Space Heating | Natural Gas | Advanced Kitchen Ventilation Controls | A | Integrated Unit Energy Savings (kWh or therms) | Achievable Economic TRC Potential | 0 | 0 | 0 | 0 | 0 | 0 | 0 | 0 | 0 | 0 | 0 | 0 | 0 | 0 | 0 | 0 | 0 | 0 | 0 | 0 | 0 | 0 | 0 | 0 | 0 | 0 | 0
F2_Commercial_WA - College_New_Space Heating_Natural Gas_Advanced Kitchen Ventilation Controls_A_Achievable Economic TRC Potential | F2 | Commercial | WA - College | New | Space Heating | Natural Gas | Advanced Kitchen Ventilation Controls | A | Integrated Unit Summer Peak Savings (kW) | Achievable Economic TRC Potential | 0 | 0 | 0 | 0 | 0 | 0 | 0 | 0 | 0 | 0 | 0 | 0 | 0 | 0 | 0 | 0 | 0 | 0 | 0 | 0 | 0 | 0 | 0 | 0 | 0 | 0 | 0
F3_Commercial_WA - College_New_Space Heating_Natural Gas_Advanced Kitchen Ventilation Controls_A_Achievable Economic TRC Potential | F3 | Commercial | WA - College | New | Space Heating | Natural Gas | Advanced Kitchen Ventilation Controls | A | Integrated Unit Winter Peak Savings (kW) | Achievable Economic TRC Potential | 0 | 0 | 0 | 0 | 0 | 0 | 0 | 0 | 0 | 0 | 0 | 0 | 0 | 0 | 0 | 0 | 0 | 0 | 0 | 0 | 0 | 0 | 0 | 0 | 0 | 0 | 0
F4_Commercial_WA - College_New_Space Heating_Natural Gas_Advanced Kitchen Ventilation Controls_A_Achievable Economic TRC Potential | F4 | Commercial | WA - College | New | Space Heating | Natural Gas | Advanced Kitchen Ventilation Controls | A | Incremental Energy Savings (MWh or mTherms) | Achievable Economic TRC Potential | 0 | 0 | 0 | 0 | 0 | 0 | 0 | 0 | 0 | 0 | 0 | 0 | 0 | 0 | 0 | 0 | 0 | 0 | 0 | 0 | 0 | 0 | 0 | 0 | 0 | 0 | 0
F5_Commercial_WA - College_New_Space Heating_Natural Gas_Advanced Kitchen Ventilation Controls_A_Achievable Economic TRC Potential | F5 | Commercial | WA - College | New | Space Heating | Natural Gas | Advanced Kitchen Ventilation Controls | A | Incremental Summer Peak Savings (MW) | Achievable Economic TRC Potential | 0 | 0 | 0 | 0 | 0 | 0 | 0 | 0 | 0 | 0 | 0 | 0 | 0 | 0 | 0 | 0 | 0 | 0 | 0 | 0 | 0 | 0 | 0 | 0 | 0 | 0 | 0
F6_Commercial_WA - College_New_Space Heating_Natural Gas_Advanced Kitchen Ventilation Controls_A_Achievable Economic TRC Potential | F6 | Commercial | WA - College | New | Space Heating | Natural Gas | Advanced Kitchen Ventilation Controls | A | Incremental Winter Peak Savings (MW) | Achievable Economic TRC Potential | 0 | 0 | 0 | 0 | 0 | 0 | 0 | 0 | 0 | 0 | 0 | 0 | 0 | 0 | 0 | 0 | 0 | 0 | 0 | 0 | 0 | 0 | 0 | 0 | 0 | 0 | 0
F7_Commercial_WA - College_New_Space Heating_Natural Gas_Advanced Kitchen Ventilation Controls_A_Achievable Economic TRC Potential | F7 | Commercial | WA - College | New | Space Heating | Natural Gas | Advanced Kitchen Ventilation Controls | A | Cumulative Energy Savings (MWh or mTherms) | Achievable Economic TRC Potential | 0 | 0 | 0 | 0 | 0 | 0 | 0 | 0 | 0 | 0 | 0 | 0 | 0 | 0 | 0 | 0 | 0 | 0 | 0 | 0 | 0 | 0 | 0 | 0 | 0 | 0 | 0
F8_Commercial_WA - College_New_Space Heating_Natural Gas_Advanced Kitchen Ventilation Controls_A_Achievable Economic TRC Potential | F8 | Commercial | WA - College | New | Space Heating | Natural Gas | Advanced Kitchen Ventilation Controls | A | Cumulative Summer Peak Savings (MW) | Achievable Economic TRC Potential | 0 | 0 | 0 | 0 | 0 | 0 | 0 | 0 | 0 | 0 | 0 | 0 | 0 | 0 | 0 | 0 | 0 | 0 | 0 | 0 | 0 | 0 | 0 | 0 | 0 | 0 | 0
F9_Commercial_WA - College_New_Space Heating_Natural Gas_Advanced Kitchen Ventilation Controls_A_Achievable Economic TRC Potential | F9 | Commercial | WA - College | New | Space Heating | Natural Gas | Advanced Kitchen Ventilation Controls | A | Cumulative Winter Peak Savings (MW) | Achievable Economic TRC Potential | 0 | 0 | 0 | 0 | 0 | 0 | 0 | 0 | 0 | 0 | 0 | 0 | 0 | 0 | 0 | 0 | 0 | 0 | 0 | 0 | 0 | 0 | 0 | 0 | 0 | 0 | 0
F10_Commercial_WA - College_New_Space Heating_Natural Gas_Advanced Kitchen Ventilation Controls_A_Achievable Economic TRC Potential | F10 | Commercial | WA - College | New | Space Heating | Natural Gas | Advanced Kitchen Ventilation Controls | A | Purchases (Incremental) | Achievable Economic TRC Potential | 0 | 0 | 0 | 0 | 0 | 0 | 0 | 0 | 0 | 0 | 0 | 0 | 0 | 0 | 0 | 0 | 0 | 0 | 0 | 0 | 0 | 0 | 0 | 0 | 0 | 0 | 0
F11_Commercial_WA - College_New_Space Heating_Natural Gas_Advanced Kitchen Ventilation Controls_A_Achievable Economic TRC Potential | F11 | Commercial | WA - College | New | Space Heating | Natural Gas | Advanced Kitchen Ventilation Controls | A | Purchases (Cumulative) | Achievable Economic TRC Potential | 0 | 0 | 0 | 0 | 0 | 0 | 0 | 0 | 0 | 0 | 0 | 0 | 0 | 0 | 0 | 0 | 0 | 0 | 0 | 0 | 0 | 0 | 0 | 0 | 0 | 0 | 0
F1_Commercial_WA - College_New_Space Heating_Natural Gas_Infiltration Control - Loading Dock Sealing_A_Achievable Economic TRC Potential | F1 | Commercial | WA - College | New | Space Heating | Natural Gas | Infiltration Control - Loading Dock Sealing | A | Integrated Unit Energy Savings (kWh or therms) | Achievable Economic TRC Potential | 0 | 0 | 0 | 0 | 0 | 0 | 0 | 0 | 0 | 0 | 0 | 0 | 0 | 0 | 0 | 0 | 0 | 0 | 0 | 0 | 0 | 0 | 0 | 0 | 0 | 0 | 0
F2_Commercial_WA - College_New_Space Heating_Natural Gas_Infiltration Control - Loading Dock Sealing_A_Achievable Economic TRC Potential | F2 | Commercial | WA - College | New | Space Heating | Natural Gas | Infiltration Control - Loading Dock Sealing | A | Integrated Unit Summer Peak Savings (kW) | Achievable Economic TRC Potential | 0 | 0 | 0 | 0 | 0 | 0 | 0 | 0 | 0 | 0 | 0 | 0 | 0 | 0 | 0 | 0 | 0 | 0 | 0 | 0 | 0 | 0 | 0 | 0 | 0 | 0 | 0
F3_Commercial_WA - College_New_Space Heating_Natural Gas_Infiltration Control - Loading Dock Sealing_A_Achievable Economic TRC Potential | F3 | Commercial | WA - College | New | Space Heating | Natural Gas | Infiltration Control - Loading Dock Sealing | A | Integrated Unit Winter Peak Savings (kW) | Achievable Economic TRC Potential | 0 | 0 | 0 | 0 | 0 | 0 | 0 | 0 | 0 | 0 | 0 | 0 | 0 | 0 | 0 | 0 | 0 | 0 | 0 | 0 | 0 | 0 | 0 | 0 | 0 | 0 | 0
F4_Commercial_WA - College_New_Space Heating_Natural Gas_Infiltration Control - Loading Dock Sealing_A_Achievable Economic TRC Potential | F4 | Commercial | WA - College | New | Space Heating | Natural Gas | Infiltration Control - Loading Dock Sealing | A | Incremental Energy Savings (MWh or mTherms) | Achievable Economic TRC Potential | 0 | 0 | 0 | 0 | 0 | 0 | 0 | 0 | 0 | 0 | 0 | 0 | 0 | 0 | 0 | 0 | 0 | 0 | 0 | 0 | 0 | 0 | 0 | 0 | 0 | 0 | 0
F5_Commercial_WA - College_New_Space Heating_Natural Gas_Infiltration Control - Loading Dock Sealing_A_Achievable Economic TRC Potential | F5 | Commercial | WA - College | New | Space Heating | Natural Gas | Infiltration Control - Loading Dock Sealing | A | Incremental Summer Peak Savings (MW) | Achievable Economic TRC Potential | 0 | 0 | 0 | 0 | 0 | 0 | 0 | 0 | 0 | 0 | 0 | 0 | 0 | 0 | 0 | 0 | 0 | 0 | 0 | 0 | 0 | 0 | 0 | 0 | 0 | 0 | 0
F6_Commercial_WA - College_New_Space Heating_Natural Gas_Infiltration Control - Loading Dock Sealing_A_Achievable Economic TRC Potential | F6 | Commercial | WA - College | New | Space Heating | Natural Gas | Infiltration Control - Loading Dock Sealing | A | Incremental Winter Peak Savings (MW) | Achievable Economic TRC Potential | 0 | 0 | 0 | 0 | 0 | 0 | 0 | 0 | 0 | 0 | 0 | 0 | 0 | 0 | 0 | 0 | 0 | 0 | 0 | 0 | 0 | 0 | 0 | 0 | 0 | 0 | 0
F7_Commercial_WA - College_New_Space Heating_Natural Gas_Infiltration Control - Loading Dock Sealing_A_Achievable Economic TRC Potential | F7 | Commercial | WA - College | New | Space Heating | Natural Gas | Infiltration Control - Loading Dock Sealing | A | Cumulative Energy Savings (MWh or mTherms) | Achievable Economic TRC Potential | 0 | 0 | 0 | 0 | 0 | 0 | 0 | 0 | 0 | 0 | 0 | 0 | 0 | 0 | 0 | 0 | 0 | 0 | 0 | 0 | 0 | 0 | 0 | 0 | 0 | 0 | 0
F8_Commercial_WA - College_New_Space Heating_Natural Gas_Infiltration Control - Loading Dock Sealing_A_Achievable Economic TRC Potential | F8 | Commercial | WA - College | New | Space Heating | Natural Gas | Infiltration Control - Loading Dock Sealing | A | Cumulative Summer Peak Savings (MW) | Achievable Economic TRC Potential | 0 | 0 | 0 | 0 | 0 | 0 | 0 | 0 | 0 | 0 | 0 | 0 | 0 | 0 | 0 | 0 | 0 | 0 | 0 | 0 | 0 | 0 | 0 | 0 | 0 | 0 | 0
F9_Commercial_WA - College_New_Space Heating_Natural Gas_Infiltration Control - Loading Dock Sealing_A_Achievable Economic TRC Potential | F9 | Commercial | WA - College | New | Space Heating | Natural Gas | Infiltration Control - Loading Dock Sealing | A | Cumulative Winter Peak Savings (MW) | Achievable Economic TRC Potential | 0 | 0 | 0 | 0 | 0 | 0 | 0 | 0 | 0 | 0 | 0 | 0 | 0 | 0 | 0 | 0 | 0 | 0 | 0 | 0 | 0 | 0 | 0 | 0 | 0 | 0 | 0
F10_Commercial_WA - College_New_Space Heating_Natural Gas_Infiltration Control - Loading Dock Sealing_A_Achievable Economic TRC Potential | F10 | Commercial | WA - College | New | Space Heating | Natural Gas | Infiltration Control - Loading Dock Sealing | A | Purchases (Incremental) | Achievable Economic TRC Potential | 0 | 0 | 0 | 0 | 0 | 0 | 0 | 0 | 0 | 0 | 0 | 0 | 0 | 0 | 0 | 0 | 0 | 0 | 0 | 0 | 0 | 0 | 0 | 0 | 0 | 0 | 0
F11_Commercial_WA - College_New_Space Heating_Natural Gas_Infiltration Control - Loading Dock Sealing_A_Achievable Economic TRC Potential | F11 | Commercial | WA - College | New | Space Heating | Natural Gas | Infiltration Control - Loading Dock Sealing | A | Purchases (Cumulative) | Achievable Economic TRC Potential | 0 | 0 | 0 | 0 | 0 | 0 | 0 | 0 | 0 | 0 | 0 | 0 | 0 | 0 | 0 | 0 | 0 | 0 | 0 | 0 | 0 | 0 | 0 | 0 | 0 | 0 | 0
F1_Commercial_WA - College_New_Space Heating_Natural Gas_Greenhouse Heat Curtain_A_Achievable Economic TRC Potential | F1 | Commercial | WA - College | New | Space Heating | Natural Gas | Greenhouse Heat Curtain | A | Integrated Unit Energy Savings (kWh or therms) | Achievable Economic TRC Potential | 0 | 0 | 0 | 0 | 0 | 0 | 0 | 0 | 0 | 0 | 0 | 0 | 0 | 0 | 0 | 0 | 0 | 0 | 0 | 0 | 0 | 0 | 0 | 0 | 0 | 0 | 0
F2_Commercial_WA - College_New_Space Heating_Natural Gas_Greenhouse Heat Curtain_A_Achievable Economic TRC Potential | F2 | Commercial | WA - College | New | Space Heating | Natural Gas | Greenhouse Heat Curtain | A | Integrated Unit Summer Peak Savings (kW) | Achievable Economic TRC Potential | 0 | 0 | 0 | 0 | 0 | 0 | 0 | 0 | 0 | 0 | 0 | 0 | 0 | 0 | 0 | 0 | 0 | 0 | 0 | 0 | 0 | 0 | 0 | 0 | 0 | 0 | 0
F3_Commercial_WA - College_New_Space Heating_Natural Gas_Greenhouse Heat Curtain_A_Achievable Economic TRC Potential | F3 | Commercial | WA - College | New | Space Heating | Natural Gas | Greenhouse Heat Curtain | A | Integrated Unit Winter Peak Savings (kW) | Achievable Economic TRC Potential | 0 | 0 | 0 | 0 | 0 | 0 | 0 | 0 | 0 | 0 | 0 | 0 | 0 | 0 | 0 | 0 | 0 | 0 | 0 | 0 | 0 | 0 | 0 | 0 | 0 | 0 | 0
F4_Commercial_WA - College_New_Space Heating_Natural Gas_Greenhouse Heat Curtain_A_Achievable Economic TRC Potential | F4 | Commercial | WA - College | New | Space Heating | Natural Gas | Greenhouse Heat Curtain | A | Incremental Energy Savings (MWh or mTherms) | Achievable Economic TRC Potential | 0 | 0 | 0 | 0 | 0 | 0 | 0 | 0 | 0 | 0 | 0 | 0 | 0 | 0 | 0 | 0 | 0 | 0 | 0 | 0 | 0 | 0 | 0 | 0 | 0 | 0 | 0
F5_Commercial_WA - College_New_Space Heating_Natural Gas_Greenhouse Heat Curtain_A_Achievable Economic TRC Potential | F5 | Commercial | WA - College | New | Space Heating | Natural Gas | Greenhouse Heat Curtain | A | Incremental Summer Peak Savings (MW) | Achievable Economic TRC Potential | 0 | 0 | 0 | 0 | 0 | 0 | 0 | 0 | 0 | 0 | 0 | 0 | 0 | 0 | 0 | 0 | 0 | 0 | 0 | 0 | 0 | 0 | 0 | 0 | 0 | 0 | 0
F6_Commercial_WA - College_New_Space Heating_Natural Gas_Greenhouse Heat Curtain_A_Achievable Economic TRC Potential | F6 | Commercial | WA - College | New | Space Heating | Natural Gas | Greenhouse Heat Curtain | A | Incremental Winter Peak Savings (MW) | Achievable Economic TRC Potential | 0 | 0 | 0 | 0 | 0 | 0 | 0 | 0 | 0 | 0 | 0 | 0 | 0 | 0 | 0 | 0 | 0 | 0 | 0 | 0 | 0 | 0 | 0 | 0 | 0 | 0 | 0
F7_Commercial_WA - College_New_Space Heating_Natural Gas_Greenhouse Heat Curtain_A_Achievable Economic TRC Potential | F7 | Commercial | WA - College | New | Space Heating | Natural Gas | Greenhouse Heat Curtain | A | Cumulative Energy Savings (MWh or mTherms) | Achievable Economic TRC Potential | 0 | 0 | 0 | 0 | 0 | 0 | 0 | 0 | 0 | 0 | 0 | 0 | 0 | 0 | 0 | 0 | 0 | 0 | 0 | 0 | 0 | 0 | 0 | 0 | 0 | 0 | 0
F8_Commercial_WA - College_New_Space Heating_Natural Gas_Greenhouse Heat Curtain_A_Achievable Economic TRC Potential | F8 | Commercial | WA - College | New | Space Heating | Natural Gas | Greenhouse Heat Curtain | A | Cumulative Summer Peak Savings (MW) | Achievable Economic TRC Potential | 0 | 0 | 0 | 0 | 0 | 0 | 0 | 0 | 0 | 0 | 0 | 0 | 0 | 0 | 0 | 0 | 0 | 0 | 0 | 0 | 0 | 0 | 0 | 0 | 0 | 0 | 0
F9_Commercial_WA - College_New_Space Heating_Natural Gas_Greenhouse Heat Curtain_A_Achievable Economic TRC Potential | F9 | Commercial | WA - College | New | Space Heating | Natural Gas | Greenhouse Heat Curtain | A | Cumulative Winter Peak Savings (MW) | Achievable Economic TRC Potential | 0 | 0 | 0 | 0 | 0 | 0 | 0 | 0 | 0 | 0 | 0 | 0 | 0 | 0 | 0 | 0 | 0 | 0 | 0 | 0 | 0 | 0 | 0 | 0 | 0 | 0 | 0
F10_Commercial_WA - College_New_Space Heating_Natural Gas_Greenhouse Heat Curtain_A_Achievable Economic TRC Potential | F10 | Commercial | WA - College | New | Space Heating | Natural Gas | Greenhouse Heat Curtain | A | Purchases (Incremental) | Achievable Economic TRC Potential | 0 | 0 | 0 | 0 | 0 | 0 | 0 | 0 | 0 | 0 | 0 | 0 | 0 | 0 | 0 | 0 | 0 | 0 | 0 | 0 | 0 | 0 | 0 | 0 | 0 | 0 | 0
F11_Commercial_WA - College_New_Space Heating_Natural Gas_Greenhouse Heat Curtain_A_Achievable Economic TRC Potential | F11 | Commercial | WA - College | New | Space Heating | Natural Gas | Greenhouse Heat Curtain | A | Purchases (Cumulative) | Achievable Economic TRC Potential | 0 | 0 | 0 | 0 | 0 | 0 | 0 | 0 | 0 | 0 | 0 | 0 | 0 | 0 | 0 | 0 | 0 | 0 | 0 | 0 | 0 | 0 | 0 | 0 | 0 | 0 | 0
F1_Commercial_WA - College_New_Space Heating_Natural Gas_Ventilation - Parking Garages, Demand Controlled_A_Achievable Economic TRC Potential | F1 | Commercial | WA - College | New | Space Heating | Natural Gas | Ventilation - Parking Garages, Demand Controlled | A | Integrated Unit Energy Savings (kWh or therms) | Achievable Economic TRC Potential | 0 | 0 | 0 | 0 | 0 | 0 | 0 | 0 | 0 | 0 | 0 | 0 | 0 | 0 | 0 | 0 | 0 | 0 | 0 | 0 | 0 | 0 | 0 | 0 | 0 | 0 | 0
F2_Commercial_WA - College_New_Space Heating_Natural Gas_Ventilation - Parking Garages, Demand Controlled_A_Achievable Economic TRC Potential | F2 | Commercial | WA - College | New | Space Heating | Natural Gas | Ventilation - Parking Garages, Demand Controlled | A | Integrated Unit Summer Peak Savings (kW) | Achievable Economic TRC Potential | 0 | 0 | 0 | 0 | 0 | 0 | 0 | 0 | 0 | 0 | 0 | 0 | 0 | 0 | 0 | 0 | 0 | 0 | 0 | 0 | 0 | 0 | 0 | 0 | 0 | 0 | 0
F3_Commercial_WA - College_New_Space Heating_Natural Gas_Ventilation - Parking Garages, Demand Controlled_A_Achievable Economic TRC Potential | F3 | Commercial | WA - College | New | Space Heating | Natural Gas | Ventilation - Parking Garages, Demand Controlled | A | Integrated Unit Winter Peak Savings (kW) | Achievable Economic TRC Potential | 0 | 0 | 0 | 0 | 0 | 0 | 0 | 0 | 0 | 0 | 0 | 0 | 0 | 0 | 0 | 0 | 0 | 0 | 0 | 0 | 0 | 0 | 0 | 0 | 0 | 0 | 0
F4_Commercial_WA - College_New_Space Heating_Natural Gas_Ventilation - Parking Garages, Demand Controlled_A_Achievable Economic TRC Potential | F4 | Commercial | WA - College | New | Space Heating | Natural Gas | Ventilation - Parking Garages, Demand Controlled | A | Incremental Energy Savings (MWh or mTherms) | Achievable Economic TRC Potential | 0 | 0 | 0 | 0 | 0 | 0 | 0 | 0 | 0 | 0 | 0 | 0 | 0 | 0 | 0 | 0 | 0 | 0 | 0 | 0 | 0 | 0 | 0 | 0 | 0 | 0 | 0
F5_Commercial_WA - College_New_Space Heating_Natural Gas_Ventilation - Parking Garages, Demand Controlled_A_Achievable Economic TRC Potential | F5 | Commercial | WA - College | New | Space Heating | Natural Gas | Ventilation - Parking Garages, Demand Controlled | A | Incremental Summer Peak Savings (MW) | Achievable Economic TRC Potential | 0 | 0 | 0 | 0 | 0 | 0 | 0 | 0 | 0 | 0 | 0 | 0 | 0 | 0 | 0 | 0 | 0 | 0 | 0 | 0 | 0 | 0 | 0 | 0 | 0 | 0 | 0
F6_Commercial_WA - College_New_Space Heating_Natural Gas_Ventilation - Parking Garages, Demand Controlled_A_Achievable Economic TRC Potential | F6 | Commercial | WA - College | New | Space Heating | Natural Gas | Ventilation - Parking Garages, Demand Controlled | A | Incremental Winter Peak Savings (MW) | Achievable Economic TRC Potential | 0 | 0 | 0 | 0 | 0 | 0 | 0 | 0 | 0 | 0 | 0 | 0 | 0 | 0 | 0 | 0 | 0 | 0 | 0 | 0 | 0 | 0 | 0 | 0 | 0 | 0 | 0
F7_Commercial_WA - College_New_Space Heating_Natural Gas_Ventilation - Parking Garages, Demand Controlled_A_Achievable Economic TRC Potential | F7 | Commercial | WA - College | New | Space Heating | Natural Gas | Ventilation - Parking Garages, Demand Controlled | A | Cumulative Energy Savings (MWh or mTherms) | Achievable Economic TRC Potential | 0 | 0 | 0 | 0 | 0 | 0 | 0 | 0 | 0 | 0 | 0 | 0 | 0 | 0 | 0 | 0 | 0 | 0 | 0 | 0 | 0 | 0 | 0 | 0 | 0 | 0 | 0
F8_Commercial_WA - College_New_Space Heating_Natural Gas_Ventilation - Parking Garages, Demand Controlled_A_Achievable Economic TRC Potential | F8 | Commercial | WA - College | New | Space Heating | Natural Gas | Ventilation - Parking Garages, Demand Controlled | A | Cumulative Summer Peak Savings (MW) | Achievable Economic TRC Potential | 0 | 0 | 0 | 0 | 0 | 0 | 0 | 0 | 0 | 0 | 0 | 0 | 0 | 0 | 0 | 0 | 0 | 0 | 0 | 0 | 0 | 0 | 0 | 0 | 0 | 0 | 0
F9_Commercial_WA - College_New_Space Heating_Natural Gas_Ventilation - Parking Garages, Demand Controlled_A_Achievable Economic TRC Potential | F9 | Commercial | WA - College | New | Space Heating | Natural Gas | Ventilation - Parking Garages, Demand Controlled | A | Cumulative Winter Peak Savings (MW) | Achievable Economic TRC Potential | 0 | 0 | 0 | 0 | 0 | 0 | 0 | 0 | 0 | 0 | 0 | 0 | 0 | 0 | 0 | 0 | 0 | 0 | 0 | 0 | 0 | 0 | 0 | 0 | 0 | 0 | 0
F10_Commercial_WA - College_New_Space Heating_Natural Gas_Ventilation - Parking Garages, Demand Controlled_A_Achievable Economic TRC Potential | F10 | Commercial | WA - College | New | Space Heating | Natural Gas | Ventilation - Parking Garages, Demand Controlled | A | Purchases (Incremental) | Achievable Economic TRC Potential | 0 | 0 | 0 | 0 | 0 | 0 | 0 | 0 | 0 | 0 | 0 | 0 | 0 | 0 | 0 | 0 | 0 | 0 | 0 | 0 | 0 | 0 | 0 | 0 | 0 | 0 | 0
F11_Commercial_WA - College_New_Space Heating_Natural Gas_Ventilation - Parking Garages, Demand Controlled_A_Achievable Economic TRC Potential | F11 | Commercial | WA - College | New | Space Heating | Natural Gas | Ventilation - Parking Garages, Demand Controlled | A | Purchases (Cumulative) | Achievable Economic TRC Potential | 0 | 0 | 0 | 0 | 0 | 0 | 0 | 0 | 0 | 0 | 0 | 0 | 0 | 0 | 0 | 0 | 0 | 0 | 0 | 0 | 0 | 0 | 0 | 0 | 0 | 0 | 0
F1_Commercial_WA - College_New_Miscellaneous_Natural Gas_Pool Heater - Night Covers_A_Achievable Economic TRC Potential | F1 | Commercial | WA - College | New | Miscellaneous | Natural Gas | Pool Heater - Night Covers | A | Integrated Unit Energy Savings (kWh or therms) | Achievable Economic TRC Potential | 0 | 0 | 0 | 0 | 0 | 0 | 0 | 0 | 0 | 0 | 0 | 0 | 0 | 0 | 0 | 0 | 0 | 0 | 0 | 0 | 0 | 0 | 0 | 0 | 0 | 0 | 0
F2_Commercial_WA - College_New_Miscellaneous_Natural Gas_Pool Heater - Night Covers_A_Achievable Economic TRC Potential | F2 | Commercial | WA - College | New | Miscellaneous | Natural Gas | Pool Heater - Night Covers | A | Integrated Unit Summer Peak Savings (kW) | Achievable Economic TRC Potential | 0 | 0 | 0 | 0 | 0 | 0 | 0 | 0 | 0 | 0 | 0 | 0 | 0 | 0 | 0 | 0 | 0 | 0 | 0 | 0 | 0 | 0 | 0 | 0 | 0 | 0 | 0
F3_Commercial_WA - College_New_Miscellaneous_Natural Gas_Pool Heater - Night Covers_A_Achievable Economic TRC Potential | F3 | Commercial | WA - College | New | Miscellaneous | Natural Gas | Pool Heater - Night Covers | A | Integrated Unit Winter Peak Savings (kW) | Achievable Economic TRC Potential | 0 | 0 | 0 | 0 | 0 | 0 | 0 | 0 | 0 | 0 | 0 | 0 | 0 | 0 | 0 | 0 | 0 | 0 | 0 | 0 | 0 | 0 | 0 | 0 | 0 | 0 | 0
F4_Commercial_WA - College_New_Miscellaneous_Natural Gas_Pool Heater - Night Covers_A_Achievable Economic TRC Potential | F4 | Commercial | WA - College | New | Miscellaneous | Natural Gas | Pool Heater - Night Covers | A | Incremental Energy Savings (MWh or mTherms) | Achievable Economic TRC Potential | 0 | 0 | 0 | 0 | 0 | 0 | 0 | 0 | 0 | 0 | 0 | 0 | 0 | 0 | 0 | 0 | 0 | 0 | 0 | 0 | 0 | 0 | 0 | 0 | 0 | 0 | 0
F5_Commercial_WA - College_New_Miscellaneous_Natural Gas_Pool Heater - Night Covers_A_Achievable Economic TRC Potential | F5 | Commercial | WA - College | New | Miscellaneous | Natural Gas | Pool Heater - Night Covers | A | Incremental Summer Peak Savings (MW) | Achievable Economic TRC Potential | 0 | 0 | 0 | 0 | 0 | 0 | 0 | 0 | 0 | 0 | 0 | 0 | 0 | 0 | 0 | 0 | 0 | 0 | 0 | 0 | 0 | 0 | 0 | 0 | 0 | 0 | 0
F6_Commercial_WA - College_New_Miscellaneous_Natural Gas_Pool Heater - Night Covers_A_Achievable Economic TRC Potential | F6 | Commercial | WA - College | New | Miscellaneous | Natural Gas | Pool Heater - Night Covers | A | Incremental Winter Peak Savings (MW) | Achievable Economic TRC Potential | 0 | 0 | 0 | 0 | 0 | 0 | 0 | 0 | 0 | 0 | 0 | 0 | 0 | 0 | 0 | 0 | 0 | 0 | 0 | 0 | 0 | 0 | 0 | 0 | 0 | 0 | 0
F7_Commercial_WA - College_New_Miscellaneous_Natural Gas_Pool Heater - Night Covers_A_Achievable Economic TRC Potential | F7 | Commercial | WA - College | New | Miscellaneous | Natural Gas | Pool Heater - Night Covers | A | Cumulative Energy Savings (MWh or mTherms) | Achievable Economic TRC Potential | 0 | 0 | 0 | 0 | 0 | 0 | 0 | 0 | 0 | 0 | 0 | 0 | 0 | 0 | 0 | 0 | 0 | 0 | 0 | 0 | 0 | 0 | 0 | 0 | 0 | 0 | 0
F8_Commercial_WA - College_New_Miscellaneous_Natural Gas_Pool Heater - Night Covers_A_Achievable Economic TRC Potential | F8 | Commercial | WA - College | New | Miscellaneous | Natural Gas | Pool Heater - Night Covers | A | Cumulative Summer Peak Savings (MW) | Achievable Economic TRC Potential | 0 | 0 | 0 | 0 | 0 | 0 | 0 | 0 | 0 | 0 | 0 | 0 | 0 | 0 | 0 | 0 | 0 | 0 | 0 | 0 | 0 | 0 | 0 | 0 | 0 | 0 | 0
F9_Commercial_WA - College_New_Miscellaneous_Natural Gas_Pool Heater - Night Covers_A_Achievable Economic TRC Potential | F9 | Commercial | WA - College | New | Miscellaneous | Natural Gas | Pool Heater - Night Covers | A | Cumulative Winter Peak Savings (MW) | Achievable Economic TRC Potential | 0 | 0 | 0 | 0 | 0 | 0 | 0 | 0 | 0 | 0 | 0 | 0 | 0 | 0 | 0 | 0 | 0 | 0 | 0 | 0 | 0 | 0 | 0 | 0 | 0 | 0 | 0
F10_Commercial_WA - College_New_Miscellaneous_Natural Gas_Pool Heater - Night Covers_A_Achievable Economic TRC Potential | F10 | Commercial | WA - College | New | Miscellaneous | Natural Gas | Pool Heater - Night Covers | A | Purchases (Incremental) | Achievable Economic TRC Potential | 0 | 0 | 0 | 0 | 0 | 0 | 0 | 0 | 0 | 0 | 0 | 0 | 0 | 0 | 0 | 0 | 0 | 0 | 0 | 0 | 0 | 0 | 0 | 0 | 0 | 0 | 0
F11_Commercial_WA - College_New_Miscellaneous_Natural Gas_Pool Heater - Night Covers_A_Achievable Economic TRC Potential | F11 | Commercial | WA - College | New | Miscellaneous | Natural Gas | Pool Heater - Night Covers | A | Purchases (Cumulative) | Achievable Economic TRC Potential | 0 | 0 | 0 | 0 | 0 | 0 | 0 | 0 | 0 | 0 | 0 | 0 | 0 | 0 | 0 | 0 | 0 | 0 | 0 | 0 | 0 | 0 | 0 | 0 | 0 | 0 | 0
F1_Commercial_WA - College_New_Space Heating_Natural Gas_Advanced New Construction Designs_A_Achievable Economic TRC Potential | F1 | Commercial | WA - College | New | Space Heating | Natural Gas | Advanced New Construction Designs | A | Integrated Unit Energy Savings (kWh or therms) | Achievable Economic TRC Potential | 0 | 0 | 0 | 0 | 0 | 0 | 0 | 0 | 0 | 0 | 0 | 0 | 0 | 0 | 0 | 0 | 0 | 0 | 0 | 0 | 0 | 0 | 0 | 0 | 0 | 0 | 0
F2_Commercial_WA - College_New_Space Heating_Natural Gas_Advanced New Construction Designs_A_Achievable Economic TRC Potential | F2 | Commercial | WA - College | New | Space Heating | Natural Gas | Advanced New Construction Designs | A | Integrated Unit Summer Peak Savings (kW) | Achievable Economic TRC Potential | 0 | 0 | 0 | 0 | 0 | 0 | 0 | 0 | 0 | 0 | 0 | 0 | 0 | 0 | 0 | 0 | 0 | 0 | 0 | 0 | 0 | 0 | 0 | 0 | 0 | 0 | 0
F3_Commercial_WA - College_New_Space Heating_Natural Gas_Advanced New Construction Designs_A_Achievable Economic TRC Potential | F3 | Commercial | WA - College | New | Space Heating | Natural Gas | Advanced New Construction Designs | A | Integrated Unit Winter Peak Savings (kW) | Achievable Economic TRC Potential | 0 | 0 | 0 | 0 | 0 | 0 | 0 | 0 | 0 | 0 | 0 | 0 | 0 | 0 | 0 | 0 | 0 | 0 | 0 | 0 | 0 | 0 | 0 | 0 | 0 | 0 | 0
F4_Commercial_WA - College_New_Space Heating_Natural Gas_Advanced New Construction Designs_A_Achievable Economic TRC Potential | F4 | Commercial | WA - College | New | Space Heating | Natural Gas | Advanced New Construction Designs | A | Incremental Energy Savings (MWh or mTherms) | Achievable Economic TRC Potential | 0 | 0 | 0 | 0 | 0 | 0 | 0 | 0 | 0 | 0 | 0 | 0 | 0 | 0 | 0 | 0 | 0 | 0 | 0 | 0 | 0 | 0 | 0 | 0 | 0 | 0 | 0
F5_Commercial_WA - College_New_Space Heating_Natural Gas_Advanced New Construction Designs_A_Achievable Economic TRC Potential | F5 | Commercial | WA - College | New | Space Heating | Natural Gas | Advanced New Construction Designs | A | Incremental Summer Peak Savings (MW) | Achievable Economic TRC Potential | 0 | 0 | 0 | 0 | 0 | 0 | 0 | 0 | 0 | 0 | 0 | 0 | 0 | 0 | 0 | 0 | 0 | 0 | 0 | 0 | 0 | 0 | 0 | 0 | 0 | 0 | 0
F6_Commercial_WA - College_New_Space Heating_Natural Gas_Advanced New Construction Designs_A_Achievable Economic TRC Potential | F6 | Commercial | WA - College | New | Space Heating | Natural Gas | Advanced New Construction Designs | A | Incremental Winter Peak Savings (MW) | Achievable Economic TRC Potential | 0 | 0 | 0 | 0 | 0 | 0 | 0 | 0 | 0 | 0 | 0 | 0 | 0 | 0 | 0 | 0 | 0 | 0 | 0 | 0 | 0 | 0 | 0 | 0 | 0 | 0 | 0
F7_Commercial_WA - College_New_Space Heating_Natural Gas_Advanced New Construction Designs_A_Achievable Economic TRC Potential | F7 | Commercial | WA - College | New | Space Heating | Natural Gas | Advanced New Construction Designs | A | Cumulative Energy Savings (MWh or mTherms) | Achievable Economic TRC Potential | 0 | 0 | 0 | 0 | 0 | 0 | 0 | 0 | 0 | 0 | 0 | 0 | 0 | 0 | 0 | 0 | 0 | 0 | 0 | 0 | 0 | 0 | 0 | 0 | 0 | 0 | 0
F8_Commercial_WA - College_New_Space Heating_Natural Gas_Advanced New Construction Designs_A_Achievable Economic TRC Potential | F8 | Commercial | WA - College | New | Space Heating | Natural Gas | Advanced New Construction Designs | A | Cumulative Summer Peak Savings (MW) | Achievable Economic TRC Potential | 0 | 0 | 0 | 0 | 0 | 0 | 0 | 0 | 0 | 0 | 0 | 0 | 0 | 0 | 0 | 0 | 0 | 0 | 0 | 0 | 0 | 0 | 0 | 0 | 0 | 0 | 0
F9_Commercial_WA - College_New_Space Heating_Natural Gas_Advanced New Construction Designs_A_Achievable Economic TRC Potential | F9 | Commercial | WA - College | New | Space Heating | Natural Gas | Advanced New Construction Designs | A | Cumulative Winter Peak Savings (MW) | Achievable Economic TRC Potential | 0 | 0 | 0 | 0 | 0 | 0 | 0 | 0 | 0 | 0 | 0 | 0 | 0 | 0 | 0 | 0 | 0 | 0 | 0 | 0 | 0 | 0 | 0 | 0 | 0 | 0 | 0
F10_Commercial_WA - College_New_Space Heating_Natural Gas_Advanced New Construction Designs_A_Achievable Economic TRC Potential | F10 | Commercial | WA - College | New | Space Heating | Natural Gas | Advanced New Construction Designs | A | Purchases (Incremental) | Achievable Economic TRC Potential | 0 | 0 | 0 | 0 | 0 | 0 | 0 | 0 | 0 | 0 | 0 | 0 | 0 | 0 | 0 | 0 | 0 | 0 | 0 | 0 | 0 | 0 | 0 | 0 | 0 | 0 | 0
F11_Commercial_WA - College_New_Space Heating_Natural Gas_Advanced New Construction Designs_A_Achievable Economic TRC Potential | F11 | Commercial | WA - College | New | Space Heating | Natural Gas | Advanced New Construction Designs | A | Purchases (Cumulative) | Achievable Economic TRC Potential | 0 | 0 | 0 | 0 | 0 | 0 | 0 | 0 | 0 | 0 | 0 | 0 | 0 | 0 | 0 | 0 | 0 | 0 | 0 | 0 | 0 | 0 | 0 | 0 | 0 | 0 | 0
F1_Commercial_WA - College_New_Water Heating_Natural Gas_Advanced New Construction Designs_A_Achievable Economic TRC Potential | F1 | Commercial | WA - College | New | Water Heating | Natural Gas | Advanced New Construction Designs | A | Integrated Unit Energy Savings (kWh or therms) | Achievable Economic TRC Potential | 0 | 0 | 0 | 0 | 0 | 0 | 0 | 0 | 0 | 0 | 0 | 0 | 0 | 0 | 0 | 0 | 0 | 0 | 0 | 0 | 0 | 0 | 0 | 0 | 0 | 0 | 0
F2_Commercial_WA - College_New_Water Heating_Natural Gas_Advanced New Construction Designs_A_Achievable Economic TRC Potential | F2 | Commercial | WA - College | New | Water Heating | Natural Gas | Advanced New Construction Designs | A | Integrated Unit Summer Peak Savings (kW) | Achievable Economic TRC Potential | 0 | 0 | 0 | 0 | 0 | 0 | 0 | 0 | 0 | 0 | 0 | 0 | 0 | 0 | 0 | 0 | 0 | 0 | 0 | 0 | 0 | 0 | 0 | 0 | 0 | 0 | 0
F3_Commercial_WA - College_New_Water Heating_Natural Gas_Advanced New Construction Designs_A_Achievable Economic TRC Potential | F3 | Commercial | WA - College | New | Water Heating | Natural Gas | Advanced New Construction Designs | A | Integrated Unit Winter Peak Savings (kW) | Achievable Economic TRC Potential | 0 | 0 | 0 | 0 | 0 | 0 | 0 | 0 | 0 | 0 | 0 | 0 | 0 | 0 | 0 | 0 | 0 | 0 | 0 | 0 | 0 | 0 | 0 | 0 | 0 | 0 | 0
F4_Commercial_WA - College_New_Water Heating_Natural Gas_Advanced New Construction Designs_A_Achievable Economic TRC Potential | F4 | Commercial | WA - College | New | Water Heating | Natural Gas | Advanced New Construction Designs | A | Incremental Energy Savings (MWh or mTherms) | Achievable Economic TRC Potential | 0 | 0 | 0 | 0 | 0 | 0 | 0 | 0 | 0 | 0 | 0 | 0 | 0 | 0 | 0 | 0 | 0 | 0 | 0 | 0 | 0 | 0 | 0 | 0 | 0 | 0 | 0
F5_Commercial_WA - College_New_Water Heating_Natural Gas_Advanced New Construction Designs_A_Achievable Economic TRC Potential | F5 | Commercial | WA - College | New | Water Heating | Natural Gas | Advanced New Construction Designs | A | Incremental Summer Peak Savings (MW) | Achievable Economic TRC Potential | 0 | 0 | 0 | 0 | 0 | 0 | 0 | 0 | 0 | 0 | 0 | 0 | 0 | 0 | 0 | 0 | 0 | 0 | 0 | 0 | 0 | 0 | 0 | 0 | 0 | 0 | 0
F6_Commercial_WA - College_New_Water Heating_Natural Gas_Advanced New Construction Designs_A_Achievable Economic TRC Potential | F6 | Commercial | WA - College | New | Water Heating | Natural Gas | Advanced New Construction Designs | A | Incremental Winter Peak Savings (MW) | Achievable Economic TRC Potential | 0 | 0 | 0 | 0 | 0 | 0 | 0 | 0 | 0 | 0 | 0 | 0 | 0 | 0 | 0 | 0 | 0 | 0 | 0 | 0 | 0 | 0 | 0 | 0 | 0 | 0 | 0
F7_Commercial_WA - College_New_Water Heating_Natural Gas_Advanced New Construction Designs_A_Achievable Economic TRC Potential | F7 | Commercial | WA - College | New | Water Heating | Natural Gas | Advanced New Construction Designs | A | Cumulative Energy Savings (MWh or mTherms) | Achievable Economic TRC Potential | 0 | 0 | 0 | 0 | 0 | 0 | 0 | 0 | 0 | 0 | 0 | 0 | 0 | 0 | 0 | 0 | 0 | 0 | 0 | 0 | 0 | 0 | 0 | 0 | 0 | 0 | 0
F8_Commercial_WA - College_New_Water Heating_Natural Gas_Advanced New Construction Designs_A_Achievable Economic TRC Potential | F8 | Commercial | WA - College | New | Water Heating | Natural Gas | Advanced New Construction Designs | A | Cumulative Summer Peak Savings (MW) | Achievable Economic TRC Potential | 0 | 0 | 0 | 0 | 0 | 0 | 0 | 0 | 0 | 0 | 0 | 0 | 0 | 0 | 0 | 0 | 0 | 0 | 0 | 0 | 0 | 0 | 0 | 0 | 0 | 0 | 0
F9_Commercial_WA - College_New_Water Heating_Natural Gas_Advanced New Construction Designs_A_Achievable Economic TRC Potential | F9 | Commercial | WA - College | New | Water Heating | Natural Gas | Advanced New Construction Designs | A | Cumulative Winter Peak Savings (MW) | Achievable Economic TRC Potential | 0 | 0 | 0 | 0 | 0 | 0 | 0 | 0 | 0 | 0 | 0 | 0 | 0 | 0 | 0 | 0 | 0 | 0 | 0 | 0 | 0 | 0 | 0 | 0 | 0 | 0 | 0
F10_Commercial_WA - College_New_Water Heating_Natural Gas_Advanced New Construction Designs_A_Achievable Economic TRC Potential | F10 | Commercial | WA - College | New | Water Heating | Natural Gas | Advanced New Construction Designs | A | Purchases (Incremental) | Achievable Economic TRC Potential | 0 | 0 | 0 | 0 | 0 | 0 | 0 | 0 | 0 | 0 | 0 | 0 | 0 | 0 | 0 | 0 | 0 | 0 | 0 | 0 | 0 | 0 | 0 | 0 | 0 | 0 | 0
F11_Commercial_WA - College_New_Water Heating_Natural Gas_Advanced New Construction Designs_A_Achievable Economic TRC Potential | F11 | Commercial | WA - College | New | Water Heating | Natural Gas | Advanced New Construction Designs | A | Purchases (Cumulative) | Achievable Economic TRC Potential | 0 | 0 | 0 | 0 | 0 | 0 | 0 | 0 | 0 | 0 | 0 | 0 | 0 | 0 | 0 | 0 | 0 | 0 | 0 | 0 | 0 | 0 | 0 | 0 | 0 | 0 | 0
F1_Commercial_WA - College_New_Space Heating_Natural Gas_Strategic Energy Management_A_Achievable Economic TRC Potential | F1 | Commercial | WA - College | New | Space Heating | Natural Gas | Strategic Energy Management | A | Integrated Unit Energy Savings (kWh or therms) | Achievable Economic TRC Potential | 0 | 0 | 0 | 0 | 0 | 0 | 0 | 0 | 0 | 0 | 0 | 0 | 0 | 0 | 0 | 0 | 0 | 0 | 0 | 0 | 0 | 0 | 0 | 0 | 0 | 0 | 0
F2_Commercial_WA - College_New_Space Heating_Natural Gas_Strategic Energy Management_A_Achievable Economic TRC Potential | F2 | Commercial | WA - College | New | Space Heating | Natural Gas | Strategic Energy Management | A | Integrated Unit Summer Peak Savings (kW) | Achievable Economic TRC Potential | 0 | 0 | 0 | 0 | 0 | 0 | 0 | 0 | 0 | 0 | 0 | 0 | 0 | 0 | 0 | 0 | 0 | 0 | 0 | 0 | 0 | 0 | 0 | 0 | 0 | 0 | 0
F3_Commercial_WA - College_New_Space Heating_Natural Gas_Strategic Energy Management_A_Achievable Economic TRC Potential | F3 | Commercial | WA - College | New | Space Heating | Natural Gas | Strategic Energy Management | A | Integrated Unit Winter Peak Savings (kW) | Achievable Economic TRC Potential | 0 | 0 | 0 | 0 | 0 | 0 | 0 | 0 | 0 | 0 | 0 | 0 | 0 | 0 | 0 | 0 | 0 | 0 | 0 | 0 | 0 | 0 | 0 | 0 | 0 | 0 | 0
F4_Commercial_WA - College_New_Space Heating_Natural Gas_Strategic Energy Management_A_Achievable Economic TRC Potential | F4 | Commercial | WA - College | New | Space Heating | Natural Gas | Strategic Energy Management | A | Incremental Energy Savings (MWh or mTherms) | Achievable Economic TRC Potential | 0 | 0 | 0 | 0 | 0 | 0 | 0 | 0 | 0 | 0 | 0 | 0 | 0 | 0 | 0 | 0 | 0 | 0 | 0 | 0 | 0 | 0 | 0 | 0 | 0 | 0 | 0
F5_Commercial_WA - College_New_Space Heating_Natural Gas_Strategic Energy Management_A_Achievable Economic TRC Potential | F5 | Commercial | WA - College | New | Space Heating | Natural Gas | Strategic Energy Management | A | Incremental Summer Peak Savings (MW) | Achievable Economic TRC Potential | 0 | 0 | 0 | 0 | 0 | 0 | 0 | 0 | 0 | 0 | 0 | 0 | 0 | 0 | 0 | 0 | 0 | 0 | 0 | 0 | 0 | 0 | 0 | 0 | 0 | 0 | 0
F6_Commercial_WA - College_New_Space Heating_Natural Gas_Strategic Energy Management_A_Achievable Economic TRC Potential | F6 | Commercial | WA - College | New | Space Heating | Natural Gas | Strategic Energy Management | A | Incremental Winter Peak Savings (MW) | Achievable Economic TRC Potential | 0 | 0 | 0 | 0 | 0 | 0 | 0 | 0 | 0 | 0 | 0 | 0 | 0 | 0 | 0 | 0 | 0 | 0 | 0 | 0 | 0 | 0 | 0 | 0 | 0 | 0 | 0
F7_Commercial_WA - College_New_Space Heating_Natural Gas_Strategic Energy Management_A_Achievable Economic TRC Potential | F7 | Commercial | WA - College | New | Space Heating | Natural Gas | Strategic Energy Management | A | Cumulative Energy Savings (MWh or mTherms) | Achievable Economic TRC Potential | 0 | 0 | 0 | 0 | 0 | 0 | 0 | 0 | 0 | 0 | 0 | 0 | 0 | 0 | 0 | 0 | 0 | 0 | 0 | 0 | 0 | 0 | 0 | 0 | 0 | 0 | 0
F8_Commercial_WA - College_New_Space Heating_Natural Gas_Strategic Energy Management_A_Achievable Economic TRC Potential | F8 | Commercial | WA - College | New | Space Heating | Natural Gas | Strategic Energy Management | A | Cumulative Summer Peak Savings (MW) | Achievable Economic TRC Potential | 0 | 0 | 0 | 0 | 0 | 0 | 0 | 0 | 0 | 0 | 0 | 0 | 0 | 0 | 0 | 0 | 0 | 0 | 0 | 0 | 0 | 0 | 0 | 0 | 0 | 0 | 0
F9_Commercial_WA - College_New_Space Heating_Natural Gas_Strategic Energy Management_A_Achievable Economic TRC Potential | F9 | Commercial | WA - College | New | Space Heating | Natural Gas | Strategic Energy Management | A | Cumulative Winter Peak Savings (MW) | Achievable Economic TRC Potential | 0 | 0 | 0 | 0 | 0 | 0 | 0 | 0 | 0 | 0 | 0 | 0 | 0 | 0 | 0 | 0 | 0 | 0 | 0 | 0 | 0 | 0 | 0 | 0 | 0 | 0 | 0
F10_Commercial_WA - College_New_Space Heating_Natural Gas_Strategic Energy Management_A_Achievable Economic TRC Potential | F10 | Commercial | WA - College | New | Space Heating | Natural Gas | Strategic Energy Management | A | Purchases (Incremental) | Achievable Economic TRC Potential | 0 | 0 | 0 | 0 | 0 | 0 | 0 | 0 | 0 | 0 | 0 | 0 | 0 | 0 | 0 | 0 | 0 | 0 | 0 | 0 | 0 | 0 | 0 | 0 | 0 | 0 | 0
F11_Commercial_WA - College_New_Space Heating_Natural Gas_Strategic Energy Management_A_Achievable Economic TRC Potential | F11 | Commercial | WA - College | New | Space Heating | Natural Gas | Strategic Energy Management | A | Purchases (Cumulative) | Achievable Economic TRC Potential | 0 | 0 | 0 | 0 | 0 | 0 | 0 | 0 | 0 | 0 | 0 | 0 | 0 | 0 | 0 | 0 | 0 | 0 | 0 | 0 | 0 | 0 | 0 | 0 | 0 | 0 | 0
F1_Commercial_WA - College_New_Water Heating_Natural Gas_Strategic Energy Management_A_Achievable Economic TRC Potential | F1 | Commercial | WA - College | New | Water Heating | Natural Gas | Strategic Energy Management | A | Integrated Unit Energy Savings (kWh or therms) | Achievable Economic TRC Potential | 0 | 0 | 0 | 0 | 0 | 0 | 0 | 0 | 0 | 0 | 0 | 0 | 0 | 0 | 0 | 0 | 0 | 0 | 0 | 0 | 0 | 0 | 0 | 0 | 0 | 0 | 0
F2_Commercial_WA - College_New_Water Heating_Natural Gas_Strategic Energy Management_A_Achievable Economic TRC Potential | F2 | Commercial | WA - College | New | Water Heating | Natural Gas | Strategic Energy Management | A | Integrated Unit Summer Peak Savings (kW) | Achievable Economic TRC Potential | 0 | 0 | 0 | 0 | 0 | 0 | 0 | 0 | 0 | 0 | 0 | 0 | 0 | 0 | 0 | 0 | 0 | 0 | 0 | 0 | 0 | 0 | 0 | 0 | 0 | 0 | 0
F3_Commercial_WA - College_New_Water Heating_Natural Gas_Strategic Energy Management_A_Achievable Economic TRC Potential | F3 | Commercial | WA - College | New | Water Heating | Natural Gas | Strategic Energy Management | A | Integrated Unit Winter Peak Savings (kW) | Achievable Economic TRC Potential | 0 | 0 | 0 | 0 | 0 | 0 | 0 | 0 | 0 | 0 | 0 | 0 | 0 | 0 | 0 | 0 | 0 | 0 | 0 | 0 | 0 | 0 | 0 | 0 | 0 | 0 | 0
F4_Commercial_WA - College_New_Water Heating_Natural Gas_Strategic Energy Management_A_Achievable Economic TRC Potential | F4 | Commercial | WA - College | New | Water Heating | Natural Gas | Strategic Energy Management | A | Incremental Energy Savings (MWh or mTherms) | Achievable Economic TRC Potential | 0 | 0 | 0 | 0 | 0 | 0 | 0 | 0 | 0 | 0 | 0 | 0 | 0 | 0 | 0 | 0 | 0 | 0 | 0 | 0 | 0 | 0 | 0 | 0 | 0 | 0 | 0
F5_Commercial_WA - College_New_Water Heating_Natural Gas_Strategic Energy Management_A_Achievable Economic TRC Potential | F5 | Commercial | WA - College | New | Water Heating | Natural Gas | Strategic Energy Management | A | Incremental Summer Peak Savings (MW) | Achievable Economic TRC Potential | 0 | 0 | 0 | 0 | 0 | 0 | 0 | 0 | 0 | 0 | 0 | 0 | 0 | 0 | 0 | 0 | 0 | 0 | 0 | 0 | 0 | 0 | 0 | 0 | 0 | 0 | 0
F6_Commercial_WA - College_New_Water Heating_Natural Gas_Strategic Energy Management_A_Achievable Economic TRC Potential | F6 | Commercial | WA - College | New | Water Heating | Natural Gas | Strategic Energy Management | A | Incremental Winter Peak Savings (MW) | Achievable Economic TRC Potential | 0 | 0 | 0 | 0 | 0 | 0 | 0 | 0 | 0 | 0 | 0 | 0 | 0 | 0 | 0 | 0 | 0 | 0 | 0 | 0 | 0 | 0 | 0 | 0 | 0 | 0 | 0
F7_Commercial_WA - College_New_Water Heating_Natural Gas_Strategic Energy Management_A_Achievable Economic TRC Potential | F7 | Commercial | WA - College | New | Water Heating | Natural Gas | Strategic Energy Management | A | Cumulative Energy Savings (MWh or mTherms) | Achievable Economic TRC Potential | 0 | 0 | 0 | 0 | 0 | 0 | 0 | 0 | 0 | 0 | 0 | 0 | 0 | 0 | 0 | 0 | 0 | 0 | 0 | 0 | 0 | 0 | 0 | 0 | 0 | 0 | 0
F8_Commercial_WA - College_New_Water Heating_Natural Gas_Strategic Energy Management_A_Achievable Economic TRC Potential | F8 | Commercial | WA - College | New | Water Heating | Natural Gas | Strategic Energy Management | A | Cumulative Summer Peak Savings (MW) | Achievable Economic TRC Potential | 0 | 0 | 0 | 0 | 0 | 0 | 0 | 0 | 0 | 0 | 0 | 0 | 0 | 0 | 0 | 0 | 0 | 0 | 0 | 0 | 0 | 0 | 0 | 0 | 0 | 0 | 0
F9_Commercial_WA - College_New_Water Heating_Natural Gas_Strategic Energy Management_A_Achievable Economic TRC Potential | F9 | Commercial | WA - College | New | Water Heating | Natural Gas | Strategic Energy Management | A | Cumulative Winter Peak Savings (MW) | Achievable Economic TRC Potential | 0 | 0 | 0 | 0 | 0 | 0 | 0 | 0 | 0 | 0 | 0 | 0 | 0 | 0 | 0 | 0 | 0 | 0 | 0 | 0 | 0 | 0 | 0 | 0 | 0 | 0 | 0
F10_Commercial_WA - College_New_Water Heating_Natural Gas_Strategic Energy Management_A_Achievable Economic TRC Potential | F10 | Commercial | WA - College | New | Water Heating | Natural Gas | Strategic Energy Management | A | Purchases (Incremental) | Achievable Economic TRC Potential | 0 | 0 | 0 | 0 | 0 | 0 | 0 | 0 | 0 | 0 | 0 | 0 | 0 | 0 | 0 | 0 | 0 | 0 | 0 | 0 | 0 | 0 | 0 | 0 | 0 | 0 | 0
F11_Commercial_WA - College_New_Water Heating_Natural Gas_Strategic Energy Management_A_Achievable Economic TRC Potential | F11 | Commercial | WA - College | New | Water Heating | Natural Gas | Strategic Energy Management | A | Purchases (Cumulative) | Achievable Economic TRC Potential | 0 | 0 | 0 | 0 | 0 | 0 | 0 | 0 | 0 | 0 | 0 | 0 | 0 | 0 | 0 | 0 | 0 | 0 | 0 | 0 | 0 | 0 | 0 | 0 | 0 | 0 | 0
F1_Commercial_WA - College_New_Space Heating_Natural Gas_Retrocommissioning_A_Achievable Economic TRC Potential | F1 | Commercial | WA - College | New | Space Heating | Natural Gas | Retrocommissioning | A | Integrated Unit Energy Savings (kWh or therms) | Achievable Economic TRC Potential | 0 | 0 | 0 | 0 | 0 | 0 | 0 | 0 | 0 | 0 | 0 | 0 | 0 | 0 | 0 | 0 | 0 | 0 | 0 | 0 | 0 | 0 | 0 | 0 | 0 | 0 | 0
F2_Commercial_WA - College_New_Space Heating_Natural Gas_Retrocommissioning_A_Achievable Economic TRC Potential | F2 | Commercial | WA - College | New | Space Heating | Natural Gas | Retrocommissioning | A | Integrated Unit Summer Peak Savings (kW) | Achievable Economic TRC Potential | 0 | 0 | 0 | 0 | 0 | 0 | 0 | 0 | 0 | 0 | 0 | 0 | 0 | 0 | 0 | 0 | 0 | 0 | 0 | 0 | 0 | 0 | 0 | 0 | 0 | 0 | 0
F3_Commercial_WA - College_New_Space Heating_Natural Gas_Retrocommissioning_A_Achievable Economic TRC Potential | F3 | Commercial | WA - College | New | Space Heating | Natural Gas | Retrocommissioning | A | Integrated Unit Winter Peak Savings (kW) | Achievable Economic TRC Potential | 0 | 0 | 0 | 0 | 0 | 0 | 0 | 0 | 0 | 0 | 0 | 0 | 0 | 0 | 0 | 0 | 0 | 0 | 0 | 0 | 0 | 0 | 0 | 0 | 0 | 0 | 0
F4_Commercial_WA - College_New_Space Heating_Natural Gas_Retrocommissioning_A_Achievable Economic TRC Potential | F4 | Commercial | WA - College | New | Space Heating | Natural Gas | Retrocommissioning | A | Incremental Energy Savings (MWh or mTherms) | Achievable Economic TRC Potential | 0 | 0 | 0 | 0 | 0 | 0 | 0 | 0 | 0 | 0 | 0 | 0 | 0 | 0 | 0 | 0 | 0 | 0 | 0 | 0 | 0 | 0 | 0 | 0 | 0 | 0 | 0
F5_Commercial_WA - College_New_Space Heating_Natural Gas_Retrocommissioning_A_Achievable Economic TRC Potential | F5 | Commercial | WA - College | New | Space Heating | Natural Gas | Retrocommissioning | A | Incremental Summer Peak Savings (MW) | Achievable Economic TRC Potential | 0 | 0 | 0 | 0 | 0 | 0 | 0 | 0 | 0 | 0 | 0 | 0 | 0 | 0 | 0 | 0 | 0 | 0 | 0 | 0 | 0 | 0 | 0 | 0 | 0 | 0 | 0
F6_Commercial_WA - College_New_Space Heating_Natural Gas_Retrocommissioning_A_Achievable Economic TRC Potential | F6 | Commercial | WA - College | New | Space Heating | Natural Gas | Retrocommissioning | A | Incremental Winter Peak Savings (MW) | Achievable Economic TRC Potential | 0 | 0 | 0 | 0 | 0 | 0 | 0 | 0 | 0 | 0 | 0 | 0 | 0 | 0 | 0 | 0 | 0 | 0 | 0 | 0 | 0 | 0 | 0 | 0 | 0 | 0 | 0
F7_Commercial_WA - College_New_Space Heating_Natural Gas_Retrocommissioning_A_Achievable Economic TRC Potential | F7 | Commercial | WA - College | New | Space Heating | Natural Gas | Retrocommissioning | A | Cumulative Energy Savings (MWh or mTherms) | Achievable Economic TRC Potential | 0 | 0 | 0 | 0 | 0 | 0 | 0 | 0 | 0 | 0 | 0 | 0 | 0 | 0 | 0 | 0 | 0 | 0 | 0 | 0 | 0 | 0 | 0 | 0 | 0 | 0 | 0
F8_Commercial_WA - College_New_Space Heating_Natural Gas_Retrocommissioning_A_Achievable Economic TRC Potential | F8 | Commercial | WA - College | New | Space Heating | Natural Gas | Retrocommissioning | A | Cumulative Summer Peak Savings (MW) | Achievable Economic TRC Potential | 0 | 0 | 0 | 0 | 0 | 0 | 0 | 0 | 0 | 0 | 0 | 0 | 0 | 0 | 0 | 0 | 0 | 0 | 0 | 0 | 0 | 0 | 0 | 0 | 0 | 0 | 0
F9_Commercial_WA - College_New_Space Heating_Natural Gas_Retrocommissioning_A_Achievable Economic TRC Potential | F9 | Commercial | WA - College | New | Space Heating | Natural Gas | Retrocommissioning | A | Cumulative Winter Peak Savings (MW) | Achievable Economic TRC Potential | 0 | 0 | 0 | 0 | 0 | 0 | 0 | 0 | 0 | 0 | 0 | 0 | 0 | 0 | 0 | 0 | 0 | 0 | 0 | 0 | 0 | 0 | 0 | 0 | 0 | 0 | 0
F10_Commercial_WA - College_New_Space Heating_Natural Gas_Retrocommissioning_A_Achievable Economic TRC Potential | F10 | Commercial | WA - College | New | Space Heating | Natural Gas | Retrocommissioning | A | Purchases (Incremental) | Achievable Economic TRC Potential | 0 | 0 | 0 | 0 | 0 | 0 | 0 | 0 | 0 | 0 | 0 | 0 | 0 | 0 | 0 | 0 | 0 | 0 | 0 | 0 | 0 | 0 | 0 | 0 | 0 | 0 | 0
F11_Commercial_WA - College_New_Space Heating_Natural Gas_Retrocommissioning_A_Achievable Economic TRC Potential | F11 | Commercial | WA - College | New | Space Heating | Natural Gas | Retrocommissioning | A | Purchases (Cumulative) | Achievable Economic TRC Potential | 0 | 0 | 0 | 0 | 0 | 0 | 0 | 0 | 0 | 0 | 0 | 0 | 0 | 0 | 0 | 0 | 0 | 0 | 0 | 0 | 0 | 0 | 0 | 0 | 0 | 0 | 0
F1_Commercial_WA - College_New_Water Heating_Natural Gas_Retrocommissioning_A_Achievable Economic TRC Potential | F1 | Commercial | WA - College | New | Water Heating | Natural Gas | Retrocommissioning | A | Integrated Unit Energy Savings (kWh or therms) | Achievable Economic TRC Potential | 0 | 0 | 0 | 0 | 0 | 0 | 0 | 0 | 0 | 0 | 0 | 0 | 0 | 0 | 0 | 0 | 0 | 0 | 0 | 0 | 0 | 0 | 0 | 0 | 0 | 0 | 0
F2_Commercial_WA - College_New_Water Heating_Natural Gas_Retrocommissioning_A_Achievable Economic TRC Potential | F2 | Commercial | WA - College | New | Water Heating | Natural Gas | Retrocommissioning | A | Integrated Unit Summer Peak Savings (kW) | Achievable Economic TRC Potential | 0 | 0 | 0 | 0 | 0 | 0 | 0 | 0 | 0 | 0 | 0 | 0 | 0 | 0 | 0 | 0 | 0 | 0 | 0 | 0 | 0 | 0 | 0 | 0 | 0 | 0 | 0
F3_Commercial_WA - College_New_Water Heating_Natural Gas_Retrocommissioning_A_Achievable Economic TRC Potential | F3 | Commercial | WA - College | New | Water Heating | Natural Gas | Retrocommissioning | A | Integrated Unit Winter Peak Savings (kW) | Achievable Economic TRC Potential | 0 | 0 | 0 | 0 | 0 | 0 | 0 | 0 | 0 | 0 | 0 | 0 | 0 | 0 | 0 | 0 | 0 | 0 | 0 | 0 | 0 | 0 | 0 | 0 | 0 | 0 | 0
F4_Commercial_WA - College_New_Water Heating_Natural Gas_Retrocommissioning_A_Achievable Economic TRC Potential | F4 | Commercial | WA - College | New | Water Heating | Natural Gas | Retrocommissioning | A | Incremental Energy Savings (MWh or mTherms) | Achievable Economic TRC Potential | 0 | 0 | 0 | 0 | 0 | 0 | 0 | 0 | 0 | 0 | 0 | 0 | 0 | 0 | 0 | 0 | 0 | 0 | 0 | 0 | 0 | 0 | 0 | 0 | 0 | 0 | 0
F5_Commercial_WA - College_New_Water Heating_Natural Gas_Retrocommissioning_A_Achievable Economic TRC Potential | F5 | Commercial | WA - College | New | Water Heating | Natural Gas | Retrocommissioning | A | Incremental Summer Peak Savings (MW) | Achievable Economic TRC Potential | 0 | 0 | 0 | 0 | 0 | 0 | 0 | 0 | 0 | 0 | 0 | 0 | 0 | 0 | 0 | 0 | 0 | 0 | 0 | 0 | 0 | 0 | 0 | 0 | 0 | 0 | 0
F6_Commercial_WA - College_New_Water Heating_Natural Gas_Retrocommissioning_A_Achievable Economic TRC Potential | F6 | Commercial | WA - College | New | Water Heating | Natural Gas | Retrocommissioning | A | Incremental Winter Peak Savings (MW) | Achievable Economic TRC Potential | 0 | 0 | 0 | 0 | 0 | 0 | 0 | 0 | 0 | 0 | 0 | 0 | 0 | 0 | 0 | 0 | 0 | 0 | 0 | 0 | 0 | 0 | 0 | 0 | 0 | 0 | 0
F7_Commercial_WA - College_New_Water Heating_Natural Gas_Retrocommissioning_A_Achievable Economic TRC Potential | F7 | Commercial | WA - College | New | Water Heating | Natural Gas | Retrocommissioning | A | Cumulative Energy Savings (MWh or mTherms) | Achievable Economic TRC Potential | 0 | 0 | 0 | 0 | 0 | 0 | 0 | 0 | 0 | 0 | 0 | 0 | 0 | 0 | 0 | 0 | 0 | 0 | 0 | 0 | 0 | 0 | 0 | 0 | 0 | 0 | 0
F8_Commercial_WA - College_New_Water Heating_Natural Gas_Retrocommissioning_A_Achievable Economic TRC Potential | F8 | Commercial | WA - College | New | Water Heating | Natural Gas | Retrocommissioning | A | Cumulative Summer Peak Savings (MW) | Achievable Economic TRC Potential | 0 | 0 | 0 | 0 | 0 | 0 | 0 | 0 | 0 | 0 | 0 | 0 | 0 | 0 | 0 | 0 | 0 | 0 | 0 | 0 | 0 | 0 | 0 | 0 | 0 | 0 | 0
F9_Commercial_WA - College_New_Water Heating_Natural Gas_Retrocommissioning_A_Achievable Economic TRC Potential | F9 | Commercial | WA - College | New | Water Heating | Natural Gas | Retrocommissioning | A | Cumulative Winter Peak Savings (MW) | Achievable Economic TRC Potential | 0 | 0 | 0 | 0 | 0 | 0 | 0 | 0 | 0 | 0 | 0 | 0 | 0 | 0 | 0 | 0 | 0 | 0 | 0 | 0 | 0 | 0 | 0 | 0 | 0 | 0 | 0
F10_Commercial_WA - College_New_Water Heating_Natural Gas_Retrocommissioning_A_Achievable Economic TRC Potential | F10 | Commercial | WA - College | New | Water Heating | Natural Gas | Retrocommissioning | A | Purchases (Incremental) | Achievable Economic TRC Potential | 0 | 0 | 0 | 0 | 0 | 0 | 0 | 0 | 0 | 0 | 0 | 0 | 0 | 0 | 0 | 0 | 0 | 0 | 0 | 0 | 0 | 0 | 0 | 0 | 0 | 0 | 0
F11_Commercial_WA - College_New_Water Heating_Natural Gas_Retrocommissioning_A_Achievable Economic TRC Potential | F11 | Commercial | WA - College | New | Water Heating | Natural Gas | Retrocommissioning | A | Purchases (Cumulative) | Achievable Economic TRC Potential | 0 | 0 | 0 | 0 | 0 | 0 | 0 | 0 | 0 | 0 | 0 | 0 | 0 | 0 | 0 | 0 | 0 | 0 | 0 | 0 | 0 | 0 | 0 | 0 | 0 | 0 | 0
F1_Commercial_WA - Miscellaneous_Existing_Space Heating_Natural Gas_Insulation - Ceiling_A_Achievable Economic TRC Potential | F1 | Commercial | WA - Miscellaneous | Existing | Space Heating | Natural Gas | Insulation - Ceiling | A | Integrated Unit Energy Savings (kWh or therms) | Achievable Economic TRC Potential | 0 | 0 | 0.099485 | 0.099019 | 0.098468 | 0.097872 | 0.097238 | 0.096556 | 0.09581 | 0.094994 | 0.094108 | 0.093159 | 0.092161 | 0.091172 | 0.090184 | 0.089216 | 0.088303 | 0.087479 | 0.086806 | 0.086294 | 0.085869 | 0.085554 | 0.085265 | 0.085152 | 0.085049 | 0.084954 | 0.084866
F2_Commercial_WA - Miscellaneous_Existing_Space Heating_Natural Gas_Insulation - Ceiling_A_Achievable Economic TRC Potential | F2 | Commercial | WA - Miscellaneous | Existing | Space Heating | Natural Gas | Insulation - Ceiling | A | Integrated Unit Summer Peak Savings (kW) | Achievable Economic TRC Potential | 0 | 0 | 0 | 0 | 0 | 0 | 0 | 0 | 0 | 0 | 0 | 0 | 0 | 0 | 0 | 0 | 0 | 0 | 0 | 0 | 0 | 0 | 0 | 0 | 0 | 0 | 0
F3_Commercial_WA - Miscellaneous_Existing_Space Heating_Natural Gas_Insulation - Ceiling_A_Achievable Economic TRC Potential | F3 | Commercial | WA - Miscellaneous | Existing | Space Heating | Natural Gas | Insulation - Ceiling | A | Integrated Unit Winter Peak Savings (kW) | Achievable Economic TRC Potential | 0 | 0 | 0 | 0 | 0 | 0 | 0 | 0 | 0 | 0 | 0 | 0 | 0 | 0 | 0 | 0 | 0 | 0 | 0 | 0 | 0 | 0 | 0 | 0 | 0 | 0 | 0
F4_Commercial_WA - Miscellaneous_Existing_Space Heating_Natural Gas_Insulation - Ceiling_A_Achievable Economic TRC Potential | F4 | Commercial | WA - Miscellaneous | Existing | Space Heating | Natural Gas | Insulation - Ceiling | A | Incremental Energy Savings (MWh or mTherms) | Achievable Economic TRC Potential | 0 | 0 | 0 | 0.2961 | 0.15844 | 0.53274 | 0.86097 | 1.2977 | 1.8442 | 2.4872 | 3.1943 | 3.9109 | 4.5625 | 5.0639 | 5.3286 | 5.2934 | 4.9389 | 4.3019 | 3.4749 | 2.582 | 1.8824 | 1.0233 | 0.8159 | 0 | 0 | 0 | 0
F5_Commercial_WA - Miscellaneous_Existing_Space Heating_Natural Gas_Insulation - Ceiling_A_Achievable Economic TRC Potential | F5 | Commercial | WA - Miscellaneous | Existing | Space Heating | Natural Gas | Insulation - Ceiling | A | Incremental Summer Peak Savings (MW) | Achievable Economic TRC Potential | 0 | 0 | 0 | 0 | 0 | 0 | 0 | 0 | 0 | 0 | 0 | 0 | 0 | 0 | 0 | 0 | 0 | 0 | 0 | 0 | 0 | 0 | 0 | 0 | 0 | 0 | 0
F6_Commercial_WA - Miscellaneous_Existing_Space Heating_Natural Gas_Insulation - Ceiling_A_Achievable Economic TRC Potential | F6 | Commercial | WA - Miscellaneous | Existing | Space Heating | Natural Gas | Insulation - Ceiling | A | Incremental Winter Peak Savings (MW) | Achievable Economic TRC Potential | 0 | 0 | 0 | 0 | 0 | 0 | 0 | 0 | 0 | 0 | 0 | 0 | 0 | 0 | 0 | 0 | 0 | 0 | 0 | 0 | 0 | 0 | 0 | 0 | 0 | 0 | 0
F7_Commercial_WA - Miscellaneous_Existing_Space Heating_Natural Gas_Insulation - Ceiling_A_Achievable Economic TRC Potential | F7 | Commercial | WA - Miscellaneous | Existing | Space Heating | Natural Gas | Insulation - Ceiling | A | Cumulative Energy Savings (MWh or mTherms) | Achievable Economic TRC Potential | 0 | 0 | 0 | 0.2961 | 0.45289 | 0.98289 | 1.8375 | 3.1223 | 4.9423 | 7.3874 | 10.5128 | 14.3178 | 18.7268 | 23.5897 | 28.6627 | 33.6483 | 38.243 | 42.1882 | 45.3383 | 47.653 | 49.3005 | 50.1431 | 50.7897 | 50.7224 | 50.6607 | 50.6041 | 50.5522
F8_Commercial_WA - Miscellaneous_Existing_Space Heating_Natural Gas_Insulation - Ceiling_A_Achievable Economic TRC Potential | F8 | Commercial | WA - Miscellaneous | Existing | Space Heating | Natural Gas | Insulation - Ceiling | A | Cumulative Summer Peak Savings (MW) | Achievable Economic TRC Potential | 0 | 0 | 0 | 0 | 0 | 0 | 0 | 0 | 0 | 0 | 0 | 0 | 0 | 0 | 0 | 0 | 0 | 0 | 0 | 0 | 0 | 0 | 0 | 0 | 0 | 0 | 0
F9_Commercial_WA - Miscellaneous_Existing_Space Heating_Natural Gas_Insulation - Ceiling_A_Achievable Economic TRC Potential | F9 | Commercial | WA - Miscellaneous | Existing | Space Heating | Natural Gas | Insulation - Ceiling | A | Cumulative Winter Peak Savings (MW) | Achievable Economic TRC Potential | 0 | 0 | 0 | 0 | 0 | 0 | 0 | 0 | 0 | 0 | 0 | 0 | 0 | 0 | 0 | 0 | 0 | 0 | 0 | 0 | 0 | 0 | 0 | 0 | 0 | 0 | 0
F10_Commercial_WA - Miscellaneous_Existing_Space Heating_Natural Gas_Insulation - Ceiling_A_Achievable Economic TRC Potential | F10 | Commercial | WA - Miscellaneous | Existing | Space Heating | Natural Gas | Insulation - Ceiling | A | Purchases (Incremental) | Achievable Economic TRC Potential | 0 | 0 | 0 | 2990.2982 | 1609.0547 | 5443.2724 | 8854.2286 | 13439.4823 | 19248.2103 | 26182.852 | 33942.4328 | 41980.9394 | 49505.5002 | 55541.954 | 59086.1817 | 59332.8587 | 55931.2256 | 49176.0567 | 40030.2644 | 29920.6637 | 21921.7789 | 11961.1928 | 9568.9542 | 0 | 0 | 0 | 0
F11_Commercial_WA - Miscellaneous_Existing_Space Heating_Natural Gas_Insulation - Ceiling_A_Achievable Economic TRC Potential | F11 | Commercial | WA - Miscellaneous | Existing | Space Heating | Natural Gas | Insulation - Ceiling | A | Purchases (Cumulative) | Achievable Economic TRC Potential | 0 | 0 | 0 | 2990.2982 | 4599.3529 | 10042.6253 | 18896.8538 | 32336.3361 | 51584.5464 | 77767.3984 | 111709.8311 | 153690.7705 | 203196.2707 | 258738.2247 | 317824.4063 | 377157.265 | 433088.4906 | 482264.5473 | 522294.8117 | 552215.4754 | 574137.2543 | 586098.4471 | 595667.4014 | 595667.4014 | 595667.4014 | 595667.4014 | 595667.4014
F1_Commercial_WA - Miscellaneous_Existing_Space Heating_Natural Gas_Insulation - Ducting_A_Achievable Economic TRC Potential | F1 | Commercial | WA - Miscellaneous | Existing | Space Heating | Natural Gas | Insulation - Ducting | A | Integrated Unit Energy Savings (kWh or therms) | Achievable Economic TRC Potential | 0 | 0 | 0 | 0 | 0 | 0 | 0 | 0 | 0 | 0 | 0 | 0 | 0 | 0 | 0 | 0 | 0 | 0 | 0 | 0 | 0 | 0 | 0 | 0 | 0 | 0 | 0
F2_Commercial_WA - Miscellaneous_Existing_Space Heating_Natural Gas_Insulation - Ducting_A_Achievable Economic TRC Potential | F2 | Commercial | WA - Miscellaneous | Existing | Space Heating | Natural Gas | Insulation - Ducting | A | Integrated Unit Summer Peak Savings (kW) | Achievable Economic TRC Potential | 0 | 0 | 0 | 0 | 0 | 0 | 0 | 0 | 0 | 0 | 0 | 0 | 0 | 0 | 0 | 0 | 0 | 0 | 0 | 0 | 0 | 0 | 0 | 0 | 0 | 0 | 0
F3_Commercial_WA - Miscellaneous_Existing_Space Heating_Natural Gas_Insulation - Ducting_A_Achievable Economic TRC Potential | F3 | Commercial | WA - Miscellaneous | Existing | Space Heating | Natural Gas | Insulation - Ducting | A | Integrated Unit Winter Peak Savings (kW) | Achievable Economic TRC Potential | 0 | 0 | 0 | 0 | 0 | 0 | 0 | 0 | 0 | 0 | 0 | 0 | 0 | 0 | 0 | 0 | 0 | 0 | 0 | 0 | 0 | 0 | 0 | 0 | 0 | 0 | 0
F4_Commercial_WA - Miscellaneous_Existing_Space Heating_Natural Gas_Insulation - Ducting_A_Achievable Economic TRC Potential | F4 | Commercial | WA - Miscellaneous | Existing | Space Heating | Natural Gas | Insulation - Ducting | A | Incremental Energy Savings (MWh or mTherms) | Achievable Economic TRC Potential | 0 | 0 | 0 | 0 | 0 | 0 | 0 | 0 | 0 | 0 | 0 | 0 | 0 | 0 | 0 | 0 | 0 | 0 | 0 | 0 | 0 | 0 | 0 | 0 | 0 | 0 | 0
F5_Commercial_WA - Miscellaneous_Existing_Space Heating_Natural Gas_Insulation - Ducting_A_Achievable Economic TRC Potential | F5 | Commercial | WA - Miscellaneous | Existing | Space Heating | Natural Gas | Insulation - Ducting | A | Incremental Summer Peak Savings (MW) | Achievable Economic TRC Potential | 0 | 0 | 0 | 0 | 0 | 0 | 0 | 0 | 0 | 0 | 0 | 0 | 0 | 0 | 0 | 0 | 0 | 0 | 0 | 0 | 0 | 0 | 0 | 0 | 0 | 0 | 0
F6_Commercial_WA - Miscellaneous_Existing_Space Heating_Natural Gas_Insulation - Ducting_A_Achievable Economic TRC Potential | F6 | Commercial | WA - Miscellaneous | Existing | Space Heating | Natural Gas | Insulation - Ducting | A | Incremental Winter Peak Savings (MW) | Achievable Economic TRC Potential | 0 | 0 | 0 | 0 | 0 | 0 | 0 | 0 | 0 | 0 | 0 | 0 | 0 | 0 | 0 | 0 | 0 | 0 | 0 | 0 | 0 | 0 | 0 | 0 | 0 | 0 | 0
F7_Commercial_WA - Miscellaneous_Existing_Space Heating_Natural Gas_Insulation - Ducting_A_Achievable Economic TRC Potential | F7 | Commercial | WA - Miscellaneous | Existing | Space Heating | Natural Gas | Insulation - Ducting | A | Cumulative Energy Savings (MWh or mTherms) | Achievable Economic TRC Potential | 0 | 0 | 0 | 0 | 0 | 0 | 0 | 0 | 0 | 0 | 0 | 0 | 0 | 0 | 0 | 0 | 0 | 0 | 0 | 0 | 0 | 0 | 0 | 0 | 0 | 0 | 0
F8_Commercial_WA - Miscellaneous_Existing_Space Heating_Natural Gas_Insulation - Ducting_A_Achievable Economic TRC Potential | F8 | Commercial | WA - Miscellaneous | Existing | Space Heating | Natural Gas | Insulation - Ducting | A | Cumulative Summer Peak Savings (MW) | Achievable Economic TRC Potential | 0 | 0 | 0 | 0 | 0 | 0 | 0 | 0 | 0 | 0 | 0 | 0 | 0 | 0 | 0 | 0 | 0 | 0 | 0 | 0 | 0 | 0 | 0 | 0 | 0 | 0 | 0
F9_Commercial_WA - Miscellaneous_Existing_Space Heating_Natural Gas_Insulation - Ducting_A_Achievable Economic TRC Potential | F9 | Commercial | WA - Miscellaneous | Existing | Space Heating | Natural Gas | Insulation - Ducting | A | Cumulative Winter Peak Savings (MW) | Achievable Economic TRC Potential | 0 | 0 | 0 | 0 | 0 | 0 | 0 | 0 | 0 | 0 | 0 | 0 | 0 | 0 | 0 | 0 | 0 | 0 | 0 | 0 | 0 | 0 | 0 | 0 | 0 | 0 | 0
F10_Commercial_WA - Miscellaneous_Existing_Space Heating_Natural Gas_Insulation - Ducting_A_Achievable Economic TRC Potential | F10 | Commercial | WA - Miscellaneous | Existing | Space Heating | Natural Gas | Insulation - Ducting | A | Purchases (Incremental) | Achievable Economic TRC Potential | 0 | 0 | 0 | 0 | 0 | 0 | 0 | 0 | 0 | 0 | 0 | 0 | 0 | 0 | 0 | 0 | 0 | 0 | 0 | 0 | 0 | 0 | 0 | 0 | 0 | 0 | 0
F11_Commercial_WA - Miscellaneous_Existing_Space Heating_Natural Gas_Insulation - Ducting_A_Achievable Economic TRC Potential | F11 | Commercial | WA - Miscellaneous | Existing | Space Heating | Natural Gas | Insulation - Ducting | A | Purchases (Cumulative) | Achievable Economic TRC Potential | 0 | 0 | 0 | 0 | 0 | 0 | 0 | 0 | 0 | 0 | 0 | 0 | 0 | 0 | 0 | 0 | 0 | 0 | 0 | 0 | 0 | 0 | 0 | 0 | 0 | 0 | 0
F1_Commercial_WA - Miscellaneous_Existing_Space Heating_Natural Gas_Insulation - Wall Cavity_A_Achievable Economic TRC Potential | F1 | Commercial | WA - Miscellaneous | Existing | Space Heating | Natural Gas | Insulation - Wall Cavity | A | Integrated Unit Energy Savings (kWh or therms) | Achievable Economic TRC Potential | 0 | 0 | 0.15919 | 0.15868 | 0.15817 | 0.15766 | 0.15715 | 0.15663 | 0.15612 | 0.1556 | 0.15507 | 0.15454 | 0.15401 | 0.15348 | 0.15296 | 0.15246 | 0.15199 | 0.15157 | 0.1512 | 0.15089 | 0.15061 | 0.15035 | 0.15011 | 0.14991 | 0.14973 | 0.14957 | 0.14942
F2_Commercial_WA - Miscellaneous_Existing_Space Heating_Natural Gas_Insulation - Wall Cavity_A_Achievable Economic TRC Potential | F2 | Commercial | WA - Miscellaneous | Existing | Space Heating | Natural Gas | Insulation - Wall Cavity | A | Integrated Unit Summer Peak Savings (kW) | Achievable Economic TRC Potential | 0 | 0 | 0 | 0 | 0 | 0 | 0 | 0 | 0 | 0 | 0 | 0 | 0 | 0 | 0 | 0 | 0 | 0 | 0 | 0 | 0 | 0 | 0 | 0 | 0 | 0 | 0
F3_Commercial_WA - Miscellaneous_Existing_Space Heating_Natural Gas_Insulation - Wall Cavity_A_Achievable Economic TRC Potential | F3 | Commercial | WA - Miscellaneous | Existing | Space Heating | Natural Gas | Insulation - Wall Cavity | A | Integrated Unit Winter Peak Savings (kW) | Achievable Economic TRC Potential | 0 | 0 | 0 | 0 | 0 | 0 | 0 | 0 | 0 | 0 | 0 | 0 | 0 | 0 | 0 | 0 | 0 | 0 | 0 | 0 | 0 | 0 | 0 | 0 | 0 | 0 | 0
F4_Commercial_WA - Miscellaneous_Existing_Space Heating_Natural Gas_Insulation - Wall Cavity_A_Achievable Economic TRC Potential | F4 | Commercial | WA - Miscellaneous | Existing | Space Heating | Natural Gas | Insulation - Wall Cavity | A | Incremental Energy Savings (MWh or mTherms) | Achievable Economic TRC Potential | 0 | 0 | 0 | 0.35585 | 0.19087 | 0.64359 | 1.0435 | 1.5787 | 2.2536 | 3.0553 | 3.9474 | 4.8655 | 5.7178 | 6.393 | 6.7779 | 6.784 | 6.3756 | 5.59 | 4.5392 | 3.3859 | 2.4761 | 1.3487 | 1.0772 | 0 | 0 | 0 | 0
F5_Commercial_WA - Miscellaneous_Existing_Space Heating_Natural Gas_Insulation - Wall Cavity_A_Achievable Economic TRC Potential | F5 | Commercial | WA - Miscellaneous | Existing | Space Heating | Natural Gas | Insulation - Wall Cavity | A | Incremental Summer Peak Savings (MW) | Achievable Economic TRC Potential | 0 | 0 | 0 | 0 | 0 | 0 | 0 | 0 | 0 | 0 | 0 | 0 | 0 | 0 | 0 | 0 | 0 | 0 | 0 | 0 | 0 | 0 | 0 | 0 | 0 | 0 | 0
F6_Commercial_WA - Miscellaneous_Existing_Space Heating_Natural Gas_Insulation - Wall Cavity_A_Achievable Economic TRC Potential | F6 | Commercial | WA - Miscellaneous | Existing | Space Heating | Natural Gas | Insulation - Wall Cavity | A | Incremental Winter Peak Savings (MW) | Achievable Economic TRC Potential | 0 | 0 | 0 | 0 | 0 | 0 | 0 | 0 | 0 | 0 | 0 | 0 | 0 | 0 | 0 | 0 | 0 | 0 | 0 | 0 | 0 | 0 | 0 | 0 | 0 | 0 | 0
F7_Commercial_WA - Miscellaneous_Existing_Space Heating_Natural Gas_Insulation - Wall Cavity_A_Achievable Economic TRC Potential | F7 | Commercial | WA - Miscellaneous | Existing | Space Heating | Natural Gas | Insulation - Wall Cavity | A | Cumulative Energy Savings (MWh or mTherms) | Achievable Economic TRC Potential | 0 | 0 | 0 | 0.35585 | 0.54557 | 1.1874 | 2.227 | 3.7985 | 6.0396 | 9.0747 | 12.9914 | 17.8124 | 23.4686 | 29.7815 | 36.458 | 43.1235 | 49.3674 | 54.8203 | 59.2256 | 62.4896 | 64.8491 | 66.0858 | 67.0574 | 66.9696 | 66.8891 | 66.8153 | 66.7476
F8_Commercial_WA - Miscellaneous_Existing_Space Heating_Natural Gas_Insulation - Wall Cavity_A_Achievable Economic TRC Potential | F8 | Commercial | WA - Miscellaneous | Existing | Space Heating | Natural Gas | Insulation - Wall Cavity | A | Cumulative Summer Peak Savings (MW) | Achievable Economic TRC Potential | 0 | 0 | 0 | 0 | 0 | 0 | 0 | 0 | 0 | 0 | 0 | 0 | 0 | 0 | 0 | 0 | 0 | 0 | 0 | 0 | 0 | 0 | 0 | 0 | 0 | 0 | 0
F9_Commercial_WA - Miscellaneous_Existing_Space Heating_Natural Gas_Insulation - Wall Cavity_A_Achievable Economic TRC Potential | F9 | Commercial | WA - Miscellaneous | Existing | Space Heating | Natural Gas | Insulation - Wall Cavity | A | Cumulative Winter Peak Savings (MW) | Achievable Economic TRC Potential | 0 | 0 | 0 | 0 | 0 | 0 | 0 | 0 | 0 | 0 | 0 | 0 | 0 | 0 | 0 | 0 | 0 | 0 | 0 | 0 | 0 | 0 | 0 | 0 | 0 | 0 | 0
F10_Commercial_WA - Miscellaneous_Existing_Space Heating_Natural Gas_Insulation - Wall Cavity_A_Achievable Economic TRC Potential | F10 | Commercial | WA - Miscellaneous | Existing | Space Heating | Natural Gas | Insulation - Wall Cavity | A | Purchases (Incremental) | Achievable Economic TRC Potential | 0 | 0 | 0 | 2242.5873 | 1206.7177 | 4082.2061 | 6640.2678 | 10078.999 | 14435.2802 | 19635.9454 | 25455.2772 | 31483.7907 | 37126.8683 | 41653.9334 | 44311.9426 | 44496.9391 | 41945.8694 | 36879.8007 | 30020.8734 | 22439.1338 | 16440.3348 | 8970.3493 | 7176.2794 | 0 | 0 | 0 | 0
F11_Commercial_WA - Miscellaneous_Existing_Space Heating_Natural Gas_Insulation - Wall Cavity_A_Achievable Economic TRC Potential | F11 | Commercial | WA - Miscellaneous | Existing | Space Heating | Natural Gas | Insulation - Wall Cavity | A | Purchases (Cumulative) | Achievable Economic TRC Potential | 0 | 0 | 0 | 2242.5873 | 3449.305 | 7531.5111 | 14171.7789 | 24250.7779 | 38686.0581 | 58322.0035 | 83777.2807 | 115261.0714 | 152387.9397 | 194041.8731 | 238353.8157 | 282850.7548 | 324796.6242 | 361676.4249 | 391697.2983 | 414136.432 | 430576.7668 | 439547.1162 | 446723.3956 | 446723.3956 | 446723.3956 | 446723.3956 | 446723.3956
F1_Commercial_WA - Miscellaneous_Existing_Space Heating_Natural Gas_Green Roof - Vegetated Rooftop_A_Achievable Economic TRC Potential | F1 | Commercial | WA - Miscellaneous | Existing | Space Heating | Natural Gas | Green Roof - Vegetated Rooftop | A | Integrated Unit Energy Savings (kWh or therms) | Achievable Economic TRC Potential | 0 | 0 | 0.0056728 | 0.0056455 | 0.0056138 | 0.0055786 | 0.0055407 | 0.005499 | 0.0054525 | 0.0054007 | 0.0053435 | 0.0052812 | 0.0052148 | 0.0051479 | 0.0050806 | 0.0050147 | 0.0049527 | 0.0048973 | 0.0048521 | 0.0048179 | 0.0047901 | 0.0047704 | 0.0047525 | 0.0047462 | 0.0047404 | 0.0047351 | 0.0047303
F2_Commercial_WA - Miscellaneous_Existing_Space Heating_Natural Gas_Green Roof - Vegetated Rooftop_A_Achievable Economic TRC Potential | F2 | Commercial | WA - Miscellaneous | Existing | Space Heating | Natural Gas | Green Roof - Vegetated Rooftop | A | Integrated Unit Summer Peak Savings (kW) | Achievable Economic TRC Potential | 0 | 0 | 0 | 0 | 0 | 0 | 0 | 0 | 0 | 0 | 0 | 0 | 0 | 0 | 0 | 0 | 0 | 0 | 0 | 0 | 0 | 0 | 0 | 0 | 0 | 0 | 0
F3_Commercial_WA - Miscellaneous_Existing_Space Heating_Natural Gas_Green Roof - Vegetated Rooftop_A_Achievable Economic TRC Potential | F3 | Commercial | WA - Miscellaneous | Existing | Space Heating | Natural Gas | Green Roof - Vegetated Rooftop | A | Integrated Unit Winter Peak Savings (kW) | Achievable Economic TRC Potential | 0 | 0 | 0 | 0 | 0 | 0 | 0 | 0 | 0 | 0 | 0 | 0 | 0 | 0 | 0 | 0 | 0 | 0 | 0 | 0 | 0 | 0 | 0 | 0 | 0 | 0 | 0
F4_Commercial_WA - Miscellaneous_Existing_Space Heating_Natural Gas_Green Roof - Vegetated Rooftop_A_Achievable Economic TRC Potential | F4 | Commercial | WA - Miscellaneous | Existing | Space Heating | Natural Gas | Green Roof - Vegetated Rooftop | A | Incremental Energy Savings (MWh or mTherms) | Achievable Economic TRC Potential | 0 | 0 | 0 | 0 | 0 | 0 | 0 | 0 | 0 | 0 | 0 | 0 | 0 | 0 | 0 | 0 | 0 | 0 | 0 | 0 | 0 | 0 | 0 | 0 | 0 | 0 | 0
F5_Commercial_WA - Miscellaneous_Existing_Space Heating_Natural Gas_Green Roof - Vegetated Rooftop_A_Achievable Economic TRC Potential | F5 | Commercial | WA - Miscellaneous | Existing | Space Heating | Natural Gas | Green Roof - Vegetated Rooftop | A | Incremental Summer Peak Savings (MW) | Achievable Economic TRC Potential | 0 | 0 | 0 | 0 | 0 | 0 | 0 | 0 | 0 | 0 | 0 | 0 | 0 | 0 | 0 | 0 | 0 | 0 | 0 | 0 | 0 | 0 | 0 | 0 | 0 | 0 | 0
F6_Commercial_WA - Miscellaneous_Existing_Space Heating_Natural Gas_Green Roof - Vegetated Rooftop_A_Achievable Economic TRC Potential | F6 | Commercial | WA - Miscellaneous | Existing | Space Heating | Natural Gas | Green Roof - Vegetated Rooftop | A | Incremental Winter Peak Savings (MW) | Achievable Economic TRC Potential | 0 | 0 | 0 | 0 | 0 | 0 | 0 | 0 | 0 | 0 | 0 | 0 | 0 | 0 | 0 | 0 | 0 | 0 | 0 | 0 | 0 | 0 | 0 | 0 | 0 | 0 | 0
F7_Commercial_WA - Miscellaneous_Existing_Space Heating_Natural Gas_Green Roof - Vegetated Rooftop_A_Achievable Economic TRC Potential | F7 | Commercial | WA - Miscellaneous | Existing | Space Heating | Natural Gas | Green Roof - Vegetated Rooftop | A | Cumulative Energy Savings (MWh or mTherms) | Achievable Economic TRC Potential | 0 | 0 | 0 | 0 | 0 | 0 | 0 | 0 | 0 | 0 | 0 | 0 | 0 | 0 | 0 | 0 | 0 | 0 | 0 | 0 | 0 | 0 | 0 | 0 | 0 | 0 | 0
F8_Commercial_WA - Miscellaneous_Existing_Space Heating_Natural Gas_Green Roof - Vegetated Rooftop_A_Achievable Economic TRC Potential | F8 | Commercial | WA - Miscellaneous | Existing | Space Heating | Natural Gas | Green Roof - Vegetated Rooftop | A | Cumulative Summer Peak Savings (MW) | Achievable Economic TRC Potential | 0 | 0 | 0 | 0 | 0 | 0 | 0 | 0 | 0 | 0 | 0 | 0 | 0 | 0 | 0 | 0 | 0 | 0 | 0 | 0 | 0 | 0 | 0 | 0 | 0 | 0 | 0
F9_Commercial_WA - Miscellaneous_Existing_Space Heating_Natural Gas_Green Roof - Vegetated Rooftop_A_Achievable Economic TRC Potential | F9 | Commercial | WA - Miscellaneous | Existing | Space Heating | Natural Gas | Green Roof - Vegetated Rooftop | A | Cumulative Winter Peak Savings (MW) | Achievable Economic TRC Potential | 0 | 0 | 0 | 0 | 0 | 0 | 0 | 0 | 0 | 0 | 0 | 0 | 0 | 0 | 0 | 0 | 0 | 0 | 0 | 0 | 0 | 0 | 0 | 0 | 0 | 0 | 0
F10_Commercial_WA - Miscellaneous_Existing_Space Heating_Natural Gas_Green Roof - Vegetated Rooftop_A_Achievable Economic TRC Potential | F10 | Commercial | WA - Miscellaneous | Existing | Space Heating | Natural Gas | Green Roof - Vegetated Rooftop | A | Purchases (Incremental) | Achievable Economic TRC Potential | 0 | 0 | 0 | 0 | 0 | 0 | 0 | 0 | 0 | 0 | 0 | 0 | 0 | 0 | 0 | 0 | 0 | 0 | 0 | 0 | 0 | 0 | 0 | 0 | 0 | 0 | 0
F11_Commercial_WA - Miscellaneous_Existing_Space Heating_Natural Gas_Green Roof - Vegetated Rooftop_A_Achievable Economic TRC Potential | F11 | Commercial | WA - Miscellaneous | Existing | Space Heating | Natural Gas | Green Roof - Vegetated Rooftop | A | Purchases (Cumulative) | Achievable Economic TRC Potential | 0 | 0 | 0 | 0 | 0 | 0 | 0 | 0 | 0 | 0 | 0 | 0 | 0 | 0 | 0 | 0 | 0 | 0 | 0 | 0 | 0 | 0 | 0 | 0 | 0 | 0 | 0
F1_Commercial_WA - Miscellaneous_Existing_Space Heating_Natural Gas_Ducting - Repair and Sealing_A_Achievable Economic TRC Potential | F1 | Commercial | WA - Miscellaneous | Existing | Space Heating | Natural Gas | Ducting - Repair and Sealing | A | Integrated Unit Energy Savings (kWh or therms) | Achievable Economic TRC Potential | 0 | 0 | 0.16208 | 0.16152 | 0.16095 | 0.16035 | 0.15973 | 0.15907 | 0.15837 | 0.15761 | 0.1568 | 0.15592 | 0.15499 | 0.15403 | 0.15306 | 0.1521 | 0.15121 | 0.15041 | 0.14974 | 0.14923 | 0.1488 | 0.14845 | 0.14815 | 0.14795 | 0.14778 | 0.14761 | 0.14746
F2_Commercial_WA - Miscellaneous_Existing_Space Heating_Natural Gas_Ducting - Repair and Sealing_A_Achievable Economic TRC Potential | F2 | Commercial | WA - Miscellaneous | Existing | Space Heating | Natural Gas | Ducting - Repair and Sealing | A | Integrated Unit Summer Peak Savings (kW) | Achievable Economic TRC Potential | 0 | 0 | 0 | 0 | 0 | 0 | 0 | 0 | 0 | 0 | 0 | 0 | 0 | 0 | 0 | 0 | 0 | 0 | 0 | 0 | 0 | 0 | 0 | 0 | 0 | 0 | 0
F3_Commercial_WA - Miscellaneous_Existing_Space Heating_Natural Gas_Ducting - Repair and Sealing_A_Achievable Economic TRC Potential | F3 | Commercial | WA - Miscellaneous | Existing | Space Heating | Natural Gas | Ducting - Repair and Sealing | A | Integrated Unit Winter Peak Savings (kW) | Achievable Economic TRC Potential | 0 | 0 | 0 | 0 | 0 | 0 | 0 | 0 | 0 | 0 | 0 | 0 | 0 | 0 | 0 | 0 | 0 | 0 | 0 | 0 | 0 | 0 | 0 | 0 | 0 | 0 | 0
F4_Commercial_WA - Miscellaneous_Existing_Space Heating_Natural Gas_Ducting - Repair and Sealing_A_Achievable Economic TRC Potential | F4 | Commercial | WA - Miscellaneous | Existing | Space Heating | Natural Gas | Ducting - Repair and Sealing | A | Incremental Energy Savings (MWh or mTherms) | Achievable Economic TRC Potential | 0 | 0 | 0 | 0.39166 | 0.21001 | 0.70778 | 1.1468 | 1.7336 | 2.4719 | 3.3464 | 4.3157 | 5.308 | 6.2222 | 6.9376 | 7.3334 | 7.3182 | 6.8582 | 5.9979 | 4.8608 | 3.6207 | 2.6451 | 1.0799 | 0.95627 | 0 | 0 | 0 | 0
F5_Commercial_WA - Miscellaneous_Existing_Space Heating_Natural Gas_Ducting - Repair and Sealing_A_Achievable Economic TRC Potential | F5 | Commercial | WA - Miscellaneous | Existing | Space Heating | Natural Gas | Ducting - Repair and Sealing | A | Incremental Summer Peak Savings (MW) | Achievable Economic TRC Potential | 0 | 0 | 0 | 0 | 0 | 0 | 0 | 0 | 0 | 0 | 0 | 0 | 0 | 0 | 0 | 0 | 0 | 0 | 0 | 0 | 0 | 0 | 0 | 0 | 0 | 0 | 0
F6_Commercial_WA - Miscellaneous_Existing_Space Heating_Natural Gas_Ducting - Repair and Sealing_A_Achievable Economic TRC Potential | F6 | Commercial | WA - Miscellaneous | Existing | Space Heating | Natural Gas | Ducting - Repair and Sealing | A | Incremental Winter Peak Savings (MW) | Achievable Economic TRC Potential | 0 | 0 | 0 | 0 | 0 | 0 | 0 | 0 | 0 | 0 | 0 | 0 | 0 | 0 | 0 | 0 | 0 | 0 | 0 | 0 | 0 | 0 | 0 | 0 | 0 | 0 | 0
F7_Commercial_WA - Miscellaneous_Existing_Space Heating_Natural Gas_Ducting - Repair and Sealing_A_Achievable Economic TRC Potential | F7 | Commercial | WA - Miscellaneous | Existing | Space Heating | Natural Gas | Ducting - Repair and Sealing | A | Cumulative Energy Savings (MWh or mTherms) | Achievable Economic TRC Potential | 0 | 0 | 0 | 0.39166 | 0.60029 | 1.3058 | 2.4476 | 4.1711 | 6.6245 | 9.9393 | 14.2037 | 19.4325 | 25.5389 | 32.3183 | 39.4465 | 46.5194 | 53.1044 | 58.8212 | 63.4217 | 66.8234 | 69.2751 | 70.1964 | 71.0086 | 70.9152 | 70.8295 | 70.7509 | 70.6787
F8_Commercial_WA - Miscellaneous_Existing_Space Heating_Natural Gas_Ducting - Repair and Sealing_A_Achievable Economic TRC Potential | F8 | Commercial | WA - Miscellaneous | Existing | Space Heating | Natural Gas | Ducting - Repair and Sealing | A | Cumulative Summer Peak Savings (MW) | Achievable Economic TRC Potential | 0 | 0 | 0 | 0 | 0 | 0 | 0 | 0 | 0 | 0 | 0 | 0 | 0 | 0 | 0 | 0 | 0 | 0 | 0 | 0 | 0 | 0 | 0 | 0 | 0 | 0 | 0
F9_Commercial_WA - Miscellaneous_Existing_Space Heating_Natural Gas_Ducting - Repair and Sealing_A_Achievable Economic TRC Potential | F9 | Commercial | WA - Miscellaneous | Existing | Space Heating | Natural Gas | Ducting - Repair and Sealing | A | Cumulative Winter Peak Savings (MW) | Achievable Economic TRC Potential | 0 | 0 | 0 | 0 | 0 | 0 | 0 | 0 | 0 | 0 | 0 | 0 | 0 | 0 | 0 | 0 | 0 | 0 | 0 | 0 | 0 | 0 | 0 | 0 | 0 | 0 | 0
F10_Commercial_WA - Miscellaneous_Existing_Space Heating_Natural Gas_Ducting - Repair and Sealing_A_Achievable Economic TRC Potential | F10 | Commercial | WA - Miscellaneous | Existing | Space Heating | Natural Gas | Ducting - Repair and Sealing | A | Purchases (Incremental) | Achievable Economic TRC Potential | 0 | 0 | 0 | 2424.8611 | 1304.7977 | 4414.0011 | 7179.9778 | 10898.2035 | 15608.5561 | 21231.9227 | 27524.2403 | 34042.7415 | 40144.4791 | 45039.4966 | 47913.5445 | 48113.5772 | 45355.1607 | 39877.3302 | 32460.9206 | 24262.9497 | 17776.5782 | 7274.5834 | 6454.7579 | 0 | 0 | 0 | 0
F11_Commercial_WA - Miscellaneous_Existing_Space Heating_Natural Gas_Ducting - Repair and Sealing_A_Achievable Economic TRC Potential | F11 | Commercial | WA - Miscellaneous | Existing | Space Heating | Natural Gas | Ducting - Repair and Sealing | A | Purchases (Cumulative) | Achievable Economic TRC Potential | 0 | 0 | 0 | 2424.8611 | 3729.6589 | 8143.66 | 15323.6378 | 26221.8413 | 41830.3973 | 63062.3201 | 90586.5603 | 124629.3018 | 164773.7809 | 209813.2775 | 257726.822 | 305840.3992 | 351195.5599 | 391072.8901 | 423533.8108 | 447796.7604 | 465573.3386 | 472847.922 | 479302.68 | 479302.68 | 479302.68 | 479302.68 | 479302.68
F1_Commercial_WA - Miscellaneous_Existing_Space Heating_Natural Gas_Windows - High Efficiency Glazing_A_Achievable Economic TRC Potential | F1 | Commercial | WA - Miscellaneous | Existing | Space Heating | Natural Gas | Windows - High Efficiency Glazing | A | Integrated Unit Energy Savings (kWh or therms) | Achievable Economic TRC Potential | 0 | 0 | 3.2418 | 3.2262 | 3.2081 | 3.188 | 3.1663 | 3.1425 | 3.1159 | 3.0863 | 3.0536 | 3.018 | 2.9801 | 2.9418 | 2.9034 | 2.8657 | 2.8303 | 2.7986 | 2.7728 | 2.7533 | 2.7374 | 2.7261 | 2.7159 | 2.7123 | 2.709 | 2.706 | 2.7032
F2_Commercial_WA - Miscellaneous_Existing_Space Heating_Natural Gas_Windows - High Efficiency Glazing_A_Achievable Economic TRC Potential | F2 | Commercial | WA - Miscellaneous | Existing | Space Heating | Natural Gas | Windows - High Efficiency Glazing | A | Integrated Unit Summer Peak Savings (kW) | Achievable Economic TRC Potential | 0 | 0 | 0 | 0 | 0 | 0 | 0 | 0 | 0 | 0 | 0 | 0 | 0 | 0 | 0 | 0 | 0 | 0 | 0 | 0 | 0 | 0 | 0 | 0 | 0 | 0 | 0
F3_Commercial_WA - Miscellaneous_Existing_Space Heating_Natural Gas_Windows - High Efficiency Glazing_A_Achievable Economic TRC Potential | F3 | Commercial | WA - Miscellaneous | Existing | Space Heating | Natural Gas | Windows - High Efficiency Glazing | A | Integrated Unit Winter Peak Savings (kW) | Achievable Economic TRC Potential | 0 | 0 | 0 | 0 | 0 | 0 | 0 | 0 | 0 | 0 | 0 | 0 | 0 | 0 | 0 | 0 | 0 | 0 | 0 | 0 | 0 | 0 | 0 | 0 | 0 | 0 | 0
F4_Commercial_WA - Miscellaneous_Existing_Space Heating_Natural Gas_Windows - High Efficiency Glazing_A_Achievable Economic TRC Potential | F4 | Commercial | WA - Miscellaneous | Existing | Space Heating | Natural Gas | Windows - High Efficiency Glazing | A | Incremental Energy Savings (MWh or mTherms) | Achievable Economic TRC Potential | 0 | 0 | 0 | 0 | 0 | 0 | 0 | 0 | 0 | 0 | 0 | 0 | 0 | 0 | 0 | 0 | 0 | 0 | 0 | 0 | 0 | 0 | 0 | 0 | 0 | 0 | 0
F5_Commercial_WA - Miscellaneous_Existing_Space Heating_Natural Gas_Windows - High Efficiency Glazing_A_Achievable Economic TRC Potential | F5 | Commercial | WA - Miscellaneous | Existing | Space Heating | Natural Gas | Windows - High Efficiency Glazing | A | Incremental Summer Peak Savings (MW) | Achievable Economic TRC Potential | 0 | 0 | 0 | 0 | 0 | 0 | 0 | 0 | 0 | 0 | 0 | 0 | 0 | 0 | 0 | 0 | 0 | 0 | 0 | 0 | 0 | 0 | 0 | 0 | 0 | 0 | 0
F6_Commercial_WA - Miscellaneous_Existing_Space Heating_Natural Gas_Windows - High Efficiency Glazing_A_Achievable Economic TRC Potential | F6 | Commercial | WA - Miscellaneous | Existing | Space Heating | Natural Gas | Windows - High Efficiency Glazing | A | Incremental Winter Peak Savings (MW) | Achievable Economic TRC Potential | 0 | 0 | 0 | 0 | 0 | 0 | 0 | 0 | 0 | 0 | 0 | 0 | 0 | 0 | 0 | 0 | 0 | 0 | 0 | 0 | 0 | 0 | 0 | 0 | 0 | 0 | 0
F7_Commercial_WA - Miscellaneous_Existing_Space Heating_Natural Gas_Windows - High Efficiency Glazing_A_Achievable Economic TRC Potential | F7 | Commercial | WA - Miscellaneous | Existing | Space Heating | Natural Gas | Windows - High Efficiency Glazing | A | Cumulative Energy Savings (MWh or mTherms) | Achievable Economic TRC Potential | 0 | 0 | 0 | 0 | 0 | 0 | 0 | 0 | 0 | 0 | 0 | 0 | 0 | 0 | 0 | 0 | 0 | 0 | 0 | 0 | 0 | 0 | 0 | 0 | 0 | 0 | 0
F8_Commercial_WA - Miscellaneous_Existing_Space Heating_Natural Gas_Windows - High Efficiency Glazing_A_Achievable Economic TRC Potential | F8 | Commercial | WA - Miscellaneous | Existing | Space Heating | Natural Gas | Windows - High Efficiency Glazing | A | Cumulative Summer Peak Savings (MW) | Achievable Economic TRC Potential | 0 | 0 | 0 | 0 | 0 | 0 | 0 | 0 | 0 | 0 | 0 | 0 | 0 | 0 | 0 | 0 | 0 | 0 | 0 | 0 | 0 | 0 | 0 | 0 | 0 | 0 | 0
F9_Commercial_WA - Miscellaneous_Existing_Space Heating_Natural Gas_Windows - High Efficiency Glazing_A_Achievable Economic TRC Potential | F9 | Commercial | WA - Miscellaneous | Existing | Space Heating | Natural Gas | Windows - High Efficiency Glazing | A | Cumulative Winter Peak Savings (MW) | Achievable Economic TRC Potential | 0 | 0 | 0 | 0 | 0 | 0 | 0 | 0 | 0 | 0 | 0 | 0 | 0 | 0 | 0 | 0 | 0 | 0 | 0 | 0 | 0 | 0 | 0 | 0 | 0 | 0 | 0
F10_Commercial_WA - Miscellaneous_Existing_Space Heating_Natural Gas_Windows - High Efficiency Glazing_A_Achievable Economic TRC Potential | F10 | Commercial | WA - Miscellaneous | Existing | Space Heating | Natural Gas | Windows - High Efficiency Glazing | A | Purchases (Incremental) | Achievable Economic TRC Potential | 0 | 0 | 0 | 0 | 0 | 0 | 0 | 0 | 0 | 0 | 0 | 0 | 0 | 0 | 0 | 0 | 0 | 0 | 0 | 0 | 0 | 0 | 0 | 0 | 0 | 0 | 0
F11_Commercial_WA - Miscellaneous_Existing_Space Heating_Natural Gas_Windows - High Efficiency Glazing_A_Achievable Economic TRC Potential | F11 | Commercial | WA - Miscellaneous | Existing | Space Heating | Natural Gas | Windows - High Efficiency Glazing | A | Purchases (Cumulative) | Achievable Economic TRC Potential | 0 | 0 | 0 | 0 | 0 | 0 | 0 | 0 | 0 | 0 | 0 | 0 | 0 | 0 | 0 | 0 | 0 | 0 | 0 | 0 | 0 | 0 | 0 | 0 | 0 | 0 | 0
F1_Commercial_WA - Miscellaneous_Existing_Space Heating_Natural Gas_Windows - Secondary Glazing Systems_A_Achievable Economic TRC Potential | F1 | Commercial | WA - Miscellaneous | Existing | Space Heating | Natural Gas | Windows - Secondary Glazing Systems | A | Integrated Unit Energy Savings (kWh or therms) | Achievable Economic TRC Potential | 0 | 0 | 8.7332 | 8.6913 | 8.6424 | 8.5883 | 8.5299 | 8.4657 | 8.3942 | 8.3145 | 8.2264 | 8.1304 | 8.0282 | 7.9252 | 7.8217 | 7.7201 | 7.6248 | 7.5394 | 7.4698 | 7.4172 | 7.3744 | 7.344 | 7.3165 | 7.3068 | 7.2979 | 7.2898 | 7.2823
F2_Commercial_WA - Miscellaneous_Existing_Space Heating_Natural Gas_Windows - Secondary Glazing Systems_A_Achievable Economic TRC Potential | F2 | Commercial | WA - Miscellaneous | Existing | Space Heating | Natural Gas | Windows - Secondary Glazing Systems | A | Integrated Unit Summer Peak Savings (kW) | Achievable Economic TRC Potential | 0 | 0 | 0 | 0 | 0 | 0 | 0 | 0 | 0 | 0 | 0 | 0 | 0 | 0 | 0 | 0 | 0 | 0 | 0 | 0 | 0 | 0 | 0 | 0 | 0 | 0 | 0
F3_Commercial_WA - Miscellaneous_Existing_Space Heating_Natural Gas_Windows - Secondary Glazing Systems_A_Achievable Economic TRC Potential | F3 | Commercial | WA - Miscellaneous | Existing | Space Heating | Natural Gas | Windows - Secondary Glazing Systems | A | Integrated Unit Winter Peak Savings (kW) | Achievable Economic TRC Potential | 0 | 0 | 0 | 0 | 0 | 0 | 0 | 0 | 0 | 0 | 0 | 0 | 0 | 0 | 0 | 0 | 0 | 0 | 0 | 0 | 0 | 0 | 0 | 0 | 0 | 0 | 0
F4_Commercial_WA - Miscellaneous_Existing_Space Heating_Natural Gas_Windows - Secondary Glazing Systems_A_Achievable Economic TRC Potential | F4 | Commercial | WA - Miscellaneous | Existing | Space Heating | Natural Gas | Windows - Secondary Glazing Systems | A | Incremental Energy Savings (MWh or mTherms) | Achievable Economic TRC Potential | 0 | 0 | 0 | 0 | 0 | 0 | 0 | 0 | 0 | 0 | 0 | 0 | 0 | 0 | 0 | 0 | 0 | 0 | 0 | 0 | 0 | 0 | 0 | 0 | 0 | 0 | 0
F5_Commercial_WA - Miscellaneous_Existing_Space Heating_Natural Gas_Windows - Secondary Glazing Systems_A_Achievable Economic TRC Potential | F5 | Commercial | WA - Miscellaneous | Existing | Space Heating | Natural Gas | Windows - Secondary Glazing Systems | A | Incremental Summer Peak Savings (MW) | Achievable Economic TRC Potential | 0 | 0 | 0 | 0 | 0 | 0 | 0 | 0 | 0 | 0 | 0 | 0 | 0 | 0 | 0 | 0 | 0 | 0 | 0 | 0 | 0 | 0 | 0 | 0 | 0 | 0 | 0
F6_Commercial_WA - Miscellaneous_Existing_Space Heating_Natural Gas_Windows - Secondary Glazing Systems_A_Achievable Economic TRC Potential | F6 | Commercial | WA - Miscellaneous | Existing | Space Heating | Natural Gas | Windows - Secondary Glazing Systems | A | Incremental Winter Peak Savings (MW) | Achievable Economic TRC Potential | 0 | 0 | 0 | 0 | 0 | 0 | 0 | 0 | 0 | 0 | 0 | 0 | 0 | 0 | 0 | 0 | 0 | 0 | 0 | 0 | 0 | 0 | 0 | 0 | 0 | 0 | 0
F7_Commercial_WA - Miscellaneous_Existing_Space Heating_Natural Gas_Windows - Secondary Glazing Systems_A_Achievable Economic TRC Potential | F7 | Commercial | WA - Miscellaneous | Existing | Space Heating | Natural Gas | Windows - Secondary Glazing Systems | A | Cumulative Energy Savings (MWh or mTherms) | Achievable Economic TRC Potential | 0 | 0 | 0 | 0 | 0 | 0 | 0 | 0 | 0 | 0 | 0 | 0 | 0 | 0 | 0 | 0 | 0 | 0 | 0 | 0 | 0 | 0 | 0 | 0 | 0 | 0 | 0
F8_Commercial_WA - Miscellaneous_Existing_Space Heating_Natural Gas_Windows - Secondary Glazing Systems_A_Achievable Economic TRC Potential | F8 | Commercial | WA - Miscellaneous | Existing | Space Heating | Natural Gas | Windows - Secondary Glazing Systems | A | Cumulative Summer Peak Savings (MW) | Achievable Economic TRC Potential | 0 | 0 | 0 | 0 | 0 | 0 | 0 | 0 | 0 | 0 | 0 | 0 | 0 | 0 | 0 | 0 | 0 | 0 | 0 | 0 | 0 | 0 | 0 | 0 | 0 | 0 | 0
F9_Commercial_WA - Miscellaneous_Existing_Space Heating_Natural Gas_Windows - Secondary Glazing Systems_A_Achievable Economic TRC Potential | F9 | Commercial | WA - Miscellaneous | Existing | Space Heating | Natural Gas | Windows - Secondary Glazing Systems | A | Cumulative Winter Peak Savings (MW) | Achievable Economic TRC Potential | 0 | 0 | 0 | 0 | 0 | 0 | 0 | 0 | 0 | 0 | 0 | 0 | 0 | 0 | 0 | 0 | 0 | 0 | 0 | 0 | 0 | 0 | 0 | 0 | 0 | 0 | 0
F10_Commercial_WA - Miscellaneous_Existing_Space Heating_Natural Gas_Windows - Secondary Glazing Systems_A_Achievable Economic TRC Potential | F10 | Commercial | WA - Miscellaneous | Existing | Space Heating | Natural Gas | Windows - Secondary Glazing Systems | A | Purchases (Incremental) | Achievable Economic TRC Potential | 0 | 0 | 0 | 0 | 0 | 0 | 0 | 0 | 0 | 0 | 0 | 0 | 0 | 0 | 0 | 0 | 0 | 0 | 0 | 0 | 0 | 0 | 0 | 0 | 0 | 0 | 0
F11_Commercial_WA - Miscellaneous_Existing_Space Heating_Natural Gas_Windows - Secondary Glazing Systems_A_Achievable Economic TRC Potential | F11 | Commercial | WA - Miscellaneous | Existing | Space Heating | Natural Gas | Windows - Secondary Glazing Systems | A | Purchases (Cumulative) | Achievable Economic TRC Potential | 0 | 0 | 0 | 0 | 0 | 0 | 0 | 0 | 0 | 0 | 0 | 0 | 0 | 0 | 0 | 0 | 0 | 0 | 0 | 0 | 0 | 0 | 0 | 0 | 0 | 0 | 0
F1_Commercial_WA - Miscellaneous_Existing_Space Heating_Natural Gas_HVAC - Energy Recovery Ventilator_A_Achievable Economic TRC Potential | F1 | Commercial | WA - Miscellaneous | Existing | Space Heating | Natural Gas | HVAC - Energy Recovery Ventilator | A | Integrated Unit Energy Savings (kWh or therms) | Achievable Economic TRC Potential | 0 | 0 | 0.12156 | 0.12112 | 0.12069 | 0.12021 | 0.11969 | 0.11911 | 0.11848 | 0.11776 | 0.11695 | 0.11605 | 0.11508 | 0.11405 | 0.11298 | 0.11194 | 0.11097 | 0.11011 | 0.1094 | 0.10885 | 0.10842 | 0.10812 | 0.10786 | 0.10771 | 0.10759 | 0.10747 | 0.10736
F2_Commercial_WA - Miscellaneous_Existing_Space Heating_Natural Gas_HVAC - Energy Recovery Ventilator_A_Achievable Economic TRC Potential | F2 | Commercial | WA - Miscellaneous | Existing | Space Heating | Natural Gas | HVAC - Energy Recovery Ventilator | A | Integrated Unit Summer Peak Savings (kW) | Achievable Economic TRC Potential | 0 | 0 | 0 | 0 | 0 | 0 | 0 | 0 | 0 | 0 | 0 | 0 | 0 | 0 | 0 | 0 | 0 | 0 | 0 | 0 | 0 | 0 | 0 | 0 | 0 | 0 | 0
F3_Commercial_WA - Miscellaneous_Existing_Space Heating_Natural Gas_HVAC - Energy Recovery Ventilator_A_Achievable Economic TRC Potential | F3 | Commercial | WA - Miscellaneous | Existing | Space Heating | Natural Gas | HVAC - Energy Recovery Ventilator | A | Integrated Unit Winter Peak Savings (kW) | Achievable Economic TRC Potential | 0 | 0 | 0 | 0 | 0 | 0 | 0 | 0 | 0 | 0 | 0 | 0 | 0 | 0 | 0 | 0 | 0 | 0 | 0 | 0 | 0 | 0 | 0 | 0 | 0 | 0 | 0
F4_Commercial_WA - Miscellaneous_Existing_Space Heating_Natural Gas_HVAC - Energy Recovery Ventilator_A_Achievable Economic TRC Potential | F4 | Commercial | WA - Miscellaneous | Existing | Space Heating | Natural Gas | HVAC - Energy Recovery Ventilator | A | Incremental Energy Savings (MWh or mTherms) | Achievable Economic TRC Potential | 0 | 0 | 0 | 1.1438 | 2.3393 | 2.3299 | 2.3199 | 2.3088 | 2.2964 | 2.2825 | 2.2669 | 2.2495 | 2.2306 | 2.2105 | 2.19 | 2.1698 | 2.151 | 2.1342 | 2.1205 | 2.1099 | 2.1015 | 2.0957 | 2.0906 | 0 | 0 | 0 | 0
F5_Commercial_WA - Miscellaneous_Existing_Space Heating_Natural Gas_HVAC - Energy Recovery Ventilator_A_Achievable Economic TRC Potential | F5 | Commercial | WA - Miscellaneous | Existing | Space Heating | Natural Gas | HVAC - Energy Recovery Ventilator | A | Incremental Summer Peak Savings (MW) | Achievable Economic TRC Potential | 0 | 0 | 0 | 0 | 0 | 0 | 0 | 0 | 0 | 0 | 0 | 0 | 0 | 0 | 0 | 0 | 0 | 0 | 0 | 0 | 0 | 0 | 0 | 0 | 0 | 0 | 0
F6_Commercial_WA - Miscellaneous_Existing_Space Heating_Natural Gas_HVAC - Energy Recovery Ventilator_A_Achievable Economic TRC Potential | F6 | Commercial | WA - Miscellaneous | Existing | Space Heating | Natural Gas | HVAC - Energy Recovery Ventilator | A | Incremental Winter Peak Savings (MW) | Achievable Economic TRC Potential | 0 | 0 | 0 | 0 | 0 | 0 | 0 | 0 | 0 | 0 | 0 | 0 | 0 | 0 | 0 | 0 | 0 | 0 | 0 | 0 | 0 | 0 | 0 | 0 | 0 | 0 | 0
F7_Commercial_WA - Miscellaneous_Existing_Space Heating_Natural Gas_HVAC - Energy Recovery Ventilator_A_Achievable Economic TRC Potential | F7 | Commercial | WA - Miscellaneous | Existing | Space Heating | Natural Gas | HVAC - Energy Recovery Ventilator | A | Cumulative Energy Savings (MWh or mTherms) | Achievable Economic TRC Potential | 0 | 0 | 0 | 1.1438 | 3.4789 | 5.795 | 8.0898 | 10.36 | 12.6009 | 14.807 | 16.9725 | 19.0919 | 21.1617 | 23.1824 | 25.1566 | 27.095 | 29.0105 | 30.9191 | 32.8401 | 34.7868 | 36.7489 | 38.7439 | 40.7395 | 40.6862 | 40.6373 | 40.5925 | 40.5513
F8_Commercial_WA - Miscellaneous_Existing_Space Heating_Natural Gas_HVAC - Energy Recovery Ventilator_A_Achievable Economic TRC Potential | F8 | Commercial | WA - Miscellaneous | Existing | Space Heating | Natural Gas | HVAC - Energy Recovery Ventilator | A | Cumulative Summer Peak Savings (MW) | Achievable Economic TRC Potential | 0 | 0 | 0 | 0 | 0 | 0 | 0 | 0 | 0 | 0 | 0 | 0 | 0 | 0 | 0 | 0 | 0 | 0 | 0 | 0 | 0 | 0 | 0 | 0 | 0 | 0 | 0
F9_Commercial_WA - Miscellaneous_Existing_Space Heating_Natural Gas_HVAC - Energy Recovery Ventilator_A_Achievable Economic TRC Potential | F9 | Commercial | WA - Miscellaneous | Existing | Space Heating | Natural Gas | HVAC - Energy Recovery Ventilator | A | Cumulative Winter Peak Savings (MW) | Achievable Economic TRC Potential | 0 | 0 | 0 | 0 | 0 | 0 | 0 | 0 | 0 | 0 | 0 | 0 | 0 | 0 | 0 | 0 | 0 | 0 | 0 | 0 | 0 | 0 | 0 | 0 | 0 | 0 | 0
F10_Commercial_WA - Miscellaneous_Existing_Space Heating_Natural Gas_HVAC - Energy Recovery Ventilator_A_Achievable Economic TRC Potential | F10 | Commercial | WA - Miscellaneous | Existing | Space Heating | Natural Gas | HVAC - Energy Recovery Ventilator | A | Purchases (Incremental) | Achievable Economic TRC Potential | 0 | 0 | 0 | 9443.0469 | 19383.0964 | 19383.0964 | 19383.0964 | 19383.0964 | 19383.0964 | 19383.0964 | 19383.0964 | 19383.0964 | 19383.0964 | 19383.0964 | 19383.0964 | 19383.0964 | 19383.0964 | 19383.0964 | 19383.0964 | 19383.0964 | 19383.0964 | 19383.0964 | 19383.0964 | 0 | 0 | 0 | 0
F11_Commercial_WA - Miscellaneous_Existing_Space Heating_Natural Gas_HVAC - Energy Recovery Ventilator_A_Achievable Economic TRC Potential | F11 | Commercial | WA - Miscellaneous | Existing | Space Heating | Natural Gas | HVAC - Energy Recovery Ventilator | A | Purchases (Cumulative) | Achievable Economic TRC Potential | 0 | 0 | 0 | 9443.0469 | 28826.1433 | 48209.2397 | 67592.336 | 86975.4324 | 106358.5288 | 125741.6251 | 145124.7215 | 164507.8179 | 183890.9142 | 203274.0106 | 222657.1069 | 242040.2033 | 261423.2997 | 280806.396 | 300189.4924 | 319572.5888 | 338955.6851 | 358338.7815 | 377721.8778 | 377721.8778 | 377721.8778 | 377721.8778 | 377721.8778
F1_Commercial_WA - Miscellaneous_Existing_Space Heating_Natural Gas_Building Shell - Air Sealing (Infiltration Control)_A_Achievable Economic TRC Potential | F1 | Commercial | WA - Miscellaneous | Existing | Space Heating | Natural Gas | Building Shell - Air Sealing (Infiltration Control) | A | Integrated Unit Energy Savings (kWh or therms) | Achievable Economic TRC Potential | 0 | 0 | 110.0712 | 109.7348 | 109.4027 | 109.0755 | 108.7539 | 108.4387 | 108.1304 | 107.8296 | 107.5369 | 107.2531 | 106.9787 | 106.7142 | 106.46 | 106.2166 | 105.9847 | 105.7647 | 105.5574 | 105.3647 | 105.1866 | 105.0236 | 104.8743 | 104.7375 | 104.6123 | 104.4974 | 104.3919
F2_Commercial_WA - Miscellaneous_Existing_Space Heating_Natural Gas_Building Shell - Air Sealing (Infiltration Control)_A_Achievable Economic TRC Potential | F2 | Commercial | WA - Miscellaneous | Existing | Space Heating | Natural Gas | Building Shell - Air Sealing (Infiltration Control) | A | Integrated Unit Summer Peak Savings (kW) | Achievable Economic TRC Potential | 0 | 0 | 0 | 0 | 0 | 0 | 0 | 0 | 0 | 0 | 0 | 0 | 0 | 0 | 0 | 0 | 0 | 0 | 0 | 0 | 0 | 0 | 0 | 0 | 0 | 0 | 0
F3_Commercial_WA - Miscellaneous_Existing_Space Heating_Natural Gas_Building Shell - Air Sealing (Infiltration Control)_A_Achievable Economic TRC Potential | F3 | Commercial | WA - Miscellaneous | Existing | Space Heating | Natural Gas | Building Shell - Air Sealing (Infiltration Control) | A | Integrated Unit Winter Peak Savings (kW) | Achievable Economic TRC Potential | 0 | 0 | 0 | 0 | 0 | 0 | 0 | 0 | 0 | 0 | 0 | 0 | 0 | 0 | 0 | 0 | 0 | 0 | 0 | 0 | 0 | 0 | 0 | 0 | 0 | 0 | 0
F4_Commercial_WA - Miscellaneous_Existing_Space Heating_Natural Gas_Building Shell - Air Sealing (Infiltration Control)_A_Achievable Economic TRC Potential | F4 | Commercial | WA - Miscellaneous | Existing | Space Heating | Natural Gas | Building Shell - Air Sealing (Infiltration Control) | A | Incremental Energy Savings (MWh or mTherms) | Achievable Economic TRC Potential | 0 | 0 | 0 | 0.11556 | 0.061994 | 0.20909 | 0.33911 | 0.51323 | 0.73297 | 0.99427 | 1.2854 | 1.5857 | 1.8651 | 1.975 | 2.1549 | 2.0158 | 1.7571 | 1.3311 | 0.77255 | 0.1387 | 0 | 0 | 0 | 0 | 0 | 0 | 0
F5_Commercial_WA - Miscellaneous_Existing_Space Heating_Natural Gas_Building Shell - Air Sealing (Infiltration Control)_A_Achievable Economic TRC Potential | F5 | Commercial | WA - Miscellaneous | Existing | Space Heating | Natural Gas | Building Shell - Air Sealing (Infiltration Control) | A | Incremental Summer Peak Savings (MW) | Achievable Economic TRC Potential | 0 | 0 | 0 | 0 | 0 | 0 | 0 | 0 | 0 | 0 | 0 | 0 | 0 | 0 | 0 | 0 | 0 | 0 | 0 | 0 | 0 | 0 | 0 | 0 | 0 | 0 | 0
F6_Commercial_WA - Miscellaneous_Existing_Space Heating_Natural Gas_Building Shell - Air Sealing (Infiltration Control)_A_Achievable Economic TRC Potential | F6 | Commercial | WA - Miscellaneous | Existing | Space Heating | Natural Gas | Building Shell - Air Sealing (Infiltration Control) | A | Incremental Winter Peak Savings (MW) | Achievable Economic TRC Potential | 0 | 0 | 0 | 0 | 0 | 0 | 0 | 0 | 0 | 0 | 0 | 0 | 0 | 0 | 0 | 0 | 0 | 0 | 0 | 0 | 0 | 0 | 0 | 0 | 0 | 0 | 0
F7_Commercial_WA - Miscellaneous_Existing_Space Heating_Natural Gas_Building Shell - Air Sealing (Infiltration Control)_A_Achievable Economic TRC Potential | F7 | Commercial | WA - Miscellaneous | Existing | Space Heating | Natural Gas | Building Shell - Air Sealing (Infiltration Control) | A | Cumulative Energy Savings (MWh or mTherms) | Achievable Economic TRC Potential | 0 | 0 | 0 | 0.11556 | 0.1772 | 0.38577 | 0.72374 | 1.2349 | 1.9643 | 2.9531 | 4.2306 | 5.8051 | 7.6553 | 9.6113 | 11.7433 | 13.7323 | 15.4594 | 16.7584 | 17.4981 | 17.6049 | 17.5751 | 17.5479 | 17.5229 | 17.5001 | 17.4791 | 17.4599 | 17.4423
F8_Commercial_WA - Miscellaneous_Existing_Space Heating_Natural Gas_Building Shell - Air Sealing (Infiltration Control)_A_Achievable Economic TRC Potential | F8 | Commercial | WA - Miscellaneous | Existing | Space Heating | Natural Gas | Building Shell - Air Sealing (Infiltration Control) | A | Cumulative Summer Peak Savings (MW) | Achievable Economic TRC Potential | 0 | 0 | 0 | 0 | 0 | 0 | 0 | 0 | 0 | 0 | 0 | 0 | 0 | 0 | 0 | 0 | 0 | 0 | 0 | 0 | 0 | 0 | 0 | 0 | 0 | 0 | 0
F9_Commercial_WA - Miscellaneous_Existing_Space Heating_Natural Gas_Building Shell - Air Sealing (Infiltration Control)_A_Achievable Economic TRC Potential | F9 | Commercial | WA - Miscellaneous | Existing | Space Heating | Natural Gas | Building Shell - Air Sealing (Infiltration Control) | A | Cumulative Winter Peak Savings (MW) | Achievable Economic TRC Potential | 0 | 0 | 0 | 0 | 0 | 0 | 0 | 0 | 0 | 0 | 0 | 0 | 0 | 0 | 0 | 0 | 0 | 0 | 0 | 0 | 0 | 0 | 0 | 0 | 0 | 0 | 0
F10_Commercial_WA - Miscellaneous_Existing_Space Heating_Natural Gas_Building Shell - Air Sealing (Infiltration Control)_A_Achievable Economic TRC Potential | F10 | Commercial | WA - Miscellaneous | Existing | Space Heating | Natural Gas | Building Shell - Air Sealing (Infiltration Control) | A | Purchases (Incremental) | Achievable Economic TRC Potential | 0 | 0 | 0 | 1.0531 | 0.56666 | 1.9169 | 3.1182 | 4.7329 | 6.7786 | 9.2207 | 11.9534 | 14.7843 | 17.4342 | 18.507 | 20.2416 | 18.9781 | 16.579 | 12.5852 | 7.3188 | 1.3163 | 0 | 0 | 0 | 0 | 0 | 0 | 0
F11_Commercial_WA - Miscellaneous_Existing_Space Heating_Natural Gas_Building Shell - Air Sealing (Infiltration Control)_A_Achievable Economic TRC Potential | F11 | Commercial | WA - Miscellaneous | Existing | Space Heating | Natural Gas | Building Shell - Air Sealing (Infiltration Control) | A | Purchases (Cumulative) | Achievable Economic TRC Potential | 0 | 0 | 0 | 1.0531 | 1.6197 | 3.5367 | 6.6549 | 11.3878 | 18.1664 | 27.3871 | 39.3405 | 54.1248 | 71.5591 | 90.066 | 110.3076 | 129.2857 | 145.8647 | 158.45 | 165.7687 | 167.085 | 167.085 | 167.085 | 167.085 | 167.085 | 167.085 | 167.085 | 167.085
F1_Commercial_WA - Miscellaneous_Existing_Space Heating_Natural Gas_Ventilation - Demand Controlled_A_Achievable Economic TRC Potential | F1 | Commercial | WA - Miscellaneous | Existing | Space Heating | Natural Gas | Ventilation - Demand Controlled | A | Integrated Unit Energy Savings (kWh or therms) | Achievable Economic TRC Potential | 0 | 0 | 0.029914 | 0.029785 | 0.029632 | 0.029469 | 0.029296 | 0.029112 | 0.028911 | 0.028692 | 0.028452 | 0.02819 | 0.027909 | 0.027616 | 0.027316 | 0.027023 | 0.026746 | 0.026496 | 0.026292 | 0.026137 | 0.026008 | 0.025912 | 0.025825 | 0.02579 | 0.025759 | 0.02573 | 0.025703
F2_Commercial_WA - Miscellaneous_Existing_Space Heating_Natural Gas_Ventilation - Demand Controlled_A_Achievable Economic TRC Potential | F2 | Commercial | WA - Miscellaneous | Existing | Space Heating | Natural Gas | Ventilation - Demand Controlled | A | Integrated Unit Summer Peak Savings (kW) | Achievable Economic TRC Potential | 0 | 0 | 0 | 0 | 0 | 0 | 0 | 0 | 0 | 0 | 0 | 0 | 0 | 0 | 0 | 0 | 0 | 0 | 0 | 0 | 0 | 0 | 0 | 0 | 0 | 0 | 0
F3_Commercial_WA - Miscellaneous_Existing_Space Heating_Natural Gas_Ventilation - Demand Controlled_A_Achievable Economic TRC Potential | F3 | Commercial | WA - Miscellaneous | Existing | Space Heating | Natural Gas | Ventilation - Demand Controlled | A | Integrated Unit Winter Peak Savings (kW) | Achievable Economic TRC Potential | 0 | 0 | 0 | 0 | 0 | 0 | 0 | 0 | 0 | 0 | 0 | 0 | 0 | 0 | 0 | 0 | 0 | 0 | 0 | 0 | 0 | 0 | 0 | 0 | 0 | 0 | 0
F4_Commercial_WA - Miscellaneous_Existing_Space Heating_Natural Gas_Ventilation - Demand Controlled_A_Achievable Economic TRC Potential | F4 | Commercial | WA - Miscellaneous | Existing | Space Heating | Natural Gas | Ventilation - Demand Controlled | A | Incremental Energy Savings (MWh or mTherms) | Achievable Economic TRC Potential | 0 | 0 | 0 | 0.96174 | 1.1748 | 1.4297 | 1.65 | 1.8701 | 2.1714 | 2.3639 | 2.3947 | 2.236 | 1.9029 | 0.56532 | 0 | 0 | 0 | 0 | 0 | 0 | 0 | 0 | 0 | 0 | 0 | 0 | 0
F5_Commercial_WA - Miscellaneous_Existing_Space Heating_Natural Gas_Ventilation - Demand Controlled_A_Achievable Economic TRC Potential | F5 | Commercial | WA - Miscellaneous | Existing | Space Heating | Natural Gas | Ventilation - Demand Controlled | A | Incremental Summer Peak Savings (MW) | Achievable Economic TRC Potential | 0 | 0 | 0 | 0 | 0 | 0 | 0 | 0 | 0 | 0 | 0 | 0 | 0 | 0 | 0 | 0 | 0 | 0 | 0 | 0 | 0 | 0 | 0 | 0 | 0 | 0 | 0
F6_Commercial_WA - Miscellaneous_Existing_Space Heating_Natural Gas_Ventilation - Demand Controlled_A_Achievable Economic TRC Potential | F6 | Commercial | WA - Miscellaneous | Existing | Space Heating | Natural Gas | Ventilation - Demand Controlled | A | Incremental Winter Peak Savings (MW) | Achievable Economic TRC Potential | 0 | 0 | 0 | 0 | 0 | 0 | 0 | 0 | 0 | 0 | 0 | 0 | 0 | 0 | 0 | 0 | 0 | 0 | 0 | 0 | 0 | 0 | 0 | 0 | 0 | 0 | 0
F7_Commercial_WA - Miscellaneous_Existing_Space Heating_Natural Gas_Ventilation - Demand Controlled_A_Achievable Economic TRC Potential | F7 | Commercial | WA - Miscellaneous | Existing | Space Heating | Natural Gas | Ventilation - Demand Controlled | A | Cumulative Energy Savings (MWh or mTherms) | Achievable Economic TRC Potential | 0 | 0 | 0 | 0.96174 | 2.1316 | 3.5496 | 5.1788 | 7.0163 | 9.1393 | 11.4339 | 13.7328 | 15.8424 | 17.5876 | 17.9681 | 17.7731 | 17.5821 | 17.4021 | 17.2396 | 17.1067 | 17.0057 | 16.9217 | 16.8595 | 16.8025 | 16.7801 | 16.7596 | 16.7407 | 16.7234
F8_Commercial_WA - Miscellaneous_Existing_Space Heating_Natural Gas_Ventilation - Demand Controlled_A_Achievable Economic TRC Potential | F8 | Commercial | WA - Miscellaneous | Existing | Space Heating | Natural Gas | Ventilation - Demand Controlled | A | Cumulative Summer Peak Savings (MW) | Achievable Economic TRC Potential | 0 | 0 | 0 | 0 | 0 | 0 | 0 | 0 | 0 | 0 | 0 | 0 | 0 | 0 | 0 | 0 | 0 | 0 | 0 | 0 | 0 | 0 | 0 | 0 | 0 | 0 | 0
F9_Commercial_WA - Miscellaneous_Existing_Space Heating_Natural Gas_Ventilation - Demand Controlled_A_Achievable Economic TRC Potential | F9 | Commercial | WA - Miscellaneous | Existing | Space Heating | Natural Gas | Ventilation - Demand Controlled | A | Cumulative Winter Peak Savings (MW) | Achievable Economic TRC Potential | 0 | 0 | 0 | 0 | 0 | 0 | 0 | 0 | 0 | 0 | 0 | 0 | 0 | 0 | 0 | 0 | 0 | 0 | 0 | 0 | 0 | 0 | 0 | 0 | 0 | 0 | 0
F10_Commercial_WA - Miscellaneous_Existing_Space Heating_Natural Gas_Ventilation - Demand Controlled_A_Achievable Economic TRC Potential | F10 | Commercial | WA - Miscellaneous | Existing | Space Heating | Natural Gas | Ventilation - Demand Controlled | A | Purchases (Incremental) | Achievable Economic TRC Potential | 0 | 0 | 0 | 32289.7638 | 39646.6803 | 48515.9344 | 56319.3555 | 64239.3568 | 75103.5299 | 82389.7386 | 84166.9377 | 79317.2379 | 68179.8843 | 20470.7093 | 0 | 0 | 0 | 0 | 0 | 0 | 0 | 0 | 0 | 0 | 0 | 0 | 0
F11_Commercial_WA - Miscellaneous_Existing_Space Heating_Natural Gas_Ventilation - Demand Controlled_A_Achievable Economic TRC Potential | F11 | Commercial | WA - Miscellaneous | Existing | Space Heating | Natural Gas | Ventilation - Demand Controlled | A | Purchases (Cumulative) | Achievable Economic TRC Potential | 0 | 0 | 0 | 32289.7638 | 71936.4441 | 120452.3785 | 176771.734 | 241011.0908 | 316114.6207 | 398504.3593 | 482671.297 | 561988.5349 | 630168.4192 | 650639.1285 | 650639.1285 | 650639.1285 | 650639.1285 | 650639.1285 | 650639.1285 | 650639.1285 | 650639.1285 | 650639.1285 | 650639.1285 | 650639.1285 | 650639.1285 | 650639.1285 | 650639.1285
F1_Commercial_WA - Miscellaneous_Existing_Space Heating_Natural Gas_HVAC - Dedicated Outdoor Air System (DOAS)_A_Achievable Economic TRC Potential | F1 | Commercial | WA - Miscellaneous | Existing | Space Heating | Natural Gas | HVAC - Dedicated Outdoor Air System (DOAS) | A | Integrated Unit Energy Savings (kWh or therms) | Achievable Economic TRC Potential | 0 | 0 | -0.025891 | -0.025812 | -0.025733 | -0.025656 | -0.02558 | -0.025506 | -0.025433 | -0.025362 | -0.025293 | -0.025226 | -0.025161 | -0.025099 | -0.025039 | -0.024981 | -0.024927 | -0.024875 | -0.024826 | -0.02478 | -0.024738 | -0.024699 | -0.024664 | -0.024632 | -0.024602 | -0.024575 | -0.02455
F2_Commercial_WA - Miscellaneous_Existing_Space Heating_Natural Gas_HVAC - Dedicated Outdoor Air System (DOAS)_A_Achievable Economic TRC Potential | F2 | Commercial | WA - Miscellaneous | Existing | Space Heating | Natural Gas | HVAC - Dedicated Outdoor Air System (DOAS) | A | Integrated Unit Summer Peak Savings (kW) | Achievable Economic TRC Potential | 0 | 0 | 0 | 0 | 0 | 0 | 0 | 0 | 0 | 0 | 0 | 0 | 0 | 0 | 0 | 0 | 0 | 0 | 0 | 0 | 0 | 0 | 0 | 0 | 0 | 0 | 0
F3_Commercial_WA - Miscellaneous_Existing_Space Heating_Natural Gas_HVAC - Dedicated Outdoor Air System (DOAS)_A_Achievable Economic TRC Potential | F3 | Commercial | WA - Miscellaneous | Existing | Space Heating | Natural Gas | HVAC - Dedicated Outdoor Air System (DOAS) | A | Integrated Unit Winter Peak Savings (kW) | Achievable Economic TRC Potential | 0 | 0 | 0 | 0 | 0 | 0 | 0 | 0 | 0 | 0 | 0 | 0 | 0 | 0 | 0 | 0 | 0 | 0 | 0 | 0 | 0 | 0 | 0 | 0 | 0 | 0 | 0
F4_Commercial_WA - Miscellaneous_Existing_Space Heating_Natural Gas_HVAC - Dedicated Outdoor Air System (DOAS)_A_Achievable Economic TRC Potential | F4 | Commercial | WA - Miscellaneous | Existing | Space Heating | Natural Gas | HVAC - Dedicated Outdoor Air System (DOAS) | A | Incremental Energy Savings (MWh or mTherms) | Achievable Economic TRC Potential | 0 | 0 | 0 | 0 | 0 | 0 | 0 | 0 | 0 | 0 | 0 | 0 | 0 | 0 | 0 | 0 | 0 | 0 | 0 | 0 | 0 | 0 | 0 | 0 | 0 | 0 | 0
F5_Commercial_WA - Miscellaneous_Existing_Space Heating_Natural Gas_HVAC - Dedicated Outdoor Air System (DOAS)_A_Achievable Economic TRC Potential | F5 | Commercial | WA - Miscellaneous | Existing | Space Heating | Natural Gas | HVAC - Dedicated Outdoor Air System (DOAS) | A | Incremental Summer Peak Savings (MW) | Achievable Economic TRC Potential | 0 | 0 | 0 | 0 | 0 | 0 | 0 | 0 | 0 | 0 | 0 | 0 | 0 | 0 | 0 | 0 | 0 | 0 | 0 | 0 | 0 | 0 | 0 | 0 | 0 | 0 | 0
F6_Commercial_WA - Miscellaneous_Existing_Space Heating_Natural Gas_HVAC - Dedicated Outdoor Air System (DOAS)_A_Achievable Economic TRC Potential | F6 | Commercial | WA - Miscellaneous | Existing | Space Heating | Natural Gas | HVAC - Dedicated Outdoor Air System (DOAS) | A | Incremental Winter Peak Savings (MW) | Achievable Economic TRC Potential | 0 | 0 | 0 | 0 | 0 | 0 | 0 | 0 | 0 | 0 | 0 | 0 | 0 | 0 | 0 | 0 | 0 | 0 | 0 | 0 | 0 | 0 | 0 | 0 | 0 | 0 | 0
F7_Commercial_WA - Miscellaneous_Existing_Space Heating_Natural Gas_HVAC - Dedicated Outdoor Air System (DOAS)_A_Achievable Economic TRC Potential | F7 | Commercial | WA - Miscellaneous | Existing | Space Heating | Natural Gas | HVAC - Dedicated Outdoor Air System (DOAS) | A | Cumulative Energy Savings (MWh or mTherms) | Achievable Economic TRC Potential | 0 | 0 | 0 | 0 | 0 | 0 | 0 | 0 | 0 | 0 | 0 | 0 | 0 | 0 | 0 | 0 | 0 | 0 | 0 | 0 | 0 | 0 | 0 | 0 | 0 | 0 | 0
F8_Commercial_WA - Miscellaneous_Existing_Space Heating_Natural Gas_HVAC - Dedicated Outdoor Air System (DOAS)_A_Achievable Economic TRC Potential | F8 | Commercial | WA - Miscellaneous | Existing | Space Heating | Natural Gas | HVAC - Dedicated Outdoor Air System (DOAS) | A | Cumulative Summer Peak Savings (MW) | Achievable Economic TRC Potential | 0 | 0 | 0 | 0 | 0 | 0 | 0 | 0 | 0 | 0 | 0 | 0 | 0 | 0 | 0 | 0 | 0 | 0 | 0 | 0 | 0 | 0 | 0 | 0 | 0 | 0 | 0
F9_Commercial_WA - Miscellaneous_Existing_Space Heating_Natural Gas_HVAC - Dedicated Outdoor Air System (DOAS)_A_Achievable Economic TRC Potential | F9 | Commercial | WA - Miscellaneous | Existing | Space Heating | Natural Gas | HVAC - Dedicated Outdoor Air System (DOAS) | A | Cumulative Winter Peak Savings (MW) | Achievable Economic TRC Potential | 0 | 0 | 0 | 0 | 0 | 0 | 0 | 0 | 0 | 0 | 0 | 0 | 0 | 0 | 0 | 0 | 0 | 0 | 0 | 0 | 0 | 0 | 0 | 0 | 0 | 0 | 0
F10_Commercial_WA - Miscellaneous_Existing_Space Heating_Natural Gas_HVAC - Dedicated Outdoor Air System (DOAS)_A_Achievable Economic TRC Potential | F10 | Commercial | WA - Miscellaneous | Existing | Space Heating | Natural Gas | HVAC - Dedicated Outdoor Air System (DOAS) | A | Purchases (Incremental) | Achievable Economic TRC Potential | 0 | 0 | 0 | 0 | 0 | 0 | 0 | 0 | 0 | 0 | 0 | 0 | 0 | 0 | 0 | 0 | 0 | 0 | 0 | 0 | 0 | 0 | 0 | 0 | 0 | 0 | 0
F11_Commercial_WA - Miscellaneous_Existing_Space Heating_Natural Gas_HVAC - Dedicated Outdoor Air System (DOAS)_A_Achievable Economic TRC Potential | F11 | Commercial | WA - Miscellaneous | Existing | Space Heating | Natural Gas | HVAC - Dedicated Outdoor Air System (DOAS) | A | Purchases (Cumulative) | Achievable Economic TRC Potential | 0 | 0 | 0 | 0 | 0 | 0 | 0 | 0 | 0 | 0 | 0 | 0 | 0 | 0 | 0 | 0 | 0 | 0 | 0 | 0 | 0 | 0 | 0 | 0 | 0 | 0 | 0
F1_Commercial_WA - Miscellaneous_Existing_Space Heating_Natural Gas_Destratification Fans (HVLS)_A_Achievable Economic TRC Potential | F1 | Commercial | WA - Miscellaneous | Existing | Space Heating | Natural Gas | Destratification Fans (HVLS) | A | Integrated Unit Energy Savings (kWh or therms) | Achievable Economic TRC Potential | 0 | 0 | 606.5115 | 603.6032 | 600.2052 | 596.4488 | 592.3887 | 587.9317 | 582.9644 | 577.4292 | 571.3109 | 564.649 | 557.5465 | 550.3979 | 543.205 | 536.1537 | 529.531 | 523.602 | 518.7704 | 515.1182 | 512.1457 | 510.0322 | 508.1222 | 507.4489 | 506.8318 | 506.2656 | 505.7457
F2_Commercial_WA - Miscellaneous_Existing_Space Heating_Natural Gas_Destratification Fans (HVLS)_A_Achievable Economic TRC Potential | F2 | Commercial | WA - Miscellaneous | Existing | Space Heating | Natural Gas | Destratification Fans (HVLS) | A | Integrated Unit Summer Peak Savings (kW) | Achievable Economic TRC Potential | 0 | 0 | 0 | 0 | 0 | 0 | 0 | 0 | 0 | 0 | 0 | 0 | 0 | 0 | 0 | 0 | 0 | 0 | 0 | 0 | 0 | 0 | 0 | 0 | 0 | 0 | 0
F3_Commercial_WA - Miscellaneous_Existing_Space Heating_Natural Gas_Destratification Fans (HVLS)_A_Achievable Economic TRC Potential | F3 | Commercial | WA - Miscellaneous | Existing | Space Heating | Natural Gas | Destratification Fans (HVLS) | A | Integrated Unit Winter Peak Savings (kW) | Achievable Economic TRC Potential | 0 | 0 | 0 | 0 | 0 | 0 | 0 | 0 | 0 | 0 | 0 | 0 | 0 | 0 | 0 | 0 | 0 | 0 | 0 | 0 | 0 | 0 | 0 | 0 | 0 | 0 | 0
F4_Commercial_WA - Miscellaneous_Existing_Space Heating_Natural Gas_Destratification Fans (HVLS)_A_Achievable Economic TRC Potential | F4 | Commercial | WA - Miscellaneous | Existing | Space Heating | Natural Gas | Destratification Fans (HVLS) | A | Incremental Energy Savings (MWh or mTherms) | Achievable Economic TRC Potential | 0 | 0 | 0 | 0 | 0 | 0 | 0 | 0 | 0 | 0 | 0 | 0 | 0 | 0 | 0 | 0 | 0 | 0 | 0 | 0 | 0 | 0 | 0 | 0 | 0 | 0 | 0
F5_Commercial_WA - Miscellaneous_Existing_Space Heating_Natural Gas_Destratification Fans (HVLS)_A_Achievable Economic TRC Potential | F5 | Commercial | WA - Miscellaneous | Existing | Space Heating | Natural Gas | Destratification Fans (HVLS) | A | Incremental Summer Peak Savings (MW) | Achievable Economic TRC Potential | 0 | 0 | 0 | 0 | 0 | 0 | 0 | 0 | 0 | 0 | 0 | 0 | 0 | 0 | 0 | 0 | 0 | 0 | 0 | 0 | 0 | 0 | 0 | 0 | 0 | 0 | 0
F6_Commercial_WA - Miscellaneous_Existing_Space Heating_Natural Gas_Destratification Fans (HVLS)_A_Achievable Economic TRC Potential | F6 | Commercial | WA - Miscellaneous | Existing | Space Heating | Natural Gas | Destratification Fans (HVLS) | A | Incremental Winter Peak Savings (MW) | Achievable Economic TRC Potential | 0 | 0 | 0 | 0 | 0 | 0 | 0 | 0 | 0 | 0 | 0 | 0 | 0 | 0 | 0 | 0 | 0 | 0 | 0 | 0 | 0 | 0 | 0 | 0 | 0 | 0 | 0
F7_Commercial_WA - Miscellaneous_Existing_Space Heating_Natural Gas_Destratification Fans (HVLS)_A_Achievable Economic TRC Potential | F7 | Commercial | WA - Miscellaneous | Existing | Space Heating | Natural Gas | Destratification Fans (HVLS) | A | Cumulative Energy Savings (MWh or mTherms) | Achievable Economic TRC Potential | 0 | 0 | 0 | 0 | 0 | 0 | 0 | 0 | 0 | 0 | 0 | 0 | 0 | 0 | 0 | 0 | 0 | 0 | 0 | 0 | 0 | 0 | 0 | 0 | 0 | 0 | 0
F8_Commercial_WA - Miscellaneous_Existing_Space Heating_Natural Gas_Destratification Fans (HVLS)_A_Achievable Economic TRC Potential | F8 | Commercial | WA - Miscellaneous | Existing | Space Heating | Natural Gas | Destratification Fans (HVLS) | A | Cumulative Summer Peak Savings (MW) | Achievable Economic TRC Potential | 0 | 0 | 0 | 0 | 0 | 0 | 0 | 0 | 0 | 0 | 0 | 0 | 0 | 0 | 0 | 0 | 0 | 0 | 0 | 0 | 0 | 0 | 0 | 0 | 0 | 0 | 0
F9_Commercial_WA - Miscellaneous_Existing_Space Heating_Natural Gas_Destratification Fans (HVLS)_A_Achievable Economic TRC Potential | F9 | Commercial | WA - Miscellaneous | Existing | Space Heating | Natural Gas | Destratification Fans (HVLS) | A | Cumulative Winter Peak Savings (MW) | Achievable Economic TRC Potential | 0 | 0 | 0 | 0 | 0 | 0 | 0 | 0 | 0 | 0 | 0 | 0 | 0 | 0 | 0 | 0 | 0 | 0 | 0 | 0 | 0 | 0 | 0 | 0 | 0 | 0 | 0
F10_Commercial_WA - Miscellaneous_Existing_Space Heating_Natural Gas_Destratification Fans (HVLS)_A_Achievable Economic TRC Potential | F10 | Commercial | WA - Miscellaneous | Existing | Space Heating | Natural Gas | Destratification Fans (HVLS) | A | Purchases (Incremental) | Achievable Economic TRC Potential | 0 | 0 | 0 | 0 | 0 | 0 | 0 | 0 | 0 | 0 | 0 | 0 | 0 | 0 | 0 | 0 | 0 | 0 | 0 | 0 | 0 | 0 | 0 | 0 | 0 | 0 | 0
F11_Commercial_WA - Miscellaneous_Existing_Space Heating_Natural Gas_Destratification Fans (HVLS)_A_Achievable Economic TRC Potential | F11 | Commercial | WA - Miscellaneous | Existing | Space Heating | Natural Gas | Destratification Fans (HVLS) | A | Purchases (Cumulative) | Achievable Economic TRC Potential | 0 | 0 | 0 | 0 | 0 | 0 | 0 | 0 | 0 | 0 | 0 | 0 | 0 | 0 | 0 | 0 | 0 | 0 | 0 | 0 | 0 | 0 | 0 | 0 | 0 | 0 | 0
F1_Commercial_WA - Miscellaneous_Existing_Space Heating_Natural Gas_Gas Boiler - Maintenance_A_Achievable Economic TRC Potential | F1 | Commercial | WA - Miscellaneous | Existing | Space Heating | Natural Gas | Gas Boiler - Maintenance | A | Integrated Unit Energy Savings (kWh or therms) | Achievable Economic TRC Potential | 0 | 0 | 0.13577 | 0.13506 | 0.13427 | 0.13343 | 0.13254 | 0.1316 | 0.13057 | 0.12943 | 0.12819 | 0.12685 | 0.12544 | 0.12402 | 0.12261 | 0.12125 | 0.11999 | 0.1189 | 0.11807 | 0.11749 | 0.11706 | 0.1168 | 0.11657 | 0.11661 | 0.11665 | 0.11669 | 0.11673
F2_Commercial_WA - Miscellaneous_Existing_Space Heating_Natural Gas_Gas Boiler - Maintenance_A_Achievable Economic TRC Potential | F2 | Commercial | WA - Miscellaneous | Existing | Space Heating | Natural Gas | Gas Boiler - Maintenance | A | Integrated Unit Summer Peak Savings (kW) | Achievable Economic TRC Potential | 0 | 0 | 0 | 0 | 0 | 0 | 0 | 0 | 0 | 0 | 0 | 0 | 0 | 0 | 0 | 0 | 0 | 0 | 0 | 0 | 0 | 0 | 0 | 0 | 0 | 0 | 0
F3_Commercial_WA - Miscellaneous_Existing_Space Heating_Natural Gas_Gas Boiler - Maintenance_A_Achievable Economic TRC Potential | F3 | Commercial | WA - Miscellaneous | Existing | Space Heating | Natural Gas | Gas Boiler - Maintenance | A | Integrated Unit Winter Peak Savings (kW) | Achievable Economic TRC Potential | 0 | 0 | 0 | 0 | 0 | 0 | 0 | 0 | 0 | 0 | 0 | 0 | 0 | 0 | 0 | 0 | 0 | 0 | 0 | 0 | 0 | 0 | 0 | 0 | 0 | 0 | 0
F4_Commercial_WA - Miscellaneous_Existing_Space Heating_Natural Gas_Gas Boiler - Maintenance_A_Achievable Economic TRC Potential | F4 | Commercial | WA - Miscellaneous | Existing | Space Heating | Natural Gas | Gas Boiler - Maintenance | A | Incremental Energy Savings (MWh or mTherms) | Achievable Economic TRC Potential | 0 | 0 | 0 | 0 | 0 | 0 | 0 | 0 | 0 | 0 | 0 | 0 | 0 | 0 | 0 | 0 | 0 | 0 | 0 | 0 | 0 | 0 | 0 | 0 | 0 | 0 | 0
F5_Commercial_WA - Miscellaneous_Existing_Space Heating_Natural Gas_Gas Boiler - Maintenance_A_Achievable Economic TRC Potential | F5 | Commercial | WA - Miscellaneous | Existing | Space Heating | Natural Gas | Gas Boiler - Maintenance | A | Incremental Summer Peak Savings (MW) | Achievable Economic TRC Potential | 0 | 0 | 0 | 0 | 0 | 0 | 0 | 0 | 0 | 0 | 0 | 0 | 0 | 0 | 0 | 0 | 0 | 0 | 0 | 0 | 0 | 0 | 0 | 0 | 0 | 0 | 0
F6_Commercial_WA - Miscellaneous_Existing_Space Heating_Natural Gas_Gas Boiler - Maintenance_A_Achievable Economic TRC Potential | F6 | Commercial | WA - Miscellaneous | Existing | Space Heating | Natural Gas | Gas Boiler - Maintenance | A | Incremental Winter Peak Savings (MW) | Achievable Economic TRC Potential | 0 | 0 | 0 | 0 | 0 | 0 | 0 | 0 | 0 | 0 | 0 | 0 | 0 | 0 | 0 | 0 | 0 | 0 | 0 | 0 | 0 | 0 | 0 | 0 | 0 | 0 | 0
F7_Commercial_WA - Miscellaneous_Existing_Space Heating_Natural Gas_Gas Boiler - Maintenance_A_Achievable Economic TRC Potential | F7 | Commercial | WA - Miscellaneous | Existing | Space Heating | Natural Gas | Gas Boiler - Maintenance | A | Cumulative Energy Savings (MWh or mTherms) | Achievable Economic TRC Potential | 0 | 0 | 0 | 0 | 0 | 0 | 0 | 0 | 0 | 0 | 0 | 0 | 0 | 0 | 0 | 0 | 0 | 0 | 0 | 0 | 0 | 0 | 0 | 0 | 0 | 0 | 0
F8_Commercial_WA - Miscellaneous_Existing_Space Heating_Natural Gas_Gas Boiler - Maintenance_A_Achievable Economic TRC Potential | F8 | Commercial | WA - Miscellaneous | Existing | Space Heating | Natural Gas | Gas Boiler - Maintenance | A | Cumulative Summer Peak Savings (MW) | Achievable Economic TRC Potential | 0 | 0 | 0 | 0 | 0 | 0 | 0 | 0 | 0 | 0 | 0 | 0 | 0 | 0 | 0 | 0 | 0 | 0 | 0 | 0 | 0 | 0 | 0 | 0 | 0 | 0 | 0
F9_Commercial_WA - Miscellaneous_Existing_Space Heating_Natural Gas_Gas Boiler - Maintenance_A_Achievable Economic TRC Potential | F9 | Commercial | WA - Miscellaneous | Existing | Space Heating | Natural Gas | Gas Boiler - Maintenance | A | Cumulative Winter Peak Savings (MW) | Achievable Economic TRC Potential | 0 | 0 | 0 | 0 | 0 | 0 | 0 | 0 | 0 | 0 | 0 | 0 | 0 | 0 | 0 | 0 | 0 | 0 | 0 | 0 | 0 | 0 | 0 | 0 | 0 | 0 | 0
F10_Commercial_WA - Miscellaneous_Existing_Space Heating_Natural Gas_Gas Boiler - Maintenance_A_Achievable Economic TRC Potential | F10 | Commercial | WA - Miscellaneous | Existing | Space Heating | Natural Gas | Gas Boiler - Maintenance | A | Purchases (Incremental) | Achievable Economic TRC Potential | 0 | 0 | 0 | 0 | 0 | 0 | 0 | 0 | 0 | 0 | 0 | 0 | 0 | 0 | 0 | 0 | 0 | 0 | 0 | 0 | 0 | 0 | 0 | 0 | 0 | 0 | 0
F11_Commercial_WA - Miscellaneous_Existing_Space Heating_Natural Gas_Gas Boiler - Maintenance_A_Achievable Economic TRC Potential | F11 | Commercial | WA - Miscellaneous | Existing | Space Heating | Natural Gas | Gas Boiler - Maintenance | A | Purchases (Cumulative) | Achievable Economic TRC Potential | 0 | 0 | 0 | 0 | 0 | 0 | 0 | 0 | 0 | 0 | 0 | 0 | 0 | 0 | 0 | 0 | 0 | 0 | 0 | 0 | 0 | 0 | 0 | 0 | 0 | 0 | 0
F1_Commercial_WA - Miscellaneous_Existing_Space Heating_Natural Gas_Gas Furnace - Maintenance_A_Achievable Economic TRC Potential | F1 | Commercial | WA - Miscellaneous | Existing | Space Heating | Natural Gas | Gas Furnace - Maintenance | A | Integrated Unit Energy Savings (kWh or therms) | Achievable Economic TRC Potential | 0 | 0 | 0.054386 | 0.054141 | 0.053844 | 0.053508 | 0.053136 | 0.05272 | 0.05225 | 0.05172 | 0.051132 | 0.050488 | 0.049799 | 0.049101 | 0.048395 | 0.047697 | 0.047035 | 0.046431 | 0.045922 | 0.045522 | 0.045186 | 0.044931 | 0.0447 | 0.044581 | 0.044472 | 0.044371 | 0.044278
F2_Commercial_WA - Miscellaneous_Existing_Space Heating_Natural Gas_Gas Furnace - Maintenance_A_Achievable Economic TRC Potential | F2 | Commercial | WA - Miscellaneous | Existing | Space Heating | Natural Gas | Gas Furnace - Maintenance | A | Integrated Unit Summer Peak Savings (kW) | Achievable Economic TRC Potential | 0 | 0 | 0 | 0 | 0 | 0 | 0 | 0 | 0 | 0 | 0 | 0 | 0 | 0 | 0 | 0 | 0 | 0 | 0 | 0 | 0 | 0 | 0 | 0 | 0 | 0 | 0
F3_Commercial_WA - Miscellaneous_Existing_Space Heating_Natural Gas_Gas Furnace - Maintenance_A_Achievable Economic TRC Potential | F3 | Commercial | WA - Miscellaneous | Existing | Space Heating | Natural Gas | Gas Furnace - Maintenance | A | Integrated Unit Winter Peak Savings (kW) | Achievable Economic TRC Potential | 0 | 0 | 0 | 0 | 0 | 0 | 0 | 0 | 0 | 0 | 0 | 0 | 0 | 0 | 0 | 0 | 0 | 0 | 0 | 0 | 0 | 0 | 0 | 0 | 0 | 0 | 0
F4_Commercial_WA - Miscellaneous_Existing_Space Heating_Natural Gas_Gas Furnace - Maintenance_A_Achievable Economic TRC Potential | F4 | Commercial | WA - Miscellaneous | Existing | Space Heating | Natural Gas | Gas Furnace - Maintenance | A | Incremental Energy Savings (MWh or mTherms) | Achievable Economic TRC Potential | 0 | 0 | 0 | 0 | 0 | 0 | 0 | 0 | 0 | 0 | 0 | 0 | 0 | 0 | 0 | 0 | 0 | 0 | 0 | 0 | 0 | 0 | 0 | 0 | 0 | 0 | 0
F5_Commercial_WA - Miscellaneous_Existing_Space Heating_Natural Gas_Gas Furnace - Maintenance_A_Achievable Economic TRC Potential | F5 | Commercial | WA - Miscellaneous | Existing | Space Heating | Natural Gas | Gas Furnace - Maintenance | A | Incremental Summer Peak Savings (MW) | Achievable Economic TRC Potential | 0 | 0 | 0 | 0 | 0 | 0 | 0 | 0 | 0 | 0 | 0 | 0 | 0 | 0 | 0 | 0 | 0 | 0 | 0 | 0 | 0 | 0 | 0 | 0 | 0 | 0 | 0
F6_Commercial_WA - Miscellaneous_Existing_Space Heating_Natural Gas_Gas Furnace - Maintenance_A_Achievable Economic TRC Potential | F6 | Commercial | WA - Miscellaneous | Existing | Space Heating | Natural Gas | Gas Furnace - Maintenance | A | Incremental Winter Peak Savings (MW) | Achievable Economic TRC Potential | 0 | 0 | 0 | 0 | 0 | 0 | 0 | 0 | 0 | 0 | 0 | 0 | 0 | 0 | 0 | 0 | 0 | 0 | 0 | 0 | 0 | 0 | 0 | 0 | 0 | 0 | 0
F7_Commercial_WA - Miscellaneous_Existing_Space Heating_Natural Gas_Gas Furnace - Maintenance_A_Achievable Economic TRC Potential | F7 | Commercial | WA - Miscellaneous | Existing | Space Heating | Natural Gas | Gas Furnace - Maintenance | A | Cumulative Energy Savings (MWh or mTherms) | Achievable Economic TRC Potential | 0 | 0 | 0 | 0 | 0 | 0 | 0 | 0 | 0 | 0 | 0 | 0 | 0 | 0 | 0 | 0 | 0 | 0 | 0 | 0 | 0 | 0 | 0 | 0 | 0 | 0 | 0
F8_Commercial_WA - Miscellaneous_Existing_Space Heating_Natural Gas_Gas Furnace - Maintenance_A_Achievable Economic TRC Potential | F8 | Commercial | WA - Miscellaneous | Existing | Space Heating | Natural Gas | Gas Furnace - Maintenance | A | Cumulative Summer Peak Savings (MW) | Achievable Economic TRC Potential | 0 | 0 | 0 | 0 | 0 | 0 | 0 | 0 | 0 | 0 | 0 | 0 | 0 | 0 | 0 | 0 | 0 | 0 | 0 | 0 | 0 | 0 | 0 | 0 | 0 | 0 | 0
F9_Commercial_WA - Miscellaneous_Existing_Space Heating_Natural Gas_Gas Furnace - Maintenance_A_Achievable Economic TRC Potential | F9 | Commercial | WA - Miscellaneous | Existing | Space Heating | Natural Gas | Gas Furnace - Maintenance | A | Cumulative Winter Peak Savings (MW) | Achievable Economic TRC Potential | 0 | 0 | 0 | 0 | 0 | 0 | 0 | 0 | 0 | 0 | 0 | 0 | 0 | 0 | 0 | 0 | 0 | 0 | 0 | 0 | 0 | 0 | 0 | 0 | 0 | 0 | 0
F10_Commercial_WA - Miscellaneous_Existing_Space Heating_Natural Gas_Gas Furnace - Maintenance_A_Achievable Economic TRC Potential | F10 | Commercial | WA - Miscellaneous | Existing | Space Heating | Natural Gas | Gas Furnace - Maintenance | A | Purchases (Incremental) | Achievable Economic TRC Potential | 0 | 0 | 0 | 0 | 0 | 0 | 0 | 0 | 0 | 0 | 0 | 0 | 0 | 0 | 0 | 0 | 0 | 0 | 0 | 0 | 0 | 0 | 0 | 0 | 0 | 0 | 0
F11_Commercial_WA - Miscellaneous_Existing_Space Heating_Natural Gas_Gas Furnace - Maintenance_A_Achievable Economic TRC Potential | F11 | Commercial | WA - Miscellaneous | Existing | Space Heating | Natural Gas | Gas Furnace - Maintenance | A | Purchases (Cumulative) | Achievable Economic TRC Potential | 0 | 0 | 0 | 0 | 0 | 0 | 0 | 0 | 0 | 0 | 0 | 0 | 0 | 0 | 0 | 0 | 0 | 0 | 0 | 0 | 0 | 0 | 0 | 0 | 0 | 0 | 0
F1_Commercial_WA - Miscellaneous_Existing_Space Heating_Natural Gas_Gas Boiler - Hot Water Reset_A_Achievable Economic TRC Potential | F1 | Commercial | WA - Miscellaneous | Existing | Space Heating | Natural Gas | Gas Boiler - Hot Water Reset | A | Integrated Unit Energy Savings (kWh or therms) | Achievable Economic TRC Potential | 0 | 0 | 241.3631 | 240.5182 | 239.7323 | 238.9905 | 238.2977 | 237.6526 | 237.0536 | 236.4988 | 235.9832 | 235.5037 | 235.0602 | 234.6664 | 234.3139 | 234.0309 | 233.8273 | 233.7179 | 233.7147 | 233.777 | 233.8643 | 233.9519 | 234.0391 | 234.1253 | 234.2099 | 234.2923 | 234.372
F2_Commercial_WA - Miscellaneous_Existing_Space Heating_Natural Gas_Gas Boiler - Hot Water Reset_A_Achievable Economic TRC Potential | F2 | Commercial | WA - Miscellaneous | Existing | Space Heating | Natural Gas | Gas Boiler - Hot Water Reset | A | Integrated Unit Summer Peak Savings (kW) | Achievable Economic TRC Potential | 0 | 0 | 0 | 0 | 0 | 0 | 0 | 0 | 0 | 0 | 0 | 0 | 0 | 0 | 0 | 0 | 0 | 0 | 0 | 0 | 0 | 0 | 0 | 0 | 0 | 0 | 0
F3_Commercial_WA - Miscellaneous_Existing_Space Heating_Natural Gas_Gas Boiler - Hot Water Reset_A_Achievable Economic TRC Potential | F3 | Commercial | WA - Miscellaneous | Existing | Space Heating | Natural Gas | Gas Boiler - Hot Water Reset | A | Integrated Unit Winter Peak Savings (kW) | Achievable Economic TRC Potential | 0 | 0 | 0 | 0 | 0 | 0 | 0 | 0 | 0 | 0 | 0 | 0 | 0 | 0 | 0 | 0 | 0 | 0 | 0 | 0 | 0 | 0 | 0 | 0 | 0 | 0 | 0
F4_Commercial_WA - Miscellaneous_Existing_Space Heating_Natural Gas_Gas Boiler - Hot Water Reset_A_Achievable Economic TRC Potential | F4 | Commercial | WA - Miscellaneous | Existing | Space Heating | Natural Gas | Gas Boiler - Hot Water Reset | A | Incremental Energy Savings (MWh or mTherms) | Achievable Economic TRC Potential | 0 | 0 | 0 | 0.21327 | 0.43634 | 0.43499 | 0.43372 | 0.43255 | 0.43146 | 0.43045 | 0.42951 | 0.42864 | 0.42783 | 0.42711 | 0.42647 | 0.42596 | 0.42559 | 0.42539 | 0.42538 | 0.4255 | 0.42566 | 0.42581 | 0.42597 | 0 | 0 | 0 | 0
F5_Commercial_WA - Miscellaneous_Existing_Space Heating_Natural Gas_Gas Boiler - Hot Water Reset_A_Achievable Economic TRC Potential | F5 | Commercial | WA - Miscellaneous | Existing | Space Heating | Natural Gas | Gas Boiler - Hot Water Reset | A | Incremental Summer Peak Savings (MW) | Achievable Economic TRC Potential | 0 | 0 | 0 | 0 | 0 | 0 | 0 | 0 | 0 | 0 | 0 | 0 | 0 | 0 | 0 | 0 | 0 | 0 | 0 | 0 | 0 | 0 | 0 | 0 | 0 | 0 | 0
F6_Commercial_WA - Miscellaneous_Existing_Space Heating_Natural Gas_Gas Boiler - Hot Water Reset_A_Achievable Economic TRC Potential | F6 | Commercial | WA - Miscellaneous | Existing | Space Heating | Natural Gas | Gas Boiler - Hot Water Reset | A | Incremental Winter Peak Savings (MW) | Achievable Economic TRC Potential | 0 | 0 | 0 | 0 | 0 | 0 | 0 | 0 | 0 | 0 | 0 | 0 | 0 | 0 | 0 | 0 | 0 | 0 | 0 | 0 | 0 | 0 | 0 | 0 | 0 | 0 | 0
F7_Commercial_WA - Miscellaneous_Existing_Space Heating_Natural Gas_Gas Boiler - Hot Water Reset_A_Achievable Economic TRC Potential | F7 | Commercial | WA - Miscellaneous | Existing | Space Heating | Natural Gas | Gas Boiler - Hot Water Reset | A | Cumulative Energy Savings (MWh or mTherms) | Achievable Economic TRC Potential | 0 | 0 | 0 | 0.21327 | 0.64891 | 1.0819 | 1.5125 | 1.9409 | 2.3675 | 2.7924 | 3.2158 | 3.6379 | 4.0589 | 4.4792 | 4.899 | 5.319 | 5.74 | 6.1627 | 6.588 | 7.0152 | 7.4435 | 7.8721 | 8.301 | 8.3041 | 8.3071 | 8.31 | 8.3128
F8_Commercial_WA - Miscellaneous_Existing_Space Heating_Natural Gas_Gas Boiler - Hot Water Reset_A_Achievable Economic TRC Potential | F8 | Commercial | WA - Miscellaneous | Existing | Space Heating | Natural Gas | Gas Boiler - Hot Water Reset | A | Cumulative Summer Peak Savings (MW) | Achievable Economic TRC Potential | 0 | 0 | 0 | 0 | 0 | 0 | 0 | 0 | 0 | 0 | 0 | 0 | 0 | 0 | 0 | 0 | 0 | 0 | 0 | 0 | 0 | 0 | 0 | 0 | 0 | 0 | 0
F9_Commercial_WA - Miscellaneous_Existing_Space Heating_Natural Gas_Gas Boiler - Hot Water Reset_A_Achievable Economic TRC Potential | F9 | Commercial | WA - Miscellaneous | Existing | Space Heating | Natural Gas | Gas Boiler - Hot Water Reset | A | Cumulative Winter Peak Savings (MW) | Achievable Economic TRC Potential | 0 | 0 | 0 | 0 | 0 | 0 | 0 | 0 | 0 | 0 | 0 | 0 | 0 | 0 | 0 | 0 | 0 | 0 | 0 | 0 | 0 | 0 | 0 | 0 | 0 | 0 | 0
F10_Commercial_WA - Miscellaneous_Existing_Space Heating_Natural Gas_Gas Boiler - Hot Water Reset_A_Achievable Economic TRC Potential | F10 | Commercial | WA - Miscellaneous | Existing | Space Heating | Natural Gas | Gas Boiler - Hot Water Reset | A | Purchases (Incremental) | Achievable Economic TRC Potential | 0 | 0 | 0 | 0.88671 | 1.8201 | 1.8201 | 1.8201 | 1.8201 | 1.8201 | 1.8201 | 1.8201 | 1.8201 | 1.8201 | 1.8201 | 1.8201 | 1.8201 | 1.8201 | 1.8201 | 1.8201 | 1.8201 | 1.8201 | 1.8201 | 1.8201 | 0 | 0 | 0 | 0
F11_Commercial_WA - Miscellaneous_Existing_Space Heating_Natural Gas_Gas Boiler - Hot Water Reset_A_Achievable Economic TRC Potential | F11 | Commercial | WA - Miscellaneous | Existing | Space Heating | Natural Gas | Gas Boiler - Hot Water Reset | A | Purchases (Cumulative) | Achievable Economic TRC Potential | 0 | 0 | 0 | 0.88671 | 2.7068 | 4.5269 | 6.347 | 8.1671 | 9.9872 | 11.8073 | 13.6274 | 15.4475 | 17.2676 | 19.0877 | 20.9078 | 22.7278 | 24.5479 | 26.368 | 28.1881 | 30.0082 | 31.8283 | 33.6484 | 35.4685 | 35.4685 | 35.4685 | 35.4685 | 35.4685
F1_Commercial_WA - Miscellaneous_Existing_Space Heating_Natural Gas_Gas Boiler - Steam Trap Replacement_A_Achievable Economic TRC Potential | F1 | Commercial | WA - Miscellaneous | Existing | Space Heating | Natural Gas | Gas Boiler - Steam Trap Replacement | A | Integrated Unit Energy Savings (kWh or therms) | Achievable Economic TRC Potential | 0 | 0 | 62.9073 | 62.5804 | 62.2146 | 61.8238 | 61.4139 | 60.9757 | 60.4972 | 59.9724 | 59.3984 | 58.7779 | 58.1203 | 57.4656 | 56.8129 | 56.1808 | 55.5986 | 55.0938 | 54.7087 | 54.4404 | 54.2381 | 54.1184 | 54.0127 | 54.0314 | 54.0499 | 54.0679 | 54.0853
F2_Commercial_WA - Miscellaneous_Existing_Space Heating_Natural Gas_Gas Boiler - Steam Trap Replacement_A_Achievable Economic TRC Potential | F2 | Commercial | WA - Miscellaneous | Existing | Space Heating | Natural Gas | Gas Boiler - Steam Trap Replacement | A | Integrated Unit Summer Peak Savings (kW) | Achievable Economic TRC Potential | 0 | 0 | 0 | 0 | 0 | 0 | 0 | 0 | 0 | 0 | 0 | 0 | 0 | 0 | 0 | 0 | 0 | 0 | 0 | 0 | 0 | 0 | 0 | 0 | 0 | 0 | 0
F3_Commercial_WA - Miscellaneous_Existing_Space Heating_Natural Gas_Gas Boiler - Steam Trap Replacement_A_Achievable Economic TRC Potential | F3 | Commercial | WA - Miscellaneous | Existing | Space Heating | Natural Gas | Gas Boiler - Steam Trap Replacement | A | Integrated Unit Winter Peak Savings (kW) | Achievable Economic TRC Potential | 0 | 0 | 0 | 0 | 0 | 0 | 0 | 0 | 0 | 0 | 0 | 0 | 0 | 0 | 0 | 0 | 0 | 0 | 0 | 0 | 0 | 0 | 0 | 0 | 0 | 0 | 0
F4_Commercial_WA - Miscellaneous_Existing_Space Heating_Natural Gas_Gas Boiler - Steam Trap Replacement_A_Achievable Economic TRC Potential | F4 | Commercial | WA - Miscellaneous | Existing | Space Heating | Natural Gas | Gas Boiler - Steam Trap Replacement | A | Incremental Energy Savings (MWh or mTherms) | Achievable Economic TRC Potential | 0 | 0 | 0 | 0 | 0 | 0 | 0 | 0 | 0 | 0 | 0 | 0 | 0 | 0 | 0 | 0 | 0 | 0 | 0 | 0 | 0 | 0 | 0 | 0 | 0 | 0 | 0
F5_Commercial_WA - Miscellaneous_Existing_Space Heating_Natural Gas_Gas Boiler - Steam Trap Replacement_A_Achievable Economic TRC Potential | F5 | Commercial | WA - Miscellaneous | Existing | Space Heating | Natural Gas | Gas Boiler - Steam Trap Replacement | A | Incremental Summer Peak Savings (MW) | Achievable Economic TRC Potential | 0 | 0 | 0 | 0 | 0 | 0 | 0 | 0 | 0 | 0 | 0 | 0 | 0 | 0 | 0 | 0 | 0 | 0 | 0 | 0 | 0 | 0 | 0 | 0 | 0 | 0 | 0
F6_Commercial_WA - Miscellaneous_Existing_Space Heating_Natural Gas_Gas Boiler - Steam Trap Replacement_A_Achievable Economic TRC Potential | F6 | Commercial | WA - Miscellaneous | Existing | Space Heating | Natural Gas | Gas Boiler - Steam Trap Replacement | A | Incremental Winter Peak Savings (MW) | Achievable Economic TRC Potential | 0 | 0 | 0 | 0 | 0 | 0 | 0 | 0 | 0 | 0 | 0 | 0 | 0 | 0 | 0 | 0 | 0 | 0 | 0 | 0 | 0 | 0 | 0 | 0 | 0 | 0 | 0
F7_Commercial_WA - Miscellaneous_Existing_Space Heating_Natural Gas_Gas Boiler - Steam Trap Replacement_A_Achievable Economic TRC Potential | F7 | Commercial | WA - Miscellaneous | Existing | Space Heating | Natural Gas | Gas Boiler - Steam Trap Replacement | A | Cumulative Energy Savings (MWh or mTherms) | Achievable Economic TRC Potential | 0 | 0 | 0 | 0 | 0 | 0 | 0 | 0 | 0 | 0 | 0 | 0 | 0 | 0 | 0 | 0 | 0 | 0 | 0 | 0 | 0 | 0 | 0 | 0 | 0 | 0 | 0
F8_Commercial_WA - Miscellaneous_Existing_Space Heating_Natural Gas_Gas Boiler - Steam Trap Replacement_A_Achievable Economic TRC Potential | F8 | Commercial | WA - Miscellaneous | Existing | Space Heating | Natural Gas | Gas Boiler - Steam Trap Replacement | A | Cumulative Summer Peak Savings (MW) | Achievable Economic TRC Potential | 0 | 0 | 0 | 0 | 0 | 0 | 0 | 0 | 0 | 0 | 0 | 0 | 0 | 0 | 0 | 0 | 0 | 0 | 0 | 0 | 0 | 0 | 0 | 0 | 0 | 0 | 0
F9_Commercial_WA - Miscellaneous_Existing_Space Heating_Natural Gas_Gas Boiler - Steam Trap Replacement_A_Achievable Economic TRC Potential | F9 | Commercial | WA - Miscellaneous | Existing | Space Heating | Natural Gas | Gas Boiler - Steam Trap Replacement | A | Cumulative Winter Peak Savings (MW) | Achievable Economic TRC Potential | 0 | 0 | 0 | 0 | 0 | 0 | 0 | 0 | 0 | 0 | 0 | 0 | 0 | 0 | 0 | 0 | 0 | 0 | 0 | 0 | 0 | 0 | 0 | 0 | 0 | 0 | 0
F10_Commercial_WA - Miscellaneous_Existing_Space Heating_Natural Gas_Gas Boiler - Steam Trap Replacement_A_Achievable Economic TRC Potential | F10 | Commercial | WA - Miscellaneous | Existing | Space Heating | Natural Gas | Gas Boiler - Steam Trap Replacement | A | Purchases (Incremental) | Achievable Economic TRC Potential | 0 | 0 | 0 | 0 | 0 | 0 | 0 | 0 | 0 | 0 | 0 | 0 | 0 | 0 | 0 | 0 | 0 | 0 | 0 | 0 | 0 | 0 | 0 | 0 | 0 | 0 | 0
F11_Commercial_WA - Miscellaneous_Existing_Space Heating_Natural Gas_Gas Boiler - Steam Trap Replacement_A_Achievable Economic TRC Potential | F11 | Commercial | WA - Miscellaneous | Existing | Space Heating | Natural Gas | Gas Boiler - Steam Trap Replacement | A | Purchases (Cumulative) | Achievable Economic TRC Potential | 0 | 0 | 0 | 0 | 0 | 0 | 0 | 0 | 0 | 0 | 0 | 0 | 0 | 0 | 0 | 0 | 0 | 0 | 0 | 0 | 0 | 0 | 0 | 0 | 0 | 0 | 0
F1_Commercial_WA - Miscellaneous_Existing_Space Heating_Natural Gas_Gas Boiler - High Turndown Burner_A_Achievable Economic TRC Potential | F1 | Commercial | WA - Miscellaneous | Existing | Space Heating | Natural Gas | Gas Boiler - High Turndown Burner | A | Integrated Unit Energy Savings (kWh or therms) | Achievable Economic TRC Potential | 0 | 0 | 0.22628 | 0.2251 | 0.22379 | 0.22238 | 0.22091 | 0.21933 | 0.21761 | 0.21572 | 0.21366 | 0.21142 | 0.20906 | 0.2067 | 0.20436 | 0.20208 | 0.19999 | 0.19817 | 0.19679 | 0.19582 | 0.1951 | 0.19466 | 0.19428 | 0.19435 | 0.19442 | 0.19448 | 0.19455
F2_Commercial_WA - Miscellaneous_Existing_Space Heating_Natural Gas_Gas Boiler - High Turndown Burner_A_Achievable Economic TRC Potential | F2 | Commercial | WA - Miscellaneous | Existing | Space Heating | Natural Gas | Gas Boiler - High Turndown Burner | A | Integrated Unit Summer Peak Savings (kW) | Achievable Economic TRC Potential | 0 | 0 | 0 | 0 | 0 | 0 | 0 | 0 | 0 | 0 | 0 | 0 | 0 | 0 | 0 | 0 | 0 | 0 | 0 | 0 | 0 | 0 | 0 | 0 | 0 | 0 | 0
F3_Commercial_WA - Miscellaneous_Existing_Space Heating_Natural Gas_Gas Boiler - High Turndown Burner_A_Achievable Economic TRC Potential | F3 | Commercial | WA - Miscellaneous | Existing | Space Heating | Natural Gas | Gas Boiler - High Turndown Burner | A | Integrated Unit Winter Peak Savings (kW) | Achievable Economic TRC Potential | 0 | 0 | 0 | 0 | 0 | 0 | 0 | 0 | 0 | 0 | 0 | 0 | 0 | 0 | 0 | 0 | 0 | 0 | 0 | 0 | 0 | 0 | 0 | 0 | 0 | 0 | 0
F4_Commercial_WA - Miscellaneous_Existing_Space Heating_Natural Gas_Gas Boiler - High Turndown Burner_A_Achievable Economic TRC Potential | F4 | Commercial | WA - Miscellaneous | Existing | Space Heating | Natural Gas | Gas Boiler - High Turndown Burner | A | Incremental Energy Savings (MWh or mTherms) | Achievable Economic TRC Potential | 0 | 0 | 0 | 0 | 0 | 0 | 0 | 0 | 0 | 0 | 0 | 0 | 0 | 0 | 0 | 0 | 0 | 0 | 0 | 0 | 0 | 0 | 0 | 0 | 0 | 0 | 0
F5_Commercial_WA - Miscellaneous_Existing_Space Heating_Natural Gas_Gas Boiler - High Turndown Burner_A_Achievable Economic TRC Potential | F5 | Commercial | WA - Miscellaneous | Existing | Space Heating | Natural Gas | Gas Boiler - High Turndown Burner | A | Incremental Summer Peak Savings (MW) | Achievable Economic TRC Potential | 0 | 0 | 0 | 0 | 0 | 0 | 0 | 0 | 0 | 0 | 0 | 0 | 0 | 0 | 0 | 0 | 0 | 0 | 0 | 0 | 0 | 0 | 0 | 0 | 0 | 0 | 0
F6_Commercial_WA - Miscellaneous_Existing_Space Heating_Natural Gas_Gas Boiler - High Turndown Burner_A_Achievable Economic TRC Potential | F6 | Commercial | WA - Miscellaneous | Existing | Space Heating | Natural Gas | Gas Boiler - High Turndown Burner | A | Incremental Winter Peak Savings (MW) | Achievable Economic TRC Potential | 0 | 0 | 0 | 0 | 0 | 0 | 0 | 0 | 0 | 0 | 0 | 0 | 0 | 0 | 0 | 0 | 0 | 0 | 0 | 0 | 0 | 0 | 0 | 0 | 0 | 0 | 0
F7_Commercial_WA - Miscellaneous_Existing_Space Heating_Natural Gas_Gas Boiler - High Turndown Burner_A_Achievable Economic TRC Potential | F7 | Commercial | WA - Miscellaneous | Existing | Space Heating | Natural Gas | Gas Boiler - High Turndown Burner | A | Cumulative Energy Savings (MWh or mTherms) | Achievable Economic TRC Potential | 0 | 0 | 0 | 0 | 0 | 0 | 0 | 0 | 0 | 0 | 0 | 0 | 0 | 0 | 0 | 0 | 0 | 0 | 0 | 0 | 0 | 0 | 0 | 0 | 0 | 0 | 0
F8_Commercial_WA - Miscellaneous_Existing_Space Heating_Natural Gas_Gas Boiler - High Turndown Burner_A_Achievable Economic TRC Potential | F8 | Commercial | WA - Miscellaneous | Existing | Space Heating | Natural Gas | Gas Boiler - High Turndown Burner | A | Cumulative Summer Peak Savings (MW) | Achievable Economic TRC Potential | 0 | 0 | 0 | 0 | 0 | 0 | 0 | 0 | 0 | 0 | 0 | 0 | 0 | 0 | 0 | 0 | 0 | 0 | 0 | 0 | 0 | 0 | 0 | 0 | 0 | 0 | 0
F9_Commercial_WA - Miscellaneous_Existing_Space Heating_Natural Gas_Gas Boiler - High Turndown Burner_A_Achievable Economic TRC Potential | F9 | Commercial | WA - Miscellaneous | Existing | Space Heating | Natural Gas | Gas Boiler - High Turndown Burner | A | Cumulative Winter Peak Savings (MW) | Achievable Economic TRC Potential | 0 | 0 | 0 | 0 | 0 | 0 | 0 | 0 | 0 | 0 | 0 | 0 | 0 | 0 | 0 | 0 | 0 | 0 | 0 | 0 | 0 | 0 | 0 | 0 | 0 | 0 | 0
F10_Commercial_WA - Miscellaneous_Existing_Space Heating_Natural Gas_Gas Boiler - High Turndown Burner_A_Achievable Economic TRC Potential | F10 | Commercial | WA - Miscellaneous | Existing | Space Heating | Natural Gas | Gas Boiler - High Turndown Burner | A | Purchases (Incremental) | Achievable Economic TRC Potential | 0 | 0 | 0 | 0 | 0 | 0 | 0 | 0 | 0 | 0 | 0 | 0 | 0 | 0 | 0 | 0 | 0 | 0 | 0 | 0 | 0 | 0 | 0 | 0 | 0 | 0 | 0
F11_Commercial_WA - Miscellaneous_Existing_Space Heating_Natural Gas_Gas Boiler - High Turndown Burner_A_Achievable Economic TRC Potential | F11 | Commercial | WA - Miscellaneous | Existing | Space Heating | Natural Gas | Gas Boiler - High Turndown Burner | A | Purchases (Cumulative) | Achievable Economic TRC Potential | 0 | 0 | 0 | 0 | 0 | 0 | 0 | 0 | 0 | 0 | 0 | 0 | 0 | 0 | 0 | 0 | 0 | 0 | 0 | 0 | 0 | 0 | 0 | 0 | 0 | 0 | 0
F1_Commercial_WA - Miscellaneous_Existing_Space Heating_Natural Gas_Gas Boiler - Burner Control Optimization_A_Achievable Economic TRC Potential | F1 | Commercial | WA - Miscellaneous | Existing | Space Heating | Natural Gas | Gas Boiler - Burner Control Optimization | A | Integrated Unit Energy Savings (kWh or therms) | Achievable Economic TRC Potential | 0 | 0 | 0.065621 | 0.06528 | 0.064898 | 0.06449 | 0.064063 | 0.063606 | 0.063107 | 0.062559 | 0.06196 | 0.061313 | 0.060627 | 0.059944 | 0.059263 | 0.058604 | 0.057997 | 0.05747 | 0.057068 | 0.056789 | 0.056578 | 0.056453 | 0.056342 | 0.056362 | 0.056381 | 0.0564 | 0.056418
F2_Commercial_WA - Miscellaneous_Existing_Space Heating_Natural Gas_Gas Boiler - Burner Control Optimization_A_Achievable Economic TRC Potential | F2 | Commercial | WA - Miscellaneous | Existing | Space Heating | Natural Gas | Gas Boiler - Burner Control Optimization | A | Integrated Unit Summer Peak Savings (kW) | Achievable Economic TRC Potential | 0 | 0 | 0 | 0 | 0 | 0 | 0 | 0 | 0 | 0 | 0 | 0 | 0 | 0 | 0 | 0 | 0 | 0 | 0 | 0 | 0 | 0 | 0 | 0 | 0 | 0 | 0
F3_Commercial_WA - Miscellaneous_Existing_Space Heating_Natural Gas_Gas Boiler - Burner Control Optimization_A_Achievable Economic TRC Potential | F3 | Commercial | WA - Miscellaneous | Existing | Space Heating | Natural Gas | Gas Boiler - Burner Control Optimization | A | Integrated Unit Winter Peak Savings (kW) | Achievable Economic TRC Potential | 0 | 0 | 0 | 0 | 0 | 0 | 0 | 0 | 0 | 0 | 0 | 0 | 0 | 0 | 0 | 0 | 0 | 0 | 0 | 0 | 0 | 0 | 0 | 0 | 0 | 0 | 0
F4_Commercial_WA - Miscellaneous_Existing_Space Heating_Natural Gas_Gas Boiler - Burner Control Optimization_A_Achievable Economic TRC Potential | F4 | Commercial | WA - Miscellaneous | Existing | Space Heating | Natural Gas | Gas Boiler - Burner Control Optimization | A | Incremental Energy Savings (MWh or mTherms) | Achievable Economic TRC Potential | 0 | 0 | 0 | 0 | 0 | 0 | 0 | 0 | 0 | 0 | 0 | 0 | 0 | 0 | 0 | 0 | 0 | 0 | 0 | 0 | 0 | 0 | 0 | 0 | 0 | 0 | 0
F5_Commercial_WA - Miscellaneous_Existing_Space Heating_Natural Gas_Gas Boiler - Burner Control Optimization_A_Achievable Economic TRC Potential | F5 | Commercial | WA - Miscellaneous | Existing | Space Heating | Natural Gas | Gas Boiler - Burner Control Optimization | A | Incremental Summer Peak Savings (MW) | Achievable Economic TRC Potential | 0 | 0 | 0 | 0 | 0 | 0 | 0 | 0 | 0 | 0 | 0 | 0 | 0 | 0 | 0 | 0 | 0 | 0 | 0 | 0 | 0 | 0 | 0 | 0 | 0 | 0 | 0
F6_Commercial_WA - Miscellaneous_Existing_Space Heating_Natural Gas_Gas Boiler - Burner Control Optimization_A_Achievable Economic TRC Potential | F6 | Commercial | WA - Miscellaneous | Existing | Space Heating | Natural Gas | Gas Boiler - Burner Control Optimization | A | Incremental Winter Peak Savings (MW) | Achievable Economic TRC Potential | 0 | 0 | 0 | 0 | 0 | 0 | 0 | 0 | 0 | 0 | 0 | 0 | 0 | 0 | 0 | 0 | 0 | 0 | 0 | 0 | 0 | 0 | 0 | 0 | 0 | 0 | 0
F7_Commercial_WA - Miscellaneous_Existing_Space Heating_Natural Gas_Gas Boiler - Burner Control Optimization_A_Achievable Economic TRC Potential | F7 | Commercial | WA - Miscellaneous | Existing | Space Heating | Natural Gas | Gas Boiler - Burner Control Optimization | A | Cumulative Energy Savings (MWh or mTherms) | Achievable Economic TRC Potential | 0 | 0 | 0 | 0 | 0 | 0 | 0 | 0 | 0 | 0 | 0 | 0 | 0 | 0 | 0 | 0 | 0 | 0 | 0 | 0 | 0 | 0 | 0 | 0 | 0 | 0 | 0
F8_Commercial_WA - Miscellaneous_Existing_Space Heating_Natural Gas_Gas Boiler - Burner Control Optimization_A_Achievable Economic TRC Potential | F8 | Commercial | WA - Miscellaneous | Existing | Space Heating | Natural Gas | Gas Boiler - Burner Control Optimization | A | Cumulative Summer Peak Savings (MW) | Achievable Economic TRC Potential | 0 | 0 | 0 | 0 | 0 | 0 | 0 | 0 | 0 | 0 | 0 | 0 | 0 | 0 | 0 | 0 | 0 | 0 | 0 | 0 | 0 | 0 | 0 | 0 | 0 | 0 | 0
F9_Commercial_WA - Miscellaneous_Existing_Space Heating_Natural Gas_Gas Boiler - Burner Control Optimization_A_Achievable Economic TRC Potential | F9 | Commercial | WA - Miscellaneous | Existing | Space Heating | Natural Gas | Gas Boiler - Burner Control Optimization | A | Cumulative Winter Peak Savings (MW) | Achievable Economic TRC Potential | 0 | 0 | 0 | 0 | 0 | 0 | 0 | 0 | 0 | 0 | 0 | 0 | 0 | 0 | 0 | 0 | 0 | 0 | 0 | 0 | 0 | 0 | 0 | 0 | 0 | 0 | 0
F10_Commercial_WA - Miscellaneous_Existing_Space Heating_Natural Gas_Gas Boiler - Burner Control Optimization_A_Achievable Economic TRC Potential | F10 | Commercial | WA - Miscellaneous | Existing | Space Heating | Natural Gas | Gas Boiler - Burner Control Optimization | A | Purchases (Incremental) | Achievable Economic TRC Potential | 0 | 0 | 0 | 0 | 0 | 0 | 0 | 0 | 0 | 0 | 0 | 0 | 0 | 0 | 0 | 0 | 0 | 0 | 0 | 0 | 0 | 0 | 0 | 0 | 0 | 0 | 0
F11_Commercial_WA - Miscellaneous_Existing_Space Heating_Natural Gas_Gas Boiler - Burner Control Optimization_A_Achievable Economic TRC Potential | F11 | Commercial | WA - Miscellaneous | Existing | Space Heating | Natural Gas | Gas Boiler - Burner Control Optimization | A | Purchases (Cumulative) | Achievable Economic TRC Potential | 0 | 0 | 0 | 0 | 0 | 0 | 0 | 0 | 0 | 0 | 0 | 0 | 0 | 0 | 0 | 0 | 0 | 0 | 0 | 0 | 0 | 0 | 0 | 0 | 0 | 0 | 0
F1_Commercial_WA - Miscellaneous_Existing_Space Heating_Natural Gas_Gas Boiler - Stack Economizer_A_Achievable Economic TRC Potential | F1 | Commercial | WA - Miscellaneous | Existing | Space Heating | Natural Gas | Gas Boiler - Stack Economizer | A | Integrated Unit Energy Savings (kWh or therms) | Achievable Economic TRC Potential | 0 | 0 | 0.21723 | 0.2161 | 0.21483 | 0.21349 | 0.21207 | 0.21056 | 0.2089 | 0.20709 | 0.20511 | 0.20297 | 0.2007 | 0.19844 | 0.19618 | 0.194 | 0.19199 | 0.19025 | 0.18892 | 0.18799 | 0.18729 | 0.18688 | 0.18651 | 0.18658 | 0.18664 | 0.1867 | 0.18676
F2_Commercial_WA - Miscellaneous_Existing_Space Heating_Natural Gas_Gas Boiler - Stack Economizer_A_Achievable Economic TRC Potential | F2 | Commercial | WA - Miscellaneous | Existing | Space Heating | Natural Gas | Gas Boiler - Stack Economizer | A | Integrated Unit Summer Peak Savings (kW) | Achievable Economic TRC Potential | 0 | 0 | 0 | 0 | 0 | 0 | 0 | 0 | 0 | 0 | 0 | 0 | 0 | 0 | 0 | 0 | 0 | 0 | 0 | 0 | 0 | 0 | 0 | 0 | 0 | 0 | 0
F3_Commercial_WA - Miscellaneous_Existing_Space Heating_Natural Gas_Gas Boiler - Stack Economizer_A_Achievable Economic TRC Potential | F3 | Commercial | WA - Miscellaneous | Existing | Space Heating | Natural Gas | Gas Boiler - Stack Economizer | A | Integrated Unit Winter Peak Savings (kW) | Achievable Economic TRC Potential | 0 | 0 | 0 | 0 | 0 | 0 | 0 | 0 | 0 | 0 | 0 | 0 | 0 | 0 | 0 | 0 | 0 | 0 | 0 | 0 | 0 | 0 | 0 | 0 | 0 | 0 | 0
F4_Commercial_WA - Miscellaneous_Existing_Space Heating_Natural Gas_Gas Boiler - Stack Economizer_A_Achievable Economic TRC Potential | F4 | Commercial | WA - Miscellaneous | Existing | Space Heating | Natural Gas | Gas Boiler - Stack Economizer | A | Incremental Energy Savings (MWh or mTherms) | Achievable Economic TRC Potential | 0 | 0 | 0 | 0 | 0 | 0 | 0 | 0 | 0 | 0 | 0 | 0 | 0 | 0 | 0 | 0 | 0 | 0 | 0 | 0 | 0 | 0 | 0 | 0 | 0 | 0 | 0
F5_Commercial_WA - Miscellaneous_Existing_Space Heating_Natural Gas_Gas Boiler - Stack Economizer_A_Achievable Economic TRC Potential | F5 | Commercial | WA - Miscellaneous | Existing | Space Heating | Natural Gas | Gas Boiler - Stack Economizer | A | Incremental Summer Peak Savings (MW) | Achievable Economic TRC Potential | 0 | 0 | 0 | 0 | 0 | 0 | 0 | 0 | 0 | 0 | 0 | 0 | 0 | 0 | 0 | 0 | 0 | 0 | 0 | 0 | 0 | 0 | 0 | 0 | 0 | 0 | 0
F6_Commercial_WA - Miscellaneous_Existing_Space Heating_Natural Gas_Gas Boiler - Stack Economizer_A_Achievable Economic TRC Potential | F6 | Commercial | WA - Miscellaneous | Existing | Space Heating | Natural Gas | Gas Boiler - Stack Economizer | A | Incremental Winter Peak Savings (MW) | Achievable Economic TRC Potential | 0 | 0 | 0 | 0 | 0 | 0 | 0 | 0 | 0 | 0 | 0 | 0 | 0 | 0 | 0 | 0 | 0 | 0 | 0 | 0 | 0 | 0 | 0 | 0 | 0 | 0 | 0
F7_Commercial_WA - Miscellaneous_Existing_Space Heating_Natural Gas_Gas Boiler - Stack Economizer_A_Achievable Economic TRC Potential | F7 | Commercial | WA - Miscellaneous | Existing | Space Heating | Natural Gas | Gas Boiler - Stack Economizer | A | Cumulative Energy Savings (MWh or mTherms) | Achievable Economic TRC Potential | 0 | 0 | 0 | 0 | 0 | 0 | 0 | 0 | 0 | 0 | 0 | 0 | 0 | 0 | 0 | 0 | 0 | 0 | 0 | 0 | 0 | 0 | 0 | 0 | 0 | 0 | 0
F8_Commercial_WA - Miscellaneous_Existing_Space Heating_Natural Gas_Gas Boiler - Stack Economizer_A_Achievable Economic TRC Potential | F8 | Commercial | WA - Miscellaneous | Existing | Space Heating | Natural Gas | Gas Boiler - Stack Economizer | A | Cumulative Summer Peak Savings (MW) | Achievable Economic TRC Potential | 0 | 0 | 0 | 0 | 0 | 0 | 0 | 0 | 0 | 0 | 0 | 0 | 0 | 0 | 0 | 0 | 0 | 0 | 0 | 0 | 0 | 0 | 0 | 0 | 0 | 0 | 0
F9_Commercial_WA - Miscellaneous_Existing_Space Heating_Natural Gas_Gas Boiler - Stack Economizer_A_Achievable Economic TRC Potential | F9 | Commercial | WA - Miscellaneous | Existing | Space Heating | Natural Gas | Gas Boiler - Stack Economizer | A | Cumulative Winter Peak Savings (MW) | Achievable Economic TRC Potential | 0 | 0 | 0 | 0 | 0 | 0 | 0 | 0 | 0 | 0 | 0 | 0 | 0 | 0 | 0 | 0 | 0 | 0 | 0 | 0 | 0 | 0 | 0 | 0 | 0 | 0 | 0
F10_Commercial_WA - Miscellaneous_Existing_Space Heating_Natural Gas_Gas Boiler - Stack Economizer_A_Achievable Economic TRC Potential | F10 | Commercial | WA - Miscellaneous | Existing | Space Heating | Natural Gas | Gas Boiler - Stack Economizer | A | Purchases (Incremental) | Achievable Economic TRC Potential | 0 | 0 | 0 | 0 | 0 | 0 | 0 | 0 | 0 | 0 | 0 | 0 | 0 | 0 | 0 | 0 | 0 | 0 | 0 | 0 | 0 | 0 | 0 | 0 | 0 | 0 | 0
F11_Commercial_WA - Miscellaneous_Existing_Space Heating_Natural Gas_Gas Boiler - Stack Economizer_A_Achievable Economic TRC Potential | F11 | Commercial | WA - Miscellaneous | Existing | Space Heating | Natural Gas | Gas Boiler - Stack Economizer | A | Purchases (Cumulative) | Achievable Economic TRC Potential | 0 | 0 | 0 | 0 | 0 | 0 | 0 | 0 | 0 | 0 | 0 | 0 | 0 | 0 | 0 | 0 | 0 | 0 | 0 | 0 | 0 | 0 | 0 | 0 | 0 | 0 | 0
F1_Commercial_WA - Miscellaneous_Existing_Space Heating_Natural Gas_Gas Boiler - Thermostatic Radiator Valves_A_Achievable Economic TRC Potential | F1 | Commercial | WA - Miscellaneous | Existing | Space Heating | Natural Gas | Gas Boiler - Thermostatic Radiator Valves | A | Integrated Unit Energy Savings (kWh or therms) | Achievable Economic TRC Potential | 0 | 0 | 13.25 | 13.19 | 13.1248 | 13.0573 | 12.9885 | 12.9168 | 12.8408 | 12.7591 | 12.6704 | 12.5744 | 12.4719 | 12.3654 | 12.2575 | 12.1536 | 12.0584 | 11.9764 | 11.9137 | 11.8691 | 11.8351 | 11.8146 | 11.796 | 11.8002 | 11.8043 | 11.8084 | 11.8123
F2_Commercial_WA - Miscellaneous_Existing_Space Heating_Natural Gas_Gas Boiler - Thermostatic Radiator Valves_A_Achievable Economic TRC Potential | F2 | Commercial | WA - Miscellaneous | Existing | Space Heating | Natural Gas | Gas Boiler - Thermostatic Radiator Valves | A | Integrated Unit Summer Peak Savings (kW) | Achievable Economic TRC Potential | 0 | 0 | 0 | 0 | 0 | 0 | 0 | 0 | 0 | 0 | 0 | 0 | 0 | 0 | 0 | 0 | 0 | 0 | 0 | 0 | 0 | 0 | 0 | 0 | 0 | 0 | 0
F3_Commercial_WA - Miscellaneous_Existing_Space Heating_Natural Gas_Gas Boiler - Thermostatic Radiator Valves_A_Achievable Economic TRC Potential | F3 | Commercial | WA - Miscellaneous | Existing | Space Heating | Natural Gas | Gas Boiler - Thermostatic Radiator Valves | A | Integrated Unit Winter Peak Savings (kW) | Achievable Economic TRC Potential | 0 | 0 | 0 | 0 | 0 | 0 | 0 | 0 | 0 | 0 | 0 | 0 | 0 | 0 | 0 | 0 | 0 | 0 | 0 | 0 | 0 | 0 | 0 | 0 | 0 | 0 | 0
F4_Commercial_WA - Miscellaneous_Existing_Space Heating_Natural Gas_Gas Boiler - Thermostatic Radiator Valves_A_Achievable Economic TRC Potential | F4 | Commercial | WA - Miscellaneous | Existing | Space Heating | Natural Gas | Gas Boiler - Thermostatic Radiator Valves | A | Incremental Energy Savings (MWh or mTherms) | Achievable Economic TRC Potential | 0 | 0 | 0 | 0.49934 | 1.0199 | 1.0146 | 1.0093 | 1.0037 | 0.99782 | 0.99147 | 0.98458 | 0.97712 | 0.96915 | 0.96087 | 0.95249 | 0.94442 | 0.93702 | 0.93065 | 0.47476 | 0 | 2.0182e-15 | 0 | 0 | 0 | 0 | 0 | 0
F5_Commercial_WA - Miscellaneous_Existing_Space Heating_Natural Gas_Gas Boiler - Thermostatic Radiator Valves_A_Achievable Economic TRC Potential | F5 | Commercial | WA - Miscellaneous | Existing | Space Heating | Natural Gas | Gas Boiler - Thermostatic Radiator Valves | A | Incremental Summer Peak Savings (MW) | Achievable Economic TRC Potential | 0 | 0 | 0 | 0 | 0 | 0 | 0 | 0 | 0 | 0 | 0 | 0 | 0 | 0 | 0 | 0 | 0 | 0 | 0 | 0 | 0 | 0 | 0 | 0 | 0 | 0 | 0
F6_Commercial_WA - Miscellaneous_Existing_Space Heating_Natural Gas_Gas Boiler - Thermostatic Radiator Valves_A_Achievable Economic TRC Potential | F6 | Commercial | WA - Miscellaneous | Existing | Space Heating | Natural Gas | Gas Boiler - Thermostatic Radiator Valves | A | Incremental Winter Peak Savings (MW) | Achievable Economic TRC Potential | 0 | 0 | 0 | 0 | 0 | 0 | 0 | 0 | 0 | 0 | 0 | 0 | 0 | 0 | 0 | 0 | 0 | 0 | 0 | 0 | 0 | 0 | 0 | 0 | 0 | 0 | 0
F7_Commercial_WA - Miscellaneous_Existing_Space Heating_Natural Gas_Gas Boiler - Thermostatic Radiator Valves_A_Achievable Economic TRC Potential | F7 | Commercial | WA - Miscellaneous | Existing | Space Heating | Natural Gas | Gas Boiler - Thermostatic Radiator Valves | A | Cumulative Energy Savings (MWh or mTherms) | Achievable Economic TRC Potential | 0 | 0 | 0 | 0.49934 | 1.5167 | 2.5236 | 3.5196 | 4.5039 | 5.4752 | 6.4318 | 7.3717 | 8.293 | 9.1945 | 10.0769 | 10.9414 | 11.7931 | 12.6377 | 13.4825 | 13.8866 | 13.8346 | 13.7951 | 13.7711 | 13.7494 | 13.7544 | 13.7592 | 13.7639 | 13.7684
F8_Commercial_WA - Miscellaneous_Existing_Space Heating_Natural Gas_Gas Boiler - Thermostatic Radiator Valves_A_Achievable Economic TRC Potential | F8 | Commercial | WA - Miscellaneous | Existing | Space Heating | Natural Gas | Gas Boiler - Thermostatic Radiator Valves | A | Cumulative Summer Peak Savings (MW) | Achievable Economic TRC Potential | 0 | 0 | 0 | 0 | 0 | 0 | 0 | 0 | 0 | 0 | 0 | 0 | 0 | 0 | 0 | 0 | 0 | 0 | 0 | 0 | 0 | 0 | 0 | 0 | 0 | 0 | 0
F9_Commercial_WA - Miscellaneous_Existing_Space Heating_Natural Gas_Gas Boiler - Thermostatic Radiator Valves_A_Achievable Economic TRC Potential | F9 | Commercial | WA - Miscellaneous | Existing | Space Heating | Natural Gas | Gas Boiler - Thermostatic Radiator Valves | A | Cumulative Winter Peak Savings (MW) | Achievable Economic TRC Potential | 0 | 0 | 0 | 0 | 0 | 0 | 0 | 0 | 0 | 0 | 0 | 0 | 0 | 0 | 0 | 0 | 0 | 0 | 0 | 0 | 0 | 0 | 0 | 0 | 0 | 0 | 0
F10_Commercial_WA - Miscellaneous_Existing_Space Heating_Natural Gas_Gas Boiler - Thermostatic Radiator Valves_A_Achievable Economic TRC Potential | F10 | Commercial | WA - Miscellaneous | Existing | Space Heating | Natural Gas | Gas Boiler - Thermostatic Radiator Valves | A | Purchases (Incremental) | Achievable Economic TRC Potential | 0 | 0 | 0 | 37.8572 | 77.7068 | 77.7068 | 77.7068 | 77.7068 | 77.7068 | 77.7068 | 77.7068 | 77.7068 | 77.7068 | 77.7068 | 77.7068 | 77.7068 | 77.7068 | 77.7068 | 39.8497 | 0 | 1.7053e-13 | 0 | 0 | 0 | 0 | 0 | 0
F11_Commercial_WA - Miscellaneous_Existing_Space Heating_Natural Gas_Gas Boiler - Thermostatic Radiator Valves_A_Achievable Economic TRC Potential | F11 | Commercial | WA - Miscellaneous | Existing | Space Heating | Natural Gas | Gas Boiler - Thermostatic Radiator Valves | A | Purchases (Cumulative) | Achievable Economic TRC Potential | 0 | 0 | 0 | 37.8572 | 115.564 | 193.2708 | 270.9776 | 348.6845 | 426.3913 | 504.0981 | 581.805 | 659.5118 | 737.2186 | 814.9254 | 892.6323 | 970.3391 | 1048.0459 | 1125.7527 | 1165.6024 | 1165.6024 | 1165.6024 | 1165.6024 | 1165.6024 | 1165.6024 | 1165.6024 | 1165.6024 | 1165.6024
F1_Commercial_WA - Miscellaneous_Existing_Space Heating_Natural Gas_HVAC - Shut Off Damper_A_Achievable Economic TRC Potential | F1 | Commercial | WA - Miscellaneous | Existing | Space Heating | Natural Gas | HVAC - Shut Off Damper | A | Integrated Unit Energy Savings (kWh or therms) | Achievable Economic TRC Potential | 0 | 0 | 27.5131 | 27.381 | 27.2267 | 27.0561 | 26.8717 | 26.6693 | 26.4437 | 26.1924 | 25.9147 | 25.6122 | 25.2898 | 24.9653 | 24.6388 | 24.3187 | 24.0181 | 23.7489 | 23.5295 | 23.3636 | 23.2286 | 23.1325 | 23.0457 | 23.015 | 22.9869 | 22.9611 | 22.9373
F2_Commercial_WA - Miscellaneous_Existing_Space Heating_Natural Gas_HVAC - Shut Off Damper_A_Achievable Economic TRC Potential | F2 | Commercial | WA - Miscellaneous | Existing | Space Heating | Natural Gas | HVAC - Shut Off Damper | A | Integrated Unit Summer Peak Savings (kW) | Achievable Economic TRC Potential | 0 | 0 | 0 | 0 | 0 | 0 | 0 | 0 | 0 | 0 | 0 | 0 | 0 | 0 | 0 | 0 | 0 | 0 | 0 | 0 | 0 | 0 | 0 | 0 | 0 | 0 | 0
F3_Commercial_WA - Miscellaneous_Existing_Space Heating_Natural Gas_HVAC - Shut Off Damper_A_Achievable Economic TRC Potential | F3 | Commercial | WA - Miscellaneous | Existing | Space Heating | Natural Gas | HVAC - Shut Off Damper | A | Integrated Unit Winter Peak Savings (kW) | Achievable Economic TRC Potential | 0 | 0 | 0 | 0 | 0 | 0 | 0 | 0 | 0 | 0 | 0 | 0 | 0 | 0 | 0 | 0 | 0 | 0 | 0 | 0 | 0 | 0 | 0 | 0 | 0 | 0 | 0
F4_Commercial_WA - Miscellaneous_Existing_Space Heating_Natural Gas_HVAC - Shut Off Damper_A_Achievable Economic TRC Potential | F4 | Commercial | WA - Miscellaneous | Existing | Space Heating | Natural Gas | HVAC - Shut Off Damper | A | Incremental Energy Savings (MWh or mTherms) | Achievable Economic TRC Potential | 0 | 0 | 0 | 0 | 0 | 0 | 0 | 0 | 0 | 0 | 0 | 0 | 0 | 0 | 0 | 0 | 0 | 0 | 0 | 0 | 0 | 0 | 0 | 0 | 0 | 0 | 0
F5_Commercial_WA - Miscellaneous_Existing_Space Heating_Natural Gas_HVAC - Shut Off Damper_A_Achievable Economic TRC Potential | F5 | Commercial | WA - Miscellaneous | Existing | Space Heating | Natural Gas | HVAC - Shut Off Damper | A | Incremental Summer Peak Savings (MW) | Achievable Economic TRC Potential | 0 | 0 | 0 | 0 | 0 | 0 | 0 | 0 | 0 | 0 | 0 | 0 | 0 | 0 | 0 | 0 | 0 | 0 | 0 | 0 | 0 | 0 | 0 | 0 | 0 | 0 | 0
F6_Commercial_WA - Miscellaneous_Existing_Space Heating_Natural Gas_HVAC - Shut Off Damper_A_Achievable Economic TRC Potential | F6 | Commercial | WA - Miscellaneous | Existing | Space Heating | Natural Gas | HVAC - Shut Off Damper | A | Incremental Winter Peak Savings (MW) | Achievable Economic TRC Potential | 0 | 0 | 0 | 0 | 0 | 0 | 0 | 0 | 0 | 0 | 0 | 0 | 0 | 0 | 0 | 0 | 0 | 0 | 0 | 0 | 0 | 0 | 0 | 0 | 0 | 0 | 0
F7_Commercial_WA - Miscellaneous_Existing_Space Heating_Natural Gas_HVAC - Shut Off Damper_A_Achievable Economic TRC Potential | F7 | Commercial | WA - Miscellaneous | Existing | Space Heating | Natural Gas | HVAC - Shut Off Damper | A | Cumulative Energy Savings (MWh or mTherms) | Achievable Economic TRC Potential | 0 | 0 | 0 | 0 | 0 | 0 | 0 | 0 | 0 | 0 | 0 | 0 | 0 | 0 | 0 | 0 | 0 | 0 | 0 | 0 | 0 | 0 | 0 | 0 | 0 | 0 | 0
F8_Commercial_WA - Miscellaneous_Existing_Space Heating_Natural Gas_HVAC - Shut Off Damper_A_Achievable Economic TRC Potential | F8 | Commercial | WA - Miscellaneous | Existing | Space Heating | Natural Gas | HVAC - Shut Off Damper | A | Cumulative Summer Peak Savings (MW) | Achievable Economic TRC Potential | 0 | 0 | 0 | 0 | 0 | 0 | 0 | 0 | 0 | 0 | 0 | 0 | 0 | 0 | 0 | 0 | 0 | 0 | 0 | 0 | 0 | 0 | 0 | 0 | 0 | 0 | 0
F9_Commercial_WA - Miscellaneous_Existing_Space Heating_Natural Gas_HVAC - Shut Off Damper_A_Achievable Economic TRC Potential | F9 | Commercial | WA - Miscellaneous | Existing | Space Heating | Natural Gas | HVAC - Shut Off Damper | A | Cumulative Winter Peak Savings (MW) | Achievable Economic TRC Potential | 0 | 0 | 0 | 0 | 0 | 0 | 0 | 0 | 0 | 0 | 0 | 0 | 0 | 0 | 0 | 0 | 0 | 0 | 0 | 0 | 0 | 0 | 0 | 0 | 0 | 0 | 0
F10_Commercial_WA - Miscellaneous_Existing_Space Heating_Natural Gas_HVAC - Shut Off Damper_A_Achievable Economic TRC Potential | F10 | Commercial | WA - Miscellaneous | Existing | Space Heating | Natural Gas | HVAC - Shut Off Damper | A | Purchases (Incremental) | Achievable Economic TRC Potential | 0 | 0 | 0 | 0 | 0 | 0 | 0 | 0 | 0 | 0 | 0 | 0 | 0 | 0 | 0 | 0 | 0 | 0 | 0 | 0 | 0 | 0 | 0 | 0 | 0 | 0 | 0
F11_Commercial_WA - Miscellaneous_Existing_Space Heating_Natural Gas_HVAC - Shut Off Damper_A_Achievable Economic TRC Potential | F11 | Commercial | WA - Miscellaneous | Existing | Space Heating | Natural Gas | HVAC - Shut Off Damper | A | Purchases (Cumulative) | Achievable Economic TRC Potential | 0 | 0 | 0 | 0 | 0 | 0 | 0 | 0 | 0 | 0 | 0 | 0 | 0 | 0 | 0 | 0 | 0 | 0 | 0 | 0 | 0 | 0 | 0 | 0 | 0 | 0 | 0
F1_Commercial_WA - Miscellaneous_Existing_Space Heating_Natural Gas_Gas Furnace - Tube Inserts_A_Achievable Economic TRC Potential | F1 | Commercial | WA - Miscellaneous | Existing | Space Heating | Natural Gas | Gas Furnace - Tube Inserts | A | Integrated Unit Energy Savings (kWh or therms) | Achievable Economic TRC Potential | 0 | 0 | 0 | 0 | 0 | 0 | 0 | 0 | 0 | 0 | 0 | 0 | 0 | 0 | 0 | 0 | 0 | 0 | 0 | 0 | 0 | 0 | 0 | 0 | 0 | 0 | 0
F2_Commercial_WA - Miscellaneous_Existing_Space Heating_Natural Gas_Gas Furnace - Tube Inserts_A_Achievable Economic TRC Potential | F2 | Commercial | WA - Miscellaneous | Existing | Space Heating | Natural Gas | Gas Furnace - Tube Inserts | A | Integrated Unit Summer Peak Savings (kW) | Achievable Economic TRC Potential | 0 | 0 | 0 | 0 | 0 | 0 | 0 | 0 | 0 | 0 | 0 | 0 | 0 | 0 | 0 | 0 | 0 | 0 | 0 | 0 | 0 | 0 | 0 | 0 | 0 | 0 | 0
F3_Commercial_WA - Miscellaneous_Existing_Space Heating_Natural Gas_Gas Furnace - Tube Inserts_A_Achievable Economic TRC Potential | F3 | Commercial | WA - Miscellaneous | Existing | Space Heating | Natural Gas | Gas Furnace - Tube Inserts | A | Integrated Unit Winter Peak Savings (kW) | Achievable Economic TRC Potential | 0 | 0 | 0 | 0 | 0 | 0 | 0 | 0 | 0 | 0 | 0 | 0 | 0 | 0 | 0 | 0 | 0 | 0 | 0 | 0 | 0 | 0 | 0 | 0 | 0 | 0 | 0
F4_Commercial_WA - Miscellaneous_Existing_Space Heating_Natural Gas_Gas Furnace - Tube Inserts_A_Achievable Economic TRC Potential | F4 | Commercial | WA - Miscellaneous | Existing | Space Heating | Natural Gas | Gas Furnace - Tube Inserts | A | Incremental Energy Savings (MWh or mTherms) | Achievable Economic TRC Potential | 0 | 0 | 0 | 0 | 0 | 0 | 0 | 0 | 0 | 0 | 0 | 0 | 0 | 0 | 0 | 0 | 0 | 0 | 0 | 0 | 0 | 0 | 0 | 0 | 0 | 0 | 0
F5_Commercial_WA - Miscellaneous_Existing_Space Heating_Natural Gas_Gas Furnace - Tube Inserts_A_Achievable Economic TRC Potential | F5 | Commercial | WA - Miscellaneous | Existing | Space Heating | Natural Gas | Gas Furnace - Tube Inserts | A | Incremental Summer Peak Savings (MW) | Achievable Economic TRC Potential | 0 | 0 | 0 | 0 | 0 | 0 | 0 | 0 | 0 | 0 | 0 | 0 | 0 | 0 | 0 | 0 | 0 | 0 | 0 | 0 | 0 | 0 | 0 | 0 | 0 | 0 | 0
F6_Commercial_WA - Miscellaneous_Existing_Space Heating_Natural Gas_Gas Furnace - Tube Inserts_A_Achievable Economic TRC Potential | F6 | Commercial | WA - Miscellaneous | Existing | Space Heating | Natural Gas | Gas Furnace - Tube Inserts | A | Incremental Winter Peak Savings (MW) | Achievable Economic TRC Potential | 0 | 0 | 0 | 0 | 0 | 0 | 0 | 0 | 0 | 0 | 0 | 0 | 0 | 0 | 0 | 0 | 0 | 0 | 0 | 0 | 0 | 0 | 0 | 0 | 0 | 0 | 0
F7_Commercial_WA - Miscellaneous_Existing_Space Heating_Natural Gas_Gas Furnace - Tube Inserts_A_Achievable Economic TRC Potential | F7 | Commercial | WA - Miscellaneous | Existing | Space Heating | Natural Gas | Gas Furnace - Tube Inserts | A | Cumulative Energy Savings (MWh or mTherms) | Achievable Economic TRC Potential | 0 | 0 | 0 | 0 | 0 | 0 | 0 | 0 | 0 | 0 | 0 | 0 | 0 | 0 | 0 | 0 | 0 | 0 | 0 | 0 | 0 | 0 | 0 | 0 | 0 | 0 | 0
F8_Commercial_WA - Miscellaneous_Existing_Space Heating_Natural Gas_Gas Furnace - Tube Inserts_A_Achievable Economic TRC Potential | F8 | Commercial | WA - Miscellaneous | Existing | Space Heating | Natural Gas | Gas Furnace - Tube Inserts | A | Cumulative Summer Peak Savings (MW) | Achievable Economic TRC Potential | 0 | 0 | 0 | 0 | 0 | 0 | 0 | 0 | 0 | 0 | 0 | 0 | 0 | 0 | 0 | 0 | 0 | 0 | 0 | 0 | 0 | 0 | 0 | 0 | 0 | 0 | 0
F9_Commercial_WA - Miscellaneous_Existing_Space Heating_Natural Gas_Gas Furnace - Tube Inserts_A_Achievable Economic TRC Potential | F9 | Commercial | WA - Miscellaneous | Existing | Space Heating | Natural Gas | Gas Furnace - Tube Inserts | A | Cumulative Winter Peak Savings (MW) | Achievable Economic TRC Potential | 0 | 0 | 0 | 0 | 0 | 0 | 0 | 0 | 0 | 0 | 0 | 0 | 0 | 0 | 0 | 0 | 0 | 0 | 0 | 0 | 0 | 0 | 0 | 0 | 0 | 0 | 0
F10_Commercial_WA - Miscellaneous_Existing_Space Heating_Natural Gas_Gas Furnace - Tube Inserts_A_Achievable Economic TRC Potential | F10 | Commercial | WA - Miscellaneous | Existing | Space Heating | Natural Gas | Gas Furnace - Tube Inserts | A | Purchases (Incremental) | Achievable Economic TRC Potential | 0 | 0 | 0 | 0 | 0 | 0 | 0 | 0 | 0 | 0 | 0 | 0 | 0 | 0 | 0 | 0 | 0 | 0 | 0 | 0 | 0 | 0 | 0 | 0 | 0 | 0 | 0
F11_Commercial_WA - Miscellaneous_Existing_Space Heating_Natural Gas_Gas Furnace - Tube Inserts_A_Achievable Economic TRC Potential | F11 | Commercial | WA - Miscellaneous | Existing | Space Heating | Natural Gas | Gas Furnace - Tube Inserts | A | Purchases (Cumulative) | Achievable Economic TRC Potential | 0 | 0 | 0 | 0 | 0 | 0 | 0 | 0 | 0 | 0 | 0 | 0 | 0 | 0 | 0 | 0 | 0 | 0 | 0 | 0 | 0 | 0 | 0 | 0 | 0 | 0 | 0
F1_Commercial_WA - Miscellaneous_Existing_Space Heating_Natural Gas_Gas Boiler - Insulate Steam Lines/Condensate Tank_A_Achievable Economic TRC Potential | F1 | Commercial | WA - Miscellaneous | Existing | Space Heating | Natural Gas | Gas Boiler - Insulate Steam Lines/Condensate Tank | A | Integrated Unit Energy Savings (kWh or therms) | Achievable Economic TRC Potential | 0 | 0 | 5.0392 | 5.017 | 4.9933 | 4.9688 | 4.9438 | 4.9177 | 4.8899 | 4.8599 | 4.8273 | 4.7918 | 4.7539 | 4.7144 | 4.6744 | 4.6359 | 4.6007 | 4.5706 | 4.5472 | 4.5302 | 4.5173 | 4.5095 | 4.5024 | 4.5041 | 4.5057 | 4.5072 | 4.5087
F2_Commercial_WA - Miscellaneous_Existing_Space Heating_Natural Gas_Gas Boiler - Insulate Steam Lines/Condensate Tank_A_Achievable Economic TRC Potential | F2 | Commercial | WA - Miscellaneous | Existing | Space Heating | Natural Gas | Gas Boiler - Insulate Steam Lines/Condensate Tank | A | Integrated Unit Summer Peak Savings (kW) | Achievable Economic TRC Potential | 0 | 0 | 0 | 0 | 0 | 0 | 0 | 0 | 0 | 0 | 0 | 0 | 0 | 0 | 0 | 0 | 0 | 0 | 0 | 0 | 0 | 0 | 0 | 0 | 0 | 0 | 0
F3_Commercial_WA - Miscellaneous_Existing_Space Heating_Natural Gas_Gas Boiler - Insulate Steam Lines/Condensate Tank_A_Achievable Economic TRC Potential | F3 | Commercial | WA - Miscellaneous | Existing | Space Heating | Natural Gas | Gas Boiler - Insulate Steam Lines/Condensate Tank | A | Integrated Unit Winter Peak Savings (kW) | Achievable Economic TRC Potential | 0 | 0 | 0 | 0 | 0 | 0 | 0 | 0 | 0 | 0 | 0 | 0 | 0 | 0 | 0 | 0 | 0 | 0 | 0 | 0 | 0 | 0 | 0 | 0 | 0 | 0 | 0
F4_Commercial_WA - Miscellaneous_Existing_Space Heating_Natural Gas_Gas Boiler - Insulate Steam Lines/Condensate Tank_A_Achievable Economic TRC Potential | F4 | Commercial | WA - Miscellaneous | Existing | Space Heating | Natural Gas | Gas Boiler - Insulate Steam Lines/Condensate Tank | A | Incremental Energy Savings (MWh or mTherms) | Achievable Economic TRC Potential | 0 | 0 | 0 | 0.29909 | 0.61103 | 0.60803 | 0.60497 | 0.60177 | 0.59837 | 0.5947 | 0.59071 | 0.58637 | 0.58173 | 0.5769 | 0.572 | 0.56729 | 0.56299 | 0.5593 | 0.28535 | 0 | 1.0271e-15 | 0 | 0 | 0 | 0 | 0 | 0
F5_Commercial_WA - Miscellaneous_Existing_Space Heating_Natural Gas_Gas Boiler - Insulate Steam Lines/Condensate Tank_A_Achievable Economic TRC Potential | F5 | Commercial | WA - Miscellaneous | Existing | Space Heating | Natural Gas | Gas Boiler - Insulate Steam Lines/Condensate Tank | A | Incremental Summer Peak Savings (MW) | Achievable Economic TRC Potential | 0 | 0 | 0 | 0 | 0 | 0 | 0 | 0 | 0 | 0 | 0 | 0 | 0 | 0 | 0 | 0 | 0 | 0 | 0 | 0 | 0 | 0 | 0 | 0 | 0 | 0 | 0
F6_Commercial_WA - Miscellaneous_Existing_Space Heating_Natural Gas_Gas Boiler - Insulate Steam Lines/Condensate Tank_A_Achievable Economic TRC Potential | F6 | Commercial | WA - Miscellaneous | Existing | Space Heating | Natural Gas | Gas Boiler - Insulate Steam Lines/Condensate Tank | A | Incremental Winter Peak Savings (MW) | Achievable Economic TRC Potential | 0 | 0 | 0 | 0 | 0 | 0 | 0 | 0 | 0 | 0 | 0 | 0 | 0 | 0 | 0 | 0 | 0 | 0 | 0 | 0 | 0 | 0 | 0 | 0 | 0 | 0 | 0
F7_Commercial_WA - Miscellaneous_Existing_Space Heating_Natural Gas_Gas Boiler - Insulate Steam Lines/Condensate Tank_A_Achievable Economic TRC Potential | F7 | Commercial | WA - Miscellaneous | Existing | Space Heating | Natural Gas | Gas Boiler - Insulate Steam Lines/Condensate Tank | A | Cumulative Energy Savings (MWh or mTherms) | Achievable Economic TRC Potential | 0 | 0 | 0 | 0.29909 | 0.90871 | 1.5123 | 2.1096 | 2.7003 | 3.2834 | 3.8579 | 4.4227 | 4.9766 | 5.519 | 6.05 | 6.5707 | 7.0839 | 7.5931 | 8.1026 | 8.3466 | 8.3154 | 8.2917 | 8.2774 | 8.2644 | 8.2674 | 8.2703 | 8.2732 | 8.276
F8_Commercial_WA - Miscellaneous_Existing_Space Heating_Natural Gas_Gas Boiler - Insulate Steam Lines/Condensate Tank_A_Achievable Economic TRC Potential | F8 | Commercial | WA - Miscellaneous | Existing | Space Heating | Natural Gas | Gas Boiler - Insulate Steam Lines/Condensate Tank | A | Cumulative Summer Peak Savings (MW) | Achievable Economic TRC Potential | 0 | 0 | 0 | 0 | 0 | 0 | 0 | 0 | 0 | 0 | 0 | 0 | 0 | 0 | 0 | 0 | 0 | 0 | 0 | 0 | 0 | 0 | 0 | 0 | 0 | 0 | 0
F9_Commercial_WA - Miscellaneous_Existing_Space Heating_Natural Gas_Gas Boiler - Insulate Steam Lines/Condensate Tank_A_Achievable Economic TRC Potential | F9 | Commercial | WA - Miscellaneous | Existing | Space Heating | Natural Gas | Gas Boiler - Insulate Steam Lines/Condensate Tank | A | Cumulative Winter Peak Savings (MW) | Achievable Economic TRC Potential | 0 | 0 | 0 | 0 | 0 | 0 | 0 | 0 | 0 | 0 | 0 | 0 | 0 | 0 | 0 | 0 | 0 | 0 | 0 | 0 | 0 | 0 | 0 | 0 | 0 | 0 | 0
F10_Commercial_WA - Miscellaneous_Existing_Space Heating_Natural Gas_Gas Boiler - Insulate Steam Lines/Condensate Tank_A_Achievable Economic TRC Potential | F10 | Commercial | WA - Miscellaneous | Existing | Space Heating | Natural Gas | Gas Boiler - Insulate Steam Lines/Condensate Tank | A | Purchases (Incremental) | Achievable Economic TRC Potential | 0 | 0 | 0 | 59.6157 | 122.369 | 122.369 | 122.369 | 122.369 | 122.369 | 122.369 | 122.369 | 122.369 | 122.369 | 122.369 | 122.369 | 122.369 | 122.369 | 122.369 | 62.7533 | 0 | 2.2737e-13 | 0 | 0 | 0 | 0 | 0 | 0
F11_Commercial_WA - Miscellaneous_Existing_Space Heating_Natural Gas_Gas Boiler - Insulate Steam Lines/Condensate Tank_A_Achievable Economic TRC Potential | F11 | Commercial | WA - Miscellaneous | Existing | Space Heating | Natural Gas | Gas Boiler - Insulate Steam Lines/Condensate Tank | A | Purchases (Cumulative) | Achievable Economic TRC Potential | 0 | 0 | 0 | 59.6157 | 181.9847 | 304.3537 | 426.7228 | 549.0918 | 671.4608 | 793.8299 | 916.1989 | 1038.5679 | 1160.9369 | 1283.306 | 1405.675 | 1528.044 | 1650.4131 | 1772.7821 | 1835.5354 | 1835.5354 | 1835.5354 | 1835.5354 | 1835.5354 | 1835.5354 | 1835.5354 | 1835.5354 | 1835.5354
F1_Commercial_WA - Miscellaneous_Existing_Space Heating_Natural Gas_Gas Boiler - Insulate Hot Water Lines_A_Achievable Economic TRC Potential | F1 | Commercial | WA - Miscellaneous | Existing | Space Heating | Natural Gas | Gas Boiler - Insulate Hot Water Lines | A | Integrated Unit Energy Savings (kWh or therms) | Achievable Economic TRC Potential | 0 | 0 | 3.3735 | 3.356 | 3.3364 | 3.3154 | 3.2934 | 3.2699 | 3.2443 | 3.2161 | 3.1853 | 3.1521 | 3.1168 | 3.0817 | 3.0467 | 3.0128 | 2.9816 | 2.9545 | 2.9338 | 2.9195 | 2.9086 | 2.9022 | 2.8965 | 2.8975 | 2.8985 | 2.8995 | 2.9004
F2_Commercial_WA - Miscellaneous_Existing_Space Heating_Natural Gas_Gas Boiler - Insulate Hot Water Lines_A_Achievable Economic TRC Potential | F2 | Commercial | WA - Miscellaneous | Existing | Space Heating | Natural Gas | Gas Boiler - Insulate Hot Water Lines | A | Integrated Unit Summer Peak Savings (kW) | Achievable Economic TRC Potential | 0 | 0 | 0 | 0 | 0 | 0 | 0 | 0 | 0 | 0 | 0 | 0 | 0 | 0 | 0 | 0 | 0 | 0 | 0 | 0 | 0 | 0 | 0 | 0 | 0 | 0 | 0
F3_Commercial_WA - Miscellaneous_Existing_Space Heating_Natural Gas_Gas Boiler - Insulate Hot Water Lines_A_Achievable Economic TRC Potential | F3 | Commercial | WA - Miscellaneous | Existing | Space Heating | Natural Gas | Gas Boiler - Insulate Hot Water Lines | A | Integrated Unit Winter Peak Savings (kW) | Achievable Economic TRC Potential | 0 | 0 | 0 | 0 | 0 | 0 | 0 | 0 | 0 | 0 | 0 | 0 | 0 | 0 | 0 | 0 | 0 | 0 | 0 | 0 | 0 | 0 | 0 | 0 | 0 | 0 | 0
F4_Commercial_WA - Miscellaneous_Existing_Space Heating_Natural Gas_Gas Boiler - Insulate Hot Water Lines_A_Achievable Economic TRC Potential | F4 | Commercial | WA - Miscellaneous | Existing | Space Heating | Natural Gas | Gas Boiler - Insulate Hot Water Lines | A | Incremental Energy Savings (MWh or mTherms) | Achievable Economic TRC Potential | 0 | 0 | 0 | 0 | 0 | 0 | 0 | 0 | 0 | 0 | 0 | 0 | 0 | 0 | 0 | 0 | 0 | 0 | 0 | 0 | 0 | 0 | 0 | 0 | 0 | 0 | 0
F5_Commercial_WA - Miscellaneous_Existing_Space Heating_Natural Gas_Gas Boiler - Insulate Hot Water Lines_A_Achievable Economic TRC Potential | F5 | Commercial | WA - Miscellaneous | Existing | Space Heating | Natural Gas | Gas Boiler - Insulate Hot Water Lines | A | Incremental Summer Peak Savings (MW) | Achievable Economic TRC Potential | 0 | 0 | 0 | 0 | 0 | 0 | 0 | 0 | 0 | 0 | 0 | 0 | 0 | 0 | 0 | 0 | 0 | 0 | 0 | 0 | 0 | 0 | 0 | 0 | 0 | 0 | 0
F6_Commercial_WA - Miscellaneous_Existing_Space Heating_Natural Gas_Gas Boiler - Insulate Hot Water Lines_A_Achievable Economic TRC Potential | F6 | Commercial | WA - Miscellaneous | Existing | Space Heating | Natural Gas | Gas Boiler - Insulate Hot Water Lines | A | Incremental Winter Peak Savings (MW) | Achievable Economic TRC Potential | 0 | 0 | 0 | 0 | 0 | 0 | 0 | 0 | 0 | 0 | 0 | 0 | 0 | 0 | 0 | 0 | 0 | 0 | 0 | 0 | 0 | 0 | 0 | 0 | 0 | 0 | 0
F7_Commercial_WA - Miscellaneous_Existing_Space Heating_Natural Gas_Gas Boiler - Insulate Hot Water Lines_A_Achievable Economic TRC Potential | F7 | Commercial | WA - Miscellaneous | Existing | Space Heating | Natural Gas | Gas Boiler - Insulate Hot Water Lines | A | Cumulative Energy Savings (MWh or mTherms) | Achievable Economic TRC Potential | 0 | 0 | 0 | 0 | 0 | 0 | 0 | 0 | 0 | 0 | 0 | 0 | 0 | 0 | 0 | 0 | 0 | 0 | 0 | 0 | 0 | 0 | 0 | 0 | 0 | 0 | 0
F8_Commercial_WA - Miscellaneous_Existing_Space Heating_Natural Gas_Gas Boiler - Insulate Hot Water Lines_A_Achievable Economic TRC Potential | F8 | Commercial | WA - Miscellaneous | Existing | Space Heating | Natural Gas | Gas Boiler - Insulate Hot Water Lines | A | Cumulative Summer Peak Savings (MW) | Achievable Economic TRC Potential | 0 | 0 | 0 | 0 | 0 | 0 | 0 | 0 | 0 | 0 | 0 | 0 | 0 | 0 | 0 | 0 | 0 | 0 | 0 | 0 | 0 | 0 | 0 | 0 | 0 | 0 | 0
F9_Commercial_WA - Miscellaneous_Existing_Space Heating_Natural Gas_Gas Boiler - Insulate Hot Water Lines_A_Achievable Economic TRC Potential | F9 | Commercial | WA - Miscellaneous | Existing | Space Heating | Natural Gas | Gas Boiler - Insulate Hot Water Lines | A | Cumulative Winter Peak Savings (MW) | Achievable Economic TRC Potential | 0 | 0 | 0 | 0 | 0 | 0 | 0 | 0 | 0 | 0 | 0 | 0 | 0 | 0 | 0 | 0 | 0 | 0 | 0 | 0 | 0 | 0 | 0 | 0 | 0 | 0 | 0
F10_Commercial_WA - Miscellaneous_Existing_Space Heating_Natural Gas_Gas Boiler - Insulate Hot Water Lines_A_Achievable Economic TRC Potential | F10 | Commercial | WA - Miscellaneous | Existing | Space Heating | Natural Gas | Gas Boiler - Insulate Hot Water Lines | A | Purchases (Incremental) | Achievable Economic TRC Potential | 0 | 0 | 0 | 0 | 0 | 0 | 0 | 0 | 0 | 0 | 0 | 0 | 0 | 0 | 0 | 0 | 0 | 0 | 0 | 0 | 0 | 0 | 0 | 0 | 0 | 0 | 0
F11_Commercial_WA - Miscellaneous_Existing_Space Heating_Natural Gas_Gas Boiler - Insulate Hot Water Lines_A_Achievable Economic TRC Potential | F11 | Commercial | WA - Miscellaneous | Existing | Space Heating | Natural Gas | Gas Boiler - Insulate Hot Water Lines | A | Purchases (Cumulative) | Achievable Economic TRC Potential | 0 | 0 | 0 | 0 | 0 | 0 | 0 | 0 | 0 | 0 | 0 | 0 | 0 | 0 | 0 | 0 | 0 | 0 | 0 | 0 | 0 | 0 | 0 | 0 | 0 | 0 | 0
F1_Commercial_WA - Miscellaneous_Existing_Space Heating_Natural Gas_Condensing RTU_A_Achievable Economic TRC Potential | F1 | Commercial | WA - Miscellaneous | Existing | Space Heating | Natural Gas | Condensing RTU | A | Integrated Unit Energy Savings (kWh or therms) | Achievable Economic TRC Potential | 0 | 0 | 0.018751 | 0.018666 | 0.018564 | 0.018448 | 0.01832 | 0.018176 | 0.018014 | 0.017832 | 0.017629 | 0.017407 | 0.017169 | 0.016929 | 0.016685 | 0.016445 | 0.016216 | 0.016008 | 0.015833 | 0.015695 | 0.015579 | 0.015491 | 0.015411 | 0.01537 | 0.015333 | 0.015298 | 0.015266
F2_Commercial_WA - Miscellaneous_Existing_Space Heating_Natural Gas_Condensing RTU_A_Achievable Economic TRC Potential | F2 | Commercial | WA - Miscellaneous | Existing | Space Heating | Natural Gas | Condensing RTU | A | Integrated Unit Summer Peak Savings (kW) | Achievable Economic TRC Potential | 0 | 0 | 0 | 0 | 0 | 0 | 0 | 0 | 0 | 0 | 0 | 0 | 0 | 0 | 0 | 0 | 0 | 0 | 0 | 0 | 0 | 0 | 0 | 0 | 0 | 0 | 0
F3_Commercial_WA - Miscellaneous_Existing_Space Heating_Natural Gas_Condensing RTU_A_Achievable Economic TRC Potential | F3 | Commercial | WA - Miscellaneous | Existing | Space Heating | Natural Gas | Condensing RTU | A | Integrated Unit Winter Peak Savings (kW) | Achievable Economic TRC Potential | 0 | 0 | 0 | 0 | 0 | 0 | 0 | 0 | 0 | 0 | 0 | 0 | 0 | 0 | 0 | 0 | 0 | 0 | 0 | 0 | 0 | 0 | 0 | 0 | 0 | 0 | 0
F4_Commercial_WA - Miscellaneous_Existing_Space Heating_Natural Gas_Condensing RTU_A_Achievable Economic TRC Potential | F4 | Commercial | WA - Miscellaneous | Existing | Space Heating | Natural Gas | Condensing RTU | A | Incremental Energy Savings (MWh or mTherms) | Achievable Economic TRC Potential | 0 | 0 | 0 | 0 | 0 | 0 | 0 | 0 | 0 | 0 | 0 | 0 | 0 | 0 | 0 | 0 | 0 | 0 | 0 | 0 | 0 | 0 | 0 | 0 | 0 | 0 | 0
F5_Commercial_WA - Miscellaneous_Existing_Space Heating_Natural Gas_Condensing RTU_A_Achievable Economic TRC Potential | F5 | Commercial | WA - Miscellaneous | Existing | Space Heating | Natural Gas | Condensing RTU | A | Incremental Summer Peak Savings (MW) | Achievable Economic TRC Potential | 0 | 0 | 0 | 0 | 0 | 0 | 0 | 0 | 0 | 0 | 0 | 0 | 0 | 0 | 0 | 0 | 0 | 0 | 0 | 0 | 0 | 0 | 0 | 0 | 0 | 0 | 0
F6_Commercial_WA - Miscellaneous_Existing_Space Heating_Natural Gas_Condensing RTU_A_Achievable Economic TRC Potential | F6 | Commercial | WA - Miscellaneous | Existing | Space Heating | Natural Gas | Condensing RTU | A | Incremental Winter Peak Savings (MW) | Achievable Economic TRC Potential | 0 | 0 | 0 | 0 | 0 | 0 | 0 | 0 | 0 | 0 | 0 | 0 | 0 | 0 | 0 | 0 | 0 | 0 | 0 | 0 | 0 | 0 | 0 | 0 | 0 | 0 | 0
F7_Commercial_WA - Miscellaneous_Existing_Space Heating_Natural Gas_Condensing RTU_A_Achievable Economic TRC Potential | F7 | Commercial | WA - Miscellaneous | Existing | Space Heating | Natural Gas | Condensing RTU | A | Cumulative Energy Savings (MWh or mTherms) | Achievable Economic TRC Potential | 0 | 0 | 0 | 0 | 0 | 0 | 0 | 0 | 0 | 0 | 0 | 0 | 0 | 0 | 0 | 0 | 0 | 0 | 0 | 0 | 0 | 0 | 0 | 0 | 0 | 0 | 0
F8_Commercial_WA - Miscellaneous_Existing_Space Heating_Natural Gas_Condensing RTU_A_Achievable Economic TRC Potential | F8 | Commercial | WA - Miscellaneous | Existing | Space Heating | Natural Gas | Condensing RTU | A | Cumulative Summer Peak Savings (MW) | Achievable Economic TRC Potential | 0 | 0 | 0 | 0 | 0 | 0 | 0 | 0 | 0 | 0 | 0 | 0 | 0 | 0 | 0 | 0 | 0 | 0 | 0 | 0 | 0 | 0 | 0 | 0 | 0 | 0 | 0
F9_Commercial_WA - Miscellaneous_Existing_Space Heating_Natural Gas_Condensing RTU_A_Achievable Economic TRC Potential | F9 | Commercial | WA - Miscellaneous | Existing | Space Heating | Natural Gas | Condensing RTU | A | Cumulative Winter Peak Savings (MW) | Achievable Economic TRC Potential | 0 | 0 | 0 | 0 | 0 | 0 | 0 | 0 | 0 | 0 | 0 | 0 | 0 | 0 | 0 | 0 | 0 | 0 | 0 | 0 | 0 | 0 | 0 | 0 | 0 | 0 | 0
F10_Commercial_WA - Miscellaneous_Existing_Space Heating_Natural Gas_Condensing RTU_A_Achievable Economic TRC Potential | F10 | Commercial | WA - Miscellaneous | Existing | Space Heating | Natural Gas | Condensing RTU | A | Purchases (Incremental) | Achievable Economic TRC Potential | 0 | 0 | 0 | 0 | 0 | 0 | 0 | 0 | 0 | 0 | 0 | 0 | 0 | 0 | 0 | 0 | 0 | 0 | 0 | 0 | 0 | 0 | 0 | 0 | 0 | 0 | 0
F11_Commercial_WA - Miscellaneous_Existing_Space Heating_Natural Gas_Condensing RTU_A_Achievable Economic TRC Potential | F11 | Commercial | WA - Miscellaneous | Existing | Space Heating | Natural Gas | Condensing RTU | A | Purchases (Cumulative) | Achievable Economic TRC Potential | 0 | 0 | 0 | 0 | 0 | 0 | 0 | 0 | 0 | 0 | 0 | 0 | 0 | 0 | 0 | 0 | 0 | 0 | 0 | 0 | 0 | 0 | 0 | 0 | 0 | 0 | 0
F1_Commercial_WA - Miscellaneous_Existing_Space Heating_Natural Gas_Hydronic Heating Radiator Replacement_A_Achievable Economic TRC Potential | F1 | Commercial | WA - Miscellaneous | Existing | Space Heating | Natural Gas | Hydronic Heating Radiator Replacement | A | Integrated Unit Energy Savings (kWh or therms) | Achievable Economic TRC Potential | 0 | 0 | 28.6032 | 28.4546 | 28.2883 | 28.1106 | 27.9242 | 27.725 | 27.5074 | 27.2688 | 27.0078 | 26.7257 | 26.4267 | 26.129 | 25.8322 | 25.5448 | 25.2801 | 25.0505 | 24.8754 | 24.7535 | 24.6615 | 24.6071 | 24.559 | 24.5675 | 24.5759 | 24.5841 | 24.592
F2_Commercial_WA - Miscellaneous_Existing_Space Heating_Natural Gas_Hydronic Heating Radiator Replacement_A_Achievable Economic TRC Potential | F2 | Commercial | WA - Miscellaneous | Existing | Space Heating | Natural Gas | Hydronic Heating Radiator Replacement | A | Integrated Unit Summer Peak Savings (kW) | Achievable Economic TRC Potential | 0 | 0 | 0 | 0 | 0 | 0 | 0 | 0 | 0 | 0 | 0 | 0 | 0 | 0 | 0 | 0 | 0 | 0 | 0 | 0 | 0 | 0 | 0 | 0 | 0 | 0 | 0
F3_Commercial_WA - Miscellaneous_Existing_Space Heating_Natural Gas_Hydronic Heating Radiator Replacement_A_Achievable Economic TRC Potential | F3 | Commercial | WA - Miscellaneous | Existing | Space Heating | Natural Gas | Hydronic Heating Radiator Replacement | A | Integrated Unit Winter Peak Savings (kW) | Achievable Economic TRC Potential | 0 | 0 | 0 | 0 | 0 | 0 | 0 | 0 | 0 | 0 | 0 | 0 | 0 | 0 | 0 | 0 | 0 | 0 | 0 | 0 | 0 | 0 | 0 | 0 | 0 | 0 | 0
F4_Commercial_WA - Miscellaneous_Existing_Space Heating_Natural Gas_Hydronic Heating Radiator Replacement_A_Achievable Economic TRC Potential | F4 | Commercial | WA - Miscellaneous | Existing | Space Heating | Natural Gas | Hydronic Heating Radiator Replacement | A | Incremental Energy Savings (MWh or mTherms) | Achievable Economic TRC Potential | 0 | 0 | 0 | 0 | 0 | 0 | 0 | 0 | 0 | 0 | 0 | 0 | 0 | 0 | 0 | 0 | 0 | 0 | 0 | 0 | 0 | 0 | 0 | 0 | 0 | 0 | 0
F5_Commercial_WA - Miscellaneous_Existing_Space Heating_Natural Gas_Hydronic Heating Radiator Replacement_A_Achievable Economic TRC Potential | F5 | Commercial | WA - Miscellaneous | Existing | Space Heating | Natural Gas | Hydronic Heating Radiator Replacement | A | Incremental Summer Peak Savings (MW) | Achievable Economic TRC Potential | 0 | 0 | 0 | 0 | 0 | 0 | 0 | 0 | 0 | 0 | 0 | 0 | 0 | 0 | 0 | 0 | 0 | 0 | 0 | 0 | 0 | 0 | 0 | 0 | 0 | 0 | 0
F6_Commercial_WA - Miscellaneous_Existing_Space Heating_Natural Gas_Hydronic Heating Radiator Replacement_A_Achievable Economic TRC Potential | F6 | Commercial | WA - Miscellaneous | Existing | Space Heating | Natural Gas | Hydronic Heating Radiator Replacement | A | Incremental Winter Peak Savings (MW) | Achievable Economic TRC Potential | 0 | 0 | 0 | 0 | 0 | 0 | 0 | 0 | 0 | 0 | 0 | 0 | 0 | 0 | 0 | 0 | 0 | 0 | 0 | 0 | 0 | 0 | 0 | 0 | 0 | 0 | 0
F7_Commercial_WA - Miscellaneous_Existing_Space Heating_Natural Gas_Hydronic Heating Radiator Replacement_A_Achievable Economic TRC Potential | F7 | Commercial | WA - Miscellaneous | Existing | Space Heating | Natural Gas | Hydronic Heating Radiator Replacement | A | Cumulative Energy Savings (MWh or mTherms) | Achievable Economic TRC Potential | 0 | 0 | 0 | 0 | 0 | 0 | 0 | 0 | 0 | 0 | 0 | 0 | 0 | 0 | 0 | 0 | 0 | 0 | 0 | 0 | 0 | 0 | 0 | 0 | 0 | 0 | 0
F8_Commercial_WA - Miscellaneous_Existing_Space Heating_Natural Gas_Hydronic Heating Radiator Replacement_A_Achievable Economic TRC Potential | F8 | Commercial | WA - Miscellaneous | Existing | Space Heating | Natural Gas | Hydronic Heating Radiator Replacement | A | Cumulative Summer Peak Savings (MW) | Achievable Economic TRC Potential | 0 | 0 | 0 | 0 | 0 | 0 | 0 | 0 | 0 | 0 | 0 | 0 | 0 | 0 | 0 | 0 | 0 | 0 | 0 | 0 | 0 | 0 | 0 | 0 | 0 | 0 | 0
F9_Commercial_WA - Miscellaneous_Existing_Space Heating_Natural Gas_Hydronic Heating Radiator Replacement_A_Achievable Economic TRC Potential | F9 | Commercial | WA - Miscellaneous | Existing | Space Heating | Natural Gas | Hydronic Heating Radiator Replacement | A | Cumulative Winter Peak Savings (MW) | Achievable Economic TRC Potential | 0 | 0 | 0 | 0 | 0 | 0 | 0 | 0 | 0 | 0 | 0 | 0 | 0 | 0 | 0 | 0 | 0 | 0 | 0 | 0 | 0 | 0 | 0 | 0 | 0 | 0 | 0
F10_Commercial_WA - Miscellaneous_Existing_Space Heating_Natural Gas_Hydronic Heating Radiator Replacement_A_Achievable Economic TRC Potential | F10 | Commercial | WA - Miscellaneous | Existing | Space Heating | Natural Gas | Hydronic Heating Radiator Replacement | A | Purchases (Incremental) | Achievable Economic TRC Potential | 0 | 0 | 0 | 0 | 0 | 0 | 0 | 0 | 0 | 0 | 0 | 0 | 0 | 0 | 0 | 0 | 0 | 0 | 0 | 0 | 0 | 0 | 0 | 0 | 0 | 0 | 0
F11_Commercial_WA - Miscellaneous_Existing_Space Heating_Natural Gas_Hydronic Heating Radiator Replacement_A_Achievable Economic TRC Potential | F11 | Commercial | WA - Miscellaneous | Existing | Space Heating | Natural Gas | Hydronic Heating Radiator Replacement | A | Purchases (Cumulative) | Achievable Economic TRC Potential | 0 | 0 | 0 | 0 | 0 | 0 | 0 | 0 | 0 | 0 | 0 | 0 | 0 | 0 | 0 | 0 | 0 | 0 | 0 | 0 | 0 | 0 | 0 | 0 | 0 | 0 | 0
F1_Commercial_WA - Miscellaneous_Existing_Space Heating_Natural Gas_Thermostat - Connected_A_Achievable Economic TRC Potential | F1 | Commercial | WA - Miscellaneous | Existing | Space Heating | Natural Gas | Thermostat - Connected | A | Integrated Unit Energy Savings (kWh or therms) | Achievable Economic TRC Potential | 0 | 0 | 27.0144 | 26.8849 | 26.7336 | 26.5662 | 26.3854 | 26.1869 | 25.9656 | 25.7191 | 25.4466 | 25.1499 | 24.8335 | 24.5151 | 24.1947 | 23.8807 | 23.5857 | 23.3216 | 23.1064 | 22.9437 | 22.8113 | 22.7172 | 22.6321 | 22.6021 | 22.5746 | 22.5494 | 22.5263
F2_Commercial_WA - Miscellaneous_Existing_Space Heating_Natural Gas_Thermostat - Connected_A_Achievable Economic TRC Potential | F2 | Commercial | WA - Miscellaneous | Existing | Space Heating | Natural Gas | Thermostat - Connected | A | Integrated Unit Summer Peak Savings (kW) | Achievable Economic TRC Potential | 0 | 0 | 0 | 0 | 0 | 0 | 0 | 0 | 0 | 0 | 0 | 0 | 0 | 0 | 0 | 0 | 0 | 0 | 0 | 0 | 0 | 0 | 0 | 0 | 0 | 0 | 0
F3_Commercial_WA - Miscellaneous_Existing_Space Heating_Natural Gas_Thermostat - Connected_A_Achievable Economic TRC Potential | F3 | Commercial | WA - Miscellaneous | Existing | Space Heating | Natural Gas | Thermostat - Connected | A | Integrated Unit Winter Peak Savings (kW) | Achievable Economic TRC Potential | 0 | 0 | 0 | 0 | 0 | 0 | 0 | 0 | 0 | 0 | 0 | 0 | 0 | 0 | 0 | 0 | 0 | 0 | 0 | 0 | 0 | 0 | 0 | 0 | 0 | 0 | 0
F4_Commercial_WA - Miscellaneous_Existing_Space Heating_Natural Gas_Thermostat - Connected_A_Achievable Economic TRC Potential | F4 | Commercial | WA - Miscellaneous | Existing | Space Heating | Natural Gas | Thermostat - Connected | A | Incremental Energy Savings (MWh or mTherms) | Achievable Economic TRC Potential | 0 | 0 | 0 | 0 | 0 | 0 | 0 | 0 | 0 | 0 | 0 | 0 | 0 | 0 | 0 | 0 | 0 | 0 | 0 | 0 | 0 | 0 | 0 | 0 | 0 | 0 | 0
F5_Commercial_WA - Miscellaneous_Existing_Space Heating_Natural Gas_Thermostat - Connected_A_Achievable Economic TRC Potential | F5 | Commercial | WA - Miscellaneous | Existing | Space Heating | Natural Gas | Thermostat - Connected | A | Incremental Summer Peak Savings (MW) | Achievable Economic TRC Potential | 0 | 0 | 0 | 0 | 0 | 0 | 0 | 0 | 0 | 0 | 0 | 0 | 0 | 0 | 0 | 0 | 0 | 0 | 0 | 0 | 0 | 0 | 0 | 0 | 0 | 0 | 0
F6_Commercial_WA - Miscellaneous_Existing_Space Heating_Natural Gas_Thermostat - Connected_A_Achievable Economic TRC Potential | F6 | Commercial | WA - Miscellaneous | Existing | Space Heating | Natural Gas | Thermostat - Connected | A | Incremental Winter Peak Savings (MW) | Achievable Economic TRC Potential | 0 | 0 | 0 | 0 | 0 | 0 | 0 | 0 | 0 | 0 | 0 | 0 | 0 | 0 | 0 | 0 | 0 | 0 | 0 | 0 | 0 | 0 | 0 | 0 | 0 | 0 | 0
F7_Commercial_WA - Miscellaneous_Existing_Space Heating_Natural Gas_Thermostat - Connected_A_Achievable Economic TRC Potential | F7 | Commercial | WA - Miscellaneous | Existing | Space Heating | Natural Gas | Thermostat - Connected | A | Cumulative Energy Savings (MWh or mTherms) | Achievable Economic TRC Potential | 0 | 0 | 0 | 0 | 0 | 0 | 0 | 0 | 0 | 0 | 0 | 0 | 0 | 0 | 0 | 0 | 0 | 0 | 0 | 0 | 0 | 0 | 0 | 0 | 0 | 0 | 0
F8_Commercial_WA - Miscellaneous_Existing_Space Heating_Natural Gas_Thermostat - Connected_A_Achievable Economic TRC Potential | F8 | Commercial | WA - Miscellaneous | Existing | Space Heating | Natural Gas | Thermostat - Connected | A | Cumulative Summer Peak Savings (MW) | Achievable Economic TRC Potential | 0 | 0 | 0 | 0 | 0 | 0 | 0 | 0 | 0 | 0 | 0 | 0 | 0 | 0 | 0 | 0 | 0 | 0 | 0 | 0 | 0 | 0 | 0 | 0 | 0 | 0 | 0
F9_Commercial_WA - Miscellaneous_Existing_Space Heating_Natural Gas_Thermostat - Connected_A_Achievable Economic TRC Potential | F9 | Commercial | WA - Miscellaneous | Existing | Space Heating | Natural Gas | Thermostat - Connected | A | Cumulative Winter Peak Savings (MW) | Achievable Economic TRC Potential | 0 | 0 | 0 | 0 | 0 | 0 | 0 | 0 | 0 | 0 | 0 | 0 | 0 | 0 | 0 | 0 | 0 | 0 | 0 | 0 | 0 | 0 | 0 | 0 | 0 | 0 | 0
F10_Commercial_WA - Miscellaneous_Existing_Space Heating_Natural Gas_Thermostat - Connected_A_Achievable Economic TRC Potential | F10 | Commercial | WA - Miscellaneous | Existing | Space Heating | Natural Gas | Thermostat - Connected | A | Purchases (Incremental) | Achievable Economic TRC Potential | 0 | 0 | 0 | 0 | 0 | 0 | 0 | 0 | 0 | 0 | 0 | 0 | 0 | 0 | 0 | 0 | 0 | 0 | 0 | 0 | 0 | 0 | 0 | 0 | 0 | 0 | 0
F11_Commercial_WA - Miscellaneous_Existing_Space Heating_Natural Gas_Thermostat - Connected_A_Achievable Economic TRC Potential | F11 | Commercial | WA - Miscellaneous | Existing | Space Heating | Natural Gas | Thermostat - Connected | A | Purchases (Cumulative) | Achievable Economic TRC Potential | 0 | 0 | 0 | 0 | 0 | 0 | 0 | 0 | 0 | 0 | 0 | 0 | 0 | 0 | 0 | 0 | 0 | 0 | 0 | 0 | 0 | 0 | 0 | 0 | 0 | 0 | 0
F1_Commercial_WA - Miscellaneous_Existing_Water Heating_Natural Gas_Water Heater - Thermostatic Shower Restriction Valve_A_Achievable Economic TRC Potential | F1 | Commercial | WA - Miscellaneous | Existing | Water Heating | Natural Gas | Water Heater - Thermostatic Shower Restriction Valve | A | Integrated Unit Energy Savings (kWh or therms) | Achievable Economic TRC Potential | 0 | 0 | 416.1119 | 408.6012 | 401.5613 | 395.4146 | 389.7504 | 384.5572 | 379.7384 | 375.6535 | 371.8846 | 368.4313 | 365.3013 | 362.6716 | 360.5054 | 358.295 | 356.5531 | 355.2199 | 354.1602 | 353.3095 | 352.6927 | 352.2469 | 351.9243 | 351.6893 | 351.3947 | 351.3283 | 351.2753
F2_Commercial_WA - Miscellaneous_Existing_Water Heating_Natural Gas_Water Heater - Thermostatic Shower Restriction Valve_A_Achievable Economic TRC Potential | F2 | Commercial | WA - Miscellaneous | Existing | Water Heating | Natural Gas | Water Heater - Thermostatic Shower Restriction Valve | A | Integrated Unit Summer Peak Savings (kW) | Achievable Economic TRC Potential | 0 | 0 | 0 | 0 | 0 | 0 | 0 | 0 | 0 | 0 | 0 | 0 | 0 | 0 | 0 | 0 | 0 | 0 | 0 | 0 | 0 | 0 | 0 | 0 | 0 | 0 | 0
F3_Commercial_WA - Miscellaneous_Existing_Water Heating_Natural Gas_Water Heater - Thermostatic Shower Restriction Valve_A_Achievable Economic TRC Potential | F3 | Commercial | WA - Miscellaneous | Existing | Water Heating | Natural Gas | Water Heater - Thermostatic Shower Restriction Valve | A | Integrated Unit Winter Peak Savings (kW) | Achievable Economic TRC Potential | 0 | 0 | 0 | 0 | 0 | 0 | 0 | 0 | 0 | 0 | 0 | 0 | 0 | 0 | 0 | 0 | 0 | 0 | 0 | 0 | 0 | 0 | 0 | 0 | 0 | 0 | 0
F4_Commercial_WA - Miscellaneous_Existing_Water Heating_Natural Gas_Water Heater - Thermostatic Shower Restriction Valve_A_Achievable Economic TRC Potential | F4 | Commercial | WA - Miscellaneous | Existing | Water Heating | Natural Gas | Water Heater - Thermostatic Shower Restriction Valve | A | Incremental Energy Savings (MWh or mTherms) | Achievable Economic TRC Potential | 0 | 0 | 0 | 0 | 0 | 0 | 0 | 0 | 0 | 0 | 0 | 0 | 0 | 0 | 0 | 0 | 0 | 0 | 0 | 0 | 0 | 0 | 0 | 0 | 0 | 0 | 0
F5_Commercial_WA - Miscellaneous_Existing_Water Heating_Natural Gas_Water Heater - Thermostatic Shower Restriction Valve_A_Achievable Economic TRC Potential | F5 | Commercial | WA - Miscellaneous | Existing | Water Heating | Natural Gas | Water Heater - Thermostatic Shower Restriction Valve | A | Incremental Summer Peak Savings (MW) | Achievable Economic TRC Potential | 0 | 0 | 0 | 0 | 0 | 0 | 0 | 0 | 0 | 0 | 0 | 0 | 0 | 0 | 0 | 0 | 0 | 0 | 0 | 0 | 0 | 0 | 0 | 0 | 0 | 0 | 0
F6_Commercial_WA - Miscellaneous_Existing_Water Heating_Natural Gas_Water Heater - Thermostatic Shower Restriction Valve_A_Achievable Economic TRC Potential | F6 | Commercial | WA - Miscellaneous | Existing | Water Heating | Natural Gas | Water Heater - Thermostatic Shower Restriction Valve | A | Incremental Winter Peak Savings (MW) | Achievable Economic TRC Potential | 0 | 0 | 0 | 0 | 0 | 0 | 0 | 0 | 0 | 0 | 0 | 0 | 0 | 0 | 0 | 0 | 0 | 0 | 0 | 0 | 0 | 0 | 0 | 0 | 0 | 0 | 0
F7_Commercial_WA - Miscellaneous_Existing_Water Heating_Natural Gas_Water Heater - Thermostatic Shower Restriction Valve_A_Achievable Economic TRC Potential | F7 | Commercial | WA - Miscellaneous | Existing | Water Heating | Natural Gas | Water Heater - Thermostatic Shower Restriction Valve | A | Cumulative Energy Savings (MWh or mTherms) | Achievable Economic TRC Potential | 0 | 0 | 0 | 0 | 0 | 0 | 0 | 0 | 0 | 0 | 0 | 0 | 0 | 0 | 0 | 0 | 0 | 0 | 0 | 0 | 0 | 0 | 0 | 0 | 0 | 0 | 0
F8_Commercial_WA - Miscellaneous_Existing_Water Heating_Natural Gas_Water Heater - Thermostatic Shower Restriction Valve_A_Achievable Economic TRC Potential | F8 | Commercial | WA - Miscellaneous | Existing | Water Heating | Natural Gas | Water Heater - Thermostatic Shower Restriction Valve | A | Cumulative Summer Peak Savings (MW) | Achievable Economic TRC Potential | 0 | 0 | 0 | 0 | 0 | 0 | 0 | 0 | 0 | 0 | 0 | 0 | 0 | 0 | 0 | 0 | 0 | 0 | 0 | 0 | 0 | 0 | 0 | 0 | 0 | 0 | 0
F9_Commercial_WA - Miscellaneous_Existing_Water Heating_Natural Gas_Water Heater - Thermostatic Shower Restriction Valve_A_Achievable Economic TRC Potential | F9 | Commercial | WA - Miscellaneous | Existing | Water Heating | Natural Gas | Water Heater - Thermostatic Shower Restriction Valve | A | Cumulative Winter Peak Savings (MW) | Achievable Economic TRC Potential | 0 | 0 | 0 | 0 | 0 | 0 | 0 | 0 | 0 | 0 | 0 | 0 | 0 | 0 | 0 | 0 | 0 | 0 | 0 | 0 | 0 | 0 | 0 | 0 | 0 | 0 | 0
F10_Commercial_WA - Miscellaneous_Existing_Water Heating_Natural Gas_Water Heater - Thermostatic Shower Restriction Valve_A_Achievable Economic TRC Potential | F10 | Commercial | WA - Miscellaneous | Existing | Water Heating | Natural Gas | Water Heater - Thermostatic Shower Restriction Valve | A | Purchases (Incremental) | Achievable Economic TRC Potential | 0 | 0 | 0 | 0 | 0 | 0 | 0 | 0 | 0 | 0 | 0 | 0 | 0 | 0 | 0 | 0 | 0 | 0 | 0 | 0 | 0 | 0 | 0 | 0 | 0 | 0 | 0
F11_Commercial_WA - Miscellaneous_Existing_Water Heating_Natural Gas_Water Heater - Thermostatic Shower Restriction Valve_A_Achievable Economic TRC Potential | F11 | Commercial | WA - Miscellaneous | Existing | Water Heating | Natural Gas | Water Heater - Thermostatic Shower Restriction Valve | A | Purchases (Cumulative) | Achievable Economic TRC Potential | 0 | 0 | 0 | 0 | 0 | 0 | 0 | 0 | 0 | 0 | 0 | 0 | 0 | 0 | 0 | 0 | 0 | 0 | 0 | 0 | 0 | 0 | 0 | 0 | 0 | 0 | 0
F1_Commercial_WA - Miscellaneous_Existing_Water Heating_Natural Gas_Water Heater - Pre-Rinse Spray Valve_A_Achievable Economic TRC Potential | F1 | Commercial | WA - Miscellaneous | Existing | Water Heating | Natural Gas | Water Heater - Pre-Rinse Spray Valve | A | Integrated Unit Energy Savings (kWh or therms) | Achievable Economic TRC Potential | 0 | 0 | 31.4541 | 30.7187 | 29.9899 | 29.293 | 28.604 | 27.9224 | 27.2287 | 26.5656 | 25.9214 | 25.3272 | 24.8112 | 24.4021 | 24.2061 | 24.0289 | 23.8996 | 23.8102 | 23.7392 | 23.6822 | 23.6408 | 23.6109 | 23.5893 | 23.5736 | 23.5538 | 23.5494 | 23.5458
F2_Commercial_WA - Miscellaneous_Existing_Water Heating_Natural Gas_Water Heater - Pre-Rinse Spray Valve_A_Achievable Economic TRC Potential | F2 | Commercial | WA - Miscellaneous | Existing | Water Heating | Natural Gas | Water Heater - Pre-Rinse Spray Valve | A | Integrated Unit Summer Peak Savings (kW) | Achievable Economic TRC Potential | 0 | 0 | 0 | 0 | 0 | 0 | 0 | 0 | 0 | 0 | 0 | 0 | 0 | 0 | 0 | 0 | 0 | 0 | 0 | 0 | 0 | 0 | 0 | 0 | 0 | 0 | 0
F3_Commercial_WA - Miscellaneous_Existing_Water Heating_Natural Gas_Water Heater - Pre-Rinse Spray Valve_A_Achievable Economic TRC Potential | F3 | Commercial | WA - Miscellaneous | Existing | Water Heating | Natural Gas | Water Heater - Pre-Rinse Spray Valve | A | Integrated Unit Winter Peak Savings (kW) | Achievable Economic TRC Potential | 0 | 0 | 0 | 0 | 0 | 0 | 0 | 0 | 0 | 0 | 0 | 0 | 0 | 0 | 0 | 0 | 0 | 0 | 0 | 0 | 0 | 0 | 0 | 0 | 0 | 0 | 0
F4_Commercial_WA - Miscellaneous_Existing_Water Heating_Natural Gas_Water Heater - Pre-Rinse Spray Valve_A_Achievable Economic TRC Potential | F4 | Commercial | WA - Miscellaneous | Existing | Water Heating | Natural Gas | Water Heater - Pre-Rinse Spray Valve | A | Incremental Energy Savings (MWh or mTherms) | Achievable Economic TRC Potential | 0 | 0 | 0 | 0 | 0 | 0 | 0 | 0 | 0 | 0 | 0 | 0 | 0 | 0 | 0 | 0 | 0 | 0 | 0 | 0 | 0 | 0 | 0 | 0 | 0 | 0 | 0
F5_Commercial_WA - Miscellaneous_Existing_Water Heating_Natural Gas_Water Heater - Pre-Rinse Spray Valve_A_Achievable Economic TRC Potential | F5 | Commercial | WA - Miscellaneous | Existing | Water Heating | Natural Gas | Water Heater - Pre-Rinse Spray Valve | A | Incremental Summer Peak Savings (MW) | Achievable Economic TRC Potential | 0 | 0 | 0 | 0 | 0 | 0 | 0 | 0 | 0 | 0 | 0 | 0 | 0 | 0 | 0 | 0 | 0 | 0 | 0 | 0 | 0 | 0 | 0 | 0 | 0 | 0 | 0
F6_Commercial_WA - Miscellaneous_Existing_Water Heating_Natural Gas_Water Heater - Pre-Rinse Spray Valve_A_Achievable Economic TRC Potential | F6 | Commercial | WA - Miscellaneous | Existing | Water Heating | Natural Gas | Water Heater - Pre-Rinse Spray Valve | A | Incremental Winter Peak Savings (MW) | Achievable Economic TRC Potential | 0 | 0 | 0 | 0 | 0 | 0 | 0 | 0 | 0 | 0 | 0 | 0 | 0 | 0 | 0 | 0 | 0 | 0 | 0 | 0 | 0 | 0 | 0 | 0 | 0 | 0 | 0
F7_Commercial_WA - Miscellaneous_Existing_Water Heating_Natural Gas_Water Heater - Pre-Rinse Spray Valve_A_Achievable Economic TRC Potential | F7 | Commercial | WA - Miscellaneous | Existing | Water Heating | Natural Gas | Water Heater - Pre-Rinse Spray Valve | A | Cumulative Energy Savings (MWh or mTherms) | Achievable Economic TRC Potential | 0 | 0 | 0 | 0 | 0 | 0 | 0 | 0 | 0 | 0 | 0 | 0 | 0 | 0 | 0 | 0 | 0 | 0 | 0 | 0 | 0 | 0 | 0 | 0 | 0 | 0 | 0
F8_Commercial_WA - Miscellaneous_Existing_Water Heating_Natural Gas_Water Heater - Pre-Rinse Spray Valve_A_Achievable Economic TRC Potential | F8 | Commercial | WA - Miscellaneous | Existing | Water Heating | Natural Gas | Water Heater - Pre-Rinse Spray Valve | A | Cumulative Summer Peak Savings (MW) | Achievable Economic TRC Potential | 0 | 0 | 0 | 0 | 0 | 0 | 0 | 0 | 0 | 0 | 0 | 0 | 0 | 0 | 0 | 0 | 0 | 0 | 0 | 0 | 0 | 0 | 0 | 0 | 0 | 0 | 0
F9_Commercial_WA - Miscellaneous_Existing_Water Heating_Natural Gas_Water Heater - Pre-Rinse Spray Valve_A_Achievable Economic TRC Potential | F9 | Commercial | WA - Miscellaneous | Existing | Water Heating | Natural Gas | Water Heater - Pre-Rinse Spray Valve | A | Cumulative Winter Peak Savings (MW) | Achievable Economic TRC Potential | 0 | 0 | 0 | 0 | 0 | 0 | 0 | 0 | 0 | 0 | 0 | 0 | 0 | 0 | 0 | 0 | 0 | 0 | 0 | 0 | 0 | 0 | 0 | 0 | 0 | 0 | 0
F10_Commercial_WA - Miscellaneous_Existing_Water Heating_Natural Gas_Water Heater - Pre-Rinse Spray Valve_A_Achievable Economic TRC Potential | F10 | Commercial | WA - Miscellaneous | Existing | Water Heating | Natural Gas | Water Heater - Pre-Rinse Spray Valve | A | Purchases (Incremental) | Achievable Economic TRC Potential | 0 | 0 | 0 | 0 | 0 | 0 | 0 | 0 | 0 | 0 | 0 | 0 | 0 | 0 | 0 | 0 | 0 | 0 | 0 | 0 | 0 | 0 | 0 | 0 | 0 | 0 | 0
F11_Commercial_WA - Miscellaneous_Existing_Water Heating_Natural Gas_Water Heater - Pre-Rinse Spray Valve_A_Achievable Economic TRC Potential | F11 | Commercial | WA - Miscellaneous | Existing | Water Heating | Natural Gas | Water Heater - Pre-Rinse Spray Valve | A | Purchases (Cumulative) | Achievable Economic TRC Potential | 0 | 0 | 0 | 0 | 0 | 0 | 0 | 0 | 0 | 0 | 0 | 0 | 0 | 0 | 0 | 0 | 0 | 0 | 0 | 0 | 0 | 0 | 0 | 0 | 0 | 0 | 0
F1_Commercial_WA - Miscellaneous_Existing_Water Heating_Natural Gas_Water Heater - Temperature Setback_A_Achievable Economic TRC Potential | F1 | Commercial | WA - Miscellaneous | Existing | Water Heating | Natural Gas | Water Heater - Temperature Setback | A | Integrated Unit Energy Savings (kWh or therms) | Achievable Economic TRC Potential | 0 | 0 | 194.4543 | 191.1861 | 188.1844 | 185.422 | 182.8856 | 180.5604 | 178.4296 | 176.5102 | 174.7393 | 173.1166 | 171.6459 | 170.4103 | 169.3925 | 168.3539 | 167.5354 | 166.9089 | 166.411 | 166.0113 | 165.7215 | 165.512 | 165.3604 | 165.25 | 165.1116 | 165.0804 | 165.0555
F2_Commercial_WA - Miscellaneous_Existing_Water Heating_Natural Gas_Water Heater - Temperature Setback_A_Achievable Economic TRC Potential | F2 | Commercial | WA - Miscellaneous | Existing | Water Heating | Natural Gas | Water Heater - Temperature Setback | A | Integrated Unit Summer Peak Savings (kW) | Achievable Economic TRC Potential | 0 | 0 | 0 | 0 | 0 | 0 | 0 | 0 | 0 | 0 | 0 | 0 | 0 | 0 | 0 | 0 | 0 | 0 | 0 | 0 | 0 | 0 | 0 | 0 | 0 | 0 | 0
F3_Commercial_WA - Miscellaneous_Existing_Water Heating_Natural Gas_Water Heater - Temperature Setback_A_Achievable Economic TRC Potential | F3 | Commercial | WA - Miscellaneous | Existing | Water Heating | Natural Gas | Water Heater - Temperature Setback | A | Integrated Unit Winter Peak Savings (kW) | Achievable Economic TRC Potential | 0 | 0 | 0 | 0 | 0 | 0 | 0 | 0 | 0 | 0 | 0 | 0 | 0 | 0 | 0 | 0 | 0 | 0 | 0 | 0 | 0 | 0 | 0 | 0 | 0 | 0 | 0
F4_Commercial_WA - Miscellaneous_Existing_Water Heating_Natural Gas_Water Heater - Temperature Setback_A_Achievable Economic TRC Potential | F4 | Commercial | WA - Miscellaneous | Existing | Water Heating | Natural Gas | Water Heater - Temperature Setback | A | Incremental Energy Savings (MWh or mTherms) | Achievable Economic TRC Potential | 0 | 0 | 0 | 2.8002 | 3.3842 | 1.3647 | 1.3831 | 1.2878 | 1.5203 | 0 | 0 | 0 | 0 | 0 | 0 | 0 | 0 | 0 | 0 | 0 | 0 | 0 | 0 | 0 | 0 | 0 | 0
F5_Commercial_WA - Miscellaneous_Existing_Water Heating_Natural Gas_Water Heater - Temperature Setback_A_Achievable Economic TRC Potential | F5 | Commercial | WA - Miscellaneous | Existing | Water Heating | Natural Gas | Water Heater - Temperature Setback | A | Incremental Summer Peak Savings (MW) | Achievable Economic TRC Potential | 0 | 0 | 0 | 0 | 0 | 0 | 0 | 0 | 0 | 0 | 0 | 0 | 0 | 0 | 0 | 0 | 0 | 0 | 0 | 0 | 0 | 0 | 0 | 0 | 0 | 0 | 0
F6_Commercial_WA - Miscellaneous_Existing_Water Heating_Natural Gas_Water Heater - Temperature Setback_A_Achievable Economic TRC Potential | F6 | Commercial | WA - Miscellaneous | Existing | Water Heating | Natural Gas | Water Heater - Temperature Setback | A | Incremental Winter Peak Savings (MW) | Achievable Economic TRC Potential | 0 | 0 | 0 | 0 | 0 | 0 | 0 | 0 | 0 | 0 | 0 | 0 | 0 | 0 | 0 | 0 | 0 | 0 | 0 | 0 | 0 | 0 | 0 | 0 | 0 | 0 | 0
F7_Commercial_WA - Miscellaneous_Existing_Water Heating_Natural Gas_Water Heater - Temperature Setback_A_Achievable Economic TRC Potential | F7 | Commercial | WA - Miscellaneous | Existing | Water Heating | Natural Gas | Water Heater - Temperature Setback | A | Cumulative Energy Savings (MWh or mTherms) | Achievable Economic TRC Potential | 0 | 0 | 0 | 2.8002 | 6.1404 | 7.415 | 8.6967 | 9.8739 | 11.2776 | 11.1563 | 11.0444 | 10.9418 | 10.8489 | 10.7708 | 10.7064 | 10.6408 | 10.5891 | 10.5495 | 10.518 | 10.4927 | 10.4744 | 10.4612 | 10.4516 | 10.4446 | 10.4359 | 10.4339 | 10.4323
F8_Commercial_WA - Miscellaneous_Existing_Water Heating_Natural Gas_Water Heater - Temperature Setback_A_Achievable Economic TRC Potential | F8 | Commercial | WA - Miscellaneous | Existing | Water Heating | Natural Gas | Water Heater - Temperature Setback | A | Cumulative Summer Peak Savings (MW) | Achievable Economic TRC Potential | 0 | 0 | 0 | 0 | 0 | 0 | 0 | 0 | 0 | 0 | 0 | 0 | 0 | 0 | 0 | 0 | 0 | 0 | 0 | 0 | 0 | 0 | 0 | 0 | 0 | 0 | 0
F9_Commercial_WA - Miscellaneous_Existing_Water Heating_Natural Gas_Water Heater - Temperature Setback_A_Achievable Economic TRC Potential | F9 | Commercial | WA - Miscellaneous | Existing | Water Heating | Natural Gas | Water Heater - Temperature Setback | A | Cumulative Winter Peak Savings (MW) | Achievable Economic TRC Potential | 0 | 0 | 0 | 0 | 0 | 0 | 0 | 0 | 0 | 0 | 0 | 0 | 0 | 0 | 0 | 0 | 0 | 0 | 0 | 0 | 0 | 0 | 0 | 0 | 0 | 0 | 0
F10_Commercial_WA - Miscellaneous_Existing_Water Heating_Natural Gas_Water Heater - Temperature Setback_A_Achievable Economic TRC Potential | F10 | Commercial | WA - Miscellaneous | Existing | Water Heating | Natural Gas | Water Heater - Temperature Setback | A | Purchases (Incremental) | Achievable Economic TRC Potential | 0 | 0 | 0 | 14.6464 | 17.9835 | 7.3601 | 7.5626 | 7.132 | 8.5204 | 0 | 0 | 0 | 0 | 0 | 0 | 0 | 0 | 0 | 0 | 0 | 0 | 0 | 0 | 0 | 0 | 0 | 0
F11_Commercial_WA - Miscellaneous_Existing_Water Heating_Natural Gas_Water Heater - Temperature Setback_A_Achievable Economic TRC Potential | F11 | Commercial | WA - Miscellaneous | Existing | Water Heating | Natural Gas | Water Heater - Temperature Setback | A | Purchases (Cumulative) | Achievable Economic TRC Potential | 0 | 0 | 0 | 14.6464 | 32.6299 | 39.9899 | 47.5526 | 54.6846 | 63.205 | 63.205 | 63.205 | 63.205 | 63.205 | 63.205 | 63.205 | 63.205 | 63.205 | 63.205 | 63.205 | 63.205 | 63.205 | 63.205 | 63.205 | 63.205 | 63.205 | 63.205 | 63.205
F1_Commercial_WA - Miscellaneous_Existing_Water Heating_Natural Gas_Water Heater - Faucet Aerators_A_Achievable Economic TRC Potential | F1 | Commercial | WA - Miscellaneous | Existing | Water Heating | Natural Gas | Water Heater - Faucet Aerators | A | Integrated Unit Energy Savings (kWh or therms) | Achievable Economic TRC Potential | 0 | 0 | 45.6693 | 44.6648 | 43.6779 | 42.7473 | 41.8353 | 40.9405 | 40.038 | 39.1847 | 38.3641 | 37.6088 | 36.9492 | 36.4219 | 36.1851 | 35.9632 | 35.7884 | 35.6546 | 35.5482 | 35.4628 | 35.4009 | 35.3562 | 35.3238 | 35.3002 | 35.2706 | 35.264 | 35.2586
F2_Commercial_WA - Miscellaneous_Existing_Water Heating_Natural Gas_Water Heater - Faucet Aerators_A_Achievable Economic TRC Potential | F2 | Commercial | WA - Miscellaneous | Existing | Water Heating | Natural Gas | Water Heater - Faucet Aerators | A | Integrated Unit Summer Peak Savings (kW) | Achievable Economic TRC Potential | 0 | 0 | 0 | 0 | 0 | 0 | 0 | 0 | 0 | 0 | 0 | 0 | 0 | 0 | 0 | 0 | 0 | 0 | 0 | 0 | 0 | 0 | 0 | 0 | 0 | 0 | 0
F3_Commercial_WA - Miscellaneous_Existing_Water Heating_Natural Gas_Water Heater - Faucet Aerators_A_Achievable Economic TRC Potential | F3 | Commercial | WA - Miscellaneous | Existing | Water Heating | Natural Gas | Water Heater - Faucet Aerators | A | Integrated Unit Winter Peak Savings (kW) | Achievable Economic TRC Potential | 0 | 0 | 0 | 0 | 0 | 0 | 0 | 0 | 0 | 0 | 0 | 0 | 0 | 0 | 0 | 0 | 0 | 0 | 0 | 0 | 0 | 0 | 0 | 0 | 0 | 0 | 0
F4_Commercial_WA - Miscellaneous_Existing_Water Heating_Natural Gas_Water Heater - Faucet Aerators_A_Achievable Economic TRC Potential | F4 | Commercial | WA - Miscellaneous | Existing | Water Heating | Natural Gas | Water Heater - Faucet Aerators | A | Incremental Energy Savings (MWh or mTherms) | Achievable Economic TRC Potential | 0 | 0 | 0 | 0 | 0 | 0 | 0 | 0 | 0 | 0 | 0 | 0 | 0 | 0 | 0 | 0 | 0 | 0 | 0 | 0 | 0 | 0 | 0 | 0 | 0 | 0 | 0
F5_Commercial_WA - Miscellaneous_Existing_Water Heating_Natural Gas_Water Heater - Faucet Aerators_A_Achievable Economic TRC Potential | F5 | Commercial | WA - Miscellaneous | Existing | Water Heating | Natural Gas | Water Heater - Faucet Aerators | A | Incremental Summer Peak Savings (MW) | Achievable Economic TRC Potential | 0 | 0 | 0 | 0 | 0 | 0 | 0 | 0 | 0 | 0 | 0 | 0 | 0 | 0 | 0 | 0 | 0 | 0 | 0 | 0 | 0 | 0 | 0 | 0 | 0 | 0 | 0
F6_Commercial_WA - Miscellaneous_Existing_Water Heating_Natural Gas_Water Heater - Faucet Aerators_A_Achievable Economic TRC Potential | F6 | Commercial | WA - Miscellaneous | Existing | Water Heating | Natural Gas | Water Heater - Faucet Aerators | A | Incremental Winter Peak Savings (MW) | Achievable Economic TRC Potential | 0 | 0 | 0 | 0 | 0 | 0 | 0 | 0 | 0 | 0 | 0 | 0 | 0 | 0 | 0 | 0 | 0 | 0 | 0 | 0 | 0 | 0 | 0 | 0 | 0 | 0 | 0
F7_Commercial_WA - Miscellaneous_Existing_Water Heating_Natural Gas_Water Heater - Faucet Aerators_A_Achievable Economic TRC Potential | F7 | Commercial | WA - Miscellaneous | Existing | Water Heating | Natural Gas | Water Heater - Faucet Aerators | A | Cumulative Energy Savings (MWh or mTherms) | Achievable Economic TRC Potential | 0 | 0 | 0 | 0 | 0 | 0 | 0 | 0 | 0 | 0 | 0 | 0 | 0 | 0 | 0 | 0 | 0 | 0 | 0 | 0 | 0 | 0 | 0 | 0 | 0 | 0 | 0
F8_Commercial_WA - Miscellaneous_Existing_Water Heating_Natural Gas_Water Heater - Faucet Aerators_A_Achievable Economic TRC Potential | F8 | Commercial | WA - Miscellaneous | Existing | Water Heating | Natural Gas | Water Heater - Faucet Aerators | A | Cumulative Summer Peak Savings (MW) | Achievable Economic TRC Potential | 0 | 0 | 0 | 0 | 0 | 0 | 0 | 0 | 0 | 0 | 0 | 0 | 0 | 0 | 0 | 0 | 0 | 0 | 0 | 0 | 0 | 0 | 0 | 0 | 0 | 0 | 0
F9_Commercial_WA - Miscellaneous_Existing_Water Heating_Natural Gas_Water Heater - Faucet Aerators_A_Achievable Economic TRC Potential | F9 | Commercial | WA - Miscellaneous | Existing | Water Heating | Natural Gas | Water Heater - Faucet Aerators | A | Cumulative Winter Peak Savings (MW) | Achievable Economic TRC Potential | 0 | 0 | 0 | 0 | 0 | 0 | 0 | 0 | 0 | 0 | 0 | 0 | 0 | 0 | 0 | 0 | 0 | 0 | 0 | 0 | 0 | 0 | 0 | 0 | 0 | 0 | 0
F10_Commercial_WA - Miscellaneous_Existing_Water Heating_Natural Gas_Water Heater - Faucet Aerators_A_Achievable Economic TRC Potential | F10 | Commercial | WA - Miscellaneous | Existing | Water Heating | Natural Gas | Water Heater - Faucet Aerators | A | Purchases (Incremental) | Achievable Economic TRC Potential | 0 | 0 | 0 | 0 | 0 | 0 | 0 | 0 | 0 | 0 | 0 | 0 | 0 | 0 | 0 | 0 | 0 | 0 | 0 | 0 | 0 | 0 | 0 | 0 | 0 | 0 | 0
F11_Commercial_WA - Miscellaneous_Existing_Water Heating_Natural Gas_Water Heater - Faucet Aerators_A_Achievable Economic TRC Potential | F11 | Commercial | WA - Miscellaneous | Existing | Water Heating | Natural Gas | Water Heater - Faucet Aerators | A | Purchases (Cumulative) | Achievable Economic TRC Potential | 0 | 0 | 0 | 0 | 0 | 0 | 0 | 0 | 0 | 0 | 0 | 0 | 0 | 0 | 0 | 0 | 0 | 0 | 0 | 0 | 0 | 0 | 0 | 0 | 0 | 0 | 0
F1_Commercial_WA - Miscellaneous_Existing_Water Heating_Natural Gas_Water Heater - Low-Flow Showerheads_A_Achievable Economic TRC Potential | F1 | Commercial | WA - Miscellaneous | Existing | Water Heating | Natural Gas | Water Heater - Low-Flow Showerheads | A | Integrated Unit Energy Savings (kWh or therms) | Achievable Economic TRC Potential | 0 | 0 | 1257.2665 | 1236.1351 | 1216.7278 | 1198.8667 | 1182.4677 | 1167.4334 | 1153.6564 | 1141.2466 | 1129.7966 | 1119.3051 | 1109.7962 | 1101.8071 | 1095.2262 | 1088.5109 | 1083.2189 | 1079.1686 | 1075.9493 | 1073.3648 | 1071.491 | 1070.1367 | 1069.1565 | 1068.4427 | 1067.5475 | 1067.346 | 1067.1848
F2_Commercial_WA - Miscellaneous_Existing_Water Heating_Natural Gas_Water Heater - Low-Flow Showerheads_A_Achievable Economic TRC Potential | F2 | Commercial | WA - Miscellaneous | Existing | Water Heating | Natural Gas | Water Heater - Low-Flow Showerheads | A | Integrated Unit Summer Peak Savings (kW) | Achievable Economic TRC Potential | 0 | 0 | 0 | 0 | 0 | 0 | 0 | 0 | 0 | 0 | 0 | 0 | 0 | 0 | 0 | 0 | 0 | 0 | 0 | 0 | 0 | 0 | 0 | 0 | 0 | 0 | 0
F3_Commercial_WA - Miscellaneous_Existing_Water Heating_Natural Gas_Water Heater - Low-Flow Showerheads_A_Achievable Economic TRC Potential | F3 | Commercial | WA - Miscellaneous | Existing | Water Heating | Natural Gas | Water Heater - Low-Flow Showerheads | A | Integrated Unit Winter Peak Savings (kW) | Achievable Economic TRC Potential | 0 | 0 | 0 | 0 | 0 | 0 | 0 | 0 | 0 | 0 | 0 | 0 | 0 | 0 | 0 | 0 | 0 | 0 | 0 | 0 | 0 | 0 | 0 | 0 | 0 | 0 | 0
F4_Commercial_WA - Miscellaneous_Existing_Water Heating_Natural Gas_Water Heater - Low-Flow Showerheads_A_Achievable Economic TRC Potential | F4 | Commercial | WA - Miscellaneous | Existing | Water Heating | Natural Gas | Water Heater - Low-Flow Showerheads | A | Incremental Energy Savings (MWh or mTherms) | Achievable Economic TRC Potential | 0 | 0 | 0 | 0 | 0 | 0 | 0 | 0 | 0 | 0 | 0 | 0 | 0 | 0 | 0 | 0 | 0 | 0 | 0 | 0 | 0 | 0 | 0 | 0 | 0 | 0 | 0
F5_Commercial_WA - Miscellaneous_Existing_Water Heating_Natural Gas_Water Heater - Low-Flow Showerheads_A_Achievable Economic TRC Potential | F5 | Commercial | WA - Miscellaneous | Existing | Water Heating | Natural Gas | Water Heater - Low-Flow Showerheads | A | Incremental Summer Peak Savings (MW) | Achievable Economic TRC Potential | 0 | 0 | 0 | 0 | 0 | 0 | 0 | 0 | 0 | 0 | 0 | 0 | 0 | 0 | 0 | 0 | 0 | 0 | 0 | 0 | 0 | 0 | 0 | 0 | 0 | 0 | 0
F6_Commercial_WA - Miscellaneous_Existing_Water Heating_Natural Gas_Water Heater - Low-Flow Showerheads_A_Achievable Economic TRC Potential | F6 | Commercial | WA - Miscellaneous | Existing | Water Heating | Natural Gas | Water Heater - Low-Flow Showerheads | A | Incremental Winter Peak Savings (MW) | Achievable Economic TRC Potential | 0 | 0 | 0 | 0 | 0 | 0 | 0 | 0 | 0 | 0 | 0 | 0 | 0 | 0 | 0 | 0 | 0 | 0 | 0 | 0 | 0 | 0 | 0 | 0 | 0 | 0 | 0
F7_Commercial_WA - Miscellaneous_Existing_Water Heating_Natural Gas_Water Heater - Low-Flow Showerheads_A_Achievable Economic TRC Potential | F7 | Commercial | WA - Miscellaneous | Existing | Water Heating | Natural Gas | Water Heater - Low-Flow Showerheads | A | Cumulative Energy Savings (MWh or mTherms) | Achievable Economic TRC Potential | 0 | 0 | 0 | 0 | 0 | 0 | 0 | 0 | 0 | 0 | 0 | 0 | 0 | 0 | 0 | 0 | 0 | 0 | 0 | 0 | 0 | 0 | 0 | 0 | 0 | 0 | 0
F8_Commercial_WA - Miscellaneous_Existing_Water Heating_Natural Gas_Water Heater - Low-Flow Showerheads_A_Achievable Economic TRC Potential | F8 | Commercial | WA - Miscellaneous | Existing | Water Heating | Natural Gas | Water Heater - Low-Flow Showerheads | A | Cumulative Summer Peak Savings (MW) | Achievable Economic TRC Potential | 0 | 0 | 0 | 0 | 0 | 0 | 0 | 0 | 0 | 0 | 0 | 0 | 0 | 0 | 0 | 0 | 0 | 0 | 0 | 0 | 0 | 0 | 0 | 0 | 0 | 0 | 0
F9_Commercial_WA - Miscellaneous_Existing_Water Heating_Natural Gas_Water Heater - Low-Flow Showerheads_A_Achievable Economic TRC Potential | F9 | Commercial | WA - Miscellaneous | Existing | Water Heating | Natural Gas | Water Heater - Low-Flow Showerheads | A | Cumulative Winter Peak Savings (MW) | Achievable Economic TRC Potential | 0 | 0 | 0 | 0 | 0 | 0 | 0 | 0 | 0 | 0 | 0 | 0 | 0 | 0 | 0 | 0 | 0 | 0 | 0 | 0 | 0 | 0 | 0 | 0 | 0 | 0 | 0
F10_Commercial_WA - Miscellaneous_Existing_Water Heating_Natural Gas_Water Heater - Low-Flow Showerheads_A_Achievable Economic TRC Potential | F10 | Commercial | WA - Miscellaneous | Existing | Water Heating | Natural Gas | Water Heater - Low-Flow Showerheads | A | Purchases (Incremental) | Achievable Economic TRC Potential | 0 | 0 | 0 | 0 | 0 | 0 | 0 | 0 | 0 | 0 | 0 | 0 | 0 | 0 | 0 | 0 | 0 | 0 | 0 | 0 | 0 | 0 | 0 | 0 | 0 | 0 | 0
F11_Commercial_WA - Miscellaneous_Existing_Water Heating_Natural Gas_Water Heater - Low-Flow Showerheads_A_Achievable Economic TRC Potential | F11 | Commercial | WA - Miscellaneous | Existing | Water Heating | Natural Gas | Water Heater - Low-Flow Showerheads | A | Purchases (Cumulative) | Achievable Economic TRC Potential | 0 | 0 | 0 | 0 | 0 | 0 | 0 | 0 | 0 | 0 | 0 | 0 | 0 | 0 | 0 | 0 | 0 | 0 | 0 | 0 | 0 | 0 | 0 | 0 | 0 | 0 | 0
F1_Commercial_WA - Miscellaneous_Existing_Water Heating_Natural Gas_Water Heater - Tank Blanket/Insulation_A_Achievable Economic TRC Potential | F1 | Commercial | WA - Miscellaneous | Existing | Water Heating | Natural Gas | Water Heater - Tank Blanket/Insulation | A | Integrated Unit Energy Savings (kWh or therms) | Achievable Economic TRC Potential | 0 | 0 | 375.6839 | 369.6351 | 364.1531 | 359.1956 | 354.7278 | 350.7206 | 347.1647 | 344.0652 | 341.2577 | 338.6926 | 336.3317 | 334.3084 | 332.5835 | 330.7063 | 329.1738 | 327.943 | 326.9647 | 326.1793 | 325.6099 | 325.1983 | 324.9004 | 324.6835 | 324.4115 | 324.3502 | 324.3013
F2_Commercial_WA - Miscellaneous_Existing_Water Heating_Natural Gas_Water Heater - Tank Blanket/Insulation_A_Achievable Economic TRC Potential | F2 | Commercial | WA - Miscellaneous | Existing | Water Heating | Natural Gas | Water Heater - Tank Blanket/Insulation | A | Integrated Unit Summer Peak Savings (kW) | Achievable Economic TRC Potential | 0 | 0 | 0 | 0 | 0 | 0 | 0 | 0 | 0 | 0 | 0 | 0 | 0 | 0 | 0 | 0 | 0 | 0 | 0 | 0 | 0 | 0 | 0 | 0 | 0 | 0 | 0
F3_Commercial_WA - Miscellaneous_Existing_Water Heating_Natural Gas_Water Heater - Tank Blanket/Insulation_A_Achievable Economic TRC Potential | F3 | Commercial | WA - Miscellaneous | Existing | Water Heating | Natural Gas | Water Heater - Tank Blanket/Insulation | A | Integrated Unit Winter Peak Savings (kW) | Achievable Economic TRC Potential | 0 | 0 | 0 | 0 | 0 | 0 | 0 | 0 | 0 | 0 | 0 | 0 | 0 | 0 | 0 | 0 | 0 | 0 | 0 | 0 | 0 | 0 | 0 | 0 | 0 | 0 | 0
F4_Commercial_WA - Miscellaneous_Existing_Water Heating_Natural Gas_Water Heater - Tank Blanket/Insulation_A_Achievable Economic TRC Potential | F4 | Commercial | WA - Miscellaneous | Existing | Water Heating | Natural Gas | Water Heater - Tank Blanket/Insulation | A | Incremental Energy Savings (MWh or mTherms) | Achievable Economic TRC Potential | 0 | 0 | 0 | 1.5923 | 1.9261 | 2.3249 | 2.6653 | 3.0057 | 3.4784 | 3.7818 | 3.8319 | 3.5839 | 3.0592 | 2.3531 | 1.6066 | 0.95595 | 0.44443 | 0 | 0 | 0 | 0 | 0 | 0 | 0 | 0 | 0 | 0
F5_Commercial_WA - Miscellaneous_Existing_Water Heating_Natural Gas_Water Heater - Tank Blanket/Insulation_A_Achievable Economic TRC Potential | F5 | Commercial | WA - Miscellaneous | Existing | Water Heating | Natural Gas | Water Heater - Tank Blanket/Insulation | A | Incremental Summer Peak Savings (MW) | Achievable Economic TRC Potential | 0 | 0 | 0 | 0 | 0 | 0 | 0 | 0 | 0 | 0 | 0 | 0 | 0 | 0 | 0 | 0 | 0 | 0 | 0 | 0 | 0 | 0 | 0 | 0 | 0 | 0 | 0
F6_Commercial_WA - Miscellaneous_Existing_Water Heating_Natural Gas_Water Heater - Tank Blanket/Insulation_A_Achievable Economic TRC Potential | F6 | Commercial | WA - Miscellaneous | Existing | Water Heating | Natural Gas | Water Heater - Tank Blanket/Insulation | A | Incremental Winter Peak Savings (MW) | Achievable Economic TRC Potential | 0 | 0 | 0 | 0 | 0 | 0 | 0 | 0 | 0 | 0 | 0 | 0 | 0 | 0 | 0 | 0 | 0 | 0 | 0 | 0 | 0 | 0 | 0 | 0 | 0 | 0 | 0
F7_Commercial_WA - Miscellaneous_Existing_Water Heating_Natural Gas_Water Heater - Tank Blanket/Insulation_A_Achievable Economic TRC Potential | F7 | Commercial | WA - Miscellaneous | Existing | Water Heating | Natural Gas | Water Heater - Tank Blanket/Insulation | A | Cumulative Energy Savings (MWh or mTherms) | Achievable Economic TRC Potential | 0 | 0 | 0 | 1.5923 | 3.4948 | 5.7721 | 8.3656 | 11.2768 | 14.6409 | 18.292 | 21.9746 | 25.3934 | 28.2756 | 30.4586 | 31.908 | 32.6839 | 32.9768 | 32.8535 | 32.7555 | 32.6769 | 32.6198 | 32.5786 | 32.5487 | 32.527 | 32.4998 | 32.4936 | 32.4887
F8_Commercial_WA - Miscellaneous_Existing_Water Heating_Natural Gas_Water Heater - Tank Blanket/Insulation_A_Achievable Economic TRC Potential | F8 | Commercial | WA - Miscellaneous | Existing | Water Heating | Natural Gas | Water Heater - Tank Blanket/Insulation | A | Cumulative Summer Peak Savings (MW) | Achievable Economic TRC Potential | 0 | 0 | 0 | 0 | 0 | 0 | 0 | 0 | 0 | 0 | 0 | 0 | 0 | 0 | 0 | 0 | 0 | 0 | 0 | 0 | 0 | 0 | 0 | 0 | 0 | 0 | 0
F9_Commercial_WA - Miscellaneous_Existing_Water Heating_Natural Gas_Water Heater - Tank Blanket/Insulation_A_Achievable Economic TRC Potential | F9 | Commercial | WA - Miscellaneous | Existing | Water Heating | Natural Gas | Water Heater - Tank Blanket/Insulation | A | Cumulative Winter Peak Savings (MW) | Achievable Economic TRC Potential | 0 | 0 | 0 | 0 | 0 | 0 | 0 | 0 | 0 | 0 | 0 | 0 | 0 | 0 | 0 | 0 | 0 | 0 | 0 | 0 | 0 | 0 | 0 | 0 | 0 | 0 | 0
F10_Commercial_WA - Miscellaneous_Existing_Water Heating_Natural Gas_Water Heater - Tank Blanket/Insulation_A_Achievable Economic TRC Potential | F10 | Commercial | WA - Miscellaneous | Existing | Water Heating | Natural Gas | Water Heater - Tank Blanket/Insulation | A | Purchases (Incremental) | Achievable Economic TRC Potential | 0 | 0 | 0 | 4.3078 | 5.2893 | 6.4725 | 7.5135 | 8.5702 | 10.0195 | 10.9916 | 11.2287 | 10.5817 | 9.0959 | 7.0388 | 4.8305 | 2.8906 | 1.3501 | 0 | 0 | 0 | 0 | 0 | 0 | 0 | 0 | 0 | 0
F11_Commercial_WA - Miscellaneous_Existing_Water Heating_Natural Gas_Water Heater - Tank Blanket/Insulation_A_Achievable Economic TRC Potential | F11 | Commercial | WA - Miscellaneous | Existing | Water Heating | Natural Gas | Water Heater - Tank Blanket/Insulation | A | Purchases (Cumulative) | Achievable Economic TRC Potential | 0 | 0 | 0 | 4.3078 | 9.597 | 16.0695 | 23.5831 | 32.1532 | 42.1728 | 53.1643 | 64.393 | 74.9747 | 84.0706 | 91.1093 | 95.9399 | 98.8305 | 100.1806 | 100.1806 | 100.1806 | 100.1806 | 100.1806 | 100.1806 | 100.1806 | 100.1806 | 100.1806 | 100.1806 | 100.1806
F1_Commercial_WA - Miscellaneous_Existing_Water Heating_Natural Gas_Water Heater - Drainwater Heat Recovery_A_Achievable Economic TRC Potential | F1 | Commercial | WA - Miscellaneous | Existing | Water Heating | Natural Gas | Water Heater - Drainwater Heat Recovery | A | Integrated Unit Energy Savings (kWh or therms) | Achievable Economic TRC Potential | 0 | 0 | 234.0116 | 228.4978 | 223.0245 | 217.7802 | 212.5877 | 207.4444 | 202.2013 | 197.1824 | 192.3059 | 187.8103 | 183.91 | 180.8221 | 179.3317 | 178.0185 | 177.0606 | 176.3986 | 175.8724 | 175.4499 | 175.1436 | 174.9223 | 174.762 | 174.6454 | 174.499 | 174.4661 | 174.4397
F2_Commercial_WA - Miscellaneous_Existing_Water Heating_Natural Gas_Water Heater - Drainwater Heat Recovery_A_Achievable Economic TRC Potential | F2 | Commercial | WA - Miscellaneous | Existing | Water Heating | Natural Gas | Water Heater - Drainwater Heat Recovery | A | Integrated Unit Summer Peak Savings (kW) | Achievable Economic TRC Potential | 0 | 0 | 0 | 0 | 0 | 0 | 0 | 0 | 0 | 0 | 0 | 0 | 0 | 0 | 0 | 0 | 0 | 0 | 0 | 0 | 0 | 0 | 0 | 0 | 0 | 0 | 0
F3_Commercial_WA - Miscellaneous_Existing_Water Heating_Natural Gas_Water Heater - Drainwater Heat Recovery_A_Achievable Economic TRC Potential | F3 | Commercial | WA - Miscellaneous | Existing | Water Heating | Natural Gas | Water Heater - Drainwater Heat Recovery | A | Integrated Unit Winter Peak Savings (kW) | Achievable Economic TRC Potential | 0 | 0 | 0 | 0 | 0 | 0 | 0 | 0 | 0 | 0 | 0 | 0 | 0 | 0 | 0 | 0 | 0 | 0 | 0 | 0 | 0 | 0 | 0 | 0 | 0 | 0 | 0
F4_Commercial_WA - Miscellaneous_Existing_Water Heating_Natural Gas_Water Heater - Drainwater Heat Recovery_A_Achievable Economic TRC Potential | F4 | Commercial | WA - Miscellaneous | Existing | Water Heating | Natural Gas | Water Heater - Drainwater Heat Recovery | A | Incremental Energy Savings (MWh or mTherms) | Achievable Economic TRC Potential | 0 | 0 | 0 | 0 | 0 | 0 | 0 | 0 | 0 | 0 | 0 | 0 | 0 | 0 | 0 | 0 | 0 | 0 | 0 | 0 | 0 | 0 | 0 | 0 | 0 | 0 | 0
F5_Commercial_WA - Miscellaneous_Existing_Water Heating_Natural Gas_Water Heater - Drainwater Heat Recovery_A_Achievable Economic TRC Potential | F5 | Commercial | WA - Miscellaneous | Existing | Water Heating | Natural Gas | Water Heater - Drainwater Heat Recovery | A | Incremental Summer Peak Savings (MW) | Achievable Economic TRC Potential | 0 | 0 | 0 | 0 | 0 | 0 | 0 | 0 | 0 | 0 | 0 | 0 | 0 | 0 | 0 | 0 | 0 | 0 | 0 | 0 | 0 | 0 | 0 | 0 | 0 | 0 | 0
F6_Commercial_WA - Miscellaneous_Existing_Water Heating_Natural Gas_Water Heater - Drainwater Heat Recovery_A_Achievable Economic TRC Potential | F6 | Commercial | WA - Miscellaneous | Existing | Water Heating | Natural Gas | Water Heater - Drainwater Heat Recovery | A | Incremental Winter Peak Savings (MW) | Achievable Economic TRC Potential | 0 | 0 | 0 | 0 | 0 | 0 | 0 | 0 | 0 | 0 | 0 | 0 | 0 | 0 | 0 | 0 | 0 | 0 | 0 | 0 | 0 | 0 | 0 | 0 | 0 | 0 | 0
F7_Commercial_WA - Miscellaneous_Existing_Water Heating_Natural Gas_Water Heater - Drainwater Heat Recovery_A_Achievable Economic TRC Potential | F7 | Commercial | WA - Miscellaneous | Existing | Water Heating | Natural Gas | Water Heater - Drainwater Heat Recovery | A | Cumulative Energy Savings (MWh or mTherms) | Achievable Economic TRC Potential | 0 | 0 | 0 | 0 | 0 | 0 | 0 | 0 | 0 | 0 | 0 | 0 | 0 | 0 | 0 | 0 | 0 | 0 | 0 | 0 | 0 | 0 | 0 | 0 | 0 | 0 | 0
F8_Commercial_WA - Miscellaneous_Existing_Water Heating_Natural Gas_Water Heater - Drainwater Heat Recovery_A_Achievable Economic TRC Potential | F8 | Commercial | WA - Miscellaneous | Existing | Water Heating | Natural Gas | Water Heater - Drainwater Heat Recovery | A | Cumulative Summer Peak Savings (MW) | Achievable Economic TRC Potential | 0 | 0 | 0 | 0 | 0 | 0 | 0 | 0 | 0 | 0 | 0 | 0 | 0 | 0 | 0 | 0 | 0 | 0 | 0 | 0 | 0 | 0 | 0 | 0 | 0 | 0 | 0
F9_Commercial_WA - Miscellaneous_Existing_Water Heating_Natural Gas_Water Heater - Drainwater Heat Recovery_A_Achievable Economic TRC Potential | F9 | Commercial | WA - Miscellaneous | Existing | Water Heating | Natural Gas | Water Heater - Drainwater Heat Recovery | A | Cumulative Winter Peak Savings (MW) | Achievable Economic TRC Potential | 0 | 0 | 0 | 0 | 0 | 0 | 0 | 0 | 0 | 0 | 0 | 0 | 0 | 0 | 0 | 0 | 0 | 0 | 0 | 0 | 0 | 0 | 0 | 0 | 0 | 0 | 0
F10_Commercial_WA - Miscellaneous_Existing_Water Heating_Natural Gas_Water Heater - Drainwater Heat Recovery_A_Achievable Economic TRC Potential | F10 | Commercial | WA - Miscellaneous | Existing | Water Heating | Natural Gas | Water Heater - Drainwater Heat Recovery | A | Purchases (Incremental) | Achievable Economic TRC Potential | 0 | 0 | 0 | 0 | 0 | 0 | 0 | 0 | 0 | 0 | 0 | 0 | 0 | 0 | 0 | 0 | 0 | 0 | 0 | 0 | 0 | 0 | 0 | 0 | 0 | 0 | 0
F11_Commercial_WA - Miscellaneous_Existing_Water Heating_Natural Gas_Water Heater - Drainwater Heat Recovery_A_Achievable Economic TRC Potential | F11 | Commercial | WA - Miscellaneous | Existing | Water Heating | Natural Gas | Water Heater - Drainwater Heat Recovery | A | Purchases (Cumulative) | Achievable Economic TRC Potential | 0 | 0 | 0 | 0 | 0 | 0 | 0 | 0 | 0 | 0 | 0 | 0 | 0 | 0 | 0 | 0 | 0 | 0 | 0 | 0 | 0 | 0 | 0 | 0 | 0 | 0 | 0
F1_Commercial_WA - Miscellaneous_Existing_Water Heating_Natural Gas_Water Heater - Circulation Pump Controls_A_Achievable Economic TRC Potential | F1 | Commercial | WA - Miscellaneous | Existing | Water Heating | Natural Gas | Water Heater - Circulation Pump Controls | A | Integrated Unit Energy Savings (kWh or therms) | Achievable Economic TRC Potential | 0 | 0 | 12287.1197 | 12065.3387 | 11857.4622 | 11675.9591 | 11508.7059 | 11355.3595 | 11213.0659 | 11092.4474 | 10981.1579 | 10879.1853 | 10786.7628 | 10709.1118 | 10645.1482 | 10579.8781 | 10528.4417 | 10489.0744 | 10457.7843 | 10432.6643 | 10414.4516 | 10401.2886 | 10391.7612 | 10384.8236 | 10376.1222 | 10374.1636 | 10372.5967
F2_Commercial_WA - Miscellaneous_Existing_Water Heating_Natural Gas_Water Heater - Circulation Pump Controls_A_Achievable Economic TRC Potential | F2 | Commercial | WA - Miscellaneous | Existing | Water Heating | Natural Gas | Water Heater - Circulation Pump Controls | A | Integrated Unit Summer Peak Savings (kW) | Achievable Economic TRC Potential | 0 | 0 | 0 | 0 | 0 | 0 | 0 | 0 | 0 | 0 | 0 | 0 | 0 | 0 | 0 | 0 | 0 | 0 | 0 | 0 | 0 | 0 | 0 | 0 | 0 | 0 | 0
F3_Commercial_WA - Miscellaneous_Existing_Water Heating_Natural Gas_Water Heater - Circulation Pump Controls_A_Achievable Economic TRC Potential | F3 | Commercial | WA - Miscellaneous | Existing | Water Heating | Natural Gas | Water Heater - Circulation Pump Controls | A | Integrated Unit Winter Peak Savings (kW) | Achievable Economic TRC Potential | 0 | 0 | 0 | 0 | 0 | 0 | 0 | 0 | 0 | 0 | 0 | 0 | 0 | 0 | 0 | 0 | 0 | 0 | 0 | 0 | 0 | 0 | 0 | 0 | 0 | 0 | 0
F4_Commercial_WA - Miscellaneous_Existing_Water Heating_Natural Gas_Water Heater - Circulation Pump Controls_A_Achievable Economic TRC Potential | F4 | Commercial | WA - Miscellaneous | Existing | Water Heating | Natural Gas | Water Heater - Circulation Pump Controls | A | Incremental Energy Savings (MWh or mTherms) | Achievable Economic TRC Potential | 0 | 0 | 0 | 8.891 | 10.7286 | 12.9277 | 14.7921 | 16.6475 | 19.219 | 20.8567 | 21.0929 | 19.6929 | 16.7839 | 12.8946 | 0.95198 | 0 | 0 | 0 | 0 | 0 | 0 | 0 | 0 | 0 | 0 | 0 | 0
F5_Commercial_WA - Miscellaneous_Existing_Water Heating_Natural Gas_Water Heater - Circulation Pump Controls_A_Achievable Economic TRC Potential | F5 | Commercial | WA - Miscellaneous | Existing | Water Heating | Natural Gas | Water Heater - Circulation Pump Controls | A | Incremental Summer Peak Savings (MW) | Achievable Economic TRC Potential | 0 | 0 | 0 | 0 | 0 | 0 | 0 | 0 | 0 | 0 | 0 | 0 | 0 | 0 | 0 | 0 | 0 | 0 | 0 | 0 | 0 | 0 | 0 | 0 | 0 | 0 | 0
F6_Commercial_WA - Miscellaneous_Existing_Water Heating_Natural Gas_Water Heater - Circulation Pump Controls_A_Achievable Economic TRC Potential | F6 | Commercial | WA - Miscellaneous | Existing | Water Heating | Natural Gas | Water Heater - Circulation Pump Controls | A | Incremental Winter Peak Savings (MW) | Achievable Economic TRC Potential | 0 | 0 | 0 | 0 | 0 | 0 | 0 | 0 | 0 | 0 | 0 | 0 | 0 | 0 | 0 | 0 | 0 | 0 | 0 | 0 | 0 | 0 | 0 | 0 | 0 | 0 | 0
F7_Commercial_WA - Miscellaneous_Existing_Water Heating_Natural Gas_Water Heater - Circulation Pump Controls_A_Achievable Economic TRC Potential | F7 | Commercial | WA - Miscellaneous | Existing | Water Heating | Natural Gas | Water Heater - Circulation Pump Controls | A | Cumulative Energy Savings (MWh or mTherms) | Achievable Economic TRC Potential | 0 | 0 | 0 | 8.891 | 19.4664 | 32.0962 | 46.4286 | 62.4574 | 80.8937 | 100.8803 | 120.961 | 139.5307 | 155.1292 | 166.9071 | 166.8622 | 165.8391 | 165.0328 | 164.4157 | 163.9252 | 163.5315 | 163.246 | 163.0397 | 162.8903 | 162.7816 | 162.6452 | 162.6145 | 162.5899
F8_Commercial_WA - Miscellaneous_Existing_Water Heating_Natural Gas_Water Heater - Circulation Pump Controls_A_Achievable Economic TRC Potential | F8 | Commercial | WA - Miscellaneous | Existing | Water Heating | Natural Gas | Water Heater - Circulation Pump Controls | A | Cumulative Summer Peak Savings (MW) | Achievable Economic TRC Potential | 0 | 0 | 0 | 0 | 0 | 0 | 0 | 0 | 0 | 0 | 0 | 0 | 0 | 0 | 0 | 0 | 0 | 0 | 0 | 0 | 0 | 0 | 0 | 0 | 0 | 0 | 0
F9_Commercial_WA - Miscellaneous_Existing_Water Heating_Natural Gas_Water Heater - Circulation Pump Controls_A_Achievable Economic TRC Potential | F9 | Commercial | WA - Miscellaneous | Existing | Water Heating | Natural Gas | Water Heater - Circulation Pump Controls | A | Cumulative Winter Peak Savings (MW) | Achievable Economic TRC Potential | 0 | 0 | 0 | 0 | 0 | 0 | 0 | 0 | 0 | 0 | 0 | 0 | 0 | 0 | 0 | 0 | 0 | 0 | 0 | 0 | 0 | 0 | 0 | 0 | 0 | 0 | 0
F10_Commercial_WA - Miscellaneous_Existing_Water Heating_Natural Gas_Water Heater - Circulation Pump Controls_A_Achievable Economic TRC Potential | F10 | Commercial | WA - Miscellaneous | Existing | Water Heating | Natural Gas | Water Heater - Circulation Pump Controls | A | Purchases (Incremental) | Achievable Economic TRC Potential | 0 | 0 | 0 | 0.7369 | 0.9048 | 1.1072 | 1.2853 | 1.466 | 1.714 | 1.8803 | 1.9208 | 1.8101 | 1.556 | 1.2041 | 0.089429 | 0 | 0 | 0 | 0 | 0 | 0 | 0 | 0 | 0 | 0 | 0 | 0
F11_Commercial_WA - Miscellaneous_Existing_Water Heating_Natural Gas_Water Heater - Circulation Pump Controls_A_Achievable Economic TRC Potential | F11 | Commercial | WA - Miscellaneous | Existing | Water Heating | Natural Gas | Water Heater - Circulation Pump Controls | A | Purchases (Cumulative) | Achievable Economic TRC Potential | 0 | 0 | 0 | 0.7369 | 1.6417 | 2.7489 | 4.0342 | 5.5003 | 7.2142 | 9.0945 | 11.0153 | 12.8255 | 14.3814 | 15.5855 | 15.6749 | 15.6749 | 15.6749 | 15.6749 | 15.6749 | 15.6749 | 15.6749 | 15.6749 | 15.6749 | 15.6749 | 15.6749 | 15.6749 | 15.6749
F1_Commercial_WA - Miscellaneous_Existing_Water Heating_Natural Gas_Water Heater - Pipe Insulation_A_Achievable Economic TRC Potential | F1 | Commercial | WA - Miscellaneous | Existing | Water Heating | Natural Gas | Water Heater - Pipe Insulation | A | Integrated Unit Energy Savings (kWh or therms) | Achievable Economic TRC Potential | 0 | 0 | 9.3932 | 9.1719 | 8.9522 | 8.7417 | 8.5332 | 8.3268 | 8.1163 | 7.9149 | 7.7191 | 7.5387 | 7.3821 | 7.2582 | 7.1983 | 7.1456 | 7.1072 | 7.0806 | 7.0595 | 7.0425 | 7.0302 | 7.0213 | 7.0149 | 7.0102 | 7.0044 | 7.003 | 7.002
F2_Commercial_WA - Miscellaneous_Existing_Water Heating_Natural Gas_Water Heater - Pipe Insulation_A_Achievable Economic TRC Potential | F2 | Commercial | WA - Miscellaneous | Existing | Water Heating | Natural Gas | Water Heater - Pipe Insulation | A | Integrated Unit Summer Peak Savings (kW) | Achievable Economic TRC Potential | 0 | 0 | 0 | 0 | 0 | 0 | 0 | 0 | 0 | 0 | 0 | 0 | 0 | 0 | 0 | 0 | 0 | 0 | 0 | 0 | 0 | 0 | 0 | 0 | 0 | 0 | 0
F3_Commercial_WA - Miscellaneous_Existing_Water Heating_Natural Gas_Water Heater - Pipe Insulation_A_Achievable Economic TRC Potential | F3 | Commercial | WA - Miscellaneous | Existing | Water Heating | Natural Gas | Water Heater - Pipe Insulation | A | Integrated Unit Winter Peak Savings (kW) | Achievable Economic TRC Potential | 0 | 0 | 0 | 0 | 0 | 0 | 0 | 0 | 0 | 0 | 0 | 0 | 0 | 0 | 0 | 0 | 0 | 0 | 0 | 0 | 0 | 0 | 0 | 0 | 0 | 0 | 0
F4_Commercial_WA - Miscellaneous_Existing_Water Heating_Natural Gas_Water Heater - Pipe Insulation_A_Achievable Economic TRC Potential | F4 | Commercial | WA - Miscellaneous | Existing | Water Heating | Natural Gas | Water Heater - Pipe Insulation | A | Incremental Energy Savings (MWh or mTherms) | Achievable Economic TRC Potential | 0 | 0 | 0 | 0 | 0 | 0 | 0 | 0 | 0 | 0 | 0 | 0 | 0 | 0 | 0 | 0 | 0 | 0 | 0 | 0 | 0 | 0 | 0 | 0 | 0 | 0 | 0
F5_Commercial_WA - Miscellaneous_Existing_Water Heating_Natural Gas_Water Heater - Pipe Insulation_A_Achievable Economic TRC Potential | F5 | Commercial | WA - Miscellaneous | Existing | Water Heating | Natural Gas | Water Heater - Pipe Insulation | A | Incremental Summer Peak Savings (MW) | Achievable Economic TRC Potential | 0 | 0 | 0 | 0 | 0 | 0 | 0 | 0 | 0 | 0 | 0 | 0 | 0 | 0 | 0 | 0 | 0 | 0 | 0 | 0 | 0 | 0 | 0 | 0 | 0 | 0 | 0
F6_Commercial_WA - Miscellaneous_Existing_Water Heating_Natural Gas_Water Heater - Pipe Insulation_A_Achievable Economic TRC Potential | F6 | Commercial | WA - Miscellaneous | Existing | Water Heating | Natural Gas | Water Heater - Pipe Insulation | A | Incremental Winter Peak Savings (MW) | Achievable Economic TRC Potential | 0 | 0 | 0 | 0 | 0 | 0 | 0 | 0 | 0 | 0 | 0 | 0 | 0 | 0 | 0 | 0 | 0 | 0 | 0 | 0 | 0 | 0 | 0 | 0 | 0 | 0 | 0
F7_Commercial_WA - Miscellaneous_Existing_Water Heating_Natural Gas_Water Heater - Pipe Insulation_A_Achievable Economic TRC Potential | F7 | Commercial | WA - Miscellaneous | Existing | Water Heating | Natural Gas | Water Heater - Pipe Insulation | A | Cumulative Energy Savings (MWh or mTherms) | Achievable Economic TRC Potential | 0 | 0 | 0 | 0 | 0 | 0 | 0 | 0 | 0 | 0 | 0 | 0 | 0 | 0 | 0 | 0 | 0 | 0 | 0 | 0 | 0 | 0 | 0 | 0 | 0 | 0 | 0
F8_Commercial_WA - Miscellaneous_Existing_Water Heating_Natural Gas_Water Heater - Pipe Insulation_A_Achievable Economic TRC Potential | F8 | Commercial | WA - Miscellaneous | Existing | Water Heating | Natural Gas | Water Heater - Pipe Insulation | A | Cumulative Summer Peak Savings (MW) | Achievable Economic TRC Potential | 0 | 0 | 0 | 0 | 0 | 0 | 0 | 0 | 0 | 0 | 0 | 0 | 0 | 0 | 0 | 0 | 0 | 0 | 0 | 0 | 0 | 0 | 0 | 0 | 0 | 0 | 0
F9_Commercial_WA - Miscellaneous_Existing_Water Heating_Natural Gas_Water Heater - Pipe Insulation_A_Achievable Economic TRC Potential | F9 | Commercial | WA - Miscellaneous | Existing | Water Heating | Natural Gas | Water Heater - Pipe Insulation | A | Cumulative Winter Peak Savings (MW) | Achievable Economic TRC Potential | 0 | 0 | 0 | 0 | 0 | 0 | 0 | 0 | 0 | 0 | 0 | 0 | 0 | 0 | 0 | 0 | 0 | 0 | 0 | 0 | 0 | 0 | 0 | 0 | 0 | 0 | 0
F10_Commercial_WA - Miscellaneous_Existing_Water Heating_Natural Gas_Water Heater - Pipe Insulation_A_Achievable Economic TRC Potential | F10 | Commercial | WA - Miscellaneous | Existing | Water Heating | Natural Gas | Water Heater - Pipe Insulation | A | Purchases (Incremental) | Achievable Economic TRC Potential | 0 | 0 | 0 | 0 | 0 | 0 | 0 | 0 | 0 | 0 | 0 | 0 | 0 | 0 | 0 | 0 | 0 | 0 | 0 | 0 | 0 | 0 | 0 | 0 | 0 | 0 | 0
F11_Commercial_WA - Miscellaneous_Existing_Water Heating_Natural Gas_Water Heater - Pipe Insulation_A_Achievable Economic TRC Potential | F11 | Commercial | WA - Miscellaneous | Existing | Water Heating | Natural Gas | Water Heater - Pipe Insulation | A | Purchases (Cumulative) | Achievable Economic TRC Potential | 0 | 0 | 0 | 0 | 0 | 0 | 0 | 0 | 0 | 0 | 0 | 0 | 0 | 0 | 0 | 0 | 0 | 0 | 0 | 0 | 0 | 0 | 0 | 0 | 0 | 0 | 0
F1_Commercial_WA - Miscellaneous_Existing_Water Heating_Natural Gas_Water Heater - Motion Control Faucet_A_Achievable Economic TRC Potential | F1 | Commercial | WA - Miscellaneous | Existing | Water Heating | Natural Gas | Water Heater - Motion Control Faucet | A | Integrated Unit Energy Savings (kWh or therms) | Achievable Economic TRC Potential | 0 | 0 | 0 | 0 | 0 | 0 | 0 | 0 | 0 | 0 | 0 | 0 | 0 | 0 | 0 | 0 | 0 | 0 | 0 | 0 | 0 | 0 | 0 | 0 | 0 | 0 | 0
F2_Commercial_WA - Miscellaneous_Existing_Water Heating_Natural Gas_Water Heater - Motion Control Faucet_A_Achievable Economic TRC Potential | F2 | Commercial | WA - Miscellaneous | Existing | Water Heating | Natural Gas | Water Heater - Motion Control Faucet | A | Integrated Unit Summer Peak Savings (kW) | Achievable Economic TRC Potential | 0 | 0 | 0 | 0 | 0 | 0 | 0 | 0 | 0 | 0 | 0 | 0 | 0 | 0 | 0 | 0 | 0 | 0 | 0 | 0 | 0 | 0 | 0 | 0 | 0 | 0 | 0
F3_Commercial_WA - Miscellaneous_Existing_Water Heating_Natural Gas_Water Heater - Motion Control Faucet_A_Achievable Economic TRC Potential | F3 | Commercial | WA - Miscellaneous | Existing | Water Heating | Natural Gas | Water Heater - Motion Control Faucet | A | Integrated Unit Winter Peak Savings (kW) | Achievable Economic TRC Potential | 0 | 0 | 0 | 0 | 0 | 0 | 0 | 0 | 0 | 0 | 0 | 0 | 0 | 0 | 0 | 0 | 0 | 0 | 0 | 0 | 0 | 0 | 0 | 0 | 0 | 0 | 0
F4_Commercial_WA - Miscellaneous_Existing_Water Heating_Natural Gas_Water Heater - Motion Control Faucet_A_Achievable Economic TRC Potential | F4 | Commercial | WA - Miscellaneous | Existing | Water Heating | Natural Gas | Water Heater - Motion Control Faucet | A | Incremental Energy Savings (MWh or mTherms) | Achievable Economic TRC Potential | 0 | 0 | 0 | 0 | 0 | 0 | 0 | 0 | 0 | 0 | 0 | 0 | 0 | 0 | 0 | 0 | 0 | 0 | 0 | 0 | 0 | 0 | 0 | 0 | 0 | 0 | 0
F5_Commercial_WA - Miscellaneous_Existing_Water Heating_Natural Gas_Water Heater - Motion Control Faucet_A_Achievable Economic TRC Potential | F5 | Commercial | WA - Miscellaneous | Existing | Water Heating | Natural Gas | Water Heater - Motion Control Faucet | A | Incremental Summer Peak Savings (MW) | Achievable Economic TRC Potential | 0 | 0 | 0 | 0 | 0 | 0 | 0 | 0 | 0 | 0 | 0 | 0 | 0 | 0 | 0 | 0 | 0 | 0 | 0 | 0 | 0 | 0 | 0 | 0 | 0 | 0 | 0
F6_Commercial_WA - Miscellaneous_Existing_Water Heating_Natural Gas_Water Heater - Motion Control Faucet_A_Achievable Economic TRC Potential | F6 | Commercial | WA - Miscellaneous | Existing | Water Heating | Natural Gas | Water Heater - Motion Control Faucet | A | Incremental Winter Peak Savings (MW) | Achievable Economic TRC Potential | 0 | 0 | 0 | 0 | 0 | 0 | 0 | 0 | 0 | 0 | 0 | 0 | 0 | 0 | 0 | 0 | 0 | 0 | 0 | 0 | 0 | 0 | 0 | 0 | 0 | 0 | 0
F7_Commercial_WA - Miscellaneous_Existing_Water Heating_Natural Gas_Water Heater - Motion Control Faucet_A_Achievable Economic TRC Potential | F7 | Commercial | WA - Miscellaneous | Existing | Water Heating | Natural Gas | Water Heater - Motion Control Faucet | A | Cumulative Energy Savings (MWh or mTherms) | Achievable Economic TRC Potential | 0 | 0 | 0 | 0 | 0 | 0 | 0 | 0 | 0 | 0 | 0 | 0 | 0 | 0 | 0 | 0 | 0 | 0 | 0 | 0 | 0 | 0 | 0 | 0 | 0 | 0 | 0
F8_Commercial_WA - Miscellaneous_Existing_Water Heating_Natural Gas_Water Heater - Motion Control Faucet_A_Achievable Economic TRC Potential | F8 | Commercial | WA - Miscellaneous | Existing | Water Heating | Natural Gas | Water Heater - Motion Control Faucet | A | Cumulative Summer Peak Savings (MW) | Achievable Economic TRC Potential | 0 | 0 | 0 | 0 | 0 | 0 | 0 | 0 | 0 | 0 | 0 | 0 | 0 | 0 | 0 | 0 | 0 | 0 | 0 | 0 | 0 | 0 | 0 | 0 | 0 | 0 | 0
F9_Commercial_WA - Miscellaneous_Existing_Water Heating_Natural Gas_Water Heater - Motion Control Faucet_A_Achievable Economic TRC Potential | F9 | Commercial | WA - Miscellaneous | Existing | Water Heating | Natural Gas | Water Heater - Motion Control Faucet | A | Cumulative Winter Peak Savings (MW) | Achievable Economic TRC Potential | 0 | 0 | 0 | 0 | 0 | 0 | 0 | 0 | 0 | 0 | 0 | 0 | 0 | 0 | 0 | 0 | 0 | 0 | 0 | 0 | 0 | 0 | 0 | 0 | 0 | 0 | 0
F10_Commercial_WA - Miscellaneous_Existing_Water Heating_Natural Gas_Water Heater - Motion Control Faucet_A_Achievable Economic TRC Potential | F10 | Commercial | WA - Miscellaneous | Existing | Water Heating | Natural Gas | Water Heater - Motion Control Faucet | A | Purchases (Incremental) | Achievable Economic TRC Potential | 0 | 0 | 0 | 0 | 0 | 0 | 0 | 0 | 0 | 0 | 0 | 0 | 0 | 0 | 0 | 0 | 0 | 0 | 0 | 0 | 0 | 0 | 0 | 0 | 0 | 0 | 0
F11_Commercial_WA - Miscellaneous_Existing_Water Heating_Natural Gas_Water Heater - Motion Control Faucet_A_Achievable Economic TRC Potential | F11 | Commercial | WA - Miscellaneous | Existing | Water Heating | Natural Gas | Water Heater - Motion Control Faucet | A | Purchases (Cumulative) | Achievable Economic TRC Potential | 0 | 0 | 0 | 0 | 0 | 0 | 0 | 0 | 0 | 0 | 0 | 0 | 0 | 0 | 0 | 0 | 0 | 0 | 0 | 0 | 0 | 0 | 0 | 0 | 0 | 0 | 0
F1_Commercial_WA - Miscellaneous_Existing_Water Heating_Natural Gas_Water Heater - Solar System_A_Achievable Economic TRC Potential | F1 | Commercial | WA - Miscellaneous | Existing | Water Heating | Natural Gas | Water Heater - Solar System | A | Integrated Unit Energy Savings (kWh or therms) | Achievable Economic TRC Potential | 0 | 0 | 75.135 | 73.4824 | 71.8587 | 70.3278 | 68.8272 | 67.3551 | 65.8704 | 64.4665 | 63.1165 | 61.8739 | 60.7887 | 59.9212 | 59.5316 | 59.1665 | 58.8789 | 58.6587 | 58.4838 | 58.3433 | 58.2414 | 58.1678 | 58.1145 | 58.0757 | 58.0271 | 58.0161 | 58.0074
F2_Commercial_WA - Miscellaneous_Existing_Water Heating_Natural Gas_Water Heater - Solar System_A_Achievable Economic TRC Potential | F2 | Commercial | WA - Miscellaneous | Existing | Water Heating | Natural Gas | Water Heater - Solar System | A | Integrated Unit Summer Peak Savings (kW) | Achievable Economic TRC Potential | 0 | 0 | 0 | 0 | 0 | 0 | 0 | 0 | 0 | 0 | 0 | 0 | 0 | 0 | 0 | 0 | 0 | 0 | 0 | 0 | 0 | 0 | 0 | 0 | 0 | 0 | 0
F3_Commercial_WA - Miscellaneous_Existing_Water Heating_Natural Gas_Water Heater - Solar System_A_Achievable Economic TRC Potential | F3 | Commercial | WA - Miscellaneous | Existing | Water Heating | Natural Gas | Water Heater - Solar System | A | Integrated Unit Winter Peak Savings (kW) | Achievable Economic TRC Potential | 0 | 0 | 0 | 0 | 0 | 0 | 0 | 0 | 0 | 0 | 0 | 0 | 0 | 0 | 0 | 0 | 0 | 0 | 0 | 0 | 0 | 0 | 0 | 0 | 0 | 0 | 0
F4_Commercial_WA - Miscellaneous_Existing_Water Heating_Natural Gas_Water Heater - Solar System_A_Achievable Economic TRC Potential | F4 | Commercial | WA - Miscellaneous | Existing | Water Heating | Natural Gas | Water Heater - Solar System | A | Incremental Energy Savings (MWh or mTherms) | Achievable Economic TRC Potential | 0 | 0 | 0 | 3.1163 | 3.5893 | 4.1525 | 4.5847 | 4.999 | 5.6071 | 5.9268 | 6.2977 | 6.0092 | 5.1485 | 3.9384 | 2.6729 | 2.067 | 0.8932 | 0 | 0 | 0 | 0 | 0 | 0 | 0 | 0 | 0 | 0
F5_Commercial_WA - Miscellaneous_Existing_Water Heating_Natural Gas_Water Heater - Solar System_A_Achievable Economic TRC Potential | F5 | Commercial | WA - Miscellaneous | Existing | Water Heating | Natural Gas | Water Heater - Solar System | A | Incremental Summer Peak Savings (MW) | Achievable Economic TRC Potential | 0 | 0 | 0 | 0 | 0 | 0 | 0 | 0 | 0 | 0 | 0 | 0 | 0 | 0 | 0 | 0 | 0 | 0 | 0 | 0 | 0 | 0 | 0 | 0 | 0 | 0 | 0
F6_Commercial_WA - Miscellaneous_Existing_Water Heating_Natural Gas_Water Heater - Solar System_A_Achievable Economic TRC Potential | F6 | Commercial | WA - Miscellaneous | Existing | Water Heating | Natural Gas | Water Heater - Solar System | A | Incremental Winter Peak Savings (MW) | Achievable Economic TRC Potential | 0 | 0 | 0 | 0 | 0 | 0 | 0 | 0 | 0 | 0 | 0 | 0 | 0 | 0 | 0 | 0 | 0 | 0 | 0 | 0 | 0 | 0 | 0 | 0 | 0 | 0 | 0
F7_Commercial_WA - Miscellaneous_Existing_Water Heating_Natural Gas_Water Heater - Solar System_A_Achievable Economic TRC Potential | F7 | Commercial | WA - Miscellaneous | Existing | Water Heating | Natural Gas | Water Heater - Solar System | A | Cumulative Energy Savings (MWh or mTherms) | Achievable Economic TRC Potential | 0 | 0 | 0 | 3.1163 | 6.6367 | 10.6478 | 15.0053 | 19.6833 | 24.8565 | 30.2535 | 35.9177 | 41.2197 | 45.6453 | 48.9324 | 51.2871 | 53.0396 | 53.6749 | 53.4742 | 53.3147 | 53.1867 | 53.0938 | 53.0267 | 52.9781 | 52.9428 | 52.8984 | 52.8884 | 52.8804
F8_Commercial_WA - Miscellaneous_Existing_Water Heating_Natural Gas_Water Heater - Solar System_A_Achievable Economic TRC Potential | F8 | Commercial | WA - Miscellaneous | Existing | Water Heating | Natural Gas | Water Heater - Solar System | A | Cumulative Summer Peak Savings (MW) | Achievable Economic TRC Potential | 0 | 0 | 0 | 0 | 0 | 0 | 0 | 0 | 0 | 0 | 0 | 0 | 0 | 0 | 0 | 0 | 0 | 0 | 0 | 0 | 0 | 0 | 0 | 0 | 0 | 0 | 0
F9_Commercial_WA - Miscellaneous_Existing_Water Heating_Natural Gas_Water Heater - Solar System_A_Achievable Economic TRC Potential | F9 | Commercial | WA - Miscellaneous | Existing | Water Heating | Natural Gas | Water Heater - Solar System | A | Cumulative Winter Peak Savings (MW) | Achievable Economic TRC Potential | 0 | 0 | 0 | 0 | 0 | 0 | 0 | 0 | 0 | 0 | 0 | 0 | 0 | 0 | 0 | 0 | 0 | 0 | 0 | 0 | 0 | 0 | 0 | 0 | 0 | 0 | 0
F10_Commercial_WA - Miscellaneous_Existing_Water Heating_Natural Gas_Water Heater - Solar System_A_Achievable Economic TRC Potential | F10 | Commercial | WA - Miscellaneous | Existing | Water Heating | Natural Gas | Water Heater - Solar System | A | Purchases (Incremental) | Achievable Economic TRC Potential | 0 | 0 | 0 | 42.4089 | 49.9487 | 59.0446 | 66.6117 | 74.2182 | 85.123 | 91.9358 | 99.7786 | 97.12 | 84.6956 | 65.7268 | 44.8987 | 34.9349 | 15.1701 | 0 | 0 | 0 | 0 | 0 | 0 | 0 | 0 | 0 | 0
F11_Commercial_WA - Miscellaneous_Existing_Water Heating_Natural Gas_Water Heater - Solar System_A_Achievable Economic TRC Potential | F11 | Commercial | WA - Miscellaneous | Existing | Water Heating | Natural Gas | Water Heater - Solar System | A | Purchases (Cumulative) | Achievable Economic TRC Potential | 0 | 0 | 0 | 42.4089 | 92.3577 | 151.4023 | 218.0141 | 292.2322 | 377.3552 | 469.291 | 569.0697 | 666.1897 | 750.8852 | 816.6121 | 861.5108 | 896.4457 | 911.6158 | 911.6158 | 911.6158 | 911.6158 | 911.6158 | 911.6158 | 911.6158 | 911.6158 | 911.6158 | 911.6158 | 911.6158
F1_Commercial_WA - Miscellaneous_Existing_Water Heating_Natural Gas_Commercial Laundry - Ozone Treatment_A_Achievable Economic TRC Potential | F1 | Commercial | WA - Miscellaneous | Existing | Water Heating | Natural Gas | Commercial Laundry - Ozone Treatment | A | Integrated Unit Energy Savings (kWh or therms) | Achievable Economic TRC Potential | 0 | 0 | 3430.1987 | 3349.3698 | 3269.1321 | 3192.2511 | 3116.1285 | 3040.7248 | 2963.8571 | 2890.275 | 2818.788 | 2752.8847 | 2695.7112 | 2650.4495 | 2628.6046 | 2609.3548 | 2595.3152 | 2585.6109 | 2577.8977 | 2571.7055 | 2567.216 | 2563.9713 | 2561.6227 | 2559.9126 | 2557.7676 | 2557.2848 | 2556.8986
F2_Commercial_WA - Miscellaneous_Existing_Water Heating_Natural Gas_Commercial Laundry - Ozone Treatment_A_Achievable Economic TRC Potential | F2 | Commercial | WA - Miscellaneous | Existing | Water Heating | Natural Gas | Commercial Laundry - Ozone Treatment | A | Integrated Unit Summer Peak Savings (kW) | Achievable Economic TRC Potential | 0 | 0 | 0 | 0 | 0 | 0 | 0 | 0 | 0 | 0 | 0 | 0 | 0 | 0 | 0 | 0 | 0 | 0 | 0 | 0 | 0 | 0 | 0 | 0 | 0 | 0 | 0
F3_Commercial_WA - Miscellaneous_Existing_Water Heating_Natural Gas_Commercial Laundry - Ozone Treatment_A_Achievable Economic TRC Potential | F3 | Commercial | WA - Miscellaneous | Existing | Water Heating | Natural Gas | Commercial Laundry - Ozone Treatment | A | Integrated Unit Winter Peak Savings (kW) | Achievable Economic TRC Potential | 0 | 0 | 0 | 0 | 0 | 0 | 0 | 0 | 0 | 0 | 0 | 0 | 0 | 0 | 0 | 0 | 0 | 0 | 0 | 0 | 0 | 0 | 0 | 0 | 0 | 0 | 0
F4_Commercial_WA - Miscellaneous_Existing_Water Heating_Natural Gas_Commercial Laundry - Ozone Treatment_A_Achievable Economic TRC Potential | F4 | Commercial | WA - Miscellaneous | Existing | Water Heating | Natural Gas | Commercial Laundry - Ozone Treatment | A | Incremental Energy Savings (MWh or mTherms) | Achievable Economic TRC Potential | 0 | 0 | 0 | 0 | 0 | 0 | 0 | 0 | 0 | 0 | 0 | 0 | 0 | 0 | 0 | 0 | 0 | 0 | 0 | 0 | 0 | 0 | 0 | 0 | 0 | 0 | 0
F5_Commercial_WA - Miscellaneous_Existing_Water Heating_Natural Gas_Commercial Laundry - Ozone Treatment_A_Achievable Economic TRC Potential | F5 | Commercial | WA - Miscellaneous | Existing | Water Heating | Natural Gas | Commercial Laundry - Ozone Treatment | A | Incremental Summer Peak Savings (MW) | Achievable Economic TRC Potential | 0 | 0 | 0 | 0 | 0 | 0 | 0 | 0 | 0 | 0 | 0 | 0 | 0 | 0 | 0 | 0 | 0 | 0 | 0 | 0 | 0 | 0 | 0 | 0 | 0 | 0 | 0
F6_Commercial_WA - Miscellaneous_Existing_Water Heating_Natural Gas_Commercial Laundry - Ozone Treatment_A_Achievable Economic TRC Potential | F6 | Commercial | WA - Miscellaneous | Existing | Water Heating | Natural Gas | Commercial Laundry - Ozone Treatment | A | Incremental Winter Peak Savings (MW) | Achievable Economic TRC Potential | 0 | 0 | 0 | 0 | 0 | 0 | 0 | 0 | 0 | 0 | 0 | 0 | 0 | 0 | 0 | 0 | 0 | 0 | 0 | 0 | 0 | 0 | 0 | 0 | 0 | 0 | 0
F7_Commercial_WA - Miscellaneous_Existing_Water Heating_Natural Gas_Commercial Laundry - Ozone Treatment_A_Achievable Economic TRC Potential | F7 | Commercial | WA - Miscellaneous | Existing | Water Heating | Natural Gas | Commercial Laundry - Ozone Treatment | A | Cumulative Energy Savings (MWh or mTherms) | Achievable Economic TRC Potential | 0 | 0 | 0 | 0 | 0 | 0 | 0 | 0 | 0 | 0 | 0 | 0 | 0 | 0 | 0 | 0 | 0 | 0 | 0 | 0 | 0 | 0 | 0 | 0 | 0 | 0 | 0
F8_Commercial_WA - Miscellaneous_Existing_Water Heating_Natural Gas_Commercial Laundry - Ozone Treatment_A_Achievable Economic TRC Potential | F8 | Commercial | WA - Miscellaneous | Existing | Water Heating | Natural Gas | Commercial Laundry - Ozone Treatment | A | Cumulative Summer Peak Savings (MW) | Achievable Economic TRC Potential | 0 | 0 | 0 | 0 | 0 | 0 | 0 | 0 | 0 | 0 | 0 | 0 | 0 | 0 | 0 | 0 | 0 | 0 | 0 | 0 | 0 | 0 | 0 | 0 | 0 | 0 | 0
F9_Commercial_WA - Miscellaneous_Existing_Water Heating_Natural Gas_Commercial Laundry - Ozone Treatment_A_Achievable Economic TRC Potential | F9 | Commercial | WA - Miscellaneous | Existing | Water Heating | Natural Gas | Commercial Laundry - Ozone Treatment | A | Cumulative Winter Peak Savings (MW) | Achievable Economic TRC Potential | 0 | 0 | 0 | 0 | 0 | 0 | 0 | 0 | 0 | 0 | 0 | 0 | 0 | 0 | 0 | 0 | 0 | 0 | 0 | 0 | 0 | 0 | 0 | 0 | 0 | 0 | 0
F10_Commercial_WA - Miscellaneous_Existing_Water Heating_Natural Gas_Commercial Laundry - Ozone Treatment_A_Achievable Economic TRC Potential | F10 | Commercial | WA - Miscellaneous | Existing | Water Heating | Natural Gas | Commercial Laundry - Ozone Treatment | A | Purchases (Incremental) | Achievable Economic TRC Potential | 0 | 0 | 0 | 0 | 0 | 0 | 0 | 0 | 0 | 0 | 0 | 0 | 0 | 0 | 0 | 0 | 0 | 0 | 0 | 0 | 0 | 0 | 0 | 0 | 0 | 0 | 0
F11_Commercial_WA - Miscellaneous_Existing_Water Heating_Natural Gas_Commercial Laundry - Ozone Treatment_A_Achievable Economic TRC Potential | F11 | Commercial | WA - Miscellaneous | Existing | Water Heating | Natural Gas | Commercial Laundry - Ozone Treatment | A | Purchases (Cumulative) | Achievable Economic TRC Potential | 0 | 0 | 0 | 0 | 0 | 0 | 0 | 0 | 0 | 0 | 0 | 0 | 0 | 0 | 0 | 0 | 0 | 0 | 0 | 0 | 0 | 0 | 0 | 0 | 0 | 0 | 0
F1_Commercial_WA - Miscellaneous_Existing_Water Heating_Natural Gas_Commercial Laundry - ENERGY STAR Washer_A_Achievable Economic TRC Potential | F1 | Commercial | WA - Miscellaneous | Existing | Water Heating | Natural Gas | Commercial Laundry - ENERGY STAR Washer | A | Integrated Unit Energy Savings (kWh or therms) | Achievable Economic TRC Potential | 0 | 0 | 66.4425 | 64.877 | 63.323 | 61.834 | 60.3597 | 58.8994 | 57.4107 | 55.9857 | 54.6011 | 53.3247 | 52.2173 | 51.3405 | 50.9174 | 50.5445 | 50.2725 | 50.0846 | 49.9352 | 49.8152 | 49.7282 | 49.6654 | 49.6199 | 49.5868 | 49.5452 | 49.5359 | 49.5284
F2_Commercial_WA - Miscellaneous_Existing_Water Heating_Natural Gas_Commercial Laundry - ENERGY STAR Washer_A_Achievable Economic TRC Potential | F2 | Commercial | WA - Miscellaneous | Existing | Water Heating | Natural Gas | Commercial Laundry - ENERGY STAR Washer | A | Integrated Unit Summer Peak Savings (kW) | Achievable Economic TRC Potential | 0 | 0 | 0 | 0 | 0 | 0 | 0 | 0 | 0 | 0 | 0 | 0 | 0 | 0 | 0 | 0 | 0 | 0 | 0 | 0 | 0 | 0 | 0 | 0 | 0 | 0 | 0
F3_Commercial_WA - Miscellaneous_Existing_Water Heating_Natural Gas_Commercial Laundry - ENERGY STAR Washer_A_Achievable Economic TRC Potential | F3 | Commercial | WA - Miscellaneous | Existing | Water Heating | Natural Gas | Commercial Laundry - ENERGY STAR Washer | A | Integrated Unit Winter Peak Savings (kW) | Achievable Economic TRC Potential | 0 | 0 | 0 | 0 | 0 | 0 | 0 | 0 | 0 | 0 | 0 | 0 | 0 | 0 | 0 | 0 | 0 | 0 | 0 | 0 | 0 | 0 | 0 | 0 | 0 | 0 | 0
F4_Commercial_WA - Miscellaneous_Existing_Water Heating_Natural Gas_Commercial Laundry - ENERGY STAR Washer_A_Achievable Economic TRC Potential | F4 | Commercial | WA - Miscellaneous | Existing | Water Heating | Natural Gas | Commercial Laundry - ENERGY STAR Washer | A | Incremental Energy Savings (MWh or mTherms) | Achievable Economic TRC Potential | 0 | 0 | 0 | 0.0044419 | 0.0053233 | 0.006361 | 0.0072081 | 0.0080228 | 0.0091426 | 0.0097806 | 0.0060061 | 0.0044855 | 0.0021772 | 0 | 0 | 0 | 0 | 0 | 0 | 0 | 0 | 0 | 0 | 0 | 0 | 0 | 0
F5_Commercial_WA - Miscellaneous_Existing_Water Heating_Natural Gas_Commercial Laundry - ENERGY STAR Washer_A_Achievable Economic TRC Potential | F5 | Commercial | WA - Miscellaneous | Existing | Water Heating | Natural Gas | Commercial Laundry - ENERGY STAR Washer | A | Incremental Summer Peak Savings (MW) | Achievable Economic TRC Potential | 0 | 0 | 0 | 0 | 0 | 0 | 0 | 0 | 0 | 0 | 0 | 0 | 0 | 0 | 0 | 0 | 0 | 0 | 0 | 0 | 0 | 0 | 0 | 0 | 0 | 0 | 0
F6_Commercial_WA - Miscellaneous_Existing_Water Heating_Natural Gas_Commercial Laundry - ENERGY STAR Washer_A_Achievable Economic TRC Potential | F6 | Commercial | WA - Miscellaneous | Existing | Water Heating | Natural Gas | Commercial Laundry - ENERGY STAR Washer | A | Incremental Winter Peak Savings (MW) | Achievable Economic TRC Potential | 0 | 0 | 0 | 0 | 0 | 0 | 0 | 0 | 0 | 0 | 0 | 0 | 0 | 0 | 0 | 0 | 0 | 0 | 0 | 0 | 0 | 0 | 0 | 0 | 0 | 0 | 0
F7_Commercial_WA - Miscellaneous_Existing_Water Heating_Natural Gas_Commercial Laundry - ENERGY STAR Washer_A_Achievable Economic TRC Potential | F7 | Commercial | WA - Miscellaneous | Existing | Water Heating | Natural Gas | Commercial Laundry - ENERGY STAR Washer | A | Cumulative Energy Savings (MWh or mTherms) | Achievable Economic TRC Potential | 0 | 0 | 0 | 0.0044419 | 0.0096589 | 0.015793 | 0.022624 | 0.0301 | 0.038482 | 0.047307 | 0.052143 | 0.05541 | 0.056436 | 0.055489 | 0.055031 | 0.054628 | 0.054334 | 0.054131 | 0.05397 | 0.05384 | 0.053746 | 0.053678 | 0.053629 | 0.053593 | 0.053548 | 0.053538 | 0.05353
F8_Commercial_WA - Miscellaneous_Existing_Water Heating_Natural Gas_Commercial Laundry - ENERGY STAR Washer_A_Achievable Economic TRC Potential | F8 | Commercial | WA - Miscellaneous | Existing | Water Heating | Natural Gas | Commercial Laundry - ENERGY STAR Washer | A | Cumulative Summer Peak Savings (MW) | Achievable Economic TRC Potential | 0 | 0 | 0 | 0 | 0 | 0 | 0 | 0 | 0 | 0 | 0 | 0 | 0 | 0 | 0 | 0 | 0 | 0 | 0 | 0 | 0 | 0 | 0 | 0 | 0 | 0 | 0
F9_Commercial_WA - Miscellaneous_Existing_Water Heating_Natural Gas_Commercial Laundry - ENERGY STAR Washer_A_Achievable Economic TRC Potential | F9 | Commercial | WA - Miscellaneous | Existing | Water Heating | Natural Gas | Commercial Laundry - ENERGY STAR Washer | A | Cumulative Winter Peak Savings (MW) | Achievable Economic TRC Potential | 0 | 0 | 0 | 0 | 0 | 0 | 0 | 0 | 0 | 0 | 0 | 0 | 0 | 0 | 0 | 0 | 0 | 0 | 0 | 0 | 0 | 0 | 0 | 0 | 0 | 0 | 0
F10_Commercial_WA - Miscellaneous_Existing_Water Heating_Natural Gas_Commercial Laundry - ENERGY STAR Washer_A_Achievable Economic TRC Potential | F10 | Commercial | WA - Miscellaneous | Existing | Water Heating | Natural Gas | Commercial Laundry - ENERGY STAR Washer | A | Purchases (Incremental) | Achievable Economic TRC Potential | 0 | 0 | 0 | 0.068467 | 0.084067 | 0.10287 | 0.11942 | 0.13621 | 0.15925 | 0.1747 | 0.11 | 0.084117 | 0.041695 | 0 | 0 | 0 | 0 | 0 | 0 | 0 | 0 | 0 | 0 | 0 | 0 | 0 | 0
F11_Commercial_WA - Miscellaneous_Existing_Water Heating_Natural Gas_Commercial Laundry - ENERGY STAR Washer_A_Achievable Economic TRC Potential | F11 | Commercial | WA - Miscellaneous | Existing | Water Heating | Natural Gas | Commercial Laundry - ENERGY STAR Washer | A | Purchases (Cumulative) | Achievable Economic TRC Potential | 0 | 0 | 0 | 0.068467 | 0.15253 | 0.25541 | 0.37483 | 0.51104 | 0.67029 | 0.84499 | 0.95499 | 1.0391 | 1.0808 | 1.0808 | 1.0808 | 1.0808 | 1.0808 | 1.0808 | 1.0808 | 1.0808 | 1.0808 | 1.0808 | 1.0808 | 1.0808 | 1.0808 | 1.0808 | 1.0808
F1_Commercial_WA - Miscellaneous_Existing_Water Heating_Natural Gas_Water Heater - Efficient Dishwasher_A_Achievable Economic TRC Potential | F1 | Commercial | WA - Miscellaneous | Existing | Water Heating | Natural Gas | Water Heater - Efficient Dishwasher | A | Integrated Unit Energy Savings (kWh or therms) | Achievable Economic TRC Potential | 0 | 0 | 192.3854 | 187.8879 | 183.4298 | 179.1674 | 174.9532 | 170.7846 | 166.5413 | 162.4859 | 158.5457 | 154.9113 | 151.7548 | 149.253 | 148.0543 | 146.9701 | 146.1793 | 145.6328 | 145.1983 | 144.8496 | 144.5967 | 144.4139 | 144.2816 | 144.1853 | 144.0645 | 144.0373 | 144.0156
F2_Commercial_WA - Miscellaneous_Existing_Water Heating_Natural Gas_Water Heater - Efficient Dishwasher_A_Achievable Economic TRC Potential | F2 | Commercial | WA - Miscellaneous | Existing | Water Heating | Natural Gas | Water Heater - Efficient Dishwasher | A | Integrated Unit Summer Peak Savings (kW) | Achievable Economic TRC Potential | 0 | 0 | 0 | 0 | 0 | 0 | 0 | 0 | 0 | 0 | 0 | 0 | 0 | 0 | 0 | 0 | 0 | 0 | 0 | 0 | 0 | 0 | 0 | 0 | 0 | 0 | 0
F3_Commercial_WA - Miscellaneous_Existing_Water Heating_Natural Gas_Water Heater - Efficient Dishwasher_A_Achievable Economic TRC Potential | F3 | Commercial | WA - Miscellaneous | Existing | Water Heating | Natural Gas | Water Heater - Efficient Dishwasher | A | Integrated Unit Winter Peak Savings (kW) | Achievable Economic TRC Potential | 0 | 0 | 0 | 0 | 0 | 0 | 0 | 0 | 0 | 0 | 0 | 0 | 0 | 0 | 0 | 0 | 0 | 0 | 0 | 0 | 0 | 0 | 0 | 0 | 0 | 0 | 0
F4_Commercial_WA - Miscellaneous_Existing_Water Heating_Natural Gas_Water Heater - Efficient Dishwasher_A_Achievable Economic TRC Potential | F4 | Commercial | WA - Miscellaneous | Existing | Water Heating | Natural Gas | Water Heater - Efficient Dishwasher | A | Incremental Energy Savings (MWh or mTherms) | Achievable Economic TRC Potential | 0 | 0 | 0 | 0.41537 | 0.4979 | 0.59513 | 0.6746 | 0.75113 | 0.85635 | 0.91655 | 0.91361 | 0.84124 | 0.70838 | 0.53914 | 0.36703 | 0 | 0 | 0 | 0 | 0 | 0 | 0 | 0 | 0 | 0 | 0 | 0
F5_Commercial_WA - Miscellaneous_Existing_Water Heating_Natural Gas_Water Heater - Efficient Dishwasher_A_Achievable Economic TRC Potential | F5 | Commercial | WA - Miscellaneous | Existing | Water Heating | Natural Gas | Water Heater - Efficient Dishwasher | A | Incremental Summer Peak Savings (MW) | Achievable Economic TRC Potential | 0 | 0 | 0 | 0 | 0 | 0 | 0 | 0 | 0 | 0 | 0 | 0 | 0 | 0 | 0 | 0 | 0 | 0 | 0 | 0 | 0 | 0 | 0 | 0 | 0 | 0 | 0
F6_Commercial_WA - Miscellaneous_Existing_Water Heating_Natural Gas_Water Heater - Efficient Dishwasher_A_Achievable Economic TRC Potential | F6 | Commercial | WA - Miscellaneous | Existing | Water Heating | Natural Gas | Water Heater - Efficient Dishwasher | A | Incremental Winter Peak Savings (MW) | Achievable Economic TRC Potential | 0 | 0 | 0 | 0 | 0 | 0 | 0 | 0 | 0 | 0 | 0 | 0 | 0 | 0 | 0 | 0 | 0 | 0 | 0 | 0 | 0 | 0 | 0 | 0 | 0 | 0 | 0
F7_Commercial_WA - Miscellaneous_Existing_Water Heating_Natural Gas_Water Heater - Efficient Dishwasher_A_Achievable Economic TRC Potential | F7 | Commercial | WA - Miscellaneous | Existing | Water Heating | Natural Gas | Water Heater - Efficient Dishwasher | A | Cumulative Energy Savings (MWh or mTherms) | Achievable Economic TRC Potential | 0 | 0 | 0 | 0.41537 | 0.90341 | 1.4775 | 2.1174 | 2.8181 | 3.6044 | 4.4332 | 5.2393 | 5.9604 | 6.5474 | 6.9786 | 7.2895 | 7.2362 | 7.1972 | 7.1703 | 7.1489 | 7.1317 | 7.1193 | 7.1103 | 7.1038 | 7.099 | 7.0931 | 7.0918 | 7.0907
F8_Commercial_WA - Miscellaneous_Existing_Water Heating_Natural Gas_Water Heater - Efficient Dishwasher_A_Achievable Economic TRC Potential | F8 | Commercial | WA - Miscellaneous | Existing | Water Heating | Natural Gas | Water Heater - Efficient Dishwasher | A | Cumulative Summer Peak Savings (MW) | Achievable Economic TRC Potential | 0 | 0 | 0 | 0 | 0 | 0 | 0 | 0 | 0 | 0 | 0 | 0 | 0 | 0 | 0 | 0 | 0 | 0 | 0 | 0 | 0 | 0 | 0 | 0 | 0 | 0 | 0
F9_Commercial_WA - Miscellaneous_Existing_Water Heating_Natural Gas_Water Heater - Efficient Dishwasher_A_Achievable Economic TRC Potential | F9 | Commercial | WA - Miscellaneous | Existing | Water Heating | Natural Gas | Water Heater - Efficient Dishwasher | A | Cumulative Winter Peak Savings (MW) | Achievable Economic TRC Potential | 0 | 0 | 0 | 0 | 0 | 0 | 0 | 0 | 0 | 0 | 0 | 0 | 0 | 0 | 0 | 0 | 0 | 0 | 0 | 0 | 0 | 0 | 0 | 0 | 0 | 0 | 0
F10_Commercial_WA - Miscellaneous_Existing_Water Heating_Natural Gas_Water Heater - Efficient Dishwasher_A_Achievable Economic TRC Potential | F10 | Commercial | WA - Miscellaneous | Existing | Water Heating | Natural Gas | Water Heater - Efficient Dishwasher | A | Purchases (Incremental) | Achievable Economic TRC Potential | 0 | 0 | 0 | 2.2107 | 2.7144 | 3.3216 | 3.8559 | 4.3981 | 5.1419 | 5.6408 | 5.7625 | 5.4304 | 4.6679 | 3.6122 | 2.479 | 0 | 0 | 0 | 0 | 0 | 0 | 0 | 0 | 0 | 0 | 0 | 0
F11_Commercial_WA - Miscellaneous_Existing_Water Heating_Natural Gas_Water Heater - Efficient Dishwasher_A_Achievable Economic TRC Potential | F11 | Commercial | WA - Miscellaneous | Existing | Water Heating | Natural Gas | Water Heater - Efficient Dishwasher | A | Purchases (Cumulative) | Achievable Economic TRC Potential | 0 | 0 | 0 | 2.2107 | 4.9251 | 8.2467 | 12.1026 | 16.5008 | 21.6427 | 27.2835 | 33.046 | 38.4764 | 43.1443 | 46.7566 | 49.2356 | 49.2356 | 49.2356 | 49.2356 | 49.2356 | 49.2356 | 49.2356 | 49.2356 | 49.2356 | 49.2356 | 49.2356 | 49.2356 | 49.2356
F1_Commercial_WA - Miscellaneous_Existing_Water Heating_Natural Gas_Commercial Laundry - Alternative Dry-Cleaning Methods_A_Achievable Economic TRC Potential | F1 | Commercial | WA - Miscellaneous | Existing | Water Heating | Natural Gas | Commercial Laundry - Alternative Dry-Cleaning Methods | A | Integrated Unit Energy Savings (kWh or therms) | Achievable Economic TRC Potential | 0 | 0 | 0 | 0 | 0 | 0 | 0 | 0 | 0 | 0 | 0 | 0 | 0 | 0 | 0 | 0 | 0 | 0 | 0 | 0 | 0 | 0 | 0 | 0 | 0 | 0 | 0
F2_Commercial_WA - Miscellaneous_Existing_Water Heating_Natural Gas_Commercial Laundry - Alternative Dry-Cleaning Methods_A_Achievable Economic TRC Potential | F2 | Commercial | WA - Miscellaneous | Existing | Water Heating | Natural Gas | Commercial Laundry - Alternative Dry-Cleaning Methods | A | Integrated Unit Summer Peak Savings (kW) | Achievable Economic TRC Potential | 0 | 0 | 0 | 0 | 0 | 0 | 0 | 0 | 0 | 0 | 0 | 0 | 0 | 0 | 0 | 0 | 0 | 0 | 0 | 0 | 0 | 0 | 0 | 0 | 0 | 0 | 0
F3_Commercial_WA - Miscellaneous_Existing_Water Heating_Natural Gas_Commercial Laundry - Alternative Dry-Cleaning Methods_A_Achievable Economic TRC Potential | F3 | Commercial | WA - Miscellaneous | Existing | Water Heating | Natural Gas | Commercial Laundry - Alternative Dry-Cleaning Methods | A | Integrated Unit Winter Peak Savings (kW) | Achievable Economic TRC Potential | 0 | 0 | 0 | 0 | 0 | 0 | 0 | 0 | 0 | 0 | 0 | 0 | 0 | 0 | 0 | 0 | 0 | 0 | 0 | 0 | 0 | 0 | 0 | 0 | 0 | 0 | 0
F4_Commercial_WA - Miscellaneous_Existing_Water Heating_Natural Gas_Commercial Laundry - Alternative Dry-Cleaning Methods_A_Achievable Economic TRC Potential | F4 | Commercial | WA - Miscellaneous | Existing | Water Heating | Natural Gas | Commercial Laundry - Alternative Dry-Cleaning Methods | A | Incremental Energy Savings (MWh or mTherms) | Achievable Economic TRC Potential | 0 | 0 | 0 | 0 | 0 | 0 | 0 | 0 | 0 | 0 | 0 | 0 | 0 | 0 | 0 | 0 | 0 | 0 | 0 | 0 | 0 | 0 | 0 | 0 | 0 | 0 | 0
F5_Commercial_WA - Miscellaneous_Existing_Water Heating_Natural Gas_Commercial Laundry - Alternative Dry-Cleaning Methods_A_Achievable Economic TRC Potential | F5 | Commercial | WA - Miscellaneous | Existing | Water Heating | Natural Gas | Commercial Laundry - Alternative Dry-Cleaning Methods | A | Incremental Summer Peak Savings (MW) | Achievable Economic TRC Potential | 0 | 0 | 0 | 0 | 0 | 0 | 0 | 0 | 0 | 0 | 0 | 0 | 0 | 0 | 0 | 0 | 0 | 0 | 0 | 0 | 0 | 0 | 0 | 0 | 0 | 0 | 0
F6_Commercial_WA - Miscellaneous_Existing_Water Heating_Natural Gas_Commercial Laundry - Alternative Dry-Cleaning Methods_A_Achievable Economic TRC Potential | F6 | Commercial | WA - Miscellaneous | Existing | Water Heating | Natural Gas | Commercial Laundry - Alternative Dry-Cleaning Methods | A | Incremental Winter Peak Savings (MW) | Achievable Economic TRC Potential | 0 | 0 | 0 | 0 | 0 | 0 | 0 | 0 | 0 | 0 | 0 | 0 | 0 | 0 | 0 | 0 | 0 | 0 | 0 | 0 | 0 | 0 | 0 | 0 | 0 | 0 | 0
F7_Commercial_WA - Miscellaneous_Existing_Water Heating_Natural Gas_Commercial Laundry - Alternative Dry-Cleaning Methods_A_Achievable Economic TRC Potential | F7 | Commercial | WA - Miscellaneous | Existing | Water Heating | Natural Gas | Commercial Laundry - Alternative Dry-Cleaning Methods | A | Cumulative Energy Savings (MWh or mTherms) | Achievable Economic TRC Potential | 0 | 0 | 0 | 0 | 0 | 0 | 0 | 0 | 0 | 0 | 0 | 0 | 0 | 0 | 0 | 0 | 0 | 0 | 0 | 0 | 0 | 0 | 0 | 0 | 0 | 0 | 0
F8_Commercial_WA - Miscellaneous_Existing_Water Heating_Natural Gas_Commercial Laundry - Alternative Dry-Cleaning Methods_A_Achievable Economic TRC Potential | F8 | Commercial | WA - Miscellaneous | Existing | Water Heating | Natural Gas | Commercial Laundry - Alternative Dry-Cleaning Methods | A | Cumulative Summer Peak Savings (MW) | Achievable Economic TRC Potential | 0 | 0 | 0 | 0 | 0 | 0 | 0 | 0 | 0 | 0 | 0 | 0 | 0 | 0 | 0 | 0 | 0 | 0 | 0 | 0 | 0 | 0 | 0 | 0 | 0 | 0 | 0
F9_Commercial_WA - Miscellaneous_Existing_Water Heating_Natural Gas_Commercial Laundry - Alternative Dry-Cleaning Methods_A_Achievable Economic TRC Potential | F9 | Commercial | WA - Miscellaneous | Existing | Water Heating | Natural Gas | Commercial Laundry - Alternative Dry-Cleaning Methods | A | Cumulative Winter Peak Savings (MW) | Achievable Economic TRC Potential | 0 | 0 | 0 | 0 | 0 | 0 | 0 | 0 | 0 | 0 | 0 | 0 | 0 | 0 | 0 | 0 | 0 | 0 | 0 | 0 | 0 | 0 | 0 | 0 | 0 | 0 | 0
F10_Commercial_WA - Miscellaneous_Existing_Water Heating_Natural Gas_Commercial Laundry - Alternative Dry-Cleaning Methods_A_Achievable Economic TRC Potential | F10 | Commercial | WA - Miscellaneous | Existing | Water Heating | Natural Gas | Commercial Laundry - Alternative Dry-Cleaning Methods | A | Purchases (Incremental) | Achievable Economic TRC Potential | 0 | 0 | 0 | 0 | 0 | 0 | 0 | 0 | 0 | 0 | 0 | 0 | 0 | 0 | 0 | 0 | 0 | 0 | 0 | 0 | 0 | 0 | 0 | 0 | 0 | 0 | 0
F11_Commercial_WA - Miscellaneous_Existing_Water Heating_Natural Gas_Commercial Laundry - Alternative Dry-Cleaning Methods_A_Achievable Economic TRC Potential | F11 | Commercial | WA - Miscellaneous | Existing | Water Heating | Natural Gas | Commercial Laundry - Alternative Dry-Cleaning Methods | A | Purchases (Cumulative) | Achievable Economic TRC Potential | 0 | 0 | 0 | 0 | 0 | 0 | 0 | 0 | 0 | 0 | 0 | 0 | 0 | 0 | 0 | 0 | 0 | 0 | 0 | 0 | 0 | 0 | 0 | 0 | 0 | 0 | 0
F1_Commercial_WA - Miscellaneous_Existing_Space Heating_Natural Gas_Advanced Kitchen Ventilation Controls_A_Achievable Economic TRC Potential | F1 | Commercial | WA - Miscellaneous | Existing | Space Heating | Natural Gas | Advanced Kitchen Ventilation Controls | A | Integrated Unit Energy Savings (kWh or therms) | Achievable Economic TRC Potential | 0 | 0 | 0.032416 | 0.032308 | 0.032202 | 0.03209 | 0.031973 | 0.031849 | 0.031717 | 0.031573 | 0.031418 | 0.03125 | 0.031072 | 0.030887 | 0.030699 | 0.030515 | 0.030344 | 0.030191 | 0.030061 | 0.029957 | 0.029871 | 0.029803 | 0.029742 | 0.029703 | 0.029667 | 0.029635 | 0.029605
F2_Commercial_WA - Miscellaneous_Existing_Space Heating_Natural Gas_Advanced Kitchen Ventilation Controls_A_Achievable Economic TRC Potential | F2 | Commercial | WA - Miscellaneous | Existing | Space Heating | Natural Gas | Advanced Kitchen Ventilation Controls | A | Integrated Unit Summer Peak Savings (kW) | Achievable Economic TRC Potential | 0 | 0 | 0 | 0 | 0 | 0 | 0 | 0 | 0 | 0 | 0 | 0 | 0 | 0 | 0 | 0 | 0 | 0 | 0 | 0 | 0 | 0 | 0 | 0 | 0 | 0 | 0
F3_Commercial_WA - Miscellaneous_Existing_Space Heating_Natural Gas_Advanced Kitchen Ventilation Controls_A_Achievable Economic TRC Potential | F3 | Commercial | WA - Miscellaneous | Existing | Space Heating | Natural Gas | Advanced Kitchen Ventilation Controls | A | Integrated Unit Winter Peak Savings (kW) | Achievable Economic TRC Potential | 0 | 0 | 0 | 0 | 0 | 0 | 0 | 0 | 0 | 0 | 0 | 0 | 0 | 0 | 0 | 0 | 0 | 0 | 0 | 0 | 0 | 0 | 0 | 0 | 0 | 0 | 0
F4_Commercial_WA - Miscellaneous_Existing_Space Heating_Natural Gas_Advanced Kitchen Ventilation Controls_A_Achievable Economic TRC Potential | F4 | Commercial | WA - Miscellaneous | Existing | Space Heating | Natural Gas | Advanced Kitchen Ventilation Controls | A | Incremental Energy Savings (MWh or mTherms) | Achievable Economic TRC Potential | 0 | 0 | 0 | 0.30509 | 0.62417 | 0.622 | 0.61973 | 0.61733 | 0.61476 | 0.61199 | 0.60897 | 0.60573 | 0.60227 | 0.59869 | 0.59503 | 0.59148 | 0.58815 | 0.58519 | 0.29881 | 0 | 1.0867e-15 | 0 | 0 | 0 | 0 | 0 | 0
F5_Commercial_WA - Miscellaneous_Existing_Space Heating_Natural Gas_Advanced Kitchen Ventilation Controls_A_Achievable Economic TRC Potential | F5 | Commercial | WA - Miscellaneous | Existing | Space Heating | Natural Gas | Advanced Kitchen Ventilation Controls | A | Incremental Summer Peak Savings (MW) | Achievable Economic TRC Potential | 0 | 0 | 0 | 0 | 0 | 0 | 0 | 0 | 0 | 0 | 0 | 0 | 0 | 0 | 0 | 0 | 0 | 0 | 0 | 0 | 0 | 0 | 0 | 0 | 0 | 0 | 0
F6_Commercial_WA - Miscellaneous_Existing_Space Heating_Natural Gas_Advanced Kitchen Ventilation Controls_A_Achievable Economic TRC Potential | F6 | Commercial | WA - Miscellaneous | Existing | Space Heating | Natural Gas | Advanced Kitchen Ventilation Controls | A | Incremental Winter Peak Savings (MW) | Achievable Economic TRC Potential | 0 | 0 | 0 | 0 | 0 | 0 | 0 | 0 | 0 | 0 | 0 | 0 | 0 | 0 | 0 | 0 | 0 | 0 | 0 | 0 | 0 | 0 | 0 | 0 | 0 | 0 | 0
F7_Commercial_WA - Miscellaneous_Existing_Space Heating_Natural Gas_Advanced Kitchen Ventilation Controls_A_Achievable Economic TRC Potential | F7 | Commercial | WA - Miscellaneous | Existing | Space Heating | Natural Gas | Advanced Kitchen Ventilation Controls | A | Cumulative Energy Savings (MWh or mTherms) | Achievable Economic TRC Potential | 0 | 0 | 0 | 0.30509 | 0.92826 | 1.547 | 2.1611 | 2.7701 | 3.3733 | 3.9701 | 4.5595 | 5.1409 | 5.7138 | 6.2785 | 6.8353 | 7.3859 | 7.9325 | 8.4777 | 8.7401 | 8.71 | 8.6849 | 8.6651 | 8.6474 | 8.6361 | 8.6257 | 8.6162 | 8.6074
F8_Commercial_WA - Miscellaneous_Existing_Space Heating_Natural Gas_Advanced Kitchen Ventilation Controls_A_Achievable Economic TRC Potential | F8 | Commercial | WA - Miscellaneous | Existing | Space Heating | Natural Gas | Advanced Kitchen Ventilation Controls | A | Cumulative Summer Peak Savings (MW) | Achievable Economic TRC Potential | 0 | 0 | 0 | 0 | 0 | 0 | 0 | 0 | 0 | 0 | 0 | 0 | 0 | 0 | 0 | 0 | 0 | 0 | 0 | 0 | 0 | 0 | 0 | 0 | 0 | 0 | 0
F9_Commercial_WA - Miscellaneous_Existing_Space Heating_Natural Gas_Advanced Kitchen Ventilation Controls_A_Achievable Economic TRC Potential | F9 | Commercial | WA - Miscellaneous | Existing | Space Heating | Natural Gas | Advanced Kitchen Ventilation Controls | A | Cumulative Winter Peak Savings (MW) | Achievable Economic TRC Potential | 0 | 0 | 0 | 0 | 0 | 0 | 0 | 0 | 0 | 0 | 0 | 0 | 0 | 0 | 0 | 0 | 0 | 0 | 0 | 0 | 0 | 0 | 0 | 0 | 0 | 0 | 0
F10_Commercial_WA - Miscellaneous_Existing_Space Heating_Natural Gas_Advanced Kitchen Ventilation Controls_A_Achievable Economic TRC Potential | F10 | Commercial | WA - Miscellaneous | Existing | Space Heating | Natural Gas | Advanced Kitchen Ventilation Controls | A | Purchases (Incremental) | Achievable Economic TRC Potential | 0 | 0 | 0 | 9443.0469 | 19383.0964 | 19383.0964 | 19383.0964 | 19383.0964 | 19383.0964 | 19383.0964 | 19383.0964 | 19383.0964 | 19383.0964 | 19383.0964 | 19383.0964 | 19383.0964 | 19383.0964 | 19383.0964 | 9940.0494 | 0 | 3.638e-11 | 0 | 0 | 0 | 0 | 0 | 0
F11_Commercial_WA - Miscellaneous_Existing_Space Heating_Natural Gas_Advanced Kitchen Ventilation Controls_A_Achievable Economic TRC Potential | F11 | Commercial | WA - Miscellaneous | Existing | Space Heating | Natural Gas | Advanced Kitchen Ventilation Controls | A | Purchases (Cumulative) | Achievable Economic TRC Potential | 0 | 0 | 0 | 9443.0469 | 28826.1433 | 48209.2397 | 67592.336 | 86975.4324 | 106358.5288 | 125741.6251 | 145124.7215 | 164507.8179 | 183890.9142 | 203274.0106 | 222657.1069 | 242040.2033 | 261423.2997 | 280806.396 | 290746.4454 | 290746.4454 | 290746.4454 | 290746.4454 | 290746.4454 | 290746.4454 | 290746.4454 | 290746.4454 | 290746.4454
F1_Commercial_WA - Miscellaneous_Existing_Space Heating_Natural Gas_Infiltration Control - Loading Dock Sealing_A_Achievable Economic TRC Potential | F1 | Commercial | WA - Miscellaneous | Existing | Space Heating | Natural Gas | Infiltration Control - Loading Dock Sealing | A | Integrated Unit Energy Savings (kWh or therms) | Achievable Economic TRC Potential | 0 | 0 | 169.5708 | 168.7577 | 167.8076 | 166.7574 | 165.6223 | 164.3762 | 162.9874 | 161.4398 | 159.7292 | 157.8667 | 155.881 | 153.8823 | 151.8713 | 149.8999 | 148.0483 | 146.3906 | 145.0398 | 144.0187 | 143.1876 | 142.5967 | 142.0627 | 141.8745 | 141.7019 | 141.5436 | 141.3983
F2_Commercial_WA - Miscellaneous_Existing_Space Heating_Natural Gas_Infiltration Control - Loading Dock Sealing_A_Achievable Economic TRC Potential | F2 | Commercial | WA - Miscellaneous | Existing | Space Heating | Natural Gas | Infiltration Control - Loading Dock Sealing | A | Integrated Unit Summer Peak Savings (kW) | Achievable Economic TRC Potential | 0 | 0 | 0 | 0 | 0 | 0 | 0 | 0 | 0 | 0 | 0 | 0 | 0 | 0 | 0 | 0 | 0 | 0 | 0 | 0 | 0 | 0 | 0 | 0 | 0 | 0 | 0
F3_Commercial_WA - Miscellaneous_Existing_Space Heating_Natural Gas_Infiltration Control - Loading Dock Sealing_A_Achievable Economic TRC Potential | F3 | Commercial | WA - Miscellaneous | Existing | Space Heating | Natural Gas | Infiltration Control - Loading Dock Sealing | A | Integrated Unit Winter Peak Savings (kW) | Achievable Economic TRC Potential | 0 | 0 | 0 | 0 | 0 | 0 | 0 | 0 | 0 | 0 | 0 | 0 | 0 | 0 | 0 | 0 | 0 | 0 | 0 | 0 | 0 | 0 | 0 | 0 | 0 | 0 | 0
F4_Commercial_WA - Miscellaneous_Existing_Space Heating_Natural Gas_Infiltration Control - Loading Dock Sealing_A_Achievable Economic TRC Potential | F4 | Commercial | WA - Miscellaneous | Existing | Space Heating | Natural Gas | Infiltration Control - Loading Dock Sealing | A | Incremental Energy Savings (MWh or mTherms) | Achievable Economic TRC Potential | 0 | 0 | 0 | 0 | 0 | 0 | 0 | 0 | 0 | 0 | 0 | 0 | 0 | 0 | 0 | 0 | 0 | 0 | 0 | 0 | 0 | 0 | 0 | 0 | 0 | 0 | 0
F5_Commercial_WA - Miscellaneous_Existing_Space Heating_Natural Gas_Infiltration Control - Loading Dock Sealing_A_Achievable Economic TRC Potential | F5 | Commercial | WA - Miscellaneous | Existing | Space Heating | Natural Gas | Infiltration Control - Loading Dock Sealing | A | Incremental Summer Peak Savings (MW) | Achievable Economic TRC Potential | 0 | 0 | 0 | 0 | 0 | 0 | 0 | 0 | 0 | 0 | 0 | 0 | 0 | 0 | 0 | 0 | 0 | 0 | 0 | 0 | 0 | 0 | 0 | 0 | 0 | 0 | 0
F6_Commercial_WA - Miscellaneous_Existing_Space Heating_Natural Gas_Infiltration Control - Loading Dock Sealing_A_Achievable Economic TRC Potential | F6 | Commercial | WA - Miscellaneous | Existing | Space Heating | Natural Gas | Infiltration Control - Loading Dock Sealing | A | Incremental Winter Peak Savings (MW) | Achievable Economic TRC Potential | 0 | 0 | 0 | 0 | 0 | 0 | 0 | 0 | 0 | 0 | 0 | 0 | 0 | 0 | 0 | 0 | 0 | 0 | 0 | 0 | 0 | 0 | 0 | 0 | 0 | 0 | 0
F7_Commercial_WA - Miscellaneous_Existing_Space Heating_Natural Gas_Infiltration Control - Loading Dock Sealing_A_Achievable Economic TRC Potential | F7 | Commercial | WA - Miscellaneous | Existing | Space Heating | Natural Gas | Infiltration Control - Loading Dock Sealing | A | Cumulative Energy Savings (MWh or mTherms) | Achievable Economic TRC Potential | 0 | 0 | 0 | 0 | 0 | 0 | 0 | 0 | 0 | 0 | 0 | 0 | 0 | 0 | 0 | 0 | 0 | 0 | 0 | 0 | 0 | 0 | 0 | 0 | 0 | 0 | 0
F8_Commercial_WA - Miscellaneous_Existing_Space Heating_Natural Gas_Infiltration Control - Loading Dock Sealing_A_Achievable Economic TRC Potential | F8 | Commercial | WA - Miscellaneous | Existing | Space Heating | Natural Gas | Infiltration Control - Loading Dock Sealing | A | Cumulative Summer Peak Savings (MW) | Achievable Economic TRC Potential | 0 | 0 | 0 | 0 | 0 | 0 | 0 | 0 | 0 | 0 | 0 | 0 | 0 | 0 | 0 | 0 | 0 | 0 | 0 | 0 | 0 | 0 | 0 | 0 | 0 | 0 | 0
F9_Commercial_WA - Miscellaneous_Existing_Space Heating_Natural Gas_Infiltration Control - Loading Dock Sealing_A_Achievable Economic TRC Potential | F9 | Commercial | WA - Miscellaneous | Existing | Space Heating | Natural Gas | Infiltration Control - Loading Dock Sealing | A | Cumulative Winter Peak Savings (MW) | Achievable Economic TRC Potential | 0 | 0 | 0 | 0 | 0 | 0 | 0 | 0 | 0 | 0 | 0 | 0 | 0 | 0 | 0 | 0 | 0 | 0 | 0 | 0 | 0 | 0 | 0 | 0 | 0 | 0 | 0
F10_Commercial_WA - Miscellaneous_Existing_Space Heating_Natural Gas_Infiltration Control - Loading Dock Sealing_A_Achievable Economic TRC Potential | F10 | Commercial | WA - Miscellaneous | Existing | Space Heating | Natural Gas | Infiltration Control - Loading Dock Sealing | A | Purchases (Incremental) | Achievable Economic TRC Potential | 0 | 0 | 0 | 0 | 0 | 0 | 0 | 0 | 0 | 0 | 0 | 0 | 0 | 0 | 0 | 0 | 0 | 0 | 0 | 0 | 0 | 0 | 0 | 0 | 0 | 0 | 0
F11_Commercial_WA - Miscellaneous_Existing_Space Heating_Natural Gas_Infiltration Control - Loading Dock Sealing_A_Achievable Economic TRC Potential | F11 | Commercial | WA - Miscellaneous | Existing | Space Heating | Natural Gas | Infiltration Control - Loading Dock Sealing | A | Purchases (Cumulative) | Achievable Economic TRC Potential | 0 | 0 | 0 | 0 | 0 | 0 | 0 | 0 | 0 | 0 | 0 | 0 | 0 | 0 | 0 | 0 | 0 | 0 | 0 | 0 | 0 | 0 | 0 | 0 | 0 | 0 | 0
F1_Commercial_WA - Miscellaneous_Existing_Space Heating_Natural Gas_Greenhouse Heat Curtain_A_Achievable Economic TRC Potential | F1 | Commercial | WA - Miscellaneous | Existing | Space Heating | Natural Gas | Greenhouse Heat Curtain | A | Integrated Unit Energy Savings (kWh or therms) | Achievable Economic TRC Potential | 0 | 0 | 148.0581 | 147.3481 | 146.5186 | 145.6016 | 144.6105 | 143.5225 | 142.3099 | 140.9587 | 139.4651 | 137.8388 | 136.105 | 134.3599 | 132.6041 | 130.8827 | 129.266 | 127.8187 | 126.6392 | 125.7476 | 125.022 | 124.5061 | 124.0399 | 123.8755 | 123.7248 | 123.5866 | 123.4597
F2_Commercial_WA - Miscellaneous_Existing_Space Heating_Natural Gas_Greenhouse Heat Curtain_A_Achievable Economic TRC Potential | F2 | Commercial | WA - Miscellaneous | Existing | Space Heating | Natural Gas | Greenhouse Heat Curtain | A | Integrated Unit Summer Peak Savings (kW) | Achievable Economic TRC Potential | 0 | 0 | 0 | 0 | 0 | 0 | 0 | 0 | 0 | 0 | 0 | 0 | 0 | 0 | 0 | 0 | 0 | 0 | 0 | 0 | 0 | 0 | 0 | 0 | 0 | 0 | 0
F3_Commercial_WA - Miscellaneous_Existing_Space Heating_Natural Gas_Greenhouse Heat Curtain_A_Achievable Economic TRC Potential | F3 | Commercial | WA - Miscellaneous | Existing | Space Heating | Natural Gas | Greenhouse Heat Curtain | A | Integrated Unit Winter Peak Savings (kW) | Achievable Economic TRC Potential | 0 | 0 | 0 | 0 | 0 | 0 | 0 | 0 | 0 | 0 | 0 | 0 | 0 | 0 | 0 | 0 | 0 | 0 | 0 | 0 | 0 | 0 | 0 | 0 | 0 | 0 | 0
F4_Commercial_WA - Miscellaneous_Existing_Space Heating_Natural Gas_Greenhouse Heat Curtain_A_Achievable Economic TRC Potential | F4 | Commercial | WA - Miscellaneous | Existing | Space Heating | Natural Gas | Greenhouse Heat Curtain | A | Incremental Energy Savings (MWh or mTherms) | Achievable Economic TRC Potential | 0 | 0 | 0 | 0 | 0 | 0 | 0 | 0 | 0 | 0 | 0 | 0 | 0 | 0 | 0 | 0 | 0 | 0 | 0 | 0 | 0 | 0 | 0 | 0 | 0 | 0 | 0
F5_Commercial_WA - Miscellaneous_Existing_Space Heating_Natural Gas_Greenhouse Heat Curtain_A_Achievable Economic TRC Potential | F5 | Commercial | WA - Miscellaneous | Existing | Space Heating | Natural Gas | Greenhouse Heat Curtain | A | Incremental Summer Peak Savings (MW) | Achievable Economic TRC Potential | 0 | 0 | 0 | 0 | 0 | 0 | 0 | 0 | 0 | 0 | 0 | 0 | 0 | 0 | 0 | 0 | 0 | 0 | 0 | 0 | 0 | 0 | 0 | 0 | 0 | 0 | 0
F6_Commercial_WA - Miscellaneous_Existing_Space Heating_Natural Gas_Greenhouse Heat Curtain_A_Achievable Economic TRC Potential | F6 | Commercial | WA - Miscellaneous | Existing | Space Heating | Natural Gas | Greenhouse Heat Curtain | A | Incremental Winter Peak Savings (MW) | Achievable Economic TRC Potential | 0 | 0 | 0 | 0 | 0 | 0 | 0 | 0 | 0 | 0 | 0 | 0 | 0 | 0 | 0 | 0 | 0 | 0 | 0 | 0 | 0 | 0 | 0 | 0 | 0 | 0 | 0
F7_Commercial_WA - Miscellaneous_Existing_Space Heating_Natural Gas_Greenhouse Heat Curtain_A_Achievable Economic TRC Potential | F7 | Commercial | WA - Miscellaneous | Existing | Space Heating | Natural Gas | Greenhouse Heat Curtain | A | Cumulative Energy Savings (MWh or mTherms) | Achievable Economic TRC Potential | 0 | 0 | 0 | 0 | 0 | 0 | 0 | 0 | 0 | 0 | 0 | 0 | 0 | 0 | 0 | 0 | 0 | 0 | 0 | 0 | 0 | 0 | 0 | 0 | 0 | 0 | 0
F8_Commercial_WA - Miscellaneous_Existing_Space Heating_Natural Gas_Greenhouse Heat Curtain_A_Achievable Economic TRC Potential | F8 | Commercial | WA - Miscellaneous | Existing | Space Heating | Natural Gas | Greenhouse Heat Curtain | A | Cumulative Summer Peak Savings (MW) | Achievable Economic TRC Potential | 0 | 0 | 0 | 0 | 0 | 0 | 0 | 0 | 0 | 0 | 0 | 0 | 0 | 0 | 0 | 0 | 0 | 0 | 0 | 0 | 0 | 0 | 0 | 0 | 0 | 0 | 0
F9_Commercial_WA - Miscellaneous_Existing_Space Heating_Natural Gas_Greenhouse Heat Curtain_A_Achievable Economic TRC Potential | F9 | Commercial | WA - Miscellaneous | Existing | Space Heating | Natural Gas | Greenhouse Heat Curtain | A | Cumulative Winter Peak Savings (MW) | Achievable Economic TRC Potential | 0 | 0 | 0 | 0 | 0 | 0 | 0 | 0 | 0 | 0 | 0 | 0 | 0 | 0 | 0 | 0 | 0 | 0 | 0 | 0 | 0 | 0 | 0 | 0 | 0 | 0 | 0
F10_Commercial_WA - Miscellaneous_Existing_Space Heating_Natural Gas_Greenhouse Heat Curtain_A_Achievable Economic TRC Potential | F10 | Commercial | WA - Miscellaneous | Existing | Space Heating | Natural Gas | Greenhouse Heat Curtain | A | Purchases (Incremental) | Achievable Economic TRC Potential | 0 | 0 | 0 | 0 | 0 | 0 | 0 | 0 | 0 | 0 | 0 | 0 | 0 | 0 | 0 | 0 | 0 | 0 | 0 | 0 | 0 | 0 | 0 | 0 | 0 | 0 | 0
F11_Commercial_WA - Miscellaneous_Existing_Space Heating_Natural Gas_Greenhouse Heat Curtain_A_Achievable Economic TRC Potential | F11 | Commercial | WA - Miscellaneous | Existing | Space Heating | Natural Gas | Greenhouse Heat Curtain | A | Purchases (Cumulative) | Achievable Economic TRC Potential | 0 | 0 | 0 | 0 | 0 | 0 | 0 | 0 | 0 | 0 | 0 | 0 | 0 | 0 | 0 | 0 | 0 | 0 | 0 | 0 | 0 | 0 | 0 | 0 | 0 | 0 | 0
F1_Commercial_WA - Miscellaneous_Existing_Space Heating_Natural Gas_Ventilation - Parking Garages, Demand Controlled_A_Achievable Economic TRC Potential | F1 | Commercial | WA - Miscellaneous | Existing | Space Heating | Natural Gas | Ventilation - Parking Garages, Demand Controlled | A | Integrated Unit Energy Savings (kWh or therms) | Achievable Economic TRC Potential | 0 | 0 | 0 | 0 | 0 | 0 | 0 | 0 | 0 | 0 | 0 | 0 | 0 | 0 | 0 | 0 | 0 | 0 | 0 | 0 | 0 | 0 | 0 | 0 | 0 | 0 | 0
F2_Commercial_WA - Miscellaneous_Existing_Space Heating_Natural Gas_Ventilation - Parking Garages, Demand Controlled_A_Achievable Economic TRC Potential | F2 | Commercial | WA - Miscellaneous | Existing | Space Heating | Natural Gas | Ventilation - Parking Garages, Demand Controlled | A | Integrated Unit Summer Peak Savings (kW) | Achievable Economic TRC Potential | 0 | 0 | 0 | 0 | 0 | 0 | 0 | 0 | 0 | 0 | 0 | 0 | 0 | 0 | 0 | 0 | 0 | 0 | 0 | 0 | 0 | 0 | 0 | 0 | 0 | 0 | 0
F3_Commercial_WA - Miscellaneous_Existing_Space Heating_Natural Gas_Ventilation - Parking Garages, Demand Controlled_A_Achievable Economic TRC Potential | F3 | Commercial | WA - Miscellaneous | Existing | Space Heating | Natural Gas | Ventilation - Parking Garages, Demand Controlled | A | Integrated Unit Winter Peak Savings (kW) | Achievable Economic TRC Potential | 0 | 0 | 0 | 0 | 0 | 0 | 0 | 0 | 0 | 0 | 0 | 0 | 0 | 0 | 0 | 0 | 0 | 0 | 0 | 0 | 0 | 0 | 0 | 0 | 0 | 0 | 0
F4_Commercial_WA - Miscellaneous_Existing_Space Heating_Natural Gas_Ventilation - Parking Garages, Demand Controlled_A_Achievable Economic TRC Potential | F4 | Commercial | WA - Miscellaneous | Existing | Space Heating | Natural Gas | Ventilation - Parking Garages, Demand Controlled | A | Incremental Energy Savings (MWh or mTherms) | Achievable Economic TRC Potential | 0 | 0 | 0 | 0 | 0 | 0 | 0 | 0 | 0 | 0 | 0 | 0 | 0 | 0 | 0 | 0 | 0 | 0 | 0 | 0 | 0 | 0 | 0 | 0 | 0 | 0 | 0
F5_Commercial_WA - Miscellaneous_Existing_Space Heating_Natural Gas_Ventilation - Parking Garages, Demand Controlled_A_Achievable Economic TRC Potential | F5 | Commercial | WA - Miscellaneous | Existing | Space Heating | Natural Gas | Ventilation - Parking Garages, Demand Controlled | A | Incremental Summer Peak Savings (MW) | Achievable Economic TRC Potential | 0 | 0 | 0 | 0 | 0 | 0 | 0 | 0 | 0 | 0 | 0 | 0 | 0 | 0 | 0 | 0 | 0 | 0 | 0 | 0 | 0 | 0 | 0 | 0 | 0 | 0 | 0
F6_Commercial_WA - Miscellaneous_Existing_Space Heating_Natural Gas_Ventilation - Parking Garages, Demand Controlled_A_Achievable Economic TRC Potential | F6 | Commercial | WA - Miscellaneous | Existing | Space Heating | Natural Gas | Ventilation - Parking Garages, Demand Controlled | A | Incremental Winter Peak Savings (MW) | Achievable Economic TRC Potential | 0 | 0 | 0 | 0 | 0 | 0 | 0 | 0 | 0 | 0 | 0 | 0 | 0 | 0 | 0 | 0 | 0 | 0 | 0 | 0 | 0 | 0 | 0 | 0 | 0 | 0 | 0
F7_Commercial_WA - Miscellaneous_Existing_Space Heating_Natural Gas_Ventilation - Parking Garages, Demand Controlled_A_Achievable Economic TRC Potential | F7 | Commercial | WA - Miscellaneous | Existing | Space Heating | Natural Gas | Ventilation - Parking Garages, Demand Controlled | A | Cumulative Energy Savings (MWh or mTherms) | Achievable Economic TRC Potential | 0 | 0 | 0 | 0 | 0 | 0 | 0 | 0 | 0 | 0 | 0 | 0 | 0 | 0 | 0 | 0 | 0 | 0 | 0 | 0 | 0 | 0 | 0 | 0 | 0 | 0 | 0
F8_Commercial_WA - Miscellaneous_Existing_Space Heating_Natural Gas_Ventilation - Parking Garages, Demand Controlled_A_Achievable Economic TRC Potential | F8 | Commercial | WA - Miscellaneous | Existing | Space Heating | Natural Gas | Ventilation - Parking Garages, Demand Controlled | A | Cumulative Summer Peak Savings (MW) | Achievable Economic TRC Potential | 0 | 0 | 0 | 0 | 0 | 0 | 0 | 0 | 0 | 0 | 0 | 0 | 0 | 0 | 0 | 0 | 0 | 0 | 0 | 0 | 0 | 0 | 0 | 0 | 0 | 0 | 0
F9_Commercial_WA - Miscellaneous_Existing_Space Heating_Natural Gas_Ventilation - Parking Garages, Demand Controlled_A_Achievable Economic TRC Potential | F9 | Commercial | WA - Miscellaneous | Existing | Space Heating | Natural Gas | Ventilation - Parking Garages, Demand Controlled | A | Cumulative Winter Peak Savings (MW) | Achievable Economic TRC Potential | 0 | 0 | 0 | 0 | 0 | 0 | 0 | 0 | 0 | 0 | 0 | 0 | 0 | 0 | 0 | 0 | 0 | 0 | 0 | 0 | 0 | 0 | 0 | 0 | 0 | 0 | 0
F10_Commercial_WA - Miscellaneous_Existing_Space Heating_Natural Gas_Ventilation - Parking Garages, Demand Controlled_A_Achievable Economic TRC Potential | F10 | Commercial | WA - Miscellaneous | Existing | Space Heating | Natural Gas | Ventilation - Parking Garages, Demand Controlled | A | Purchases (Incremental) | Achievable Economic TRC Potential | 0 | 0 | 0 | 0 | 0 | 0 | 0 | 0 | 0 | 0 | 0 | 0 | 0 | 0 | 0 | 0 | 0 | 0 | 0 | 0 | 0 | 0 | 0 | 0 | 0 | 0 | 0
F11_Commercial_WA - Miscellaneous_Existing_Space Heating_Natural Gas_Ventilation - Parking Garages, Demand Controlled_A_Achievable Economic TRC Potential | F11 | Commercial | WA - Miscellaneous | Existing | Space Heating | Natural Gas | Ventilation - Parking Garages, Demand Controlled | A | Purchases (Cumulative) | Achievable Economic TRC Potential | 0 | 0 | 0 | 0 | 0 | 0 | 0 | 0 | 0 | 0 | 0 | 0 | 0 | 0 | 0 | 0 | 0 | 0 | 0 | 0 | 0 | 0 | 0 | 0 | 0 | 0 | 0
F1_Commercial_WA - Miscellaneous_Existing_Miscellaneous_Natural Gas_Pool Heater - Night Covers_A_Achievable Economic TRC Potential | F1 | Commercial | WA - Miscellaneous | Existing | Miscellaneous | Natural Gas | Pool Heater - Night Covers | A | Integrated Unit Energy Savings (kWh or therms) | Achievable Economic TRC Potential | 0 | 0 | 0.00010507 | 0.00010507 | 0.00010507 | 0.00010507 | 0.00010507 | 0.00010507 | 0.00010507 | 0.00010507 | 0.00010507 | 0.00010507 | 0.00010507 | 0.00010507 | 0.00010507 | 0.00010507 | 0.00010507 | 0.00010507 | 0.00010507 | 0.00010507 | 0.00010507 | 0.00010507 | 0.00010507 | 0.00010507 | 0.00010507 | 0.00010507 | 0.00010507
F2_Commercial_WA - Miscellaneous_Existing_Miscellaneous_Natural Gas_Pool Heater - Night Covers_A_Achievable Economic TRC Potential | F2 | Commercial | WA - Miscellaneous | Existing | Miscellaneous | Natural Gas | Pool Heater - Night Covers | A | Integrated Unit Summer Peak Savings (kW) | Achievable Economic TRC Potential | 0 | 0 | 0 | 0 | 0 | 0 | 0 | 0 | 0 | 0 | 0 | 0 | 0 | 0 | 0 | 0 | 0 | 0 | 0 | 0 | 0 | 0 | 0 | 0 | 0 | 0 | 0
F3_Commercial_WA - Miscellaneous_Existing_Miscellaneous_Natural Gas_Pool Heater - Night Covers_A_Achievable Economic TRC Potential | F3 | Commercial | WA - Miscellaneous | Existing | Miscellaneous | Natural Gas | Pool Heater - Night Covers | A | Integrated Unit Winter Peak Savings (kW) | Achievable Economic TRC Potential | 0 | 0 | 0 | 0 | 0 | 0 | 0 | 0 | 0 | 0 | 0 | 0 | 0 | 0 | 0 | 0 | 0 | 0 | 0 | 0 | 0 | 0 | 0 | 0 | 0 | 0 | 0
F4_Commercial_WA - Miscellaneous_Existing_Miscellaneous_Natural Gas_Pool Heater - Night Covers_A_Achievable Economic TRC Potential | F4 | Commercial | WA - Miscellaneous | Existing | Miscellaneous | Natural Gas | Pool Heater - Night Covers | A | Incremental Energy Savings (MWh or mTherms) | Achievable Economic TRC Potential | 0 | 0 | 0 | 0 | 0 | 0 | 0 | 0 | 0 | 0 | 0 | 0 | 0 | 0 | 0 | 0 | 0 | 0 | 0 | 0 | 0 | 0 | 0 | 0 | 0 | 0 | 0
F5_Commercial_WA - Miscellaneous_Existing_Miscellaneous_Natural Gas_Pool Heater - Night Covers_A_Achievable Economic TRC Potential | F5 | Commercial | WA - Miscellaneous | Existing | Miscellaneous | Natural Gas | Pool Heater - Night Covers | A | Incremental Summer Peak Savings (MW) | Achievable Economic TRC Potential | 0 | 0 | 0 | 0 | 0 | 0 | 0 | 0 | 0 | 0 | 0 | 0 | 0 | 0 | 0 | 0 | 0 | 0 | 0 | 0 | 0 | 0 | 0 | 0 | 0 | 0 | 0
F6_Commercial_WA - Miscellaneous_Existing_Miscellaneous_Natural Gas_Pool Heater - Night Covers_A_Achievable Economic TRC Potential | F6 | Commercial | WA - Miscellaneous | Existing | Miscellaneous | Natural Gas | Pool Heater - Night Covers | A | Incremental Winter Peak Savings (MW) | Achievable Economic TRC Potential | 0 | 0 | 0 | 0 | 0 | 0 | 0 | 0 | 0 | 0 | 0 | 0 | 0 | 0 | 0 | 0 | 0 | 0 | 0 | 0 | 0 | 0 | 0 | 0 | 0 | 0 | 0
F7_Commercial_WA - Miscellaneous_Existing_Miscellaneous_Natural Gas_Pool Heater - Night Covers_A_Achievable Economic TRC Potential | F7 | Commercial | WA - Miscellaneous | Existing | Miscellaneous | Natural Gas | Pool Heater - Night Covers | A | Cumulative Energy Savings (MWh or mTherms) | Achievable Economic TRC Potential | 0 | 0 | 0 | 0 | 0 | 0 | 0 | 0 | 0 | 0 | 0 | 0 | 0 | 0 | 0 | 0 | 0 | 0 | 0 | 0 | 0 | 0 | 0 | 0 | 0 | 0 | 0
F8_Commercial_WA - Miscellaneous_Existing_Miscellaneous_Natural Gas_Pool Heater - Night Covers_A_Achievable Economic TRC Potential | F8 | Commercial | WA - Miscellaneous | Existing | Miscellaneous | Natural Gas | Pool Heater - Night Covers | A | Cumulative Summer Peak Savings (MW) | Achievable Economic TRC Potential | 0 | 0 | 0 | 0 | 0 | 0 | 0 | 0 | 0 | 0 | 0 | 0 | 0 | 0 | 0 | 0 | 0 | 0 | 0 | 0 | 0 | 0 | 0 | 0 | 0 | 0 | 0
F9_Commercial_WA - Miscellaneous_Existing_Miscellaneous_Natural Gas_Pool Heater - Night Covers_A_Achievable Economic TRC Potential | F9 | Commercial | WA - Miscellaneous | Existing | Miscellaneous | Natural Gas | Pool Heater - Night Covers | A | Cumulative Winter Peak Savings (MW) | Achievable Economic TRC Potential | 0 | 0 | 0 | 0 | 0 | 0 | 0 | 0 | 0 | 0 | 0 | 0 | 0 | 0 | 0 | 0 | 0 | 0 | 0 | 0 | 0 | 0 | 0 | 0 | 0 | 0 | 0
F10_Commercial_WA - Miscellaneous_Existing_Miscellaneous_Natural Gas_Pool Heater - Night Covers_A_Achievable Economic TRC Potential | F10 | Commercial | WA - Miscellaneous | Existing | Miscellaneous | Natural Gas | Pool Heater - Night Covers | A | Purchases (Incremental) | Achievable Economic TRC Potential | 0 | 0 | 0 | 0 | 0 | 0 | 0 | 0 | 0 | 0 | 0 | 0 | 0 | 0 | 0 | 0 | 0 | 0 | 0 | 0 | 0 | 0 | 0 | 0 | 0 | 0 | 0
F11_Commercial_WA - Miscellaneous_Existing_Miscellaneous_Natural Gas_Pool Heater - Night Covers_A_Achievable Economic TRC Potential | F11 | Commercial | WA - Miscellaneous | Existing | Miscellaneous | Natural Gas | Pool Heater - Night Covers | A | Purchases (Cumulative) | Achievable Economic TRC Potential | 0 | 0 | 0 | 0 | 0 | 0 | 0 | 0 | 0 | 0 | 0 | 0 | 0 | 0 | 0 | 0 | 0 | 0 | 0 | 0 | 0 | 0 | 0 | 0 | 0 | 0 | 0
F1_Commercial_WA - Miscellaneous_Existing_Space Heating_Natural Gas_Advanced New Construction Designs_A_Achievable Economic TRC Potential | F1 | Commercial | WA - Miscellaneous | Existing | Space Heating | Natural Gas | Advanced New Construction Designs | A | Integrated Unit Energy Savings (kWh or therms) | Achievable Economic TRC Potential | 0 | 0 | 0 | 0 | 0 | 0 | 0 | 0 | 0 | 0 | 0 | 0 | 0 | 0 | 0 | 0 | 0 | 0 | 0 | 0 | 0 | 0 | 0 | 0 | 0 | 0 | 0
F2_Commercial_WA - Miscellaneous_Existing_Space Heating_Natural Gas_Advanced New Construction Designs_A_Achievable Economic TRC Potential | F2 | Commercial | WA - Miscellaneous | Existing | Space Heating | Natural Gas | Advanced New Construction Designs | A | Integrated Unit Summer Peak Savings (kW) | Achievable Economic TRC Potential | 0 | 0 | 0 | 0 | 0 | 0 | 0 | 0 | 0 | 0 | 0 | 0 | 0 | 0 | 0 | 0 | 0 | 0 | 0 | 0 | 0 | 0 | 0 | 0 | 0 | 0 | 0
F3_Commercial_WA - Miscellaneous_Existing_Space Heating_Natural Gas_Advanced New Construction Designs_A_Achievable Economic TRC Potential | F3 | Commercial | WA - Miscellaneous | Existing | Space Heating | Natural Gas | Advanced New Construction Designs | A | Integrated Unit Winter Peak Savings (kW) | Achievable Economic TRC Potential | 0 | 0 | 0 | 0 | 0 | 0 | 0 | 0 | 0 | 0 | 0 | 0 | 0 | 0 | 0 | 0 | 0 | 0 | 0 | 0 | 0 | 0 | 0 | 0 | 0 | 0 | 0
F4_Commercial_WA - Miscellaneous_Existing_Space Heating_Natural Gas_Advanced New Construction Designs_A_Achievable Economic TRC Potential | F4 | Commercial | WA - Miscellaneous | Existing | Space Heating | Natural Gas | Advanced New Construction Designs | A | Incremental Energy Savings (MWh or mTherms) | Achievable Economic TRC Potential | 0 | 0 | 0 | 0 | 0 | 0 | 0 | 0 | 0 | 0 | 0 | 0 | 0 | 0 | 0 | 0 | 0 | 0 | 0 | 0 | 0 | 0 | 0 | 0 | 0 | 0 | 0
F5_Commercial_WA - Miscellaneous_Existing_Space Heating_Natural Gas_Advanced New Construction Designs_A_Achievable Economic TRC Potential | F5 | Commercial | WA - Miscellaneous | Existing | Space Heating | Natural Gas | Advanced New Construction Designs | A | Incremental Summer Peak Savings (MW) | Achievable Economic TRC Potential | 0 | 0 | 0 | 0 | 0 | 0 | 0 | 0 | 0 | 0 | 0 | 0 | 0 | 0 | 0 | 0 | 0 | 0 | 0 | 0 | 0 | 0 | 0 | 0 | 0 | 0 | 0
F6_Commercial_WA - Miscellaneous_Existing_Space Heating_Natural Gas_Advanced New Construction Designs_A_Achievable Economic TRC Potential | F6 | Commercial | WA - Miscellaneous | Existing | Space Heating | Natural Gas | Advanced New Construction Designs | A | Incremental Winter Peak Savings (MW) | Achievable Economic TRC Potential | 0 | 0 | 0 | 0 | 0 | 0 | 0 | 0 | 0 | 0 | 0 | 0 | 0 | 0 | 0 | 0 | 0 | 0 | 0 | 0 | 0 | 0 | 0 | 0 | 0 | 0 | 0
F7_Commercial_WA - Miscellaneous_Existing_Space Heating_Natural Gas_Advanced New Construction Designs_A_Achievable Economic TRC Potential | F7 | Commercial | WA - Miscellaneous | Existing | Space Heating | Natural Gas | Advanced New Construction Designs | A | Cumulative Energy Savings (MWh or mTherms) | Achievable Economic TRC Potential | 0 | 0 | 0 | 0 | 0 | 0 | 0 | 0 | 0 | 0 | 0 | 0 | 0 | 0 | 0 | 0 | 0 | 0 | 0 | 0 | 0 | 0 | 0 | 0 | 0 | 0 | 0
F8_Commercial_WA - Miscellaneous_Existing_Space Heating_Natural Gas_Advanced New Construction Designs_A_Achievable Economic TRC Potential | F8 | Commercial | WA - Miscellaneous | Existing | Space Heating | Natural Gas | Advanced New Construction Designs | A | Cumulative Summer Peak Savings (MW) | Achievable Economic TRC Potential | 0 | 0 | 0 | 0 | 0 | 0 | 0 | 0 | 0 | 0 | 0 | 0 | 0 | 0 | 0 | 0 | 0 | 0 | 0 | 0 | 0 | 0 | 0 | 0 | 0 | 0 | 0
F9_Commercial_WA - Miscellaneous_Existing_Space Heating_Natural Gas_Advanced New Construction Designs_A_Achievable Economic TRC Potential | F9 | Commercial | WA - Miscellaneous | Existing | Space Heating | Natural Gas | Advanced New Construction Designs | A | Cumulative Winter Peak Savings (MW) | Achievable Economic TRC Potential | 0 | 0 | 0 | 0 | 0 | 0 | 0 | 0 | 0 | 0 | 0 | 0 | 0 | 0 | 0 | 0 | 0 | 0 | 0 | 0 | 0 | 0 | 0 | 0 | 0 | 0 | 0
F10_Commercial_WA - Miscellaneous_Existing_Space Heating_Natural Gas_Advanced New Construction Designs_A_Achievable Economic TRC Potential | F10 | Commercial | WA - Miscellaneous | Existing | Space Heating | Natural Gas | Advanced New Construction Designs | A | Purchases (Incremental) | Achievable Economic TRC Potential | 0 | 0 | 0 | 0 | 0 | 0 | 0 | 0 | 0 | 0 | 0 | 0 | 0 | 0 | 0 | 0 | 0 | 0 | 0 | 0 | 0 | 0 | 0 | 0 | 0 | 0 | 0
F11_Commercial_WA - Miscellaneous_Existing_Space Heating_Natural Gas_Advanced New Construction Designs_A_Achievable Economic TRC Potential | F11 | Commercial | WA - Miscellaneous | Existing | Space Heating | Natural Gas | Advanced New Construction Designs | A | Purchases (Cumulative) | Achievable Economic TRC Potential | 0 | 0 | 0 | 0 | 0 | 0 | 0 | 0 | 0 | 0 | 0 | 0 | 0 | 0 | 0 | 0 | 0 | 0 | 0 | 0 | 0 | 0 | 0 | 0 | 0 | 0 | 0
F1_Commercial_WA - Miscellaneous_Existing_Water Heating_Natural Gas_Advanced New Construction Designs_A_Achievable Economic TRC Potential | F1 | Commercial | WA - Miscellaneous | Existing | Water Heating | Natural Gas | Advanced New Construction Designs | A | Integrated Unit Energy Savings (kWh or therms) | Achievable Economic TRC Potential | 0 | 0 | 0 | 0 | 0 | 0 | 0 | 0 | 0 | 0 | 0 | 0 | 0 | 0 | 0 | 0 | 0 | 0 | 0 | 0 | 0 | 0 | 0 | 0 | 0 | 0 | 0
F2_Commercial_WA - Miscellaneous_Existing_Water Heating_Natural Gas_Advanced New Construction Designs_A_Achievable Economic TRC Potential | F2 | Commercial | WA - Miscellaneous | Existing | Water Heating | Natural Gas | Advanced New Construction Designs | A | Integrated Unit Summer Peak Savings (kW) | Achievable Economic TRC Potential | 0 | 0 | 0 | 0 | 0 | 0 | 0 | 0 | 0 | 0 | 0 | 0 | 0 | 0 | 0 | 0 | 0 | 0 | 0 | 0 | 0 | 0 | 0 | 0 | 0 | 0 | 0
F3_Commercial_WA - Miscellaneous_Existing_Water Heating_Natural Gas_Advanced New Construction Designs_A_Achievable Economic TRC Potential | F3 | Commercial | WA - Miscellaneous | Existing | Water Heating | Natural Gas | Advanced New Construction Designs | A | Integrated Unit Winter Peak Savings (kW) | Achievable Economic TRC Potential | 0 | 0 | 0 | 0 | 0 | 0 | 0 | 0 | 0 | 0 | 0 | 0 | 0 | 0 | 0 | 0 | 0 | 0 | 0 | 0 | 0 | 0 | 0 | 0 | 0 | 0 | 0
F4_Commercial_WA - Miscellaneous_Existing_Water Heating_Natural Gas_Advanced New Construction Designs_A_Achievable Economic TRC Potential | F4 | Commercial | WA - Miscellaneous | Existing | Water Heating | Natural Gas | Advanced New Construction Designs | A | Incremental Energy Savings (MWh or mTherms) | Achievable Economic TRC Potential | 0 | 0 | 0 | 0 | 0 | 0 | 0 | 0 | 0 | 0 | 0 | 0 | 0 | 0 | 0 | 0 | 0 | 0 | 0 | 0 | 0 | 0 | 0 | 0 | 0 | 0 | 0
F5_Commercial_WA - Miscellaneous_Existing_Water Heating_Natural Gas_Advanced New Construction Designs_A_Achievable Economic TRC Potential | F5 | Commercial | WA - Miscellaneous | Existing | Water Heating | Natural Gas | Advanced New Construction Designs | A | Incremental Summer Peak Savings (MW) | Achievable Economic TRC Potential | 0 | 0 | 0 | 0 | 0 | 0 | 0 | 0 | 0 | 0 | 0 | 0 | 0 | 0 | 0 | 0 | 0 | 0 | 0 | 0 | 0 | 0 | 0 | 0 | 0 | 0 | 0
F6_Commercial_WA - Miscellaneous_Existing_Water Heating_Natural Gas_Advanced New Construction Designs_A_Achievable Economic TRC Potential | F6 | Commercial | WA - Miscellaneous | Existing | Water Heating | Natural Gas | Advanced New Construction Designs | A | Incremental Winter Peak Savings (MW) | Achievable Economic TRC Potential | 0 | 0 | 0 | 0 | 0 | 0 | 0 | 0 | 0 | 0 | 0 | 0 | 0 | 0 | 0 | 0 | 0 | 0 | 0 | 0 | 0 | 0 | 0 | 0 | 0 | 0 | 0
F7_Commercial_WA - Miscellaneous_Existing_Water Heating_Natural Gas_Advanced New Construction Designs_A_Achievable Economic TRC Potential | F7 | Commercial | WA - Miscellaneous | Existing | Water Heating | Natural Gas | Advanced New Construction Designs | A | Cumulative Energy Savings (MWh or mTherms) | Achievable Economic TRC Potential | 0 | 0 | 0 | 0 | 0 | 0 | 0 | 0 | 0 | 0 | 0 | 0 | 0 | 0 | 0 | 0 | 0 | 0 | 0 | 0 | 0 | 0 | 0 | 0 | 0 | 0 | 0
F8_Commercial_WA - Miscellaneous_Existing_Water Heating_Natural Gas_Advanced New Construction Designs_A_Achievable Economic TRC Potential | F8 | Commercial | WA - Miscellaneous | Existing | Water Heating | Natural Gas | Advanced New Construction Designs | A | Cumulative Summer Peak Savings (MW) | Achievable Economic TRC Potential | 0 | 0 | 0 | 0 | 0 | 0 | 0 | 0 | 0 | 0 | 0 | 0 | 0 | 0 | 0 | 0 | 0 | 0 | 0 | 0 | 0 | 0 | 0 | 0 | 0 | 0 | 0
F9_Commercial_WA - Miscellaneous_Existing_Water Heating_Natural Gas_Advanced New Construction Designs_A_Achievable Economic TRC Potential | F9 | Commercial | WA - Miscellaneous | Existing | Water Heating | Natural Gas | Advanced New Construction Designs | A | Cumulative Winter Peak Savings (MW) | Achievable Economic TRC Potential | 0 | 0 | 0 | 0 | 0 | 0 | 0 | 0 | 0 | 0 | 0 | 0 | 0 | 0 | 0 | 0 | 0 | 0 | 0 | 0 | 0 | 0 | 0 | 0 | 0 | 0 | 0
F10_Commercial_WA - Miscellaneous_Existing_Water Heating_Natural Gas_Advanced New Construction Designs_A_Achievable Economic TRC Potential | F10 | Commercial | WA - Miscellaneous | Existing | Water Heating | Natural Gas | Advanced New Construction Designs | A | Purchases (Incremental) | Achievable Economic TRC Potential | 0 | 0 | 0 | 0 | 0 | 0 | 0 | 0 | 0 | 0 | 0 | 0 | 0 | 0 | 0 | 0 | 0 | 0 | 0 | 0 | 0 | 0 | 0 | 0 | 0 | 0 | 0
F11_Commercial_WA - Miscellaneous_Existing_Water Heating_Natural Gas_Advanced New Construction Designs_A_Achievable Economic TRC Potential | F11 | Commercial | WA - Miscellaneous | Existing | Water Heating | Natural Gas | Advanced New Construction Designs | A | Purchases (Cumulative) | Achievable Economic TRC Potential | 0 | 0 | 0 | 0 | 0 | 0 | 0 | 0 | 0 | 0 | 0 | 0 | 0 | 0 | 0 | 0 | 0 | 0 | 0 | 0 | 0 | 0 | 0 | 0 | 0 | 0 | 0
F1_Commercial_WA - Miscellaneous_Existing_Space Heating_Natural Gas_Strategic Energy Management_A_Achievable Economic TRC Potential | F1 | Commercial | WA - Miscellaneous | Existing | Space Heating | Natural Gas | Strategic Energy Management | A | Integrated Unit Energy Savings (kWh or therms) | Achievable Economic TRC Potential | 0 | 0 | 0.019799 | 0.019704 | 0.019594 | 0.019471 | 0.019338 | 0.019193 | 0.019031 | 0.01885 | 0.01865 | 0.018433 | 0.018201 | 0.017968 | 0.017733 | 0.017503 | 0.017286 | 0.017093 | 0.016935 | 0.016816 | 0.016719 | 0.01665 | 0.016587 | 0.016566 | 0.016545 | 0.016527 | 0.01651
F2_Commercial_WA - Miscellaneous_Existing_Space Heating_Natural Gas_Strategic Energy Management_A_Achievable Economic TRC Potential | F2 | Commercial | WA - Miscellaneous | Existing | Space Heating | Natural Gas | Strategic Energy Management | A | Integrated Unit Summer Peak Savings (kW) | Achievable Economic TRC Potential | 0 | 0 | 0 | 0 | 0 | 0 | 0 | 0 | 0 | 0 | 0 | 0 | 0 | 0 | 0 | 0 | 0 | 0 | 0 | 0 | 0 | 0 | 0 | 0 | 0 | 0 | 0
F3_Commercial_WA - Miscellaneous_Existing_Space Heating_Natural Gas_Strategic Energy Management_A_Achievable Economic TRC Potential | F3 | Commercial | WA - Miscellaneous | Existing | Space Heating | Natural Gas | Strategic Energy Management | A | Integrated Unit Winter Peak Savings (kW) | Achievable Economic TRC Potential | 0 | 0 | 0 | 0 | 0 | 0 | 0 | 0 | 0 | 0 | 0 | 0 | 0 | 0 | 0 | 0 | 0 | 0 | 0 | 0 | 0 | 0 | 0 | 0 | 0 | 0 | 0
F4_Commercial_WA - Miscellaneous_Existing_Space Heating_Natural Gas_Strategic Energy Management_A_Achievable Economic TRC Potential | F4 | Commercial | WA - Miscellaneous | Existing | Space Heating | Natural Gas | Strategic Energy Management | A | Incremental Energy Savings (MWh or mTherms) | Achievable Economic TRC Potential | 0 | 0 | 0 | 0.57682 | 1.1773 | 1.17 | 0.59589 | 0 | 1.3847e-16 | 0 | 0 | 0 | 0 | 0 | 0 | 0 | 0 | 0 | 0 | 0 | 0 | 0 | 0 | 0 | 0 | 0 | 0
F5_Commercial_WA - Miscellaneous_Existing_Space Heating_Natural Gas_Strategic Energy Management_A_Achievable Economic TRC Potential | F5 | Commercial | WA - Miscellaneous | Existing | Space Heating | Natural Gas | Strategic Energy Management | A | Incremental Summer Peak Savings (MW) | Achievable Economic TRC Potential | 0 | 0 | 0 | 0 | 0 | 0 | 0 | 0 | 0 | 0 | 0 | 0 | 0 | 0 | 0 | 0 | 0 | 0 | 0 | 0 | 0 | 0 | 0 | 0 | 0 | 0 | 0
F6_Commercial_WA - Miscellaneous_Existing_Space Heating_Natural Gas_Strategic Energy Management_A_Achievable Economic TRC Potential | F6 | Commercial | WA - Miscellaneous | Existing | Space Heating | Natural Gas | Strategic Energy Management | A | Incremental Winter Peak Savings (MW) | Achievable Economic TRC Potential | 0 | 0 | 0 | 0 | 0 | 0 | 0 | 0 | 0 | 0 | 0 | 0 | 0 | 0 | 0 | 0 | 0 | 0 | 0 | 0 | 0 | 0 | 0 | 0 | 0 | 0 | 0
F7_Commercial_WA - Miscellaneous_Existing_Space Heating_Natural Gas_Strategic Energy Management_A_Achievable Economic TRC Potential | F7 | Commercial | WA - Miscellaneous | Existing | Space Heating | Natural Gas | Strategic Energy Management | A | Cumulative Energy Savings (MWh or mTherms) | Achievable Economic TRC Potential | 0 | 0 | 0 | 0.57682 | 1.7509 | 2.9099 | 3.486 | 3.4598 | 3.4305 | 3.398 | 3.3619 | 3.3227 | 3.2809 | 3.2389 | 3.1966 | 3.1551 | 3.1161 | 3.0812 | 3.0528 | 3.0313 | 3.0138 | 3.0013 | 2.9901 | 2.9861 | 2.9825 | 2.9792 | 2.9761
F8_Commercial_WA - Miscellaneous_Existing_Space Heating_Natural Gas_Strategic Energy Management_A_Achievable Economic TRC Potential | F8 | Commercial | WA - Miscellaneous | Existing | Space Heating | Natural Gas | Strategic Energy Management | A | Cumulative Summer Peak Savings (MW) | Achievable Economic TRC Potential | 0 | 0 | 0 | 0 | 0 | 0 | 0 | 0 | 0 | 0 | 0 | 0 | 0 | 0 | 0 | 0 | 0 | 0 | 0 | 0 | 0 | 0 | 0 | 0 | 0 | 0 | 0
F9_Commercial_WA - Miscellaneous_Existing_Space Heating_Natural Gas_Strategic Energy Management_A_Achievable Economic TRC Potential | F9 | Commercial | WA - Miscellaneous | Existing | Space Heating | Natural Gas | Strategic Energy Management | A | Cumulative Winter Peak Savings (MW) | Achievable Economic TRC Potential | 0 | 0 | 0 | 0 | 0 | 0 | 0 | 0 | 0 | 0 | 0 | 0 | 0 | 0 | 0 | 0 | 0 | 0 | 0 | 0 | 0 | 0 | 0 | 0 | 0 | 0 | 0
F10_Commercial_WA - Miscellaneous_Existing_Space Heating_Natural Gas_Strategic Energy Management_A_Achievable Economic TRC Potential | F10 | Commercial | WA - Miscellaneous | Existing | Space Heating | Natural Gas | Strategic Energy Management | A | Purchases (Incremental) | Achievable Economic TRC Potential | 0 | 0 | 0 | 29273.4455 | 60087.5987 | 60087.5987 | 30814.1532 | 0 | 7.276e-12 | 0 | 0 | 0 | 0 | 0 | 0 | 0 | 0 | 0 | 0 | 0 | 0 | 0 | 0 | 0 | 0 | 0 | 0
F11_Commercial_WA - Miscellaneous_Existing_Space Heating_Natural Gas_Strategic Energy Management_A_Achievable Economic TRC Potential | F11 | Commercial | WA - Miscellaneous | Existing | Space Heating | Natural Gas | Strategic Energy Management | A | Purchases (Cumulative) | Achievable Economic TRC Potential | 0 | 0 | 0 | 29273.4455 | 89361.0443 | 149448.643 | 180262.7962 | 180262.7962 | 180262.7962 | 180262.7962 | 180262.7962 | 180262.7962 | 180262.7962 | 180262.7962 | 180262.7962 | 180262.7962 | 180262.7962 | 180262.7962 | 180262.7962 | 180262.7962 | 180262.7962 | 180262.7962 | 180262.7962 | 180262.7962 | 180262.7962 | 180262.7962 | 180262.7962
F1_Commercial_WA - Miscellaneous_Existing_Water Heating_Natural Gas_Strategic Energy Management_A_Achievable Economic TRC Potential | F1 | Commercial | WA - Miscellaneous | Existing | Water Heating | Natural Gas | Strategic Energy Management | A | Integrated Unit Energy Savings (kWh or therms) | Achievable Economic TRC Potential | 0 | 0 | 0.044842 | 0.043785 | 0.042736 | 0.041731 | 0.040736 | 0.03975 | 0.038745 | 0.037784 | 0.036849 | 0.035988 | 0.03524 | 0.034648 | 0.034363 | 0.034111 | 0.033928 | 0.033801 | 0.0337 | 0.033619 | 0.03356 | 0.033518 | 0.033487 | 0.033465 | 0.033437 | 0.03343 | 0.033425
F2_Commercial_WA - Miscellaneous_Existing_Water Heating_Natural Gas_Strategic Energy Management_A_Achievable Economic TRC Potential | F2 | Commercial | WA - Miscellaneous | Existing | Water Heating | Natural Gas | Strategic Energy Management | A | Integrated Unit Summer Peak Savings (kW) | Achievable Economic TRC Potential | 0 | 0 | 0 | 0 | 0 | 0 | 0 | 0 | 0 | 0 | 0 | 0 | 0 | 0 | 0 | 0 | 0 | 0 | 0 | 0 | 0 | 0 | 0 | 0 | 0 | 0 | 0
F3_Commercial_WA - Miscellaneous_Existing_Water Heating_Natural Gas_Strategic Energy Management_A_Achievable Economic TRC Potential | F3 | Commercial | WA - Miscellaneous | Existing | Water Heating | Natural Gas | Strategic Energy Management | A | Integrated Unit Winter Peak Savings (kW) | Achievable Economic TRC Potential | 0 | 0 | 0 | 0 | 0 | 0 | 0 | 0 | 0 | 0 | 0 | 0 | 0 | 0 | 0 | 0 | 0 | 0 | 0 | 0 | 0 | 0 | 0 | 0 | 0 | 0 | 0
F4_Commercial_WA - Miscellaneous_Existing_Water Heating_Natural Gas_Strategic Energy Management_A_Achievable Economic TRC Potential | F4 | Commercial | WA - Miscellaneous | Existing | Water Heating | Natural Gas | Strategic Energy Management | A | Incremental Energy Savings (MWh or mTherms) | Achievable Economic TRC Potential | 0 | 0 | 0 | 0.94905 | 1.9014 | 1.8567 | 0.92944 | 2.8922e-16 | 0 | 0 | 0 | 0 | 0 | 0 | 0 | 0 | 0 | 0 | 0 | 0 | 0 | 0 | 0 | 0 | 0 | 0 | 0
F5_Commercial_WA - Miscellaneous_Existing_Water Heating_Natural Gas_Strategic Energy Management_A_Achievable Economic TRC Potential | F5 | Commercial | WA - Miscellaneous | Existing | Water Heating | Natural Gas | Strategic Energy Management | A | Incremental Summer Peak Savings (MW) | Achievable Economic TRC Potential | 0 | 0 | 0 | 0 | 0 | 0 | 0 | 0 | 0 | 0 | 0 | 0 | 0 | 0 | 0 | 0 | 0 | 0 | 0 | 0 | 0 | 0 | 0 | 0 | 0 | 0 | 0
F6_Commercial_WA - Miscellaneous_Existing_Water Heating_Natural Gas_Strategic Energy Management_A_Achievable Economic TRC Potential | F6 | Commercial | WA - Miscellaneous | Existing | Water Heating | Natural Gas | Strategic Energy Management | A | Incremental Winter Peak Savings (MW) | Achievable Economic TRC Potential | 0 | 0 | 0 | 0 | 0 | 0 | 0 | 0 | 0 | 0 | 0 | 0 | 0 | 0 | 0 | 0 | 0 | 0 | 0 | 0 | 0 | 0 | 0 | 0 | 0 | 0 | 0
F7_Commercial_WA - Miscellaneous_Existing_Water Heating_Natural Gas_Strategic Energy Management_A_Achievable Economic TRC Potential | F7 | Commercial | WA - Miscellaneous | Existing | Water Heating | Natural Gas | Strategic Energy Management | A | Cumulative Energy Savings (MWh or mTherms) | Achievable Economic TRC Potential | 0 | 0 | 0 | 0.94905 | 2.8277 | 4.6179 | 5.4372 | 5.3056 | 5.1715 | 5.0431 | 4.9184 | 4.8034 | 4.7036 | 4.6247 | 4.5865 | 4.553 | 4.5285 | 4.5115 | 4.4981 | 4.4873 | 4.4794 | 4.4738 | 4.4697 | 4.4667 | 4.4629 | 4.4621 | 4.4614
F8_Commercial_WA - Miscellaneous_Existing_Water Heating_Natural Gas_Strategic Energy Management_A_Achievable Economic TRC Potential | F8 | Commercial | WA - Miscellaneous | Existing | Water Heating | Natural Gas | Strategic Energy Management | A | Cumulative Summer Peak Savings (MW) | Achievable Economic TRC Potential | 0 | 0 | 0 | 0 | 0 | 0 | 0 | 0 | 0 | 0 | 0 | 0 | 0 | 0 | 0 | 0 | 0 | 0 | 0 | 0 | 0 | 0 | 0 | 0 | 0 | 0 | 0
F9_Commercial_WA - Miscellaneous_Existing_Water Heating_Natural Gas_Strategic Energy Management_A_Achievable Economic TRC Potential | F9 | Commercial | WA - Miscellaneous | Existing | Water Heating | Natural Gas | Strategic Energy Management | A | Cumulative Winter Peak Savings (MW) | Achievable Economic TRC Potential | 0 | 0 | 0 | 0 | 0 | 0 | 0 | 0 | 0 | 0 | 0 | 0 | 0 | 0 | 0 | 0 | 0 | 0 | 0 | 0 | 0 | 0 | 0 | 0 | 0 | 0 | 0
F10_Commercial_WA - Miscellaneous_Existing_Water Heating_Natural Gas_Strategic Energy Management_A_Achievable Economic TRC Potential | F10 | Commercial | WA - Miscellaneous | Existing | Water Heating | Natural Gas | Strategic Energy Management | A | Purchases (Incremental) | Achievable Economic TRC Potential | 0 | 0 | 0 | 21675.2494 | 44491.3013 | 44491.3013 | 22816.052 | 7.276e-12 | 0 | 0 | 0 | 0 | 0 | 0 | 0 | 0 | 0 | 0 | 0 | 0 | 0 | 0 | 0 | 0 | 0 | 0 | 0
F11_Commercial_WA - Miscellaneous_Existing_Water Heating_Natural Gas_Strategic Energy Management_A_Achievable Economic TRC Potential | F11 | Commercial | WA - Miscellaneous | Existing | Water Heating | Natural Gas | Strategic Energy Management | A | Purchases (Cumulative) | Achievable Economic TRC Potential | 0 | 0 | 0 | 21675.2494 | 66166.5507 | 110657.852 | 133473.9039 | 133473.9039 | 133473.9039 | 133473.9039 | 133473.9039 | 133473.9039 | 133473.9039 | 133473.9039 | 133473.9039 | 133473.9039 | 133473.9039 | 133473.9039 | 133473.9039 | 133473.9039 | 133473.9039 | 133473.9039 | 133473.9039 | 133473.9039 | 133473.9039 | 133473.9039 | 133473.9039
F1_Commercial_WA - Miscellaneous_Existing_Space Heating_Natural Gas_Retrocommissioning_A_Achievable Economic TRC Potential | F1 | Commercial | WA - Miscellaneous | Existing | Space Heating | Natural Gas | Retrocommissioning | A | Integrated Unit Energy Savings (kWh or therms) | Achievable Economic TRC Potential | 0 | 0 | 0.024312 | 0.02419 | 0.024043 | 0.023882 | 0.023713 | 0.023535 | 0.023336 | 0.023115 | 0.02287 | 0.022603 | 0.022319 | 0.022033 | 0.021745 | 0.021462 | 0.021197 | 0.02096 | 0.020767 | 0.02062 | 0.020501 | 0.020417 | 0.02034 | 0.020313 | 0.020289 | 0.020266 | 0.020245
F2_Commercial_WA - Miscellaneous_Existing_Space Heating_Natural Gas_Retrocommissioning_A_Achievable Economic TRC Potential | F2 | Commercial | WA - Miscellaneous | Existing | Space Heating | Natural Gas | Retrocommissioning | A | Integrated Unit Summer Peak Savings (kW) | Achievable Economic TRC Potential | 0 | 0 | 0 | 0 | 0 | 0 | 0 | 0 | 0 | 0 | 0 | 0 | 0 | 0 | 0 | 0 | 0 | 0 | 0 | 0 | 0 | 0 | 0 | 0 | 0 | 0 | 0
F3_Commercial_WA - Miscellaneous_Existing_Space Heating_Natural Gas_Retrocommissioning_A_Achievable Economic TRC Potential | F3 | Commercial | WA - Miscellaneous | Existing | Space Heating | Natural Gas | Retrocommissioning | A | Integrated Unit Winter Peak Savings (kW) | Achievable Economic TRC Potential | 0 | 0 | 0 | 0 | 0 | 0 | 0 | 0 | 0 | 0 | 0 | 0 | 0 | 0 | 0 | 0 | 0 | 0 | 0 | 0 | 0 | 0 | 0 | 0 | 0 | 0 | 0
F4_Commercial_WA - Miscellaneous_Existing_Space Heating_Natural Gas_Retrocommissioning_A_Achievable Economic TRC Potential | F4 | Commercial | WA - Miscellaneous | Existing | Space Heating | Natural Gas | Retrocommissioning | A | Incremental Energy Savings (MWh or mTherms) | Achievable Economic TRC Potential | 0 | 0 | 0 | 1.3325 | 2.7185 | 2.7002 | 1.375 | 0 | 3.3959e-16 | 0 | 0 | 0 | 0 | 0 | 0 | 0 | 0 | 0 | 0 | 0 | 0 | 0 | 0 | 0 | 0 | 0 | 0
F5_Commercial_WA - Miscellaneous_Existing_Space Heating_Natural Gas_Retrocommissioning_A_Achievable Economic TRC Potential | F5 | Commercial | WA - Miscellaneous | Existing | Space Heating | Natural Gas | Retrocommissioning | A | Incremental Summer Peak Savings (MW) | Achievable Economic TRC Potential | 0 | 0 | 0 | 0 | 0 | 0 | 0 | 0 | 0 | 0 | 0 | 0 | 0 | 0 | 0 | 0 | 0 | 0 | 0 | 0 | 0 | 0 | 0 | 0 | 0 | 0 | 0
F6_Commercial_WA - Miscellaneous_Existing_Space Heating_Natural Gas_Retrocommissioning_A_Achievable Economic TRC Potential | F6 | Commercial | WA - Miscellaneous | Existing | Space Heating | Natural Gas | Retrocommissioning | A | Incremental Winter Peak Savings (MW) | Achievable Economic TRC Potential | 0 | 0 | 0 | 0 | 0 | 0 | 0 | 0 | 0 | 0 | 0 | 0 | 0 | 0 | 0 | 0 | 0 | 0 | 0 | 0 | 0 | 0 | 0 | 0 | 0 | 0 | 0
F7_Commercial_WA - Miscellaneous_Existing_Space Heating_Natural Gas_Retrocommissioning_A_Achievable Economic TRC Potential | F7 | Commercial | WA - Miscellaneous | Existing | Space Heating | Natural Gas | Retrocommissioning | A | Cumulative Energy Savings (MWh or mTherms) | Achievable Economic TRC Potential | 0 | 0 | 0 | 1.3325 | 4.0429 | 6.716 | 8.0437 | 7.9832 | 7.9158 | 7.8406 | 7.7575 | 7.6671 | 7.5706 | 7.4735 | 7.3759 | 7.2801 | 7.1902 | 7.1097 | 7.0441 | 6.9945 | 6.9541 | 6.9254 | 6.8995 | 6.8904 | 6.882 | 6.8743 | 6.8672
F8_Commercial_WA - Miscellaneous_Existing_Space Heating_Natural Gas_Retrocommissioning_A_Achievable Economic TRC Potential | F8 | Commercial | WA - Miscellaneous | Existing | Space Heating | Natural Gas | Retrocommissioning | A | Cumulative Summer Peak Savings (MW) | Achievable Economic TRC Potential | 0 | 0 | 0 | 0 | 0 | 0 | 0 | 0 | 0 | 0 | 0 | 0 | 0 | 0 | 0 | 0 | 0 | 0 | 0 | 0 | 0 | 0 | 0 | 0 | 0 | 0 | 0
F9_Commercial_WA - Miscellaneous_Existing_Space Heating_Natural Gas_Retrocommissioning_A_Achievable Economic TRC Potential | F9 | Commercial | WA - Miscellaneous | Existing | Space Heating | Natural Gas | Retrocommissioning | A | Cumulative Winter Peak Savings (MW) | Achievable Economic TRC Potential | 0 | 0 | 0 | 0 | 0 | 0 | 0 | 0 | 0 | 0 | 0 | 0 | 0 | 0 | 0 | 0 | 0 | 0 | 0 | 0 | 0 | 0 | 0 | 0 | 0 | 0 | 0
F10_Commercial_WA - Miscellaneous_Existing_Space Heating_Natural Gas_Retrocommissioning_A_Achievable Economic TRC Potential | F10 | Commercial | WA - Miscellaneous | Existing | Space Heating | Natural Gas | Retrocommissioning | A | Purchases (Incremental) | Achievable Economic TRC Potential | 0 | 0 | 0 | 55084.4405 | 113068.0621 | 113068.0621 | 57983.6216 | 0 | 1.4552e-11 | 0 | 0 | 0 | 0 | 0 | 0 | 0 | 0 | 0 | 0 | 0 | 0 | 0 | 0 | 0 | 0 | 0 | 0
F11_Commercial_WA - Miscellaneous_Existing_Space Heating_Natural Gas_Retrocommissioning_A_Achievable Economic TRC Potential | F11 | Commercial | WA - Miscellaneous | Existing | Space Heating | Natural Gas | Retrocommissioning | A | Purchases (Cumulative) | Achievable Economic TRC Potential | 0 | 0 | 0 | 55084.4405 | 168152.5026 | 281220.5648 | 339204.1864 | 339204.1864 | 339204.1864 | 339204.1864 | 339204.1864 | 339204.1864 | 339204.1864 | 339204.1864 | 339204.1864 | 339204.1864 | 339204.1864 | 339204.1864 | 339204.1864 | 339204.1864 | 339204.1864 | 339204.1864 | 339204.1864 | 339204.1864 | 339204.1864 | 339204.1864 | 339204.1864
F1_Commercial_WA - Miscellaneous_Existing_Water Heating_Natural Gas_Retrocommissioning_A_Achievable Economic TRC Potential | F1 | Commercial | WA - Miscellaneous | Existing | Water Heating | Natural Gas | Retrocommissioning | A | Integrated Unit Energy Savings (kWh or therms) | Achievable Economic TRC Potential | 0 | 0 | 0.055062 | 0.053741 | 0.052407 | 0.051129 | 0.049887 | 0.04868 | 0.047449 | 0.046271 | 0.045127 | 0.044072 | 0.043157 | 0.042432 | 0.042082 | 0.041774 | 0.041549 | 0.041394 | 0.041271 | 0.041171 | 0.0411 | 0.041048 | 0.04101 | 0.040983 | 0.040948 | 0.040941 | 0.040934
F2_Commercial_WA - Miscellaneous_Existing_Water Heating_Natural Gas_Retrocommissioning_A_Achievable Economic TRC Potential | F2 | Commercial | WA - Miscellaneous | Existing | Water Heating | Natural Gas | Retrocommissioning | A | Integrated Unit Summer Peak Savings (kW) | Achievable Economic TRC Potential | 0 | 0 | 0 | 0 | 0 | 0 | 0 | 0 | 0 | 0 | 0 | 0 | 0 | 0 | 0 | 0 | 0 | 0 | 0 | 0 | 0 | 0 | 0 | 0 | 0 | 0 | 0
F3_Commercial_WA - Miscellaneous_Existing_Water Heating_Natural Gas_Retrocommissioning_A_Achievable Economic TRC Potential | F3 | Commercial | WA - Miscellaneous | Existing | Water Heating | Natural Gas | Retrocommissioning | A | Integrated Unit Winter Peak Savings (kW) | Achievable Economic TRC Potential | 0 | 0 | 0 | 0 | 0 | 0 | 0 | 0 | 0 | 0 | 0 | 0 | 0 | 0 | 0 | 0 | 0 | 0 | 0 | 0 | 0 | 0 | 0 | 0 | 0 | 0 | 0
F4_Commercial_WA - Miscellaneous_Existing_Water Heating_Natural Gas_Retrocommissioning_A_Achievable Economic TRC Potential | F4 | Commercial | WA - Miscellaneous | Existing | Water Heating | Natural Gas | Retrocommissioning | A | Incremental Energy Savings (MWh or mTherms) | Achievable Economic TRC Potential | 0 | 0 | 0 | 2.1919 | 4.3875 | 4.2805 | 2.1418 | 0 | 0 | 0 | 0 | 0 | 0 | 0 | 0 | 0 | 0 | 0 | 0 | 0 | 0 | 0 | 0 | 0 | 0 | 0 | 0
F5_Commercial_WA - Miscellaneous_Existing_Water Heating_Natural Gas_Retrocommissioning_A_Achievable Economic TRC Potential | F5 | Commercial | WA - Miscellaneous | Existing | Water Heating | Natural Gas | Retrocommissioning | A | Incremental Summer Peak Savings (MW) | Achievable Economic TRC Potential | 0 | 0 | 0 | 0 | 0 | 0 | 0 | 0 | 0 | 0 | 0 | 0 | 0 | 0 | 0 | 0 | 0 | 0 | 0 | 0 | 0 | 0 | 0 | 0 | 0 | 0 | 0
F6_Commercial_WA - Miscellaneous_Existing_Water Heating_Natural Gas_Retrocommissioning_A_Achievable Economic TRC Potential | F6 | Commercial | WA - Miscellaneous | Existing | Water Heating | Natural Gas | Retrocommissioning | A | Incremental Winter Peak Savings (MW) | Achievable Economic TRC Potential | 0 | 0 | 0 | 0 | 0 | 0 | 0 | 0 | 0 | 0 | 0 | 0 | 0 | 0 | 0 | 0 | 0 | 0 | 0 | 0 | 0 | 0 | 0 | 0 | 0 | 0 | 0
F7_Commercial_WA - Miscellaneous_Existing_Water Heating_Natural Gas_Retrocommissioning_A_Achievable Economic TRC Potential | F7 | Commercial | WA - Miscellaneous | Existing | Water Heating | Natural Gas | Retrocommissioning | A | Cumulative Energy Savings (MWh or mTherms) | Achievable Economic TRC Potential | 0 | 0 | 0 | 2.1919 | 6.525 | 10.6465 | 12.5297 | 12.2265 | 11.9174 | 11.6216 | 11.3341 | 11.0691 | 10.8392 | 10.6573 | 10.5694 | 10.492 | 10.4356 | 10.3965 | 10.3655 | 10.3406 | 10.3226 | 10.3095 | 10.3001 | 10.2932 | 10.2846 | 10.2826 | 10.2811
F8_Commercial_WA - Miscellaneous_Existing_Water Heating_Natural Gas_Retrocommissioning_A_Achievable Economic TRC Potential | F8 | Commercial | WA - Miscellaneous | Existing | Water Heating | Natural Gas | Retrocommissioning | A | Cumulative Summer Peak Savings (MW) | Achievable Economic TRC Potential | 0 | 0 | 0 | 0 | 0 | 0 | 0 | 0 | 0 | 0 | 0 | 0 | 0 | 0 | 0 | 0 | 0 | 0 | 0 | 0 | 0 | 0 | 0 | 0 | 0 | 0 | 0
F9_Commercial_WA - Miscellaneous_Existing_Water Heating_Natural Gas_Retrocommissioning_A_Achievable Economic TRC Potential | F9 | Commercial | WA - Miscellaneous | Existing | Water Heating | Natural Gas | Retrocommissioning | A | Cumulative Winter Peak Savings (MW) | Achievable Economic TRC Potential | 0 | 0 | 0 | 0 | 0 | 0 | 0 | 0 | 0 | 0 | 0 | 0 | 0 | 0 | 0 | 0 | 0 | 0 | 0 | 0 | 0 | 0 | 0 | 0 | 0 | 0 | 0
F10_Commercial_WA - Miscellaneous_Existing_Water Heating_Natural Gas_Retrocommissioning_A_Achievable Economic TRC Potential | F10 | Commercial | WA - Miscellaneous | Existing | Water Heating | Natural Gas | Retrocommissioning | A | Purchases (Incremental) | Achievable Economic TRC Potential | 0 | 0 | 0 | 40786.7595 | 83720.1906 | 83720.1906 | 42933.4311 | 0 | 0 | 0 | 0 | 0 | 0 | 0 | 0 | 0 | 0 | 0 | 0 | 0 | 0 | 0 | 0 | 0 | 0 | 0 | 0
F11_Commercial_WA - Miscellaneous_Existing_Water Heating_Natural Gas_Retrocommissioning_A_Achievable Economic TRC Potential | F11 | Commercial | WA - Miscellaneous | Existing | Water Heating | Natural Gas | Retrocommissioning | A | Purchases (Cumulative) | Achievable Economic TRC Potential | 0 | 0 | 0 | 40786.7595 | 124506.9502 | 208227.1408 | 251160.5719 | 251160.5719 | 251160.5719 | 251160.5719 | 251160.5719 | 251160.5719 | 251160.5719 | 251160.5719 | 251160.5719 | 251160.5719 | 251160.5719 | 251160.5719 | 251160.5719 | 251160.5719 | 251160.5719 | 251160.5719 | 251160.5719 | 251160.5719 | 251160.5719 | 251160.5719 | 251160.5719
F1_Commercial_WA - Miscellaneous_New_Space Heating_Natural Gas_Insulation - Ceiling_A_Achievable Economic TRC Potential | F1 | Commercial | WA - Miscellaneous | New | Space Heating | Natural Gas | Insulation - Ceiling | A | Integrated Unit Energy Savings (kWh or therms) | Achievable Economic TRC Potential | 0 | 0 | 0 | 0 | 0 | 0 | 0 | 0 | 0 | 0 | 0 | 0 | 0 | 0 | 0 | 0 | 0 | 0 | 0 | 0 | 0 | 0 | 0 | 0 | 0 | 0 | 0
F2_Commercial_WA - Miscellaneous_New_Space Heating_Natural Gas_Insulation - Ceiling_A_Achievable Economic TRC Potential | F2 | Commercial | WA - Miscellaneous | New | Space Heating | Natural Gas | Insulation - Ceiling | A | Integrated Unit Summer Peak Savings (kW) | Achievable Economic TRC Potential | 0 | 0 | 0 | 0 | 0 | 0 | 0 | 0 | 0 | 0 | 0 | 0 | 0 | 0 | 0 | 0 | 0 | 0 | 0 | 0 | 0 | 0 | 0 | 0 | 0 | 0 | 0
F3_Commercial_WA - Miscellaneous_New_Space Heating_Natural Gas_Insulation - Ceiling_A_Achievable Economic TRC Potential | F3 | Commercial | WA - Miscellaneous | New | Space Heating | Natural Gas | Insulation - Ceiling | A | Integrated Unit Winter Peak Savings (kW) | Achievable Economic TRC Potential | 0 | 0 | 0 | 0 | 0 | 0 | 0 | 0 | 0 | 0 | 0 | 0 | 0 | 0 | 0 | 0 | 0 | 0 | 0 | 0 | 0 | 0 | 0 | 0 | 0 | 0 | 0
F4_Commercial_WA - Miscellaneous_New_Space Heating_Natural Gas_Insulation - Ceiling_A_Achievable Economic TRC Potential | F4 | Commercial | WA - Miscellaneous | New | Space Heating | Natural Gas | Insulation - Ceiling | A | Incremental Energy Savings (MWh or mTherms) | Achievable Economic TRC Potential | 0 | 0 | 0 | 0 | 0 | 0 | 0 | 0 | 0 | 0 | 0 | 0 | 0 | 0 | 0 | 0 | 0 | 0 | 0 | 0 | 0 | 0 | 0 | 0 | 0 | 0 | 0
F5_Commercial_WA - Miscellaneous_New_Space Heating_Natural Gas_Insulation - Ceiling_A_Achievable Economic TRC Potential | F5 | Commercial | WA - Miscellaneous | New | Space Heating | Natural Gas | Insulation - Ceiling | A | Incremental Summer Peak Savings (MW) | Achievable Economic TRC Potential | 0 | 0 | 0 | 0 | 0 | 0 | 0 | 0 | 0 | 0 | 0 | 0 | 0 | 0 | 0 | 0 | 0 | 0 | 0 | 0 | 0 | 0 | 0 | 0 | 0 | 0 | 0
F6_Commercial_WA - Miscellaneous_New_Space Heating_Natural Gas_Insulation - Ceiling_A_Achievable Economic TRC Potential | F6 | Commercial | WA - Miscellaneous | New | Space Heating | Natural Gas | Insulation - Ceiling | A | Incremental Winter Peak Savings (MW) | Achievable Economic TRC Potential | 0 | 0 | 0 | 0 | 0 | 0 | 0 | 0 | 0 | 0 | 0 | 0 | 0 | 0 | 0 | 0 | 0 | 0 | 0 | 0 | 0 | 0 | 0 | 0 | 0 | 0 | 0
F7_Commercial_WA - Miscellaneous_New_Space Heating_Natural Gas_Insulation - Ceiling_A_Achievable Economic TRC Potential | F7 | Commercial | WA - Miscellaneous | New | Space Heating | Natural Gas | Insulation - Ceiling | A | Cumulative Energy Savings (MWh or mTherms) | Achievable Economic TRC Potential | 0 | 0 | 0 | 0 | 0 | 0 | 0 | 0 | 0 | 0 | 0 | 0 | 0 | 0 | 0 | 0 | 0 | 0 | 0 | 0 | 0 | 0 | 0 | 0 | 0 | 0 | 0
F8_Commercial_WA - Miscellaneous_New_Space Heating_Natural Gas_Insulation - Ceiling_A_Achievable Economic TRC Potential | F8 | Commercial | WA - Miscellaneous | New | Space Heating | Natural Gas | Insulation - Ceiling | A | Cumulative Summer Peak Savings (MW) | Achievable Economic TRC Potential | 0 | 0 | 0 | 0 | 0 | 0 | 0 | 0 | 0 | 0 | 0 | 0 | 0 | 0 | 0 | 0 | 0 | 0 | 0 | 0 | 0 | 0 | 0 | 0 | 0 | 0 | 0
F9_Commercial_WA - Miscellaneous_New_Space Heating_Natural Gas_Insulation - Ceiling_A_Achievable Economic TRC Potential | F9 | Commercial | WA - Miscellaneous | New | Space Heating | Natural Gas | Insulation - Ceiling | A | Cumulative Winter Peak Savings (MW) | Achievable Economic TRC Potential | 0 | 0 | 0 | 0 | 0 | 0 | 0 | 0 | 0 | 0 | 0 | 0 | 0 | 0 | 0 | 0 | 0 | 0 | 0 | 0 | 0 | 0 | 0 | 0 | 0 | 0 | 0
F10_Commercial_WA - Miscellaneous_New_Space Heating_Natural Gas_Insulation - Ceiling_A_Achievable Economic TRC Potential | F10 | Commercial | WA - Miscellaneous | New | Space Heating | Natural Gas | Insulation - Ceiling | A | Purchases (Incremental) | Achievable Economic TRC Potential | 0 | 0 | 0 | 0 | 0 | 0 | 0 | 0 | 0 | 0 | 0 | 0 | 0 | 0 | 0 | 0 | 0 | 0 | 0 | 0 | 0 | 0 | 0 | 0 | 0 | 0 | 0
F11_Commercial_WA - Miscellaneous_New_Space Heating_Natural Gas_Insulation - Ceiling_A_Achievable Economic TRC Potential | F11 | Commercial | WA - Miscellaneous | New | Space Heating | Natural Gas | Insulation - Ceiling | A | Purchases (Cumulative) | Achievable Economic TRC Potential | 0 | 0 | 0 | 0 | 0 | 0 | 0 | 0 | 0 | 0 | 0 | 0 | 0 | 0 | 0 | 0 | 0 | 0 | 0 | 0 | 0 | 0 | 0 | 0 | 0 | 0 | 0
F1_Commercial_WA - Miscellaneous_New_Space Heating_Natural Gas_Insulation - Ducting_A_Achievable Economic TRC Potential | F1 | Commercial | WA - Miscellaneous | New | Space Heating | Natural Gas | Insulation - Ducting | A | Integrated Unit Energy Savings (kWh or therms) | Achievable Economic TRC Potential | 0 | 0 | 0 | 0 | 0 | 0 | 0 | 0 | 0 | 0 | 0 | 0 | 0 | 0 | 0 | 0 | 0 | 0 | 0 | 0 | 0 | 0 | 0 | 0 | 0 | 0 | 0
F2_Commercial_WA - Miscellaneous_New_Space Heating_Natural Gas_Insulation - Ducting_A_Achievable Economic TRC Potential | F2 | Commercial | WA - Miscellaneous | New | Space Heating | Natural Gas | Insulation - Ducting | A | Integrated Unit Summer Peak Savings (kW) | Achievable Economic TRC Potential | 0 | 0 | 0 | 0 | 0 | 0 | 0 | 0 | 0 | 0 | 0 | 0 | 0 | 0 | 0 | 0 | 0 | 0 | 0 | 0 | 0 | 0 | 0 | 0 | 0 | 0 | 0
F3_Commercial_WA - Miscellaneous_New_Space Heating_Natural Gas_Insulation - Ducting_A_Achievable Economic TRC Potential | F3 | Commercial | WA - Miscellaneous | New | Space Heating | Natural Gas | Insulation - Ducting | A | Integrated Unit Winter Peak Savings (kW) | Achievable Economic TRC Potential | 0 | 0 | 0 | 0 | 0 | 0 | 0 | 0 | 0 | 0 | 0 | 0 | 0 | 0 | 0 | 0 | 0 | 0 | 0 | 0 | 0 | 0 | 0 | 0 | 0 | 0 | 0
F4_Commercial_WA - Miscellaneous_New_Space Heating_Natural Gas_Insulation - Ducting_A_Achievable Economic TRC Potential | F4 | Commercial | WA - Miscellaneous | New | Space Heating | Natural Gas | Insulation - Ducting | A | Incremental Energy Savings (MWh or mTherms) | Achievable Economic TRC Potential | 0 | 0 | 0 | 0 | 0 | 0 | 0 | 0 | 0 | 0 | 0 | 0 | 0 | 0 | 0 | 0 | 0 | 0 | 0 | 0 | 0 | 0 | 0 | 0 | 0 | 0 | 0
F5_Commercial_WA - Miscellaneous_New_Space Heating_Natural Gas_Insulation - Ducting_A_Achievable Economic TRC Potential | F5 | Commercial | WA - Miscellaneous | New | Space Heating | Natural Gas | Insulation - Ducting | A | Incremental Summer Peak Savings (MW) | Achievable Economic TRC Potential | 0 | 0 | 0 | 0 | 0 | 0 | 0 | 0 | 0 | 0 | 0 | 0 | 0 | 0 | 0 | 0 | 0 | 0 | 0 | 0 | 0 | 0 | 0 | 0 | 0 | 0 | 0
F6_Commercial_WA - Miscellaneous_New_Space Heating_Natural Gas_Insulation - Ducting_A_Achievable Economic TRC Potential | F6 | Commercial | WA - Miscellaneous | New | Space Heating | Natural Gas | Insulation - Ducting | A | Incremental Winter Peak Savings (MW) | Achievable Economic TRC Potential | 0 | 0 | 0 | 0 | 0 | 0 | 0 | 0 | 0 | 0 | 0 | 0 | 0 | 0 | 0 | 0 | 0 | 0 | 0 | 0 | 0 | 0 | 0 | 0 | 0 | 0 | 0
F7_Commercial_WA - Miscellaneous_New_Space Heating_Natural Gas_Insulation - Ducting_A_Achievable Economic TRC Potential | F7 | Commercial | WA - Miscellaneous | New | Space Heating | Natural Gas | Insulation - Ducting | A | Cumulative Energy Savings (MWh or mTherms) | Achievable Economic TRC Potential | 0 | 0 | 0 | 0 | 0 | 0 | 0 | 0 | 0 | 0 | 0 | 0 | 0 | 0 | 0 | 0 | 0 | 0 | 0 | 0 | 0 | 0 | 0 | 0 | 0 | 0 | 0
F8_Commercial_WA - Miscellaneous_New_Space Heating_Natural Gas_Insulation - Ducting_A_Achievable Economic TRC Potential | F8 | Commercial | WA - Miscellaneous | New | Space Heating | Natural Gas | Insulation - Ducting | A | Cumulative Summer Peak Savings (MW) | Achievable Economic TRC Potential | 0 | 0 | 0 | 0 | 0 | 0 | 0 | 0 | 0 | 0 | 0 | 0 | 0 | 0 | 0 | 0 | 0 | 0 | 0 | 0 | 0 | 0 | 0 | 0 | 0 | 0 | 0
F9_Commercial_WA - Miscellaneous_New_Space Heating_Natural Gas_Insulation - Ducting_A_Achievable Economic TRC Potential | F9 | Commercial | WA - Miscellaneous | New | Space Heating | Natural Gas | Insulation - Ducting | A | Cumulative Winter Peak Savings (MW) | Achievable Economic TRC Potential | 0 | 0 | 0 | 0 | 0 | 0 | 0 | 0 | 0 | 0 | 0 | 0 | 0 | 0 | 0 | 0 | 0 | 0 | 0 | 0 | 0 | 0 | 0 | 0 | 0 | 0 | 0
F10_Commercial_WA - Miscellaneous_New_Space Heating_Natural Gas_Insulation - Ducting_A_Achievable Economic TRC Potential | F10 | Commercial | WA - Miscellaneous | New | Space Heating | Natural Gas | Insulation - Ducting | A | Purchases (Incremental) | Achievable Economic TRC Potential | 0 | 0 | 0 | 0 | 0 | 0 | 0 | 0 | 0 | 0 | 0 | 0 | 0 | 0 | 0 | 0 | 0 | 0 | 0 | 0 | 0 | 0 | 0 | 0 | 0 | 0 | 0
F11_Commercial_WA - Miscellaneous_New_Space Heating_Natural Gas_Insulation - Ducting_A_Achievable Economic TRC Potential | F11 | Commercial | WA - Miscellaneous | New | Space Heating | Natural Gas | Insulation - Ducting | A | Purchases (Cumulative) | Achievable Economic TRC Potential | 0 | 0 | 0 | 0 | 0 | 0 | 0 | 0 | 0 | 0 | 0 | 0 | 0 | 0 | 0 | 0 | 0 | 0 | 0 | 0 | 0 | 0 | 0 | 0 | 0 | 0 | 0
F1_Commercial_WA - Miscellaneous_New_Space Heating_Natural Gas_Insulation - Wall Cavity_A_Achievable Economic TRC Potential | F1 | Commercial | WA - Miscellaneous | New | Space Heating | Natural Gas | Insulation - Wall Cavity | A | Integrated Unit Energy Savings (kWh or therms) | Achievable Economic TRC Potential | 0 | 0 | 0 | 0 | 0 | 0 | 0 | 0 | 0 | 0 | 0 | 0 | 0 | 0 | 0 | 0 | 0 | 0 | 0 | 0 | 0 | 0 | 0 | 0 | 0 | 0 | 0
F2_Commercial_WA - Miscellaneous_New_Space Heating_Natural Gas_Insulation - Wall Cavity_A_Achievable Economic TRC Potential | F2 | Commercial | WA - Miscellaneous | New | Space Heating | Natural Gas | Insulation - Wall Cavity | A | Integrated Unit Summer Peak Savings (kW) | Achievable Economic TRC Potential | 0 | 0 | 0 | 0 | 0 | 0 | 0 | 0 | 0 | 0 | 0 | 0 | 0 | 0 | 0 | 0 | 0 | 0 | 0 | 0 | 0 | 0 | 0 | 0 | 0 | 0 | 0
F3_Commercial_WA - Miscellaneous_New_Space Heating_Natural Gas_Insulation - Wall Cavity_A_Achievable Economic TRC Potential | F3 | Commercial | WA - Miscellaneous | New | Space Heating | Natural Gas | Insulation - Wall Cavity | A | Integrated Unit Winter Peak Savings (kW) | Achievable Economic TRC Potential | 0 | 0 | 0 | 0 | 0 | 0 | 0 | 0 | 0 | 0 | 0 | 0 | 0 | 0 | 0 | 0 | 0 | 0 | 0 | 0 | 0 | 0 | 0 | 0 | 0 | 0 | 0
F4_Commercial_WA - Miscellaneous_New_Space Heating_Natural Gas_Insulation - Wall Cavity_A_Achievable Economic TRC Potential | F4 | Commercial | WA - Miscellaneous | New | Space Heating | Natural Gas | Insulation - Wall Cavity | A | Incremental Energy Savings (MWh or mTherms) | Achievable Economic TRC Potential | 0 | 0 | 0 | 0 | 0 | 0 | 0 | 0 | 0 | 0 | 0 | 0 | 0 | 0 | 0 | 0 | 0 | 0 | 0 | 0 | 0 | 0 | 0 | 0 | 0 | 0 | 0
F5_Commercial_WA - Miscellaneous_New_Space Heating_Natural Gas_Insulation - Wall Cavity_A_Achievable Economic TRC Potential | F5 | Commercial | WA - Miscellaneous | New | Space Heating | Natural Gas | Insulation - Wall Cavity | A | Incremental Summer Peak Savings (MW) | Achievable Economic TRC Potential | 0 | 0 | 0 | 0 | 0 | 0 | 0 | 0 | 0 | 0 | 0 | 0 | 0 | 0 | 0 | 0 | 0 | 0 | 0 | 0 | 0 | 0 | 0 | 0 | 0 | 0 | 0
F6_Commercial_WA - Miscellaneous_New_Space Heating_Natural Gas_Insulation - Wall Cavity_A_Achievable Economic TRC Potential | F6 | Commercial | WA - Miscellaneous | New | Space Heating | Natural Gas | Insulation - Wall Cavity | A | Incremental Winter Peak Savings (MW) | Achievable Economic TRC Potential | 0 | 0 | 0 | 0 | 0 | 0 | 0 | 0 | 0 | 0 | 0 | 0 | 0 | 0 | 0 | 0 | 0 | 0 | 0 | 0 | 0 | 0 | 0 | 0 | 0 | 0 | 0
F7_Commercial_WA - Miscellaneous_New_Space Heating_Natural Gas_Insulation - Wall Cavity_A_Achievable Economic TRC Potential | F7 | Commercial | WA - Miscellaneous | New | Space Heating | Natural Gas | Insulation - Wall Cavity | A | Cumulative Energy Savings (MWh or mTherms) | Achievable Economic TRC Potential | 0 | 0 | 0 | 0 | 0 | 0 | 0 | 0 | 0 | 0 | 0 | 0 | 0 | 0 | 0 | 0 | 0 | 0 | 0 | 0 | 0 | 0 | 0 | 0 | 0 | 0 | 0
F8_Commercial_WA - Miscellaneous_New_Space Heating_Natural Gas_Insulation - Wall Cavity_A_Achievable Economic TRC Potential | F8 | Commercial | WA - Miscellaneous | New | Space Heating | Natural Gas | Insulation - Wall Cavity | A | Cumulative Summer Peak Savings (MW) | Achievable Economic TRC Potential | 0 | 0 | 0 | 0 | 0 | 0 | 0 | 0 | 0 | 0 | 0 | 0 | 0 | 0 | 0 | 0 | 0 | 0 | 0 | 0 | 0 | 0 | 0 | 0 | 0 | 0 | 0
F9_Commercial_WA - Miscellaneous_New_Space Heating_Natural Gas_Insulation - Wall Cavity_A_Achievable Economic TRC Potential | F9 | Commercial | WA - Miscellaneous | New | Space Heating | Natural Gas | Insulation - Wall Cavity | A | Cumulative Winter Peak Savings (MW) | Achievable Economic TRC Potential | 0 | 0 | 0 | 0 | 0 | 0 | 0 | 0 | 0 | 0 | 0 | 0 | 0 | 0 | 0 | 0 | 0 | 0 | 0 | 0 | 0 | 0 | 0 | 0 | 0 | 0 | 0
F10_Commercial_WA - Miscellaneous_New_Space Heating_Natural Gas_Insulation - Wall Cavity_A_Achievable Economic TRC Potential | F10 | Commercial | WA - Miscellaneous | New | Space Heating | Natural Gas | Insulation - Wall Cavity | A | Purchases (Incremental) | Achievable Economic TRC Potential | 0 | 0 | 0 | 0 | 0 | 0 | 0 | 0 | 0 | 0 | 0 | 0 | 0 | 0 | 0 | 0 | 0 | 0 | 0 | 0 | 0 | 0 | 0 | 0 | 0 | 0 | 0
F11_Commercial_WA - Miscellaneous_New_Space Heating_Natural Gas_Insulation - Wall Cavity_A_Achievable Economic TRC Potential | F11 | Commercial | WA - Miscellaneous | New | Space Heating | Natural Gas | Insulation - Wall Cavity | A | Purchases (Cumulative) | Achievable Economic TRC Potential | 0 | 0 | 0 | 0 | 0 | 0 | 0 | 0 | 0 | 0 | 0 | 0 | 0 | 0 | 0 | 0 | 0 | 0 | 0 | 0 | 0 | 0 | 0 | 0 | 0 | 0 | 0
F1_Commercial_WA - Miscellaneous_New_Space Heating_Natural Gas_Green Roof - Vegetated Rooftop_A_Achievable Economic TRC Potential | F1 | Commercial | WA - Miscellaneous | New | Space Heating | Natural Gas | Green Roof - Vegetated Rooftop | A | Integrated Unit Energy Savings (kWh or therms) | Achievable Economic TRC Potential | 0 | 0 | 0 | 0 | 0 | 0 | 0 | 0 | 0 | 0 | 0 | 0 | 0 | 0 | 0 | 0 | 0 | 0 | 0 | 0 | 0 | 0 | 0 | 0 | 0 | 0 | 0
F2_Commercial_WA - Miscellaneous_New_Space Heating_Natural Gas_Green Roof - Vegetated Rooftop_A_Achievable Economic TRC Potential | F2 | Commercial | WA - Miscellaneous | New | Space Heating | Natural Gas | Green Roof - Vegetated Rooftop | A | Integrated Unit Summer Peak Savings (kW) | Achievable Economic TRC Potential | 0 | 0 | 0 | 0 | 0 | 0 | 0 | 0 | 0 | 0 | 0 | 0 | 0 | 0 | 0 | 0 | 0 | 0 | 0 | 0 | 0 | 0 | 0 | 0 | 0 | 0 | 0
F3_Commercial_WA - Miscellaneous_New_Space Heating_Natural Gas_Green Roof - Vegetated Rooftop_A_Achievable Economic TRC Potential | F3 | Commercial | WA - Miscellaneous | New | Space Heating | Natural Gas | Green Roof - Vegetated Rooftop | A | Integrated Unit Winter Peak Savings (kW) | Achievable Economic TRC Potential | 0 | 0 | 0 | 0 | 0 | 0 | 0 | 0 | 0 | 0 | 0 | 0 | 0 | 0 | 0 | 0 | 0 | 0 | 0 | 0 | 0 | 0 | 0 | 0 | 0 | 0 | 0
F4_Commercial_WA - Miscellaneous_New_Space Heating_Natural Gas_Green Roof - Vegetated Rooftop_A_Achievable Economic TRC Potential | F4 | Commercial | WA - Miscellaneous | New | Space Heating | Natural Gas | Green Roof - Vegetated Rooftop | A | Incremental Energy Savings (MWh or mTherms) | Achievable Economic TRC Potential | 0 | 0 | 0 | 0 | 0 | 0 | 0 | 0 | 0 | 0 | 0 | 0 | 0 | 0 | 0 | 0 | 0 | 0 | 0 | 0 | 0 | 0 | 0 | 0 | 0 | 0 | 0
F5_Commercial_WA - Miscellaneous_New_Space Heating_Natural Gas_Green Roof - Vegetated Rooftop_A_Achievable Economic TRC Potential | F5 | Commercial | WA - Miscellaneous | New | Space Heating | Natural Gas | Green Roof - Vegetated Rooftop | A | Incremental Summer Peak Savings (MW) | Achievable Economic TRC Potential | 0 | 0 | 0 | 0 | 0 | 0 | 0 | 0 | 0 | 0 | 0 | 0 | 0 | 0 | 0 | 0 | 0 | 0 | 0 | 0 | 0 | 0 | 0 | 0 | 0 | 0 | 0
F6_Commercial_WA - Miscellaneous_New_Space Heating_Natural Gas_Green Roof - Vegetated Rooftop_A_Achievable Economic TRC Potential | F6 | Commercial | WA - Miscellaneous | New | Space Heating | Natural Gas | Green Roof - Vegetated Rooftop | A | Incremental Winter Peak Savings (MW) | Achievable Economic TRC Potential | 0 | 0 | 0 | 0 | 0 | 0 | 0 | 0 | 0 | 0 | 0 | 0 | 0 | 0 | 0 | 0 | 0 | 0 | 0 | 0 | 0 | 0 | 0 | 0 | 0 | 0 | 0
F7_Commercial_WA - Miscellaneous_New_Space Heating_Natural Gas_Green Roof - Vegetated Rooftop_A_Achievable Economic TRC Potential | F7 | Commercial | WA - Miscellaneous | New | Space Heating | Natural Gas | Green Roof - Vegetated Rooftop | A | Cumulative Energy Savings (MWh or mTherms) | Achievable Economic TRC Potential | 0 | 0 | 0 | 0 | 0 | 0 | 0 | 0 | 0 | 0 | 0 | 0 | 0 | 0 | 0 | 0 | 0 | 0 | 0 | 0 | 0 | 0 | 0 | 0 | 0 | 0 | 0
F8_Commercial_WA - Miscellaneous_New_Space Heating_Natural Gas_Green Roof - Vegetated Rooftop_A_Achievable Economic TRC Potential | F8 | Commercial | WA - Miscellaneous | New | Space Heating | Natural Gas | Green Roof - Vegetated Rooftop | A | Cumulative Summer Peak Savings (MW) | Achievable Economic TRC Potential | 0 | 0 | 0 | 0 | 0 | 0 | 0 | 0 | 0 | 0 | 0 | 0 | 0 | 0 | 0 | 0 | 0 | 0 | 0 | 0 | 0 | 0 | 0 | 0 | 0 | 0 | 0
F9_Commercial_WA - Miscellaneous_New_Space Heating_Natural Gas_Green Roof - Vegetated Rooftop_A_Achievable Economic TRC Potential | F9 | Commercial | WA - Miscellaneous | New | Space Heating | Natural Gas | Green Roof - Vegetated Rooftop | A | Cumulative Winter Peak Savings (MW) | Achievable Economic TRC Potential | 0 | 0 | 0 | 0 | 0 | 0 | 0 | 0 | 0 | 0 | 0 | 0 | 0 | 0 | 0 | 0 | 0 | 0 | 0 | 0 | 0 | 0 | 0 | 0 | 0 | 0 | 0
F10_Commercial_WA - Miscellaneous_New_Space Heating_Natural Gas_Green Roof - Vegetated Rooftop_A_Achievable Economic TRC Potential | F10 | Commercial | WA - Miscellaneous | New | Space Heating | Natural Gas | Green Roof - Vegetated Rooftop | A | Purchases (Incremental) | Achievable Economic TRC Potential | 0 | 0 | 0 | 0 | 0 | 0 | 0 | 0 | 0 | 0 | 0 | 0 | 0 | 0 | 0 | 0 | 0 | 0 | 0 | 0 | 0 | 0 | 0 | 0 | 0 | 0 | 0
F11_Commercial_WA - Miscellaneous_New_Space Heating_Natural Gas_Green Roof - Vegetated Rooftop_A_Achievable Economic TRC Potential | F11 | Commercial | WA - Miscellaneous | New | Space Heating | Natural Gas | Green Roof - Vegetated Rooftop | A | Purchases (Cumulative) | Achievable Economic TRC Potential | 0 | 0 | 0 | 0 | 0 | 0 | 0 | 0 | 0 | 0 | 0 | 0 | 0 | 0 | 0 | 0 | 0 | 0 | 0 | 0 | 0 | 0 | 0 | 0 | 0 | 0 | 0
F1_Commercial_WA - Miscellaneous_New_Space Heating_Natural Gas_Ducting - Repair and Sealing_A_Achievable Economic TRC Potential | F1 | Commercial | WA - Miscellaneous | New | Space Heating | Natural Gas | Ducting - Repair and Sealing | A | Integrated Unit Energy Savings (kWh or therms) | Achievable Economic TRC Potential | 0 | 0 | 0 | 0 | 0 | 0 | 0 | 0 | 0 | 0 | 0 | 0 | 0 | 0 | 0 | 0 | 0 | 0 | 0 | 0 | 0 | 0 | 0 | 0 | 0 | 0 | 0
F2_Commercial_WA - Miscellaneous_New_Space Heating_Natural Gas_Ducting - Repair and Sealing_A_Achievable Economic TRC Potential | F2 | Commercial | WA - Miscellaneous | New | Space Heating | Natural Gas | Ducting - Repair and Sealing | A | Integrated Unit Summer Peak Savings (kW) | Achievable Economic TRC Potential | 0 | 0 | 0 | 0 | 0 | 0 | 0 | 0 | 0 | 0 | 0 | 0 | 0 | 0 | 0 | 0 | 0 | 0 | 0 | 0 | 0 | 0 | 0 | 0 | 0 | 0 | 0
F3_Commercial_WA - Miscellaneous_New_Space Heating_Natural Gas_Ducting - Repair and Sealing_A_Achievable Economic TRC Potential | F3 | Commercial | WA - Miscellaneous | New | Space Heating | Natural Gas | Ducting - Repair and Sealing | A | Integrated Unit Winter Peak Savings (kW) | Achievable Economic TRC Potential | 0 | 0 | 0 | 0 | 0 | 0 | 0 | 0 | 0 | 0 | 0 | 0 | 0 | 0 | 0 | 0 | 0 | 0 | 0 | 0 | 0 | 0 | 0 | 0 | 0 | 0 | 0
F4_Commercial_WA - Miscellaneous_New_Space Heating_Natural Gas_Ducting - Repair and Sealing_A_Achievable Economic TRC Potential | F4 | Commercial | WA - Miscellaneous | New | Space Heating | Natural Gas | Ducting - Repair and Sealing | A | Incremental Energy Savings (MWh or mTherms) | Achievable Economic TRC Potential | 0 | 0 | 0 | 0 | 0 | 0 | 0 | 0 | 0 | 0 | 0 | 0 | 0 | 0 | 0 | 0 | 0 | 0 | 0 | 0 | 0 | 0 | 0 | 0 | 0 | 0 | 0
F5_Commercial_WA - Miscellaneous_New_Space Heating_Natural Gas_Ducting - Repair and Sealing_A_Achievable Economic TRC Potential | F5 | Commercial | WA - Miscellaneous | New | Space Heating | Natural Gas | Ducting - Repair and Sealing | A | Incremental Summer Peak Savings (MW) | Achievable Economic TRC Potential | 0 | 0 | 0 | 0 | 0 | 0 | 0 | 0 | 0 | 0 | 0 | 0 | 0 | 0 | 0 | 0 | 0 | 0 | 0 | 0 | 0 | 0 | 0 | 0 | 0 | 0 | 0
F6_Commercial_WA - Miscellaneous_New_Space Heating_Natural Gas_Ducting - Repair and Sealing_A_Achievable Economic TRC Potential | F6 | Commercial | WA - Miscellaneous | New | Space Heating | Natural Gas | Ducting - Repair and Sealing | A | Incremental Winter Peak Savings (MW) | Achievable Economic TRC Potential | 0 | 0 | 0 | 0 | 0 | 0 | 0 | 0 | 0 | 0 | 0 | 0 | 0 | 0 | 0 | 0 | 0 | 0 | 0 | 0 | 0 | 0 | 0 | 0 | 0 | 0 | 0
F7_Commercial_WA - Miscellaneous_New_Space Heating_Natural Gas_Ducting - Repair and Sealing_A_Achievable Economic TRC Potential | F7 | Commercial | WA - Miscellaneous | New | Space Heating | Natural Gas | Ducting - Repair and Sealing | A | Cumulative Energy Savings (MWh or mTherms) | Achievable Economic TRC Potential | 0 | 0 | 0 | 0 | 0 | 0 | 0 | 0 | 0 | 0 | 0 | 0 | 0 | 0 | 0 | 0 | 0 | 0 | 0 | 0 | 0 | 0 | 0 | 0 | 0 | 0 | 0
F8_Commercial_WA - Miscellaneous_New_Space Heating_Natural Gas_Ducting - Repair and Sealing_A_Achievable Economic TRC Potential | F8 | Commercial | WA - Miscellaneous | New | Space Heating | Natural Gas | Ducting - Repair and Sealing | A | Cumulative Summer Peak Savings (MW) | Achievable Economic TRC Potential | 0 | 0 | 0 | 0 | 0 | 0 | 0 | 0 | 0 | 0 | 0 | 0 | 0 | 0 | 0 | 0 | 0 | 0 | 0 | 0 | 0 | 0 | 0 | 0 | 0 | 0 | 0
F9_Commercial_WA - Miscellaneous_New_Space Heating_Natural Gas_Ducting - Repair and Sealing_A_Achievable Economic TRC Potential | F9 | Commercial | WA - Miscellaneous | New | Space Heating | Natural Gas | Ducting - Repair and Sealing | A | Cumulative Winter Peak Savings (MW) | Achievable Economic TRC Potential | 0 | 0 | 0 | 0 | 0 | 0 | 0 | 0 | 0 | 0 | 0 | 0 | 0 | 0 | 0 | 0 | 0 | 0 | 0 | 0 | 0 | 0 | 0 | 0 | 0 | 0 | 0
F10_Commercial_WA - Miscellaneous_New_Space Heating_Natural Gas_Ducting - Repair and Sealing_A_Achievable Economic TRC Potential | F10 | Commercial | WA - Miscellaneous | New | Space Heating | Natural Gas | Ducting - Repair and Sealing | A | Purchases (Incremental) | Achievable Economic TRC Potential | 0 | 0 | 0 | 0 | 0 | 0 | 0 | 0 | 0 | 0 | 0 | 0 | 0 | 0 | 0 | 0 | 0 | 0 | 0 | 0 | 0 | 0 | 0 | 0 | 0 | 0 | 0
F11_Commercial_WA - Miscellaneous_New_Space Heating_Natural Gas_Ducting - Repair and Sealing_A_Achievable Economic TRC Potential | F11 | Commercial | WA - Miscellaneous | New | Space Heating | Natural Gas | Ducting - Repair and Sealing | A | Purchases (Cumulative) | Achievable Economic TRC Potential | 0 | 0 | 0 | 0 | 0 | 0 | 0 | 0 | 0 | 0 | 0 | 0 | 0 | 0 | 0 | 0 | 0 | 0 | 0 | 0 | 0 | 0 | 0 | 0 | 0 | 0 | 0
F1_Commercial_WA - Miscellaneous_New_Space Heating_Natural Gas_Windows - High Efficiency Glazing_A_Achievable Economic TRC Potential | F1 | Commercial | WA - Miscellaneous | New | Space Heating | Natural Gas | Windows - High Efficiency Glazing | A | Integrated Unit Energy Savings (kWh or therms) | Achievable Economic TRC Potential | 0 | 0 | 0 | 0 | 0 | 0 | 0 | 0 | 0 | 0 | 0 | 0 | 0 | 0 | 0 | 0 | 0 | 0 | 0 | 0 | 0 | 0 | 0 | 0 | 0 | 0 | 0
F2_Commercial_WA - Miscellaneous_New_Space Heating_Natural Gas_Windows - High Efficiency Glazing_A_Achievable Economic TRC Potential | F2 | Commercial | WA - Miscellaneous | New | Space Heating | Natural Gas | Windows - High Efficiency Glazing | A | Integrated Unit Summer Peak Savings (kW) | Achievable Economic TRC Potential | 0 | 0 | 0 | 0 | 0 | 0 | 0 | 0 | 0 | 0 | 0 | 0 | 0 | 0 | 0 | 0 | 0 | 0 | 0 | 0 | 0 | 0 | 0 | 0 | 0 | 0 | 0
F3_Commercial_WA - Miscellaneous_New_Space Heating_Natural Gas_Windows - High Efficiency Glazing_A_Achievable Economic TRC Potential | F3 | Commercial | WA - Miscellaneous | New | Space Heating | Natural Gas | Windows - High Efficiency Glazing | A | Integrated Unit Winter Peak Savings (kW) | Achievable Economic TRC Potential | 0 | 0 | 0 | 0 | 0 | 0 | 0 | 0 | 0 | 0 | 0 | 0 | 0 | 0 | 0 | 0 | 0 | 0 | 0 | 0 | 0 | 0 | 0 | 0 | 0 | 0 | 0
F4_Commercial_WA - Miscellaneous_New_Space Heating_Natural Gas_Windows - High Efficiency Glazing_A_Achievable Economic TRC Potential | F4 | Commercial | WA - Miscellaneous | New | Space Heating | Natural Gas | Windows - High Efficiency Glazing | A | Incremental Energy Savings (MWh or mTherms) | Achievable Economic TRC Potential | 0 | 0 | 0 | 0 | 0 | 0 | 0 | 0 | 0 | 0 | 0 | 0 | 0 | 0 | 0 | 0 | 0 | 0 | 0 | 0 | 0 | 0 | 0 | 0 | 0 | 0 | 0
F5_Commercial_WA - Miscellaneous_New_Space Heating_Natural Gas_Windows - High Efficiency Glazing_A_Achievable Economic TRC Potential | F5 | Commercial | WA - Miscellaneous | New | Space Heating | Natural Gas | Windows - High Efficiency Glazing | A | Incremental Summer Peak Savings (MW) | Achievable Economic TRC Potential | 0 | 0 | 0 | 0 | 0 | 0 | 0 | 0 | 0 | 0 | 0 | 0 | 0 | 0 | 0 | 0 | 0 | 0 | 0 | 0 | 0 | 0 | 0 | 0 | 0 | 0 | 0
F6_Commercial_WA - Miscellaneous_New_Space Heating_Natural Gas_Windows - High Efficiency Glazing_A_Achievable Economic TRC Potential | F6 | Commercial | WA - Miscellaneous | New | Space Heating | Natural Gas | Windows - High Efficiency Glazing | A | Incremental Winter Peak Savings (MW) | Achievable Economic TRC Potential | 0 | 0 | 0 | 0 | 0 | 0 | 0 | 0 | 0 | 0 | 0 | 0 | 0 | 0 | 0 | 0 | 0 | 0 | 0 | 0 | 0 | 0 | 0 | 0 | 0 | 0 | 0
F7_Commercial_WA - Miscellaneous_New_Space Heating_Natural Gas_Windows - High Efficiency Glazing_A_Achievable Economic TRC Potential | F7 | Commercial | WA - Miscellaneous | New | Space Heating | Natural Gas | Windows - High Efficiency Glazing | A | Cumulative Energy Savings (MWh or mTherms) | Achievable Economic TRC Potential | 0 | 0 | 0 | 0 | 0 | 0 | 0 | 0 | 0 | 0 | 0 | 0 | 0 | 0 | 0 | 0 | 0 | 0 | 0 | 0 | 0 | 0 | 0 | 0 | 0 | 0 | 0
F8_Commercial_WA - Miscellaneous_New_Space Heating_Natural Gas_Windows - High Efficiency Glazing_A_Achievable Economic TRC Potential | F8 | Commercial | WA - Miscellaneous | New | Space Heating | Natural Gas | Windows - High Efficiency Glazing | A | Cumulative Summer Peak Savings (MW) | Achievable Economic TRC Potential | 0 | 0 | 0 | 0 | 0 | 0 | 0 | 0 | 0 | 0 | 0 | 0 | 0 | 0 | 0 | 0 | 0 | 0 | 0 | 0 | 0 | 0 | 0 | 0 | 0 | 0 | 0
F9_Commercial_WA - Miscellaneous_New_Space Heating_Natural Gas_Windows - High Efficiency Glazing_A_Achievable Economic TRC Potential | F9 | Commercial | WA - Miscellaneous | New | Space Heating | Natural Gas | Windows - High Efficiency Glazing | A | Cumulative Winter Peak Savings (MW) | Achievable Economic TRC Potential | 0 | 0 | 0 | 0 | 0 | 0 | 0 | 0 | 0 | 0 | 0 | 0 | 0 | 0 | 0 | 0 | 0 | 0 | 0 | 0 | 0 | 0 | 0 | 0 | 0 | 0 | 0
F10_Commercial_WA - Miscellaneous_New_Space Heating_Natural Gas_Windows - High Efficiency Glazing_A_Achievable Economic TRC Potential | F10 | Commercial | WA - Miscellaneous | New | Space Heating | Natural Gas | Windows - High Efficiency Glazing | A | Purchases (Incremental) | Achievable Economic TRC Potential | 0 | 0 | 0 | 0 | 0 | 0 | 0 | 0 | 0 | 0 | 0 | 0 | 0 | 0 | 0 | 0 | 0 | 0 | 0 | 0 | 0 | 0 | 0 | 0 | 0 | 0 | 0
F11_Commercial_WA - Miscellaneous_New_Space Heating_Natural Gas_Windows - High Efficiency Glazing_A_Achievable Economic TRC Potential | F11 | Commercial | WA - Miscellaneous | New | Space Heating | Natural Gas | Windows - High Efficiency Glazing | A | Purchases (Cumulative) | Achievable Economic TRC Potential | 0 | 0 | 0 | 0 | 0 | 0 | 0 | 0 | 0 | 0 | 0 | 0 | 0 | 0 | 0 | 0 | 0 | 0 | 0 | 0 | 0 | 0 | 0 | 0 | 0 | 0 | 0
F1_Commercial_WA - Miscellaneous_New_Space Heating_Natural Gas_Windows - Secondary Glazing Systems_A_Achievable Economic TRC Potential | F1 | Commercial | WA - Miscellaneous | New | Space Heating | Natural Gas | Windows - Secondary Glazing Systems | A | Integrated Unit Energy Savings (kWh or therms) | Achievable Economic TRC Potential | 0 | 0 | 0 | 0 | 0 | 0 | 0 | 0 | 0 | 0 | 0 | 0 | 0 | 0 | 0 | 0 | 0 | 0 | 0 | 0 | 0 | 0 | 0 | 0 | 0 | 0 | 0
F2_Commercial_WA - Miscellaneous_New_Space Heating_Natural Gas_Windows - Secondary Glazing Systems_A_Achievable Economic TRC Potential | F2 | Commercial | WA - Miscellaneous | New | Space Heating | Natural Gas | Windows - Secondary Glazing Systems | A | Integrated Unit Summer Peak Savings (kW) | Achievable Economic TRC Potential | 0 | 0 | 0 | 0 | 0 | 0 | 0 | 0 | 0 | 0 | 0 | 0 | 0 | 0 | 0 | 0 | 0 | 0 | 0 | 0 | 0 | 0 | 0 | 0 | 0 | 0 | 0
F3_Commercial_WA - Miscellaneous_New_Space Heating_Natural Gas_Windows - Secondary Glazing Systems_A_Achievable Economic TRC Potential | F3 | Commercial | WA - Miscellaneous | New | Space Heating | Natural Gas | Windows - Secondary Glazing Systems | A | Integrated Unit Winter Peak Savings (kW) | Achievable Economic TRC Potential | 0 | 0 | 0 | 0 | 0 | 0 | 0 | 0 | 0 | 0 | 0 | 0 | 0 | 0 | 0 | 0 | 0 | 0 | 0 | 0 | 0 | 0 | 0 | 0 | 0 | 0 | 0
F4_Commercial_WA - Miscellaneous_New_Space Heating_Natural Gas_Windows - Secondary Glazing Systems_A_Achievable Economic TRC Potential | F4 | Commercial | WA - Miscellaneous | New | Space Heating | Natural Gas | Windows - Secondary Glazing Systems | A | Incremental Energy Savings (MWh or mTherms) | Achievable Economic TRC Potential | 0 | 0 | 0 | 0 | 0 | 0 | 0 | 0 | 0 | 0 | 0 | 0 | 0 | 0 | 0 | 0 | 0 | 0 | 0 | 0 | 0 | 0 | 0 | 0 | 0 | 0 | 0
F5_Commercial_WA - Miscellaneous_New_Space Heating_Natural Gas_Windows - Secondary Glazing Systems_A_Achievable Economic TRC Potential | F5 | Commercial | WA - Miscellaneous | New | Space Heating | Natural Gas | Windows - Secondary Glazing Systems | A | Incremental Summer Peak Savings (MW) | Achievable Economic TRC Potential | 0 | 0 | 0 | 0 | 0 | 0 | 0 | 0 | 0 | 0 | 0 | 0 | 0 | 0 | 0 | 0 | 0 | 0 | 0 | 0 | 0 | 0 | 0 | 0 | 0 | 0 | 0
F6_Commercial_WA - Miscellaneous_New_Space Heating_Natural Gas_Windows - Secondary Glazing Systems_A_Achievable Economic TRC Potential | F6 | Commercial | WA - Miscellaneous | New | Space Heating | Natural Gas | Windows - Secondary Glazing Systems | A | Incremental Winter Peak Savings (MW) | Achievable Economic TRC Potential | 0 | 0 | 0 | 0 | 0 | 0 | 0 | 0 | 0 | 0 | 0 | 0 | 0 | 0 | 0 | 0 | 0 | 0 | 0 | 0 | 0 | 0 | 0 | 0 | 0 | 0 | 0
F7_Commercial_WA - Miscellaneous_New_Space Heating_Natural Gas_Windows - Secondary Glazing Systems_A_Achievable Economic TRC Potential | F7 | Commercial | WA - Miscellaneous | New | Space Heating | Natural Gas | Windows - Secondary Glazing Systems | A | Cumulative Energy Savings (MWh or mTherms) | Achievable Economic TRC Potential | 0 | 0 | 0 | 0 | 0 | 0 | 0 | 0 | 0 | 0 | 0 | 0 | 0 | 0 | 0 | 0 | 0 | 0 | 0 | 0 | 0 | 0 | 0 | 0 | 0 | 0 | 0
F8_Commercial_WA - Miscellaneous_New_Space Heating_Natural Gas_Windows - Secondary Glazing Systems_A_Achievable Economic TRC Potential | F8 | Commercial | WA - Miscellaneous | New | Space Heating | Natural Gas | Windows - Secondary Glazing Systems | A | Cumulative Summer Peak Savings (MW) | Achievable Economic TRC Potential | 0 | 0 | 0 | 0 | 0 | 0 | 0 | 0 | 0 | 0 | 0 | 0 | 0 | 0 | 0 | 0 | 0 | 0 | 0 | 0 | 0 | 0 | 0 | 0 | 0 | 0 | 0
F9_Commercial_WA - Miscellaneous_New_Space Heating_Natural Gas_Windows - Secondary Glazing Systems_A_Achievable Economic TRC Potential | F9 | Commercial | WA - Miscellaneous | New | Space Heating | Natural Gas | Windows - Secondary Glazing Systems | A | Cumulative Winter Peak Savings (MW) | Achievable Economic TRC Potential | 0 | 0 | 0 | 0 | 0 | 0 | 0 | 0 | 0 | 0 | 0 | 0 | 0 | 0 | 0 | 0 | 0 | 0 | 0 | 0 | 0 | 0 | 0 | 0 | 0 | 0 | 0
F10_Commercial_WA - Miscellaneous_New_Space Heating_Natural Gas_Windows - Secondary Glazing Systems_A_Achievable Economic TRC Potential | F10 | Commercial | WA - Miscellaneous | New | Space Heating | Natural Gas | Windows - Secondary Glazing Systems | A | Purchases (Incremental) | Achievable Economic TRC Potential | 0 | 0 | 0 | 0 | 0 | 0 | 0 | 0 | 0 | 0 | 0 | 0 | 0 | 0 | 0 | 0 | 0 | 0 | 0 | 0 | 0 | 0 | 0 | 0 | 0 | 0 | 0
F11_Commercial_WA - Miscellaneous_New_Space Heating_Natural Gas_Windows - Secondary Glazing Systems_A_Achievable Economic TRC Potential | F11 | Commercial | WA - Miscellaneous | New | Space Heating | Natural Gas | Windows - Secondary Glazing Systems | A | Purchases (Cumulative) | Achievable Economic TRC Potential | 0 | 0 | 0 | 0 | 0 | 0 | 0 | 0 | 0 | 0 | 0 | 0 | 0 | 0 | 0 | 0 | 0 | 0 | 0 | 0 | 0 | 0 | 0 | 0 | 0 | 0 | 0
F1_Commercial_WA - Miscellaneous_New_Space Heating_Natural Gas_HVAC - Energy Recovery Ventilator_A_Achievable Economic TRC Potential | F1 | Commercial | WA - Miscellaneous | New | Space Heating | Natural Gas | HVAC - Energy Recovery Ventilator | A | Integrated Unit Energy Savings (kWh or therms) | Achievable Economic TRC Potential | 0 | 0 | 0 | 0 | 0 | 0 | 0 | 0 | 0 | 0 | 0 | 0 | 0 | 0 | 0 | 0 | 0 | 0 | 0 | 0 | 0 | 0 | 0 | 0 | 0 | 0 | 0
F2_Commercial_WA - Miscellaneous_New_Space Heating_Natural Gas_HVAC - Energy Recovery Ventilator_A_Achievable Economic TRC Potential | F2 | Commercial | WA - Miscellaneous | New | Space Heating | Natural Gas | HVAC - Energy Recovery Ventilator | A | Integrated Unit Summer Peak Savings (kW) | Achievable Economic TRC Potential | 0 | 0 | 0 | 0 | 0 | 0 | 0 | 0 | 0 | 0 | 0 | 0 | 0 | 0 | 0 | 0 | 0 | 0 | 0 | 0 | 0 | 0 | 0 | 0 | 0 | 0 | 0
F3_Commercial_WA - Miscellaneous_New_Space Heating_Natural Gas_HVAC - Energy Recovery Ventilator_A_Achievable Economic TRC Potential | F3 | Commercial | WA - Miscellaneous | New | Space Heating | Natural Gas | HVAC - Energy Recovery Ventilator | A | Integrated Unit Winter Peak Savings (kW) | Achievable Economic TRC Potential | 0 | 0 | 0 | 0 | 0 | 0 | 0 | 0 | 0 | 0 | 0 | 0 | 0 | 0 | 0 | 0 | 0 | 0 | 0 | 0 | 0 | 0 | 0 | 0 | 0 | 0 | 0
F4_Commercial_WA - Miscellaneous_New_Space Heating_Natural Gas_HVAC - Energy Recovery Ventilator_A_Achievable Economic TRC Potential | F4 | Commercial | WA - Miscellaneous | New | Space Heating | Natural Gas | HVAC - Energy Recovery Ventilator | A | Incremental Energy Savings (MWh or mTherms) | Achievable Economic TRC Potential | 0 | 0 | 0 | 0 | 0 | 0 | 0 | 0 | 0 | 0 | 0 | 0 | 0 | 0 | 0 | 0 | 0 | 0 | 0 | 0 | 0 | 0 | 0 | 0 | 0 | 0 | 0
F5_Commercial_WA - Miscellaneous_New_Space Heating_Natural Gas_HVAC - Energy Recovery Ventilator_A_Achievable Economic TRC Potential | F5 | Commercial | WA - Miscellaneous | New | Space Heating | Natural Gas | HVAC - Energy Recovery Ventilator | A | Incremental Summer Peak Savings (MW) | Achievable Economic TRC Potential | 0 | 0 | 0 | 0 | 0 | 0 | 0 | 0 | 0 | 0 | 0 | 0 | 0 | 0 | 0 | 0 | 0 | 0 | 0 | 0 | 0 | 0 | 0 | 0 | 0 | 0 | 0
F6_Commercial_WA - Miscellaneous_New_Space Heating_Natural Gas_HVAC - Energy Recovery Ventilator_A_Achievable Economic TRC Potential | F6 | Commercial | WA - Miscellaneous | New | Space Heating | Natural Gas | HVAC - Energy Recovery Ventilator | A | Incremental Winter Peak Savings (MW) | Achievable Economic TRC Potential | 0 | 0 | 0 | 0 | 0 | 0 | 0 | 0 | 0 | 0 | 0 | 0 | 0 | 0 | 0 | 0 | 0 | 0 | 0 | 0 | 0 | 0 | 0 | 0 | 0 | 0 | 0
F7_Commercial_WA - Miscellaneous_New_Space Heating_Natural Gas_HVAC - Energy Recovery Ventilator_A_Achievable Economic TRC Potential | F7 | Commercial | WA - Miscellaneous | New | Space Heating | Natural Gas | HVAC - Energy Recovery Ventilator | A | Cumulative Energy Savings (MWh or mTherms) | Achievable Economic TRC Potential | 0 | 0 | 0 | 0 | 0 | 0 | 0 | 0 | 0 | 0 | 0 | 0 | 0 | 0 | 0 | 0 | 0 | 0 | 0 | 0 | 0 | 0 | 0 | 0 | 0 | 0 | 0
F8_Commercial_WA - Miscellaneous_New_Space Heating_Natural Gas_HVAC - Energy Recovery Ventilator_A_Achievable Economic TRC Potential | F8 | Commercial | WA - Miscellaneous | New | Space Heating | Natural Gas | HVAC - Energy Recovery Ventilator | A | Cumulative Summer Peak Savings (MW) | Achievable Economic TRC Potential | 0 | 0 | 0 | 0 | 0 | 0 | 0 | 0 | 0 | 0 | 0 | 0 | 0 | 0 | 0 | 0 | 0 | 0 | 0 | 0 | 0 | 0 | 0 | 0 | 0 | 0 | 0
F9_Commercial_WA - Miscellaneous_New_Space Heating_Natural Gas_HVAC - Energy Recovery Ventilator_A_Achievable Economic TRC Potential | F9 | Commercial | WA - Miscellaneous | New | Space Heating | Natural Gas | HVAC - Energy Recovery Ventilator | A | Cumulative Winter Peak Savings (MW) | Achievable Economic TRC Potential | 0 | 0 | 0 | 0 | 0 | 0 | 0 | 0 | 0 | 0 | 0 | 0 | 0 | 0 | 0 | 0 | 0 | 0 | 0 | 0 | 0 | 0 | 0 | 0 | 0 | 0 | 0
F10_Commercial_WA - Miscellaneous_New_Space Heating_Natural Gas_HVAC - Energy Recovery Ventilator_A_Achievable Economic TRC Potential | F10 | Commercial | WA - Miscellaneous | New | Space Heating | Natural Gas | HVAC - Energy Recovery Ventilator | A | Purchases (Incremental) | Achievable Economic TRC Potential | 0 | 0 | 0 | 0 | 0 | 0 | 0 | 0 | 0 | 0 | 0 | 0 | 0 | 0 | 0 | 0 | 0 | 0 | 0 | 0 | 0 | 0 | 0 | 0 | 0 | 0 | 0
F11_Commercial_WA - Miscellaneous_New_Space Heating_Natural Gas_HVAC - Energy Recovery Ventilator_A_Achievable Economic TRC Potential | F11 | Commercial | WA - Miscellaneous | New | Space Heating | Natural Gas | HVAC - Energy Recovery Ventilator | A | Purchases (Cumulative) | Achievable Economic TRC Potential | 0 | 0 | 0 | 0 | 0 | 0 | 0 | 0 | 0 | 0 | 0 | 0 | 0 | 0 | 0 | 0 | 0 | 0 | 0 | 0 | 0 | 0 | 0 | 0 | 0 | 0 | 0
F1_Commercial_WA - Miscellaneous_New_Space Heating_Natural Gas_Building Shell - Air Sealing (Infiltration Control)_A_Achievable Economic TRC Potential | F1 | Commercial | WA - Miscellaneous | New | Space Heating | Natural Gas | Building Shell - Air Sealing (Infiltration Control) | A | Integrated Unit Energy Savings (kWh or therms) | Achievable Economic TRC Potential | 0 | 0 | 0 | 0 | 0 | 0 | 0 | 0 | 0 | 0 | 0 | 0 | 0 | 0 | 0 | 0 | 0 | 0 | 0 | 0 | 0 | 0 | 0 | 0 | 0 | 0 | 0
F2_Commercial_WA - Miscellaneous_New_Space Heating_Natural Gas_Building Shell - Air Sealing (Infiltration Control)_A_Achievable Economic TRC Potential | F2 | Commercial | WA - Miscellaneous | New | Space Heating | Natural Gas | Building Shell - Air Sealing (Infiltration Control) | A | Integrated Unit Summer Peak Savings (kW) | Achievable Economic TRC Potential | 0 | 0 | 0 | 0 | 0 | 0 | 0 | 0 | 0 | 0 | 0 | 0 | 0 | 0 | 0 | 0 | 0 | 0 | 0 | 0 | 0 | 0 | 0 | 0 | 0 | 0 | 0
F3_Commercial_WA - Miscellaneous_New_Space Heating_Natural Gas_Building Shell - Air Sealing (Infiltration Control)_A_Achievable Economic TRC Potential | F3 | Commercial | WA - Miscellaneous | New | Space Heating | Natural Gas | Building Shell - Air Sealing (Infiltration Control) | A | Integrated Unit Winter Peak Savings (kW) | Achievable Economic TRC Potential | 0 | 0 | 0 | 0 | 0 | 0 | 0 | 0 | 0 | 0 | 0 | 0 | 0 | 0 | 0 | 0 | 0 | 0 | 0 | 0 | 0 | 0 | 0 | 0 | 0 | 0 | 0
F4_Commercial_WA - Miscellaneous_New_Space Heating_Natural Gas_Building Shell - Air Sealing (Infiltration Control)_A_Achievable Economic TRC Potential | F4 | Commercial | WA - Miscellaneous | New | Space Heating | Natural Gas | Building Shell - Air Sealing (Infiltration Control) | A | Incremental Energy Savings (MWh or mTherms) | Achievable Economic TRC Potential | 0 | 0 | 0 | 0 | 0 | 0 | 0 | 0 | 0 | 0 | 0 | 0 | 0 | 0 | 0 | 0 | 0 | 0 | 0 | 0 | 0 | 0 | 0 | 0 | 0 | 0 | 0
F5_Commercial_WA - Miscellaneous_New_Space Heating_Natural Gas_Building Shell - Air Sealing (Infiltration Control)_A_Achievable Economic TRC Potential | F5 | Commercial | WA - Miscellaneous | New | Space Heating | Natural Gas | Building Shell - Air Sealing (Infiltration Control) | A | Incremental Summer Peak Savings (MW) | Achievable Economic TRC Potential | 0 | 0 | 0 | 0 | 0 | 0 | 0 | 0 | 0 | 0 | 0 | 0 | 0 | 0 | 0 | 0 | 0 | 0 | 0 | 0 | 0 | 0 | 0 | 0 | 0 | 0 | 0
F6_Commercial_WA - Miscellaneous_New_Space Heating_Natural Gas_Building Shell - Air Sealing (Infiltration Control)_A_Achievable Economic TRC Potential | F6 | Commercial | WA - Miscellaneous | New | Space Heating | Natural Gas | Building Shell - Air Sealing (Infiltration Control) | A | Incremental Winter Peak Savings (MW) | Achievable Economic TRC Potential | 0 | 0 | 0 | 0 | 0 | 0 | 0 | 0 | 0 | 0 | 0 | 0 | 0 | 0 | 0 | 0 | 0 | 0 | 0 | 0 | 0 | 0 | 0 | 0 | 0 | 0 | 0
F7_Commercial_WA - Miscellaneous_New_Space Heating_Natural Gas_Building Shell - Air Sealing (Infiltration Control)_A_Achievable Economic TRC Potential | F7 | Commercial | WA - Miscellaneous | New | Space Heating | Natural Gas | Building Shell - Air Sealing (Infiltration Control) | A | Cumulative Energy Savings (MWh or mTherms) | Achievable Economic TRC Potential | 0 | 0 | 0 | 0 | 0 | 0 | 0 | 0 | 0 | 0 | 0 | 0 | 0 | 0 | 0 | 0 | 0 | 0 | 0 | 0 | 0 | 0 | 0 | 0 | 0 | 0 | 0
F8_Commercial_WA - Miscellaneous_New_Space Heating_Natural Gas_Building Shell - Air Sealing (Infiltration Control)_A_Achievable Economic TRC Potential | F8 | Commercial | WA - Miscellaneous | New | Space Heating | Natural Gas | Building Shell - Air Sealing (Infiltration Control) | A | Cumulative Summer Peak Savings (MW) | Achievable Economic TRC Potential | 0 | 0 | 0 | 0 | 0 | 0 | 0 | 0 | 0 | 0 | 0 | 0 | 0 | 0 | 0 | 0 | 0 | 0 | 0 | 0 | 0 | 0 | 0 | 0 | 0 | 0 | 0
F9_Commercial_WA - Miscellaneous_New_Space Heating_Natural Gas_Building Shell - Air Sealing (Infiltration Control)_A_Achievable Economic TRC Potential | F9 | Commercial | WA - Miscellaneous | New | Space Heating | Natural Gas | Building Shell - Air Sealing (Infiltration Control) | A | Cumulative Winter Peak Savings (MW) | Achievable Economic TRC Potential | 0 | 0 | 0 | 0 | 0 | 0 | 0 | 0 | 0 | 0 | 0 | 0 | 0 | 0 | 0 | 0 | 0 | 0 | 0 | 0 | 0 | 0 | 0 | 0 | 0 | 0 | 0
F10_Commercial_WA - Miscellaneous_New_Space Heating_Natural Gas_Building Shell - Air Sealing (Infiltration Control)_A_Achievable Economic TRC Potential | F10 | Commercial | WA - Miscellaneous | New | Space Heating | Natural Gas | Building Shell - Air Sealing (Infiltration Control) | A | Purchases (Incremental) | Achievable Economic TRC Potential | 0 | 0 | 0 | 0 | 0 | 0 | 0 | 0 | 0 | 0 | 0 | 0 | 0 | 0 | 0 | 0 | 0 | 0 | 0 | 0 | 0 | 0 | 0 | 0 | 0 | 0 | 0
F11_Commercial_WA - Miscellaneous_New_Space Heating_Natural Gas_Building Shell - Air Sealing (Infiltration Control)_A_Achievable Economic TRC Potential | F11 | Commercial | WA - Miscellaneous | New | Space Heating | Natural Gas | Building Shell - Air Sealing (Infiltration Control) | A | Purchases (Cumulative) | Achievable Economic TRC Potential | 0 | 0 | 0 | 0 | 0 | 0 | 0 | 0 | 0 | 0 | 0 | 0 | 0 | 0 | 0 | 0 | 0 | 0 | 0 | 0 | 0 | 0 | 0 | 0 | 0 | 0 | 0
F1_Commercial_WA - Miscellaneous_New_Space Heating_Natural Gas_Ventilation - Demand Controlled_A_Achievable Economic TRC Potential | F1 | Commercial | WA - Miscellaneous | New | Space Heating | Natural Gas | Ventilation - Demand Controlled | A | Integrated Unit Energy Savings (kWh or therms) | Achievable Economic TRC Potential | 0 | 0 | 0 | 0 | 0 | 0 | 0 | 0 | 0 | 0 | 0 | 0 | 0 | 0 | 0 | 0 | 0 | 0 | 0 | 0 | 0 | 0 | 0 | 0 | 0 | 0 | 0
F2_Commercial_WA - Miscellaneous_New_Space Heating_Natural Gas_Ventilation - Demand Controlled_A_Achievable Economic TRC Potential | F2 | Commercial | WA - Miscellaneous | New | Space Heating | Natural Gas | Ventilation - Demand Controlled | A | Integrated Unit Summer Peak Savings (kW) | Achievable Economic TRC Potential | 0 | 0 | 0 | 0 | 0 | 0 | 0 | 0 | 0 | 0 | 0 | 0 | 0 | 0 | 0 | 0 | 0 | 0 | 0 | 0 | 0 | 0 | 0 | 0 | 0 | 0 | 0
F3_Commercial_WA - Miscellaneous_New_Space Heating_Natural Gas_Ventilation - Demand Controlled_A_Achievable Economic TRC Potential | F3 | Commercial | WA - Miscellaneous | New | Space Heating | Natural Gas | Ventilation - Demand Controlled | A | Integrated Unit Winter Peak Savings (kW) | Achievable Economic TRC Potential | 0 | 0 | 0 | 0 | 0 | 0 | 0 | 0 | 0 | 0 | 0 | 0 | 0 | 0 | 0 | 0 | 0 | 0 | 0 | 0 | 0 | 0 | 0 | 0 | 0 | 0 | 0
F4_Commercial_WA - Miscellaneous_New_Space Heating_Natural Gas_Ventilation - Demand Controlled_A_Achievable Economic TRC Potential | F4 | Commercial | WA - Miscellaneous | New | Space Heating | Natural Gas | Ventilation - Demand Controlled | A | Incremental Energy Savings (MWh or mTherms) | Achievable Economic TRC Potential | 0 | 0 | 0 | 0 | 0 | 0 | 0 | 0 | 0 | 0 | 0 | 0 | 0 | 0 | 0 | 0 | 0 | 0 | 0 | 0 | 0 | 0 | 0 | 0 | 0 | 0 | 0
F5_Commercial_WA - Miscellaneous_New_Space Heating_Natural Gas_Ventilation - Demand Controlled_A_Achievable Economic TRC Potential | F5 | Commercial | WA - Miscellaneous | New | Space Heating | Natural Gas | Ventilation - Demand Controlled | A | Incremental Summer Peak Savings (MW) | Achievable Economic TRC Potential | 0 | 0 | 0 | 0 | 0 | 0 | 0 | 0 | 0 | 0 | 0 | 0 | 0 | 0 | 0 | 0 | 0 | 0 | 0 | 0 | 0 | 0 | 0 | 0 | 0 | 0 | 0
F6_Commercial_WA - Miscellaneous_New_Space Heating_Natural Gas_Ventilation - Demand Controlled_A_Achievable Economic TRC Potential | F6 | Commercial | WA - Miscellaneous | New | Space Heating | Natural Gas | Ventilation - Demand Controlled | A | Incremental Winter Peak Savings (MW) | Achievable Economic TRC Potential | 0 | 0 | 0 | 0 | 0 | 0 | 0 | 0 | 0 | 0 | 0 | 0 | 0 | 0 | 0 | 0 | 0 | 0 | 0 | 0 | 0 | 0 | 0 | 0 | 0 | 0 | 0
F7_Commercial_WA - Miscellaneous_New_Space Heating_Natural Gas_Ventilation - Demand Controlled_A_Achievable Economic TRC Potential | F7 | Commercial | WA - Miscellaneous | New | Space Heating | Natural Gas | Ventilation - Demand Controlled | A | Cumulative Energy Savings (MWh or mTherms) | Achievable Economic TRC Potential | 0 | 0 | 0 | 0 | 0 | 0 | 0 | 0 | 0 | 0 | 0 | 0 | 0 | 0 | 0 | 0 | 0 | 0 | 0 | 0 | 0 | 0 | 0 | 0 | 0 | 0 | 0
F8_Commercial_WA - Miscellaneous_New_Space Heating_Natural Gas_Ventilation - Demand Controlled_A_Achievable Economic TRC Potential | F8 | Commercial | WA - Miscellaneous | New | Space Heating | Natural Gas | Ventilation - Demand Controlled | A | Cumulative Summer Peak Savings (MW) | Achievable Economic TRC Potential | 0 | 0 | 0 | 0 | 0 | 0 | 0 | 0 | 0 | 0 | 0 | 0 | 0 | 0 | 0 | 0 | 0 | 0 | 0 | 0 | 0 | 0 | 0 | 0 | 0 | 0 | 0
F9_Commercial_WA - Miscellaneous_New_Space Heating_Natural Gas_Ventilation - Demand Controlled_A_Achievable Economic TRC Potential | F9 | Commercial | WA - Miscellaneous | New | Space Heating | Natural Gas | Ventilation - Demand Controlled | A | Cumulative Winter Peak Savings (MW) | Achievable Economic TRC Potential | 0 | 0 | 0 | 0 | 0 | 0 | 0 | 0 | 0 | 0 | 0 | 0 | 0 | 0 | 0 | 0 | 0 | 0 | 0 | 0 | 0 | 0 | 0 | 0 | 0 | 0 | 0
F10_Commercial_WA - Miscellaneous_New_Space Heating_Natural Gas_Ventilation - Demand Controlled_A_Achievable Economic TRC Potential | F10 | Commercial | WA - Miscellaneous | New | Space Heating | Natural Gas | Ventilation - Demand Controlled | A | Purchases (Incremental) | Achievable Economic TRC Potential | 0 | 0 | 0 | 0 | 0 | 0 | 0 | 0 | 0 | 0 | 0 | 0 | 0 | 0 | 0 | 0 | 0 | 0 | 0 | 0 | 0 | 0 | 0 | 0 | 0 | 0 | 0
F11_Commercial_WA - Miscellaneous_New_Space Heating_Natural Gas_Ventilation - Demand Controlled_A_Achievable Economic TRC Potential | F11 | Commercial | WA - Miscellaneous | New | Space Heating | Natural Gas | Ventilation - Demand Controlled | A | Purchases (Cumulative) | Achievable Economic TRC Potential | 0 | 0 | 0 | 0 | 0 | 0 | 0 | 0 | 0 | 0 | 0 | 0 | 0 | 0 | 0 | 0 | 0 | 0 | 0 | 0 | 0 | 0 | 0 | 0 | 0 | 0 | 0
F1_Commercial_WA - Miscellaneous_New_Space Heating_Natural Gas_HVAC - Dedicated Outdoor Air System (DOAS)_A_Achievable Economic TRC Potential | F1 | Commercial | WA - Miscellaneous | New | Space Heating | Natural Gas | HVAC - Dedicated Outdoor Air System (DOAS) | A | Integrated Unit Energy Savings (kWh or therms) | Achievable Economic TRC Potential | 0 | 0 | 0 | 0 | 0 | 0 | 0 | 0 | 0 | 0 | 0 | 0 | 0 | 0 | 0 | 0 | 0 | 0 | 0 | 0 | 0 | 0 | 0 | 0 | 0 | 0 | 0
F2_Commercial_WA - Miscellaneous_New_Space Heating_Natural Gas_HVAC - Dedicated Outdoor Air System (DOAS)_A_Achievable Economic TRC Potential | F2 | Commercial | WA - Miscellaneous | New | Space Heating | Natural Gas | HVAC - Dedicated Outdoor Air System (DOAS) | A | Integrated Unit Summer Peak Savings (kW) | Achievable Economic TRC Potential | 0 | 0 | 0 | 0 | 0 | 0 | 0 | 0 | 0 | 0 | 0 | 0 | 0 | 0 | 0 | 0 | 0 | 0 | 0 | 0 | 0 | 0 | 0 | 0 | 0 | 0 | 0
F3_Commercial_WA - Miscellaneous_New_Space Heating_Natural Gas_HVAC - Dedicated Outdoor Air System (DOAS)_A_Achievable Economic TRC Potential | F3 | Commercial | WA - Miscellaneous | New | Space Heating | Natural Gas | HVAC - Dedicated Outdoor Air System (DOAS) | A | Integrated Unit Winter Peak Savings (kW) | Achievable Economic TRC Potential | 0 | 0 | 0 | 0 | 0 | 0 | 0 | 0 | 0 | 0 | 0 | 0 | 0 | 0 | 0 | 0 | 0 | 0 | 0 | 0 | 0 | 0 | 0 | 0 | 0 | 0 | 0
F4_Commercial_WA - Miscellaneous_New_Space Heating_Natural Gas_HVAC - Dedicated Outdoor Air System (DOAS)_A_Achievable Economic TRC Potential | F4 | Commercial | WA - Miscellaneous | New | Space Heating | Natural Gas | HVAC - Dedicated Outdoor Air System (DOAS) | A | Incremental Energy Savings (MWh or mTherms) | Achievable Economic TRC Potential | 0 | 0 | 0 | 0 | 0 | 0 | 0 | 0 | 0 | 0 | 0 | 0 | 0 | 0 | 0 | 0 | 0 | 0 | 0 | 0 | 0 | 0 | 0 | 0 | 0 | 0 | 0
F5_Commercial_WA - Miscellaneous_New_Space Heating_Natural Gas_HVAC - Dedicated Outdoor Air System (DOAS)_A_Achievable Economic TRC Potential | F5 | Commercial | WA - Miscellaneous | New | Space Heating | Natural Gas | HVAC - Dedicated Outdoor Air System (DOAS) | A | Incremental Summer Peak Savings (MW) | Achievable Economic TRC Potential | 0 | 0 | 0 | 0 | 0 | 0 | 0 | 0 | 0 | 0 | 0 | 0 | 0 | 0 | 0 | 0 | 0 | 0 | 0 | 0 | 0 | 0 | 0 | 0 | 0 | 0 | 0
F6_Commercial_WA - Miscellaneous_New_Space Heating_Natural Gas_HVAC - Dedicated Outdoor Air System (DOAS)_A_Achievable Economic TRC Potential | F6 | Commercial | WA - Miscellaneous | New | Space Heating | Natural Gas | HVAC - Dedicated Outdoor Air System (DOAS) | A | Incremental Winter Peak Savings (MW) | Achievable Economic TRC Potential | 0 | 0 | 0 | 0 | 0 | 0 | 0 | 0 | 0 | 0 | 0 | 0 | 0 | 0 | 0 | 0 | 0 | 0 | 0 | 0 | 0 | 0 | 0 | 0 | 0 | 0 | 0
F7_Commercial_WA - Miscellaneous_New_Space Heating_Natural Gas_HVAC - Dedicated Outdoor Air System (DOAS)_A_Achievable Economic TRC Potential | F7 | Commercial | WA - Miscellaneous | New | Space Heating | Natural Gas | HVAC - Dedicated Outdoor Air System (DOAS) | A | Cumulative Energy Savings (MWh or mTherms) | Achievable Economic TRC Potential | 0 | 0 | 0 | 0 | 0 | 0 | 0 | 0 | 0 | 0 | 0 | 0 | 0 | 0 | 0 | 0 | 0 | 0 | 0 | 0 | 0 | 0 | 0 | 0 | 0 | 0 | 0
F8_Commercial_WA - Miscellaneous_New_Space Heating_Natural Gas_HVAC - Dedicated Outdoor Air System (DOAS)_A_Achievable Economic TRC Potential | F8 | Commercial | WA - Miscellaneous | New | Space Heating | Natural Gas | HVAC - Dedicated Outdoor Air System (DOAS) | A | Cumulative Summer Peak Savings (MW) | Achievable Economic TRC Potential | 0 | 0 | 0 | 0 | 0 | 0 | 0 | 0 | 0 | 0 | 0 | 0 | 0 | 0 | 0 | 0 | 0 | 0 | 0 | 0 | 0 | 0 | 0 | 0 | 0 | 0 | 0
F9_Commercial_WA - Miscellaneous_New_Space Heating_Natural Gas_HVAC - Dedicated Outdoor Air System (DOAS)_A_Achievable Economic TRC Potential | F9 | Commercial | WA - Miscellaneous | New | Space Heating | Natural Gas | HVAC - Dedicated Outdoor Air System (DOAS) | A | Cumulative Winter Peak Savings (MW) | Achievable Economic TRC Potential | 0 | 0 | 0 | 0 | 0 | 0 | 0 | 0 | 0 | 0 | 0 | 0 | 0 | 0 | 0 | 0 | 0 | 0 | 0 | 0 | 0 | 0 | 0 | 0 | 0 | 0 | 0
F10_Commercial_WA - Miscellaneous_New_Space Heating_Natural Gas_HVAC - Dedicated Outdoor Air System (DOAS)_A_Achievable Economic TRC Potential | F10 | Commercial | WA - Miscellaneous | New | Space Heating | Natural Gas | HVAC - Dedicated Outdoor Air System (DOAS) | A | Purchases (Incremental) | Achievable Economic TRC Potential | 0 | 0 | 0 | 0 | 0 | 0 | 0 | 0 | 0 | 0 | 0 | 0 | 0 | 0 | 0 | 0 | 0 | 0 | 0 | 0 | 0 | 0 | 0 | 0 | 0 | 0 | 0
F11_Commercial_WA - Miscellaneous_New_Space Heating_Natural Gas_HVAC - Dedicated Outdoor Air System (DOAS)_A_Achievable Economic TRC Potential | F11 | Commercial | WA - Miscellaneous | New | Space Heating | Natural Gas | HVAC - Dedicated Outdoor Air System (DOAS) | A | Purchases (Cumulative) | Achievable Economic TRC Potential | 0 | 0 | 0 | 0 | 0 | 0 | 0 | 0 | 0 | 0 | 0 | 0 | 0 | 0 | 0 | 0 | 0 | 0 | 0 | 0 | 0 | 0 | 0 | 0 | 0 | 0 | 0
F1_Commercial_WA - Miscellaneous_New_Space Heating_Natural Gas_Destratification Fans (HVLS)_A_Achievable Economic TRC Potential | F1 | Commercial | WA - Miscellaneous | New | Space Heating | Natural Gas | Destratification Fans (HVLS) | A | Integrated Unit Energy Savings (kWh or therms) | Achievable Economic TRC Potential | 0 | 0 | 0 | 0 | 0 | 0 | 0 | 0 | 0 | 0 | 0 | 0 | 0 | 0 | 0 | 0 | 0 | 0 | 0 | 0 | 0 | 0 | 0 | 0 | 0 | 0 | 0
F2_Commercial_WA - Miscellaneous_New_Space Heating_Natural Gas_Destratification Fans (HVLS)_A_Achievable Economic TRC Potential | F2 | Commercial | WA - Miscellaneous | New | Space Heating | Natural Gas | Destratification Fans (HVLS) | A | Integrated Unit Summer Peak Savings (kW) | Achievable Economic TRC Potential | 0 | 0 | 0 | 0 | 0 | 0 | 0 | 0 | 0 | 0 | 0 | 0 | 0 | 0 | 0 | 0 | 0 | 0 | 0 | 0 | 0 | 0 | 0 | 0 | 0 | 0 | 0
F3_Commercial_WA - Miscellaneous_New_Space Heating_Natural Gas_Destratification Fans (HVLS)_A_Achievable Economic TRC Potential | F3 | Commercial | WA - Miscellaneous | New | Space Heating | Natural Gas | Destratification Fans (HVLS) | A | Integrated Unit Winter Peak Savings (kW) | Achievable Economic TRC Potential | 0 | 0 | 0 | 0 | 0 | 0 | 0 | 0 | 0 | 0 | 0 | 0 | 0 | 0 | 0 | 0 | 0 | 0 | 0 | 0 | 0 | 0 | 0 | 0 | 0 | 0 | 0
F4_Commercial_WA - Miscellaneous_New_Space Heating_Natural Gas_Destratification Fans (HVLS)_A_Achievable Economic TRC Potential | F4 | Commercial | WA - Miscellaneous | New | Space Heating | Natural Gas | Destratification Fans (HVLS) | A | Incremental Energy Savings (MWh or mTherms) | Achievable Economic TRC Potential | 0 | 0 | 0 | 0 | 0 | 0 | 0 | 0 | 0 | 0 | 0 | 0 | 0 | 0 | 0 | 0 | 0 | 0 | 0 | 0 | 0 | 0 | 0 | 0 | 0 | 0 | 0
F5_Commercial_WA - Miscellaneous_New_Space Heating_Natural Gas_Destratification Fans (HVLS)_A_Achievable Economic TRC Potential | F5 | Commercial | WA - Miscellaneous | New | Space Heating | Natural Gas | Destratification Fans (HVLS) | A | Incremental Summer Peak Savings (MW) | Achievable Economic TRC Potential | 0 | 0 | 0 | 0 | 0 | 0 | 0 | 0 | 0 | 0 | 0 | 0 | 0 | 0 | 0 | 0 | 0 | 0 | 0 | 0 | 0 | 0 | 0 | 0 | 0 | 0 | 0
F6_Commercial_WA - Miscellaneous_New_Space Heating_Natural Gas_Destratification Fans (HVLS)_A_Achievable Economic TRC Potential | F6 | Commercial | WA - Miscellaneous | New | Space Heating | Natural Gas | Destratification Fans (HVLS) | A | Incremental Winter Peak Savings (MW) | Achievable Economic TRC Potential | 0 | 0 | 0 | 0 | 0 | 0 | 0 | 0 | 0 | 0 | 0 | 0 | 0 | 0 | 0 | 0 | 0 | 0 | 0 | 0 | 0 | 0 | 0 | 0 | 0 | 0 | 0
F7_Commercial_WA - Miscellaneous_New_Space Heating_Natural Gas_Destratification Fans (HVLS)_A_Achievable Economic TRC Potential | F7 | Commercial | WA - Miscellaneous | New | Space Heating | Natural Gas | Destratification Fans (HVLS) | A | Cumulative Energy Savings (MWh or mTherms) | Achievable Economic TRC Potential | 0 | 0 | 0 | 0 | 0 | 0 | 0 | 0 | 0 | 0 | 0 | 0 | 0 | 0 | 0 | 0 | 0 | 0 | 0 | 0 | 0 | 0 | 0 | 0 | 0 | 0 | 0
F8_Commercial_WA - Miscellaneous_New_Space Heating_Natural Gas_Destratification Fans (HVLS)_A_Achievable Economic TRC Potential | F8 | Commercial | WA - Miscellaneous | New | Space Heating | Natural Gas | Destratification Fans (HVLS) | A | Cumulative Summer Peak Savings (MW) | Achievable Economic TRC Potential | 0 | 0 | 0 | 0 | 0 | 0 | 0 | 0 | 0 | 0 | 0 | 0 | 0 | 0 | 0 | 0 | 0 | 0 | 0 | 0 | 0 | 0 | 0 | 0 | 0 | 0 | 0
F9_Commercial_WA - Miscellaneous_New_Space Heating_Natural Gas_Destratification Fans (HVLS)_A_Achievable Economic TRC Potential | F9 | Commercial | WA - Miscellaneous | New | Space Heating | Natural Gas | Destratification Fans (HVLS) | A | Cumulative Winter Peak Savings (MW) | Achievable Economic TRC Potential | 0 | 0 | 0 | 0 | 0 | 0 | 0 | 0 | 0 | 0 | 0 | 0 | 0 | 0 | 0 | 0 | 0 | 0 | 0 | 0 | 0 | 0 | 0 | 0 | 0 | 0 | 0
F10_Commercial_WA - Miscellaneous_New_Space Heating_Natural Gas_Destratification Fans (HVLS)_A_Achievable Economic TRC Potential | F10 | Commercial | WA - Miscellaneous | New | Space Heating | Natural Gas | Destratification Fans (HVLS) | A | Purchases (Incremental) | Achievable Economic TRC Potential | 0 | 0 | 0 | 0 | 0 | 0 | 0 | 0 | 0 | 0 | 0 | 0 | 0 | 0 | 0 | 0 | 0 | 0 | 0 | 0 | 0 | 0 | 0 | 0 | 0 | 0 | 0
F11_Commercial_WA - Miscellaneous_New_Space Heating_Natural Gas_Destratification Fans (HVLS)_A_Achievable Economic TRC Potential | F11 | Commercial | WA - Miscellaneous | New | Space Heating | Natural Gas | Destratification Fans (HVLS) | A | Purchases (Cumulative) | Achievable Economic TRC Potential | 0 | 0 | 0 | 0 | 0 | 0 | 0 | 0 | 0 | 0 | 0 | 0 | 0 | 0 | 0 | 0 | 0 | 0 | 0 | 0 | 0 | 0 | 0 | 0 | 0 | 0 | 0
F1_Commercial_WA - Miscellaneous_New_Space Heating_Natural Gas_Gas Boiler - Maintenance_A_Achievable Economic TRC Potential | F1 | Commercial | WA - Miscellaneous | New | Space Heating | Natural Gas | Gas Boiler - Maintenance | A | Integrated Unit Energy Savings (kWh or therms) | Achievable Economic TRC Potential | 0 | 0 | 0 | 0 | 0 | 0 | 0 | 0 | 0 | 0 | 0 | 0 | 0 | 0 | 0 | 0 | 0 | 0 | 0 | 0 | 0 | 0 | 0 | 0 | 0 | 0 | 0
F2_Commercial_WA - Miscellaneous_New_Space Heating_Natural Gas_Gas Boiler - Maintenance_A_Achievable Economic TRC Potential | F2 | Commercial | WA - Miscellaneous | New | Space Heating | Natural Gas | Gas Boiler - Maintenance | A | Integrated Unit Summer Peak Savings (kW) | Achievable Economic TRC Potential | 0 | 0 | 0 | 0 | 0 | 0 | 0 | 0 | 0 | 0 | 0 | 0 | 0 | 0 | 0 | 0 | 0 | 0 | 0 | 0 | 0 | 0 | 0 | 0 | 0 | 0 | 0
F3_Commercial_WA - Miscellaneous_New_Space Heating_Natural Gas_Gas Boiler - Maintenance_A_Achievable Economic TRC Potential | F3 | Commercial | WA - Miscellaneous | New | Space Heating | Natural Gas | Gas Boiler - Maintenance | A | Integrated Unit Winter Peak Savings (kW) | Achievable Economic TRC Potential | 0 | 0 | 0 | 0 | 0 | 0 | 0 | 0 | 0 | 0 | 0 | 0 | 0 | 0 | 0 | 0 | 0 | 0 | 0 | 0 | 0 | 0 | 0 | 0 | 0 | 0 | 0
F4_Commercial_WA - Miscellaneous_New_Space Heating_Natural Gas_Gas Boiler - Maintenance_A_Achievable Economic TRC Potential | F4 | Commercial | WA - Miscellaneous | New | Space Heating | Natural Gas | Gas Boiler - Maintenance | A | Incremental Energy Savings (MWh or mTherms) | Achievable Economic TRC Potential | 0 | 0 | 0 | 0 | 0 | 0 | 0 | 0 | 0 | 0 | 0 | 0 | 0 | 0 | 0 | 0 | 0 | 0 | 0 | 0 | 0 | 0 | 0 | 0 | 0 | 0 | 0
F5_Commercial_WA - Miscellaneous_New_Space Heating_Natural Gas_Gas Boiler - Maintenance_A_Achievable Economic TRC Potential | F5 | Commercial | WA - Miscellaneous | New | Space Heating | Natural Gas | Gas Boiler - Maintenance | A | Incremental Summer Peak Savings (MW) | Achievable Economic TRC Potential | 0 | 0 | 0 | 0 | 0 | 0 | 0 | 0 | 0 | 0 | 0 | 0 | 0 | 0 | 0 | 0 | 0 | 0 | 0 | 0 | 0 | 0 | 0 | 0 | 0 | 0 | 0
F6_Commercial_WA - Miscellaneous_New_Space Heating_Natural Gas_Gas Boiler - Maintenance_A_Achievable Economic TRC Potential | F6 | Commercial | WA - Miscellaneous | New | Space Heating | Natural Gas | Gas Boiler - Maintenance | A | Incremental Winter Peak Savings (MW) | Achievable Economic TRC Potential | 0 | 0 | 0 | 0 | 0 | 0 | 0 | 0 | 0 | 0 | 0 | 0 | 0 | 0 | 0 | 0 | 0 | 0 | 0 | 0 | 0 | 0 | 0 | 0 | 0 | 0 | 0
F7_Commercial_WA - Miscellaneous_New_Space Heating_Natural Gas_Gas Boiler - Maintenance_A_Achievable Economic TRC Potential | F7 | Commercial | WA - Miscellaneous | New | Space Heating | Natural Gas | Gas Boiler - Maintenance | A | Cumulative Energy Savings (MWh or mTherms) | Achievable Economic TRC Potential | 0 | 0 | 0 | 0 | 0 | 0 | 0 | 0 | 0 | 0 | 0 | 0 | 0 | 0 | 0 | 0 | 0 | 0 | 0 | 0 | 0 | 0 | 0 | 0 | 0 | 0 | 0
F8_Commercial_WA - Miscellaneous_New_Space Heating_Natural Gas_Gas Boiler - Maintenance_A_Achievable Economic TRC Potential | F8 | Commercial | WA - Miscellaneous | New | Space Heating | Natural Gas | Gas Boiler - Maintenance | A | Cumulative Summer Peak Savings (MW) | Achievable Economic TRC Potential | 0 | 0 | 0 | 0 | 0 | 0 | 0 | 0 | 0 | 0 | 0 | 0 | 0 | 0 | 0 | 0 | 0 | 0 | 0 | 0 | 0 | 0 | 0 | 0 | 0 | 0 | 0
F9_Commercial_WA - Miscellaneous_New_Space Heating_Natural Gas_Gas Boiler - Maintenance_A_Achievable Economic TRC Potential | F9 | Commercial | WA - Miscellaneous | New | Space Heating | Natural Gas | Gas Boiler - Maintenance | A | Cumulative Winter Peak Savings (MW) | Achievable Economic TRC Potential | 0 | 0 | 0 | 0 | 0 | 0 | 0 | 0 | 0 | 0 | 0 | 0 | 0 | 0 | 0 | 0 | 0 | 0 | 0 | 0 | 0 | 0 | 0 | 0 | 0 | 0 | 0
F10_Commercial_WA - Miscellaneous_New_Space Heating_Natural Gas_Gas Boiler - Maintenance_A_Achievable Economic TRC Potential | F10 | Commercial | WA - Miscellaneous | New | Space Heating | Natural Gas | Gas Boiler - Maintenance | A | Purchases (Incremental) | Achievable Economic TRC Potential | 0 | 0 | 0 | 0 | 0 | 0 | 0 | 0 | 0 | 0 | 0 | 0 | 0 | 0 | 0 | 0 | 0 | 0 | 0 | 0 | 0 | 0 | 0 | 0 | 0 | 0 | 0
F11_Commercial_WA - Miscellaneous_New_Space Heating_Natural Gas_Gas Boiler - Maintenance_A_Achievable Economic TRC Potential | F11 | Commercial | WA - Miscellaneous | New | Space Heating | Natural Gas | Gas Boiler - Maintenance | A | Purchases (Cumulative) | Achievable Economic TRC Potential | 0 | 0 | 0 | 0 | 0 | 0 | 0 | 0 | 0 | 0 | 0 | 0 | 0 | 0 | 0 | 0 | 0 | 0 | 0 | 0 | 0 | 0 | 0 | 0 | 0 | 0 | 0
F1_Commercial_WA - Miscellaneous_New_Space Heating_Natural Gas_Gas Furnace - Maintenance_A_Achievable Economic TRC Potential | F1 | Commercial | WA - Miscellaneous | New | Space Heating | Natural Gas | Gas Furnace - Maintenance | A | Integrated Unit Energy Savings (kWh or therms) | Achievable Economic TRC Potential | 0 | 0 | 0 | 0 | 0 | 0 | 0 | 0 | 0 | 0 | 0 | 0 | 0 | 0 | 0 | 0 | 0 | 0 | 0 | 0 | 0 | 0 | 0 | 0 | 0 | 0 | 0
F2_Commercial_WA - Miscellaneous_New_Space Heating_Natural Gas_Gas Furnace - Maintenance_A_Achievable Economic TRC Potential | F2 | Commercial | WA - Miscellaneous | New | Space Heating | Natural Gas | Gas Furnace - Maintenance | A | Integrated Unit Summer Peak Savings (kW) | Achievable Economic TRC Potential | 0 | 0 | 0 | 0 | 0 | 0 | 0 | 0 | 0 | 0 | 0 | 0 | 0 | 0 | 0 | 0 | 0 | 0 | 0 | 0 | 0 | 0 | 0 | 0 | 0 | 0 | 0
F3_Commercial_WA - Miscellaneous_New_Space Heating_Natural Gas_Gas Furnace - Maintenance_A_Achievable Economic TRC Potential | F3 | Commercial | WA - Miscellaneous | New | Space Heating | Natural Gas | Gas Furnace - Maintenance | A | Integrated Unit Winter Peak Savings (kW) | Achievable Economic TRC Potential | 0 | 0 | 0 | 0 | 0 | 0 | 0 | 0 | 0 | 0 | 0 | 0 | 0 | 0 | 0 | 0 | 0 | 0 | 0 | 0 | 0 | 0 | 0 | 0 | 0 | 0 | 0
F4_Commercial_WA - Miscellaneous_New_Space Heating_Natural Gas_Gas Furnace - Maintenance_A_Achievable Economic TRC Potential | F4 | Commercial | WA - Miscellaneous | New | Space Heating | Natural Gas | Gas Furnace - Maintenance | A | Incremental Energy Savings (MWh or mTherms) | Achievable Economic TRC Potential | 0 | 0 | 0 | 0 | 0 | 0 | 0 | 0 | 0 | 0 | 0 | 0 | 0 | 0 | 0 | 0 | 0 | 0 | 0 | 0 | 0 | 0 | 0 | 0 | 0 | 0 | 0
F5_Commercial_WA - Miscellaneous_New_Space Heating_Natural Gas_Gas Furnace - Maintenance_A_Achievable Economic TRC Potential | F5 | Commercial | WA - Miscellaneous | New | Space Heating | Natural Gas | Gas Furnace - Maintenance | A | Incremental Summer Peak Savings (MW) | Achievable Economic TRC Potential | 0 | 0 | 0 | 0 | 0 | 0 | 0 | 0 | 0 | 0 | 0 | 0 | 0 | 0 | 0 | 0 | 0 | 0 | 0 | 0 | 0 | 0 | 0 | 0 | 0 | 0 | 0
F6_Commercial_WA - Miscellaneous_New_Space Heating_Natural Gas_Gas Furnace - Maintenance_A_Achievable Economic TRC Potential | F6 | Commercial | WA - Miscellaneous | New | Space Heating | Natural Gas | Gas Furnace - Maintenance | A | Incremental Winter Peak Savings (MW) | Achievable Economic TRC Potential | 0 | 0 | 0 | 0 | 0 | 0 | 0 | 0 | 0 | 0 | 0 | 0 | 0 | 0 | 0 | 0 | 0 | 0 | 0 | 0 | 0 | 0 | 0 | 0 | 0 | 0 | 0
F7_Commercial_WA - Miscellaneous_New_Space Heating_Natural Gas_Gas Furnace - Maintenance_A_Achievable Economic TRC Potential | F7 | Commercial | WA - Miscellaneous | New | Space Heating | Natural Gas | Gas Furnace - Maintenance | A | Cumulative Energy Savings (MWh or mTherms) | Achievable Economic TRC Potential | 0 | 0 | 0 | 0 | 0 | 0 | 0 | 0 | 0 | 0 | 0 | 0 | 0 | 0 | 0 | 0 | 0 | 0 | 0 | 0 | 0 | 0 | 0 | 0 | 0 | 0 | 0
F8_Commercial_WA - Miscellaneous_New_Space Heating_Natural Gas_Gas Furnace - Maintenance_A_Achievable Economic TRC Potential | F8 | Commercial | WA - Miscellaneous | New | Space Heating | Natural Gas | Gas Furnace - Maintenance | A | Cumulative Summer Peak Savings (MW) | Achievable Economic TRC Potential | 0 | 0 | 0 | 0 | 0 | 0 | 0 | 0 | 0 | 0 | 0 | 0 | 0 | 0 | 0 | 0 | 0 | 0 | 0 | 0 | 0 | 0 | 0 | 0 | 0 | 0 | 0
F9_Commercial_WA - Miscellaneous_New_Space Heating_Natural Gas_Gas Furnace - Maintenance_A_Achievable Economic TRC Potential | F9 | Commercial | WA - Miscellaneous | New | Space Heating | Natural Gas | Gas Furnace - Maintenance | A | Cumulative Winter Peak Savings (MW) | Achievable Economic TRC Potential | 0 | 0 | 0 | 0 | 0 | 0 | 0 | 0 | 0 | 0 | 0 | 0 | 0 | 0 | 0 | 0 | 0 | 0 | 0 | 0 | 0 | 0 | 0 | 0 | 0 | 0 | 0
F10_Commercial_WA - Miscellaneous_New_Space Heating_Natural Gas_Gas Furnace - Maintenance_A_Achievable Economic TRC Potential | F10 | Commercial | WA - Miscellaneous | New | Space Heating | Natural Gas | Gas Furnace - Maintenance | A | Purchases (Incremental) | Achievable Economic TRC Potential | 0 | 0 | 0 | 0 | 0 | 0 | 0 | 0 | 0 | 0 | 0 | 0 | 0 | 0 | 0 | 0 | 0 | 0 | 0 | 0 | 0 | 0 | 0 | 0 | 0 | 0 | 0
F11_Commercial_WA - Miscellaneous_New_Space Heating_Natural Gas_Gas Furnace - Maintenance_A_Achievable Economic TRC Potential | F11 | Commercial | WA - Miscellaneous | New | Space Heating | Natural Gas | Gas Furnace - Maintenance | A | Purchases (Cumulative) | Achievable Economic TRC Potential | 0 | 0 | 0 | 0 | 0 | 0 | 0 | 0 | 0 | 0 | 0 | 0 | 0 | 0 | 0 | 0 | 0 | 0 | 0 | 0 | 0 | 0 | 0 | 0 | 0 | 0 | 0
F1_Commercial_WA - Miscellaneous_New_Space Heating_Natural Gas_Gas Boiler - Hot Water Reset_A_Achievable Economic TRC Potential | F1 | Commercial | WA - Miscellaneous | New | Space Heating | Natural Gas | Gas Boiler - Hot Water Reset | A | Integrated Unit Energy Savings (kWh or therms) | Achievable Economic TRC Potential | 0 | 0 | 0 | 0 | 0 | 0 | 0 | 0 | 0 | 0 | 0 | 0 | 0 | 0 | 0 | 0 | 0 | 0 | 0 | 0 | 0 | 0 | 0 | 0 | 0 | 0 | 0
F2_Commercial_WA - Miscellaneous_New_Space Heating_Natural Gas_Gas Boiler - Hot Water Reset_A_Achievable Economic TRC Potential | F2 | Commercial | WA - Miscellaneous | New | Space Heating | Natural Gas | Gas Boiler - Hot Water Reset | A | Integrated Unit Summer Peak Savings (kW) | Achievable Economic TRC Potential | 0 | 0 | 0 | 0 | 0 | 0 | 0 | 0 | 0 | 0 | 0 | 0 | 0 | 0 | 0 | 0 | 0 | 0 | 0 | 0 | 0 | 0 | 0 | 0 | 0 | 0 | 0
F3_Commercial_WA - Miscellaneous_New_Space Heating_Natural Gas_Gas Boiler - Hot Water Reset_A_Achievable Economic TRC Potential | F3 | Commercial | WA - Miscellaneous | New | Space Heating | Natural Gas | Gas Boiler - Hot Water Reset | A | Integrated Unit Winter Peak Savings (kW) | Achievable Economic TRC Potential | 0 | 0 | 0 | 0 | 0 | 0 | 0 | 0 | 0 | 0 | 0 | 0 | 0 | 0 | 0 | 0 | 0 | 0 | 0 | 0 | 0 | 0 | 0 | 0 | 0 | 0 | 0
F4_Commercial_WA - Miscellaneous_New_Space Heating_Natural Gas_Gas Boiler - Hot Water Reset_A_Achievable Economic TRC Potential | F4 | Commercial | WA - Miscellaneous | New | Space Heating | Natural Gas | Gas Boiler - Hot Water Reset | A | Incremental Energy Savings (MWh or mTherms) | Achievable Economic TRC Potential | 0 | 0 | 0 | 0 | 0 | 0 | 0 | 0 | 0 | 0 | 0 | 0 | 0 | 0 | 0 | 0 | 0 | 0 | 0 | 0 | 0 | 0 | 0 | 0 | 0 | 0 | 0
F5_Commercial_WA - Miscellaneous_New_Space Heating_Natural Gas_Gas Boiler - Hot Water Reset_A_Achievable Economic TRC Potential | F5 | Commercial | WA - Miscellaneous | New | Space Heating | Natural Gas | Gas Boiler - Hot Water Reset | A | Incremental Summer Peak Savings (MW) | Achievable Economic TRC Potential | 0 | 0 | 0 | 0 | 0 | 0 | 0 | 0 | 0 | 0 | 0 | 0 | 0 | 0 | 0 | 0 | 0 | 0 | 0 | 0 | 0 | 0 | 0 | 0 | 0 | 0 | 0
F6_Commercial_WA - Miscellaneous_New_Space Heating_Natural Gas_Gas Boiler - Hot Water Reset_A_Achievable Economic TRC Potential | F6 | Commercial | WA - Miscellaneous | New | Space Heating | Natural Gas | Gas Boiler - Hot Water Reset | A | Incremental Winter Peak Savings (MW) | Achievable Economic TRC Potential | 0 | 0 | 0 | 0 | 0 | 0 | 0 | 0 | 0 | 0 | 0 | 0 | 0 | 0 | 0 | 0 | 0 | 0 | 0 | 0 | 0 | 0 | 0 | 0 | 0 | 0 | 0
F7_Commercial_WA - Miscellaneous_New_Space Heating_Natural Gas_Gas Boiler - Hot Water Reset_A_Achievable Economic TRC Potential | F7 | Commercial | WA - Miscellaneous | New | Space Heating | Natural Gas | Gas Boiler - Hot Water Reset | A | Cumulative Energy Savings (MWh or mTherms) | Achievable Economic TRC Potential | 0 | 0 | 0 | 0 | 0 | 0 | 0 | 0 | 0 | 0 | 0 | 0 | 0 | 0 | 0 | 0 | 0 | 0 | 0 | 0 | 0 | 0 | 0 | 0 | 0 | 0 | 0
F8_Commercial_WA - Miscellaneous_New_Space Heating_Natural Gas_Gas Boiler - Hot Water Reset_A_Achievable Economic TRC Potential | F8 | Commercial | WA - Miscellaneous | New | Space Heating | Natural Gas | Gas Boiler - Hot Water Reset | A | Cumulative Summer Peak Savings (MW) | Achievable Economic TRC Potential | 0 | 0 | 0 | 0 | 0 | 0 | 0 | 0 | 0 | 0 | 0 | 0 | 0 | 0 | 0 | 0 | 0 | 0 | 0 | 0 | 0 | 0 | 0 | 0 | 0 | 0 | 0
F9_Commercial_WA - Miscellaneous_New_Space Heating_Natural Gas_Gas Boiler - Hot Water Reset_A_Achievable Economic TRC Potential | F9 | Commercial | WA - Miscellaneous | New | Space Heating | Natural Gas | Gas Boiler - Hot Water Reset | A | Cumulative Winter Peak Savings (MW) | Achievable Economic TRC Potential | 0 | 0 | 0 | 0 | 0 | 0 | 0 | 0 | 0 | 0 | 0 | 0 | 0 | 0 | 0 | 0 | 0 | 0 | 0 | 0 | 0 | 0 | 0 | 0 | 0 | 0 | 0
F10_Commercial_WA - Miscellaneous_New_Space Heating_Natural Gas_Gas Boiler - Hot Water Reset_A_Achievable Economic TRC Potential | F10 | Commercial | WA - Miscellaneous | New | Space Heating | Natural Gas | Gas Boiler - Hot Water Reset | A | Purchases (Incremental) | Achievable Economic TRC Potential | 0 | 0 | 0 | 0 | 0 | 0 | 0 | 0 | 0 | 0 | 0 | 0 | 0 | 0 | 0 | 0 | 0 | 0 | 0 | 0 | 0 | 0 | 0 | 0 | 0 | 0 | 0
F11_Commercial_WA - Miscellaneous_New_Space Heating_Natural Gas_Gas Boiler - Hot Water Reset_A_Achievable Economic TRC Potential | F11 | Commercial | WA - Miscellaneous | New | Space Heating | Natural Gas | Gas Boiler - Hot Water Reset | A | Purchases (Cumulative) | Achievable Economic TRC Potential | 0 | 0 | 0 | 0 | 0 | 0 | 0 | 0 | 0 | 0 | 0 | 0 | 0 | 0 | 0 | 0 | 0 | 0 | 0 | 0 | 0 | 0 | 0 | 0 | 0 | 0 | 0
F1_Commercial_WA - Miscellaneous_New_Space Heating_Natural Gas_Gas Boiler - Steam Trap Replacement_A_Achievable Economic TRC Potential | F1 | Commercial | WA - Miscellaneous | New | Space Heating | Natural Gas | Gas Boiler - Steam Trap Replacement | A | Integrated Unit Energy Savings (kWh or therms) | Achievable Economic TRC Potential | 0 | 0 | 0 | 0 | 0 | 0 | 0 | 0 | 0 | 0 | 0 | 0 | 0 | 0 | 0 | 0 | 0 | 0 | 0 | 0 | 0 | 0 | 0 | 0 | 0 | 0 | 0
F2_Commercial_WA - Miscellaneous_New_Space Heating_Natural Gas_Gas Boiler - Steam Trap Replacement_A_Achievable Economic TRC Potential | F2 | Commercial | WA - Miscellaneous | New | Space Heating | Natural Gas | Gas Boiler - Steam Trap Replacement | A | Integrated Unit Summer Peak Savings (kW) | Achievable Economic TRC Potential | 0 | 0 | 0 | 0 | 0 | 0 | 0 | 0 | 0 | 0 | 0 | 0 | 0 | 0 | 0 | 0 | 0 | 0 | 0 | 0 | 0 | 0 | 0 | 0 | 0 | 0 | 0
F3_Commercial_WA - Miscellaneous_New_Space Heating_Natural Gas_Gas Boiler - Steam Trap Replacement_A_Achievable Economic TRC Potential | F3 | Commercial | WA - Miscellaneous | New | Space Heating | Natural Gas | Gas Boiler - Steam Trap Replacement | A | Integrated Unit Winter Peak Savings (kW) | Achievable Economic TRC Potential | 0 | 0 | 0 | 0 | 0 | 0 | 0 | 0 | 0 | 0 | 0 | 0 | 0 | 0 | 0 | 0 | 0 | 0 | 0 | 0 | 0 | 0 | 0 | 0 | 0 | 0 | 0
F4_Commercial_WA - Miscellaneous_New_Space Heating_Natural Gas_Gas Boiler - Steam Trap Replacement_A_Achievable Economic TRC Potential | F4 | Commercial | WA - Miscellaneous | New | Space Heating | Natural Gas | Gas Boiler - Steam Trap Replacement | A | Incremental Energy Savings (MWh or mTherms) | Achievable Economic TRC Potential | 0 | 0 | 0 | 0 | 0 | 0 | 0 | 0 | 0 | 0 | 0 | 0 | 0 | 0 | 0 | 0 | 0 | 0 | 0 | 0 | 0 | 0 | 0 | 0 | 0 | 0 | 0
F5_Commercial_WA - Miscellaneous_New_Space Heating_Natural Gas_Gas Boiler - Steam Trap Replacement_A_Achievable Economic TRC Potential | F5 | Commercial | WA - Miscellaneous | New | Space Heating | Natural Gas | Gas Boiler - Steam Trap Replacement | A | Incremental Summer Peak Savings (MW) | Achievable Economic TRC Potential | 0 | 0 | 0 | 0 | 0 | 0 | 0 | 0 | 0 | 0 | 0 | 0 | 0 | 0 | 0 | 0 | 0 | 0 | 0 | 0 | 0 | 0 | 0 | 0 | 0 | 0 | 0
F6_Commercial_WA - Miscellaneous_New_Space Heating_Natural Gas_Gas Boiler - Steam Trap Replacement_A_Achievable Economic TRC Potential | F6 | Commercial | WA - Miscellaneous | New | Space Heating | Natural Gas | Gas Boiler - Steam Trap Replacement | A | Incremental Winter Peak Savings (MW) | Achievable Economic TRC Potential | 0 | 0 | 0 | 0 | 0 | 0 | 0 | 0 | 0 | 0 | 0 | 0 | 0 | 0 | 0 | 0 | 0 | 0 | 0 | 0 | 0 | 0 | 0 | 0 | 0 | 0 | 0
F7_Commercial_WA - Miscellaneous_New_Space Heating_Natural Gas_Gas Boiler - Steam Trap Replacement_A_Achievable Economic TRC Potential | F7 | Commercial | WA - Miscellaneous | New | Space Heating | Natural Gas | Gas Boiler - Steam Trap Replacement | A | Cumulative Energy Savings (MWh or mTherms) | Achievable Economic TRC Potential | 0 | 0 | 0 | 0 | 0 | 0 | 0 | 0 | 0 | 0 | 0 | 0 | 0 | 0 | 0 | 0 | 0 | 0 | 0 | 0 | 0 | 0 | 0 | 0 | 0 | 0 | 0
F8_Commercial_WA - Miscellaneous_New_Space Heating_Natural Gas_Gas Boiler - Steam Trap Replacement_A_Achievable Economic TRC Potential | F8 | Commercial | WA - Miscellaneous | New | Space Heating | Natural Gas | Gas Boiler - Steam Trap Replacement | A | Cumulative Summer Peak Savings (MW) | Achievable Economic TRC Potential | 0 | 0 | 0 | 0 | 0 | 0 | 0 | 0 | 0 | 0 | 0 | 0 | 0 | 0 | 0 | 0 | 0 | 0 | 0 | 0 | 0 | 0 | 0 | 0 | 0 | 0 | 0
F9_Commercial_WA - Miscellaneous_New_Space Heating_Natural Gas_Gas Boiler - Steam Trap Replacement_A_Achievable Economic TRC Potential | F9 | Commercial | WA - Miscellaneous | New | Space Heating | Natural Gas | Gas Boiler - Steam Trap Replacement | A | Cumulative Winter Peak Savings (MW) | Achievable Economic TRC Potential | 0 | 0 | 0 | 0 | 0 | 0 | 0 | 0 | 0 | 0 | 0 | 0 | 0 | 0 | 0 | 0 | 0 | 0 | 0 | 0 | 0 | 0 | 0 | 0 | 0 | 0 | 0
F10_Commercial_WA - Miscellaneous_New_Space Heating_Natural Gas_Gas Boiler - Steam Trap Replacement_A_Achievable Economic TRC Potential | F10 | Commercial | WA - Miscellaneous | New | Space Heating | Natural Gas | Gas Boiler - Steam Trap Replacement | A | Purchases (Incremental) | Achievable Economic TRC Potential | 0 | 0 | 0 | 0 | 0 | 0 | 0 | 0 | 0 | 0 | 0 | 0 | 0 | 0 | 0 | 0 | 0 | 0 | 0 | 0 | 0 | 0 | 0 | 0 | 0 | 0 | 0
F11_Commercial_WA - Miscellaneous_New_Space Heating_Natural Gas_Gas Boiler - Steam Trap Replacement_A_Achievable Economic TRC Potential | F11 | Commercial | WA - Miscellaneous | New | Space Heating | Natural Gas | Gas Boiler - Steam Trap Replacement | A | Purchases (Cumulative) | Achievable Economic TRC Potential | 0 | 0 | 0 | 0 | 0 | 0 | 0 | 0 | 0 | 0 | 0 | 0 | 0 | 0 | 0 | 0 | 0 | 0 | 0 | 0 | 0 | 0 | 0 | 0 | 0 | 0 | 0
F1_Commercial_WA - Miscellaneous_New_Space Heating_Natural Gas_Gas Boiler - High Turndown Burner_A_Achievable Economic TRC Potential | F1 | Commercial | WA - Miscellaneous | New | Space Heating | Natural Gas | Gas Boiler - High Turndown Burner | A | Integrated Unit Energy Savings (kWh or therms) | Achievable Economic TRC Potential | 0 | 0 | 0 | 0 | 0 | 0 | 0 | 0 | 0 | 0 | 0 | 0 | 0 | 0 | 0 | 0 | 0 | 0 | 0 | 0 | 0 | 0 | 0 | 0 | 0 | 0 | 0
F2_Commercial_WA - Miscellaneous_New_Space Heating_Natural Gas_Gas Boiler - High Turndown Burner_A_Achievable Economic TRC Potential | F2 | Commercial | WA - Miscellaneous | New | Space Heating | Natural Gas | Gas Boiler - High Turndown Burner | A | Integrated Unit Summer Peak Savings (kW) | Achievable Economic TRC Potential | 0 | 0 | 0 | 0 | 0 | 0 | 0 | 0 | 0 | 0 | 0 | 0 | 0 | 0 | 0 | 0 | 0 | 0 | 0 | 0 | 0 | 0 | 0 | 0 | 0 | 0 | 0
F3_Commercial_WA - Miscellaneous_New_Space Heating_Natural Gas_Gas Boiler - High Turndown Burner_A_Achievable Economic TRC Potential | F3 | Commercial | WA - Miscellaneous | New | Space Heating | Natural Gas | Gas Boiler - High Turndown Burner | A | Integrated Unit Winter Peak Savings (kW) | Achievable Economic TRC Potential | 0 | 0 | 0 | 0 | 0 | 0 | 0 | 0 | 0 | 0 | 0 | 0 | 0 | 0 | 0 | 0 | 0 | 0 | 0 | 0 | 0 | 0 | 0 | 0 | 0 | 0 | 0
F4_Commercial_WA - Miscellaneous_New_Space Heating_Natural Gas_Gas Boiler - High Turndown Burner_A_Achievable Economic TRC Potential | F4 | Commercial | WA - Miscellaneous | New | Space Heating | Natural Gas | Gas Boiler - High Turndown Burner | A | Incremental Energy Savings (MWh or mTherms) | Achievable Economic TRC Potential | 0 | 0 | 0 | 0 | 0 | 0 | 0 | 0 | 0 | 0 | 0 | 0 | 0 | 0 | 0 | 0 | 0 | 0 | 0 | 0 | 0 | 0 | 0 | 0 | 0 | 0 | 0
F5_Commercial_WA - Miscellaneous_New_Space Heating_Natural Gas_Gas Boiler - High Turndown Burner_A_Achievable Economic TRC Potential | F5 | Commercial | WA - Miscellaneous | New | Space Heating | Natural Gas | Gas Boiler - High Turndown Burner | A | Incremental Summer Peak Savings (MW) | Achievable Economic TRC Potential | 0 | 0 | 0 | 0 | 0 | 0 | 0 | 0 | 0 | 0 | 0 | 0 | 0 | 0 | 0 | 0 | 0 | 0 | 0 | 0 | 0 | 0 | 0 | 0 | 0 | 0 | 0
F6_Commercial_WA - Miscellaneous_New_Space Heating_Natural Gas_Gas Boiler - High Turndown Burner_A_Achievable Economic TRC Potential | F6 | Commercial | WA - Miscellaneous | New | Space Heating | Natural Gas | Gas Boiler - High Turndown Burner | A | Incremental Winter Peak Savings (MW) | Achievable Economic TRC Potential | 0 | 0 | 0 | 0 | 0 | 0 | 0 | 0 | 0 | 0 | 0 | 0 | 0 | 0 | 0 | 0 | 0 | 0 | 0 | 0 | 0 | 0 | 0 | 0 | 0 | 0 | 0
F7_Commercial_WA - Miscellaneous_New_Space Heating_Natural Gas_Gas Boiler - High Turndown Burner_A_Achievable Economic TRC Potential | F7 | Commercial | WA - Miscellaneous | New | Space Heating | Natural Gas | Gas Boiler - High Turndown Burner | A | Cumulative Energy Savings (MWh or mTherms) | Achievable Economic TRC Potential | 0 | 0 | 0 | 0 | 0 | 0 | 0 | 0 | 0 | 0 | 0 | 0 | 0 | 0 | 0 | 0 | 0 | 0 | 0 | 0 | 0 | 0 | 0 | 0 | 0 | 0 | 0
F8_Commercial_WA - Miscellaneous_New_Space Heating_Natural Gas_Gas Boiler - High Turndown Burner_A_Achievable Economic TRC Potential | F8 | Commercial | WA - Miscellaneous | New | Space Heating | Natural Gas | Gas Boiler - High Turndown Burner | A | Cumulative Summer Peak Savings (MW) | Achievable Economic TRC Potential | 0 | 0 | 0 | 0 | 0 | 0 | 0 | 0 | 0 | 0 | 0 | 0 | 0 | 0 | 0 | 0 | 0 | 0 | 0 | 0 | 0 | 0 | 0 | 0 | 0 | 0 | 0
F9_Commercial_WA - Miscellaneous_New_Space Heating_Natural Gas_Gas Boiler - High Turndown Burner_A_Achievable Economic TRC Potential | F9 | Commercial | WA - Miscellaneous | New | Space Heating | Natural Gas | Gas Boiler - High Turndown Burner | A | Cumulative Winter Peak Savings (MW) | Achievable Economic TRC Potential | 0 | 0 | 0 | 0 | 0 | 0 | 0 | 0 | 0 | 0 | 0 | 0 | 0 | 0 | 0 | 0 | 0 | 0 | 0 | 0 | 0 | 0 | 0 | 0 | 0 | 0 | 0
F10_Commercial_WA - Miscellaneous_New_Space Heating_Natural Gas_Gas Boiler - High Turndown Burner_A_Achievable Economic TRC Potential | F10 | Commercial | WA - Miscellaneous | New | Space Heating | Natural Gas | Gas Boiler - High Turndown Burner | A | Purchases (Incremental) | Achievable Economic TRC Potential | 0 | 0 | 0 | 0 | 0 | 0 | 0 | 0 | 0 | 0 | 0 | 0 | 0 | 0 | 0 | 0 | 0 | 0 | 0 | 0 | 0 | 0 | 0 | 0 | 0 | 0 | 0
F11_Commercial_WA - Miscellaneous_New_Space Heating_Natural Gas_Gas Boiler - High Turndown Burner_A_Achievable Economic TRC Potential | F11 | Commercial | WA - Miscellaneous | New | Space Heating | Natural Gas | Gas Boiler - High Turndown Burner | A | Purchases (Cumulative) | Achievable Economic TRC Potential | 0 | 0 | 0 | 0 | 0 | 0 | 0 | 0 | 0 | 0 | 0 | 0 | 0 | 0 | 0 | 0 | 0 | 0 | 0 | 0 | 0 | 0 | 0 | 0 | 0 | 0 | 0
F1_Commercial_WA - Miscellaneous_New_Space Heating_Natural Gas_Gas Boiler - Burner Control Optimization_A_Achievable Economic TRC Potential | F1 | Commercial | WA - Miscellaneous | New | Space Heating | Natural Gas | Gas Boiler - Burner Control Optimization | A | Integrated Unit Energy Savings (kWh or therms) | Achievable Economic TRC Potential | 0 | 0 | 0 | 0 | 0 | 0 | 0 | 0 | 0 | 0 | 0 | 0 | 0 | 0 | 0 | 0 | 0 | 0 | 0 | 0 | 0 | 0 | 0 | 0 | 0 | 0 | 0
F2_Commercial_WA - Miscellaneous_New_Space Heating_Natural Gas_Gas Boiler - Burner Control Optimization_A_Achievable Economic TRC Potential | F2 | Commercial | WA - Miscellaneous | New | Space Heating | Natural Gas | Gas Boiler - Burner Control Optimization | A | Integrated Unit Summer Peak Savings (kW) | Achievable Economic TRC Potential | 0 | 0 | 0 | 0 | 0 | 0 | 0 | 0 | 0 | 0 | 0 | 0 | 0 | 0 | 0 | 0 | 0 | 0 | 0 | 0 | 0 | 0 | 0 | 0 | 0 | 0 | 0
F3_Commercial_WA - Miscellaneous_New_Space Heating_Natural Gas_Gas Boiler - Burner Control Optimization_A_Achievable Economic TRC Potential | F3 | Commercial | WA - Miscellaneous | New | Space Heating | Natural Gas | Gas Boiler - Burner Control Optimization | A | Integrated Unit Winter Peak Savings (kW) | Achievable Economic TRC Potential | 0 | 0 | 0 | 0 | 0 | 0 | 0 | 0 | 0 | 0 | 0 | 0 | 0 | 0 | 0 | 0 | 0 | 0 | 0 | 0 | 0 | 0 | 0 | 0 | 0 | 0 | 0
F4_Commercial_WA - Miscellaneous_New_Space Heating_Natural Gas_Gas Boiler - Burner Control Optimization_A_Achievable Economic TRC Potential | F4 | Commercial | WA - Miscellaneous | New | Space Heating | Natural Gas | Gas Boiler - Burner Control Optimization | A | Incremental Energy Savings (MWh or mTherms) | Achievable Economic TRC Potential | 0 | 0 | 0 | 0 | 0 | 0 | 0 | 0 | 0 | 0 | 0 | 0 | 0 | 0 | 0 | 0 | 0 | 0 | 0 | 0 | 0 | 0 | 0 | 0 | 0 | 0 | 0
F5_Commercial_WA - Miscellaneous_New_Space Heating_Natural Gas_Gas Boiler - Burner Control Optimization_A_Achievable Economic TRC Potential | F5 | Commercial | WA - Miscellaneous | New | Space Heating | Natural Gas | Gas Boiler - Burner Control Optimization | A | Incremental Summer Peak Savings (MW) | Achievable Economic TRC Potential | 0 | 0 | 0 | 0 | 0 | 0 | 0 | 0 | 0 | 0 | 0 | 0 | 0 | 0 | 0 | 0 | 0 | 0 | 0 | 0 | 0 | 0 | 0 | 0 | 0 | 0 | 0
F6_Commercial_WA - Miscellaneous_New_Space Heating_Natural Gas_Gas Boiler - Burner Control Optimization_A_Achievable Economic TRC Potential | F6 | Commercial | WA - Miscellaneous | New | Space Heating | Natural Gas | Gas Boiler - Burner Control Optimization | A | Incremental Winter Peak Savings (MW) | Achievable Economic TRC Potential | 0 | 0 | 0 | 0 | 0 | 0 | 0 | 0 | 0 | 0 | 0 | 0 | 0 | 0 | 0 | 0 | 0 | 0 | 0 | 0 | 0 | 0 | 0 | 0 | 0 | 0 | 0
F7_Commercial_WA - Miscellaneous_New_Space Heating_Natural Gas_Gas Boiler - Burner Control Optimization_A_Achievable Economic TRC Potential | F7 | Commercial | WA - Miscellaneous | New | Space Heating | Natural Gas | Gas Boiler - Burner Control Optimization | A | Cumulative Energy Savings (MWh or mTherms) | Achievable Economic TRC Potential | 0 | 0 | 0 | 0 | 0 | 0 | 0 | 0 | 0 | 0 | 0 | 0 | 0 | 0 | 0 | 0 | 0 | 0 | 0 | 0 | 0 | 0 | 0 | 0 | 0 | 0 | 0
F8_Commercial_WA - Miscellaneous_New_Space Heating_Natural Gas_Gas Boiler - Burner Control Optimization_A_Achievable Economic TRC Potential | F8 | Commercial | WA - Miscellaneous | New | Space Heating | Natural Gas | Gas Boiler - Burner Control Optimization | A | Cumulative Summer Peak Savings (MW) | Achievable Economic TRC Potential | 0 | 0 | 0 | 0 | 0 | 0 | 0 | 0 | 0 | 0 | 0 | 0 | 0 | 0 | 0 | 0 | 0 | 0 | 0 | 0 | 0 | 0 | 0 | 0 | 0 | 0 | 0
F9_Commercial_WA - Miscellaneous_New_Space Heating_Natural Gas_Gas Boiler - Burner Control Optimization_A_Achievable Economic TRC Potential | F9 | Commercial | WA - Miscellaneous | New | Space Heating | Natural Gas | Gas Boiler - Burner Control Optimization | A | Cumulative Winter Peak Savings (MW) | Achievable Economic TRC Potential | 0 | 0 | 0 | 0 | 0 | 0 | 0 | 0 | 0 | 0 | 0 | 0 | 0 | 0 | 0 | 0 | 0 | 0 | 0 | 0 | 0 | 0 | 0 | 0 | 0 | 0 | 0
F10_Commercial_WA - Miscellaneous_New_Space Heating_Natural Gas_Gas Boiler - Burner Control Optimization_A_Achievable Economic TRC Potential | F10 | Commercial | WA - Miscellaneous | New | Space Heating | Natural Gas | Gas Boiler - Burner Control Optimization | A | Purchases (Incremental) | Achievable Economic TRC Potential | 0 | 0 | 0 | 0 | 0 | 0 | 0 | 0 | 0 | 0 | 0 | 0 | 0 | 0 | 0 | 0 | 0 | 0 | 0 | 0 | 0 | 0 | 0 | 0 | 0 | 0 | 0
F11_Commercial_WA - Miscellaneous_New_Space Heating_Natural Gas_Gas Boiler - Burner Control Optimization_A_Achievable Economic TRC Potential | F11 | Commercial | WA - Miscellaneous | New | Space Heating | Natural Gas | Gas Boiler - Burner Control Optimization | A | Purchases (Cumulative) | Achievable Economic TRC Potential | 0 | 0 | 0 | 0 | 0 | 0 | 0 | 0 | 0 | 0 | 0 | 0 | 0 | 0 | 0 | 0 | 0 | 0 | 0 | 0 | 0 | 0 | 0 | 0 | 0 | 0 | 0
F1_Commercial_WA - Miscellaneous_New_Space Heating_Natural Gas_Gas Boiler - Stack Economizer_A_Achievable Economic TRC Potential | F1 | Commercial | WA - Miscellaneous | New | Space Heating | Natural Gas | Gas Boiler - Stack Economizer | A | Integrated Unit Energy Savings (kWh or therms) | Achievable Economic TRC Potential | 0 | 0 | 0 | 0 | 0 | 0 | 0 | 0 | 0 | 0 | 0 | 0 | 0 | 0 | 0 | 0 | 0 | 0 | 0 | 0 | 0 | 0 | 0 | 0 | 0 | 0 | 0
F2_Commercial_WA - Miscellaneous_New_Space Heating_Natural Gas_Gas Boiler - Stack Economizer_A_Achievable Economic TRC Potential | F2 | Commercial | WA - Miscellaneous | New | Space Heating | Natural Gas | Gas Boiler - Stack Economizer | A | Integrated Unit Summer Peak Savings (kW) | Achievable Economic TRC Potential | 0 | 0 | 0 | 0 | 0 | 0 | 0 | 0 | 0 | 0 | 0 | 0 | 0 | 0 | 0 | 0 | 0 | 0 | 0 | 0 | 0 | 0 | 0 | 0 | 0 | 0 | 0
F3_Commercial_WA - Miscellaneous_New_Space Heating_Natural Gas_Gas Boiler - Stack Economizer_A_Achievable Economic TRC Potential | F3 | Commercial | WA - Miscellaneous | New | Space Heating | Natural Gas | Gas Boiler - Stack Economizer | A | Integrated Unit Winter Peak Savings (kW) | Achievable Economic TRC Potential | 0 | 0 | 0 | 0 | 0 | 0 | 0 | 0 | 0 | 0 | 0 | 0 | 0 | 0 | 0 | 0 | 0 | 0 | 0 | 0 | 0 | 0 | 0 | 0 | 0 | 0 | 0
F4_Commercial_WA - Miscellaneous_New_Space Heating_Natural Gas_Gas Boiler - Stack Economizer_A_Achievable Economic TRC Potential | F4 | Commercial | WA - Miscellaneous | New | Space Heating | Natural Gas | Gas Boiler - Stack Economizer | A | Incremental Energy Savings (MWh or mTherms) | Achievable Economic TRC Potential | 0 | 0 | 0 | 0 | 0 | 0 | 0 | 0 | 0 | 0 | 0 | 0 | 0 | 0 | 0 | 0 | 0 | 0 | 0 | 0 | 0 | 0 | 0 | 0 | 0 | 0 | 0
F5_Commercial_WA - Miscellaneous_New_Space Heating_Natural Gas_Gas Boiler - Stack Economizer_A_Achievable Economic TRC Potential | F5 | Commercial | WA - Miscellaneous | New | Space Heating | Natural Gas | Gas Boiler - Stack Economizer | A | Incremental Summer Peak Savings (MW) | Achievable Economic TRC Potential | 0 | 0 | 0 | 0 | 0 | 0 | 0 | 0 | 0 | 0 | 0 | 0 | 0 | 0 | 0 | 0 | 0 | 0 | 0 | 0 | 0 | 0 | 0 | 0 | 0 | 0 | 0
F6_Commercial_WA - Miscellaneous_New_Space Heating_Natural Gas_Gas Boiler - Stack Economizer_A_Achievable Economic TRC Potential | F6 | Commercial | WA - Miscellaneous | New | Space Heating | Natural Gas | Gas Boiler - Stack Economizer | A | Incremental Winter Peak Savings (MW) | Achievable Economic TRC Potential | 0 | 0 | 0 | 0 | 0 | 0 | 0 | 0 | 0 | 0 | 0 | 0 | 0 | 0 | 0 | 0 | 0 | 0 | 0 | 0 | 0 | 0 | 0 | 0 | 0 | 0 | 0
F7_Commercial_WA - Miscellaneous_New_Space Heating_Natural Gas_Gas Boiler - Stack Economizer_A_Achievable Economic TRC Potential | F7 | Commercial | WA - Miscellaneous | New | Space Heating | Natural Gas | Gas Boiler - Stack Economizer | A | Cumulative Energy Savings (MWh or mTherms) | Achievable Economic TRC Potential | 0 | 0 | 0 | 0 | 0 | 0 | 0 | 0 | 0 | 0 | 0 | 0 | 0 | 0 | 0 | 0 | 0 | 0 | 0 | 0 | 0 | 0 | 0 | 0 | 0 | 0 | 0
F8_Commercial_WA - Miscellaneous_New_Space Heating_Natural Gas_Gas Boiler - Stack Economizer_A_Achievable Economic TRC Potential | F8 | Commercial | WA - Miscellaneous | New | Space Heating | Natural Gas | Gas Boiler - Stack Economizer | A | Cumulative Summer Peak Savings (MW) | Achievable Economic TRC Potential | 0 | 0 | 0 | 0 | 0 | 0 | 0 | 0 | 0 | 0 | 0 | 0 | 0 | 0 | 0 | 0 | 0 | 0 | 0 | 0 | 0 | 0 | 0 | 0 | 0 | 0 | 0
F9_Commercial_WA - Miscellaneous_New_Space Heating_Natural Gas_Gas Boiler - Stack Economizer_A_Achievable Economic TRC Potential | F9 | Commercial | WA - Miscellaneous | New | Space Heating | Natural Gas | Gas Boiler - Stack Economizer | A | Cumulative Winter Peak Savings (MW) | Achievable Economic TRC Potential | 0 | 0 | 0 | 0 | 0 | 0 | 0 | 0 | 0 | 0 | 0 | 0 | 0 | 0 | 0 | 0 | 0 | 0 | 0 | 0 | 0 | 0 | 0 | 0 | 0 | 0 | 0
F10_Commercial_WA - Miscellaneous_New_Space Heating_Natural Gas_Gas Boiler - Stack Economizer_A_Achievable Economic TRC Potential | F10 | Commercial | WA - Miscellaneous | New | Space Heating | Natural Gas | Gas Boiler - Stack Economizer | A | Purchases (Incremental) | Achievable Economic TRC Potential | 0 | 0 | 0 | 0 | 0 | 0 | 0 | 0 | 0 | 0 | 0 | 0 | 0 | 0 | 0 | 0 | 0 | 0 | 0 | 0 | 0 | 0 | 0 | 0 | 0 | 0 | 0
F11_Commercial_WA - Miscellaneous_New_Space Heating_Natural Gas_Gas Boiler - Stack Economizer_A_Achievable Economic TRC Potential | F11 | Commercial | WA - Miscellaneous | New | Space Heating | Natural Gas | Gas Boiler - Stack Economizer | A | Purchases (Cumulative) | Achievable Economic TRC Potential | 0 | 0 | 0 | 0 | 0 | 0 | 0 | 0 | 0 | 0 | 0 | 0 | 0 | 0 | 0 | 0 | 0 | 0 | 0 | 0 | 0 | 0 | 0 | 0 | 0 | 0 | 0
F1_Commercial_WA - Miscellaneous_New_Space Heating_Natural Gas_Gas Boiler - Thermostatic Radiator Valves_A_Achievable Economic TRC Potential | F1 | Commercial | WA - Miscellaneous | New | Space Heating | Natural Gas | Gas Boiler - Thermostatic Radiator Valves | A | Integrated Unit Energy Savings (kWh or therms) | Achievable Economic TRC Potential | 0 | 0 | 0 | 0 | 0 | 0 | 0 | 0 | 0 | 0 | 0 | 0 | 0 | 0 | 0 | 0 | 0 | 0 | 0 | 0 | 0 | 0 | 0 | 0 | 0 | 0 | 0
F2_Commercial_WA - Miscellaneous_New_Space Heating_Natural Gas_Gas Boiler - Thermostatic Radiator Valves_A_Achievable Economic TRC Potential | F2 | Commercial | WA - Miscellaneous | New | Space Heating | Natural Gas | Gas Boiler - Thermostatic Radiator Valves | A | Integrated Unit Summer Peak Savings (kW) | Achievable Economic TRC Potential | 0 | 0 | 0 | 0 | 0 | 0 | 0 | 0 | 0 | 0 | 0 | 0 | 0 | 0 | 0 | 0 | 0 | 0 | 0 | 0 | 0 | 0 | 0 | 0 | 0 | 0 | 0
F3_Commercial_WA - Miscellaneous_New_Space Heating_Natural Gas_Gas Boiler - Thermostatic Radiator Valves_A_Achievable Economic TRC Potential | F3 | Commercial | WA - Miscellaneous | New | Space Heating | Natural Gas | Gas Boiler - Thermostatic Radiator Valves | A | Integrated Unit Winter Peak Savings (kW) | Achievable Economic TRC Potential | 0 | 0 | 0 | 0 | 0 | 0 | 0 | 0 | 0 | 0 | 0 | 0 | 0 | 0 | 0 | 0 | 0 | 0 | 0 | 0 | 0 | 0 | 0 | 0 | 0 | 0 | 0
F4_Commercial_WA - Miscellaneous_New_Space Heating_Natural Gas_Gas Boiler - Thermostatic Radiator Valves_A_Achievable Economic TRC Potential | F4 | Commercial | WA - Miscellaneous | New | Space Heating | Natural Gas | Gas Boiler - Thermostatic Radiator Valves | A | Incremental Energy Savings (MWh or mTherms) | Achievable Economic TRC Potential | 0 | 0 | 0 | 0 | 0 | 0 | 0 | 0 | 0 | 0 | 0 | 0 | 0 | 0 | 0 | 0 | 0 | 0 | 0 | 0 | 0 | 0 | 0 | 0 | 0 | 0 | 0
F5_Commercial_WA - Miscellaneous_New_Space Heating_Natural Gas_Gas Boiler - Thermostatic Radiator Valves_A_Achievable Economic TRC Potential | F5 | Commercial | WA - Miscellaneous | New | Space Heating | Natural Gas | Gas Boiler - Thermostatic Radiator Valves | A | Incremental Summer Peak Savings (MW) | Achievable Economic TRC Potential | 0 | 0 | 0 | 0 | 0 | 0 | 0 | 0 | 0 | 0 | 0 | 0 | 0 | 0 | 0 | 0 | 0 | 0 | 0 | 0 | 0 | 0 | 0 | 0 | 0 | 0 | 0
F6_Commercial_WA - Miscellaneous_New_Space Heating_Natural Gas_Gas Boiler - Thermostatic Radiator Valves_A_Achievable Economic TRC Potential | F6 | Commercial | WA - Miscellaneous | New | Space Heating | Natural Gas | Gas Boiler - Thermostatic Radiator Valves | A | Incremental Winter Peak Savings (MW) | Achievable Economic TRC Potential | 0 | 0 | 0 | 0 | 0 | 0 | 0 | 0 | 0 | 0 | 0 | 0 | 0 | 0 | 0 | 0 | 0 | 0 | 0 | 0 | 0 | 0 | 0 | 0 | 0 | 0 | 0
F7_Commercial_WA - Miscellaneous_New_Space Heating_Natural Gas_Gas Boiler - Thermostatic Radiator Valves_A_Achievable Economic TRC Potential | F7 | Commercial | WA - Miscellaneous | New | Space Heating | Natural Gas | Gas Boiler - Thermostatic Radiator Valves | A | Cumulative Energy Savings (MWh or mTherms) | Achievable Economic TRC Potential | 0 | 0 | 0 | 0 | 0 | 0 | 0 | 0 | 0 | 0 | 0 | 0 | 0 | 0 | 0 | 0 | 0 | 0 | 0 | 0 | 0 | 0 | 0 | 0 | 0 | 0 | 0
F8_Commercial_WA - Miscellaneous_New_Space Heating_Natural Gas_Gas Boiler - Thermostatic Radiator Valves_A_Achievable Economic TRC Potential | F8 | Commercial | WA - Miscellaneous | New | Space Heating | Natural Gas | Gas Boiler - Thermostatic Radiator Valves | A | Cumulative Summer Peak Savings (MW) | Achievable Economic TRC Potential | 0 | 0 | 0 | 0 | 0 | 0 | 0 | 0 | 0 | 0 | 0 | 0 | 0 | 0 | 0 | 0 | 0 | 0 | 0 | 0 | 0 | 0 | 0 | 0 | 0 | 0 | 0
F9_Commercial_WA - Miscellaneous_New_Space Heating_Natural Gas_Gas Boiler - Thermostatic Radiator Valves_A_Achievable Economic TRC Potential | F9 | Commercial | WA - Miscellaneous | New | Space Heating | Natural Gas | Gas Boiler - Thermostatic Radiator Valves | A | Cumulative Winter Peak Savings (MW) | Achievable Economic TRC Potential | 0 | 0 | 0 | 0 | 0 | 0 | 0 | 0 | 0 | 0 | 0 | 0 | 0 | 0 | 0 | 0 | 0 | 0 | 0 | 0 | 0 | 0 | 0 | 0 | 0 | 0 | 0
F10_Commercial_WA - Miscellaneous_New_Space Heating_Natural Gas_Gas Boiler - Thermostatic Radiator Valves_A_Achievable Economic TRC Potential | F10 | Commercial | WA - Miscellaneous | New | Space Heating | Natural Gas | Gas Boiler - Thermostatic Radiator Valves | A | Purchases (Incremental) | Achievable Economic TRC Potential | 0 | 0 | 0 | 0 | 0 | 0 | 0 | 0 | 0 | 0 | 0 | 0 | 0 | 0 | 0 | 0 | 0 | 0 | 0 | 0 | 0 | 0 | 0 | 0 | 0 | 0 | 0
F11_Commercial_WA - Miscellaneous_New_Space Heating_Natural Gas_Gas Boiler - Thermostatic Radiator Valves_A_Achievable Economic TRC Potential | F11 | Commercial | WA - Miscellaneous | New | Space Heating | Natural Gas | Gas Boiler - Thermostatic Radiator Valves | A | Purchases (Cumulative) | Achievable Economic TRC Potential | 0 | 0 | 0 | 0 | 0 | 0 | 0 | 0 | 0 | 0 | 0 | 0 | 0 | 0 | 0 | 0 | 0 | 0 | 0 | 0 | 0 | 0 | 0 | 0 | 0 | 0 | 0
F1_Commercial_WA - Miscellaneous_New_Space Heating_Natural Gas_HVAC - Shut Off Damper_A_Achievable Economic TRC Potential | F1 | Commercial | WA - Miscellaneous | New | Space Heating | Natural Gas | HVAC - Shut Off Damper | A | Integrated Unit Energy Savings (kWh or therms) | Achievable Economic TRC Potential | 0 | 0 | 0 | 0 | 0 | 0 | 0 | 0 | 0 | 0 | 0 | 0 | 0 | 0 | 0 | 0 | 0 | 0 | 0 | 0 | 0 | 0 | 0 | 0 | 0 | 0 | 0
F2_Commercial_WA - Miscellaneous_New_Space Heating_Natural Gas_HVAC - Shut Off Damper_A_Achievable Economic TRC Potential | F2 | Commercial | WA - Miscellaneous | New | Space Heating | Natural Gas | HVAC - Shut Off Damper | A | Integrated Unit Summer Peak Savings (kW) | Achievable Economic TRC Potential | 0 | 0 | 0 | 0 | 0 | 0 | 0 | 0 | 0 | 0 | 0 | 0 | 0 | 0 | 0 | 0 | 0 | 0 | 0 | 0 | 0 | 0 | 0 | 0 | 0 | 0 | 0
F3_Commercial_WA - Miscellaneous_New_Space Heating_Natural Gas_HVAC - Shut Off Damper_A_Achievable Economic TRC Potential | F3 | Commercial | WA - Miscellaneous | New | Space Heating | Natural Gas | HVAC - Shut Off Damper | A | Integrated Unit Winter Peak Savings (kW) | Achievable Economic TRC Potential | 0 | 0 | 0 | 0 | 0 | 0 | 0 | 0 | 0 | 0 | 0 | 0 | 0 | 0 | 0 | 0 | 0 | 0 | 0 | 0 | 0 | 0 | 0 | 0 | 0 | 0 | 0
F4_Commercial_WA - Miscellaneous_New_Space Heating_Natural Gas_HVAC - Shut Off Damper_A_Achievable Economic TRC Potential | F4 | Commercial | WA - Miscellaneous | New | Space Heating | Natural Gas | HVAC - Shut Off Damper | A | Incremental Energy Savings (MWh or mTherms) | Achievable Economic TRC Potential | 0 | 0 | 0 | 0 | 0 | 0 | 0 | 0 | 0 | 0 | 0 | 0 | 0 | 0 | 0 | 0 | 0 | 0 | 0 | 0 | 0 | 0 | 0 | 0 | 0 | 0 | 0
F5_Commercial_WA - Miscellaneous_New_Space Heating_Natural Gas_HVAC - Shut Off Damper_A_Achievable Economic TRC Potential | F5 | Commercial | WA - Miscellaneous | New | Space Heating | Natural Gas | HVAC - Shut Off Damper | A | Incremental Summer Peak Savings (MW) | Achievable Economic TRC Potential | 0 | 0 | 0 | 0 | 0 | 0 | 0 | 0 | 0 | 0 | 0 | 0 | 0 | 0 | 0 | 0 | 0 | 0 | 0 | 0 | 0 | 0 | 0 | 0 | 0 | 0 | 0
F6_Commercial_WA - Miscellaneous_New_Space Heating_Natural Gas_HVAC - Shut Off Damper_A_Achievable Economic TRC Potential | F6 | Commercial | WA - Miscellaneous | New | Space Heating | Natural Gas | HVAC - Shut Off Damper | A | Incremental Winter Peak Savings (MW) | Achievable Economic TRC Potential | 0 | 0 | 0 | 0 | 0 | 0 | 0 | 0 | 0 | 0 | 0 | 0 | 0 | 0 | 0 | 0 | 0 | 0 | 0 | 0 | 0 | 0 | 0 | 0 | 0 | 0 | 0
F7_Commercial_WA - Miscellaneous_New_Space Heating_Natural Gas_HVAC - Shut Off Damper_A_Achievable Economic TRC Potential | F7 | Commercial | WA - Miscellaneous | New | Space Heating | Natural Gas | HVAC - Shut Off Damper | A | Cumulative Energy Savings (MWh or mTherms) | Achievable Economic TRC Potential | 0 | 0 | 0 | 0 | 0 | 0 | 0 | 0 | 0 | 0 | 0 | 0 | 0 | 0 | 0 | 0 | 0 | 0 | 0 | 0 | 0 | 0 | 0 | 0 | 0 | 0 | 0
F8_Commercial_WA - Miscellaneous_New_Space Heating_Natural Gas_HVAC - Shut Off Damper_A_Achievable Economic TRC Potential | F8 | Commercial | WA - Miscellaneous | New | Space Heating | Natural Gas | HVAC - Shut Off Damper | A | Cumulative Summer Peak Savings (MW) | Achievable Economic TRC Potential | 0 | 0 | 0 | 0 | 0 | 0 | 0 | 0 | 0 | 0 | 0 | 0 | 0 | 0 | 0 | 0 | 0 | 0 | 0 | 0 | 0 | 0 | 0 | 0 | 0 | 0 | 0
F9_Commercial_WA - Miscellaneous_New_Space Heating_Natural Gas_HVAC - Shut Off Damper_A_Achievable Economic TRC Potential | F9 | Commercial | WA - Miscellaneous | New | Space Heating | Natural Gas | HVAC - Shut Off Damper | A | Cumulative Winter Peak Savings (MW) | Achievable Economic TRC Potential | 0 | 0 | 0 | 0 | 0 | 0 | 0 | 0 | 0 | 0 | 0 | 0 | 0 | 0 | 0 | 0 | 0 | 0 | 0 | 0 | 0 | 0 | 0 | 0 | 0 | 0 | 0
F10_Commercial_WA - Miscellaneous_New_Space Heating_Natural Gas_HVAC - Shut Off Damper_A_Achievable Economic TRC Potential | F10 | Commercial | WA - Miscellaneous | New | Space Heating | Natural Gas | HVAC - Shut Off Damper | A | Purchases (Incremental) | Achievable Economic TRC Potential | 0 | 0 | 0 | 0 | 0 | 0 | 0 | 0 | 0 | 0 | 0 | 0 | 0 | 0 | 0 | 0 | 0 | 0 | 0 | 0 | 0 | 0 | 0 | 0 | 0 | 0 | 0
F11_Commercial_WA - Miscellaneous_New_Space Heating_Natural Gas_HVAC - Shut Off Damper_A_Achievable Economic TRC Potential | F11 | Commercial | WA - Miscellaneous | New | Space Heating | Natural Gas | HVAC - Shut Off Damper | A | Purchases (Cumulative) | Achievable Economic TRC Potential | 0 | 0 | 0 | 0 | 0 | 0 | 0 | 0 | 0 | 0 | 0 | 0 | 0 | 0 | 0 | 0 | 0 | 0 | 0 | 0 | 0 | 0 | 0 | 0 | 0 | 0 | 0
F1_Commercial_WA - Miscellaneous_New_Space Heating_Natural Gas_Gas Furnace - Tube Inserts_A_Achievable Economic TRC Potential | F1 | Commercial | WA - Miscellaneous | New | Space Heating | Natural Gas | Gas Furnace - Tube Inserts | A | Integrated Unit Energy Savings (kWh or therms) | Achievable Economic TRC Potential | 0 | 0 | 0 | 0 | 0 | 0 | 0 | 0 | 0 | 0 | 0 | 0 | 0 | 0 | 0 | 0 | 0 | 0 | 0 | 0 | 0 | 0 | 0 | 0 | 0 | 0 | 0
F2_Commercial_WA - Miscellaneous_New_Space Heating_Natural Gas_Gas Furnace - Tube Inserts_A_Achievable Economic TRC Potential | F2 | Commercial | WA - Miscellaneous | New | Space Heating | Natural Gas | Gas Furnace - Tube Inserts | A | Integrated Unit Summer Peak Savings (kW) | Achievable Economic TRC Potential | 0 | 0 | 0 | 0 | 0 | 0 | 0 | 0 | 0 | 0 | 0 | 0 | 0 | 0 | 0 | 0 | 0 | 0 | 0 | 0 | 0 | 0 | 0 | 0 | 0 | 0 | 0
F3_Commercial_WA - Miscellaneous_New_Space Heating_Natural Gas_Gas Furnace - Tube Inserts_A_Achievable Economic TRC Potential | F3 | Commercial | WA - Miscellaneous | New | Space Heating | Natural Gas | Gas Furnace - Tube Inserts | A | Integrated Unit Winter Peak Savings (kW) | Achievable Economic TRC Potential | 0 | 0 | 0 | 0 | 0 | 0 | 0 | 0 | 0 | 0 | 0 | 0 | 0 | 0 | 0 | 0 | 0 | 0 | 0 | 0 | 0 | 0 | 0 | 0 | 0 | 0 | 0
F4_Commercial_WA - Miscellaneous_New_Space Heating_Natural Gas_Gas Furnace - Tube Inserts_A_Achievable Economic TRC Potential | F4 | Commercial | WA - Miscellaneous | New | Space Heating | Natural Gas | Gas Furnace - Tube Inserts | A | Incremental Energy Savings (MWh or mTherms) | Achievable Economic TRC Potential | 0 | 0 | 0 | 0 | 0 | 0 | 0 | 0 | 0 | 0 | 0 | 0 | 0 | 0 | 0 | 0 | 0 | 0 | 0 | 0 | 0 | 0 | 0 | 0 | 0 | 0 | 0
F5_Commercial_WA - Miscellaneous_New_Space Heating_Natural Gas_Gas Furnace - Tube Inserts_A_Achievable Economic TRC Potential | F5 | Commercial | WA - Miscellaneous | New | Space Heating | Natural Gas | Gas Furnace - Tube Inserts | A | Incremental Summer Peak Savings (MW) | Achievable Economic TRC Potential | 0 | 0 | 0 | 0 | 0 | 0 | 0 | 0 | 0 | 0 | 0 | 0 | 0 | 0 | 0 | 0 | 0 | 0 | 0 | 0 | 0 | 0 | 0 | 0 | 0 | 0 | 0
F6_Commercial_WA - Miscellaneous_New_Space Heating_Natural Gas_Gas Furnace - Tube Inserts_A_Achievable Economic TRC Potential | F6 | Commercial | WA - Miscellaneous | New | Space Heating | Natural Gas | Gas Furnace - Tube Inserts | A | Incremental Winter Peak Savings (MW) | Achievable Economic TRC Potential | 0 | 0 | 0 | 0 | 0 | 0 | 0 | 0 | 0 | 0 | 0 | 0 | 0 | 0 | 0 | 0 | 0 | 0 | 0 | 0 | 0 | 0 | 0 | 0 | 0 | 0 | 0
F7_Commercial_WA - Miscellaneous_New_Space Heating_Natural Gas_Gas Furnace - Tube Inserts_A_Achievable Economic TRC Potential | F7 | Commercial | WA - Miscellaneous | New | Space Heating | Natural Gas | Gas Furnace - Tube Inserts | A | Cumulative Energy Savings (MWh or mTherms) | Achievable Economic TRC Potential | 0 | 0 | 0 | 0 | 0 | 0 | 0 | 0 | 0 | 0 | 0 | 0 | 0 | 0 | 0 | 0 | 0 | 0 | 0 | 0 | 0 | 0 | 0 | 0 | 0 | 0 | 0
F8_Commercial_WA - Miscellaneous_New_Space Heating_Natural Gas_Gas Furnace - Tube Inserts_A_Achievable Economic TRC Potential | F8 | Commercial | WA - Miscellaneous | New | Space Heating | Natural Gas | Gas Furnace - Tube Inserts | A | Cumulative Summer Peak Savings (MW) | Achievable Economic TRC Potential | 0 | 0 | 0 | 0 | 0 | 0 | 0 | 0 | 0 | 0 | 0 | 0 | 0 | 0 | 0 | 0 | 0 | 0 | 0 | 0 | 0 | 0 | 0 | 0 | 0 | 0 | 0
F9_Commercial_WA - Miscellaneous_New_Space Heating_Natural Gas_Gas Furnace - Tube Inserts_A_Achievable Economic TRC Potential | F9 | Commercial | WA - Miscellaneous | New | Space Heating | Natural Gas | Gas Furnace - Tube Inserts | A | Cumulative Winter Peak Savings (MW) | Achievable Economic TRC Potential | 0 | 0 | 0 | 0 | 0 | 0 | 0 | 0 | 0 | 0 | 0 | 0 | 0 | 0 | 0 | 0 | 0 | 0 | 0 | 0 | 0 | 0 | 0 | 0 | 0 | 0 | 0
F10_Commercial_WA - Miscellaneous_New_Space Heating_Natural Gas_Gas Furnace - Tube Inserts_A_Achievable Economic TRC Potential | F10 | Commercial | WA - Miscellaneous | New | Space Heating | Natural Gas | Gas Furnace - Tube Inserts | A | Purchases (Incremental) | Achievable Economic TRC Potential | 0 | 0 | 0 | 0 | 0 | 0 | 0 | 0 | 0 | 0 | 0 | 0 | 0 | 0 | 0 | 0 | 0 | 0 | 0 | 0 | 0 | 0 | 0 | 0 | 0 | 0 | 0
F11_Commercial_WA - Miscellaneous_New_Space Heating_Natural Gas_Gas Furnace - Tube Inserts_A_Achievable Economic TRC Potential | F11 | Commercial | WA - Miscellaneous | New | Space Heating | Natural Gas | Gas Furnace - Tube Inserts | A | Purchases (Cumulative) | Achievable Economic TRC Potential | 0 | 0 | 0 | 0 | 0 | 0 | 0 | 0 | 0 | 0 | 0 | 0 | 0 | 0 | 0 | 0 | 0 | 0 | 0 | 0 | 0 | 0 | 0 | 0 | 0 | 0 | 0
F1_Commercial_WA - Miscellaneous_New_Space Heating_Natural Gas_Gas Boiler - Insulate Steam Lines/Condensate Tank_A_Achievable Economic TRC Potential | F1 | Commercial | WA - Miscellaneous | New | Space Heating | Natural Gas | Gas Boiler - Insulate Steam Lines/Condensate Tank | A | Integrated Unit Energy Savings (kWh or therms) | Achievable Economic TRC Potential | 0 | 0 | 0 | 0 | 0 | 0 | 0 | 0 | 0 | 0 | 0 | 0 | 0 | 0 | 0 | 0 | 0 | 0 | 0 | 0 | 0 | 0 | 0 | 0 | 0 | 0 | 0
F2_Commercial_WA - Miscellaneous_New_Space Heating_Natural Gas_Gas Boiler - Insulate Steam Lines/Condensate Tank_A_Achievable Economic TRC Potential | F2 | Commercial | WA - Miscellaneous | New | Space Heating | Natural Gas | Gas Boiler - Insulate Steam Lines/Condensate Tank | A | Integrated Unit Summer Peak Savings (kW) | Achievable Economic TRC Potential | 0 | 0 | 0 | 0 | 0 | 0 | 0 | 0 | 0 | 0 | 0 | 0 | 0 | 0 | 0 | 0 | 0 | 0 | 0 | 0 | 0 | 0 | 0 | 0 | 0 | 0 | 0
F3_Commercial_WA - Miscellaneous_New_Space Heating_Natural Gas_Gas Boiler - Insulate Steam Lines/Condensate Tank_A_Achievable Economic TRC Potential | F3 | Commercial | WA - Miscellaneous | New | Space Heating | Natural Gas | Gas Boiler - Insulate Steam Lines/Condensate Tank | A | Integrated Unit Winter Peak Savings (kW) | Achievable Economic TRC Potential | 0 | 0 | 0 | 0 | 0 | 0 | 0 | 0 | 0 | 0 | 0 | 0 | 0 | 0 | 0 | 0 | 0 | 0 | 0 | 0 | 0 | 0 | 0 | 0 | 0 | 0 | 0
F4_Commercial_WA - Miscellaneous_New_Space Heating_Natural Gas_Gas Boiler - Insulate Steam Lines/Condensate Tank_A_Achievable Economic TRC Potential | F4 | Commercial | WA - Miscellaneous | New | Space Heating | Natural Gas | Gas Boiler - Insulate Steam Lines/Condensate Tank | A | Incremental Energy Savings (MWh or mTherms) | Achievable Economic TRC Potential | 0 | 0 | 0 | 0 | 0 | 0 | 0 | 0 | 0 | 0 | 0 | 0 | 0 | 0 | 0 | 0 | 0 | 0 | 0 | 0 | 0 | 0 | 0 | 0 | 0 | 0 | 0
F5_Commercial_WA - Miscellaneous_New_Space Heating_Natural Gas_Gas Boiler - Insulate Steam Lines/Condensate Tank_A_Achievable Economic TRC Potential | F5 | Commercial | WA - Miscellaneous | New | Space Heating | Natural Gas | Gas Boiler - Insulate Steam Lines/Condensate Tank | A | Incremental Summer Peak Savings (MW) | Achievable Economic TRC Potential | 0 | 0 | 0 | 0 | 0 | 0 | 0 | 0 | 0 | 0 | 0 | 0 | 0 | 0 | 0 | 0 | 0 | 0 | 0 | 0 | 0 | 0 | 0 | 0 | 0 | 0 | 0
F6_Commercial_WA - Miscellaneous_New_Space Heating_Natural Gas_Gas Boiler - Insulate Steam Lines/Condensate Tank_A_Achievable Economic TRC Potential | F6 | Commercial | WA - Miscellaneous | New | Space Heating | Natural Gas | Gas Boiler - Insulate Steam Lines/Condensate Tank | A | Incremental Winter Peak Savings (MW) | Achievable Economic TRC Potential | 0 | 0 | 0 | 0 | 0 | 0 | 0 | 0 | 0 | 0 | 0 | 0 | 0 | 0 | 0 | 0 | 0 | 0 | 0 | 0 | 0 | 0 | 0 | 0 | 0 | 0 | 0
F7_Commercial_WA - Miscellaneous_New_Space Heating_Natural Gas_Gas Boiler - Insulate Steam Lines/Condensate Tank_A_Achievable Economic TRC Potential | F7 | Commercial | WA - Miscellaneous | New | Space Heating | Natural Gas | Gas Boiler - Insulate Steam Lines/Condensate Tank | A | Cumulative Energy Savings (MWh or mTherms) | Achievable Economic TRC Potential | 0 | 0 | 0 | 0 | 0 | 0 | 0 | 0 | 0 | 0 | 0 | 0 | 0 | 0 | 0 | 0 | 0 | 0 | 0 | 0 | 0 | 0 | 0 | 0 | 0 | 0 | 0
F8_Commercial_WA - Miscellaneous_New_Space Heating_Natural Gas_Gas Boiler - Insulate Steam Lines/Condensate Tank_A_Achievable Economic TRC Potential | F8 | Commercial | WA - Miscellaneous | New | Space Heating | Natural Gas | Gas Boiler - Insulate Steam Lines/Condensate Tank | A | Cumulative Summer Peak Savings (MW) | Achievable Economic TRC Potential | 0 | 0 | 0 | 0 | 0 | 0 | 0 | 0 | 0 | 0 | 0 | 0 | 0 | 0 | 0 | 0 | 0 | 0 | 0 | 0 | 0 | 0 | 0 | 0 | 0 | 0 | 0
F9_Commercial_WA - Miscellaneous_New_Space Heating_Natural Gas_Gas Boiler - Insulate Steam Lines/Condensate Tank_A_Achievable Economic TRC Potential | F9 | Commercial | WA - Miscellaneous | New | Space Heating | Natural Gas | Gas Boiler - Insulate Steam Lines/Condensate Tank | A | Cumulative Winter Peak Savings (MW) | Achievable Economic TRC Potential | 0 | 0 | 0 | 0 | 0 | 0 | 0 | 0 | 0 | 0 | 0 | 0 | 0 | 0 | 0 | 0 | 0 | 0 | 0 | 0 | 0 | 0 | 0 | 0 | 0 | 0 | 0
F10_Commercial_WA - Miscellaneous_New_Space Heating_Natural Gas_Gas Boiler - Insulate Steam Lines/Condensate Tank_A_Achievable Economic TRC Potential | F10 | Commercial | WA - Miscellaneous | New | Space Heating | Natural Gas | Gas Boiler - Insulate Steam Lines/Condensate Tank | A | Purchases (Incremental) | Achievable Economic TRC Potential | 0 | 0 | 0 | 0 | 0 | 0 | 0 | 0 | 0 | 0 | 0 | 0 | 0 | 0 | 0 | 0 | 0 | 0 | 0 | 0 | 0 | 0 | 0 | 0 | 0 | 0 | 0
F11_Commercial_WA - Miscellaneous_New_Space Heating_Natural Gas_Gas Boiler - Insulate Steam Lines/Condensate Tank_A_Achievable Economic TRC Potential | F11 | Commercial | WA - Miscellaneous | New | Space Heating | Natural Gas | Gas Boiler - Insulate Steam Lines/Condensate Tank | A | Purchases (Cumulative) | Achievable Economic TRC Potential | 0 | 0 | 0 | 0 | 0 | 0 | 0 | 0 | 0 | 0 | 0 | 0 | 0 | 0 | 0 | 0 | 0 | 0 | 0 | 0 | 0 | 0 | 0 | 0 | 0 | 0 | 0
F1_Commercial_WA - Miscellaneous_New_Space Heating_Natural Gas_Gas Boiler - Insulate Hot Water Lines_A_Achievable Economic TRC Potential | F1 | Commercial | WA - Miscellaneous | New | Space Heating | Natural Gas | Gas Boiler - Insulate Hot Water Lines | A | Integrated Unit Energy Savings (kWh or therms) | Achievable Economic TRC Potential | 0 | 0 | 0 | 0 | 0 | 0 | 0 | 0 | 0 | 0 | 0 | 0 | 0 | 0 | 0 | 0 | 0 | 0 | 0 | 0 | 0 | 0 | 0 | 0 | 0 | 0 | 0
F2_Commercial_WA - Miscellaneous_New_Space Heating_Natural Gas_Gas Boiler - Insulate Hot Water Lines_A_Achievable Economic TRC Potential | F2 | Commercial | WA - Miscellaneous | New | Space Heating | Natural Gas | Gas Boiler - Insulate Hot Water Lines | A | Integrated Unit Summer Peak Savings (kW) | Achievable Economic TRC Potential | 0 | 0 | 0 | 0 | 0 | 0 | 0 | 0 | 0 | 0 | 0 | 0 | 0 | 0 | 0 | 0 | 0 | 0 | 0 | 0 | 0 | 0 | 0 | 0 | 0 | 0 | 0
F3_Commercial_WA - Miscellaneous_New_Space Heating_Natural Gas_Gas Boiler - Insulate Hot Water Lines_A_Achievable Economic TRC Potential | F3 | Commercial | WA - Miscellaneous | New | Space Heating | Natural Gas | Gas Boiler - Insulate Hot Water Lines | A | Integrated Unit Winter Peak Savings (kW) | Achievable Economic TRC Potential | 0 | 0 | 0 | 0 | 0 | 0 | 0 | 0 | 0 | 0 | 0 | 0 | 0 | 0 | 0 | 0 | 0 | 0 | 0 | 0 | 0 | 0 | 0 | 0 | 0 | 0 | 0
F4_Commercial_WA - Miscellaneous_New_Space Heating_Natural Gas_Gas Boiler - Insulate Hot Water Lines_A_Achievable Economic TRC Potential | F4 | Commercial | WA - Miscellaneous | New | Space Heating | Natural Gas | Gas Boiler - Insulate Hot Water Lines | A | Incremental Energy Savings (MWh or mTherms) | Achievable Economic TRC Potential | 0 | 0 | 0 | 0 | 0 | 0 | 0 | 0 | 0 | 0 | 0 | 0 | 0 | 0 | 0 | 0 | 0 | 0 | 0 | 0 | 0 | 0 | 0 | 0 | 0 | 0 | 0
F5_Commercial_WA - Miscellaneous_New_Space Heating_Natural Gas_Gas Boiler - Insulate Hot Water Lines_A_Achievable Economic TRC Potential | F5 | Commercial | WA - Miscellaneous | New | Space Heating | Natural Gas | Gas Boiler - Insulate Hot Water Lines | A | Incremental Summer Peak Savings (MW) | Achievable Economic TRC Potential | 0 | 0 | 0 | 0 | 0 | 0 | 0 | 0 | 0 | 0 | 0 | 0 | 0 | 0 | 0 | 0 | 0 | 0 | 0 | 0 | 0 | 0 | 0 | 0 | 0 | 0 | 0
F6_Commercial_WA - Miscellaneous_New_Space Heating_Natural Gas_Gas Boiler - Insulate Hot Water Lines_A_Achievable Economic TRC Potential | F6 | Commercial | WA - Miscellaneous | New | Space Heating | Natural Gas | Gas Boiler - Insulate Hot Water Lines | A | Incremental Winter Peak Savings (MW) | Achievable Economic TRC Potential | 0 | 0 | 0 | 0 | 0 | 0 | 0 | 0 | 0 | 0 | 0 | 0 | 0 | 0 | 0 | 0 | 0 | 0 | 0 | 0 | 0 | 0 | 0 | 0 | 0 | 0 | 0
F7_Commercial_WA - Miscellaneous_New_Space Heating_Natural Gas_Gas Boiler - Insulate Hot Water Lines_A_Achievable Economic TRC Potential | F7 | Commercial | WA - Miscellaneous | New | Space Heating | Natural Gas | Gas Boiler - Insulate Hot Water Lines | A | Cumulative Energy Savings (MWh or mTherms) | Achievable Economic TRC Potential | 0 | 0 | 0 | 0 | 0 | 0 | 0 | 0 | 0 | 0 | 0 | 0 | 0 | 0 | 0 | 0 | 0 | 0 | 0 | 0 | 0 | 0 | 0 | 0 | 0 | 0 | 0
F8_Commercial_WA - Miscellaneous_New_Space Heating_Natural Gas_Gas Boiler - Insulate Hot Water Lines_A_Achievable Economic TRC Potential | F8 | Commercial | WA - Miscellaneous | New | Space Heating | Natural Gas | Gas Boiler - Insulate Hot Water Lines | A | Cumulative Summer Peak Savings (MW) | Achievable Economic TRC Potential | 0 | 0 | 0 | 0 | 0 | 0 | 0 | 0 | 0 | 0 | 0 | 0 | 0 | 0 | 0 | 0 | 0 | 0 | 0 | 0 | 0 | 0 | 0 | 0 | 0 | 0 | 0
F9_Commercial_WA - Miscellaneous_New_Space Heating_Natural Gas_Gas Boiler - Insulate Hot Water Lines_A_Achievable Economic TRC Potential | F9 | Commercial | WA - Miscellaneous | New | Space Heating | Natural Gas | Gas Boiler - Insulate Hot Water Lines | A | Cumulative Winter Peak Savings (MW) | Achievable Economic TRC Potential | 0 | 0 | 0 | 0 | 0 | 0 | 0 | 0 | 0 | 0 | 0 | 0 | 0 | 0 | 0 | 0 | 0 | 0 | 0 | 0 | 0 | 0 | 0 | 0 | 0 | 0 | 0
F10_Commercial_WA - Miscellaneous_New_Space Heating_Natural Gas_Gas Boiler - Insulate Hot Water Lines_A_Achievable Economic TRC Potential | F10 | Commercial | WA - Miscellaneous | New | Space Heating | Natural Gas | Gas Boiler - Insulate Hot Water Lines | A | Purchases (Incremental) | Achievable Economic TRC Potential | 0 | 0 | 0 | 0 | 0 | 0 | 0 | 0 | 0 | 0 | 0 | 0 | 0 | 0 | 0 | 0 | 0 | 0 | 0 | 0 | 0 | 0 | 0 | 0 | 0 | 0 | 0
F11_Commercial_WA - Miscellaneous_New_Space Heating_Natural Gas_Gas Boiler - Insulate Hot Water Lines_A_Achievable Economic TRC Potential | F11 | Commercial | WA - Miscellaneous | New | Space Heating | Natural Gas | Gas Boiler - Insulate Hot Water Lines | A | Purchases (Cumulative) | Achievable Economic TRC Potential | 0 | 0 | 0 | 0 | 0 | 0 | 0 | 0 | 0 | 0 | 0 | 0 | 0 | 0 | 0 | 0 | 0 | 0 | 0 | 0 | 0 | 0 | 0 | 0 | 0 | 0 | 0
F1_Commercial_WA - Miscellaneous_New_Space Heating_Natural Gas_Condensing RTU_A_Achievable Economic TRC Potential | F1 | Commercial | WA - Miscellaneous | New | Space Heating | Natural Gas | Condensing RTU | A | Integrated Unit Energy Savings (kWh or therms) | Achievable Economic TRC Potential | 0 | 0 | 0 | 0 | 0 | 0 | 0 | 0 | 0 | 0 | 0 | 0 | 0 | 0 | 0 | 0 | 0 | 0 | 0 | 0 | 0 | 0 | 0 | 0 | 0 | 0 | 0
F2_Commercial_WA - Miscellaneous_New_Space Heating_Natural Gas_Condensing RTU_A_Achievable Economic TRC Potential | F2 | Commercial | WA - Miscellaneous | New | Space Heating | Natural Gas | Condensing RTU | A | Integrated Unit Summer Peak Savings (kW) | Achievable Economic TRC Potential | 0 | 0 | 0 | 0 | 0 | 0 | 0 | 0 | 0 | 0 | 0 | 0 | 0 | 0 | 0 | 0 | 0 | 0 | 0 | 0 | 0 | 0 | 0 | 0 | 0 | 0 | 0
F3_Commercial_WA - Miscellaneous_New_Space Heating_Natural Gas_Condensing RTU_A_Achievable Economic TRC Potential | F3 | Commercial | WA - Miscellaneous | New | Space Heating | Natural Gas | Condensing RTU | A | Integrated Unit Winter Peak Savings (kW) | Achievable Economic TRC Potential | 0 | 0 | 0 | 0 | 0 | 0 | 0 | 0 | 0 | 0 | 0 | 0 | 0 | 0 | 0 | 0 | 0 | 0 | 0 | 0 | 0 | 0 | 0 | 0 | 0 | 0 | 0
F4_Commercial_WA - Miscellaneous_New_Space Heating_Natural Gas_Condensing RTU_A_Achievable Economic TRC Potential | F4 | Commercial | WA - Miscellaneous | New | Space Heating | Natural Gas | Condensing RTU | A | Incremental Energy Savings (MWh or mTherms) | Achievable Economic TRC Potential | 0 | 0 | 0 | 0 | 0 | 0 | 0 | 0 | 0 | 0 | 0 | 0 | 0 | 0 | 0 | 0 | 0 | 0 | 0 | 0 | 0 | 0 | 0 | 0 | 0 | 0 | 0
F5_Commercial_WA - Miscellaneous_New_Space Heating_Natural Gas_Condensing RTU_A_Achievable Economic TRC Potential | F5 | Commercial | WA - Miscellaneous | New | Space Heating | Natural Gas | Condensing RTU | A | Incremental Summer Peak Savings (MW) | Achievable Economic TRC Potential | 0 | 0 | 0 | 0 | 0 | 0 | 0 | 0 | 0 | 0 | 0 | 0 | 0 | 0 | 0 | 0 | 0 | 0 | 0 | 0 | 0 | 0 | 0 | 0 | 0 | 0 | 0
F6_Commercial_WA - Miscellaneous_New_Space Heating_Natural Gas_Condensing RTU_A_Achievable Economic TRC Potential | F6 | Commercial | WA - Miscellaneous | New | Space Heating | Natural Gas | Condensing RTU | A | Incremental Winter Peak Savings (MW) | Achievable Economic TRC Potential | 0 | 0 | 0 | 0 | 0 | 0 | 0 | 0 | 0 | 0 | 0 | 0 | 0 | 0 | 0 | 0 | 0 | 0 | 0 | 0 | 0 | 0 | 0 | 0 | 0 | 0 | 0
F7_Commercial_WA - Miscellaneous_New_Space Heating_Natural Gas_Condensing RTU_A_Achievable Economic TRC Potential | F7 | Commercial | WA - Miscellaneous | New | Space Heating | Natural Gas | Condensing RTU | A | Cumulative Energy Savings (MWh or mTherms) | Achievable Economic TRC Potential | 0 | 0 | 0 | 0 | 0 | 0 | 0 | 0 | 0 | 0 | 0 | 0 | 0 | 0 | 0 | 0 | 0 | 0 | 0 | 0 | 0 | 0 | 0 | 0 | 0 | 0 | 0
F8_Commercial_WA - Miscellaneous_New_Space Heating_Natural Gas_Condensing RTU_A_Achievable Economic TRC Potential | F8 | Commercial | WA - Miscellaneous | New | Space Heating | Natural Gas | Condensing RTU | A | Cumulative Summer Peak Savings (MW) | Achievable Economic TRC Potential | 0 | 0 | 0 | 0 | 0 | 0 | 0 | 0 | 0 | 0 | 0 | 0 | 0 | 0 | 0 | 0 | 0 | 0 | 0 | 0 | 0 | 0 | 0 | 0 | 0 | 0 | 0
F9_Commercial_WA - Miscellaneous_New_Space Heating_Natural Gas_Condensing RTU_A_Achievable Economic TRC Potential | F9 | Commercial | WA - Miscellaneous | New | Space Heating | Natural Gas | Condensing RTU | A | Cumulative Winter Peak Savings (MW) | Achievable Economic TRC Potential | 0 | 0 | 0 | 0 | 0 | 0 | 0 | 0 | 0 | 0 | 0 | 0 | 0 | 0 | 0 | 0 | 0 | 0 | 0 | 0 | 0 | 0 | 0 | 0 | 0 | 0 | 0
F10_Commercial_WA - Miscellaneous_New_Space Heating_Natural Gas_Condensing RTU_A_Achievable Economic TRC Potential | F10 | Commercial | WA - Miscellaneous | New | Space Heating | Natural Gas | Condensing RTU | A | Purchases (Incremental) | Achievable Economic TRC Potential | 0 | 0 | 0 | 0 | 0 | 0 | 0 | 0 | 0 | 0 | 0 | 0 | 0 | 0 | 0 | 0 | 0 | 0 | 0 | 0 | 0 | 0 | 0 | 0 | 0 | 0 | 0
F11_Commercial_WA - Miscellaneous_New_Space Heating_Natural Gas_Condensing RTU_A_Achievable Economic TRC Potential | F11 | Commercial | WA - Miscellaneous | New | Space Heating | Natural Gas | Condensing RTU | A | Purchases (Cumulative) | Achievable Economic TRC Potential | 0 | 0 | 0 | 0 | 0 | 0 | 0 | 0 | 0 | 0 | 0 | 0 | 0 | 0 | 0 | 0 | 0 | 0 | 0 | 0 | 0 | 0 | 0 | 0 | 0 | 0 | 0
F1_Commercial_WA - Miscellaneous_New_Space Heating_Natural Gas_Hydronic Heating Radiator Replacement_A_Achievable Economic TRC Potential | F1 | Commercial | WA - Miscellaneous | New | Space Heating | Natural Gas | Hydronic Heating Radiator Replacement | A | Integrated Unit Energy Savings (kWh or therms) | Achievable Economic TRC Potential | 0 | 0 | 0 | 0 | 0 | 0 | 0 | 0 | 0 | 0 | 0 | 0 | 0 | 0 | 0 | 0 | 0 | 0 | 0 | 0 | 0 | 0 | 0 | 0 | 0 | 0 | 0
F2_Commercial_WA - Miscellaneous_New_Space Heating_Natural Gas_Hydronic Heating Radiator Replacement_A_Achievable Economic TRC Potential | F2 | Commercial | WA - Miscellaneous | New | Space Heating | Natural Gas | Hydronic Heating Radiator Replacement | A | Integrated Unit Summer Peak Savings (kW) | Achievable Economic TRC Potential | 0 | 0 | 0 | 0 | 0 | 0 | 0 | 0 | 0 | 0 | 0 | 0 | 0 | 0 | 0 | 0 | 0 | 0 | 0 | 0 | 0 | 0 | 0 | 0 | 0 | 0 | 0
F3_Commercial_WA - Miscellaneous_New_Space Heating_Natural Gas_Hydronic Heating Radiator Replacement_A_Achievable Economic TRC Potential | F3 | Commercial | WA - Miscellaneous | New | Space Heating | Natural Gas | Hydronic Heating Radiator Replacement | A | Integrated Unit Winter Peak Savings (kW) | Achievable Economic TRC Potential | 0 | 0 | 0 | 0 | 0 | 0 | 0 | 0 | 0 | 0 | 0 | 0 | 0 | 0 | 0 | 0 | 0 | 0 | 0 | 0 | 0 | 0 | 0 | 0 | 0 | 0 | 0
F4_Commercial_WA - Miscellaneous_New_Space Heating_Natural Gas_Hydronic Heating Radiator Replacement_A_Achievable Economic TRC Potential | F4 | Commercial | WA - Miscellaneous | New | Space Heating | Natural Gas | Hydronic Heating Radiator Replacement | A | Incremental Energy Savings (MWh or mTherms) | Achievable Economic TRC Potential | 0 | 0 | 0 | 0 | 0 | 0 | 0 | 0 | 0 | 0 | 0 | 0 | 0 | 0 | 0 | 0 | 0 | 0 | 0 | 0 | 0 | 0 | 0 | 0 | 0 | 0 | 0
F5_Commercial_WA - Miscellaneous_New_Space Heating_Natural Gas_Hydronic Heating Radiator Replacement_A_Achievable Economic TRC Potential | F5 | Commercial | WA - Miscellaneous | New | Space Heating | Natural Gas | Hydronic Heating Radiator Replacement | A | Incremental Summer Peak Savings (MW) | Achievable Economic TRC Potential | 0 | 0 | 0 | 0 | 0 | 0 | 0 | 0 | 0 | 0 | 0 | 0 | 0 | 0 | 0 | 0 | 0 | 0 | 0 | 0 | 0 | 0 | 0 | 0 | 0 | 0 | 0
F6_Commercial_WA - Miscellaneous_New_Space Heating_Natural Gas_Hydronic Heating Radiator Replacement_A_Achievable Economic TRC Potential | F6 | Commercial | WA - Miscellaneous | New | Space Heating | Natural Gas | Hydronic Heating Radiator Replacement | A | Incremental Winter Peak Savings (MW) | Achievable Economic TRC Potential | 0 | 0 | 0 | 0 | 0 | 0 | 0 | 0 | 0 | 0 | 0 | 0 | 0 | 0 | 0 | 0 | 0 | 0 | 0 | 0 | 0 | 0 | 0 | 0 | 0 | 0 | 0
F7_Commercial_WA - Miscellaneous_New_Space Heating_Natural Gas_Hydronic Heating Radiator Replacement_A_Achievable Economic TRC Potential | F7 | Commercial | WA - Miscellaneous | New | Space Heating | Natural Gas | Hydronic Heating Radiator Replacement | A | Cumulative Energy Savings (MWh or mTherms) | Achievable Economic TRC Potential | 0 | 0 | 0 | 0 | 0 | 0 | 0 | 0 | 0 | 0 | 0 | 0 | 0 | 0 | 0 | 0 | 0 | 0 | 0 | 0 | 0 | 0 | 0 | 0 | 0 | 0 | 0
F8_Commercial_WA - Miscellaneous_New_Space Heating_Natural Gas_Hydronic Heating Radiator Replacement_A_Achievable Economic TRC Potential | F8 | Commercial | WA - Miscellaneous | New | Space Heating | Natural Gas | Hydronic Heating Radiator Replacement | A | Cumulative Summer Peak Savings (MW) | Achievable Economic TRC Potential | 0 | 0 | 0 | 0 | 0 | 0 | 0 | 0 | 0 | 0 | 0 | 0 | 0 | 0 | 0 | 0 | 0 | 0 | 0 | 0 | 0 | 0 | 0 | 0 | 0 | 0 | 0
F9_Commercial_WA - Miscellaneous_New_Space Heating_Natural Gas_Hydronic Heating Radiator Replacement_A_Achievable Economic TRC Potential | F9 | Commercial | WA - Miscellaneous | New | Space Heating | Natural Gas | Hydronic Heating Radiator Replacement | A | Cumulative Winter Peak Savings (MW) | Achievable Economic TRC Potential | 0 | 0 | 0 | 0 | 0 | 0 | 0 | 0 | 0 | 0 | 0 | 0 | 0 | 0 | 0 | 0 | 0 | 0 | 0 | 0 | 0 | 0 | 0 | 0 | 0 | 0 | 0
F10_Commercial_WA - Miscellaneous_New_Space Heating_Natural Gas_Hydronic Heating Radiator Replacement_A_Achievable Economic TRC Potential | F10 | Commercial | WA - Miscellaneous | New | Space Heating | Natural Gas | Hydronic Heating Radiator Replacement | A | Purchases (Incremental) | Achievable Economic TRC Potential | 0 | 0 | 0 | 0 | 0 | 0 | 0 | 0 | 0 | 0 | 0 | 0 | 0 | 0 | 0 | 0 | 0 | 0 | 0 | 0 | 0 | 0 | 0 | 0 | 0 | 0 | 0
F11_Commercial_WA - Miscellaneous_New_Space Heating_Natural Gas_Hydronic Heating Radiator Replacement_A_Achievable Economic TRC Potential | F11 | Commercial | WA - Miscellaneous | New | Space Heating | Natural Gas | Hydronic Heating Radiator Replacement | A | Purchases (Cumulative) | Achievable Economic TRC Potential | 0 | 0 | 0 | 0 | 0 | 0 | 0 | 0 | 0 | 0 | 0 | 0 | 0 | 0 | 0 | 0 | 0 | 0 | 0 | 0 | 0 | 0 | 0 | 0 | 0 | 0 | 0
F1_Commercial_WA - Miscellaneous_New_Space Heating_Natural Gas_Thermostat - Connected_A_Achievable Economic TRC Potential | F1 | Commercial | WA - Miscellaneous | New | Space Heating | Natural Gas | Thermostat - Connected | A | Integrated Unit Energy Savings (kWh or therms) | Achievable Economic TRC Potential | 0 | 0 | 0 | 0 | 0 | 0 | 0 | 0 | 0 | 0 | 0 | 0 | 0 | 0 | 0 | 0 | 0 | 0 | 0 | 0 | 0 | 0 | 0 | 0 | 0 | 0 | 0
F2_Commercial_WA - Miscellaneous_New_Space Heating_Natural Gas_Thermostat - Connected_A_Achievable Economic TRC Potential | F2 | Commercial | WA - Miscellaneous | New | Space Heating | Natural Gas | Thermostat - Connected | A | Integrated Unit Summer Peak Savings (kW) | Achievable Economic TRC Potential | 0 | 0 | 0 | 0 | 0 | 0 | 0 | 0 | 0 | 0 | 0 | 0 | 0 | 0 | 0 | 0 | 0 | 0 | 0 | 0 | 0 | 0 | 0 | 0 | 0 | 0 | 0
F3_Commercial_WA - Miscellaneous_New_Space Heating_Natural Gas_Thermostat - Connected_A_Achievable Economic TRC Potential | F3 | Commercial | WA - Miscellaneous | New | Space Heating | Natural Gas | Thermostat - Connected | A | Integrated Unit Winter Peak Savings (kW) | Achievable Economic TRC Potential | 0 | 0 | 0 | 0 | 0 | 0 | 0 | 0 | 0 | 0 | 0 | 0 | 0 | 0 | 0 | 0 | 0 | 0 | 0 | 0 | 0 | 0 | 0 | 0 | 0 | 0 | 0
F4_Commercial_WA - Miscellaneous_New_Space Heating_Natural Gas_Thermostat - Connected_A_Achievable Economic TRC Potential | F4 | Commercial | WA - Miscellaneous | New | Space Heating | Natural Gas | Thermostat - Connected | A | Incremental Energy Savings (MWh or mTherms) | Achievable Economic TRC Potential | 0 | 0 | 0 | 0 | 0 | 0 | 0 | 0 | 0 | 0 | 0 | 0 | 0 | 0 | 0 | 0 | 0 | 0 | 0 | 0 | 0 | 0 | 0 | 0 | 0 | 0 | 0
F5_Commercial_WA - Miscellaneous_New_Space Heating_Natural Gas_Thermostat - Connected_A_Achievable Economic TRC Potential | F5 | Commercial | WA - Miscellaneous | New | Space Heating | Natural Gas | Thermostat - Connected | A | Incremental Summer Peak Savings (MW) | Achievable Economic TRC Potential | 0 | 0 | 0 | 0 | 0 | 0 | 0 | 0 | 0 | 0 | 0 | 0 | 0 | 0 | 0 | 0 | 0 | 0 | 0 | 0 | 0 | 0 | 0 | 0 | 0 | 0 | 0
F6_Commercial_WA - Miscellaneous_New_Space Heating_Natural Gas_Thermostat - Connected_A_Achievable Economic TRC Potential | F6 | Commercial | WA - Miscellaneous | New | Space Heating | Natural Gas | Thermostat - Connected | A | Incremental Winter Peak Savings (MW) | Achievable Economic TRC Potential | 0 | 0 | 0 | 0 | 0 | 0 | 0 | 0 | 0 | 0 | 0 | 0 | 0 | 0 | 0 | 0 | 0 | 0 | 0 | 0 | 0 | 0 | 0 | 0 | 0 | 0 | 0
F7_Commercial_WA - Miscellaneous_New_Space Heating_Natural Gas_Thermostat - Connected_A_Achievable Economic TRC Potential | F7 | Commercial | WA - Miscellaneous | New | Space Heating | Natural Gas | Thermostat - Connected | A | Cumulative Energy Savings (MWh or mTherms) | Achievable Economic TRC Potential | 0 | 0 | 0 | 0 | 0 | 0 | 0 | 0 | 0 | 0 | 0 | 0 | 0 | 0 | 0 | 0 | 0 | 0 | 0 | 0 | 0 | 0 | 0 | 0 | 0 | 0 | 0
F8_Commercial_WA - Miscellaneous_New_Space Heating_Natural Gas_Thermostat - Connected_A_Achievable Economic TRC Potential | F8 | Commercial | WA - Miscellaneous | New | Space Heating | Natural Gas | Thermostat - Connected | A | Cumulative Summer Peak Savings (MW) | Achievable Economic TRC Potential | 0 | 0 | 0 | 0 | 0 | 0 | 0 | 0 | 0 | 0 | 0 | 0 | 0 | 0 | 0 | 0 | 0 | 0 | 0 | 0 | 0 | 0 | 0 | 0 | 0 | 0 | 0
F9_Commercial_WA - Miscellaneous_New_Space Heating_Natural Gas_Thermostat - Connected_A_Achievable Economic TRC Potential | F9 | Commercial | WA - Miscellaneous | New | Space Heating | Natural Gas | Thermostat - Connected | A | Cumulative Winter Peak Savings (MW) | Achievable Economic TRC Potential | 0 | 0 | 0 | 0 | 0 | 0 | 0 | 0 | 0 | 0 | 0 | 0 | 0 | 0 | 0 | 0 | 0 | 0 | 0 | 0 | 0 | 0 | 0 | 0 | 0 | 0 | 0
F10_Commercial_WA - Miscellaneous_New_Space Heating_Natural Gas_Thermostat - Connected_A_Achievable Economic TRC Potential | F10 | Commercial | WA - Miscellaneous | New | Space Heating | Natural Gas | Thermostat - Connected | A | Purchases (Incremental) | Achievable Economic TRC Potential | 0 | 0 | 0 | 0 | 0 | 0 | 0 | 0 | 0 | 0 | 0 | 0 | 0 | 0 | 0 | 0 | 0 | 0 | 0 | 0 | 0 | 0 | 0 | 0 | 0 | 0 | 0
F11_Commercial_WA - Miscellaneous_New_Space Heating_Natural Gas_Thermostat - Connected_A_Achievable Economic TRC Potential | F11 | Commercial | WA - Miscellaneous | New | Space Heating | Natural Gas | Thermostat - Connected | A | Purchases (Cumulative) | Achievable Economic TRC Potential | 0 | 0 | 0 | 0 | 0 | 0 | 0 | 0 | 0 | 0 | 0 | 0 | 0 | 0 | 0 | 0 | 0 | 0 | 0 | 0 | 0 | 0 | 0 | 0 | 0 | 0 | 0
F1_Commercial_WA - Miscellaneous_New_Water Heating_Natural Gas_Water Heater - Thermostatic Shower Restriction Valve_A_Achievable Economic TRC Potential | F1 | Commercial | WA - Miscellaneous | New | Water Heating | Natural Gas | Water Heater - Thermostatic Shower Restriction Valve | A | Integrated Unit Energy Savings (kWh or therms) | Achievable Economic TRC Potential | 0 | 0 | 0 | 0 | 0 | 0 | 0 | 0 | 0 | 0 | 0 | 0 | 0 | 0 | 0 | 0 | 0 | 0 | 0 | 0 | 0 | 0 | 0 | 0 | 0 | 0 | 0
F2_Commercial_WA - Miscellaneous_New_Water Heating_Natural Gas_Water Heater - Thermostatic Shower Restriction Valve_A_Achievable Economic TRC Potential | F2 | Commercial | WA - Miscellaneous | New | Water Heating | Natural Gas | Water Heater - Thermostatic Shower Restriction Valve | A | Integrated Unit Summer Peak Savings (kW) | Achievable Economic TRC Potential | 0 | 0 | 0 | 0 | 0 | 0 | 0 | 0 | 0 | 0 | 0 | 0 | 0 | 0 | 0 | 0 | 0 | 0 | 0 | 0 | 0 | 0 | 0 | 0 | 0 | 0 | 0
F3_Commercial_WA - Miscellaneous_New_Water Heating_Natural Gas_Water Heater - Thermostatic Shower Restriction Valve_A_Achievable Economic TRC Potential | F3 | Commercial | WA - Miscellaneous | New | Water Heating | Natural Gas | Water Heater - Thermostatic Shower Restriction Valve | A | Integrated Unit Winter Peak Savings (kW) | Achievable Economic TRC Potential | 0 | 0 | 0 | 0 | 0 | 0 | 0 | 0 | 0 | 0 | 0 | 0 | 0 | 0 | 0 | 0 | 0 | 0 | 0 | 0 | 0 | 0 | 0 | 0 | 0 | 0 | 0
F4_Commercial_WA - Miscellaneous_New_Water Heating_Natural Gas_Water Heater - Thermostatic Shower Restriction Valve_A_Achievable Economic TRC Potential | F4 | Commercial | WA - Miscellaneous | New | Water Heating | Natural Gas | Water Heater - Thermostatic Shower Restriction Valve | A | Incremental Energy Savings (MWh or mTherms) | Achievable Economic TRC Potential | 0 | 0 | 0 | 0 | 0 | 0 | 0 | 0 | 0 | 0 | 0 | 0 | 0 | 0 | 0 | 0 | 0 | 0 | 0 | 0 | 0 | 0 | 0 | 0 | 0 | 0 | 0
F5_Commercial_WA - Miscellaneous_New_Water Heating_Natural Gas_Water Heater - Thermostatic Shower Restriction Valve_A_Achievable Economic TRC Potential | F5 | Commercial | WA - Miscellaneous | New | Water Heating | Natural Gas | Water Heater - Thermostatic Shower Restriction Valve | A | Incremental Summer Peak Savings (MW) | Achievable Economic TRC Potential | 0 | 0 | 0 | 0 | 0 | 0 | 0 | 0 | 0 | 0 | 0 | 0 | 0 | 0 | 0 | 0 | 0 | 0 | 0 | 0 | 0 | 0 | 0 | 0 | 0 | 0 | 0
F6_Commercial_WA - Miscellaneous_New_Water Heating_Natural Gas_Water Heater - Thermostatic Shower Restriction Valve_A_Achievable Economic TRC Potential | F6 | Commercial | WA - Miscellaneous | New | Water Heating | Natural Gas | Water Heater - Thermostatic Shower Restriction Valve | A | Incremental Winter Peak Savings (MW) | Achievable Economic TRC Potential | 0 | 0 | 0 | 0 | 0 | 0 | 0 | 0 | 0 | 0 | 0 | 0 | 0 | 0 | 0 | 0 | 0 | 0 | 0 | 0 | 0 | 0 | 0 | 0 | 0 | 0 | 0
F7_Commercial_WA - Miscellaneous_New_Water Heating_Natural Gas_Water Heater - Thermostatic Shower Restriction Valve_A_Achievable Economic TRC Potential | F7 | Commercial | WA - Miscellaneous | New | Water Heating | Natural Gas | Water Heater - Thermostatic Shower Restriction Valve | A | Cumulative Energy Savings (MWh or mTherms) | Achievable Economic TRC Potential | 0 | 0 | 0 | 0 | 0 | 0 | 0 | 0 | 0 | 0 | 0 | 0 | 0 | 0 | 0 | 0 | 0 | 0 | 0 | 0 | 0 | 0 | 0 | 0 | 0 | 0 | 0
F8_Commercial_WA - Miscellaneous_New_Water Heating_Natural Gas_Water Heater - Thermostatic Shower Restriction Valve_A_Achievable Economic TRC Potential | F8 | Commercial | WA - Miscellaneous | New | Water Heating | Natural Gas | Water Heater - Thermostatic Shower Restriction Valve | A | Cumulative Summer Peak Savings (MW) | Achievable Economic TRC Potential | 0 | 0 | 0 | 0 | 0 | 0 | 0 | 0 | 0 | 0 | 0 | 0 | 0 | 0 | 0 | 0 | 0 | 0 | 0 | 0 | 0 | 0 | 0 | 0 | 0 | 0 | 0
F9_Commercial_WA - Miscellaneous_New_Water Heating_Natural Gas_Water Heater - Thermostatic Shower Restriction Valve_A_Achievable Economic TRC Potential | F9 | Commercial | WA - Miscellaneous | New | Water Heating | Natural Gas | Water Heater - Thermostatic Shower Restriction Valve | A | Cumulative Winter Peak Savings (MW) | Achievable Economic TRC Potential | 0 | 0 | 0 | 0 | 0 | 0 | 0 | 0 | 0 | 0 | 0 | 0 | 0 | 0 | 0 | 0 | 0 | 0 | 0 | 0 | 0 | 0 | 0 | 0 | 0 | 0 | 0
F10_Commercial_WA - Miscellaneous_New_Water Heating_Natural Gas_Water Heater - Thermostatic Shower Restriction Valve_A_Achievable Economic TRC Potential | F10 | Commercial | WA - Miscellaneous | New | Water Heating | Natural Gas | Water Heater - Thermostatic Shower Restriction Valve | A | Purchases (Incremental) | Achievable Economic TRC Potential | 0 | 0 | 0 | 0 | 0 | 0 | 0 | 0 | 0 | 0 | 0 | 0 | 0 | 0 | 0 | 0 | 0 | 0 | 0 | 0 | 0 | 0 | 0 | 0 | 0 | 0 | 0
F11_Commercial_WA - Miscellaneous_New_Water Heating_Natural Gas_Water Heater - Thermostatic Shower Restriction Valve_A_Achievable Economic TRC Potential | F11 | Commercial | WA - Miscellaneous | New | Water Heating | Natural Gas | Water Heater - Thermostatic Shower Restriction Valve | A | Purchases (Cumulative) | Achievable Economic TRC Potential | 0 | 0 | 0 | 0 | 0 | 0 | 0 | 0 | 0 | 0 | 0 | 0 | 0 | 0 | 0 | 0 | 0 | 0 | 0 | 0 | 0 | 0 | 0 | 0 | 0 | 0 | 0
F1_Commercial_WA - Miscellaneous_New_Water Heating_Natural Gas_Water Heater - Pre-Rinse Spray Valve_A_Achievable Economic TRC Potential | F1 | Commercial | WA - Miscellaneous | New | Water Heating | Natural Gas | Water Heater - Pre-Rinse Spray Valve | A | Integrated Unit Energy Savings (kWh or therms) | Achievable Economic TRC Potential | 0 | 0 | 0 | 0 | 0 | 0 | 0 | 0 | 0 | 0 | 0 | 0 | 0 | 0 | 0 | 0 | 0 | 0 | 0 | 0 | 0 | 0 | 0 | 0 | 0 | 0 | 0
F2_Commercial_WA - Miscellaneous_New_Water Heating_Natural Gas_Water Heater - Pre-Rinse Spray Valve_A_Achievable Economic TRC Potential | F2 | Commercial | WA - Miscellaneous | New | Water Heating | Natural Gas | Water Heater - Pre-Rinse Spray Valve | A | Integrated Unit Summer Peak Savings (kW) | Achievable Economic TRC Potential | 0 | 0 | 0 | 0 | 0 | 0 | 0 | 0 | 0 | 0 | 0 | 0 | 0 | 0 | 0 | 0 | 0 | 0 | 0 | 0 | 0 | 0 | 0 | 0 | 0 | 0 | 0
F3_Commercial_WA - Miscellaneous_New_Water Heating_Natural Gas_Water Heater - Pre-Rinse Spray Valve_A_Achievable Economic TRC Potential | F3 | Commercial | WA - Miscellaneous | New | Water Heating | Natural Gas | Water Heater - Pre-Rinse Spray Valve | A | Integrated Unit Winter Peak Savings (kW) | Achievable Economic TRC Potential | 0 | 0 | 0 | 0 | 0 | 0 | 0 | 0 | 0 | 0 | 0 | 0 | 0 | 0 | 0 | 0 | 0 | 0 | 0 | 0 | 0 | 0 | 0 | 0 | 0 | 0 | 0
F4_Commercial_WA - Miscellaneous_New_Water Heating_Natural Gas_Water Heater - Pre-Rinse Spray Valve_A_Achievable Economic TRC Potential | F4 | Commercial | WA - Miscellaneous | New | Water Heating | Natural Gas | Water Heater - Pre-Rinse Spray Valve | A | Incremental Energy Savings (MWh or mTherms) | Achievable Economic TRC Potential | 0 | 0 | 0 | 0 | 0 | 0 | 0 | 0 | 0 | 0 | 0 | 0 | 0 | 0 | 0 | 0 | 0 | 0 | 0 | 0 | 0 | 0 | 0 | 0 | 0 | 0 | 0
F5_Commercial_WA - Miscellaneous_New_Water Heating_Natural Gas_Water Heater - Pre-Rinse Spray Valve_A_Achievable Economic TRC Potential | F5 | Commercial | WA - Miscellaneous | New | Water Heating | Natural Gas | Water Heater - Pre-Rinse Spray Valve | A | Incremental Summer Peak Savings (MW) | Achievable Economic TRC Potential | 0 | 0 | 0 | 0 | 0 | 0 | 0 | 0 | 0 | 0 | 0 | 0 | 0 | 0 | 0 | 0 | 0 | 0 | 0 | 0 | 0 | 0 | 0 | 0 | 0 | 0 | 0
F6_Commercial_WA - Miscellaneous_New_Water Heating_Natural Gas_Water Heater - Pre-Rinse Spray Valve_A_Achievable Economic TRC Potential | F6 | Commercial | WA - Miscellaneous | New | Water Heating | Natural Gas | Water Heater - Pre-Rinse Spray Valve | A | Incremental Winter Peak Savings (MW) | Achievable Economic TRC Potential | 0 | 0 | 0 | 0 | 0 | 0 | 0 | 0 | 0 | 0 | 0 | 0 | 0 | 0 | 0 | 0 | 0 | 0 | 0 | 0 | 0 | 0 | 0 | 0 | 0 | 0 | 0
F7_Commercial_WA - Miscellaneous_New_Water Heating_Natural Gas_Water Heater - Pre-Rinse Spray Valve_A_Achievable Economic TRC Potential | F7 | Commercial | WA - Miscellaneous | New | Water Heating | Natural Gas | Water Heater - Pre-Rinse Spray Valve | A | Cumulative Energy Savings (MWh or mTherms) | Achievable Economic TRC Potential | 0 | 0 | 0 | 0 | 0 | 0 | 0 | 0 | 0 | 0 | 0 | 0 | 0 | 0 | 0 | 0 | 0 | 0 | 0 | 0 | 0 | 0 | 0 | 0 | 0 | 0 | 0
F8_Commercial_WA - Miscellaneous_New_Water Heating_Natural Gas_Water Heater - Pre-Rinse Spray Valve_A_Achievable Economic TRC Potential | F8 | Commercial | WA - Miscellaneous | New | Water Heating | Natural Gas | Water Heater - Pre-Rinse Spray Valve | A | Cumulative Summer Peak Savings (MW) | Achievable Economic TRC Potential | 0 | 0 | 0 | 0 | 0 | 0 | 0 | 0 | 0 | 0 | 0 | 0 | 0 | 0 | 0 | 0 | 0 | 0 | 0 | 0 | 0 | 0 | 0 | 0 | 0 | 0 | 0
F9_Commercial_WA - Miscellaneous_New_Water Heating_Natural Gas_Water Heater - Pre-Rinse Spray Valve_A_Achievable Economic TRC Potential | F9 | Commercial | WA - Miscellaneous | New | Water Heating | Natural Gas | Water Heater - Pre-Rinse Spray Valve | A | Cumulative Winter Peak Savings (MW) | Achievable Economic TRC Potential | 0 | 0 | 0 | 0 | 0 | 0 | 0 | 0 | 0 | 0 | 0 | 0 | 0 | 0 | 0 | 0 | 0 | 0 | 0 | 0 | 0 | 0 | 0 | 0 | 0 | 0 | 0
F10_Commercial_WA - Miscellaneous_New_Water Heating_Natural Gas_Water Heater - Pre-Rinse Spray Valve_A_Achievable Economic TRC Potential | F10 | Commercial | WA - Miscellaneous | New | Water Heating | Natural Gas | Water Heater - Pre-Rinse Spray Valve | A | Purchases (Incremental) | Achievable Economic TRC Potential | 0 | 0 | 0 | 0 | 0 | 0 | 0 | 0 | 0 | 0 | 0 | 0 | 0 | 0 | 0 | 0 | 0 | 0 | 0 | 0 | 0 | 0 | 0 | 0 | 0 | 0 | 0
F11_Commercial_WA - Miscellaneous_New_Water Heating_Natural Gas_Water Heater - Pre-Rinse Spray Valve_A_Achievable Economic TRC Potential | F11 | Commercial | WA - Miscellaneous | New | Water Heating | Natural Gas | Water Heater - Pre-Rinse Spray Valve | A | Purchases (Cumulative) | Achievable Economic TRC Potential | 0 | 0 | 0 | 0 | 0 | 0 | 0 | 0 | 0 | 0 | 0 | 0 | 0 | 0 | 0 | 0 | 0 | 0 | 0 | 0 | 0 | 0 | 0 | 0 | 0 | 0 | 0
F1_Commercial_WA - Miscellaneous_New_Water Heating_Natural Gas_Water Heater - Temperature Setback_A_Achievable Economic TRC Potential | F1 | Commercial | WA - Miscellaneous | New | Water Heating | Natural Gas | Water Heater - Temperature Setback | A | Integrated Unit Energy Savings (kWh or therms) | Achievable Economic TRC Potential | 0 | 0 | 0 | 0 | 0 | 0 | 0 | 0 | 0 | 0 | 0 | 0 | 0 | 0 | 0 | 0 | 0 | 0 | 0 | 0 | 0 | 0 | 0 | 0 | 0 | 0 | 0
F2_Commercial_WA - Miscellaneous_New_Water Heating_Natural Gas_Water Heater - Temperature Setback_A_Achievable Economic TRC Potential | F2 | Commercial | WA - Miscellaneous | New | Water Heating | Natural Gas | Water Heater - Temperature Setback | A | Integrated Unit Summer Peak Savings (kW) | Achievable Economic TRC Potential | 0 | 0 | 0 | 0 | 0 | 0 | 0 | 0 | 0 | 0 | 0 | 0 | 0 | 0 | 0 | 0 | 0 | 0 | 0 | 0 | 0 | 0 | 0 | 0 | 0 | 0 | 0
F3_Commercial_WA - Miscellaneous_New_Water Heating_Natural Gas_Water Heater - Temperature Setback_A_Achievable Economic TRC Potential | F3 | Commercial | WA - Miscellaneous | New | Water Heating | Natural Gas | Water Heater - Temperature Setback | A | Integrated Unit Winter Peak Savings (kW) | Achievable Economic TRC Potential | 0 | 0 | 0 | 0 | 0 | 0 | 0 | 0 | 0 | 0 | 0 | 0 | 0 | 0 | 0 | 0 | 0 | 0 | 0 | 0 | 0 | 0 | 0 | 0 | 0 | 0 | 0
F4_Commercial_WA - Miscellaneous_New_Water Heating_Natural Gas_Water Heater - Temperature Setback_A_Achievable Economic TRC Potential | F4 | Commercial | WA - Miscellaneous | New | Water Heating | Natural Gas | Water Heater - Temperature Setback | A | Incremental Energy Savings (MWh or mTherms) | Achievable Economic TRC Potential | 0 | 0 | 0 | 0 | 0 | 0 | 0 | 0 | 0 | 0 | 0 | 0 | 0 | 0 | 0 | 0 | 0 | 0 | 0 | 0 | 0 | 0 | 0 | 0 | 0 | 0 | 0
F5_Commercial_WA - Miscellaneous_New_Water Heating_Natural Gas_Water Heater - Temperature Setback_A_Achievable Economic TRC Potential | F5 | Commercial | WA - Miscellaneous | New | Water Heating | Natural Gas | Water Heater - Temperature Setback | A | Incremental Summer Peak Savings (MW) | Achievable Economic TRC Potential | 0 | 0 | 0 | 0 | 0 | 0 | 0 | 0 | 0 | 0 | 0 | 0 | 0 | 0 | 0 | 0 | 0 | 0 | 0 | 0 | 0 | 0 | 0 | 0 | 0 | 0 | 0
F6_Commercial_WA - Miscellaneous_New_Water Heating_Natural Gas_Water Heater - Temperature Setback_A_Achievable Economic TRC Potential | F6 | Commercial | WA - Miscellaneous | New | Water Heating | Natural Gas | Water Heater - Temperature Setback | A | Incremental Winter Peak Savings (MW) | Achievable Economic TRC Potential | 0 | 0 | 0 | 0 | 0 | 0 | 0 | 0 | 0 | 0 | 0 | 0 | 0 | 0 | 0 | 0 | 0 | 0 | 0 | 0 | 0 | 0 | 0 | 0 | 0 | 0 | 0
F7_Commercial_WA - Miscellaneous_New_Water Heating_Natural Gas_Water Heater - Temperature Setback_A_Achievable Economic TRC Potential | F7 | Commercial | WA - Miscellaneous | New | Water Heating | Natural Gas | Water Heater - Temperature Setback | A | Cumulative Energy Savings (MWh or mTherms) | Achievable Economic TRC Potential | 0 | 0 | 0 | 0 | 0 | 0 | 0 | 0 | 0 | 0 | 0 | 0 | 0 | 0 | 0 | 0 | 0 | 0 | 0 | 0 | 0 | 0 | 0 | 0 | 0 | 0 | 0
F8_Commercial_WA - Miscellaneous_New_Water Heating_Natural Gas_Water Heater - Temperature Setback_A_Achievable Economic TRC Potential | F8 | Commercial | WA - Miscellaneous | New | Water Heating | Natural Gas | Water Heater - Temperature Setback | A | Cumulative Summer Peak Savings (MW) | Achievable Economic TRC Potential | 0 | 0 | 0 | 0 | 0 | 0 | 0 | 0 | 0 | 0 | 0 | 0 | 0 | 0 | 0 | 0 | 0 | 0 | 0 | 0 | 0 | 0 | 0 | 0 | 0 | 0 | 0
F9_Commercial_WA - Miscellaneous_New_Water Heating_Natural Gas_Water Heater - Temperature Setback_A_Achievable Economic TRC Potential | F9 | Commercial | WA - Miscellaneous | New | Water Heating | Natural Gas | Water Heater - Temperature Setback | A | Cumulative Winter Peak Savings (MW) | Achievable Economic TRC Potential | 0 | 0 | 0 | 0 | 0 | 0 | 0 | 0 | 0 | 0 | 0 | 0 | 0 | 0 | 0 | 0 | 0 | 0 | 0 | 0 | 0 | 0 | 0 | 0 | 0 | 0 | 0
F10_Commercial_WA - Miscellaneous_New_Water Heating_Natural Gas_Water Heater - Temperature Setback_A_Achievable Economic TRC Potential | F10 | Commercial | WA - Miscellaneous | New | Water Heating | Natural Gas | Water Heater - Temperature Setback | A | Purchases (Incremental) | Achievable Economic TRC Potential | 0 | 0 | 0 | 0 | 0 | 0 | 0 | 0 | 0 | 0 | 0 | 0 | 0 | 0 | 0 | 0 | 0 | 0 | 0 | 0 | 0 | 0 | 0 | 0 | 0 | 0 | 0
F11_Commercial_WA - Miscellaneous_New_Water Heating_Natural Gas_Water Heater - Temperature Setback_A_Achievable Economic TRC Potential | F11 | Commercial | WA - Miscellaneous | New | Water Heating | Natural Gas | Water Heater - Temperature Setback | A | Purchases (Cumulative) | Achievable Economic TRC Potential | 0 | 0 | 0 | 0 | 0 | 0 | 0 | 0 | 0 | 0 | 0 | 0 | 0 | 0 | 0 | 0 | 0 | 0 | 0 | 0 | 0 | 0 | 0 | 0 | 0 | 0 | 0
F1_Commercial_WA - Miscellaneous_New_Water Heating_Natural Gas_Water Heater - Faucet Aerators_A_Achievable Economic TRC Potential | F1 | Commercial | WA - Miscellaneous | New | Water Heating | Natural Gas | Water Heater - Faucet Aerators | A | Integrated Unit Energy Savings (kWh or therms) | Achievable Economic TRC Potential | 0 | 0 | 0 | 0 | 0 | 0 | 0 | 0 | 0 | 0 | 0 | 0 | 0 | 0 | 0 | 0 | 0 | 0 | 0 | 0 | 0 | 0 | 0 | 0 | 0 | 0 | 0
F2_Commercial_WA - Miscellaneous_New_Water Heating_Natural Gas_Water Heater - Faucet Aerators_A_Achievable Economic TRC Potential | F2 | Commercial | WA - Miscellaneous | New | Water Heating | Natural Gas | Water Heater - Faucet Aerators | A | Integrated Unit Summer Peak Savings (kW) | Achievable Economic TRC Potential | 0 | 0 | 0 | 0 | 0 | 0 | 0 | 0 | 0 | 0 | 0 | 0 | 0 | 0 | 0 | 0 | 0 | 0 | 0 | 0 | 0 | 0 | 0 | 0 | 0 | 0 | 0
F3_Commercial_WA - Miscellaneous_New_Water Heating_Natural Gas_Water Heater - Faucet Aerators_A_Achievable Economic TRC Potential | F3 | Commercial | WA - Miscellaneous | New | Water Heating | Natural Gas | Water Heater - Faucet Aerators | A | Integrated Unit Winter Peak Savings (kW) | Achievable Economic TRC Potential | 0 | 0 | 0 | 0 | 0 | 0 | 0 | 0 | 0 | 0 | 0 | 0 | 0 | 0 | 0 | 0 | 0 | 0 | 0 | 0 | 0 | 0 | 0 | 0 | 0 | 0 | 0
F4_Commercial_WA - Miscellaneous_New_Water Heating_Natural Gas_Water Heater - Faucet Aerators_A_Achievable Economic TRC Potential | F4 | Commercial | WA - Miscellaneous | New | Water Heating | Natural Gas | Water Heater - Faucet Aerators | A | Incremental Energy Savings (MWh or mTherms) | Achievable Economic TRC Potential | 0 | 0 | 0 | 0 | 0 | 0 | 0 | 0 | 0 | 0 | 0 | 0 | 0 | 0 | 0 | 0 | 0 | 0 | 0 | 0 | 0 | 0 | 0 | 0 | 0 | 0 | 0
F5_Commercial_WA - Miscellaneous_New_Water Heating_Natural Gas_Water Heater - Faucet Aerators_A_Achievable Economic TRC Potential | F5 | Commercial | WA - Miscellaneous | New | Water Heating | Natural Gas | Water Heater - Faucet Aerators | A | Incremental Summer Peak Savings (MW) | Achievable Economic TRC Potential | 0 | 0 | 0 | 0 | 0 | 0 | 0 | 0 | 0 | 0 | 0 | 0 | 0 | 0 | 0 | 0 | 0 | 0 | 0 | 0 | 0 | 0 | 0 | 0 | 0 | 0 | 0
F6_Commercial_WA - Miscellaneous_New_Water Heating_Natural Gas_Water Heater - Faucet Aerators_A_Achievable Economic TRC Potential | F6 | Commercial | WA - Miscellaneous | New | Water Heating | Natural Gas | Water Heater - Faucet Aerators | A | Incremental Winter Peak Savings (MW) | Achievable Economic TRC Potential | 0 | 0 | 0 | 0 | 0 | 0 | 0 | 0 | 0 | 0 | 0 | 0 | 0 | 0 | 0 | 0 | 0 | 0 | 0 | 0 | 0 | 0 | 0 | 0 | 0 | 0 | 0
F7_Commercial_WA - Miscellaneous_New_Water Heating_Natural Gas_Water Heater - Faucet Aerators_A_Achievable Economic TRC Potential | F7 | Commercial | WA - Miscellaneous | New | Water Heating | Natural Gas | Water Heater - Faucet Aerators | A | Cumulative Energy Savings (MWh or mTherms) | Achievable Economic TRC Potential | 0 | 0 | 0 | 0 | 0 | 0 | 0 | 0 | 0 | 0 | 0 | 0 | 0 | 0 | 0 | 0 | 0 | 0 | 0 | 0 | 0 | 0 | 0 | 0 | 0 | 0 | 0
F8_Commercial_WA - Miscellaneous_New_Water Heating_Natural Gas_Water Heater - Faucet Aerators_A_Achievable Economic TRC Potential | F8 | Commercial | WA - Miscellaneous | New | Water Heating | Natural Gas | Water Heater - Faucet Aerators | A | Cumulative Summer Peak Savings (MW) | Achievable Economic TRC Potential | 0 | 0 | 0 | 0 | 0 | 0 | 0 | 0 | 0 | 0 | 0 | 0 | 0 | 0 | 0 | 0 | 0 | 0 | 0 | 0 | 0 | 0 | 0 | 0 | 0 | 0 | 0
F9_Commercial_WA - Miscellaneous_New_Water Heating_Natural Gas_Water Heater - Faucet Aerators_A_Achievable Economic TRC Potential | F9 | Commercial | WA - Miscellaneous | New | Water Heating | Natural Gas | Water Heater - Faucet Aerators | A | Cumulative Winter Peak Savings (MW) | Achievable Economic TRC Potential | 0 | 0 | 0 | 0 | 0 | 0 | 0 | 0 | 0 | 0 | 0 | 0 | 0 | 0 | 0 | 0 | 0 | 0 | 0 | 0 | 0 | 0 | 0 | 0 | 0 | 0 | 0
F10_Commercial_WA - Miscellaneous_New_Water Heating_Natural Gas_Water Heater - Faucet Aerators_A_Achievable Economic TRC Potential | F10 | Commercial | WA - Miscellaneous | New | Water Heating | Natural Gas | Water Heater - Faucet Aerators | A | Purchases (Incremental) | Achievable Economic TRC Potential | 0 | 0 | 0 | 0 | 0 | 0 | 0 | 0 | 0 | 0 | 0 | 0 | 0 | 0 | 0 | 0 | 0 | 0 | 0 | 0 | 0 | 0 | 0 | 0 | 0 | 0 | 0
F11_Commercial_WA - Miscellaneous_New_Water Heating_Natural Gas_Water Heater - Faucet Aerators_A_Achievable Economic TRC Potential | F11 | Commercial | WA - Miscellaneous | New | Water Heating | Natural Gas | Water Heater - Faucet Aerators | A | Purchases (Cumulative) | Achievable Economic TRC Potential | 0 | 0 | 0 | 0 | 0 | 0 | 0 | 0 | 0 | 0 | 0 | 0 | 0 | 0 | 0 | 0 | 0 | 0 | 0 | 0 | 0 | 0 | 0 | 0 | 0 | 0 | 0
F1_Commercial_WA - Miscellaneous_New_Water Heating_Natural Gas_Water Heater - Low-Flow Showerheads_A_Achievable Economic TRC Potential | F1 | Commercial | WA - Miscellaneous | New | Water Heating | Natural Gas | Water Heater - Low-Flow Showerheads | A | Integrated Unit Energy Savings (kWh or therms) | Achievable Economic TRC Potential | 0 | 0 | 0 | 0 | 0 | 0 | 0 | 0 | 0 | 0 | 0 | 0 | 0 | 0 | 0 | 0 | 0 | 0 | 0 | 0 | 0 | 0 | 0 | 0 | 0 | 0 | 0
F2_Commercial_WA - Miscellaneous_New_Water Heating_Natural Gas_Water Heater - Low-Flow Showerheads_A_Achievable Economic TRC Potential | F2 | Commercial | WA - Miscellaneous | New | Water Heating | Natural Gas | Water Heater - Low-Flow Showerheads | A | Integrated Unit Summer Peak Savings (kW) | Achievable Economic TRC Potential | 0 | 0 | 0 | 0 | 0 | 0 | 0 | 0 | 0 | 0 | 0 | 0 | 0 | 0 | 0 | 0 | 0 | 0 | 0 | 0 | 0 | 0 | 0 | 0 | 0 | 0 | 0
F3_Commercial_WA - Miscellaneous_New_Water Heating_Natural Gas_Water Heater - Low-Flow Showerheads_A_Achievable Economic TRC Potential | F3 | Commercial | WA - Miscellaneous | New | Water Heating | Natural Gas | Water Heater - Low-Flow Showerheads | A | Integrated Unit Winter Peak Savings (kW) | Achievable Economic TRC Potential | 0 | 0 | 0 | 0 | 0 | 0 | 0 | 0 | 0 | 0 | 0 | 0 | 0 | 0 | 0 | 0 | 0 | 0 | 0 | 0 | 0 | 0 | 0 | 0 | 0 | 0 | 0
F4_Commercial_WA - Miscellaneous_New_Water Heating_Natural Gas_Water Heater - Low-Flow Showerheads_A_Achievable Economic TRC Potential | F4 | Commercial | WA - Miscellaneous | New | Water Heating | Natural Gas | Water Heater - Low-Flow Showerheads | A | Incremental Energy Savings (MWh or mTherms) | Achievable Economic TRC Potential | 0 | 0 | 0 | 0 | 0 | 0 | 0 | 0 | 0 | 0 | 0 | 0 | 0 | 0 | 0 | 0 | 0 | 0 | 0 | 0 | 0 | 0 | 0 | 0 | 0 | 0 | 0
F5_Commercial_WA - Miscellaneous_New_Water Heating_Natural Gas_Water Heater - Low-Flow Showerheads_A_Achievable Economic TRC Potential | F5 | Commercial | WA - Miscellaneous | New | Water Heating | Natural Gas | Water Heater - Low-Flow Showerheads | A | Incremental Summer Peak Savings (MW) | Achievable Economic TRC Potential | 0 | 0 | 0 | 0 | 0 | 0 | 0 | 0 | 0 | 0 | 0 | 0 | 0 | 0 | 0 | 0 | 0 | 0 | 0 | 0 | 0 | 0 | 0 | 0 | 0 | 0 | 0
F6_Commercial_WA - Miscellaneous_New_Water Heating_Natural Gas_Water Heater - Low-Flow Showerheads_A_Achievable Economic TRC Potential | F6 | Commercial | WA - Miscellaneous | New | Water Heating | Natural Gas | Water Heater - Low-Flow Showerheads | A | Incremental Winter Peak Savings (MW) | Achievable Economic TRC Potential | 0 | 0 | 0 | 0 | 0 | 0 | 0 | 0 | 0 | 0 | 0 | 0 | 0 | 0 | 0 | 0 | 0 | 0 | 0 | 0 | 0 | 0 | 0 | 0 | 0 | 0 | 0
F7_Commercial_WA - Miscellaneous_New_Water Heating_Natural Gas_Water Heater - Low-Flow Showerheads_A_Achievable Economic TRC Potential | F7 | Commercial | WA - Miscellaneous | New | Water Heating | Natural Gas | Water Heater - Low-Flow Showerheads | A | Cumulative Energy Savings (MWh or mTherms) | Achievable Economic TRC Potential | 0 | 0 | 0 | 0 | 0 | 0 | 0 | 0 | 0 | 0 | 0 | 0 | 0 | 0 | 0 | 0 | 0 | 0 | 0 | 0 | 0 | 0 | 0 | 0 | 0 | 0 | 0
F8_Commercial_WA - Miscellaneous_New_Water Heating_Natural Gas_Water Heater - Low-Flow Showerheads_A_Achievable Economic TRC Potential | F8 | Commercial | WA - Miscellaneous | New | Water Heating | Natural Gas | Water Heater - Low-Flow Showerheads | A | Cumulative Summer Peak Savings (MW) | Achievable Economic TRC Potential | 0 | 0 | 0 | 0 | 0 | 0 | 0 | 0 | 0 | 0 | 0 | 0 | 0 | 0 | 0 | 0 | 0 | 0 | 0 | 0 | 0 | 0 | 0 | 0 | 0 | 0 | 0
F9_Commercial_WA - Miscellaneous_New_Water Heating_Natural Gas_Water Heater - Low-Flow Showerheads_A_Achievable Economic TRC Potential | F9 | Commercial | WA - Miscellaneous | New | Water Heating | Natural Gas | Water Heater - Low-Flow Showerheads | A | Cumulative Winter Peak Savings (MW) | Achievable Economic TRC Potential | 0 | 0 | 0 | 0 | 0 | 0 | 0 | 0 | 0 | 0 | 0 | 0 | 0 | 0 | 0 | 0 | 0 | 0 | 0 | 0 | 0 | 0 | 0 | 0 | 0 | 0 | 0
F10_Commercial_WA - Miscellaneous_New_Water Heating_Natural Gas_Water Heater - Low-Flow Showerheads_A_Achievable Economic TRC Potential | F10 | Commercial | WA - Miscellaneous | New | Water Heating | Natural Gas | Water Heater - Low-Flow Showerheads | A | Purchases (Incremental) | Achievable Economic TRC Potential | 0 | 0 | 0 | 0 | 0 | 0 | 0 | 0 | 0 | 0 | 0 | 0 | 0 | 0 | 0 | 0 | 0 | 0 | 0 | 0 | 0 | 0 | 0 | 0 | 0 | 0 | 0
F11_Commercial_WA - Miscellaneous_New_Water Heating_Natural Gas_Water Heater - Low-Flow Showerheads_A_Achievable Economic TRC Potential | F11 | Commercial | WA - Miscellaneous | New | Water Heating | Natural Gas | Water Heater - Low-Flow Showerheads | A | Purchases (Cumulative) | Achievable Economic TRC Potential | 0 | 0 | 0 | 0 | 0 | 0 | 0 | 0 | 0 | 0 | 0 | 0 | 0 | 0 | 0 | 0 | 0 | 0 | 0 | 0 | 0 | 0 | 0 | 0 | 0 | 0 | 0
F1_Commercial_WA - Miscellaneous_New_Water Heating_Natural Gas_Water Heater - Tank Blanket/Insulation_A_Achievable Economic TRC Potential | F1 | Commercial | WA - Miscellaneous | New | Water Heating | Natural Gas | Water Heater - Tank Blanket/Insulation | A | Integrated Unit Energy Savings (kWh or therms) | Achievable Economic TRC Potential | 0 | 0 | 0 | 0 | 0 | 0 | 0 | 0 | 0 | 0 | 0 | 0 | 0 | 0 | 0 | 0 | 0 | 0 | 0 | 0 | 0 | 0 | 0 | 0 | 0 | 0 | 0
F2_Commercial_WA - Miscellaneous_New_Water Heating_Natural Gas_Water Heater - Tank Blanket/Insulation_A_Achievable Economic TRC Potential | F2 | Commercial | WA - Miscellaneous | New | Water Heating | Natural Gas | Water Heater - Tank Blanket/Insulation | A | Integrated Unit Summer Peak Savings (kW) | Achievable Economic TRC Potential | 0 | 0 | 0 | 0 | 0 | 0 | 0 | 0 | 0 | 0 | 0 | 0 | 0 | 0 | 0 | 0 | 0 | 0 | 0 | 0 | 0 | 0 | 0 | 0 | 0 | 0 | 0
F3_Commercial_WA - Miscellaneous_New_Water Heating_Natural Gas_Water Heater - Tank Blanket/Insulation_A_Achievable Economic TRC Potential | F3 | Commercial | WA - Miscellaneous | New | Water Heating | Natural Gas | Water Heater - Tank Blanket/Insulation | A | Integrated Unit Winter Peak Savings (kW) | Achievable Economic TRC Potential | 0 | 0 | 0 | 0 | 0 | 0 | 0 | 0 | 0 | 0 | 0 | 0 | 0 | 0 | 0 | 0 | 0 | 0 | 0 | 0 | 0 | 0 | 0 | 0 | 0 | 0 | 0
F4_Commercial_WA - Miscellaneous_New_Water Heating_Natural Gas_Water Heater - Tank Blanket/Insulation_A_Achievable Economic TRC Potential | F4 | Commercial | WA - Miscellaneous | New | Water Heating | Natural Gas | Water Heater - Tank Blanket/Insulation | A | Incremental Energy Savings (MWh or mTherms) | Achievable Economic TRC Potential | 0 | 0 | 0 | 0 | 0 | 0 | 0 | 0 | 0 | 0 | 0 | 0 | 0 | 0 | 0 | 0 | 0 | 0 | 0 | 0 | 0 | 0 | 0 | 0 | 0 | 0 | 0
F5_Commercial_WA - Miscellaneous_New_Water Heating_Natural Gas_Water Heater - Tank Blanket/Insulation_A_Achievable Economic TRC Potential | F5 | Commercial | WA - Miscellaneous | New | Water Heating | Natural Gas | Water Heater - Tank Blanket/Insulation | A | Incremental Summer Peak Savings (MW) | Achievable Economic TRC Potential | 0 | 0 | 0 | 0 | 0 | 0 | 0 | 0 | 0 | 0 | 0 | 0 | 0 | 0 | 0 | 0 | 0 | 0 | 0 | 0 | 0 | 0 | 0 | 0 | 0 | 0 | 0
F6_Commercial_WA - Miscellaneous_New_Water Heating_Natural Gas_Water Heater - Tank Blanket/Insulation_A_Achievable Economic TRC Potential | F6 | Commercial | WA - Miscellaneous | New | Water Heating | Natural Gas | Water Heater - Tank Blanket/Insulation | A | Incremental Winter Peak Savings (MW) | Achievable Economic TRC Potential | 0 | 0 | 0 | 0 | 0 | 0 | 0 | 0 | 0 | 0 | 0 | 0 | 0 | 0 | 0 | 0 | 0 | 0 | 0 | 0 | 0 | 0 | 0 | 0 | 0 | 0 | 0
F7_Commercial_WA - Miscellaneous_New_Water Heating_Natural Gas_Water Heater - Tank Blanket/Insulation_A_Achievable Economic TRC Potential | F7 | Commercial | WA - Miscellaneous | New | Water Heating | Natural Gas | Water Heater - Tank Blanket/Insulation | A | Cumulative Energy Savings (MWh or mTherms) | Achievable Economic TRC Potential | 0 | 0 | 0 | 0 | 0 | 0 | 0 | 0 | 0 | 0 | 0 | 0 | 0 | 0 | 0 | 0 | 0 | 0 | 0 | 0 | 0 | 0 | 0 | 0 | 0 | 0 | 0
F8_Commercial_WA - Miscellaneous_New_Water Heating_Natural Gas_Water Heater - Tank Blanket/Insulation_A_Achievable Economic TRC Potential | F8 | Commercial | WA - Miscellaneous | New | Water Heating | Natural Gas | Water Heater - Tank Blanket/Insulation | A | Cumulative Summer Peak Savings (MW) | Achievable Economic TRC Potential | 0 | 0 | 0 | 0 | 0 | 0 | 0 | 0 | 0 | 0 | 0 | 0 | 0 | 0 | 0 | 0 | 0 | 0 | 0 | 0 | 0 | 0 | 0 | 0 | 0 | 0 | 0
F9_Commercial_WA - Miscellaneous_New_Water Heating_Natural Gas_Water Heater - Tank Blanket/Insulation_A_Achievable Economic TRC Potential | F9 | Commercial | WA - Miscellaneous | New | Water Heating | Natural Gas | Water Heater - Tank Blanket/Insulation | A | Cumulative Winter Peak Savings (MW) | Achievable Economic TRC Potential | 0 | 0 | 0 | 0 | 0 | 0 | 0 | 0 | 0 | 0 | 0 | 0 | 0 | 0 | 0 | 0 | 0 | 0 | 0 | 0 | 0 | 0 | 0 | 0 | 0 | 0 | 0
F10_Commercial_WA - Miscellaneous_New_Water Heating_Natural Gas_Water Heater - Tank Blanket/Insulation_A_Achievable Economic TRC Potential | F10 | Commercial | WA - Miscellaneous | New | Water Heating | Natural Gas | Water Heater - Tank Blanket/Insulation | A | Purchases (Incremental) | Achievable Economic TRC Potential | 0 | 0 | 0 | 0 | 0 | 0 | 0 | 0 | 0 | 0 | 0 | 0 | 0 | 0 | 0 | 0 | 0 | 0 | 0 | 0 | 0 | 0 | 0 | 0 | 0 | 0 | 0
F11_Commercial_WA - Miscellaneous_New_Water Heating_Natural Gas_Water Heater - Tank Blanket/Insulation_A_Achievable Economic TRC Potential | F11 | Commercial | WA - Miscellaneous | New | Water Heating | Natural Gas | Water Heater - Tank Blanket/Insulation | A | Purchases (Cumulative) | Achievable Economic TRC Potential | 0 | 0 | 0 | 0 | 0 | 0 | 0 | 0 | 0 | 0 | 0 | 0 | 0 | 0 | 0 | 0 | 0 | 0 | 0 | 0 | 0 | 0 | 0 | 0 | 0 | 0 | 0
F1_Commercial_WA - Miscellaneous_New_Water Heating_Natural Gas_Water Heater - Drainwater Heat Recovery_A_Achievable Economic TRC Potential | F1 | Commercial | WA - Miscellaneous | New | Water Heating | Natural Gas | Water Heater - Drainwater Heat Recovery | A | Integrated Unit Energy Savings (kWh or therms) | Achievable Economic TRC Potential | 0 | 0 | 0 | 0 | 0 | 0 | 0 | 0 | 0 | 0 | 0 | 0 | 0 | 0 | 0 | 0 | 0 | 0 | 0 | 0 | 0 | 0 | 0 | 0 | 0 | 0 | 0
F2_Commercial_WA - Miscellaneous_New_Water Heating_Natural Gas_Water Heater - Drainwater Heat Recovery_A_Achievable Economic TRC Potential | F2 | Commercial | WA - Miscellaneous | New | Water Heating | Natural Gas | Water Heater - Drainwater Heat Recovery | A | Integrated Unit Summer Peak Savings (kW) | Achievable Economic TRC Potential | 0 | 0 | 0 | 0 | 0 | 0 | 0 | 0 | 0 | 0 | 0 | 0 | 0 | 0 | 0 | 0 | 0 | 0 | 0 | 0 | 0 | 0 | 0 | 0 | 0 | 0 | 0
F3_Commercial_WA - Miscellaneous_New_Water Heating_Natural Gas_Water Heater - Drainwater Heat Recovery_A_Achievable Economic TRC Potential | F3 | Commercial | WA - Miscellaneous | New | Water Heating | Natural Gas | Water Heater - Drainwater Heat Recovery | A | Integrated Unit Winter Peak Savings (kW) | Achievable Economic TRC Potential | 0 | 0 | 0 | 0 | 0 | 0 | 0 | 0 | 0 | 0 | 0 | 0 | 0 | 0 | 0 | 0 | 0 | 0 | 0 | 0 | 0 | 0 | 0 | 0 | 0 | 0 | 0
F4_Commercial_WA - Miscellaneous_New_Water Heating_Natural Gas_Water Heater - Drainwater Heat Recovery_A_Achievable Economic TRC Potential | F4 | Commercial | WA - Miscellaneous | New | Water Heating | Natural Gas | Water Heater - Drainwater Heat Recovery | A | Incremental Energy Savings (MWh or mTherms) | Achievable Economic TRC Potential | 0 | 0 | 0 | 0 | 0 | 0 | 0 | 0 | 0 | 0 | 0 | 0 | 0 | 0 | 0 | 0 | 0 | 0 | 0 | 0 | 0 | 0 | 0 | 0 | 0 | 0 | 0
F5_Commercial_WA - Miscellaneous_New_Water Heating_Natural Gas_Water Heater - Drainwater Heat Recovery_A_Achievable Economic TRC Potential | F5 | Commercial | WA - Miscellaneous | New | Water Heating | Natural Gas | Water Heater - Drainwater Heat Recovery | A | Incremental Summer Peak Savings (MW) | Achievable Economic TRC Potential | 0 | 0 | 0 | 0 | 0 | 0 | 0 | 0 | 0 | 0 | 0 | 0 | 0 | 0 | 0 | 0 | 0 | 0 | 0 | 0 | 0 | 0 | 0 | 0 | 0 | 0 | 0
F6_Commercial_WA - Miscellaneous_New_Water Heating_Natural Gas_Water Heater - Drainwater Heat Recovery_A_Achievable Economic TRC Potential | F6 | Commercial | WA - Miscellaneous | New | Water Heating | Natural Gas | Water Heater - Drainwater Heat Recovery | A | Incremental Winter Peak Savings (MW) | Achievable Economic TRC Potential | 0 | 0 | 0 | 0 | 0 | 0 | 0 | 0 | 0 | 0 | 0 | 0 | 0 | 0 | 0 | 0 | 0 | 0 | 0 | 0 | 0 | 0 | 0 | 0 | 0 | 0 | 0
F7_Commercial_WA - Miscellaneous_New_Water Heating_Natural Gas_Water Heater - Drainwater Heat Recovery_A_Achievable Economic TRC Potential | F7 | Commercial | WA - Miscellaneous | New | Water Heating | Natural Gas | Water Heater - Drainwater Heat Recovery | A | Cumulative Energy Savings (MWh or mTherms) | Achievable Economic TRC Potential | 0 | 0 | 0 | 0 | 0 | 0 | 0 | 0 | 0 | 0 | 0 | 0 | 0 | 0 | 0 | 0 | 0 | 0 | 0 | 0 | 0 | 0 | 0 | 0 | 0 | 0 | 0
F8_Commercial_WA - Miscellaneous_New_Water Heating_Natural Gas_Water Heater - Drainwater Heat Recovery_A_Achievable Economic TRC Potential | F8 | Commercial | WA - Miscellaneous | New | Water Heating | Natural Gas | Water Heater - Drainwater Heat Recovery | A | Cumulative Summer Peak Savings (MW) | Achievable Economic TRC Potential | 0 | 0 | 0 | 0 | 0 | 0 | 0 | 0 | 0 | 0 | 0 | 0 | 0 | 0 | 0 | 0 | 0 | 0 | 0 | 0 | 0 | 0 | 0 | 0 | 0 | 0 | 0
F9_Commercial_WA - Miscellaneous_New_Water Heating_Natural Gas_Water Heater - Drainwater Heat Recovery_A_Achievable Economic TRC Potential | F9 | Commercial | WA - Miscellaneous | New | Water Heating | Natural Gas | Water Heater - Drainwater Heat Recovery | A | Cumulative Winter Peak Savings (MW) | Achievable Economic TRC Potential | 0 | 0 | 0 | 0 | 0 | 0 | 0 | 0 | 0 | 0 | 0 | 0 | 0 | 0 | 0 | 0 | 0 | 0 | 0 | 0 | 0 | 0 | 0 | 0 | 0 | 0 | 0
F10_Commercial_WA - Miscellaneous_New_Water Heating_Natural Gas_Water Heater - Drainwater Heat Recovery_A_Achievable Economic TRC Potential | F10 | Commercial | WA - Miscellaneous | New | Water Heating | Natural Gas | Water Heater - Drainwater Heat Recovery | A | Purchases (Incremental) | Achievable Economic TRC Potential | 0 | 0 | 0 | 0 | 0 | 0 | 0 | 0 | 0 | 0 | 0 | 0 | 0 | 0 | 0 | 0 | 0 | 0 | 0 | 0 | 0 | 0 | 0 | 0 | 0 | 0 | 0
F11_Commercial_WA - Miscellaneous_New_Water Heating_Natural Gas_Water Heater - Drainwater Heat Recovery_A_Achievable Economic TRC Potential | F11 | Commercial | WA - Miscellaneous | New | Water Heating | Natural Gas | Water Heater - Drainwater Heat Recovery | A | Purchases (Cumulative) | Achievable Economic TRC Potential | 0 | 0 | 0 | 0 | 0 | 0 | 0 | 0 | 0 | 0 | 0 | 0 | 0 | 0 | 0 | 0 | 0 | 0 | 0 | 0 | 0 | 0 | 0 | 0 | 0 | 0 | 0
F1_Commercial_WA - Miscellaneous_New_Water Heating_Natural Gas_Water Heater - Circulation Pump Controls_A_Achievable Economic TRC Potential | F1 | Commercial | WA - Miscellaneous | New | Water Heating | Natural Gas | Water Heater - Circulation Pump Controls | A | Integrated Unit Energy Savings (kWh or therms) | Achievable Economic TRC Potential | 0 | 0 | 0 | 0 | 0 | 0 | 0 | 0 | 0 | 0 | 0 | 0 | 0 | 0 | 0 | 0 | 0 | 0 | 0 | 0 | 0 | 0 | 0 | 0 | 0 | 0 | 0
F2_Commercial_WA - Miscellaneous_New_Water Heating_Natural Gas_Water Heater - Circulation Pump Controls_A_Achievable Economic TRC Potential | F2 | Commercial | WA - Miscellaneous | New | Water Heating | Natural Gas | Water Heater - Circulation Pump Controls | A | Integrated Unit Summer Peak Savings (kW) | Achievable Economic TRC Potential | 0 | 0 | 0 | 0 | 0 | 0 | 0 | 0 | 0 | 0 | 0 | 0 | 0 | 0 | 0 | 0 | 0 | 0 | 0 | 0 | 0 | 0 | 0 | 0 | 0 | 0 | 0
F3_Commercial_WA - Miscellaneous_New_Water Heating_Natural Gas_Water Heater - Circulation Pump Controls_A_Achievable Economic TRC Potential | F3 | Commercial | WA - Miscellaneous | New | Water Heating | Natural Gas | Water Heater - Circulation Pump Controls | A | Integrated Unit Winter Peak Savings (kW) | Achievable Economic TRC Potential | 0 | 0 | 0 | 0 | 0 | 0 | 0 | 0 | 0 | 0 | 0 | 0 | 0 | 0 | 0 | 0 | 0 | 0 | 0 | 0 | 0 | 0 | 0 | 0 | 0 | 0 | 0
F4_Commercial_WA - Miscellaneous_New_Water Heating_Natural Gas_Water Heater - Circulation Pump Controls_A_Achievable Economic TRC Potential | F4 | Commercial | WA - Miscellaneous | New | Water Heating | Natural Gas | Water Heater - Circulation Pump Controls | A | Incremental Energy Savings (MWh or mTherms) | Achievable Economic TRC Potential | 0 | 0 | 0 | 0 | 0 | 0 | 0 | 0 | 0 | 0 | 0 | 0 | 0 | 0 | 0 | 0 | 0 | 0 | 0 | 0 | 0 | 0 | 0 | 0 | 0 | 0 | 0
F5_Commercial_WA - Miscellaneous_New_Water Heating_Natural Gas_Water Heater - Circulation Pump Controls_A_Achievable Economic TRC Potential | F5 | Commercial | WA - Miscellaneous | New | Water Heating | Natural Gas | Water Heater - Circulation Pump Controls | A | Incremental Summer Peak Savings (MW) | Achievable Economic TRC Potential | 0 | 0 | 0 | 0 | 0 | 0 | 0 | 0 | 0 | 0 | 0 | 0 | 0 | 0 | 0 | 0 | 0 | 0 | 0 | 0 | 0 | 0 | 0 | 0 | 0 | 0 | 0
F6_Commercial_WA - Miscellaneous_New_Water Heating_Natural Gas_Water Heater - Circulation Pump Controls_A_Achievable Economic TRC Potential | F6 | Commercial | WA - Miscellaneous | New | Water Heating | Natural Gas | Water Heater - Circulation Pump Controls | A | Incremental Winter Peak Savings (MW) | Achievable Economic TRC Potential | 0 | 0 | 0 | 0 | 0 | 0 | 0 | 0 | 0 | 0 | 0 | 0 | 0 | 0 | 0 | 0 | 0 | 0 | 0 | 0 | 0 | 0 | 0 | 0 | 0 | 0 | 0
F7_Commercial_WA - Miscellaneous_New_Water Heating_Natural Gas_Water Heater - Circulation Pump Controls_A_Achievable Economic TRC Potential | F7 | Commercial | WA - Miscellaneous | New | Water Heating | Natural Gas | Water Heater - Circulation Pump Controls | A | Cumulative Energy Savings (MWh or mTherms) | Achievable Economic TRC Potential | 0 | 0 | 0 | 0 | 0 | 0 | 0 | 0 | 0 | 0 | 0 | 0 | 0 | 0 | 0 | 0 | 0 | 0 | 0 | 0 | 0 | 0 | 0 | 0 | 0 | 0 | 0
F8_Commercial_WA - Miscellaneous_New_Water Heating_Natural Gas_Water Heater - Circulation Pump Controls_A_Achievable Economic TRC Potential | F8 | Commercial | WA - Miscellaneous | New | Water Heating | Natural Gas | Water Heater - Circulation Pump Controls | A | Cumulative Summer Peak Savings (MW) | Achievable Economic TRC Potential | 0 | 0 | 0 | 0 | 0 | 0 | 0 | 0 | 0 | 0 | 0 | 0 | 0 | 0 | 0 | 0 | 0 | 0 | 0 | 0 | 0 | 0 | 0 | 0 | 0 | 0 | 0
F9_Commercial_WA - Miscellaneous_New_Water Heating_Natural Gas_Water Heater - Circulation Pump Controls_A_Achievable Economic TRC Potential | F9 | Commercial | WA - Miscellaneous | New | Water Heating | Natural Gas | Water Heater - Circulation Pump Controls | A | Cumulative Winter Peak Savings (MW) | Achievable Economic TRC Potential | 0 | 0 | 0 | 0 | 0 | 0 | 0 | 0 | 0 | 0 | 0 | 0 | 0 | 0 | 0 | 0 | 0 | 0 | 0 | 0 | 0 | 0 | 0 | 0 | 0 | 0 | 0
F10_Commercial_WA - Miscellaneous_New_Water Heating_Natural Gas_Water Heater - Circulation Pump Controls_A_Achievable Economic TRC Potential | F10 | Commercial | WA - Miscellaneous | New | Water Heating | Natural Gas | Water Heater - Circulation Pump Controls | A | Purchases (Incremental) | Achievable Economic TRC Potential | 0 | 0 | 0 | 0 | 0 | 0 | 0 | 0 | 0 | 0 | 0 | 0 | 0 | 0 | 0 | 0 | 0 | 0 | 0 | 0 | 0 | 0 | 0 | 0 | 0 | 0 | 0
F11_Commercial_WA - Miscellaneous_New_Water Heating_Natural Gas_Water Heater - Circulation Pump Controls_A_Achievable Economic TRC Potential | F11 | Commercial | WA - Miscellaneous | New | Water Heating | Natural Gas | Water Heater - Circulation Pump Controls | A | Purchases (Cumulative) | Achievable Economic TRC Potential | 0 | 0 | 0 | 0 | 0 | 0 | 0 | 0 | 0 | 0 | 0 | 0 | 0 | 0 | 0 | 0 | 0 | 0 | 0 | 0 | 0 | 0 | 0 | 0 | 0 | 0 | 0
F1_Commercial_WA - Miscellaneous_New_Water Heating_Natural Gas_Water Heater - Pipe Insulation_A_Achievable Economic TRC Potential | F1 | Commercial | WA - Miscellaneous | New | Water Heating | Natural Gas | Water Heater - Pipe Insulation | A | Integrated Unit Energy Savings (kWh or therms) | Achievable Economic TRC Potential | 0 | 0 | 0 | 0 | 0 | 0 | 0 | 0 | 0 | 0 | 0 | 0 | 0 | 0 | 0 | 0 | 0 | 0 | 0 | 0 | 0 | 0 | 0 | 0 | 0 | 0 | 0
F2_Commercial_WA - Miscellaneous_New_Water Heating_Natural Gas_Water Heater - Pipe Insulation_A_Achievable Economic TRC Potential | F2 | Commercial | WA - Miscellaneous | New | Water Heating | Natural Gas | Water Heater - Pipe Insulation | A | Integrated Unit Summer Peak Savings (kW) | Achievable Economic TRC Potential | 0 | 0 | 0 | 0 | 0 | 0 | 0 | 0 | 0 | 0 | 0 | 0 | 0 | 0 | 0 | 0 | 0 | 0 | 0 | 0 | 0 | 0 | 0 | 0 | 0 | 0 | 0
F3_Commercial_WA - Miscellaneous_New_Water Heating_Natural Gas_Water Heater - Pipe Insulation_A_Achievable Economic TRC Potential | F3 | Commercial | WA - Miscellaneous | New | Water Heating | Natural Gas | Water Heater - Pipe Insulation | A | Integrated Unit Winter Peak Savings (kW) | Achievable Economic TRC Potential | 0 | 0 | 0 | 0 | 0 | 0 | 0 | 0 | 0 | 0 | 0 | 0 | 0 | 0 | 0 | 0 | 0 | 0 | 0 | 0 | 0 | 0 | 0 | 0 | 0 | 0 | 0
F4_Commercial_WA - Miscellaneous_New_Water Heating_Natural Gas_Water Heater - Pipe Insulation_A_Achievable Economic TRC Potential | F4 | Commercial | WA - Miscellaneous | New | Water Heating | Natural Gas | Water Heater - Pipe Insulation | A | Incremental Energy Savings (MWh or mTherms) | Achievable Economic TRC Potential | 0 | 0 | 0 | 0 | 0 | 0 | 0 | 0 | 0 | 0 | 0 | 0 | 0 | 0 | 0 | 0 | 0 | 0 | 0 | 0 | 0 | 0 | 0 | 0 | 0 | 0 | 0
F5_Commercial_WA - Miscellaneous_New_Water Heating_Natural Gas_Water Heater - Pipe Insulation_A_Achievable Economic TRC Potential | F5 | Commercial | WA - Miscellaneous | New | Water Heating | Natural Gas | Water Heater - Pipe Insulation | A | Incremental Summer Peak Savings (MW) | Achievable Economic TRC Potential | 0 | 0 | 0 | 0 | 0 | 0 | 0 | 0 | 0 | 0 | 0 | 0 | 0 | 0 | 0 | 0 | 0 | 0 | 0 | 0 | 0 | 0 | 0 | 0 | 0 | 0 | 0
F6_Commercial_WA - Miscellaneous_New_Water Heating_Natural Gas_Water Heater - Pipe Insulation_A_Achievable Economic TRC Potential | F6 | Commercial | WA - Miscellaneous | New | Water Heating | Natural Gas | Water Heater - Pipe Insulation | A | Incremental Winter Peak Savings (MW) | Achievable Economic TRC Potential | 0 | 0 | 0 | 0 | 0 | 0 | 0 | 0 | 0 | 0 | 0 | 0 | 0 | 0 | 0 | 0 | 0 | 0 | 0 | 0 | 0 | 0 | 0 | 0 | 0 | 0 | 0
F7_Commercial_WA - Miscellaneous_New_Water Heating_Natural Gas_Water Heater - Pipe Insulation_A_Achievable Economic TRC Potential | F7 | Commercial | WA - Miscellaneous | New | Water Heating | Natural Gas | Water Heater - Pipe Insulation | A | Cumulative Energy Savings (MWh or mTherms) | Achievable Economic TRC Potential | 0 | 0 | 0 | 0 | 0 | 0 | 0 | 0 | 0 | 0 | 0 | 0 | 0 | 0 | 0 | 0 | 0 | 0 | 0 | 0 | 0 | 0 | 0 | 0 | 0 | 0 | 0
F8_Commercial_WA - Miscellaneous_New_Water Heating_Natural Gas_Water Heater - Pipe Insulation_A_Achievable Economic TRC Potential | F8 | Commercial | WA - Miscellaneous | New | Water Heating | Natural Gas | Water Heater - Pipe Insulation | A | Cumulative Summer Peak Savings (MW) | Achievable Economic TRC Potential | 0 | 0 | 0 | 0 | 0 | 0 | 0 | 0 | 0 | 0 | 0 | 0 | 0 | 0 | 0 | 0 | 0 | 0 | 0 | 0 | 0 | 0 | 0 | 0 | 0 | 0 | 0
F9_Commercial_WA - Miscellaneous_New_Water Heating_Natural Gas_Water Heater - Pipe Insulation_A_Achievable Economic TRC Potential | F9 | Commercial | WA - Miscellaneous | New | Water Heating | Natural Gas | Water Heater - Pipe Insulation | A | Cumulative Winter Peak Savings (MW) | Achievable Economic TRC Potential | 0 | 0 | 0 | 0 | 0 | 0 | 0 | 0 | 0 | 0 | 0 | 0 | 0 | 0 | 0 | 0 | 0 | 0 | 0 | 0 | 0 | 0 | 0 | 0 | 0 | 0 | 0
F10_Commercial_WA - Miscellaneous_New_Water Heating_Natural Gas_Water Heater - Pipe Insulation_A_Achievable Economic TRC Potential | F10 | Commercial | WA - Miscellaneous | New | Water Heating | Natural Gas | Water Heater - Pipe Insulation | A | Purchases (Incremental) | Achievable Economic TRC Potential | 0 | 0 | 0 | 0 | 0 | 0 | 0 | 0 | 0 | 0 | 0 | 0 | 0 | 0 | 0 | 0 | 0 | 0 | 0 | 0 | 0 | 0 | 0 | 0 | 0 | 0 | 0
F11_Commercial_WA - Miscellaneous_New_Water Heating_Natural Gas_Water Heater - Pipe Insulation_A_Achievable Economic TRC Potential | F11 | Commercial | WA - Miscellaneous | New | Water Heating | Natural Gas | Water Heater - Pipe Insulation | A | Purchases (Cumulative) | Achievable Economic TRC Potential | 0 | 0 | 0 | 0 | 0 | 0 | 0 | 0 | 0 | 0 | 0 | 0 | 0 | 0 | 0 | 0 | 0 | 0 | 0 | 0 | 0 | 0 | 0 | 0 | 0 | 0 | 0
F1_Commercial_WA - Miscellaneous_New_Water Heating_Natural Gas_Water Heater - Motion Control Faucet_A_Achievable Economic TRC Potential | F1 | Commercial | WA - Miscellaneous | New | Water Heating | Natural Gas | Water Heater - Motion Control Faucet | A | Integrated Unit Energy Savings (kWh or therms) | Achievable Economic TRC Potential | 0 | 0 | 0 | 0 | 0 | 0 | 0 | 0 | 0 | 0 | 0 | 0 | 0 | 0 | 0 | 0 | 0 | 0 | 0 | 0 | 0 | 0 | 0 | 0 | 0 | 0 | 0
F2_Commercial_WA - Miscellaneous_New_Water Heating_Natural Gas_Water Heater - Motion Control Faucet_A_Achievable Economic TRC Potential | F2 | Commercial | WA - Miscellaneous | New | Water Heating | Natural Gas | Water Heater - Motion Control Faucet | A | Integrated Unit Summer Peak Savings (kW) | Achievable Economic TRC Potential | 0 | 0 | 0 | 0 | 0 | 0 | 0 | 0 | 0 | 0 | 0 | 0 | 0 | 0 | 0 | 0 | 0 | 0 | 0 | 0 | 0 | 0 | 0 | 0 | 0 | 0 | 0
F3_Commercial_WA - Miscellaneous_New_Water Heating_Natural Gas_Water Heater - Motion Control Faucet_A_Achievable Economic TRC Potential | F3 | Commercial | WA - Miscellaneous | New | Water Heating | Natural Gas | Water Heater - Motion Control Faucet | A | Integrated Unit Winter Peak Savings (kW) | Achievable Economic TRC Potential | 0 | 0 | 0 | 0 | 0 | 0 | 0 | 0 | 0 | 0 | 0 | 0 | 0 | 0 | 0 | 0 | 0 | 0 | 0 | 0 | 0 | 0 | 0 | 0 | 0 | 0 | 0
F4_Commercial_WA - Miscellaneous_New_Water Heating_Natural Gas_Water Heater - Motion Control Faucet_A_Achievable Economic TRC Potential | F4 | Commercial | WA - Miscellaneous | New | Water Heating | Natural Gas | Water Heater - Motion Control Faucet | A | Incremental Energy Savings (MWh or mTherms) | Achievable Economic TRC Potential | 0 | 0 | 0 | 0 | 0 | 0 | 0 | 0 | 0 | 0 | 0 | 0 | 0 | 0 | 0 | 0 | 0 | 0 | 0 | 0 | 0 | 0 | 0 | 0 | 0 | 0 | 0
F5_Commercial_WA - Miscellaneous_New_Water Heating_Natural Gas_Water Heater - Motion Control Faucet_A_Achievable Economic TRC Potential | F5 | Commercial | WA - Miscellaneous | New | Water Heating | Natural Gas | Water Heater - Motion Control Faucet | A | Incremental Summer Peak Savings (MW) | Achievable Economic TRC Potential | 0 | 0 | 0 | 0 | 0 | 0 | 0 | 0 | 0 | 0 | 0 | 0 | 0 | 0 | 0 | 0 | 0 | 0 | 0 | 0 | 0 | 0 | 0 | 0 | 0 | 0 | 0
F6_Commercial_WA - Miscellaneous_New_Water Heating_Natural Gas_Water Heater - Motion Control Faucet_A_Achievable Economic TRC Potential | F6 | Commercial | WA - Miscellaneous | New | Water Heating | Natural Gas | Water Heater - Motion Control Faucet | A | Incremental Winter Peak Savings (MW) | Achievable Economic TRC Potential | 0 | 0 | 0 | 0 | 0 | 0 | 0 | 0 | 0 | 0 | 0 | 0 | 0 | 0 | 0 | 0 | 0 | 0 | 0 | 0 | 0 | 0 | 0 | 0 | 0 | 0 | 0
F7_Commercial_WA - Miscellaneous_New_Water Heating_Natural Gas_Water Heater - Motion Control Faucet_A_Achievable Economic TRC Potential | F7 | Commercial | WA - Miscellaneous | New | Water Heating | Natural Gas | Water Heater - Motion Control Faucet | A | Cumulative Energy Savings (MWh or mTherms) | Achievable Economic TRC Potential | 0 | 0 | 0 | 0 | 0 | 0 | 0 | 0 | 0 | 0 | 0 | 0 | 0 | 0 | 0 | 0 | 0 | 0 | 0 | 0 | 0 | 0 | 0 | 0 | 0 | 0 | 0
F8_Commercial_WA - Miscellaneous_New_Water Heating_Natural Gas_Water Heater - Motion Control Faucet_A_Achievable Economic TRC Potential | F8 | Commercial | WA - Miscellaneous | New | Water Heating | Natural Gas | Water Heater - Motion Control Faucet | A | Cumulative Summer Peak Savings (MW) | Achievable Economic TRC Potential | 0 | 0 | 0 | 0 | 0 | 0 | 0 | 0 | 0 | 0 | 0 | 0 | 0 | 0 | 0 | 0 | 0 | 0 | 0 | 0 | 0 | 0 | 0 | 0 | 0 | 0 | 0
F9_Commercial_WA - Miscellaneous_New_Water Heating_Natural Gas_Water Heater - Motion Control Faucet_A_Achievable Economic TRC Potential | F9 | Commercial | WA - Miscellaneous | New | Water Heating | Natural Gas | Water Heater - Motion Control Faucet | A | Cumulative Winter Peak Savings (MW) | Achievable Economic TRC Potential | 0 | 0 | 0 | 0 | 0 | 0 | 0 | 0 | 0 | 0 | 0 | 0 | 0 | 0 | 0 | 0 | 0 | 0 | 0 | 0 | 0 | 0 | 0 | 0 | 0 | 0 | 0
F10_Commercial_WA - Miscellaneous_New_Water Heating_Natural Gas_Water Heater - Motion Control Faucet_A_Achievable Economic TRC Potential | F10 | Commercial | WA - Miscellaneous | New | Water Heating | Natural Gas | Water Heater - Motion Control Faucet | A | Purchases (Incremental) | Achievable Economic TRC Potential | 0 | 0 | 0 | 0 | 0 | 0 | 0 | 0 | 0 | 0 | 0 | 0 | 0 | 0 | 0 | 0 | 0 | 0 | 0 | 0 | 0 | 0 | 0 | 0 | 0 | 0 | 0
F11_Commercial_WA - Miscellaneous_New_Water Heating_Natural Gas_Water Heater - Motion Control Faucet_A_Achievable Economic TRC Potential | F11 | Commercial | WA - Miscellaneous | New | Water Heating | Natural Gas | Water Heater - Motion Control Faucet | A | Purchases (Cumulative) | Achievable Economic TRC Potential | 0 | 0 | 0 | 0 | 0 | 0 | 0 | 0 | 0 | 0 | 0 | 0 | 0 | 0 | 0 | 0 | 0 | 0 | 0 | 0 | 0 | 0 | 0 | 0 | 0 | 0 | 0
F1_Commercial_WA - Miscellaneous_New_Water Heating_Natural Gas_Water Heater - Solar System_A_Achievable Economic TRC Potential | F1 | Commercial | WA - Miscellaneous | New | Water Heating | Natural Gas | Water Heater - Solar System | A | Integrated Unit Energy Savings (kWh or therms) | Achievable Economic TRC Potential | 0 | 0 | 0 | 0 | 0 | 0 | 0 | 0 | 0 | 0 | 0 | 0 | 0 | 0 | 0 | 0 | 0 | 0 | 0 | 0 | 0 | 0 | 0 | 0 | 0 | 0 | 0
F2_Commercial_WA - Miscellaneous_New_Water Heating_Natural Gas_Water Heater - Solar System_A_Achievable Economic TRC Potential | F2 | Commercial | WA - Miscellaneous | New | Water Heating | Natural Gas | Water Heater - Solar System | A | Integrated Unit Summer Peak Savings (kW) | Achievable Economic TRC Potential | 0 | 0 | 0 | 0 | 0 | 0 | 0 | 0 | 0 | 0 | 0 | 0 | 0 | 0 | 0 | 0 | 0 | 0 | 0 | 0 | 0 | 0 | 0 | 0 | 0 | 0 | 0
F3_Commercial_WA - Miscellaneous_New_Water Heating_Natural Gas_Water Heater - Solar System_A_Achievable Economic TRC Potential | F3 | Commercial | WA - Miscellaneous | New | Water Heating | Natural Gas | Water Heater - Solar System | A | Integrated Unit Winter Peak Savings (kW) | Achievable Economic TRC Potential | 0 | 0 | 0 | 0 | 0 | 0 | 0 | 0 | 0 | 0 | 0 | 0 | 0 | 0 | 0 | 0 | 0 | 0 | 0 | 0 | 0 | 0 | 0 | 0 | 0 | 0 | 0
F4_Commercial_WA - Miscellaneous_New_Water Heating_Natural Gas_Water Heater - Solar System_A_Achievable Economic TRC Potential | F4 | Commercial | WA - Miscellaneous | New | Water Heating | Natural Gas | Water Heater - Solar System | A | Incremental Energy Savings (MWh or mTherms) | Achievable Economic TRC Potential | 0 | 0 | 0 | 0 | 0 | 0 | 0 | 0 | 0 | 0 | 0 | 0 | 0 | 0 | 0 | 0 | 0 | 0 | 0 | 0 | 0 | 0 | 0 | 0 | 0 | 0 | 0
F5_Commercial_WA - Miscellaneous_New_Water Heating_Natural Gas_Water Heater - Solar System_A_Achievable Economic TRC Potential | F5 | Commercial | WA - Miscellaneous | New | Water Heating | Natural Gas | Water Heater - Solar System | A | Incremental Summer Peak Savings (MW) | Achievable Economic TRC Potential | 0 | 0 | 0 | 0 | 0 | 0 | 0 | 0 | 0 | 0 | 0 | 0 | 0 | 0 | 0 | 0 | 0 | 0 | 0 | 0 | 0 | 0 | 0 | 0 | 0 | 0 | 0
F6_Commercial_WA - Miscellaneous_New_Water Heating_Natural Gas_Water Heater - Solar System_A_Achievable Economic TRC Potential | F6 | Commercial | WA - Miscellaneous | New | Water Heating | Natural Gas | Water Heater - Solar System | A | Incremental Winter Peak Savings (MW) | Achievable Economic TRC Potential | 0 | 0 | 0 | 0 | 0 | 0 | 0 | 0 | 0 | 0 | 0 | 0 | 0 | 0 | 0 | 0 | 0 | 0 | 0 | 0 | 0 | 0 | 0 | 0 | 0 | 0 | 0
F7_Commercial_WA - Miscellaneous_New_Water Heating_Natural Gas_Water Heater - Solar System_A_Achievable Economic TRC Potential | F7 | Commercial | WA - Miscellaneous | New | Water Heating | Natural Gas | Water Heater - Solar System | A | Cumulative Energy Savings (MWh or mTherms) | Achievable Economic TRC Potential | 0 | 0 | 0 | 0 | 0 | 0 | 0 | 0 | 0 | 0 | 0 | 0 | 0 | 0 | 0 | 0 | 0 | 0 | 0 | 0 | 0 | 0 | 0 | 0 | 0 | 0 | 0
F8_Commercial_WA - Miscellaneous_New_Water Heating_Natural Gas_Water Heater - Solar System_A_Achievable Economic TRC Potential | F8 | Commercial | WA - Miscellaneous | New | Water Heating | Natural Gas | Water Heater - Solar System | A | Cumulative Summer Peak Savings (MW) | Achievable Economic TRC Potential | 0 | 0 | 0 | 0 | 0 | 0 | 0 | 0 | 0 | 0 | 0 | 0 | 0 | 0 | 0 | 0 | 0 | 0 | 0 | 0 | 0 | 0 | 0 | 0 | 0 | 0 | 0
F9_Commercial_WA - Miscellaneous_New_Water Heating_Natural Gas_Water Heater - Solar System_A_Achievable Economic TRC Potential | F9 | Commercial | WA - Miscellaneous | New | Water Heating | Natural Gas | Water Heater - Solar System | A | Cumulative Winter Peak Savings (MW) | Achievable Economic TRC Potential | 0 | 0 | 0 | 0 | 0 | 0 | 0 | 0 | 0 | 0 | 0 | 0 | 0 | 0 | 0 | 0 | 0 | 0 | 0 | 0 | 0 | 0 | 0 | 0 | 0 | 0 | 0
F10_Commercial_WA - Miscellaneous_New_Water Heating_Natural Gas_Water Heater - Solar System_A_Achievable Economic TRC Potential | F10 | Commercial | WA - Miscellaneous | New | Water Heating | Natural Gas | Water Heater - Solar System | A | Purchases (Incremental) | Achievable Economic TRC Potential | 0 | 0 | 0 | 0 | 0 | 0 | 0 | 0 | 0 | 0 | 0 | 0 | 0 | 0 | 0 | 0 | 0 | 0 | 0 | 0 | 0 | 0 | 0 | 0 | 0 | 0 | 0
F11_Commercial_WA - Miscellaneous_New_Water Heating_Natural Gas_Water Heater - Solar System_A_Achievable Economic TRC Potential | F11 | Commercial | WA - Miscellaneous | New | Water Heating | Natural Gas | Water Heater - Solar System | A | Purchases (Cumulative) | Achievable Economic TRC Potential | 0 | 0 | 0 | 0 | 0 | 0 | 0 | 0 | 0 | 0 | 0 | 0 | 0 | 0 | 0 | 0 | 0 | 0 | 0 | 0 | 0 | 0 | 0 | 0 | 0 | 0 | 0
F1_Commercial_WA - Miscellaneous_New_Water Heating_Natural Gas_Commercial Laundry - Ozone Treatment_A_Achievable Economic TRC Potential | F1 | Commercial | WA - Miscellaneous | New | Water Heating | Natural Gas | Commercial Laundry - Ozone Treatment | A | Integrated Unit Energy Savings (kWh or therms) | Achievable Economic TRC Potential | 0 | 0 | 0 | 0 | 0 | 0 | 0 | 0 | 0 | 0 | 0 | 0 | 0 | 0 | 0 | 0 | 0 | 0 | 0 | 0 | 0 | 0 | 0 | 0 | 0 | 0 | 0
F2_Commercial_WA - Miscellaneous_New_Water Heating_Natural Gas_Commercial Laundry - Ozone Treatment_A_Achievable Economic TRC Potential | F2 | Commercial | WA - Miscellaneous | New | Water Heating | Natural Gas | Commercial Laundry - Ozone Treatment | A | Integrated Unit Summer Peak Savings (kW) | Achievable Economic TRC Potential | 0 | 0 | 0 | 0 | 0 | 0 | 0 | 0 | 0 | 0 | 0 | 0 | 0 | 0 | 0 | 0 | 0 | 0 | 0 | 0 | 0 | 0 | 0 | 0 | 0 | 0 | 0
F3_Commercial_WA - Miscellaneous_New_Water Heating_Natural Gas_Commercial Laundry - Ozone Treatment_A_Achievable Economic TRC Potential | F3 | Commercial | WA - Miscellaneous | New | Water Heating | Natural Gas | Commercial Laundry - Ozone Treatment | A | Integrated Unit Winter Peak Savings (kW) | Achievable Economic TRC Potential | 0 | 0 | 0 | 0 | 0 | 0 | 0 | 0 | 0 | 0 | 0 | 0 | 0 | 0 | 0 | 0 | 0 | 0 | 0 | 0 | 0 | 0 | 0 | 0 | 0 | 0 | 0
F4_Commercial_WA - Miscellaneous_New_Water Heating_Natural Gas_Commercial Laundry - Ozone Treatment_A_Achievable Economic TRC Potential | F4 | Commercial | WA - Miscellaneous | New | Water Heating | Natural Gas | Commercial Laundry - Ozone Treatment | A | Incremental Energy Savings (MWh or mTherms) | Achievable Economic TRC Potential | 0 | 0 | 0 | 0 | 0 | 0 | 0 | 0 | 0 | 0 | 0 | 0 | 0 | 0 | 0 | 0 | 0 | 0 | 0 | 0 | 0 | 0 | 0 | 0 | 0 | 0 | 0
F5_Commercial_WA - Miscellaneous_New_Water Heating_Natural Gas_Commercial Laundry - Ozone Treatment_A_Achievable Economic TRC Potential | F5 | Commercial | WA - Miscellaneous | New | Water Heating | Natural Gas | Commercial Laundry - Ozone Treatment | A | Incremental Summer Peak Savings (MW) | Achievable Economic TRC Potential | 0 | 0 | 0 | 0 | 0 | 0 | 0 | 0 | 0 | 0 | 0 | 0 | 0 | 0 | 0 | 0 | 0 | 0 | 0 | 0 | 0 | 0 | 0 | 0 | 0 | 0 | 0
F6_Commercial_WA - Miscellaneous_New_Water Heating_Natural Gas_Commercial Laundry - Ozone Treatment_A_Achievable Economic TRC Potential | F6 | Commercial | WA - Miscellaneous | New | Water Heating | Natural Gas | Commercial Laundry - Ozone Treatment | A | Incremental Winter Peak Savings (MW) | Achievable Economic TRC Potential | 0 | 0 | 0 | 0 | 0 | 0 | 0 | 0 | 0 | 0 | 0 | 0 | 0 | 0 | 0 | 0 | 0 | 0 | 0 | 0 | 0 | 0 | 0 | 0 | 0 | 0 | 0
F7_Commercial_WA - Miscellaneous_New_Water Heating_Natural Gas_Commercial Laundry - Ozone Treatment_A_Achievable Economic TRC Potential | F7 | Commercial | WA - Miscellaneous | New | Water Heating | Natural Gas | Commercial Laundry - Ozone Treatment | A | Cumulative Energy Savings (MWh or mTherms) | Achievable Economic TRC Potential | 0 | 0 | 0 | 0 | 0 | 0 | 0 | 0 | 0 | 0 | 0 | 0 | 0 | 0 | 0 | 0 | 0 | 0 | 0 | 0 | 0 | 0 | 0 | 0 | 0 | 0 | 0
F8_Commercial_WA - Miscellaneous_New_Water Heating_Natural Gas_Commercial Laundry - Ozone Treatment_A_Achievable Economic TRC Potential | F8 | Commercial | WA - Miscellaneous | New | Water Heating | Natural Gas | Commercial Laundry - Ozone Treatment | A | Cumulative Summer Peak Savings (MW) | Achievable Economic TRC Potential | 0 | 0 | 0 | 0 | 0 | 0 | 0 | 0 | 0 | 0 | 0 | 0 | 0 | 0 | 0 | 0 | 0 | 0 | 0 | 0 | 0 | 0 | 0 | 0 | 0 | 0 | 0
F9_Commercial_WA - Miscellaneous_New_Water Heating_Natural Gas_Commercial Laundry - Ozone Treatment_A_Achievable Economic TRC Potential | F9 | Commercial | WA - Miscellaneous | New | Water Heating | Natural Gas | Commercial Laundry - Ozone Treatment | A | Cumulative Winter Peak Savings (MW) | Achievable Economic TRC Potential | 0 | 0 | 0 | 0 | 0 | 0 | 0 | 0 | 0 | 0 | 0 | 0 | 0 | 0 | 0 | 0 | 0 | 0 | 0 | 0 | 0 | 0 | 0 | 0 | 0 | 0 | 0
F10_Commercial_WA - Miscellaneous_New_Water Heating_Natural Gas_Commercial Laundry - Ozone Treatment_A_Achievable Economic TRC Potential | F10 | Commercial | WA - Miscellaneous | New | Water Heating | Natural Gas | Commercial Laundry - Ozone Treatment | A | Purchases (Incremental) | Achievable Economic TRC Potential | 0 | 0 | 0 | 0 | 0 | 0 | 0 | 0 | 0 | 0 | 0 | 0 | 0 | 0 | 0 | 0 | 0 | 0 | 0 | 0 | 0 | 0 | 0 | 0 | 0 | 0 | 0
F11_Commercial_WA - Miscellaneous_New_Water Heating_Natural Gas_Commercial Laundry - Ozone Treatment_A_Achievable Economic TRC Potential | F11 | Commercial | WA - Miscellaneous | New | Water Heating | Natural Gas | Commercial Laundry - Ozone Treatment | A | Purchases (Cumulative) | Achievable Economic TRC Potential | 0 | 0 | 0 | 0 | 0 | 0 | 0 | 0 | 0 | 0 | 0 | 0 | 0 | 0 | 0 | 0 | 0 | 0 | 0 | 0 | 0 | 0 | 0 | 0 | 0 | 0 | 0
F1_Commercial_WA - Miscellaneous_New_Water Heating_Natural Gas_Commercial Laundry - ENERGY STAR Washer_A_Achievable Economic TRC Potential | F1 | Commercial | WA - Miscellaneous | New | Water Heating | Natural Gas | Commercial Laundry - ENERGY STAR Washer | A | Integrated Unit Energy Savings (kWh or therms) | Achievable Economic TRC Potential | 0 | 0 | 0 | 0 | 0 | 0 | 0 | 0 | 0 | 0 | 0 | 0 | 0 | 0 | 0 | 0 | 0 | 0 | 0 | 0 | 0 | 0 | 0 | 0 | 0 | 0 | 0
F2_Commercial_WA - Miscellaneous_New_Water Heating_Natural Gas_Commercial Laundry - ENERGY STAR Washer_A_Achievable Economic TRC Potential | F2 | Commercial | WA - Miscellaneous | New | Water Heating | Natural Gas | Commercial Laundry - ENERGY STAR Washer | A | Integrated Unit Summer Peak Savings (kW) | Achievable Economic TRC Potential | 0 | 0 | 0 | 0 | 0 | 0 | 0 | 0 | 0 | 0 | 0 | 0 | 0 | 0 | 0 | 0 | 0 | 0 | 0 | 0 | 0 | 0 | 0 | 0 | 0 | 0 | 0
F3_Commercial_WA - Miscellaneous_New_Water Heating_Natural Gas_Commercial Laundry - ENERGY STAR Washer_A_Achievable Economic TRC Potential | F3 | Commercial | WA - Miscellaneous | New | Water Heating | Natural Gas | Commercial Laundry - ENERGY STAR Washer | A | Integrated Unit Winter Peak Savings (kW) | Achievable Economic TRC Potential | 0 | 0 | 0 | 0 | 0 | 0 | 0 | 0 | 0 | 0 | 0 | 0 | 0 | 0 | 0 | 0 | 0 | 0 | 0 | 0 | 0 | 0 | 0 | 0 | 0 | 0 | 0
F4_Commercial_WA - Miscellaneous_New_Water Heating_Natural Gas_Commercial Laundry - ENERGY STAR Washer_A_Achievable Economic TRC Potential | F4 | Commercial | WA - Miscellaneous | New | Water Heating | Natural Gas | Commercial Laundry - ENERGY STAR Washer | A | Incremental Energy Savings (MWh or mTherms) | Achievable Economic TRC Potential | 0 | 0 | 0 | 0 | 0 | 0 | 0 | 0 | 0 | 0 | 0 | 0 | 0 | 0 | 0 | 0 | 0 | 0 | 0 | 0 | 0 | 0 | 0 | 0 | 0 | 0 | 0
F5_Commercial_WA - Miscellaneous_New_Water Heating_Natural Gas_Commercial Laundry - ENERGY STAR Washer_A_Achievable Economic TRC Potential | F5 | Commercial | WA - Miscellaneous | New | Water Heating | Natural Gas | Commercial Laundry - ENERGY STAR Washer | A | Incremental Summer Peak Savings (MW) | Achievable Economic TRC Potential | 0 | 0 | 0 | 0 | 0 | 0 | 0 | 0 | 0 | 0 | 0 | 0 | 0 | 0 | 0 | 0 | 0 | 0 | 0 | 0 | 0 | 0 | 0 | 0 | 0 | 0 | 0
F6_Commercial_WA - Miscellaneous_New_Water Heating_Natural Gas_Commercial Laundry - ENERGY STAR Washer_A_Achievable Economic TRC Potential | F6 | Commercial | WA - Miscellaneous | New | Water Heating | Natural Gas | Commercial Laundry - ENERGY STAR Washer | A | Incremental Winter Peak Savings (MW) | Achievable Economic TRC Potential | 0 | 0 | 0 | 0 | 0 | 0 | 0 | 0 | 0 | 0 | 0 | 0 | 0 | 0 | 0 | 0 | 0 | 0 | 0 | 0 | 0 | 0 | 0 | 0 | 0 | 0 | 0
F7_Commercial_WA - Miscellaneous_New_Water Heating_Natural Gas_Commercial Laundry - ENERGY STAR Washer_A_Achievable Economic TRC Potential | F7 | Commercial | WA - Miscellaneous | New | Water Heating | Natural Gas | Commercial Laundry - ENERGY STAR Washer | A | Cumulative Energy Savings (MWh or mTherms) | Achievable Economic TRC Potential | 0 | 0 | 0 | 0 | 0 | 0 | 0 | 0 | 0 | 0 | 0 | 0 | 0 | 0 | 0 | 0 | 0 | 0 | 0 | 0 | 0 | 0 | 0 | 0 | 0 | 0 | 0
F8_Commercial_WA - Miscellaneous_New_Water Heating_Natural Gas_Commercial Laundry - ENERGY STAR Washer_A_Achievable Economic TRC Potential | F8 | Commercial | WA - Miscellaneous | New | Water Heating | Natural Gas | Commercial Laundry - ENERGY STAR Washer | A | Cumulative Summer Peak Savings (MW) | Achievable Economic TRC Potential | 0 | 0 | 0 | 0 | 0 | 0 | 0 | 0 | 0 | 0 | 0 | 0 | 0 | 0 | 0 | 0 | 0 | 0 | 0 | 0 | 0 | 0 | 0 | 0 | 0 | 0 | 0
F9_Commercial_WA - Miscellaneous_New_Water Heating_Natural Gas_Commercial Laundry - ENERGY STAR Washer_A_Achievable Economic TRC Potential | F9 | Commercial | WA - Miscellaneous | New | Water Heating | Natural Gas | Commercial Laundry - ENERGY STAR Washer | A | Cumulative Winter Peak Savings (MW) | Achievable Economic TRC Potential | 0 | 0 | 0 | 0 | 0 | 0 | 0 | 0 | 0 | 0 | 0 | 0 | 0 | 0 | 0 | 0 | 0 | 0 | 0 | 0 | 0 | 0 | 0 | 0 | 0 | 0 | 0
F10_Commercial_WA - Miscellaneous_New_Water Heating_Natural Gas_Commercial Laundry - ENERGY STAR Washer_A_Achievable Economic TRC Potential | F10 | Commercial | WA - Miscellaneous | New | Water Heating | Natural Gas | Commercial Laundry - ENERGY STAR Washer | A | Purchases (Incremental) | Achievable Economic TRC Potential | 0 | 0 | 0 | 0 | 0 | 0 | 0 | 0 | 0 | 0 | 0 | 0 | 0 | 0 | 0 | 0 | 0 | 0 | 0 | 0 | 0 | 0 | 0 | 0 | 0 | 0 | 0
F11_Commercial_WA - Miscellaneous_New_Water Heating_Natural Gas_Commercial Laundry - ENERGY STAR Washer_A_Achievable Economic TRC Potential | F11 | Commercial | WA - Miscellaneous | New | Water Heating | Natural Gas | Commercial Laundry - ENERGY STAR Washer | A | Purchases (Cumulative) | Achievable Economic TRC Potential | 0 | 0 | 0 | 0 | 0 | 0 | 0 | 0 | 0 | 0 | 0 | 0 | 0 | 0 | 0 | 0 | 0 | 0 | 0 | 0 | 0 | 0 | 0 | 0 | 0 | 0 | 0
F1_Commercial_WA - Miscellaneous_New_Water Heating_Natural Gas_Water Heater - Efficient Dishwasher_A_Achievable Economic TRC Potential | F1 | Commercial | WA - Miscellaneous | New | Water Heating | Natural Gas | Water Heater - Efficient Dishwasher | A | Integrated Unit Energy Savings (kWh or therms) | Achievable Economic TRC Potential | 0 | 0 | 0 | 0 | 0 | 0 | 0 | 0 | 0 | 0 | 0 | 0 | 0 | 0 | 0 | 0 | 0 | 0 | 0 | 0 | 0 | 0 | 0 | 0 | 0 | 0 | 0
F2_Commercial_WA - Miscellaneous_New_Water Heating_Natural Gas_Water Heater - Efficient Dishwasher_A_Achievable Economic TRC Potential | F2 | Commercial | WA - Miscellaneous | New | Water Heating | Natural Gas | Water Heater - Efficient Dishwasher | A | Integrated Unit Summer Peak Savings (kW) | Achievable Economic TRC Potential | 0 | 0 | 0 | 0 | 0 | 0 | 0 | 0 | 0 | 0 | 0 | 0 | 0 | 0 | 0 | 0 | 0 | 0 | 0 | 0 | 0 | 0 | 0 | 0 | 0 | 0 | 0
F3_Commercial_WA - Miscellaneous_New_Water Heating_Natural Gas_Water Heater - Efficient Dishwasher_A_Achievable Economic TRC Potential | F3 | Commercial | WA - Miscellaneous | New | Water Heating | Natural Gas | Water Heater - Efficient Dishwasher | A | Integrated Unit Winter Peak Savings (kW) | Achievable Economic TRC Potential | 0 | 0 | 0 | 0 | 0 | 0 | 0 | 0 | 0 | 0 | 0 | 0 | 0 | 0 | 0 | 0 | 0 | 0 | 0 | 0 | 0 | 0 | 0 | 0 | 0 | 0 | 0
F4_Commercial_WA - Miscellaneous_New_Water Heating_Natural Gas_Water Heater - Efficient Dishwasher_A_Achievable Economic TRC Potential | F4 | Commercial | WA - Miscellaneous | New | Water Heating | Natural Gas | Water Heater - Efficient Dishwasher | A | Incremental Energy Savings (MWh or mTherms) | Achievable Economic TRC Potential | 0 | 0 | 0 | 0 | 0 | 0 | 0 | 0 | 0 | 0 | 0 | 0 | 0 | 0 | 0 | 0 | 0 | 0 | 0 | 0 | 0 | 0 | 0 | 0 | 0 | 0 | 0
F5_Commercial_WA - Miscellaneous_New_Water Heating_Natural Gas_Water Heater - Efficient Dishwasher_A_Achievable Economic TRC Potential | F5 | Commercial | WA - Miscellaneous | New | Water Heating | Natural Gas | Water Heater - Efficient Dishwasher | A | Incremental Summer Peak Savings (MW) | Achievable Economic TRC Potential | 0 | 0 | 0 | 0 | 0 | 0 | 0 | 0 | 0 | 0 | 0 | 0 | 0 | 0 | 0 | 0 | 0 | 0 | 0 | 0 | 0 | 0 | 0 | 0 | 0 | 0 | 0
F6_Commercial_WA - Miscellaneous_New_Water Heating_Natural Gas_Water Heater - Efficient Dishwasher_A_Achievable Economic TRC Potential | F6 | Commercial | WA - Miscellaneous | New | Water Heating | Natural Gas | Water Heater - Efficient Dishwasher | A | Incremental Winter Peak Savings (MW) | Achievable Economic TRC Potential | 0 | 0 | 0 | 0 | 0 | 0 | 0 | 0 | 0 | 0 | 0 | 0 | 0 | 0 | 0 | 0 | 0 | 0 | 0 | 0 | 0 | 0 | 0 | 0 | 0 | 0 | 0
F7_Commercial_WA - Miscellaneous_New_Water Heating_Natural Gas_Water Heater - Efficient Dishwasher_A_Achievable Economic TRC Potential | F7 | Commercial | WA - Miscellaneous | New | Water Heating | Natural Gas | Water Heater - Efficient Dishwasher | A | Cumulative Energy Savings (MWh or mTherms) | Achievable Economic TRC Potential | 0 | 0 | 0 | 0 | 0 | 0 | 0 | 0 | 0 | 0 | 0 | 0 | 0 | 0 | 0 | 0 | 0 | 0 | 0 | 0 | 0 | 0 | 0 | 0 | 0 | 0 | 0
F8_Commercial_WA - Miscellaneous_New_Water Heating_Natural Gas_Water Heater - Efficient Dishwasher_A_Achievable Economic TRC Potential | F8 | Commercial | WA - Miscellaneous | New | Water Heating | Natural Gas | Water Heater - Efficient Dishwasher | A | Cumulative Summer Peak Savings (MW) | Achievable Economic TRC Potential | 0 | 0 | 0 | 0 | 0 | 0 | 0 | 0 | 0 | 0 | 0 | 0 | 0 | 0 | 0 | 0 | 0 | 0 | 0 | 0 | 0 | 0 | 0 | 0 | 0 | 0 | 0
F9_Commercial_WA - Miscellaneous_New_Water Heating_Natural Gas_Water Heater - Efficient Dishwasher_A_Achievable Economic TRC Potential | F9 | Commercial | WA - Miscellaneous | New | Water Heating | Natural Gas | Water Heater - Efficient Dishwasher | A | Cumulative Winter Peak Savings (MW) | Achievable Economic TRC Potential | 0 | 0 | 0 | 0 | 0 | 0 | 0 | 0 | 0 | 0 | 0 | 0 | 0 | 0 | 0 | 0 | 0 | 0 | 0 | 0 | 0 | 0 | 0 | 0 | 0 | 0 | 0
F10_Commercial_WA - Miscellaneous_New_Water Heating_Natural Gas_Water Heater - Efficient Dishwasher_A_Achievable Economic TRC Potential | F10 | Commercial | WA - Miscellaneous | New | Water Heating | Natural Gas | Water Heater - Efficient Dishwasher | A | Purchases (Incremental) | Achievable Economic TRC Potential | 0 | 0 | 0 | 0 | 0 | 0 | 0 | 0 | 0 | 0 | 0 | 0 | 0 | 0 | 0 | 0 | 0 | 0 | 0 | 0 | 0 | 0 | 0 | 0 | 0 | 0 | 0
F11_Commercial_WA - Miscellaneous_New_Water Heating_Natural Gas_Water Heater - Efficient Dishwasher_A_Achievable Economic TRC Potential | F11 | Commercial | WA - Miscellaneous | New | Water Heating | Natural Gas | Water Heater - Efficient Dishwasher | A | Purchases (Cumulative) | Achievable Economic TRC Potential | 0 | 0 | 0 | 0 | 0 | 0 | 0 | 0 | 0 | 0 | 0 | 0 | 0 | 0 | 0 | 0 | 0 | 0 | 0 | 0 | 0 | 0 | 0 | 0 | 0 | 0 | 0
F1_Commercial_WA - Miscellaneous_New_Water Heating_Natural Gas_Commercial Laundry - Alternative Dry-Cleaning Methods_A_Achievable Economic TRC Potential | F1 | Commercial | WA - Miscellaneous | New | Water Heating | Natural Gas | Commercial Laundry - Alternative Dry-Cleaning Methods | A | Integrated Unit Energy Savings (kWh or therms) | Achievable Economic TRC Potential | 0 | 0 | 0 | 0 | 0 | 0 | 0 | 0 | 0 | 0 | 0 | 0 | 0 | 0 | 0 | 0 | 0 | 0 | 0 | 0 | 0 | 0 | 0 | 0 | 0 | 0 | 0
F2_Commercial_WA - Miscellaneous_New_Water Heating_Natural Gas_Commercial Laundry - Alternative Dry-Cleaning Methods_A_Achievable Economic TRC Potential | F2 | Commercial | WA - Miscellaneous | New | Water Heating | Natural Gas | Commercial Laundry - Alternative Dry-Cleaning Methods | A | Integrated Unit Summer Peak Savings (kW) | Achievable Economic TRC Potential | 0 | 0 | 0 | 0 | 0 | 0 | 0 | 0 | 0 | 0 | 0 | 0 | 0 | 0 | 0 | 0 | 0 | 0 | 0 | 0 | 0 | 0 | 0 | 0 | 0 | 0 | 0
F3_Commercial_WA - Miscellaneous_New_Water Heating_Natural Gas_Commercial Laundry - Alternative Dry-Cleaning Methods_A_Achievable Economic TRC Potential | F3 | Commercial | WA - Miscellaneous | New | Water Heating | Natural Gas | Commercial Laundry - Alternative Dry-Cleaning Methods | A | Integrated Unit Winter Peak Savings (kW) | Achievable Economic TRC Potential | 0 | 0 | 0 | 0 | 0 | 0 | 0 | 0 | 0 | 0 | 0 | 0 | 0 | 0 | 0 | 0 | 0 | 0 | 0 | 0 | 0 | 0 | 0 | 0 | 0 | 0 | 0
F4_Commercial_WA - Miscellaneous_New_Water Heating_Natural Gas_Commercial Laundry - Alternative Dry-Cleaning Methods_A_Achievable Economic TRC Potential | F4 | Commercial | WA - Miscellaneous | New | Water Heating | Natural Gas | Commercial Laundry - Alternative Dry-Cleaning Methods | A | Incremental Energy Savings (MWh or mTherms) | Achievable Economic TRC Potential | 0 | 0 | 0 | 0 | 0 | 0 | 0 | 0 | 0 | 0 | 0 | 0 | 0 | 0 | 0 | 0 | 0 | 0 | 0 | 0 | 0 | 0 | 0 | 0 | 0 | 0 | 0
F5_Commercial_WA - Miscellaneous_New_Water Heating_Natural Gas_Commercial Laundry - Alternative Dry-Cleaning Methods_A_Achievable Economic TRC Potential | F5 | Commercial | WA - Miscellaneous | New | Water Heating | Natural Gas | Commercial Laundry - Alternative Dry-Cleaning Methods | A | Incremental Summer Peak Savings (MW) | Achievable Economic TRC Potential | 0 | 0 | 0 | 0 | 0 | 0 | 0 | 0 | 0 | 0 | 0 | 0 | 0 | 0 | 0 | 0 | 0 | 0 | 0 | 0 | 0 | 0 | 0 | 0 | 0 | 0 | 0
F6_Commercial_WA - Miscellaneous_New_Water Heating_Natural Gas_Commercial Laundry - Alternative Dry-Cleaning Methods_A_Achievable Economic TRC Potential | F6 | Commercial | WA - Miscellaneous | New | Water Heating | Natural Gas | Commercial Laundry - Alternative Dry-Cleaning Methods | A | Incremental Winter Peak Savings (MW) | Achievable Economic TRC Potential | 0 | 0 | 0 | 0 | 0 | 0 | 0 | 0 | 0 | 0 | 0 | 0 | 0 | 0 | 0 | 0 | 0 | 0 | 0 | 0 | 0 | 0 | 0 | 0 | 0 | 0 | 0
F7_Commercial_WA - Miscellaneous_New_Water Heating_Natural Gas_Commercial Laundry - Alternative Dry-Cleaning Methods_A_Achievable Economic TRC Potential | F7 | Commercial | WA - Miscellaneous | New | Water Heating | Natural Gas | Commercial Laundry - Alternative Dry-Cleaning Methods | A | Cumulative Energy Savings (MWh or mTherms) | Achievable Economic TRC Potential | 0 | 0 | 0 | 0 | 0 | 0 | 0 | 0 | 0 | 0 | 0 | 0 | 0 | 0 | 0 | 0 | 0 | 0 | 0 | 0 | 0 | 0 | 0 | 0 | 0 | 0 | 0
F8_Commercial_WA - Miscellaneous_New_Water Heating_Natural Gas_Commercial Laundry - Alternative Dry-Cleaning Methods_A_Achievable Economic TRC Potential | F8 | Commercial | WA - Miscellaneous | New | Water Heating | Natural Gas | Commercial Laundry - Alternative Dry-Cleaning Methods | A | Cumulative Summer Peak Savings (MW) | Achievable Economic TRC Potential | 0 | 0 | 0 | 0 | 0 | 0 | 0 | 0 | 0 | 0 | 0 | 0 | 0 | 0 | 0 | 0 | 0 | 0 | 0 | 0 | 0 | 0 | 0 | 0 | 0 | 0 | 0
F9_Commercial_WA - Miscellaneous_New_Water Heating_Natural Gas_Commercial Laundry - Alternative Dry-Cleaning Methods_A_Achievable Economic TRC Potential | F9 | Commercial | WA - Miscellaneous | New | Water Heating | Natural Gas | Commercial Laundry - Alternative Dry-Cleaning Methods | A | Cumulative Winter Peak Savings (MW) | Achievable Economic TRC Potential | 0 | 0 | 0 | 0 | 0 | 0 | 0 | 0 | 0 | 0 | 0 | 0 | 0 | 0 | 0 | 0 | 0 | 0 | 0 | 0 | 0 | 0 | 0 | 0 | 0 | 0 | 0
F10_Commercial_WA - Miscellaneous_New_Water Heating_Natural Gas_Commercial Laundry - Alternative Dry-Cleaning Methods_A_Achievable Economic TRC Potential | F10 | Commercial | WA - Miscellaneous | New | Water Heating | Natural Gas | Commercial Laundry - Alternative Dry-Cleaning Methods | A | Purchases (Incremental) | Achievable Economic TRC Potential | 0 | 0 | 0 | 0 | 0 | 0 | 0 | 0 | 0 | 0 | 0 | 0 | 0 | 0 | 0 | 0 | 0 | 0 | 0 | 0 | 0 | 0 | 0 | 0 | 0 | 0 | 0
F11_Commercial_WA - Miscellaneous_New_Water Heating_Natural Gas_Commercial Laundry - Alternative Dry-Cleaning Methods_A_Achievable Economic TRC Potential | F11 | Commercial | WA - Miscellaneous | New | Water Heating | Natural Gas | Commercial Laundry - Alternative Dry-Cleaning Methods | A | Purchases (Cumulative) | Achievable Economic TRC Potential | 0 | 0 | 0 | 0 | 0 | 0 | 0 | 0 | 0 | 0 | 0 | 0 | 0 | 0 | 0 | 0 | 0 | 0 | 0 | 0 | 0 | 0 | 0 | 0 | 0 | 0 | 0
F1_Commercial_WA - Miscellaneous_New_Space Heating_Natural Gas_Advanced Kitchen Ventilation Controls_A_Achievable Economic TRC Potential | F1 | Commercial | WA - Miscellaneous | New | Space Heating | Natural Gas | Advanced Kitchen Ventilation Controls | A | Integrated Unit Energy Savings (kWh or therms) | Achievable Economic TRC Potential | 0 | 0 | 0 | 0 | 0 | 0 | 0 | 0 | 0 | 0 | 0 | 0 | 0 | 0 | 0 | 0 | 0 | 0 | 0 | 0 | 0 | 0 | 0 | 0 | 0 | 0 | 0
F2_Commercial_WA - Miscellaneous_New_Space Heating_Natural Gas_Advanced Kitchen Ventilation Controls_A_Achievable Economic TRC Potential | F2 | Commercial | WA - Miscellaneous | New | Space Heating | Natural Gas | Advanced Kitchen Ventilation Controls | A | Integrated Unit Summer Peak Savings (kW) | Achievable Economic TRC Potential | 0 | 0 | 0 | 0 | 0 | 0 | 0 | 0 | 0 | 0 | 0 | 0 | 0 | 0 | 0 | 0 | 0 | 0 | 0 | 0 | 0 | 0 | 0 | 0 | 0 | 0 | 0
F3_Commercial_WA - Miscellaneous_New_Space Heating_Natural Gas_Advanced Kitchen Ventilation Controls_A_Achievable Economic TRC Potential | F3 | Commercial | WA - Miscellaneous | New | Space Heating | Natural Gas | Advanced Kitchen Ventilation Controls | A | Integrated Unit Winter Peak Savings (kW) | Achievable Economic TRC Potential | 0 | 0 | 0 | 0 | 0 | 0 | 0 | 0 | 0 | 0 | 0 | 0 | 0 | 0 | 0 | 0 | 0 | 0 | 0 | 0 | 0 | 0 | 0 | 0 | 0 | 0 | 0
F4_Commercial_WA - Miscellaneous_New_Space Heating_Natural Gas_Advanced Kitchen Ventilation Controls_A_Achievable Economic TRC Potential | F4 | Commercial | WA - Miscellaneous | New | Space Heating | Natural Gas | Advanced Kitchen Ventilation Controls | A | Incremental Energy Savings (MWh or mTherms) | Achievable Economic TRC Potential | 0 | 0 | 0 | 0 | 0 | 0 | 0 | 0 | 0 | 0 | 0 | 0 | 0 | 0 | 0 | 0 | 0 | 0 | 0 | 0 | 0 | 0 | 0 | 0 | 0 | 0 | 0
F5_Commercial_WA - Miscellaneous_New_Space Heating_Natural Gas_Advanced Kitchen Ventilation Controls_A_Achievable Economic TRC Potential | F5 | Commercial | WA - Miscellaneous | New | Space Heating | Natural Gas | Advanced Kitchen Ventilation Controls | A | Incremental Summer Peak Savings (MW) | Achievable Economic TRC Potential | 0 | 0 | 0 | 0 | 0 | 0 | 0 | 0 | 0 | 0 | 0 | 0 | 0 | 0 | 0 | 0 | 0 | 0 | 0 | 0 | 0 | 0 | 0 | 0 | 0 | 0 | 0
F6_Commercial_WA - Miscellaneous_New_Space Heating_Natural Gas_Advanced Kitchen Ventilation Controls_A_Achievable Economic TRC Potential | F6 | Commercial | WA - Miscellaneous | New | Space Heating | Natural Gas | Advanced Kitchen Ventilation Controls | A | Incremental Winter Peak Savings (MW) | Achievable Economic TRC Potential | 0 | 0 | 0 | 0 | 0 | 0 | 0 | 0 | 0 | 0 | 0 | 0 | 0 | 0 | 0 | 0 | 0 | 0 | 0 | 0 | 0 | 0 | 0 | 0 | 0 | 0 | 0
F7_Commercial_WA - Miscellaneous_New_Space Heating_Natural Gas_Advanced Kitchen Ventilation Controls_A_Achievable Economic TRC Potential | F7 | Commercial | WA - Miscellaneous | New | Space Heating | Natural Gas | Advanced Kitchen Ventilation Controls | A | Cumulative Energy Savings (MWh or mTherms) | Achievable Economic TRC Potential | 0 | 0 | 0 | 0 | 0 | 0 | 0 | 0 | 0 | 0 | 0 | 0 | 0 | 0 | 0 | 0 | 0 | 0 | 0 | 0 | 0 | 0 | 0 | 0 | 0 | 0 | 0
F8_Commercial_WA - Miscellaneous_New_Space Heating_Natural Gas_Advanced Kitchen Ventilation Controls_A_Achievable Economic TRC Potential | F8 | Commercial | WA - Miscellaneous | New | Space Heating | Natural Gas | Advanced Kitchen Ventilation Controls | A | Cumulative Summer Peak Savings (MW) | Achievable Economic TRC Potential | 0 | 0 | 0 | 0 | 0 | 0 | 0 | 0 | 0 | 0 | 0 | 0 | 0 | 0 | 0 | 0 | 0 | 0 | 0 | 0 | 0 | 0 | 0 | 0 | 0 | 0 | 0
F9_Commercial_WA - Miscellaneous_New_Space Heating_Natural Gas_Advanced Kitchen Ventilation Controls_A_Achievable Economic TRC Potential | F9 | Commercial | WA - Miscellaneous | New | Space Heating | Natural Gas | Advanced Kitchen Ventilation Controls | A | Cumulative Winter Peak Savings (MW) | Achievable Economic TRC Potential | 0 | 0 | 0 | 0 | 0 | 0 | 0 | 0 | 0 | 0 | 0 | 0 | 0 | 0 | 0 | 0 | 0 | 0 | 0 | 0 | 0 | 0 | 0 | 0 | 0 | 0 | 0
F10_Commercial_WA - Miscellaneous_New_Space Heating_Natural Gas_Advanced Kitchen Ventilation Controls_A_Achievable Economic TRC Potential | F10 | Commercial | WA - Miscellaneous | New | Space Heating | Natural Gas | Advanced Kitchen Ventilation Controls | A | Purchases (Incremental) | Achievable Economic TRC Potential | 0 | 0 | 0 | 0 | 0 | 0 | 0 | 0 | 0 | 0 | 0 | 0 | 0 | 0 | 0 | 0 | 0 | 0 | 0 | 0 | 0 | 0 | 0 | 0 | 0 | 0 | 0
F11_Commercial_WA - Miscellaneous_New_Space Heating_Natural Gas_Advanced Kitchen Ventilation Controls_A_Achievable Economic TRC Potential | F11 | Commercial | WA - Miscellaneous | New | Space Heating | Natural Gas | Advanced Kitchen Ventilation Controls | A | Purchases (Cumulative) | Achievable Economic TRC Potential | 0 | 0 | 0 | 0 | 0 | 0 | 0 | 0 | 0 | 0 | 0 | 0 | 0 | 0 | 0 | 0 | 0 | 0 | 0 | 0 | 0 | 0 | 0 | 0 | 0 | 0 | 0
F1_Commercial_WA - Miscellaneous_New_Space Heating_Natural Gas_Infiltration Control - Loading Dock Sealing_A_Achievable Economic TRC Potential | F1 | Commercial | WA - Miscellaneous | New | Space Heating | Natural Gas | Infiltration Control - Loading Dock Sealing | A | Integrated Unit Energy Savings (kWh or therms) | Achievable Economic TRC Potential | 0 | 0 | 0 | 0 | 0 | 0 | 0 | 0 | 0 | 0 | 0 | 0 | 0 | 0 | 0 | 0 | 0 | 0 | 0 | 0 | 0 | 0 | 0 | 0 | 0 | 0 | 0
F2_Commercial_WA - Miscellaneous_New_Space Heating_Natural Gas_Infiltration Control - Loading Dock Sealing_A_Achievable Economic TRC Potential | F2 | Commercial | WA - Miscellaneous | New | Space Heating | Natural Gas | Infiltration Control - Loading Dock Sealing | A | Integrated Unit Summer Peak Savings (kW) | Achievable Economic TRC Potential | 0 | 0 | 0 | 0 | 0 | 0 | 0 | 0 | 0 | 0 | 0 | 0 | 0 | 0 | 0 | 0 | 0 | 0 | 0 | 0 | 0 | 0 | 0 | 0 | 0 | 0 | 0
F3_Commercial_WA - Miscellaneous_New_Space Heating_Natural Gas_Infiltration Control - Loading Dock Sealing_A_Achievable Economic TRC Potential | F3 | Commercial | WA - Miscellaneous | New | Space Heating | Natural Gas | Infiltration Control - Loading Dock Sealing | A | Integrated Unit Winter Peak Savings (kW) | Achievable Economic TRC Potential | 0 | 0 | 0 | 0 | 0 | 0 | 0 | 0 | 0 | 0 | 0 | 0 | 0 | 0 | 0 | 0 | 0 | 0 | 0 | 0 | 0 | 0 | 0 | 0 | 0 | 0 | 0
F4_Commercial_WA - Miscellaneous_New_Space Heating_Natural Gas_Infiltration Control - Loading Dock Sealing_A_Achievable Economic TRC Potential | F4 | Commercial | WA - Miscellaneous | New | Space Heating | Natural Gas | Infiltration Control - Loading Dock Sealing | A | Incremental Energy Savings (MWh or mTherms) | Achievable Economic TRC Potential | 0 | 0 | 0 | 0 | 0 | 0 | 0 | 0 | 0 | 0 | 0 | 0 | 0 | 0 | 0 | 0 | 0 | 0 | 0 | 0 | 0 | 0 | 0 | 0 | 0 | 0 | 0
F5_Commercial_WA - Miscellaneous_New_Space Heating_Natural Gas_Infiltration Control - Loading Dock Sealing_A_Achievable Economic TRC Potential | F5 | Commercial | WA - Miscellaneous | New | Space Heating | Natural Gas | Infiltration Control - Loading Dock Sealing | A | Incremental Summer Peak Savings (MW) | Achievable Economic TRC Potential | 0 | 0 | 0 | 0 | 0 | 0 | 0 | 0 | 0 | 0 | 0 | 0 | 0 | 0 | 0 | 0 | 0 | 0 | 0 | 0 | 0 | 0 | 0 | 0 | 0 | 0 | 0
F6_Commercial_WA - Miscellaneous_New_Space Heating_Natural Gas_Infiltration Control - Loading Dock Sealing_A_Achievable Economic TRC Potential | F6 | Commercial | WA - Miscellaneous | New | Space Heating | Natural Gas | Infiltration Control - Loading Dock Sealing | A | Incremental Winter Peak Savings (MW) | Achievable Economic TRC Potential | 0 | 0 | 0 | 0 | 0 | 0 | 0 | 0 | 0 | 0 | 0 | 0 | 0 | 0 | 0 | 0 | 0 | 0 | 0 | 0 | 0 | 0 | 0 | 0 | 0 | 0 | 0
F7_Commercial_WA - Miscellaneous_New_Space Heating_Natural Gas_Infiltration Control - Loading Dock Sealing_A_Achievable Economic TRC Potential | F7 | Commercial | WA - Miscellaneous | New | Space Heating | Natural Gas | Infiltration Control - Loading Dock Sealing | A | Cumulative Energy Savings (MWh or mTherms) | Achievable Economic TRC Potential | 0 | 0 | 0 | 0 | 0 | 0 | 0 | 0 | 0 | 0 | 0 | 0 | 0 | 0 | 0 | 0 | 0 | 0 | 0 | 0 | 0 | 0 | 0 | 0 | 0 | 0 | 0
F8_Commercial_WA - Miscellaneous_New_Space Heating_Natural Gas_Infiltration Control - Loading Dock Sealing_A_Achievable Economic TRC Potential | F8 | Commercial | WA - Miscellaneous | New | Space Heating | Natural Gas | Infiltration Control - Loading Dock Sealing | A | Cumulative Summer Peak Savings (MW) | Achievable Economic TRC Potential | 0 | 0 | 0 | 0 | 0 | 0 | 0 | 0 | 0 | 0 | 0 | 0 | 0 | 0 | 0 | 0 | 0 | 0 | 0 | 0 | 0 | 0 | 0 | 0 | 0 | 0 | 0
F9_Commercial_WA - Miscellaneous_New_Space Heating_Natural Gas_Infiltration Control - Loading Dock Sealing_A_Achievable Economic TRC Potential | F9 | Commercial | WA - Miscellaneous | New | Space Heating | Natural Gas | Infiltration Control - Loading Dock Sealing | A | Cumulative Winter Peak Savings (MW) | Achievable Economic TRC Potential | 0 | 0 | 0 | 0 | 0 | 0 | 0 | 0 | 0 | 0 | 0 | 0 | 0 | 0 | 0 | 0 | 0 | 0 | 0 | 0 | 0 | 0 | 0 | 0 | 0 | 0 | 0
F10_Commercial_WA - Miscellaneous_New_Space Heating_Natural Gas_Infiltration Control - Loading Dock Sealing_A_Achievable Economic TRC Potential | F10 | Commercial | WA - Miscellaneous | New | Space Heating | Natural Gas | Infiltration Control - Loading Dock Sealing | A | Purchases (Incremental) | Achievable Economic TRC Potential | 0 | 0 | 0 | 0 | 0 | 0 | 0 | 0 | 0 | 0 | 0 | 0 | 0 | 0 | 0 | 0 | 0 | 0 | 0 | 0 | 0 | 0 | 0 | 0 | 0 | 0 | 0
F11_Commercial_WA - Miscellaneous_New_Space Heating_Natural Gas_Infiltration Control - Loading Dock Sealing_A_Achievable Economic TRC Potential | F11 | Commercial | WA - Miscellaneous | New | Space Heating | Natural Gas | Infiltration Control - Loading Dock Sealing | A | Purchases (Cumulative) | Achievable Economic TRC Potential | 0 | 0 | 0 | 0 | 0 | 0 | 0 | 0 | 0 | 0 | 0 | 0 | 0 | 0 | 0 | 0 | 0 | 0 | 0 | 0 | 0 | 0 | 0 | 0 | 0 | 0 | 0
F1_Commercial_WA - Miscellaneous_New_Space Heating_Natural Gas_Greenhouse Heat Curtain_A_Achievable Economic TRC Potential | F1 | Commercial | WA - Miscellaneous | New | Space Heating | Natural Gas | Greenhouse Heat Curtain | A | Integrated Unit Energy Savings (kWh or therms) | Achievable Economic TRC Potential | 0 | 0 | 0 | 0 | 0 | 0 | 0 | 0 | 0 | 0 | 0 | 0 | 0 | 0 | 0 | 0 | 0 | 0 | 0 | 0 | 0 | 0 | 0 | 0 | 0 | 0 | 0
F2_Commercial_WA - Miscellaneous_New_Space Heating_Natural Gas_Greenhouse Heat Curtain_A_Achievable Economic TRC Potential | F2 | Commercial | WA - Miscellaneous | New | Space Heating | Natural Gas | Greenhouse Heat Curtain | A | Integrated Unit Summer Peak Savings (kW) | Achievable Economic TRC Potential | 0 | 0 | 0 | 0 | 0 | 0 | 0 | 0 | 0 | 0 | 0 | 0 | 0 | 0 | 0 | 0 | 0 | 0 | 0 | 0 | 0 | 0 | 0 | 0 | 0 | 0 | 0
F3_Commercial_WA - Miscellaneous_New_Space Heating_Natural Gas_Greenhouse Heat Curtain_A_Achievable Economic TRC Potential | F3 | Commercial | WA - Miscellaneous | New | Space Heating | Natural Gas | Greenhouse Heat Curtain | A | Integrated Unit Winter Peak Savings (kW) | Achievable Economic TRC Potential | 0 | 0 | 0 | 0 | 0 | 0 | 0 | 0 | 0 | 0 | 0 | 0 | 0 | 0 | 0 | 0 | 0 | 0 | 0 | 0 | 0 | 0 | 0 | 0 | 0 | 0 | 0
F4_Commercial_WA - Miscellaneous_New_Space Heating_Natural Gas_Greenhouse Heat Curtain_A_Achievable Economic TRC Potential | F4 | Commercial | WA - Miscellaneous | New | Space Heating | Natural Gas | Greenhouse Heat Curtain | A | Incremental Energy Savings (MWh or mTherms) | Achievable Economic TRC Potential | 0 | 0 | 0 | 0 | 0 | 0 | 0 | 0 | 0 | 0 | 0 | 0 | 0 | 0 | 0 | 0 | 0 | 0 | 0 | 0 | 0 | 0 | 0 | 0 | 0 | 0 | 0
F5_Commercial_WA - Miscellaneous_New_Space Heating_Natural Gas_Greenhouse Heat Curtain_A_Achievable Economic TRC Potential | F5 | Commercial | WA - Miscellaneous | New | Space Heating | Natural Gas | Greenhouse Heat Curtain | A | Incremental Summer Peak Savings (MW) | Achievable Economic TRC Potential | 0 | 0 | 0 | 0 | 0 | 0 | 0 | 0 | 0 | 0 | 0 | 0 | 0 | 0 | 0 | 0 | 0 | 0 | 0 | 0 | 0 | 0 | 0 | 0 | 0 | 0 | 0
F6_Commercial_WA - Miscellaneous_New_Space Heating_Natural Gas_Greenhouse Heat Curtain_A_Achievable Economic TRC Potential | F6 | Commercial | WA - Miscellaneous | New | Space Heating | Natural Gas | Greenhouse Heat Curtain | A | Incremental Winter Peak Savings (MW) | Achievable Economic TRC Potential | 0 | 0 | 0 | 0 | 0 | 0 | 0 | 0 | 0 | 0 | 0 | 0 | 0 | 0 | 0 | 0 | 0 | 0 | 0 | 0 | 0 | 0 | 0 | 0 | 0 | 0 | 0
F7_Commercial_WA - Miscellaneous_New_Space Heating_Natural Gas_Greenhouse Heat Curtain_A_Achievable Economic TRC Potential | F7 | Commercial | WA - Miscellaneous | New | Space Heating | Natural Gas | Greenhouse Heat Curtain | A | Cumulative Energy Savings (MWh or mTherms) | Achievable Economic TRC Potential | 0 | 0 | 0 | 0 | 0 | 0 | 0 | 0 | 0 | 0 | 0 | 0 | 0 | 0 | 0 | 0 | 0 | 0 | 0 | 0 | 0 | 0 | 0 | 0 | 0 | 0 | 0
F8_Commercial_WA - Miscellaneous_New_Space Heating_Natural Gas_Greenhouse Heat Curtain_A_Achievable Economic TRC Potential | F8 | Commercial | WA - Miscellaneous | New | Space Heating | Natural Gas | Greenhouse Heat Curtain | A | Cumulative Summer Peak Savings (MW) | Achievable Economic TRC Potential | 0 | 0 | 0 | 0 | 0 | 0 | 0 | 0 | 0 | 0 | 0 | 0 | 0 | 0 | 0 | 0 | 0 | 0 | 0 | 0 | 0 | 0 | 0 | 0 | 0 | 0 | 0
F9_Commercial_WA - Miscellaneous_New_Space Heating_Natural Gas_Greenhouse Heat Curtain_A_Achievable Economic TRC Potential | F9 | Commercial | WA - Miscellaneous | New | Space Heating | Natural Gas | Greenhouse Heat Curtain | A | Cumulative Winter Peak Savings (MW) | Achievable Economic TRC Potential | 0 | 0 | 0 | 0 | 0 | 0 | 0 | 0 | 0 | 0 | 0 | 0 | 0 | 0 | 0 | 0 | 0 | 0 | 0 | 0 | 0 | 0 | 0 | 0 | 0 | 0 | 0
F10_Commercial_WA - Miscellaneous_New_Space Heating_Natural Gas_Greenhouse Heat Curtain_A_Achievable Economic TRC Potential | F10 | Commercial | WA - Miscellaneous | New | Space Heating | Natural Gas | Greenhouse Heat Curtain | A | Purchases (Incremental) | Achievable Economic TRC Potential | 0 | 0 | 0 | 0 | 0 | 0 | 0 | 0 | 0 | 0 | 0 | 0 | 0 | 0 | 0 | 0 | 0 | 0 | 0 | 0 | 0 | 0 | 0 | 0 | 0 | 0 | 0
F11_Commercial_WA - Miscellaneous_New_Space Heating_Natural Gas_Greenhouse Heat Curtain_A_Achievable Economic TRC Potential | F11 | Commercial | WA - Miscellaneous | New | Space Heating | Natural Gas | Greenhouse Heat Curtain | A | Purchases (Cumulative) | Achievable Economic TRC Potential | 0 | 0 | 0 | 0 | 0 | 0 | 0 | 0 | 0 | 0 | 0 | 0 | 0 | 0 | 0 | 0 | 0 | 0 | 0 | 0 | 0 | 0 | 0 | 0 | 0 | 0 | 0
F1_Commercial_WA - Miscellaneous_New_Space Heating_Natural Gas_Ventilation - Parking Garages, Demand Controlled_A_Achievable Economic TRC Potential | F1 | Commercial | WA - Miscellaneous | New | Space Heating | Natural Gas | Ventilation - Parking Garages, Demand Controlled | A | Integrated Unit Energy Savings (kWh or therms) | Achievable Economic TRC Potential | 0 | 0 | 0 | 0 | 0 | 0 | 0 | 0 | 0 | 0 | 0 | 0 | 0 | 0 | 0 | 0 | 0 | 0 | 0 | 0 | 0 | 0 | 0 | 0 | 0 | 0 | 0
F2_Commercial_WA - Miscellaneous_New_Space Heating_Natural Gas_Ventilation - Parking Garages, Demand Controlled_A_Achievable Economic TRC Potential | F2 | Commercial | WA - Miscellaneous | New | Space Heating | Natural Gas | Ventilation - Parking Garages, Demand Controlled | A | Integrated Unit Summer Peak Savings (kW) | Achievable Economic TRC Potential | 0 | 0 | 0 | 0 | 0 | 0 | 0 | 0 | 0 | 0 | 0 | 0 | 0 | 0 | 0 | 0 | 0 | 0 | 0 | 0 | 0 | 0 | 0 | 0 | 0 | 0 | 0
F3_Commercial_WA - Miscellaneous_New_Space Heating_Natural Gas_Ventilation - Parking Garages, Demand Controlled_A_Achievable Economic TRC Potential | F3 | Commercial | WA - Miscellaneous | New | Space Heating | Natural Gas | Ventilation - Parking Garages, Demand Controlled | A | Integrated Unit Winter Peak Savings (kW) | Achievable Economic TRC Potential | 0 | 0 | 0 | 0 | 0 | 0 | 0 | 0 | 0 | 0 | 0 | 0 | 0 | 0 | 0 | 0 | 0 | 0 | 0 | 0 | 0 | 0 | 0 | 0 | 0 | 0 | 0
F4_Commercial_WA - Miscellaneous_New_Space Heating_Natural Gas_Ventilation - Parking Garages, Demand Controlled_A_Achievable Economic TRC Potential | F4 | Commercial | WA - Miscellaneous | New | Space Heating | Natural Gas | Ventilation - Parking Garages, Demand Controlled | A | Incremental Energy Savings (MWh or mTherms) | Achievable Economic TRC Potential | 0 | 0 | 0 | 0 | 0 | 0 | 0 | 0 | 0 | 0 | 0 | 0 | 0 | 0 | 0 | 0 | 0 | 0 | 0 | 0 | 0 | 0 | 0 | 0 | 0 | 0 | 0
F5_Commercial_WA - Miscellaneous_New_Space Heating_Natural Gas_Ventilation - Parking Garages, Demand Controlled_A_Achievable Economic TRC Potential | F5 | Commercial | WA - Miscellaneous | New | Space Heating | Natural Gas | Ventilation - Parking Garages, Demand Controlled | A | Incremental Summer Peak Savings (MW) | Achievable Economic TRC Potential | 0 | 0 | 0 | 0 | 0 | 0 | 0 | 0 | 0 | 0 | 0 | 0 | 0 | 0 | 0 | 0 | 0 | 0 | 0 | 0 | 0 | 0 | 0 | 0 | 0 | 0 | 0
F6_Commercial_WA - Miscellaneous_New_Space Heating_Natural Gas_Ventilation - Parking Garages, Demand Controlled_A_Achievable Economic TRC Potential | F6 | Commercial | WA - Miscellaneous | New | Space Heating | Natural Gas | Ventilation - Parking Garages, Demand Controlled | A | Incremental Winter Peak Savings (MW) | Achievable Economic TRC Potential | 0 | 0 | 0 | 0 | 0 | 0 | 0 | 0 | 0 | 0 | 0 | 0 | 0 | 0 | 0 | 0 | 0 | 0 | 0 | 0 | 0 | 0 | 0 | 0 | 0 | 0 | 0
F7_Commercial_WA - Miscellaneous_New_Space Heating_Natural Gas_Ventilation - Parking Garages, Demand Controlled_A_Achievable Economic TRC Potential | F7 | Commercial | WA - Miscellaneous | New | Space Heating | Natural Gas | Ventilation - Parking Garages, Demand Controlled | A | Cumulative Energy Savings (MWh or mTherms) | Achievable Economic TRC Potential | 0 | 0 | 0 | 0 | 0 | 0 | 0 | 0 | 0 | 0 | 0 | 0 | 0 | 0 | 0 | 0 | 0 | 0 | 0 | 0 | 0 | 0 | 0 | 0 | 0 | 0 | 0
F8_Commercial_WA - Miscellaneous_New_Space Heating_Natural Gas_Ventilation - Parking Garages, Demand Controlled_A_Achievable Economic TRC Potential | F8 | Commercial | WA - Miscellaneous | New | Space Heating | Natural Gas | Ventilation - Parking Garages, Demand Controlled | A | Cumulative Summer Peak Savings (MW) | Achievable Economic TRC Potential | 0 | 0 | 0 | 0 | 0 | 0 | 0 | 0 | 0 | 0 | 0 | 0 | 0 | 0 | 0 | 0 | 0 | 0 | 0 | 0 | 0 | 0 | 0 | 0 | 0 | 0 | 0
F9_Commercial_WA - Miscellaneous_New_Space Heating_Natural Gas_Ventilation - Parking Garages, Demand Controlled_A_Achievable Economic TRC Potential | F9 | Commercial | WA - Miscellaneous | New | Space Heating | Natural Gas | Ventilation - Parking Garages, Demand Controlled | A | Cumulative Winter Peak Savings (MW) | Achievable Economic TRC Potential | 0 | 0 | 0 | 0 | 0 | 0 | 0 | 0 | 0 | 0 | 0 | 0 | 0 | 0 | 0 | 0 | 0 | 0 | 0 | 0 | 0 | 0 | 0 | 0 | 0 | 0 | 0
F10_Commercial_WA - Miscellaneous_New_Space Heating_Natural Gas_Ventilation - Parking Garages, Demand Controlled_A_Achievable Economic TRC Potential | F10 | Commercial | WA - Miscellaneous | New | Space Heating | Natural Gas | Ventilation - Parking Garages, Demand Controlled | A | Purchases (Incremental) | Achievable Economic TRC Potential | 0 | 0 | 0 | 0 | 0 | 0 | 0 | 0 | 0 | 0 | 0 | 0 | 0 | 0 | 0 | 0 | 0 | 0 | 0 | 0 | 0 | 0 | 0 | 0 | 0 | 0 | 0
F11_Commercial_WA - Miscellaneous_New_Space Heating_Natural Gas_Ventilation - Parking Garages, Demand Controlled_A_Achievable Economic TRC Potential | F11 | Commercial | WA - Miscellaneous | New | Space Heating | Natural Gas | Ventilation - Parking Garages, Demand Controlled | A | Purchases (Cumulative) | Achievable Economic TRC Potential | 0 | 0 | 0 | 0 | 0 | 0 | 0 | 0 | 0 | 0 | 0 | 0 | 0 | 0 | 0 | 0 | 0 | 0 | 0 | 0 | 0 | 0 | 0 | 0 | 0 | 0 | 0
F1_Commercial_WA - Miscellaneous_New_Miscellaneous_Natural Gas_Pool Heater - Night Covers_A_Achievable Economic TRC Potential | F1 | Commercial | WA - Miscellaneous | New | Miscellaneous | Natural Gas | Pool Heater - Night Covers | A | Integrated Unit Energy Savings (kWh or therms) | Achievable Economic TRC Potential | 0 | 0 | 0 | 0 | 0 | 0 | 0 | 0 | 0 | 0 | 0 | 0 | 0 | 0 | 0 | 0 | 0 | 0 | 0 | 0 | 0 | 0 | 0 | 0 | 0 | 0 | 0
F2_Commercial_WA - Miscellaneous_New_Miscellaneous_Natural Gas_Pool Heater - Night Covers_A_Achievable Economic TRC Potential | F2 | Commercial | WA - Miscellaneous | New | Miscellaneous | Natural Gas | Pool Heater - Night Covers | A | Integrated Unit Summer Peak Savings (kW) | Achievable Economic TRC Potential | 0 | 0 | 0 | 0 | 0 | 0 | 0 | 0 | 0 | 0 | 0 | 0 | 0 | 0 | 0 | 0 | 0 | 0 | 0 | 0 | 0 | 0 | 0 | 0 | 0 | 0 | 0
F3_Commercial_WA - Miscellaneous_New_Miscellaneous_Natural Gas_Pool Heater - Night Covers_A_Achievable Economic TRC Potential | F3 | Commercial | WA - Miscellaneous | New | Miscellaneous | Natural Gas | Pool Heater - Night Covers | A | Integrated Unit Winter Peak Savings (kW) | Achievable Economic TRC Potential | 0 | 0 | 0 | 0 | 0 | 0 | 0 | 0 | 0 | 0 | 0 | 0 | 0 | 0 | 0 | 0 | 0 | 0 | 0 | 0 | 0 | 0 | 0 | 0 | 0 | 0 | 0
F4_Commercial_WA - Miscellaneous_New_Miscellaneous_Natural Gas_Pool Heater - Night Covers_A_Achievable Economic TRC Potential | F4 | Commercial | WA - Miscellaneous | New | Miscellaneous | Natural Gas | Pool Heater - Night Covers | A | Incremental Energy Savings (MWh or mTherms) | Achievable Economic TRC Potential | 0 | 0 | 0 | 0 | 0 | 0 | 0 | 0 | 0 | 0 | 0 | 0 | 0 | 0 | 0 | 0 | 0 | 0 | 0 | 0 | 0 | 0 | 0 | 0 | 0 | 0 | 0
F5_Commercial_WA - Miscellaneous_New_Miscellaneous_Natural Gas_Pool Heater - Night Covers_A_Achievable Economic TRC Potential | F5 | Commercial | WA - Miscellaneous | New | Miscellaneous | Natural Gas | Pool Heater - Night Covers | A | Incremental Summer Peak Savings (MW) | Achievable Economic TRC Potential | 0 | 0 | 0 | 0 | 0 | 0 | 0 | 0 | 0 | 0 | 0 | 0 | 0 | 0 | 0 | 0 | 0 | 0 | 0 | 0 | 0 | 0 | 0 | 0 | 0 | 0 | 0
F6_Commercial_WA - Miscellaneous_New_Miscellaneous_Natural Gas_Pool Heater - Night Covers_A_Achievable Economic TRC Potential | F6 | Commercial | WA - Miscellaneous | New | Miscellaneous | Natural Gas | Pool Heater - Night Covers | A | Incremental Winter Peak Savings (MW) | Achievable Economic TRC Potential | 0 | 0 | 0 | 0 | 0 | 0 | 0 | 0 | 0 | 0 | 0 | 0 | 0 | 0 | 0 | 0 | 0 | 0 | 0 | 0 | 0 | 0 | 0 | 0 | 0 | 0 | 0
F7_Commercial_WA - Miscellaneous_New_Miscellaneous_Natural Gas_Pool Heater - Night Covers_A_Achievable Economic TRC Potential | F7 | Commercial | WA - Miscellaneous | New | Miscellaneous | Natural Gas | Pool Heater - Night Covers | A | Cumulative Energy Savings (MWh or mTherms) | Achievable Economic TRC Potential | 0 | 0 | 0 | 0 | 0 | 0 | 0 | 0 | 0 | 0 | 0 | 0 | 0 | 0 | 0 | 0 | 0 | 0 | 0 | 0 | 0 | 0 | 0 | 0 | 0 | 0 | 0
F8_Commercial_WA - Miscellaneous_New_Miscellaneous_Natural Gas_Pool Heater - Night Covers_A_Achievable Economic TRC Potential | F8 | Commercial | WA - Miscellaneous | New | Miscellaneous | Natural Gas | Pool Heater - Night Covers | A | Cumulative Summer Peak Savings (MW) | Achievable Economic TRC Potential | 0 | 0 | 0 | 0 | 0 | 0 | 0 | 0 | 0 | 0 | 0 | 0 | 0 | 0 | 0 | 0 | 0 | 0 | 0 | 0 | 0 | 0 | 0 | 0 | 0 | 0 | 0
F9_Commercial_WA - Miscellaneous_New_Miscellaneous_Natural Gas_Pool Heater - Night Covers_A_Achievable Economic TRC Potential | F9 | Commercial | WA - Miscellaneous | New | Miscellaneous | Natural Gas | Pool Heater - Night Covers | A | Cumulative Winter Peak Savings (MW) | Achievable Economic TRC Potential | 0 | 0 | 0 | 0 | 0 | 0 | 0 | 0 | 0 | 0 | 0 | 0 | 0 | 0 | 0 | 0 | 0 | 0 | 0 | 0 | 0 | 0 | 0 | 0 | 0 | 0 | 0
F10_Commercial_WA - Miscellaneous_New_Miscellaneous_Natural Gas_Pool Heater - Night Covers_A_Achievable Economic TRC Potential | F10 | Commercial | WA - Miscellaneous | New | Miscellaneous | Natural Gas | Pool Heater - Night Covers | A | Purchases (Incremental) | Achievable Economic TRC Potential | 0 | 0 | 0 | 0 | 0 | 0 | 0 | 0 | 0 | 0 | 0 | 0 | 0 | 0 | 0 | 0 | 0 | 0 | 0 | 0 | 0 | 0 | 0 | 0 | 0 | 0 | 0
F11_Commercial_WA - Miscellaneous_New_Miscellaneous_Natural Gas_Pool Heater - Night Covers_A_Achievable Economic TRC Potential | F11 | Commercial | WA - Miscellaneous | New | Miscellaneous | Natural Gas | Pool Heater - Night Covers | A | Purchases (Cumulative) | Achievable Economic TRC Potential | 0 | 0 | 0 | 0 | 0 | 0 | 0 | 0 | 0 | 0 | 0 | 0 | 0 | 0 | 0 | 0 | 0 | 0 | 0 | 0 | 0 | 0 | 0 | 0 | 0 | 0 | 0
F1_Commercial_WA - Miscellaneous_New_Space Heating_Natural Gas_Advanced New Construction Designs_A_Achievable Economic TRC Potential | F1 | Commercial | WA - Miscellaneous | New | Space Heating | Natural Gas | Advanced New Construction Designs | A | Integrated Unit Energy Savings (kWh or therms) | Achievable Economic TRC Potential | 0 | 0 | 0 | 0 | 0 | 0 | 0 | 0 | 0 | 0 | 0 | 0 | 0 | 0 | 0 | 0 | 0 | 0 | 0 | 0 | 0 | 0 | 0 | 0 | 0 | 0 | 0
F2_Commercial_WA - Miscellaneous_New_Space Heating_Natural Gas_Advanced New Construction Designs_A_Achievable Economic TRC Potential | F2 | Commercial | WA - Miscellaneous | New | Space Heating | Natural Gas | Advanced New Construction Designs | A | Integrated Unit Summer Peak Savings (kW) | Achievable Economic TRC Potential | 0 | 0 | 0 | 0 | 0 | 0 | 0 | 0 | 0 | 0 | 0 | 0 | 0 | 0 | 0 | 0 | 0 | 0 | 0 | 0 | 0 | 0 | 0 | 0 | 0 | 0 | 0
F3_Commercial_WA - Miscellaneous_New_Space Heating_Natural Gas_Advanced New Construction Designs_A_Achievable Economic TRC Potential | F3 | Commercial | WA - Miscellaneous | New | Space Heating | Natural Gas | Advanced New Construction Designs | A | Integrated Unit Winter Peak Savings (kW) | Achievable Economic TRC Potential | 0 | 0 | 0 | 0 | 0 | 0 | 0 | 0 | 0 | 0 | 0 | 0 | 0 | 0 | 0 | 0 | 0 | 0 | 0 | 0 | 0 | 0 | 0 | 0 | 0 | 0 | 0
F4_Commercial_WA - Miscellaneous_New_Space Heating_Natural Gas_Advanced New Construction Designs_A_Achievable Economic TRC Potential | F4 | Commercial | WA - Miscellaneous | New | Space Heating | Natural Gas | Advanced New Construction Designs | A | Incremental Energy Savings (MWh or mTherms) | Achievable Economic TRC Potential | 0 | 0 | 0 | 0 | 0 | 0 | 0 | 0 | 0 | 0 | 0 | 0 | 0 | 0 | 0 | 0 | 0 | 0 | 0 | 0 | 0 | 0 | 0 | 0 | 0 | 0 | 0
F5_Commercial_WA - Miscellaneous_New_Space Heating_Natural Gas_Advanced New Construction Designs_A_Achievable Economic TRC Potential | F5 | Commercial | WA - Miscellaneous | New | Space Heating | Natural Gas | Advanced New Construction Designs | A | Incremental Summer Peak Savings (MW) | Achievable Economic TRC Potential | 0 | 0 | 0 | 0 | 0 | 0 | 0 | 0 | 0 | 0 | 0 | 0 | 0 | 0 | 0 | 0 | 0 | 0 | 0 | 0 | 0 | 0 | 0 | 0 | 0 | 0 | 0
F6_Commercial_WA - Miscellaneous_New_Space Heating_Natural Gas_Advanced New Construction Designs_A_Achievable Economic TRC Potential | F6 | Commercial | WA - Miscellaneous | New | Space Heating | Natural Gas | Advanced New Construction Designs | A | Incremental Winter Peak Savings (MW) | Achievable Economic TRC Potential | 0 | 0 | 0 | 0 | 0 | 0 | 0 | 0 | 0 | 0 | 0 | 0 | 0 | 0 | 0 | 0 | 0 | 0 | 0 | 0 | 0 | 0 | 0 | 0 | 0 | 0 | 0
F7_Commercial_WA - Miscellaneous_New_Space Heating_Natural Gas_Advanced New Construction Designs_A_Achievable Economic TRC Potential | F7 | Commercial | WA - Miscellaneous | New | Space Heating | Natural Gas | Advanced New Construction Designs | A | Cumulative Energy Savings (MWh or mTherms) | Achievable Economic TRC Potential | 0 | 0 | 0 | 0 | 0 | 0 | 0 | 0 | 0 | 0 | 0 | 0 | 0 | 0 | 0 | 0 | 0 | 0 | 0 | 0 | 0 | 0 | 0 | 0 | 0 | 0 | 0
F8_Commercial_WA - Miscellaneous_New_Space Heating_Natural Gas_Advanced New Construction Designs_A_Achievable Economic TRC Potential | F8 | Commercial | WA - Miscellaneous | New | Space Heating | Natural Gas | Advanced New Construction Designs | A | Cumulative Summer Peak Savings (MW) | Achievable Economic TRC Potential | 0 | 0 | 0 | 0 | 0 | 0 | 0 | 0 | 0 | 0 | 0 | 0 | 0 | 0 | 0 | 0 | 0 | 0 | 0 | 0 | 0 | 0 | 0 | 0 | 0 | 0 | 0
F9_Commercial_WA - Miscellaneous_New_Space Heating_Natural Gas_Advanced New Construction Designs_A_Achievable Economic TRC Potential | F9 | Commercial | WA - Miscellaneous | New | Space Heating | Natural Gas | Advanced New Construction Designs | A | Cumulative Winter Peak Savings (MW) | Achievable Economic TRC Potential | 0 | 0 | 0 | 0 | 0 | 0 | 0 | 0 | 0 | 0 | 0 | 0 | 0 | 0 | 0 | 0 | 0 | 0 | 0 | 0 | 0 | 0 | 0 | 0 | 0 | 0 | 0
F10_Commercial_WA - Miscellaneous_New_Space Heating_Natural Gas_Advanced New Construction Designs_A_Achievable Economic TRC Potential | F10 | Commercial | WA - Miscellaneous | New | Space Heating | Natural Gas | Advanced New Construction Designs | A | Purchases (Incremental) | Achievable Economic TRC Potential | 0 | 0 | 0 | 0 | 0 | 0 | 0 | 0 | 0 | 0 | 0 | 0 | 0 | 0 | 0 | 0 | 0 | 0 | 0 | 0 | 0 | 0 | 0 | 0 | 0 | 0 | 0
F11_Commercial_WA - Miscellaneous_New_Space Heating_Natural Gas_Advanced New Construction Designs_A_Achievable Economic TRC Potential | F11 | Commercial | WA - Miscellaneous | New | Space Heating | Natural Gas | Advanced New Construction Designs | A | Purchases (Cumulative) | Achievable Economic TRC Potential | 0 | 0 | 0 | 0 | 0 | 0 | 0 | 0 | 0 | 0 | 0 | 0 | 0 | 0 | 0 | 0 | 0 | 0 | 0 | 0 | 0 | 0 | 0 | 0 | 0 | 0 | 0
F1_Commercial_WA - Miscellaneous_New_Water Heating_Natural Gas_Advanced New Construction Designs_A_Achievable Economic TRC Potential | F1 | Commercial | WA - Miscellaneous | New | Water Heating | Natural Gas | Advanced New Construction Designs | A | Integrated Unit Energy Savings (kWh or therms) | Achievable Economic TRC Potential | 0 | 0 | 0 | 0 | 0 | 0 | 0 | 0 | 0 | 0 | 0 | 0 | 0 | 0 | 0 | 0 | 0 | 0 | 0 | 0 | 0 | 0 | 0 | 0 | 0 | 0 | 0
F2_Commercial_WA - Miscellaneous_New_Water Heating_Natural Gas_Advanced New Construction Designs_A_Achievable Economic TRC Potential | F2 | Commercial | WA - Miscellaneous | New | Water Heating | Natural Gas | Advanced New Construction Designs | A | Integrated Unit Summer Peak Savings (kW) | Achievable Economic TRC Potential | 0 | 0 | 0 | 0 | 0 | 0 | 0 | 0 | 0 | 0 | 0 | 0 | 0 | 0 | 0 | 0 | 0 | 0 | 0 | 0 | 0 | 0 | 0 | 0 | 0 | 0 | 0
F3_Commercial_WA - Miscellaneous_New_Water Heating_Natural Gas_Advanced New Construction Designs_A_Achievable Economic TRC Potential | F3 | Commercial | WA - Miscellaneous | New | Water Heating | Natural Gas | Advanced New Construction Designs | A | Integrated Unit Winter Peak Savings (kW) | Achievable Economic TRC Potential | 0 | 0 | 0 | 0 | 0 | 0 | 0 | 0 | 0 | 0 | 0 | 0 | 0 | 0 | 0 | 0 | 0 | 0 | 0 | 0 | 0 | 0 | 0 | 0 | 0 | 0 | 0
F4_Commercial_WA - Miscellaneous_New_Water Heating_Natural Gas_Advanced New Construction Designs_A_Achievable Economic TRC Potential | F4 | Commercial | WA - Miscellaneous | New | Water Heating | Natural Gas | Advanced New Construction Designs | A | Incremental Energy Savings (MWh or mTherms) | Achievable Economic TRC Potential | 0 | 0 | 0 | 0 | 0 | 0 | 0 | 0 | 0 | 0 | 0 | 0 | 0 | 0 | 0 | 0 | 0 | 0 | 0 | 0 | 0 | 0 | 0 | 0 | 0 | 0 | 0
F5_Commercial_WA - Miscellaneous_New_Water Heating_Natural Gas_Advanced New Construction Designs_A_Achievable Economic TRC Potential | F5 | Commercial | WA - Miscellaneous | New | Water Heating | Natural Gas | Advanced New Construction Designs | A | Incremental Summer Peak Savings (MW) | Achievable Economic TRC Potential | 0 | 0 | 0 | 0 | 0 | 0 | 0 | 0 | 0 | 0 | 0 | 0 | 0 | 0 | 0 | 0 | 0 | 0 | 0 | 0 | 0 | 0 | 0 | 0 | 0 | 0 | 0
F6_Commercial_WA - Miscellaneous_New_Water Heating_Natural Gas_Advanced New Construction Designs_A_Achievable Economic TRC Potential | F6 | Commercial | WA - Miscellaneous | New | Water Heating | Natural Gas | Advanced New Construction Designs | A | Incremental Winter Peak Savings (MW) | Achievable Economic TRC Potential | 0 | 0 | 0 | 0 | 0 | 0 | 0 | 0 | 0 | 0 | 0 | 0 | 0 | 0 | 0 | 0 | 0 | 0 | 0 | 0 | 0 | 0 | 0 | 0 | 0 | 0 | 0
F7_Commercial_WA - Miscellaneous_New_Water Heating_Natural Gas_Advanced New Construction Designs_A_Achievable Economic TRC Potential | F7 | Commercial | WA - Miscellaneous | New | Water Heating | Natural Gas | Advanced New Construction Designs | A | Cumulative Energy Savings (MWh or mTherms) | Achievable Economic TRC Potential | 0 | 0 | 0 | 0 | 0 | 0 | 0 | 0 | 0 | 0 | 0 | 0 | 0 | 0 | 0 | 0 | 0 | 0 | 0 | 0 | 0 | 0 | 0 | 0 | 0 | 0 | 0
F8_Commercial_WA - Miscellaneous_New_Water Heating_Natural Gas_Advanced New Construction Designs_A_Achievable Economic TRC Potential | F8 | Commercial | WA - Miscellaneous | New | Water Heating | Natural Gas | Advanced New Construction Designs | A | Cumulative Summer Peak Savings (MW) | Achievable Economic TRC Potential | 0 | 0 | 0 | 0 | 0 | 0 | 0 | 0 | 0 | 0 | 0 | 0 | 0 | 0 | 0 | 0 | 0 | 0 | 0 | 0 | 0 | 0 | 0 | 0 | 0 | 0 | 0
F9_Commercial_WA - Miscellaneous_New_Water Heating_Natural Gas_Advanced New Construction Designs_A_Achievable Economic TRC Potential | F9 | Commercial | WA - Miscellaneous | New | Water Heating | Natural Gas | Advanced New Construction Designs | A | Cumulative Winter Peak Savings (MW) | Achievable Economic TRC Potential | 0 | 0 | 0 | 0 | 0 | 0 | 0 | 0 | 0 | 0 | 0 | 0 | 0 | 0 | 0 | 0 | 0 | 0 | 0 | 0 | 0 | 0 | 0 | 0 | 0 | 0 | 0
F10_Commercial_WA - Miscellaneous_New_Water Heating_Natural Gas_Advanced New Construction Designs_A_Achievable Economic TRC Potential | F10 | Commercial | WA - Miscellaneous | New | Water Heating | Natural Gas | Advanced New Construction Designs | A | Purchases (Incremental) | Achievable Economic TRC Potential | 0 | 0 | 0 | 0 | 0 | 0 | 0 | 0 | 0 | 0 | 0 | 0 | 0 | 0 | 0 | 0 | 0 | 0 | 0 | 0 | 0 | 0 | 0 | 0 | 0 | 0 | 0
F11_Commercial_WA - Miscellaneous_New_Water Heating_Natural Gas_Advanced New Construction Designs_A_Achievable Economic TRC Potential | F11 | Commercial | WA - Miscellaneous | New | Water Heating | Natural Gas | Advanced New Construction Designs | A | Purchases (Cumulative) | Achievable Economic TRC Potential | 0 | 0 | 0 | 0 | 0 | 0 | 0 | 0 | 0 | 0 | 0 | 0 | 0 | 0 | 0 | 0 | 0 | 0 | 0 | 0 | 0 | 0 | 0 | 0 | 0 | 0 | 0
F1_Commercial_WA - Miscellaneous_New_Space Heating_Natural Gas_Strategic Energy Management_A_Achievable Economic TRC Potential | F1 | Commercial | WA - Miscellaneous | New | Space Heating | Natural Gas | Strategic Energy Management | A | Integrated Unit Energy Savings (kWh or therms) | Achievable Economic TRC Potential | 0 | 0 | 0 | 0 | 0 | 0 | 0 | 0 | 0 | 0 | 0 | 0 | 0 | 0 | 0 | 0 | 0 | 0 | 0 | 0 | 0 | 0 | 0 | 0 | 0 | 0 | 0
F2_Commercial_WA - Miscellaneous_New_Space Heating_Natural Gas_Strategic Energy Management_A_Achievable Economic TRC Potential | F2 | Commercial | WA - Miscellaneous | New | Space Heating | Natural Gas | Strategic Energy Management | A | Integrated Unit Summer Peak Savings (kW) | Achievable Economic TRC Potential | 0 | 0 | 0 | 0 | 0 | 0 | 0 | 0 | 0 | 0 | 0 | 0 | 0 | 0 | 0 | 0 | 0 | 0 | 0 | 0 | 0 | 0 | 0 | 0 | 0 | 0 | 0
F3_Commercial_WA - Miscellaneous_New_Space Heating_Natural Gas_Strategic Energy Management_A_Achievable Economic TRC Potential | F3 | Commercial | WA - Miscellaneous | New | Space Heating | Natural Gas | Strategic Energy Management | A | Integrated Unit Winter Peak Savings (kW) | Achievable Economic TRC Potential | 0 | 0 | 0 | 0 | 0 | 0 | 0 | 0 | 0 | 0 | 0 | 0 | 0 | 0 | 0 | 0 | 0 | 0 | 0 | 0 | 0 | 0 | 0 | 0 | 0 | 0 | 0
F4_Commercial_WA - Miscellaneous_New_Space Heating_Natural Gas_Strategic Energy Management_A_Achievable Economic TRC Potential | F4 | Commercial | WA - Miscellaneous | New | Space Heating | Natural Gas | Strategic Energy Management | A | Incremental Energy Savings (MWh or mTherms) | Achievable Economic TRC Potential | 0 | 0 | 0 | 0 | 0 | 0 | 0 | 0 | 0 | 0 | 0 | 0 | 0 | 0 | 0 | 0 | 0 | 0 | 0 | 0 | 0 | 0 | 0 | 0 | 0 | 0 | 0
F5_Commercial_WA - Miscellaneous_New_Space Heating_Natural Gas_Strategic Energy Management_A_Achievable Economic TRC Potential | F5 | Commercial | WA - Miscellaneous | New | Space Heating | Natural Gas | Strategic Energy Management | A | Incremental Summer Peak Savings (MW) | Achievable Economic TRC Potential | 0 | 0 | 0 | 0 | 0 | 0 | 0 | 0 | 0 | 0 | 0 | 0 | 0 | 0 | 0 | 0 | 0 | 0 | 0 | 0 | 0 | 0 | 0 | 0 | 0 | 0 | 0
F6_Commercial_WA - Miscellaneous_New_Space Heating_Natural Gas_Strategic Energy Management_A_Achievable Economic TRC Potential | F6 | Commercial | WA - Miscellaneous | New | Space Heating | Natural Gas | Strategic Energy Management | A | Incremental Winter Peak Savings (MW) | Achievable Economic TRC Potential | 0 | 0 | 0 | 0 | 0 | 0 | 0 | 0 | 0 | 0 | 0 | 0 | 0 | 0 | 0 | 0 | 0 | 0 | 0 | 0 | 0 | 0 | 0 | 0 | 0 | 0 | 0
F7_Commercial_WA - Miscellaneous_New_Space Heating_Natural Gas_Strategic Energy Management_A_Achievable Economic TRC Potential | F7 | Commercial | WA - Miscellaneous | New | Space Heating | Natural Gas | Strategic Energy Management | A | Cumulative Energy Savings (MWh or mTherms) | Achievable Economic TRC Potential | 0 | 0 | 0 | 0 | 0 | 0 | 0 | 0 | 0 | 0 | 0 | 0 | 0 | 0 | 0 | 0 | 0 | 0 | 0 | 0 | 0 | 0 | 0 | 0 | 0 | 0 | 0
F8_Commercial_WA - Miscellaneous_New_Space Heating_Natural Gas_Strategic Energy Management_A_Achievable Economic TRC Potential | F8 | Commercial | WA - Miscellaneous | New | Space Heating | Natural Gas | Strategic Energy Management | A | Cumulative Summer Peak Savings (MW) | Achievable Economic TRC Potential | 0 | 0 | 0 | 0 | 0 | 0 | 0 | 0 | 0 | 0 | 0 | 0 | 0 | 0 | 0 | 0 | 0 | 0 | 0 | 0 | 0 | 0 | 0 | 0 | 0 | 0 | 0
F9_Commercial_WA - Miscellaneous_New_Space Heating_Natural Gas_Strategic Energy Management_A_Achievable Economic TRC Potential | F9 | Commercial | WA - Miscellaneous | New | Space Heating | Natural Gas | Strategic Energy Management | A | Cumulative Winter Peak Savings (MW) | Achievable Economic TRC Potential | 0 | 0 | 0 | 0 | 0 | 0 | 0 | 0 | 0 | 0 | 0 | 0 | 0 | 0 | 0 | 0 | 0 | 0 | 0 | 0 | 0 | 0 | 0 | 0 | 0 | 0 | 0
F10_Commercial_WA - Miscellaneous_New_Space Heating_Natural Gas_Strategic Energy Management_A_Achievable Economic TRC Potential | F10 | Commercial | WA - Miscellaneous | New | Space Heating | Natural Gas | Strategic Energy Management | A | Purchases (Incremental) | Achievable Economic TRC Potential | 0 | 0 | 0 | 0 | 0 | 0 | 0 | 0 | 0 | 0 | 0 | 0 | 0 | 0 | 0 | 0 | 0 | 0 | 0 | 0 | 0 | 0 | 0 | 0 | 0 | 0 | 0
F11_Commercial_WA - Miscellaneous_New_Space Heating_Natural Gas_Strategic Energy Management_A_Achievable Economic TRC Potential | F11 | Commercial | WA - Miscellaneous | New | Space Heating | Natural Gas | Strategic Energy Management | A | Purchases (Cumulative) | Achievable Economic TRC Potential | 0 | 0 | 0 | 0 | 0 | 0 | 0 | 0 | 0 | 0 | 0 | 0 | 0 | 0 | 0 | 0 | 0 | 0 | 0 | 0 | 0 | 0 | 0 | 0 | 0 | 0 | 0
F1_Commercial_WA - Miscellaneous_New_Water Heating_Natural Gas_Strategic Energy Management_A_Achievable Economic TRC Potential | F1 | Commercial | WA - Miscellaneous | New | Water Heating | Natural Gas | Strategic Energy Management | A | Integrated Unit Energy Savings (kWh or therms) | Achievable Economic TRC Potential | 0 | 0 | 0 | 0 | 0 | 0 | 0 | 0 | 0 | 0 | 0 | 0 | 0 | 0 | 0 | 0 | 0 | 0 | 0 | 0 | 0 | 0 | 0 | 0 | 0 | 0 | 0
F2_Commercial_WA - Miscellaneous_New_Water Heating_Natural Gas_Strategic Energy Management_A_Achievable Economic TRC Potential | F2 | Commercial | WA - Miscellaneous | New | Water Heating | Natural Gas | Strategic Energy Management | A | Integrated Unit Summer Peak Savings (kW) | Achievable Economic TRC Potential | 0 | 0 | 0 | 0 | 0 | 0 | 0 | 0 | 0 | 0 | 0 | 0 | 0 | 0 | 0 | 0 | 0 | 0 | 0 | 0 | 0 | 0 | 0 | 0 | 0 | 0 | 0
F3_Commercial_WA - Miscellaneous_New_Water Heating_Natural Gas_Strategic Energy Management_A_Achievable Economic TRC Potential | F3 | Commercial | WA - Miscellaneous | New | Water Heating | Natural Gas | Strategic Energy Management | A | Integrated Unit Winter Peak Savings (kW) | Achievable Economic TRC Potential | 0 | 0 | 0 | 0 | 0 | 0 | 0 | 0 | 0 | 0 | 0 | 0 | 0 | 0 | 0 | 0 | 0 | 0 | 0 | 0 | 0 | 0 | 0 | 0 | 0 | 0 | 0
F4_Commercial_WA - Miscellaneous_New_Water Heating_Natural Gas_Strategic Energy Management_A_Achievable Economic TRC Potential | F4 | Commercial | WA - Miscellaneous | New | Water Heating | Natural Gas | Strategic Energy Management | A | Incremental Energy Savings (MWh or mTherms) | Achievable Economic TRC Potential | 0 | 0 | 0 | 0 | 0 | 0 | 0 | 0 | 0 | 0 | 0 | 0 | 0 | 0 | 0 | 0 | 0 | 0 | 0 | 0 | 0 | 0 | 0 | 0 | 0 | 0 | 0
F5_Commercial_WA - Miscellaneous_New_Water Heating_Natural Gas_Strategic Energy Management_A_Achievable Economic TRC Potential | F5 | Commercial | WA - Miscellaneous | New | Water Heating | Natural Gas | Strategic Energy Management | A | Incremental Summer Peak Savings (MW) | Achievable Economic TRC Potential | 0 | 0 | 0 | 0 | 0 | 0 | 0 | 0 | 0 | 0 | 0 | 0 | 0 | 0 | 0 | 0 | 0 | 0 | 0 | 0 | 0 | 0 | 0 | 0 | 0 | 0 | 0
F6_Commercial_WA - Miscellaneous_New_Water Heating_Natural Gas_Strategic Energy Management_A_Achievable Economic TRC Potential | F6 | Commercial | WA - Miscellaneous | New | Water Heating | Natural Gas | Strategic Energy Management | A | Incremental Winter Peak Savings (MW) | Achievable Economic TRC Potential | 0 | 0 | 0 | 0 | 0 | 0 | 0 | 0 | 0 | 0 | 0 | 0 | 0 | 0 | 0 | 0 | 0 | 0 | 0 | 0 | 0 | 0 | 0 | 0 | 0 | 0 | 0
F7_Commercial_WA - Miscellaneous_New_Water Heating_Natural Gas_Strategic Energy Management_A_Achievable Economic TRC Potential | F7 | Commercial | WA - Miscellaneous | New | Water Heating | Natural Gas | Strategic Energy Management | A | Cumulative Energy Savings (MWh or mTherms) | Achievable Economic TRC Potential | 0 | 0 | 0 | 0 | 0 | 0 | 0 | 0 | 0 | 0 | 0 | 0 | 0 | 0 | 0 | 0 | 0 | 0 | 0 | 0 | 0 | 0 | 0 | 0 | 0 | 0 | 0
F8_Commercial_WA - Miscellaneous_New_Water Heating_Natural Gas_Strategic Energy Management_A_Achievable Economic TRC Potential | F8 | Commercial | WA - Miscellaneous | New | Water Heating | Natural Gas | Strategic Energy Management | A | Cumulative Summer Peak Savings (MW) | Achievable Economic TRC Potential | 0 | 0 | 0 | 0 | 0 | 0 | 0 | 0 | 0 | 0 | 0 | 0 | 0 | 0 | 0 | 0 | 0 | 0 | 0 | 0 | 0 | 0 | 0 | 0 | 0 | 0 | 0
F9_Commercial_WA - Miscellaneous_New_Water Heating_Natural Gas_Strategic Energy Management_A_Achievable Economic TRC Potential | F9 | Commercial | WA - Miscellaneous | New | Water Heating | Natural Gas | Strategic Energy Management | A | Cumulative Winter Peak Savings (MW) | Achievable Economic TRC Potential | 0 | 0 | 0 | 0 | 0 | 0 | 0 | 0 | 0 | 0 | 0 | 0 | 0 | 0 | 0 | 0 | 0 | 0 | 0 | 0 | 0 | 0 | 0 | 0 | 0 | 0 | 0
F10_Commercial_WA - Miscellaneous_New_Water Heating_Natural Gas_Strategic Energy Management_A_Achievable Economic TRC Potential | F10 | Commercial | WA - Miscellaneous | New | Water Heating | Natural Gas | Strategic Energy Management | A | Purchases (Incremental) | Achievable Economic TRC Potential | 0 | 0 | 0 | 0 | 0 | 0 | 0 | 0 | 0 | 0 | 0 | 0 | 0 | 0 | 0 | 0 | 0 | 0 | 0 | 0 | 0 | 0 | 0 | 0 | 0 | 0 | 0
F11_Commercial_WA - Miscellaneous_New_Water Heating_Natural Gas_Strategic Energy Management_A_Achievable Economic TRC Potential | F11 | Commercial | WA - Miscellaneous | New | Water Heating | Natural Gas | Strategic Energy Management | A | Purchases (Cumulative) | Achievable Economic TRC Potential | 0 | 0 | 0 | 0 | 0 | 0 | 0 | 0 | 0 | 0 | 0 | 0 | 0 | 0 | 0 | 0 | 0 | 0 | 0 | 0 | 0 | 0 | 0 | 0 | 0 | 0 | 0
F1_Commercial_WA - Miscellaneous_New_Space Heating_Natural Gas_Retrocommissioning_A_Achievable Economic TRC Potential | F1 | Commercial | WA - Miscellaneous | New | Space Heating | Natural Gas | Retrocommissioning | A | Integrated Unit Energy Savings (kWh or therms) | Achievable Economic TRC Potential | 0 | 0 | 0 | 0 | 0 | 0 | 0 | 0 | 0 | 0 | 0 | 0 | 0 | 0 | 0 | 0 | 0 | 0 | 0 | 0 | 0 | 0 | 0 | 0 | 0 | 0 | 0
F2_Commercial_WA - Miscellaneous_New_Space Heating_Natural Gas_Retrocommissioning_A_Achievable Economic TRC Potential | F2 | Commercial | WA - Miscellaneous | New | Space Heating | Natural Gas | Retrocommissioning | A | Integrated Unit Summer Peak Savings (kW) | Achievable Economic TRC Potential | 0 | 0 | 0 | 0 | 0 | 0 | 0 | 0 | 0 | 0 | 0 | 0 | 0 | 0 | 0 | 0 | 0 | 0 | 0 | 0 | 0 | 0 | 0 | 0 | 0 | 0 | 0
F3_Commercial_WA - Miscellaneous_New_Space Heating_Natural Gas_Retrocommissioning_A_Achievable Economic TRC Potential | F3 | Commercial | WA - Miscellaneous | New | Space Heating | Natural Gas | Retrocommissioning | A | Integrated Unit Winter Peak Savings (kW) | Achievable Economic TRC Potential | 0 | 0 | 0 | 0 | 0 | 0 | 0 | 0 | 0 | 0 | 0 | 0 | 0 | 0 | 0 | 0 | 0 | 0 | 0 | 0 | 0 | 0 | 0 | 0 | 0 | 0 | 0
F4_Commercial_WA - Miscellaneous_New_Space Heating_Natural Gas_Retrocommissioning_A_Achievable Economic TRC Potential | F4 | Commercial | WA - Miscellaneous | New | Space Heating | Natural Gas | Retrocommissioning | A | Incremental Energy Savings (MWh or mTherms) | Achievable Economic TRC Potential | 0 | 0 | 0 | 0 | 0 | 0 | 0 | 0 | 0 | 0 | 0 | 0 | 0 | 0 | 0 | 0 | 0 | 0 | 0 | 0 | 0 | 0 | 0 | 0 | 0 | 0 | 0
F5_Commercial_WA - Miscellaneous_New_Space Heating_Natural Gas_Retrocommissioning_A_Achievable Economic TRC Potential | F5 | Commercial | WA - Miscellaneous | New | Space Heating | Natural Gas | Retrocommissioning | A | Incremental Summer Peak Savings (MW) | Achievable Economic TRC Potential | 0 | 0 | 0 | 0 | 0 | 0 | 0 | 0 | 0 | 0 | 0 | 0 | 0 | 0 | 0 | 0 | 0 | 0 | 0 | 0 | 0 | 0 | 0 | 0 | 0 | 0 | 0
F6_Commercial_WA - Miscellaneous_New_Space Heating_Natural Gas_Retrocommissioning_A_Achievable Economic TRC Potential | F6 | Commercial | WA - Miscellaneous | New | Space Heating | Natural Gas | Retrocommissioning | A | Incremental Winter Peak Savings (MW) | Achievable Economic TRC Potential | 0 | 0 | 0 | 0 | 0 | 0 | 0 | 0 | 0 | 0 | 0 | 0 | 0 | 0 | 0 | 0 | 0 | 0 | 0 | 0 | 0 | 0 | 0 | 0 | 0 | 0 | 0
F7_Commercial_WA - Miscellaneous_New_Space Heating_Natural Gas_Retrocommissioning_A_Achievable Economic TRC Potential | F7 | Commercial | WA - Miscellaneous | New | Space Heating | Natural Gas | Retrocommissioning | A | Cumulative Energy Savings (MWh or mTherms) | Achievable Economic TRC Potential | 0 | 0 | 0 | 0 | 0 | 0 | 0 | 0 | 0 | 0 | 0 | 0 | 0 | 0 | 0 | 0 | 0 | 0 | 0 | 0 | 0 | 0 | 0 | 0 | 0 | 0 | 0
F8_Commercial_WA - Miscellaneous_New_Space Heating_Natural Gas_Retrocommissioning_A_Achievable Economic TRC Potential | F8 | Commercial | WA - Miscellaneous | New | Space Heating | Natural Gas | Retrocommissioning | A | Cumulative Summer Peak Savings (MW) | Achievable Economic TRC Potential | 0 | 0 | 0 | 0 | 0 | 0 | 0 | 0 | 0 | 0 | 0 | 0 | 0 | 0 | 0 | 0 | 0 | 0 | 0 | 0 | 0 | 0 | 0 | 0 | 0 | 0 | 0
F9_Commercial_WA - Miscellaneous_New_Space Heating_Natural Gas_Retrocommissioning_A_Achievable Economic TRC Potential | F9 | Commercial | WA - Miscellaneous | New | Space Heating | Natural Gas | Retrocommissioning | A | Cumulative Winter Peak Savings (MW) | Achievable Economic TRC Potential | 0 | 0 | 0 | 0 | 0 | 0 | 0 | 0 | 0 | 0 | 0 | 0 | 0 | 0 | 0 | 0 | 0 | 0 | 0 | 0 | 0 | 0 | 0 | 0 | 0 | 0 | 0
F10_Commercial_WA - Miscellaneous_New_Space Heating_Natural Gas_Retrocommissioning_A_Achievable Economic TRC Potential | F10 | Commercial | WA - Miscellaneous | New | Space Heating | Natural Gas | Retrocommissioning | A | Purchases (Incremental) | Achievable Economic TRC Potential | 0 | 0 | 0 | 0 | 0 | 0 | 0 | 0 | 0 | 0 | 0 | 0 | 0 | 0 | 0 | 0 | 0 | 0 | 0 | 0 | 0 | 0 | 0 | 0 | 0 | 0 | 0
F11_Commercial_WA - Miscellaneous_New_Space Heating_Natural Gas_Retrocommissioning_A_Achievable Economic TRC Potential | F11 | Commercial | WA - Miscellaneous | New | Space Heating | Natural Gas | Retrocommissioning | A | Purchases (Cumulative) | Achievable Economic TRC Potential | 0 | 0 | 0 | 0 | 0 | 0 | 0 | 0 | 0 | 0 | 0 | 0 | 0 | 0 | 0 | 0 | 0 | 0 | 0 | 0 | 0 | 0 | 0 | 0 | 0 | 0 | 0
F1_Commercial_WA - Miscellaneous_New_Water Heating_Natural Gas_Retrocommissioning_A_Achievable Economic TRC Potential | F1 | Commercial | WA - Miscellaneous | New | Water Heating | Natural Gas | Retrocommissioning | A | Integrated Unit Energy Savings (kWh or therms) | Achievable Economic TRC Potential | 0 | 0 | 0 | 0 | 0 | 0 | 0 | 0 | 0 | 0 | 0 | 0 | 0 | 0 | 0 | 0 | 0 | 0 | 0 | 0 | 0 | 0 | 0 | 0 | 0 | 0 | 0
F2_Commercial_WA - Miscellaneous_New_Water Heating_Natural Gas_Retrocommissioning_A_Achievable Economic TRC Potential | F2 | Commercial | WA - Miscellaneous | New | Water Heating | Natural Gas | Retrocommissioning | A | Integrated Unit Summer Peak Savings (kW) | Achievable Economic TRC Potential | 0 | 0 | 0 | 0 | 0 | 0 | 0 | 0 | 0 | 0 | 0 | 0 | 0 | 0 | 0 | 0 | 0 | 0 | 0 | 0 | 0 | 0 | 0 | 0 | 0 | 0 | 0
F3_Commercial_WA - Miscellaneous_New_Water Heating_Natural Gas_Retrocommissioning_A_Achievable Economic TRC Potential | F3 | Commercial | WA - Miscellaneous | New | Water Heating | Natural Gas | Retrocommissioning | A | Integrated Unit Winter Peak Savings (kW) | Achievable Economic TRC Potential | 0 | 0 | 0 | 0 | 0 | 0 | 0 | 0 | 0 | 0 | 0 | 0 | 0 | 0 | 0 | 0 | 0 | 0 | 0 | 0 | 0 | 0 | 0 | 0 | 0 | 0 | 0
F4_Commercial_WA - Miscellaneous_New_Water Heating_Natural Gas_Retrocommissioning_A_Achievable Economic TRC Potential | F4 | Commercial | WA - Miscellaneous | New | Water Heating | Natural Gas | Retrocommissioning | A | Incremental Energy Savings (MWh or mTherms) | Achievable Economic TRC Potential | 0 | 0 | 0 | 0 | 0 | 0 | 0 | 0 | 0 | 0 | 0 | 0 | 0 | 0 | 0 | 0 | 0 | 0 | 0 | 0 | 0 | 0 | 0 | 0 | 0 | 0 | 0
F5_Commercial_WA - Miscellaneous_New_Water Heating_Natural Gas_Retrocommissioning_A_Achievable Economic TRC Potential | F5 | Commercial | WA - Miscellaneous | New | Water Heating | Natural Gas | Retrocommissioning | A | Incremental Summer Peak Savings (MW) | Achievable Economic TRC Potential | 0 | 0 | 0 | 0 | 0 | 0 | 0 | 0 | 0 | 0 | 0 | 0 | 0 | 0 | 0 | 0 | 0 | 0 | 0 | 0 | 0 | 0 | 0 | 0 | 0 | 0 | 0
F6_Commercial_WA - Miscellaneous_New_Water Heating_Natural Gas_Retrocommissioning_A_Achievable Economic TRC Potential | F6 | Commercial | WA - Miscellaneous | New | Water Heating | Natural Gas | Retrocommissioning | A | Incremental Winter Peak Savings (MW) | Achievable Economic TRC Potential | 0 | 0 | 0 | 0 | 0 | 0 | 0 | 0 | 0 | 0 | 0 | 0 | 0 | 0 | 0 | 0 | 0 | 0 | 0 | 0 | 0 | 0 | 0 | 0 | 0 | 0 | 0
F7_Commercial_WA - Miscellaneous_New_Water Heating_Natural Gas_Retrocommissioning_A_Achievable Economic TRC Potential | F7 | Commercial | WA - Miscellaneous | New | Water Heating | Natural Gas | Retrocommissioning | A | Cumulative Energy Savings (MWh or mTherms) | Achievable Economic TRC Potential | 0 | 0 | 0 | 0 | 0 | 0 | 0 | 0 | 0 | 0 | 0 | 0 | 0 | 0 | 0 | 0 | 0 | 0 | 0 | 0 | 0 | 0 | 0 | 0 | 0 | 0 | 0
F8_Commercial_WA - Miscellaneous_New_Water Heating_Natural Gas_Retrocommissioning_A_Achievable Economic TRC Potential | F8 | Commercial | WA - Miscellaneous | New | Water Heating | Natural Gas | Retrocommissioning | A | Cumulative Summer Peak Savings (MW) | Achievable Economic TRC Potential | 0 | 0 | 0 | 0 | 0 | 0 | 0 | 0 | 0 | 0 | 0 | 0 | 0 | 0 | 0 | 0 | 0 | 0 | 0 | 0 | 0 | 0 | 0 | 0 | 0 | 0 | 0
F9_Commercial_WA - Miscellaneous_New_Water Heating_Natural Gas_Retrocommissioning_A_Achievable Economic TRC Potential | F9 | Commercial | WA - Miscellaneous | New | Water Heating | Natural Gas | Retrocommissioning | A | Cumulative Winter Peak Savings (MW) | Achievable Economic TRC Potential | 0 | 0 | 0 | 0 | 0 | 0 | 0 | 0 | 0 | 0 | 0 | 0 | 0 | 0 | 0 | 0 | 0 | 0 | 0 | 0 | 0 | 0 | 0 | 0 | 0 | 0 | 0
F10_Commercial_WA - Miscellaneous_New_Water Heating_Natural Gas_Retrocommissioning_A_Achievable Economic TRC Potential | F10 | Commercial | WA - Miscellaneous | New | Water Heating | Natural Gas | Retrocommissioning | A | Purchases (Incremental) | Achievable Economic TRC Potential | 0 | 0 | 0 | 0 | 0 | 0 | 0 | 0 | 0 | 0 | 0 | 0 | 0 | 0 | 0 | 0 | 0 | 0 | 0 | 0 | 0 | 0 | 0 | 0 | 0 | 0 | 0
F11_Commercial_WA - Miscellaneous_New_Water Heating_Natural Gas_Retrocommissioning_A_Achievable Economic TRC Potential | F11 | Commercial | WA - Miscellaneous | New | Water Heating | Natural Gas | Retrocommissioning | A | Purchases (Cumulative) | Achievable Economic TRC Potential | 0 | 0 | 0 | 0 | 0 | 0 | 0 | 0 | 0 | 0 | 0 | 0 | 0 | 0 | 0 | 0 | 0 | 0 | 0 | 0 | 0 | 0 | 0 | 0 | 0 | 0 | 0
F1_Commercial_WA - Health_Existing_Space Heating_Natural Gas_Insulation - Ceiling_A_Achievable Economic TRC Potential | F1 | Commercial | WA - Health | Existing | Space Heating | Natural Gas | Insulation - Ceiling | A | Integrated Unit Energy Savings (kWh or therms) | Achievable Economic TRC Potential | 0 | 0 | 0.12135 | 0.12049 | 0.11929 | 0.11787 | 0.11625 | 0.1144 | 0.11225 | 0.10979 | 0.107 | 0.10388 | 0.10047 | 0.096878 | 0.093218 | 0.08965 | 0.086319 | 0.083343 | 0.080973 | 0.079242 | 0.077845 | 0.076865 | 0.075987 | 0.075543 | 0.07512 | 0.074715 | 0.074326
F2_Commercial_WA - Health_Existing_Space Heating_Natural Gas_Insulation - Ceiling_A_Achievable Economic TRC Potential | F2 | Commercial | WA - Health | Existing | Space Heating | Natural Gas | Insulation - Ceiling | A | Integrated Unit Summer Peak Savings (kW) | Achievable Economic TRC Potential | 0 | 0 | 0 | 0 | 0 | 0 | 0 | 0 | 0 | 0 | 0 | 0 | 0 | 0 | 0 | 0 | 0 | 0 | 0 | 0 | 0 | 0 | 0 | 0 | 0 | 0 | 0
F3_Commercial_WA - Health_Existing_Space Heating_Natural Gas_Insulation - Ceiling_A_Achievable Economic TRC Potential | F3 | Commercial | WA - Health | Existing | Space Heating | Natural Gas | Insulation - Ceiling | A | Integrated Unit Winter Peak Savings (kW) | Achievable Economic TRC Potential | 0 | 0 | 0 | 0 | 0 | 0 | 0 | 0 | 0 | 0 | 0 | 0 | 0 | 0 | 0 | 0 | 0 | 0 | 0 | 0 | 0 | 0 | 0 | 0 | 0 | 0 | 0
F4_Commercial_WA - Health_Existing_Space Heating_Natural Gas_Insulation - Ceiling_A_Achievable Economic TRC Potential | F4 | Commercial | WA - Health | Existing | Space Heating | Natural Gas | Insulation - Ceiling | A | Incremental Energy Savings (MWh or mTherms) | Achievable Economic TRC Potential | 0 | 0 | 0 | 0.83482 | 0.44475 | 1.4866 | 2.385 | 3.5623 | 5.0062 | 6.6606 | 8.4153 | 10.1044 | 11.5247 | 12.4674 | 12.762 | 12.3248 | 11.1864 | 9.4963 | 7.5104 | 5.4936 | 3.954 | 2.1303 | 1.6847 | 0 | 0 | 0 | 0
F5_Commercial_WA - Health_Existing_Space Heating_Natural Gas_Insulation - Ceiling_A_Achievable Economic TRC Potential | F5 | Commercial | WA - Health | Existing | Space Heating | Natural Gas | Insulation - Ceiling | A | Incremental Summer Peak Savings (MW) | Achievable Economic TRC Potential | 0 | 0 | 0 | 0 | 0 | 0 | 0 | 0 | 0 | 0 | 0 | 0 | 0 | 0 | 0 | 0 | 0 | 0 | 0 | 0 | 0 | 0 | 0 | 0 | 0 | 0 | 0
F6_Commercial_WA - Health_Existing_Space Heating_Natural Gas_Insulation - Ceiling_A_Achievable Economic TRC Potential | F6 | Commercial | WA - Health | Existing | Space Heating | Natural Gas | Insulation - Ceiling | A | Incremental Winter Peak Savings (MW) | Achievable Economic TRC Potential | 0 | 0 | 0 | 0 | 0 | 0 | 0 | 0 | 0 | 0 | 0 | 0 | 0 | 0 | 0 | 0 | 0 | 0 | 0 | 0 | 0 | 0 | 0 | 0 | 0 | 0 | 0
F7_Commercial_WA - Health_Existing_Space Heating_Natural Gas_Insulation - Ceiling_A_Achievable Economic TRC Potential | F7 | Commercial | WA - Health | Existing | Space Heating | Natural Gas | Insulation - Ceiling | A | Cumulative Energy Savings (MWh or mTherms) | Achievable Economic TRC Potential | 0 | 0 | 0 | 0.83482 | 1.2713 | 2.7427 | 5.0902 | 8.5712 | 13.4165 | 19.7832 | 27.696 | 36.992 | 47.3033 | 58.0785 | 68.6468 | 78.344 | 86.6189 | 93.1293 | 97.9914 | 101.3906 | 103.5572 | 104.3834 | 104.8754 | 104.263 | 103.6787 | 103.1198 | 102.5837
F8_Commercial_WA - Health_Existing_Space Heating_Natural Gas_Insulation - Ceiling_A_Achievable Economic TRC Potential | F8 | Commercial | WA - Health | Existing | Space Heating | Natural Gas | Insulation - Ceiling | A | Cumulative Summer Peak Savings (MW) | Achievable Economic TRC Potential | 0 | 0 | 0 | 0 | 0 | 0 | 0 | 0 | 0 | 0 | 0 | 0 | 0 | 0 | 0 | 0 | 0 | 0 | 0 | 0 | 0 | 0 | 0 | 0 | 0 | 0 | 0
F9_Commercial_WA - Health_Existing_Space Heating_Natural Gas_Insulation - Ceiling_A_Achievable Economic TRC Potential | F9 | Commercial | WA - Health | Existing | Space Heating | Natural Gas | Insulation - Ceiling | A | Cumulative Winter Peak Savings (MW) | Achievable Economic TRC Potential | 0 | 0 | 0 | 0 | 0 | 0 | 0 | 0 | 0 | 0 | 0 | 0 | 0 | 0 | 0 | 0 | 0 | 0 | 0 | 0 | 0 | 0 | 0 | 0 | 0 | 0 | 0
F10_Commercial_WA - Health_Existing_Space Heating_Natural Gas_Insulation - Ceiling_A_Achievable Economic TRC Potential | F10 | Commercial | WA - Health | Existing | Space Heating | Natural Gas | Insulation - Ceiling | A | Purchases (Incremental) | Achievable Economic TRC Potential | 0 | 0 | 0 | 6928.6096 | 3728.2275 | 12612.2235 | 20515.5102 | 31139.6791 | 44598.6743 | 60666.4448 | 78645.6236 | 97271.082 | 114705.7125 | 128692.355 | 136904.4357 | 137475.9937 | 129594.3089 | 113942.3821 | 92751.3101 | 69327.0654 | 50793.4121 | 27714.4385 | 22171.5508 | 0 | 0 | 0 | 0
F11_Commercial_WA - Health_Existing_Space Heating_Natural Gas_Insulation - Ceiling_A_Achievable Economic TRC Potential | F11 | Commercial | WA - Health | Existing | Space Heating | Natural Gas | Insulation - Ceiling | A | Purchases (Cumulative) | Achievable Economic TRC Potential | 0 | 0 | 0 | 6928.6096 | 10656.8372 | 23269.0607 | 43784.5709 | 74924.25 | 119522.9242 | 180189.369 | 258834.9926 | 356106.0745 | 470811.787 | 599504.142 | 736408.5778 | 873884.5714 | 1003478.8803 | 1117421.2624 | 1210172.5725 | 1279499.638 | 1330293.05 | 1358007.4886 | 1380179.0394 | 1380179.0394 | 1380179.0394 | 1380179.0394 | 1380179.0394
F1_Commercial_WA - Health_Existing_Space Heating_Natural Gas_Insulation - Ducting_A_Achievable Economic TRC Potential | F1 | Commercial | WA - Health | Existing | Space Heating | Natural Gas | Insulation - Ducting | A | Integrated Unit Energy Savings (kWh or therms) | Achievable Economic TRC Potential | 0 | 0 | 0 | 0 | 0 | 0 | 0 | 0 | 0 | 0 | 0 | 0 | 0 | 0 | 0 | 0 | 0 | 0 | 0 | 0 | 0 | 0 | 0 | 0 | 0 | 0 | 0
F2_Commercial_WA - Health_Existing_Space Heating_Natural Gas_Insulation - Ducting_A_Achievable Economic TRC Potential | F2 | Commercial | WA - Health | Existing | Space Heating | Natural Gas | Insulation - Ducting | A | Integrated Unit Summer Peak Savings (kW) | Achievable Economic TRC Potential | 0 | 0 | 0 | 0 | 0 | 0 | 0 | 0 | 0 | 0 | 0 | 0 | 0 | 0 | 0 | 0 | 0 | 0 | 0 | 0 | 0 | 0 | 0 | 0 | 0 | 0 | 0
F3_Commercial_WA - Health_Existing_Space Heating_Natural Gas_Insulation - Ducting_A_Achievable Economic TRC Potential | F3 | Commercial | WA - Health | Existing | Space Heating | Natural Gas | Insulation - Ducting | A | Integrated Unit Winter Peak Savings (kW) | Achievable Economic TRC Potential | 0 | 0 | 0 | 0 | 0 | 0 | 0 | 0 | 0 | 0 | 0 | 0 | 0 | 0 | 0 | 0 | 0 | 0 | 0 | 0 | 0 | 0 | 0 | 0 | 0 | 0 | 0
F4_Commercial_WA - Health_Existing_Space Heating_Natural Gas_Insulation - Ducting_A_Achievable Economic TRC Potential | F4 | Commercial | WA - Health | Existing | Space Heating | Natural Gas | Insulation - Ducting | A | Incremental Energy Savings (MWh or mTherms) | Achievable Economic TRC Potential | 0 | 0 | 0 | 0 | 0 | 0 | 0 | 0 | 0 | 0 | 0 | 0 | 0 | 0 | 0 | 0 | 0 | 0 | 0 | 0 | 0 | 0 | 0 | 0 | 0 | 0 | 0
F5_Commercial_WA - Health_Existing_Space Heating_Natural Gas_Insulation - Ducting_A_Achievable Economic TRC Potential | F5 | Commercial | WA - Health | Existing | Space Heating | Natural Gas | Insulation - Ducting | A | Incremental Summer Peak Savings (MW) | Achievable Economic TRC Potential | 0 | 0 | 0 | 0 | 0 | 0 | 0 | 0 | 0 | 0 | 0 | 0 | 0 | 0 | 0 | 0 | 0 | 0 | 0 | 0 | 0 | 0 | 0 | 0 | 0 | 0 | 0
F6_Commercial_WA - Health_Existing_Space Heating_Natural Gas_Insulation - Ducting_A_Achievable Economic TRC Potential | F6 | Commercial | WA - Health | Existing | Space Heating | Natural Gas | Insulation - Ducting | A | Incremental Winter Peak Savings (MW) | Achievable Economic TRC Potential | 0 | 0 | 0 | 0 | 0 | 0 | 0 | 0 | 0 | 0 | 0 | 0 | 0 | 0 | 0 | 0 | 0 | 0 | 0 | 0 | 0 | 0 | 0 | 0 | 0 | 0 | 0
F7_Commercial_WA - Health_Existing_Space Heating_Natural Gas_Insulation - Ducting_A_Achievable Economic TRC Potential | F7 | Commercial | WA - Health | Existing | Space Heating | Natural Gas | Insulation - Ducting | A | Cumulative Energy Savings (MWh or mTherms) | Achievable Economic TRC Potential | 0 | 0 | 0 | 0 | 0 | 0 | 0 | 0 | 0 | 0 | 0 | 0 | 0 | 0 | 0 | 0 | 0 | 0 | 0 | 0 | 0 | 0 | 0 | 0 | 0 | 0 | 0
F8_Commercial_WA - Health_Existing_Space Heating_Natural Gas_Insulation - Ducting_A_Achievable Economic TRC Potential | F8 | Commercial | WA - Health | Existing | Space Heating | Natural Gas | Insulation - Ducting | A | Cumulative Summer Peak Savings (MW) | Achievable Economic TRC Potential | 0 | 0 | 0 | 0 | 0 | 0 | 0 | 0 | 0 | 0 | 0 | 0 | 0 | 0 | 0 | 0 | 0 | 0 | 0 | 0 | 0 | 0 | 0 | 0 | 0 | 0 | 0
F9_Commercial_WA - Health_Existing_Space Heating_Natural Gas_Insulation - Ducting_A_Achievable Economic TRC Potential | F9 | Commercial | WA - Health | Existing | Space Heating | Natural Gas | Insulation - Ducting | A | Cumulative Winter Peak Savings (MW) | Achievable Economic TRC Potential | 0 | 0 | 0 | 0 | 0 | 0 | 0 | 0 | 0 | 0 | 0 | 0 | 0 | 0 | 0 | 0 | 0 | 0 | 0 | 0 | 0 | 0 | 0 | 0 | 0 | 0 | 0
F10_Commercial_WA - Health_Existing_Space Heating_Natural Gas_Insulation - Ducting_A_Achievable Economic TRC Potential | F10 | Commercial | WA - Health | Existing | Space Heating | Natural Gas | Insulation - Ducting | A | Purchases (Incremental) | Achievable Economic TRC Potential | 0 | 0 | 0 | 0 | 0 | 0 | 0 | 0 | 0 | 0 | 0 | 0 | 0 | 0 | 0 | 0 | 0 | 0 | 0 | 0 | 0 | 0 | 0 | 0 | 0 | 0 | 0
F11_Commercial_WA - Health_Existing_Space Heating_Natural Gas_Insulation - Ducting_A_Achievable Economic TRC Potential | F11 | Commercial | WA - Health | Existing | Space Heating | Natural Gas | Insulation - Ducting | A | Purchases (Cumulative) | Achievable Economic TRC Potential | 0 | 0 | 0 | 0 | 0 | 0 | 0 | 0 | 0 | 0 | 0 | 0 | 0 | 0 | 0 | 0 | 0 | 0 | 0 | 0 | 0 | 0 | 0 | 0 | 0 | 0 | 0
F1_Commercial_WA - Health_Existing_Space Heating_Natural Gas_Insulation - Wall Cavity_A_Achievable Economic TRC Potential | F1 | Commercial | WA - Health | Existing | Space Heating | Natural Gas | Insulation - Wall Cavity | A | Integrated Unit Energy Savings (kWh or therms) | Achievable Economic TRC Potential | 0 | 0 | 0.48541 | 0.48386 | 0.48204 | 0.48004 | 0.47787 | 0.47554 | 0.47304 | 0.47043 | 0.46774 | 0.46488 | 0.46186 | 0.45873 | 0.45549 | 0.45218 | 0.44886 | 0.44556 | 0.44231 | 0.43928 | 0.43638 | 0.43362 | 0.43098 | 0.42847 | 0.42607 | 0.42378 | 0.42158
F2_Commercial_WA - Health_Existing_Space Heating_Natural Gas_Insulation - Wall Cavity_A_Achievable Economic TRC Potential | F2 | Commercial | WA - Health | Existing | Space Heating | Natural Gas | Insulation - Wall Cavity | A | Integrated Unit Summer Peak Savings (kW) | Achievable Economic TRC Potential | 0 | 0 | 0 | 0 | 0 | 0 | 0 | 0 | 0 | 0 | 0 | 0 | 0 | 0 | 0 | 0 | 0 | 0 | 0 | 0 | 0 | 0 | 0 | 0 | 0 | 0 | 0
F3_Commercial_WA - Health_Existing_Space Heating_Natural Gas_Insulation - Wall Cavity_A_Achievable Economic TRC Potential | F3 | Commercial | WA - Health | Existing | Space Heating | Natural Gas | Insulation - Wall Cavity | A | Integrated Unit Winter Peak Savings (kW) | Achievable Economic TRC Potential | 0 | 0 | 0 | 0 | 0 | 0 | 0 | 0 | 0 | 0 | 0 | 0 | 0 | 0 | 0 | 0 | 0 | 0 | 0 | 0 | 0 | 0 | 0 | 0 | 0 | 0 | 0
F4_Commercial_WA - Health_Existing_Space Heating_Natural Gas_Insulation - Wall Cavity_A_Achievable Economic TRC Potential | F4 | Commercial | WA - Health | Existing | Space Heating | Natural Gas | Insulation - Wall Cavity | A | Incremental Energy Savings (MWh or mTherms) | Achievable Economic TRC Potential | 0 | 0 | 0 | 1.742 | 0.93383 | 3.1459 | 5.0942 | 7.6945 | 10.9623 | 14.8296 | 19.1143 | 23.4965 | 27.5283 | 30.6758 | 32.4023 | 32.3017 | 30.226 | 26.3798 | 21.3172 | 15.8245 | 11.5175 | 6.2444 | 4.9651 | 0 | 0 | 0 | 0
F5_Commercial_WA - Health_Existing_Space Heating_Natural Gas_Insulation - Wall Cavity_A_Achievable Economic TRC Potential | F5 | Commercial | WA - Health | Existing | Space Heating | Natural Gas | Insulation - Wall Cavity | A | Incremental Summer Peak Savings (MW) | Achievable Economic TRC Potential | 0 | 0 | 0 | 0 | 0 | 0 | 0 | 0 | 0 | 0 | 0 | 0 | 0 | 0 | 0 | 0 | 0 | 0 | 0 | 0 | 0 | 0 | 0 | 0 | 0 | 0 | 0
F6_Commercial_WA - Health_Existing_Space Heating_Natural Gas_Insulation - Wall Cavity_A_Achievable Economic TRC Potential | F6 | Commercial | WA - Health | Existing | Space Heating | Natural Gas | Insulation - Wall Cavity | A | Incremental Winter Peak Savings (MW) | Achievable Economic TRC Potential | 0 | 0 | 0 | 0 | 0 | 0 | 0 | 0 | 0 | 0 | 0 | 0 | 0 | 0 | 0 | 0 | 0 | 0 | 0 | 0 | 0 | 0 | 0 | 0 | 0 | 0 | 0
F7_Commercial_WA - Health_Existing_Space Heating_Natural Gas_Insulation - Wall Cavity_A_Achievable Economic TRC Potential | F7 | Commercial | WA - Health | Existing | Space Heating | Natural Gas | Insulation - Wall Cavity | A | Cumulative Energy Savings (MWh or mTherms) | Achievable Economic TRC Potential | 0 | 0 | 0 | 1.742 | 2.6693 | 5.8041 | 10.8721 | 18.5136 | 29.3785 | 44.0464 | 62.9081 | 86.0198 | 112.9906 | 142.9012 | 174.2917 | 205.3301 | 234.0467 | 258.704 | 278.1359 | 292.0569 | 301.646 | 305.9776 | 309.0806 | 307.2796 | 305.5613 | 303.9173 | 302.3406
F8_Commercial_WA - Health_Existing_Space Heating_Natural Gas_Insulation - Wall Cavity_A_Achievable Economic TRC Potential | F8 | Commercial | WA - Health | Existing | Space Heating | Natural Gas | Insulation - Wall Cavity | A | Cumulative Summer Peak Savings (MW) | Achievable Economic TRC Potential | 0 | 0 | 0 | 0 | 0 | 0 | 0 | 0 | 0 | 0 | 0 | 0 | 0 | 0 | 0 | 0 | 0 | 0 | 0 | 0 | 0 | 0 | 0 | 0 | 0 | 0 | 0
F9_Commercial_WA - Health_Existing_Space Heating_Natural Gas_Insulation - Wall Cavity_A_Achievable Economic TRC Potential | F9 | Commercial | WA - Health | Existing | Space Heating | Natural Gas | Insulation - Wall Cavity | A | Cumulative Winter Peak Savings (MW) | Achievable Economic TRC Potential | 0 | 0 | 0 | 0 | 0 | 0 | 0 | 0 | 0 | 0 | 0 | 0 | 0 | 0 | 0 | 0 | 0 | 0 | 0 | 0 | 0 | 0 | 0 | 0 | 0 | 0 | 0
F10_Commercial_WA - Health_Existing_Space Heating_Natural Gas_Insulation - Wall Cavity_A_Achievable Economic TRC Potential | F10 | Commercial | WA - Health | Existing | Space Heating | Natural Gas | Insulation - Wall Cavity | A | Purchases (Incremental) | Achievable Economic TRC Potential | 0 | 0 | 0 | 3600.2164 | 1937.2467 | 6553.5131 | 10660.1874 | 16180.6755 | 23174.1847 | 31523.2554 | 40865.5243 | 50543.6105 | 59602.9235 | 66870.6067 | 71137.7353 | 71434.7259 | 67339.2764 | 59206.2848 | 48195.0648 | 36023.4524 | 26393.0696 | 14400.8657 | 11520.6926 | 0 | 0 | 0 | 0
F11_Commercial_WA - Health_Existing_Space Heating_Natural Gas_Insulation - Wall Cavity_A_Achievable Economic TRC Potential | F11 | Commercial | WA - Health | Existing | Space Heating | Natural Gas | Insulation - Wall Cavity | A | Purchases (Cumulative) | Achievable Economic TRC Potential | 0 | 0 | 0 | 3600.2164 | 5537.4631 | 12090.9762 | 22751.1636 | 38931.8391 | 62106.0238 | 93629.2791 | 134494.8035 | 185038.414 | 244641.3375 | 311511.9443 | 382649.6795 | 454084.4055 | 521423.6819 | 580629.9667 | 628825.0315 | 664848.4839 | 691241.5535 | 705642.4192 | 717163.1117 | 717163.1117 | 717163.1117 | 717163.1117 | 717163.1117
F1_Commercial_WA - Health_Existing_Space Heating_Natural Gas_Green Roof - Vegetated Rooftop_A_Achievable Economic TRC Potential | F1 | Commercial | WA - Health | Existing | Space Heating | Natural Gas | Green Roof - Vegetated Rooftop | A | Integrated Unit Energy Savings (kWh or therms) | Achievable Economic TRC Potential | 0 | 0 | 0.0066305 | 0.0065421 | 0.0064091 | 0.0062592 | 0.006103 | 0.0059376 | 0.0057563 | 0.0055558 | 0.0053381 | 0.0051058 | 0.0048649 | 0.0046241 | 0.0043895 | 0.0041675 | 0.0039635 | 0.003784 | 0.0036397 | 0.0035314 | 0.0034432 | 0.0033792 | 0.0033213 | 0.0033019 | 0.0032833 | 0.0032656 | 0.0032486
F2_Commercial_WA - Health_Existing_Space Heating_Natural Gas_Green Roof - Vegetated Rooftop_A_Achievable Economic TRC Potential | F2 | Commercial | WA - Health | Existing | Space Heating | Natural Gas | Green Roof - Vegetated Rooftop | A | Integrated Unit Summer Peak Savings (kW) | Achievable Economic TRC Potential | 0 | 0 | 0 | 0 | 0 | 0 | 0 | 0 | 0 | 0 | 0 | 0 | 0 | 0 | 0 | 0 | 0 | 0 | 0 | 0 | 0 | 0 | 0 | 0 | 0 | 0 | 0
F3_Commercial_WA - Health_Existing_Space Heating_Natural Gas_Green Roof - Vegetated Rooftop_A_Achievable Economic TRC Potential | F3 | Commercial | WA - Health | Existing | Space Heating | Natural Gas | Green Roof - Vegetated Rooftop | A | Integrated Unit Winter Peak Savings (kW) | Achievable Economic TRC Potential | 0 | 0 | 0 | 0 | 0 | 0 | 0 | 0 | 0 | 0 | 0 | 0 | 0 | 0 | 0 | 0 | 0 | 0 | 0 | 0 | 0 | 0 | 0 | 0 | 0 | 0 | 0
F4_Commercial_WA - Health_Existing_Space Heating_Natural Gas_Green Roof - Vegetated Rooftop_A_Achievable Economic TRC Potential | F4 | Commercial | WA - Health | Existing | Space Heating | Natural Gas | Green Roof - Vegetated Rooftop | A | Incremental Energy Savings (MWh or mTherms) | Achievable Economic TRC Potential | 0 | 0 | 0 | 0 | 0 | 0 | 0 | 0 | 0 | 0 | 0 | 0 | 0 | 0 | 0 | 0 | 0 | 0 | 0 | 0 | 0 | 0 | 0 | 0 | 0 | 0 | 0
F5_Commercial_WA - Health_Existing_Space Heating_Natural Gas_Green Roof - Vegetated Rooftop_A_Achievable Economic TRC Potential | F5 | Commercial | WA - Health | Existing | Space Heating | Natural Gas | Green Roof - Vegetated Rooftop | A | Incremental Summer Peak Savings (MW) | Achievable Economic TRC Potential | 0 | 0 | 0 | 0 | 0 | 0 | 0 | 0 | 0 | 0 | 0 | 0 | 0 | 0 | 0 | 0 | 0 | 0 | 0 | 0 | 0 | 0 | 0 | 0 | 0 | 0 | 0
F6_Commercial_WA - Health_Existing_Space Heating_Natural Gas_Green Roof - Vegetated Rooftop_A_Achievable Economic TRC Potential | F6 | Commercial | WA - Health | Existing | Space Heating | Natural Gas | Green Roof - Vegetated Rooftop | A | Incremental Winter Peak Savings (MW) | Achievable Economic TRC Potential | 0 | 0 | 0 | 0 | 0 | 0 | 0 | 0 | 0 | 0 | 0 | 0 | 0 | 0 | 0 | 0 | 0 | 0 | 0 | 0 | 0 | 0 | 0 | 0 | 0 | 0 | 0
F7_Commercial_WA - Health_Existing_Space Heating_Natural Gas_Green Roof - Vegetated Rooftop_A_Achievable Economic TRC Potential | F7 | Commercial | WA - Health | Existing | Space Heating | Natural Gas | Green Roof - Vegetated Rooftop | A | Cumulative Energy Savings (MWh or mTherms) | Achievable Economic TRC Potential | 0 | 0 | 0 | 0 | 0 | 0 | 0 | 0 | 0 | 0 | 0 | 0 | 0 | 0 | 0 | 0 | 0 | 0 | 0 | 0 | 0 | 0 | 0 | 0 | 0 | 0 | 0
F8_Commercial_WA - Health_Existing_Space Heating_Natural Gas_Green Roof - Vegetated Rooftop_A_Achievable Economic TRC Potential | F8 | Commercial | WA - Health | Existing | Space Heating | Natural Gas | Green Roof - Vegetated Rooftop | A | Cumulative Summer Peak Savings (MW) | Achievable Economic TRC Potential | 0 | 0 | 0 | 0 | 0 | 0 | 0 | 0 | 0 | 0 | 0 | 0 | 0 | 0 | 0 | 0 | 0 | 0 | 0 | 0 | 0 | 0 | 0 | 0 | 0 | 0 | 0
F9_Commercial_WA - Health_Existing_Space Heating_Natural Gas_Green Roof - Vegetated Rooftop_A_Achievable Economic TRC Potential | F9 | Commercial | WA - Health | Existing | Space Heating | Natural Gas | Green Roof - Vegetated Rooftop | A | Cumulative Winter Peak Savings (MW) | Achievable Economic TRC Potential | 0 | 0 | 0 | 0 | 0 | 0 | 0 | 0 | 0 | 0 | 0 | 0 | 0 | 0 | 0 | 0 | 0 | 0 | 0 | 0 | 0 | 0 | 0 | 0 | 0 | 0 | 0
F10_Commercial_WA - Health_Existing_Space Heating_Natural Gas_Green Roof - Vegetated Rooftop_A_Achievable Economic TRC Potential | F10 | Commercial | WA - Health | Existing | Space Heating | Natural Gas | Green Roof - Vegetated Rooftop | A | Purchases (Incremental) | Achievable Economic TRC Potential | 0 | 0 | 0 | 0 | 0 | 0 | 0 | 0 | 0 | 0 | 0 | 0 | 0 | 0 | 0 | 0 | 0 | 0 | 0 | 0 | 0 | 0 | 0 | 0 | 0 | 0 | 0
F11_Commercial_WA - Health_Existing_Space Heating_Natural Gas_Green Roof - Vegetated Rooftop_A_Achievable Economic TRC Potential | F11 | Commercial | WA - Health | Existing | Space Heating | Natural Gas | Green Roof - Vegetated Rooftop | A | Purchases (Cumulative) | Achievable Economic TRC Potential | 0 | 0 | 0 | 0 | 0 | 0 | 0 | 0 | 0 | 0 | 0 | 0 | 0 | 0 | 0 | 0 | 0 | 0 | 0 | 0 | 0 | 0 | 0 | 0 | 0 | 0 | 0
F1_Commercial_WA - Health_Existing_Space Heating_Natural Gas_Ducting - Repair and Sealing_A_Achievable Economic TRC Potential | F1 | Commercial | WA - Health | Existing | Space Heating | Natural Gas | Ducting - Repair and Sealing | A | Integrated Unit Energy Savings (kWh or therms) | Achievable Economic TRC Potential | 0 | 0 | 0.1901 | 0.18906 | 0.18773 | 0.18611 | 0.18424 | 0.18207 | 0.17952 | 0.17658 | 0.17321 | 0.1694 | 0.1652 | 0.16073 | 0.15612 | 0.15157 | 0.14728 | 0.14341 | 0.14017 | 0.13765 | 0.13556 | 0.13399 | 0.13258 | 0.13181 | 0.13107 | 0.13037 | 0.12969
F2_Commercial_WA - Health_Existing_Space Heating_Natural Gas_Ducting - Repair and Sealing_A_Achievable Economic TRC Potential | F2 | Commercial | WA - Health | Existing | Space Heating | Natural Gas | Ducting - Repair and Sealing | A | Integrated Unit Summer Peak Savings (kW) | Achievable Economic TRC Potential | 0 | 0 | 0 | 0 | 0 | 0 | 0 | 0 | 0 | 0 | 0 | 0 | 0 | 0 | 0 | 0 | 0 | 0 | 0 | 0 | 0 | 0 | 0 | 0 | 0 | 0 | 0
F3_Commercial_WA - Health_Existing_Space Heating_Natural Gas_Ducting - Repair and Sealing_A_Achievable Economic TRC Potential | F3 | Commercial | WA - Health | Existing | Space Heating | Natural Gas | Ducting - Repair and Sealing | A | Integrated Unit Winter Peak Savings (kW) | Achievable Economic TRC Potential | 0 | 0 | 0 | 0 | 0 | 0 | 0 | 0 | 0 | 0 | 0 | 0 | 0 | 0 | 0 | 0 | 0 | 0 | 0 | 0 | 0 | 0 | 0 | 0 | 0 | 0 | 0
F4_Commercial_WA - Health_Existing_Space Heating_Natural Gas_Ducting - Repair and Sealing_A_Achievable Economic TRC Potential | F4 | Commercial | WA - Health | Existing | Space Heating | Natural Gas | Ducting - Repair and Sealing | A | Incremental Energy Savings (MWh or mTherms) | Achievable Economic TRC Potential | 0 | 0 | 0 | 1.0686 | 0.57097 | 1.9149 | 3.0836 | 4.6251 | 6.5315 | 8.7389 | 11.1129 | 13.4425 | 15.459 | 16.874 | 17.4358 | 16.9988 | 15.5706 | 13.33 | 10.6061 | 7.7848 | 5.6172 | 2.2721 | 1.9948 | 0 | 0 | 0 | 0
F5_Commercial_WA - Health_Existing_Space Heating_Natural Gas_Ducting - Repair and Sealing_A_Achievable Economic TRC Potential | F5 | Commercial | WA - Health | Existing | Space Heating | Natural Gas | Ducting - Repair and Sealing | A | Incremental Summer Peak Savings (MW) | Achievable Economic TRC Potential | 0 | 0 | 0 | 0 | 0 | 0 | 0 | 0 | 0 | 0 | 0 | 0 | 0 | 0 | 0 | 0 | 0 | 0 | 0 | 0 | 0 | 0 | 0 | 0 | 0 | 0 | 0
F6_Commercial_WA - Health_Existing_Space Heating_Natural Gas_Ducting - Repair and Sealing_A_Achievable Economic TRC Potential | F6 | Commercial | WA - Health | Existing | Space Heating | Natural Gas | Ducting - Repair and Sealing | A | Incremental Winter Peak Savings (MW) | Achievable Economic TRC Potential | 0 | 0 | 0 | 0 | 0 | 0 | 0 | 0 | 0 | 0 | 0 | 0 | 0 | 0 | 0 | 0 | 0 | 0 | 0 | 0 | 0 | 0 | 0 | 0 | 0 | 0 | 0
F7_Commercial_WA - Health_Existing_Space Heating_Natural Gas_Ducting - Repair and Sealing_A_Achievable Economic TRC Potential | F7 | Commercial | WA - Health | Existing | Space Heating | Natural Gas | Ducting - Repair and Sealing | A | Cumulative Energy Savings (MWh or mTherms) | Achievable Economic TRC Potential | 0 | 0 | 0 | 1.0686 | 1.6321 | 3.5329 | 6.581 | 11.1283 | 17.5041 | 25.9561 | 36.5743 | 49.2125 | 63.4516 | 78.6062 | 93.7873 | 108.0554 | 120.5666 | 130.726 | 138.3833 | 143.6757 | 147.1165 | 147.6869 | 148.1289 | 147.2648 | 146.4403 | 145.6516 | 144.8952
F8_Commercial_WA - Health_Existing_Space Heating_Natural Gas_Ducting - Repair and Sealing_A_Achievable Economic TRC Potential | F8 | Commercial | WA - Health | Existing | Space Heating | Natural Gas | Ducting - Repair and Sealing | A | Cumulative Summer Peak Savings (MW) | Achievable Economic TRC Potential | 0 | 0 | 0 | 0 | 0 | 0 | 0 | 0 | 0 | 0 | 0 | 0 | 0 | 0 | 0 | 0 | 0 | 0 | 0 | 0 | 0 | 0 | 0 | 0 | 0 | 0 | 0
F9_Commercial_WA - Health_Existing_Space Heating_Natural Gas_Ducting - Repair and Sealing_A_Achievable Economic TRC Potential | F9 | Commercial | WA - Health | Existing | Space Heating | Natural Gas | Ducting - Repair and Sealing | A | Cumulative Winter Peak Savings (MW) | Achievable Economic TRC Potential | 0 | 0 | 0 | 0 | 0 | 0 | 0 | 0 | 0 | 0 | 0 | 0 | 0 | 0 | 0 | 0 | 0 | 0 | 0 | 0 | 0 | 0 | 0 | 0 | 0 | 0 | 0
F10_Commercial_WA - Health_Existing_Space Heating_Natural Gas_Ducting - Repair and Sealing_A_Achievable Economic TRC Potential | F10 | Commercial | WA - Health | Existing | Space Heating | Natural Gas | Ducting - Repair and Sealing | A | Purchases (Incremental) | Achievable Economic TRC Potential | 0 | 0 | 0 | 5652.2868 | 3041.4488 | 10288.9192 | 16736.3373 | 25403.4224 | 36383.129 | 49491.047 | 64158.2719 | 79352.7248 | 93575.7128 | 104985.8685 | 111685.1976 | 112151.4685 | 105721.673 | 92952.9959 | 75665.5425 | 56556.2902 | 41436.7309 | 16956.8604 | 15045.869 | 0 | 0 | 0 | 0
F11_Commercial_WA - Health_Existing_Space Heating_Natural Gas_Ducting - Repair and Sealing_A_Achievable Economic TRC Potential | F11 | Commercial | WA - Health | Existing | Space Heating | Natural Gas | Ducting - Repair and Sealing | A | Purchases (Cumulative) | Achievable Economic TRC Potential | 0 | 0 | 0 | 5652.2868 | 8693.7356 | 18982.6548 | 35718.992 | 61122.4144 | 97505.5434 | 146996.5905 | 211154.8624 | 290507.5871 | 384083.2999 | 489069.1685 | 600754.3661 | 712905.8346 | 818627.5076 | 911580.5036 | 987246.046 | 1043802.3362 | 1085239.0671 | 1102195.9276 | 1117241.7966 | 1117241.7966 | 1117241.7966 | 1117241.7966 | 1117241.7966
F1_Commercial_WA - Health_Existing_Space Heating_Natural Gas_Windows - High Efficiency Glazing_A_Achievable Economic TRC Potential | F1 | Commercial | WA - Health | Existing | Space Heating | Natural Gas | Windows - High Efficiency Glazing | A | Integrated Unit Energy Savings (kWh or therms) | Achievable Economic TRC Potential | 0 | 0 | 0.36881 | 0.36609 | 0.36241 | 0.35792 | 0.35275 | 0.34673 | 0.33966 | 0.33149 | 0.32213 | 0.31161 | 0.30012 | 0.288 | 0.27571 | 0.2638 | 0.25276 | 0.24299 | 0.23525 | 0.22962 | 0.22513 | 0.22206 | 0.21934 | 0.21805 | 0.21683 | 0.21566 | 0.21454
F2_Commercial_WA - Health_Existing_Space Heating_Natural Gas_Windows - High Efficiency Glazing_A_Achievable Economic TRC Potential | F2 | Commercial | WA - Health | Existing | Space Heating | Natural Gas | Windows - High Efficiency Glazing | A | Integrated Unit Summer Peak Savings (kW) | Achievable Economic TRC Potential | 0 | 0 | 0 | 0 | 0 | 0 | 0 | 0 | 0 | 0 | 0 | 0 | 0 | 0 | 0 | 0 | 0 | 0 | 0 | 0 | 0 | 0 | 0 | 0 | 0 | 0 | 0
F3_Commercial_WA - Health_Existing_Space Heating_Natural Gas_Windows - High Efficiency Glazing_A_Achievable Economic TRC Potential | F3 | Commercial | WA - Health | Existing | Space Heating | Natural Gas | Windows - High Efficiency Glazing | A | Integrated Unit Winter Peak Savings (kW) | Achievable Economic TRC Potential | 0 | 0 | 0 | 0 | 0 | 0 | 0 | 0 | 0 | 0 | 0 | 0 | 0 | 0 | 0 | 0 | 0 | 0 | 0 | 0 | 0 | 0 | 0 | 0 | 0 | 0 | 0
F4_Commercial_WA - Health_Existing_Space Heating_Natural Gas_Windows - High Efficiency Glazing_A_Achievable Economic TRC Potential | F4 | Commercial | WA - Health | Existing | Space Heating | Natural Gas | Windows - High Efficiency Glazing | A | Incremental Energy Savings (MWh or mTherms) | Achievable Economic TRC Potential | 0 | 0 | 0 | 0.33182 | 0.17675 | 0.59053 | 0.94671 | 1.4124 | 1.9817 | 2.6307 | 3.3142 | 3.9652 | 4.5034 | 4.8486 | 4.9379 | 4.7442 | 4.285 | 3.6219 | 2.8544 | 2.0824 | 1.4959 | 0.80508 | 0.63616 | 0 | 0 | 0 | 0
F5_Commercial_WA - Health_Existing_Space Heating_Natural Gas_Windows - High Efficiency Glazing_A_Achievable Economic TRC Potential | F5 | Commercial | WA - Health | Existing | Space Heating | Natural Gas | Windows - High Efficiency Glazing | A | Incremental Summer Peak Savings (MW) | Achievable Economic TRC Potential | 0 | 0 | 0 | 0 | 0 | 0 | 0 | 0 | 0 | 0 | 0 | 0 | 0 | 0 | 0 | 0 | 0 | 0 | 0 | 0 | 0 | 0 | 0 | 0 | 0 | 0 | 0
F6_Commercial_WA - Health_Existing_Space Heating_Natural Gas_Windows - High Efficiency Glazing_A_Achievable Economic TRC Potential | F6 | Commercial | WA - Health | Existing | Space Heating | Natural Gas | Windows - High Efficiency Glazing | A | Incremental Winter Peak Savings (MW) | Achievable Economic TRC Potential | 0 | 0 | 0 | 0 | 0 | 0 | 0 | 0 | 0 | 0 | 0 | 0 | 0 | 0 | 0 | 0 | 0 | 0 | 0 | 0 | 0 | 0 | 0 | 0 | 0 | 0 | 0
F7_Commercial_WA - Health_Existing_Space Heating_Natural Gas_Windows - High Efficiency Glazing_A_Achievable Economic TRC Potential | F7 | Commercial | WA - Health | Existing | Space Heating | Natural Gas | Windows - High Efficiency Glazing | A | Cumulative Energy Savings (MWh or mTherms) | Achievable Economic TRC Potential | 0 | 0 | 0 | 0.33182 | 0.50523 | 1.0895 | 2.0205 | 3.3984 | 5.3109 | 7.8137 | 10.9075 | 14.5165 | 18.4843 | 22.5867 | 26.5607 | 30.1569 | 33.1797 | 35.52 | 37.2429 | 38.4331 | 39.1782 | 39.449 | 39.6012 | 39.37 | 39.1494 | 38.9383 | 38.7359
F8_Commercial_WA - Health_Existing_Space Heating_Natural Gas_Windows - High Efficiency Glazing_A_Achievable Economic TRC Potential | F8 | Commercial | WA - Health | Existing | Space Heating | Natural Gas | Windows - High Efficiency Glazing | A | Cumulative Summer Peak Savings (MW) | Achievable Economic TRC Potential | 0 | 0 | 0 | 0 | 0 | 0 | 0 | 0 | 0 | 0 | 0 | 0 | 0 | 0 | 0 | 0 | 0 | 0 | 0 | 0 | 0 | 0 | 0 | 0 | 0 | 0 | 0
F9_Commercial_WA - Health_Existing_Space Heating_Natural Gas_Windows - High Efficiency Glazing_A_Achievable Economic TRC Potential | F9 | Commercial | WA - Health | Existing | Space Heating | Natural Gas | Windows - High Efficiency Glazing | A | Cumulative Winter Peak Savings (MW) | Achievable Economic TRC Potential | 0 | 0 | 0 | 0 | 0 | 0 | 0 | 0 | 0 | 0 | 0 | 0 | 0 | 0 | 0 | 0 | 0 | 0 | 0 | 0 | 0 | 0 | 0 | 0 | 0 | 0 | 0
F10_Commercial_WA - Health_Existing_Space Heating_Natural Gas_Windows - High Efficiency Glazing_A_Achievable Economic TRC Potential | F10 | Commercial | WA - Health | Existing | Space Heating | Natural Gas | Windows - High Efficiency Glazing | A | Purchases (Incremental) | Achievable Economic TRC Potential | 0 | 0 | 0 | 906.3808 | 487.716 | 1649.8948 | 2683.78 | 4073.6032 | 5834.2702 | 7936.2097 | 10288.1941 | 12724.723 | 15005.4712 | 16835.1635 | 17909.4443 | 17984.2139 | 16953.1545 | 14905.6145 | 12133.4595 | 9069.1672 | 6644.648 | 3625.5231 | 2900.4185 | 0 | 0 | 0 | 0
F11_Commercial_WA - Health_Existing_Space Heating_Natural Gas_Windows - High Efficiency Glazing_A_Achievable Economic TRC Potential | F11 | Commercial | WA - Health | Existing | Space Heating | Natural Gas | Windows - High Efficiency Glazing | A | Purchases (Cumulative) | Achievable Economic TRC Potential | 0 | 0 | 0 | 906.3808 | 1394.0968 | 3043.9916 | 5727.7716 | 9801.3748 | 15635.645 | 23571.8547 | 33860.0488 | 46584.7718 | 61590.2431 | 78425.4066 | 96334.8509 | 114319.0647 | 131272.2193 | 146177.8338 | 158311.2932 | 167380.4604 | 174025.1084 | 177650.6315 | 180551.05 | 180551.05 | 180551.05 | 180551.05 | 180551.05
F1_Commercial_WA - Health_Existing_Space Heating_Natural Gas_Windows - Secondary Glazing Systems_A_Achievable Economic TRC Potential | F1 | Commercial | WA - Health | Existing | Space Heating | Natural Gas | Windows - Secondary Glazing Systems | A | Integrated Unit Energy Savings (kWh or therms) | Achievable Economic TRC Potential | 0 | 0 | 1.4733 | 1.4658 | 1.4558 | 1.4443 | 1.4315 | 1.4171 | 1.4009 | 1.3828 | 1.3627 | 1.3404 | 1.3161 | 1.2903 | 1.2637 | 1.2371 | 1.2117 | 1.1881 | 1.168 | 1.1519 | 1.1381 | 1.1269 | 1.1166 | 1.1101 | 1.1039 | 1.0979 | 1.0922
F2_Commercial_WA - Health_Existing_Space Heating_Natural Gas_Windows - Secondary Glazing Systems_A_Achievable Economic TRC Potential | F2 | Commercial | WA - Health | Existing | Space Heating | Natural Gas | Windows - Secondary Glazing Systems | A | Integrated Unit Summer Peak Savings (kW) | Achievable Economic TRC Potential | 0 | 0 | 0 | 0 | 0 | 0 | 0 | 0 | 0 | 0 | 0 | 0 | 0 | 0 | 0 | 0 | 0 | 0 | 0 | 0 | 0 | 0 | 0 | 0 | 0 | 0 | 0
F3_Commercial_WA - Health_Existing_Space Heating_Natural Gas_Windows - Secondary Glazing Systems_A_Achievable Economic TRC Potential | F3 | Commercial | WA - Health | Existing | Space Heating | Natural Gas | Windows - Secondary Glazing Systems | A | Integrated Unit Winter Peak Savings (kW) | Achievable Economic TRC Potential | 0 | 0 | 0 | 0 | 0 | 0 | 0 | 0 | 0 | 0 | 0 | 0 | 0 | 0 | 0 | 0 | 0 | 0 | 0 | 0 | 0 | 0 | 0 | 0 | 0 | 0 | 0
F4_Commercial_WA - Health_Existing_Space Heating_Natural Gas_Windows - Secondary Glazing Systems_A_Achievable Economic TRC Potential | F4 | Commercial | WA - Health | Existing | Space Heating | Natural Gas | Windows - Secondary Glazing Systems | A | Incremental Energy Savings (MWh or mTherms) | Achievable Economic TRC Potential | 0 | 0 | 0 | 1.3285 | 0.71 | 2.3829 | 3.8418 | 5.7728 | 8.1733 | 10.9744 | 14.0201 | 17.0565 | 19.7488 | 21.7226 | 22.6314 | 22.2489 | 20.5416 | 17.7095 | 14.1719 | 10.4471 | 7.5622 | 4.0855 | 3.2386 | 0 | 0 | 0 | 0
F5_Commercial_WA - Health_Existing_Space Heating_Natural Gas_Windows - Secondary Glazing Systems_A_Achievable Economic TRC Potential | F5 | Commercial | WA - Health | Existing | Space Heating | Natural Gas | Windows - Secondary Glazing Systems | A | Incremental Summer Peak Savings (MW) | Achievable Economic TRC Potential | 0 | 0 | 0 | 0 | 0 | 0 | 0 | 0 | 0 | 0 | 0 | 0 | 0 | 0 | 0 | 0 | 0 | 0 | 0 | 0 | 0 | 0 | 0 | 0 | 0 | 0 | 0
F6_Commercial_WA - Health_Existing_Space Heating_Natural Gas_Windows - Secondary Glazing Systems_A_Achievable Economic TRC Potential | F6 | Commercial | WA - Health | Existing | Space Heating | Natural Gas | Windows - Secondary Glazing Systems | A | Incremental Winter Peak Savings (MW) | Achievable Economic TRC Potential | 0 | 0 | 0 | 0 | 0 | 0 | 0 | 0 | 0 | 0 | 0 | 0 | 0 | 0 | 0 | 0 | 0 | 0 | 0 | 0 | 0 | 0 | 0 | 0 | 0 | 0 | 0
F7_Commercial_WA - Health_Existing_Space Heating_Natural Gas_Windows - Secondary Glazing Systems_A_Achievable Economic TRC Potential | F7 | Commercial | WA - Health | Existing | Space Heating | Natural Gas | Windows - Secondary Glazing Systems | A | Cumulative Energy Savings (MWh or mTherms) | Achievable Economic TRC Potential | 0 | 0 | 0 | 1.3285 | 2.0295 | 4.3963 | 8.1991 | 13.8897 | 21.9042 | 32.5959 | 46.1424 | 62.4433 | 81.0593 | 101.1931 | 121.7344 | 141.428 | 159.0583 | 173.6755 | 184.9083 | 192.8109 | 198.0564 | 200.1914 | 201.6009 | 200.4248 | 199.3028 | 198.2294 | 197.1998
F8_Commercial_WA - Health_Existing_Space Heating_Natural Gas_Windows - Secondary Glazing Systems_A_Achievable Economic TRC Potential | F8 | Commercial | WA - Health | Existing | Space Heating | Natural Gas | Windows - Secondary Glazing Systems | A | Cumulative Summer Peak Savings (MW) | Achievable Economic TRC Potential | 0 | 0 | 0 | 0 | 0 | 0 | 0 | 0 | 0 | 0 | 0 | 0 | 0 | 0 | 0 | 0 | 0 | 0 | 0 | 0 | 0 | 0 | 0 | 0 | 0 | 0 | 0
F9_Commercial_WA - Health_Existing_Space Heating_Natural Gas_Windows - Secondary Glazing Systems_A_Achievable Economic TRC Potential | F9 | Commercial | WA - Health | Existing | Space Heating | Natural Gas | Windows - Secondary Glazing Systems | A | Cumulative Winter Peak Savings (MW) | Achievable Economic TRC Potential | 0 | 0 | 0 | 0 | 0 | 0 | 0 | 0 | 0 | 0 | 0 | 0 | 0 | 0 | 0 | 0 | 0 | 0 | 0 | 0 | 0 | 0 | 0 | 0 | 0 | 0 | 0
F10_Commercial_WA - Health_Existing_Space Heating_Natural Gas_Windows - Secondary Glazing Systems_A_Achievable Economic TRC Potential | F10 | Commercial | WA - Health | Existing | Space Heating | Natural Gas | Windows - Secondary Glazing Systems | A | Purchases (Incremental) | Achievable Economic TRC Potential | 0 | 0 | 0 | 906.3808 | 487.716 | 1649.8948 | 2683.78 | 4073.6032 | 5834.2702 | 7936.2097 | 10288.1941 | 12724.723 | 15005.4712 | 16835.1635 | 17909.4443 | 17984.2139 | 16953.1545 | 14905.6145 | 12133.4595 | 9069.1672 | 6644.648 | 3625.5231 | 2900.4185 | 0 | 0 | 0 | 0
F11_Commercial_WA - Health_Existing_Space Heating_Natural Gas_Windows - Secondary Glazing Systems_A_Achievable Economic TRC Potential | F11 | Commercial | WA - Health | Existing | Space Heating | Natural Gas | Windows - Secondary Glazing Systems | A | Purchases (Cumulative) | Achievable Economic TRC Potential | 0 | 0 | 0 | 906.3808 | 1394.0968 | 3043.9916 | 5727.7716 | 9801.3748 | 15635.645 | 23571.8547 | 33860.0488 | 46584.7718 | 61590.2431 | 78425.4066 | 96334.8509 | 114319.0647 | 131272.2193 | 146177.8338 | 158311.2932 | 167380.4604 | 174025.1084 | 177650.6315 | 180551.05 | 180551.05 | 180551.05 | 180551.05 | 180551.05
F1_Commercial_WA - Health_Existing_Space Heating_Natural Gas_HVAC - Energy Recovery Ventilator_A_Achievable Economic TRC Potential | F1 | Commercial | WA - Health | Existing | Space Heating | Natural Gas | HVAC - Energy Recovery Ventilator | A | Integrated Unit Energy Savings (kWh or therms) | Achievable Economic TRC Potential | 0 | 0 | 0.28417 | 0.28204 | 0.27919 | 0.27568 | 0.27162 | 0.26686 | 0.26125 | 0.25474 | 0.24727 | 0.23886 | 0.22966 | 0.21998 | 0.21017 | 0.20068 | 0.19192 | 0.18419 | 0.17808 | 0.17364 | 0.17012 | 0.16773 | 0.16562 | 0.16465 | 0.16373 | 0.16285 | 0.162
F2_Commercial_WA - Health_Existing_Space Heating_Natural Gas_HVAC - Energy Recovery Ventilator_A_Achievable Economic TRC Potential | F2 | Commercial | WA - Health | Existing | Space Heating | Natural Gas | HVAC - Energy Recovery Ventilator | A | Integrated Unit Summer Peak Savings (kW) | Achievable Economic TRC Potential | 0 | 0 | 0 | 0 | 0 | 0 | 0 | 0 | 0 | 0 | 0 | 0 | 0 | 0 | 0 | 0 | 0 | 0 | 0 | 0 | 0 | 0 | 0 | 0 | 0 | 0 | 0
F3_Commercial_WA - Health_Existing_Space Heating_Natural Gas_HVAC - Energy Recovery Ventilator_A_Achievable Economic TRC Potential | F3 | Commercial | WA - Health | Existing | Space Heating | Natural Gas | HVAC - Energy Recovery Ventilator | A | Integrated Unit Winter Peak Savings (kW) | Achievable Economic TRC Potential | 0 | 0 | 0 | 0 | 0 | 0 | 0 | 0 | 0 | 0 | 0 | 0 | 0 | 0 | 0 | 0 | 0 | 0 | 0 | 0 | 0 | 0 | 0 | 0 | 0 | 0 | 0
F4_Commercial_WA - Health_Existing_Space Heating_Natural Gas_HVAC - Energy Recovery Ventilator_A_Achievable Economic TRC Potential | F4 | Commercial | WA - Health | Existing | Space Heating | Natural Gas | HVAC - Energy Recovery Ventilator | A | Incremental Energy Savings (MWh or mTherms) | Achievable Economic TRC Potential | 0 | 0 | 0 | 3.0855 | 6.2693 | 6.1906 | 6.0994 | 5.9924 | 5.8666 | 5.7203 | 5.5526 | 5.3637 | 5.1572 | 4.9397 | 4.7195 | 4.5064 | 4.3096 | 4.1362 | 3.999 | 3.8992 | 3.8201 | 3.7665 | 3.7191 | 0 | 0 | 0 | 0
F5_Commercial_WA - Health_Existing_Space Heating_Natural Gas_HVAC - Energy Recovery Ventilator_A_Achievable Economic TRC Potential | F5 | Commercial | WA - Health | Existing | Space Heating | Natural Gas | HVAC - Energy Recovery Ventilator | A | Incremental Summer Peak Savings (MW) | Achievable Economic TRC Potential | 0 | 0 | 0 | 0 | 0 | 0 | 0 | 0 | 0 | 0 | 0 | 0 | 0 | 0 | 0 | 0 | 0 | 0 | 0 | 0 | 0 | 0 | 0 | 0 | 0 | 0 | 0
F6_Commercial_WA - Health_Existing_Space Heating_Natural Gas_HVAC - Energy Recovery Ventilator_A_Achievable Economic TRC Potential | F6 | Commercial | WA - Health | Existing | Space Heating | Natural Gas | HVAC - Energy Recovery Ventilator | A | Incremental Winter Peak Savings (MW) | Achievable Economic TRC Potential | 0 | 0 | 0 | 0 | 0 | 0 | 0 | 0 | 0 | 0 | 0 | 0 | 0 | 0 | 0 | 0 | 0 | 0 | 0 | 0 | 0 | 0 | 0 | 0 | 0 | 0 | 0
F7_Commercial_WA - Health_Existing_Space Heating_Natural Gas_HVAC - Energy Recovery Ventilator_A_Achievable Economic TRC Potential | F7 | Commercial | WA - Health | Existing | Space Heating | Natural Gas | HVAC - Energy Recovery Ventilator | A | Cumulative Energy Savings (MWh or mTherms) | Achievable Economic TRC Potential | 0 | 0 | 0 | 3.0855 | 9.3235 | 15.397 | 21.2696 | 26.8892 | 32.1911 | 37.1087 | 41.5733 | 45.5224 | 48.927 | 51.8036 | 54.2133 | 56.2722 | 58.1242 | 59.9217 | 61.9326 | 64.2864 | 66.8035 | 69.6319 | 72.4744 | 72.0512 | 71.6474 | 71.2611 | 70.8907
F8_Commercial_WA - Health_Existing_Space Heating_Natural Gas_HVAC - Energy Recovery Ventilator_A_Achievable Economic TRC Potential | F8 | Commercial | WA - Health | Existing | Space Heating | Natural Gas | HVAC - Energy Recovery Ventilator | A | Cumulative Summer Peak Savings (MW) | Achievable Economic TRC Potential | 0 | 0 | 0 | 0 | 0 | 0 | 0 | 0 | 0 | 0 | 0 | 0 | 0 | 0 | 0 | 0 | 0 | 0 | 0 | 0 | 0 | 0 | 0 | 0 | 0 | 0 | 0
F9_Commercial_WA - Health_Existing_Space Heating_Natural Gas_HVAC - Energy Recovery Ventilator_A_Achievable Economic TRC Potential | F9 | Commercial | WA - Health | Existing | Space Heating | Natural Gas | HVAC - Energy Recovery Ventilator | A | Cumulative Winter Peak Savings (MW) | Achievable Economic TRC Potential | 0 | 0 | 0 | 0 | 0 | 0 | 0 | 0 | 0 | 0 | 0 | 0 | 0 | 0 | 0 | 0 | 0 | 0 | 0 | 0 | 0 | 0 | 0 | 0 | 0 | 0 | 0
F10_Commercial_WA - Health_Existing_Space Heating_Natural Gas_HVAC - Energy Recovery Ventilator_A_Achievable Economic TRC Potential | F10 | Commercial | WA - Health | Existing | Space Heating | Natural Gas | HVAC - Energy Recovery Ventilator | A | Purchases (Incremental) | Achievable Economic TRC Potential | 0 | 0 | 0 | 10939.91 | 22455.6046 | 22455.6046 | 22455.6046 | 22455.6046 | 22455.6046 | 22455.6046 | 22455.6046 | 22455.6046 | 22455.6046 | 22455.6046 | 22455.6046 | 22455.6046 | 22455.6046 | 22455.6046 | 22455.6046 | 22455.6046 | 22455.6046 | 22455.6046 | 22455.6046 | 0 | 0 | 0 | 0
F11_Commercial_WA - Health_Existing_Space Heating_Natural Gas_HVAC - Energy Recovery Ventilator_A_Achievable Economic TRC Potential | F11 | Commercial | WA - Health | Existing | Space Heating | Natural Gas | HVAC - Energy Recovery Ventilator | A | Purchases (Cumulative) | Achievable Economic TRC Potential | 0 | 0 | 0 | 10939.91 | 33395.5146 | 55851.1192 | 78306.7239 | 100762.3285 | 123217.9331 | 145673.5378 | 168129.1424 | 190584.747 | 213040.3517 | 235495.9563 | 257951.561 | 280407.1656 | 302862.7702 | 325318.3749 | 347773.9795 | 370229.5841 | 392685.1888 | 415140.7934 | 437596.398 | 437596.398 | 437596.398 | 437596.398 | 437596.398
F1_Commercial_WA - Health_Existing_Space Heating_Natural Gas_Building Shell - Air Sealing (Infiltration Control)_A_Achievable Economic TRC Potential | F1 | Commercial | WA - Health | Existing | Space Heating | Natural Gas | Building Shell - Air Sealing (Infiltration Control) | A | Integrated Unit Energy Savings (kWh or therms) | Achievable Economic TRC Potential | 0 | 0 | 5.5225 | 5.5059 | 5.487 | 5.4664 | 5.4441 | 5.4203 | 5.395 | 5.3682 | 5.3401 | 5.3107 | 5.2802 | 5.2485 | 5.2158 | 5.1821 | 5.1476 | 5.1124 | 5.0767 | 5.0422 | 5.0089 | 4.9772 | 4.9469 | 4.9181 | 4.8906 | 4.8643 | 4.839
F2_Commercial_WA - Health_Existing_Space Heating_Natural Gas_Building Shell - Air Sealing (Infiltration Control)_A_Achievable Economic TRC Potential | F2 | Commercial | WA - Health | Existing | Space Heating | Natural Gas | Building Shell - Air Sealing (Infiltration Control) | A | Integrated Unit Summer Peak Savings (kW) | Achievable Economic TRC Potential | 0 | 0 | 0 | 0 | 0 | 0 | 0 | 0 | 0 | 0 | 0 | 0 | 0 | 0 | 0 | 0 | 0 | 0 | 0 | 0 | 0 | 0 | 0 | 0 | 0 | 0 | 0
F3_Commercial_WA - Health_Existing_Space Heating_Natural Gas_Building Shell - Air Sealing (Infiltration Control)_A_Achievable Economic TRC Potential | F3 | Commercial | WA - Health | Existing | Space Heating | Natural Gas | Building Shell - Air Sealing (Infiltration Control) | A | Integrated Unit Winter Peak Savings (kW) | Achievable Economic TRC Potential | 0 | 0 | 0 | 0 | 0 | 0 | 0 | 0 | 0 | 0 | 0 | 0 | 0 | 0 | 0 | 0 | 0 | 0 | 0 | 0 | 0 | 0 | 0 | 0 | 0 | 0 | 0
F4_Commercial_WA - Health_Existing_Space Heating_Natural Gas_Building Shell - Air Sealing (Infiltration Control)_A_Achievable Economic TRC Potential | F4 | Commercial | WA - Health | Existing | Space Heating | Natural Gas | Building Shell - Air Sealing (Infiltration Control) | A | Incremental Energy Savings (MWh or mTherms) | Achievable Economic TRC Potential | 0 | 0 | 0 | 0.14617 | 0.078382 | 0.26416 | 0.42794 | 0.64672 | 0.92192 | 1.2478 | 1.6092 | 1.9793 | 2.3207 | 2.4487 | 2.6615 | 2.4792 | 2.1514 | 1.622 | 0.93665 | 0.16732 | 0 | 0 | 0 | 0 | 0 | 0 | 0
F5_Commercial_WA - Health_Existing_Space Heating_Natural Gas_Building Shell - Air Sealing (Infiltration Control)_A_Achievable Economic TRC Potential | F5 | Commercial | WA - Health | Existing | Space Heating | Natural Gas | Building Shell - Air Sealing (Infiltration Control) | A | Incremental Summer Peak Savings (MW) | Achievable Economic TRC Potential | 0 | 0 | 0 | 0 | 0 | 0 | 0 | 0 | 0 | 0 | 0 | 0 | 0 | 0 | 0 | 0 | 0 | 0 | 0 | 0 | 0 | 0 | 0 | 0 | 0 | 0 | 0
F6_Commercial_WA - Health_Existing_Space Heating_Natural Gas_Building Shell - Air Sealing (Infiltration Control)_A_Achievable Economic TRC Potential | F6 | Commercial | WA - Health | Existing | Space Heating | Natural Gas | Building Shell - Air Sealing (Infiltration Control) | A | Incremental Winter Peak Savings (MW) | Achievable Economic TRC Potential | 0 | 0 | 0 | 0 | 0 | 0 | 0 | 0 | 0 | 0 | 0 | 0 | 0 | 0 | 0 | 0 | 0 | 0 | 0 | 0 | 0 | 0 | 0 | 0 | 0 | 0 | 0
F7_Commercial_WA - Health_Existing_Space Heating_Natural Gas_Building Shell - Air Sealing (Infiltration Control)_A_Achievable Economic TRC Potential | F7 | Commercial | WA - Health | Existing | Space Heating | Natural Gas | Building Shell - Air Sealing (Infiltration Control) | A | Cumulative Energy Savings (MWh or mTherms) | Achievable Economic TRC Potential | 0 | 0 | 0 | 0.14617 | 0.22405 | 0.48737 | 0.91332 | 1.556 | 2.4707 | 3.7063 | 5.296 | 7.2462 | 9.5252 | 11.9167 | 14.5038 | 16.8894 | 18.9284 | 20.421 | 21.2151 | 21.2384 | 21.0981 | 20.9644 | 20.8368 | 20.7154 | 20.5995 | 20.4887 | 20.3824
F8_Commercial_WA - Health_Existing_Space Heating_Natural Gas_Building Shell - Air Sealing (Infiltration Control)_A_Achievable Economic TRC Potential | F8 | Commercial | WA - Health | Existing | Space Heating | Natural Gas | Building Shell - Air Sealing (Infiltration Control) | A | Cumulative Summer Peak Savings (MW) | Achievable Economic TRC Potential | 0 | 0 | 0 | 0 | 0 | 0 | 0 | 0 | 0 | 0 | 0 | 0 | 0 | 0 | 0 | 0 | 0 | 0 | 0 | 0 | 0 | 0 | 0 | 0 | 0 | 0 | 0
F9_Commercial_WA - Health_Existing_Space Heating_Natural Gas_Building Shell - Air Sealing (Infiltration Control)_A_Achievable Economic TRC Potential | F9 | Commercial | WA - Health | Existing | Space Heating | Natural Gas | Building Shell - Air Sealing (Infiltration Control) | A | Cumulative Winter Peak Savings (MW) | Achievable Economic TRC Potential | 0 | 0 | 0 | 0 | 0 | 0 | 0 | 0 | 0 | 0 | 0 | 0 | 0 | 0 | 0 | 0 | 0 | 0 | 0 | 0 | 0 | 0 | 0 | 0 | 0 | 0 | 0
F10_Commercial_WA - Health_Existing_Space Heating_Natural Gas_Building Shell - Air Sealing (Infiltration Control)_A_Achievable Economic TRC Potential | F10 | Commercial | WA - Health | Existing | Space Heating | Natural Gas | Building Shell - Air Sealing (Infiltration Control) | A | Purchases (Incremental) | Achievable Economic TRC Potential | 0 | 0 | 0 | 26.5475 | 14.285 | 48.3247 | 78.6068 | 119.3141 | 170.8833 | 232.4483 | 301.3369 | 372.7018 | 439.504 | 466.5474 | 510.2752 | 478.4254 | 417.944 | 317.2651 | 184.5006 | 33.1839 | 0 | 0 | 0 | 0 | 0 | 0 | 0
F11_Commercial_WA - Health_Existing_Space Heating_Natural Gas_Building Shell - Air Sealing (Infiltration Control)_A_Achievable Economic TRC Potential | F11 | Commercial | WA - Health | Existing | Space Heating | Natural Gas | Building Shell - Air Sealing (Infiltration Control) | A | Purchases (Cumulative) | Achievable Economic TRC Potential | 0 | 0 | 0 | 26.5475 | 40.8325 | 89.1572 | 167.764 | 287.0782 | 457.9615 | 690.4098 | 991.7467 | 1364.4485 | 1803.9525 | 2270.4999 | 2780.7751 | 3259.2005 | 3677.1445 | 3994.4096 | 4178.9102 | 4212.0941 | 4212.0941 | 4212.0941 | 4212.0941 | 4212.0941 | 4212.0941 | 4212.0941 | 4212.0941
F1_Commercial_WA - Health_Existing_Space Heating_Natural Gas_Ventilation - Demand Controlled_A_Achievable Economic TRC Potential | F1 | Commercial | WA - Health | Existing | Space Heating | Natural Gas | Ventilation - Demand Controlled | A | Integrated Unit Energy Savings (kWh or therms) | Achievable Economic TRC Potential | 0 | 0 | 0.070174 | 0.069512 | 0.068561 | 0.067443 | 0.066186 | 0.064756 | 0.063116 | 0.061257 | 0.059175 | 0.056883 | 0.054428 | 0.051886 | 0.049374 | 0.046991 | 0.044802 | 0.042879 | 0.041347 | 0.040216 | 0.039308 | 0.038673 | 0.038105 | 0.037883 | 0.03767 | 0.037467 | 0.037272
F2_Commercial_WA - Health_Existing_Space Heating_Natural Gas_Ventilation - Demand Controlled_A_Achievable Economic TRC Potential | F2 | Commercial | WA - Health | Existing | Space Heating | Natural Gas | Ventilation - Demand Controlled | A | Integrated Unit Summer Peak Savings (kW) | Achievable Economic TRC Potential | 0 | 0 | 0 | 0 | 0 | 0 | 0 | 0 | 0 | 0 | 0 | 0 | 0 | 0 | 0 | 0 | 0 | 0 | 0 | 0 | 0 | 0 | 0 | 0 | 0 | 0 | 0
F3_Commercial_WA - Health_Existing_Space Heating_Natural Gas_Ventilation - Demand Controlled_A_Achievable Economic TRC Potential | F3 | Commercial | WA - Health | Existing | Space Heating | Natural Gas | Ventilation - Demand Controlled | A | Integrated Unit Winter Peak Savings (kW) | Achievable Economic TRC Potential | 0 | 0 | 0 | 0 | 0 | 0 | 0 | 0 | 0 | 0 | 0 | 0 | 0 | 0 | 0 | 0 | 0 | 0 | 0 | 0 | 0 | 0 | 0 | 0 | 0 | 0 | 0
F4_Commercial_WA - Health_Existing_Space Heating_Natural Gas_Ventilation - Demand Controlled_A_Achievable Economic TRC Potential | F4 | Commercial | WA - Health | Existing | Space Heating | Natural Gas | Ventilation - Demand Controlled | A | Incremental Energy Savings (MWh or mTherms) | Achievable Economic TRC Potential | 0 | 0 | 0 | 2.6159 | 3.168 | 3.8135 | 4.3444 | 4.8483 | 5.5247 | 5.8821 | 5.8048 | 5.2585 | 4.325 | 1.2379 | 0 | 0 | 0 | 0 | 0 | 0 | 0 | 0 | 0 | 0 | 0 | 0 | 0
F5_Commercial_WA - Health_Existing_Space Heating_Natural Gas_Ventilation - Demand Controlled_A_Achievable Economic TRC Potential | F5 | Commercial | WA - Health | Existing | Space Heating | Natural Gas | Ventilation - Demand Controlled | A | Incremental Summer Peak Savings (MW) | Achievable Economic TRC Potential | 0 | 0 | 0 | 0 | 0 | 0 | 0 | 0 | 0 | 0 | 0 | 0 | 0 | 0 | 0 | 0 | 0 | 0 | 0 | 0 | 0 | 0 | 0 | 0 | 0 | 0 | 0
F6_Commercial_WA - Health_Existing_Space Heating_Natural Gas_Ventilation - Demand Controlled_A_Achievable Economic TRC Potential | F6 | Commercial | WA - Health | Existing | Space Heating | Natural Gas | Ventilation - Demand Controlled | A | Incremental Winter Peak Savings (MW) | Achievable Economic TRC Potential | 0 | 0 | 0 | 0 | 0 | 0 | 0 | 0 | 0 | 0 | 0 | 0 | 0 | 0 | 0 | 0 | 0 | 0 | 0 | 0 | 0 | 0 | 0 | 0 | 0 | 0 | 0
F7_Commercial_WA - Health_Existing_Space Heating_Natural Gas_Ventilation - Demand Controlled_A_Achievable Economic TRC Potential | F7 | Commercial | WA - Health | Existing | Space Heating | Natural Gas | Ventilation - Demand Controlled | A | Cumulative Energy Savings (MWh or mTherms) | Achievable Economic TRC Potential | 0 | 0 | 0 | 2.6159 | 5.7482 | 9.468 | 13.636 | 18.1895 | 23.2536 | 28.4507 | 33.2888 | 37.2579 | 39.975 | 39.3461 | 37.4405 | 35.6337 | 33.9738 | 32.5159 | 31.3541 | 30.496 | 29.8077 | 29.3264 | 28.8958 | 28.7269 | 28.5658 | 28.4117 | 28.2639
F8_Commercial_WA - Health_Existing_Space Heating_Natural Gas_Ventilation - Demand Controlled_A_Achievable Economic TRC Potential | F8 | Commercial | WA - Health | Existing | Space Heating | Natural Gas | Ventilation - Demand Controlled | A | Cumulative Summer Peak Savings (MW) | Achievable Economic TRC Potential | 0 | 0 | 0 | 0 | 0 | 0 | 0 | 0 | 0 | 0 | 0 | 0 | 0 | 0 | 0 | 0 | 0 | 0 | 0 | 0 | 0 | 0 | 0 | 0 | 0 | 0 | 0
F9_Commercial_WA - Health_Existing_Space Heating_Natural Gas_Ventilation - Demand Controlled_A_Achievable Economic TRC Potential | F9 | Commercial | WA - Health | Existing | Space Heating | Natural Gas | Ventilation - Demand Controlled | A | Cumulative Winter Peak Savings (MW) | Achievable Economic TRC Potential | 0 | 0 | 0 | 0 | 0 | 0 | 0 | 0 | 0 | 0 | 0 | 0 | 0 | 0 | 0 | 0 | 0 | 0 | 0 | 0 | 0 | 0 | 0 | 0 | 0 | 0 | 0
F10_Commercial_WA - Health_Existing_Space Heating_Natural Gas_Ventilation - Demand Controlled_A_Achievable Economic TRC Potential | F10 | Commercial | WA - Health | Existing | Space Heating | Natural Gas | Ventilation - Demand Controlled | A | Purchases (Incremental) | Achievable Economic TRC Potential | 0 | 0 | 0 | 37633.2902 | 46207.6786 | 56544.6763 | 65639.4597 | 74870.1159 | 87532.1651 | 96024.1445 | 98095.4464 | 92443.1857 | 79462.7483 | 23858.3394 | 0 | 0 | 0 | 0 | 0 | 0 | 0 | 0 | 0 | 0 | 0 | 0 | 0
F11_Commercial_WA - Health_Existing_Space Heating_Natural Gas_Ventilation - Demand Controlled_A_Achievable Economic TRC Potential | F11 | Commercial | WA - Health | Existing | Space Heating | Natural Gas | Ventilation - Demand Controlled | A | Purchases (Cumulative) | Achievable Economic TRC Potential | 0 | 0 | 0 | 37633.2902 | 83840.9688 | 140385.6451 | 206025.1048 | 280895.2207 | 368427.3858 | 464451.5302 | 562546.9766 | 654990.1624 | 734452.9107 | 758311.2501 | 758311.2501 | 758311.2501 | 758311.2501 | 758311.2501 | 758311.2501 | 758311.2501 | 758311.2501 | 758311.2501 | 758311.2501 | 758311.2501 | 758311.2501 | 758311.2501 | 758311.2501
F1_Commercial_WA - Health_Existing_Space Heating_Natural Gas_HVAC - Dedicated Outdoor Air System (DOAS)_A_Achievable Economic TRC Potential | F1 | Commercial | WA - Health | Existing | Space Heating | Natural Gas | HVAC - Dedicated Outdoor Air System (DOAS) | A | Integrated Unit Energy Savings (kWh or therms) | Achievable Economic TRC Potential | 0 | 0 | 0.28886 | 0.28501 | 0.27922 | 0.27269 | 0.26588 | 0.25867 | 0.25078 | 0.24204 | 0.23256 | 0.22244 | 0.21194 | 0.20145 | 0.19123 | 0.18156 | 0.17267 | 0.16485 | 0.15857 | 0.15385 | 0.15 | 0.14722 | 0.1447 | 0.14385 | 0.14304 | 0.14227 | 0.14153
F2_Commercial_WA - Health_Existing_Space Heating_Natural Gas_HVAC - Dedicated Outdoor Air System (DOAS)_A_Achievable Economic TRC Potential | F2 | Commercial | WA - Health | Existing | Space Heating | Natural Gas | HVAC - Dedicated Outdoor Air System (DOAS) | A | Integrated Unit Summer Peak Savings (kW) | Achievable Economic TRC Potential | 0 | 0 | 0 | 0 | 0 | 0 | 0 | 0 | 0 | 0 | 0 | 0 | 0 | 0 | 0 | 0 | 0 | 0 | 0 | 0 | 0 | 0 | 0 | 0 | 0 | 0 | 0
F3_Commercial_WA - Health_Existing_Space Heating_Natural Gas_HVAC - Dedicated Outdoor Air System (DOAS)_A_Achievable Economic TRC Potential | F3 | Commercial | WA - Health | Existing | Space Heating | Natural Gas | HVAC - Dedicated Outdoor Air System (DOAS) | A | Integrated Unit Winter Peak Savings (kW) | Achievable Economic TRC Potential | 0 | 0 | 0 | 0 | 0 | 0 | 0 | 0 | 0 | 0 | 0 | 0 | 0 | 0 | 0 | 0 | 0 | 0 | 0 | 0 | 0 | 0 | 0 | 0 | 0 | 0 | 0
F4_Commercial_WA - Health_Existing_Space Heating_Natural Gas_HVAC - Dedicated Outdoor Air System (DOAS)_A_Achievable Economic TRC Potential | F4 | Commercial | WA - Health | Existing | Space Heating | Natural Gas | HVAC - Dedicated Outdoor Air System (DOAS) | A | Incremental Energy Savings (MWh or mTherms) | Achievable Economic TRC Potential | 0 | 0 | 0 | 0 | 0 | 0 | 0 | 0 | 0 | 0 | 0 | 0 | 0 | 0 | 0 | 0 | 0 | 0 | 0 | 0 | 0 | 0 | 0 | 0 | 0 | 0 | 0
F5_Commercial_WA - Health_Existing_Space Heating_Natural Gas_HVAC - Dedicated Outdoor Air System (DOAS)_A_Achievable Economic TRC Potential | F5 | Commercial | WA - Health | Existing | Space Heating | Natural Gas | HVAC - Dedicated Outdoor Air System (DOAS) | A | Incremental Summer Peak Savings (MW) | Achievable Economic TRC Potential | 0 | 0 | 0 | 0 | 0 | 0 | 0 | 0 | 0 | 0 | 0 | 0 | 0 | 0 | 0 | 0 | 0 | 0 | 0 | 0 | 0 | 0 | 0 | 0 | 0 | 0 | 0
F6_Commercial_WA - Health_Existing_Space Heating_Natural Gas_HVAC - Dedicated Outdoor Air System (DOAS)_A_Achievable Economic TRC Potential | F6 | Commercial | WA - Health | Existing | Space Heating | Natural Gas | HVAC - Dedicated Outdoor Air System (DOAS) | A | Incremental Winter Peak Savings (MW) | Achievable Economic TRC Potential | 0 | 0 | 0 | 0 | 0 | 0 | 0 | 0 | 0 | 0 | 0 | 0 | 0 | 0 | 0 | 0 | 0 | 0 | 0 | 0 | 0 | 0 | 0 | 0 | 0 | 0 | 0
F7_Commercial_WA - Health_Existing_Space Heating_Natural Gas_HVAC - Dedicated Outdoor Air System (DOAS)_A_Achievable Economic TRC Potential | F7 | Commercial | WA - Health | Existing | Space Heating | Natural Gas | HVAC - Dedicated Outdoor Air System (DOAS) | A | Cumulative Energy Savings (MWh or mTherms) | Achievable Economic TRC Potential | 0 | 0 | 0 | 0 | 0 | 0 | 0 | 0 | 0 | 0 | 0 | 0 | 0 | 0 | 0 | 0 | 0 | 0 | 0 | 0 | 0 | 0 | 0 | 0 | 0 | 0 | 0
F8_Commercial_WA - Health_Existing_Space Heating_Natural Gas_HVAC - Dedicated Outdoor Air System (DOAS)_A_Achievable Economic TRC Potential | F8 | Commercial | WA - Health | Existing | Space Heating | Natural Gas | HVAC - Dedicated Outdoor Air System (DOAS) | A | Cumulative Summer Peak Savings (MW) | Achievable Economic TRC Potential | 0 | 0 | 0 | 0 | 0 | 0 | 0 | 0 | 0 | 0 | 0 | 0 | 0 | 0 | 0 | 0 | 0 | 0 | 0 | 0 | 0 | 0 | 0 | 0 | 0 | 0 | 0
F9_Commercial_WA - Health_Existing_Space Heating_Natural Gas_HVAC - Dedicated Outdoor Air System (DOAS)_A_Achievable Economic TRC Potential | F9 | Commercial | WA - Health | Existing | Space Heating | Natural Gas | HVAC - Dedicated Outdoor Air System (DOAS) | A | Cumulative Winter Peak Savings (MW) | Achievable Economic TRC Potential | 0 | 0 | 0 | 0 | 0 | 0 | 0 | 0 | 0 | 0 | 0 | 0 | 0 | 0 | 0 | 0 | 0 | 0 | 0 | 0 | 0 | 0 | 0 | 0 | 0 | 0 | 0
F10_Commercial_WA - Health_Existing_Space Heating_Natural Gas_HVAC - Dedicated Outdoor Air System (DOAS)_A_Achievable Economic TRC Potential | F10 | Commercial | WA - Health | Existing | Space Heating | Natural Gas | HVAC - Dedicated Outdoor Air System (DOAS) | A | Purchases (Incremental) | Achievable Economic TRC Potential | 0 | 0 | 0 | 0 | 0 | 0 | 0 | 0 | 0 | 0 | 0 | 0 | 0 | 0 | 0 | 0 | 0 | 0 | 0 | 0 | 0 | 0 | 0 | 0 | 0 | 0 | 0
F11_Commercial_WA - Health_Existing_Space Heating_Natural Gas_HVAC - Dedicated Outdoor Air System (DOAS)_A_Achievable Economic TRC Potential | F11 | Commercial | WA - Health | Existing | Space Heating | Natural Gas | HVAC - Dedicated Outdoor Air System (DOAS) | A | Purchases (Cumulative) | Achievable Economic TRC Potential | 0 | 0 | 0 | 0 | 0 | 0 | 0 | 0 | 0 | 0 | 0 | 0 | 0 | 0 | 0 | 0 | 0 | 0 | 0 | 0 | 0 | 0 | 0 | 0 | 0 | 0 | 0
F1_Commercial_WA - Health_Existing_Space Heating_Natural Gas_Destratification Fans (HVLS)_A_Achievable Economic TRC Potential | F1 | Commercial | WA - Health | Existing | Space Heating | Natural Gas | Destratification Fans (HVLS) | A | Integrated Unit Energy Savings (kWh or therms) | Achievable Economic TRC Potential | 0 | 0 | 969.3798 | 958.3685 | 942.107 | 923.4545 | 902.8427 | 879.8284 | 853.9183 | 825.094 | 793.4886 | 759.4197 | 723.6621 | 687.8446 | 652.9421 | 619.9197 | 589.5991 | 562.9154 | 541.4692 | 525.3531 | 512.2288 | 502.7103 | 494.099 | 491.2082 | 488.4505 | 485.8124 | 483.2826
F2_Commercial_WA - Health_Existing_Space Heating_Natural Gas_Destratification Fans (HVLS)_A_Achievable Economic TRC Potential | F2 | Commercial | WA - Health | Existing | Space Heating | Natural Gas | Destratification Fans (HVLS) | A | Integrated Unit Summer Peak Savings (kW) | Achievable Economic TRC Potential | 0 | 0 | 0 | 0 | 0 | 0 | 0 | 0 | 0 | 0 | 0 | 0 | 0 | 0 | 0 | 0 | 0 | 0 | 0 | 0 | 0 | 0 | 0 | 0 | 0 | 0 | 0
F3_Commercial_WA - Health_Existing_Space Heating_Natural Gas_Destratification Fans (HVLS)_A_Achievable Economic TRC Potential | F3 | Commercial | WA - Health | Existing | Space Heating | Natural Gas | Destratification Fans (HVLS) | A | Integrated Unit Winter Peak Savings (kW) | Achievable Economic TRC Potential | 0 | 0 | 0 | 0 | 0 | 0 | 0 | 0 | 0 | 0 | 0 | 0 | 0 | 0 | 0 | 0 | 0 | 0 | 0 | 0 | 0 | 0 | 0 | 0 | 0 | 0 | 0
F4_Commercial_WA - Health_Existing_Space Heating_Natural Gas_Destratification Fans (HVLS)_A_Achievable Economic TRC Potential | F4 | Commercial | WA - Health | Existing | Space Heating | Natural Gas | Destratification Fans (HVLS) | A | Incremental Energy Savings (MWh or mTherms) | Achievable Economic TRC Potential | 0 | 0 | 0 | 0 | 0 | 0 | 0 | 0 | 0 | 0 | 0 | 0 | 0 | 0 | 0 | 0 | 0 | 0 | 0 | 0 | 0 | 0 | 0 | 0 | 0 | 0 | 0
F5_Commercial_WA - Health_Existing_Space Heating_Natural Gas_Destratification Fans (HVLS)_A_Achievable Economic TRC Potential | F5 | Commercial | WA - Health | Existing | Space Heating | Natural Gas | Destratification Fans (HVLS) | A | Incremental Summer Peak Savings (MW) | Achievable Economic TRC Potential | 0 | 0 | 0 | 0 | 0 | 0 | 0 | 0 | 0 | 0 | 0 | 0 | 0 | 0 | 0 | 0 | 0 | 0 | 0 | 0 | 0 | 0 | 0 | 0 | 0 | 0 | 0
F6_Commercial_WA - Health_Existing_Space Heating_Natural Gas_Destratification Fans (HVLS)_A_Achievable Economic TRC Potential | F6 | Commercial | WA - Health | Existing | Space Heating | Natural Gas | Destratification Fans (HVLS) | A | Incremental Winter Peak Savings (MW) | Achievable Economic TRC Potential | 0 | 0 | 0 | 0 | 0 | 0 | 0 | 0 | 0 | 0 | 0 | 0 | 0 | 0 | 0 | 0 | 0 | 0 | 0 | 0 | 0 | 0 | 0 | 0 | 0 | 0 | 0
F7_Commercial_WA - Health_Existing_Space Heating_Natural Gas_Destratification Fans (HVLS)_A_Achievable Economic TRC Potential | F7 | Commercial | WA - Health | Existing | Space Heating | Natural Gas | Destratification Fans (HVLS) | A | Cumulative Energy Savings (MWh or mTherms) | Achievable Economic TRC Potential | 0 | 0 | 0 | 0 | 0 | 0 | 0 | 0 | 0 | 0 | 0 | 0 | 0 | 0 | 0 | 0 | 0 | 0 | 0 | 0 | 0 | 0 | 0 | 0 | 0 | 0 | 0
F8_Commercial_WA - Health_Existing_Space Heating_Natural Gas_Destratification Fans (HVLS)_A_Achievable Economic TRC Potential | F8 | Commercial | WA - Health | Existing | Space Heating | Natural Gas | Destratification Fans (HVLS) | A | Cumulative Summer Peak Savings (MW) | Achievable Economic TRC Potential | 0 | 0 | 0 | 0 | 0 | 0 | 0 | 0 | 0 | 0 | 0 | 0 | 0 | 0 | 0 | 0 | 0 | 0 | 0 | 0 | 0 | 0 | 0 | 0 | 0 | 0 | 0
F9_Commercial_WA - Health_Existing_Space Heating_Natural Gas_Destratification Fans (HVLS)_A_Achievable Economic TRC Potential | F9 | Commercial | WA - Health | Existing | Space Heating | Natural Gas | Destratification Fans (HVLS) | A | Cumulative Winter Peak Savings (MW) | Achievable Economic TRC Potential | 0 | 0 | 0 | 0 | 0 | 0 | 0 | 0 | 0 | 0 | 0 | 0 | 0 | 0 | 0 | 0 | 0 | 0 | 0 | 0 | 0 | 0 | 0 | 0 | 0 | 0 | 0
F10_Commercial_WA - Health_Existing_Space Heating_Natural Gas_Destratification Fans (HVLS)_A_Achievable Economic TRC Potential | F10 | Commercial | WA - Health | Existing | Space Heating | Natural Gas | Destratification Fans (HVLS) | A | Purchases (Incremental) | Achievable Economic TRC Potential | 0 | 0 | 0 | 0 | 0 | 0 | 0 | 0 | 0 | 0 | 0 | 0 | 0 | 0 | 0 | 0 | 0 | 0 | 0 | 0 | 0 | 0 | 0 | 0 | 0 | 0 | 0
F11_Commercial_WA - Health_Existing_Space Heating_Natural Gas_Destratification Fans (HVLS)_A_Achievable Economic TRC Potential | F11 | Commercial | WA - Health | Existing | Space Heating | Natural Gas | Destratification Fans (HVLS) | A | Purchases (Cumulative) | Achievable Economic TRC Potential | 0 | 0 | 0 | 0 | 0 | 0 | 0 | 0 | 0 | 0 | 0 | 0 | 0 | 0 | 0 | 0 | 0 | 0 | 0 | 0 | 0 | 0 | 0 | 0 | 0 | 0 | 0
F1_Commercial_WA - Health_Existing_Space Heating_Natural Gas_Gas Boiler - Maintenance_A_Achievable Economic TRC Potential | F1 | Commercial | WA - Health | Existing | Space Heating | Natural Gas | Gas Boiler - Maintenance | A | Integrated Unit Energy Savings (kWh or therms) | Achievable Economic TRC Potential | 0 | 0 | 0.35374 | 0.34945 | 0.34319 | 0.336 | 0.32806 | 0.3192 | 0.30951 | 0.29878 | 0.28712 | 0.27468 | 0.26178 | 0.24887 | 0.2363 | 0.22439 | 0.21346 | 0.20384 | 0.19612 | 0.19031 | 0.18559 | 0.18217 | 0.17908 | 0.17805 | 0.17708 | 0.17614 | 0.17525
F2_Commercial_WA - Health_Existing_Space Heating_Natural Gas_Gas Boiler - Maintenance_A_Achievable Economic TRC Potential | F2 | Commercial | WA - Health | Existing | Space Heating | Natural Gas | Gas Boiler - Maintenance | A | Integrated Unit Summer Peak Savings (kW) | Achievable Economic TRC Potential | 0 | 0 | 0 | 0 | 0 | 0 | 0 | 0 | 0 | 0 | 0 | 0 | 0 | 0 | 0 | 0 | 0 | 0 | 0 | 0 | 0 | 0 | 0 | 0 | 0 | 0 | 0
F3_Commercial_WA - Health_Existing_Space Heating_Natural Gas_Gas Boiler - Maintenance_A_Achievable Economic TRC Potential | F3 | Commercial | WA - Health | Existing | Space Heating | Natural Gas | Gas Boiler - Maintenance | A | Integrated Unit Winter Peak Savings (kW) | Achievable Economic TRC Potential | 0 | 0 | 0 | 0 | 0 | 0 | 0 | 0 | 0 | 0 | 0 | 0 | 0 | 0 | 0 | 0 | 0 | 0 | 0 | 0 | 0 | 0 | 0 | 0 | 0 | 0 | 0
F4_Commercial_WA - Health_Existing_Space Heating_Natural Gas_Gas Boiler - Maintenance_A_Achievable Economic TRC Potential | F4 | Commercial | WA - Health | Existing | Space Heating | Natural Gas | Gas Boiler - Maintenance | A | Incremental Energy Savings (MWh or mTherms) | Achievable Economic TRC Potential | 0 | 0 | 0 | 0 | 0 | 0 | 0 | 0 | 0 | 0 | 0 | 0 | 0 | 0 | 0 | 0 | 0.084902 | 0.064861 | 0.049921 | 0 | 0 | 0 | 0 | 0 | 0 | 0 | 0
F5_Commercial_WA - Health_Existing_Space Heating_Natural Gas_Gas Boiler - Maintenance_A_Achievable Economic TRC Potential | F5 | Commercial | WA - Health | Existing | Space Heating | Natural Gas | Gas Boiler - Maintenance | A | Incremental Summer Peak Savings (MW) | Achievable Economic TRC Potential | 0 | 0 | 0 | 0 | 0 | 0 | 0 | 0 | 0 | 0 | 0 | 0 | 0 | 0 | 0 | 0 | 0 | 0 | 0 | 0 | 0 | 0 | 0 | 0 | 0 | 0 | 0
F6_Commercial_WA - Health_Existing_Space Heating_Natural Gas_Gas Boiler - Maintenance_A_Achievable Economic TRC Potential | F6 | Commercial | WA - Health | Existing | Space Heating | Natural Gas | Gas Boiler - Maintenance | A | Incremental Winter Peak Savings (MW) | Achievable Economic TRC Potential | 0 | 0 | 0 | 0 | 0 | 0 | 0 | 0 | 0 | 0 | 0 | 0 | 0 | 0 | 0 | 0 | 0 | 0 | 0 | 0 | 0 | 0 | 0 | 0 | 0 | 0 | 0
F7_Commercial_WA - Health_Existing_Space Heating_Natural Gas_Gas Boiler - Maintenance_A_Achievable Economic TRC Potential | F7 | Commercial | WA - Health | Existing | Space Heating | Natural Gas | Gas Boiler - Maintenance | A | Cumulative Energy Savings (MWh or mTherms) | Achievable Economic TRC Potential | 0 | 0 | 0 | 0 | 0 | 0 | 0 | 0 | 0 | 0 | 0 | 0 | 0 | 0 | 0 | 0 | 0.084902 | 0.14594 | 0.19033 | 0.18469 | 0.18011 | 0.17679 | 0.17379 | 0.1728 | 0.17185 | 0.17094 | 0.17007
F8_Commercial_WA - Health_Existing_Space Heating_Natural Gas_Gas Boiler - Maintenance_A_Achievable Economic TRC Potential | F8 | Commercial | WA - Health | Existing | Space Heating | Natural Gas | Gas Boiler - Maintenance | A | Cumulative Summer Peak Savings (MW) | Achievable Economic TRC Potential | 0 | 0 | 0 | 0 | 0 | 0 | 0 | 0 | 0 | 0 | 0 | 0 | 0 | 0 | 0 | 0 | 0 | 0 | 0 | 0 | 0 | 0 | 0 | 0 | 0 | 0 | 0
F9_Commercial_WA - Health_Existing_Space Heating_Natural Gas_Gas Boiler - Maintenance_A_Achievable Economic TRC Potential | F9 | Commercial | WA - Health | Existing | Space Heating | Natural Gas | Gas Boiler - Maintenance | A | Cumulative Winter Peak Savings (MW) | Achievable Economic TRC Potential | 0 | 0 | 0 | 0 | 0 | 0 | 0 | 0 | 0 | 0 | 0 | 0 | 0 | 0 | 0 | 0 | 0 | 0 | 0 | 0 | 0 | 0 | 0 | 0 | 0 | 0 | 0
F10_Commercial_WA - Health_Existing_Space Heating_Natural Gas_Gas Boiler - Maintenance_A_Achievable Economic TRC Potential | F10 | Commercial | WA - Health | Existing | Space Heating | Natural Gas | Gas Boiler - Maintenance | A | Purchases (Incremental) | Achievable Economic TRC Potential | 0 | 0 | 0 | 0 | 0 | 0 | 0 | 0 | 0 | 0 | 0 | 0 | 0 | 0 | 0 | 0 | 397.7332 | 318.1865 | 254.5492 | 0 | 0 | 0 | 0 | 0 | 0 | 0 | 0
F11_Commercial_WA - Health_Existing_Space Heating_Natural Gas_Gas Boiler - Maintenance_A_Achievable Economic TRC Potential | F11 | Commercial | WA - Health | Existing | Space Heating | Natural Gas | Gas Boiler - Maintenance | A | Purchases (Cumulative) | Achievable Economic TRC Potential | 0 | 0 | 0 | 0 | 0 | 0 | 0 | 0 | 0 | 0 | 0 | 0 | 0 | 0 | 0 | 0 | 397.7332 | 715.9197 | 970.469 | 970.469 | 970.469 | 970.469 | 970.469 | 970.469 | 970.469 | 970.469 | 970.469
F1_Commercial_WA - Health_Existing_Space Heating_Natural Gas_Gas Furnace - Maintenance_A_Achievable Economic TRC Potential | F1 | Commercial | WA - Health | Existing | Space Heating | Natural Gas | Gas Furnace - Maintenance | A | Integrated Unit Energy Savings (kWh or therms) | Achievable Economic TRC Potential | 0 | 0 | 0.2218 | 0.21874 | 0.21411 | 0.20885 | 0.20333 | 0.19745 | 0.19101 | 0.18391 | 0.17623 | 0.16808 | 0.15967 | 0.1513 | 0.14318 | 0.13552 | 0.12849 | 0.12231 | 0.11731 | 0.11351 | 0.11039 | 0.10809 | 0.106 | 0.10516 | 0.10437 | 0.10362 | 0.10291
F2_Commercial_WA - Health_Existing_Space Heating_Natural Gas_Gas Furnace - Maintenance_A_Achievable Economic TRC Potential | F2 | Commercial | WA - Health | Existing | Space Heating | Natural Gas | Gas Furnace - Maintenance | A | Integrated Unit Summer Peak Savings (kW) | Achievable Economic TRC Potential | 0 | 0 | 0 | 0 | 0 | 0 | 0 | 0 | 0 | 0 | 0 | 0 | 0 | 0 | 0 | 0 | 0 | 0 | 0 | 0 | 0 | 0 | 0 | 0 | 0 | 0 | 0
F3_Commercial_WA - Health_Existing_Space Heating_Natural Gas_Gas Furnace - Maintenance_A_Achievable Economic TRC Potential | F3 | Commercial | WA - Health | Existing | Space Heating | Natural Gas | Gas Furnace - Maintenance | A | Integrated Unit Winter Peak Savings (kW) | Achievable Economic TRC Potential | 0 | 0 | 0 | 0 | 0 | 0 | 0 | 0 | 0 | 0 | 0 | 0 | 0 | 0 | 0 | 0 | 0 | 0 | 0 | 0 | 0 | 0 | 0 | 0 | 0 | 0 | 0
F4_Commercial_WA - Health_Existing_Space Heating_Natural Gas_Gas Furnace - Maintenance_A_Achievable Economic TRC Potential | F4 | Commercial | WA - Health | Existing | Space Heating | Natural Gas | Gas Furnace - Maintenance | A | Incremental Energy Savings (MWh or mTherms) | Achievable Economic TRC Potential | 0 | 0 | 0 | 0 | 0 | 0 | 0 | 0 | 0 | 0 | 0 | 0 | 0 | 0 | 0 | 0 | 0 | 0 | 0 | 0 | 0 | 0 | 0 | 0 | 0 | 0 | 0
F5_Commercial_WA - Health_Existing_Space Heating_Natural Gas_Gas Furnace - Maintenance_A_Achievable Economic TRC Potential | F5 | Commercial | WA - Health | Existing | Space Heating | Natural Gas | Gas Furnace - Maintenance | A | Incremental Summer Peak Savings (MW) | Achievable Economic TRC Potential | 0 | 0 | 0 | 0 | 0 | 0 | 0 | 0 | 0 | 0 | 0 | 0 | 0 | 0 | 0 | 0 | 0 | 0 | 0 | 0 | 0 | 0 | 0 | 0 | 0 | 0 | 0
F6_Commercial_WA - Health_Existing_Space Heating_Natural Gas_Gas Furnace - Maintenance_A_Achievable Economic TRC Potential | F6 | Commercial | WA - Health | Existing | Space Heating | Natural Gas | Gas Furnace - Maintenance | A | Incremental Winter Peak Savings (MW) | Achievable Economic TRC Potential | 0 | 0 | 0 | 0 | 0 | 0 | 0 | 0 | 0 | 0 | 0 | 0 | 0 | 0 | 0 | 0 | 0 | 0 | 0 | 0 | 0 | 0 | 0 | 0 | 0 | 0 | 0
F7_Commercial_WA - Health_Existing_Space Heating_Natural Gas_Gas Furnace - Maintenance_A_Achievable Economic TRC Potential | F7 | Commercial | WA - Health | Existing | Space Heating | Natural Gas | Gas Furnace - Maintenance | A | Cumulative Energy Savings (MWh or mTherms) | Achievable Economic TRC Potential | 0 | 0 | 0 | 0 | 0 | 0 | 0 | 0 | 0 | 0 | 0 | 0 | 0 | 0 | 0 | 0 | 0 | 0 | 0 | 0 | 0 | 0 | 0 | 0 | 0 | 0 | 0
F8_Commercial_WA - Health_Existing_Space Heating_Natural Gas_Gas Furnace - Maintenance_A_Achievable Economic TRC Potential | F8 | Commercial | WA - Health | Existing | Space Heating | Natural Gas | Gas Furnace - Maintenance | A | Cumulative Summer Peak Savings (MW) | Achievable Economic TRC Potential | 0 | 0 | 0 | 0 | 0 | 0 | 0 | 0 | 0 | 0 | 0 | 0 | 0 | 0 | 0 | 0 | 0 | 0 | 0 | 0 | 0 | 0 | 0 | 0 | 0 | 0 | 0
F9_Commercial_WA - Health_Existing_Space Heating_Natural Gas_Gas Furnace - Maintenance_A_Achievable Economic TRC Potential | F9 | Commercial | WA - Health | Existing | Space Heating | Natural Gas | Gas Furnace - Maintenance | A | Cumulative Winter Peak Savings (MW) | Achievable Economic TRC Potential | 0 | 0 | 0 | 0 | 0 | 0 | 0 | 0 | 0 | 0 | 0 | 0 | 0 | 0 | 0 | 0 | 0 | 0 | 0 | 0 | 0 | 0 | 0 | 0 | 0 | 0 | 0
F10_Commercial_WA - Health_Existing_Space Heating_Natural Gas_Gas Furnace - Maintenance_A_Achievable Economic TRC Potential | F10 | Commercial | WA - Health | Existing | Space Heating | Natural Gas | Gas Furnace - Maintenance | A | Purchases (Incremental) | Achievable Economic TRC Potential | 0 | 0 | 0 | 0 | 0 | 0 | 0 | 0 | 0 | 0 | 0 | 0 | 0 | 0 | 0 | 0 | 0 | 0 | 0 | 0 | 0 | 0 | 0 | 0 | 0 | 0 | 0
F11_Commercial_WA - Health_Existing_Space Heating_Natural Gas_Gas Furnace - Maintenance_A_Achievable Economic TRC Potential | F11 | Commercial | WA - Health | Existing | Space Heating | Natural Gas | Gas Furnace - Maintenance | A | Purchases (Cumulative) | Achievable Economic TRC Potential | 0 | 0 | 0 | 0 | 0 | 0 | 0 | 0 | 0 | 0 | 0 | 0 | 0 | 0 | 0 | 0 | 0 | 0 | 0 | 0 | 0 | 0 | 0 | 0 | 0 | 0 | 0
F1_Commercial_WA - Health_Existing_Space Heating_Natural Gas_Gas Boiler - Hot Water Reset_A_Achievable Economic TRC Potential | F1 | Commercial | WA - Health | Existing | Space Heating | Natural Gas | Gas Boiler - Hot Water Reset | A | Integrated Unit Energy Savings (kWh or therms) | Achievable Economic TRC Potential | 0 | 0 | 628.8759 | 626.0539 | 622.5412 | 618.3986 | 613.7068 | 608.3445 | 602.1875 | 595.2158 | 587.3678 | 578.5466 | 568.8407 | 558.4701 | 547.7007 | 536.9561 | 526.639 | 517.1212 | 509.0762 | 502.7626 | 497.4011 | 493.1714 | 489.3247 | 486.5393 | 483.8796 | 481.3327 | 478.8879
F2_Commercial_WA - Health_Existing_Space Heating_Natural Gas_Gas Boiler - Hot Water Reset_A_Achievable Economic TRC Potential | F2 | Commercial | WA - Health | Existing | Space Heating | Natural Gas | Gas Boiler - Hot Water Reset | A | Integrated Unit Summer Peak Savings (kW) | Achievable Economic TRC Potential | 0 | 0 | 0 | 0 | 0 | 0 | 0 | 0 | 0 | 0 | 0 | 0 | 0 | 0 | 0 | 0 | 0 | 0 | 0 | 0 | 0 | 0 | 0 | 0 | 0 | 0 | 0
F3_Commercial_WA - Health_Existing_Space Heating_Natural Gas_Gas Boiler - Hot Water Reset_A_Achievable Economic TRC Potential | F3 | Commercial | WA - Health | Existing | Space Heating | Natural Gas | Gas Boiler - Hot Water Reset | A | Integrated Unit Winter Peak Savings (kW) | Achievable Economic TRC Potential | 0 | 0 | 0 | 0 | 0 | 0 | 0 | 0 | 0 | 0 | 0 | 0 | 0 | 0 | 0 | 0 | 0 | 0 | 0 | 0 | 0 | 0 | 0 | 0 | 0 | 0 | 0
F4_Commercial_WA - Health_Existing_Space Heating_Natural Gas_Gas Boiler - Hot Water Reset_A_Achievable Economic TRC Potential | F4 | Commercial | WA - Health | Existing | Space Heating | Natural Gas | Gas Boiler - Hot Water Reset | A | Incremental Energy Savings (MWh or mTherms) | Achievable Economic TRC Potential | 0 | 0 | 0 | 1.8847 | 3.8468 | 3.8212 | 3.7922 | 3.7591 | 3.7211 | 3.678 | 3.6295 | 3.575 | 3.515 | 3.4509 | 3.3844 | 3.318 | 3.2542 | 3.1954 | 3.1457 | 3.1067 | 3.0736 | 3.0474 | 3.0236 | 0 | 0 | 0 | 0
F5_Commercial_WA - Health_Existing_Space Heating_Natural Gas_Gas Boiler - Hot Water Reset_A_Achievable Economic TRC Potential | F5 | Commercial | WA - Health | Existing | Space Heating | Natural Gas | Gas Boiler - Hot Water Reset | A | Incremental Summer Peak Savings (MW) | Achievable Economic TRC Potential | 0 | 0 | 0 | 0 | 0 | 0 | 0 | 0 | 0 | 0 | 0 | 0 | 0 | 0 | 0 | 0 | 0 | 0 | 0 | 0 | 0 | 0 | 0 | 0 | 0 | 0 | 0
F6_Commercial_WA - Health_Existing_Space Heating_Natural Gas_Gas Boiler - Hot Water Reset_A_Achievable Economic TRC Potential | F6 | Commercial | WA - Health | Existing | Space Heating | Natural Gas | Gas Boiler - Hot Water Reset | A | Incremental Winter Peak Savings (MW) | Achievable Economic TRC Potential | 0 | 0 | 0 | 0 | 0 | 0 | 0 | 0 | 0 | 0 | 0 | 0 | 0 | 0 | 0 | 0 | 0 | 0 | 0 | 0 | 0 | 0 | 0 | 0 | 0 | 0 | 0
F7_Commercial_WA - Health_Existing_Space Heating_Natural Gas_Gas Boiler - Hot Water Reset_A_Achievable Economic TRC Potential | F7 | Commercial | WA - Health | Existing | Space Heating | Natural Gas | Gas Boiler - Hot Water Reset | A | Cumulative Energy Savings (MWh or mTherms) | Achievable Economic TRC Potential | 0 | 0 | 0 | 1.8847 | 5.7209 | 9.5041 | 13.2242 | 16.8677 | 20.4181 | 23.8597 | 27.1746 | 30.3414 | 33.3474 | 36.1903 | 38.8768 | 41.4321 | 43.8903 | 46.2925 | 48.718 | 51.2204 | 53.7478 | 56.3381 | 58.9224 | 58.587 | 58.2667 | 57.96 | 57.6656
F8_Commercial_WA - Health_Existing_Space Heating_Natural Gas_Gas Boiler - Hot Water Reset_A_Achievable Economic TRC Potential | F8 | Commercial | WA - Health | Existing | Space Heating | Natural Gas | Gas Boiler - Hot Water Reset | A | Cumulative Summer Peak Savings (MW) | Achievable Economic TRC Potential | 0 | 0 | 0 | 0 | 0 | 0 | 0 | 0 | 0 | 0 | 0 | 0 | 0 | 0 | 0 | 0 | 0 | 0 | 0 | 0 | 0 | 0 | 0 | 0 | 0 | 0 | 0
F9_Commercial_WA - Health_Existing_Space Heating_Natural Gas_Gas Boiler - Hot Water Reset_A_Achievable Economic TRC Potential | F9 | Commercial | WA - Health | Existing | Space Heating | Natural Gas | Gas Boiler - Hot Water Reset | A | Cumulative Winter Peak Savings (MW) | Achievable Economic TRC Potential | 0 | 0 | 0 | 0 | 0 | 0 | 0 | 0 | 0 | 0 | 0 | 0 | 0 | 0 | 0 | 0 | 0 | 0 | 0 | 0 | 0 | 0 | 0 | 0 | 0 | 0 | 0
F10_Commercial_WA - Health_Existing_Space Heating_Natural Gas_Gas Boiler - Hot Water Reset_A_Achievable Economic TRC Potential | F10 | Commercial | WA - Health | Existing | Space Heating | Natural Gas | Gas Boiler - Hot Water Reset | A | Purchases (Incremental) | Achievable Economic TRC Potential | 0 | 0 | 0 | 3.0104 | 6.1792 | 6.1792 | 6.1792 | 6.1792 | 6.1792 | 6.1792 | 6.1792 | 6.1792 | 6.1792 | 6.1792 | 6.1792 | 6.1792 | 6.1792 | 6.1792 | 6.1792 | 6.1792 | 6.1792 | 6.1792 | 6.1792 | 0 | 0 | 0 | 0
F11_Commercial_WA - Health_Existing_Space Heating_Natural Gas_Gas Boiler - Hot Water Reset_A_Achievable Economic TRC Potential | F11 | Commercial | WA - Health | Existing | Space Heating | Natural Gas | Gas Boiler - Hot Water Reset | A | Purchases (Cumulative) | Achievable Economic TRC Potential | 0 | 0 | 0 | 3.0104 | 9.1896 | 15.3688 | 21.5481 | 27.7273 | 33.9065 | 40.0857 | 46.265 | 52.4442 | 58.6234 | 64.8026 | 70.9819 | 77.1611 | 83.3403 | 89.5195 | 95.6988 | 101.878 | 108.0572 | 114.2364 | 120.4157 | 120.4157 | 120.4157 | 120.4157 | 120.4157
F1_Commercial_WA - Health_Existing_Space Heating_Natural Gas_Gas Boiler - Steam Trap Replacement_A_Achievable Economic TRC Potential | F1 | Commercial | WA - Health | Existing | Space Heating | Natural Gas | Gas Boiler - Steam Trap Replacement | A | Integrated Unit Energy Savings (kWh or therms) | Achievable Economic TRC Potential | 0 | 0 | 100.8221 | 100.5177 | 100.1771 | 99.8004 | 99.3917 | 98.9505 | 98.4757 | 97.9662 | 97.4227 | 96.8461 | 96.2384 | 95.607 | 94.9504 | 94.2824 | 93.609 | 92.9391 | 92.2798 | 91.665 | 91.0754 | 90.5124 | 89.9749 | 89.4631 | 88.9743 | 88.5063 | 88.057
F2_Commercial_WA - Health_Existing_Space Heating_Natural Gas_Gas Boiler - Steam Trap Replacement_A_Achievable Economic TRC Potential | F2 | Commercial | WA - Health | Existing | Space Heating | Natural Gas | Gas Boiler - Steam Trap Replacement | A | Integrated Unit Summer Peak Savings (kW) | Achievable Economic TRC Potential | 0 | 0 | 0 | 0 | 0 | 0 | 0 | 0 | 0 | 0 | 0 | 0 | 0 | 0 | 0 | 0 | 0 | 0 | 0 | 0 | 0 | 0 | 0 | 0 | 0 | 0 | 0
F3_Commercial_WA - Health_Existing_Space Heating_Natural Gas_Gas Boiler - Steam Trap Replacement_A_Achievable Economic TRC Potential | F3 | Commercial | WA - Health | Existing | Space Heating | Natural Gas | Gas Boiler - Steam Trap Replacement | A | Integrated Unit Winter Peak Savings (kW) | Achievable Economic TRC Potential | 0 | 0 | 0 | 0 | 0 | 0 | 0 | 0 | 0 | 0 | 0 | 0 | 0 | 0 | 0 | 0 | 0 | 0 | 0 | 0 | 0 | 0 | 0 | 0 | 0 | 0 | 0
F4_Commercial_WA - Health_Existing_Space Heating_Natural Gas_Gas Boiler - Steam Trap Replacement_A_Achievable Economic TRC Potential | F4 | Commercial | WA - Health | Existing | Space Heating | Natural Gas | Gas Boiler - Steam Trap Replacement | A | Incremental Energy Savings (MWh or mTherms) | Achievable Economic TRC Potential | 0 | 0 | 0 | 0.50433 | 1.0317 | 1.0278 | 1.0236 | 1.0191 | 1.0142 | 0.5174 | 0 | 0 | 0 | 3.3966e-16 | 0 | 5.0244e-16 | 1.9954e-15 | 0 | 2.131e-15 | 1.6283e-16 | 2.265e-15 | 0 | 0 | 0 | 0 | 0 | 0
F5_Commercial_WA - Health_Existing_Space Heating_Natural Gas_Gas Boiler - Steam Trap Replacement_A_Achievable Economic TRC Potential | F5 | Commercial | WA - Health | Existing | Space Heating | Natural Gas | Gas Boiler - Steam Trap Replacement | A | Incremental Summer Peak Savings (MW) | Achievable Economic TRC Potential | 0 | 0 | 0 | 0 | 0 | 0 | 0 | 0 | 0 | 0 | 0 | 0 | 0 | 0 | 0 | 0 | 0 | 0 | 0 | 0 | 0 | 0 | 0 | 0 | 0 | 0 | 0
F6_Commercial_WA - Health_Existing_Space Heating_Natural Gas_Gas Boiler - Steam Trap Replacement_A_Achievable Economic TRC Potential | F6 | Commercial | WA - Health | Existing | Space Heating | Natural Gas | Gas Boiler - Steam Trap Replacement | A | Incremental Winter Peak Savings (MW) | Achievable Economic TRC Potential | 0 | 0 | 0 | 0 | 0 | 0 | 0 | 0 | 0 | 0 | 0 | 0 | 0 | 0 | 0 | 0 | 0 | 0 | 0 | 0 | 0 | 0 | 0 | 0 | 0 | 0 | 0
F7_Commercial_WA - Health_Existing_Space Heating_Natural Gas_Gas Boiler - Steam Trap Replacement_A_Achievable Economic TRC Potential | F7 | Commercial | WA - Health | Existing | Space Heating | Natural Gas | Gas Boiler - Steam Trap Replacement | A | Cumulative Energy Savings (MWh or mTherms) | Achievable Economic TRC Potential | 0 | 0 | 0 | 0.50433 | 1.5343 | 2.5564 | 3.5695 | 4.5727 | 5.5649 | 6.0536 | 6.02 | 5.9843 | 5.9468 | 5.9078 | 5.8672 | 5.8259 | 5.7843 | 5.7429 | 5.7022 | 5.6642 | 5.6278 | 5.593 | 5.5598 | 5.5281 | 5.4979 | 5.469 | 5.4412
F8_Commercial_WA - Health_Existing_Space Heating_Natural Gas_Gas Boiler - Steam Trap Replacement_A_Achievable Economic TRC Potential | F8 | Commercial | WA - Health | Existing | Space Heating | Natural Gas | Gas Boiler - Steam Trap Replacement | A | Cumulative Summer Peak Savings (MW) | Achievable Economic TRC Potential | 0 | 0 | 0 | 0 | 0 | 0 | 0 | 0 | 0 | 0 | 0 | 0 | 0 | 0 | 0 | 0 | 0 | 0 | 0 | 0 | 0 | 0 | 0 | 0 | 0 | 0 | 0
F9_Commercial_WA - Health_Existing_Space Heating_Natural Gas_Gas Boiler - Steam Trap Replacement_A_Achievable Economic TRC Potential | F9 | Commercial | WA - Health | Existing | Space Heating | Natural Gas | Gas Boiler - Steam Trap Replacement | A | Cumulative Winter Peak Savings (MW) | Achievable Economic TRC Potential | 0 | 0 | 0 | 0 | 0 | 0 | 0 | 0 | 0 | 0 | 0 | 0 | 0 | 0 | 0 | 0 | 0 | 0 | 0 | 0 | 0 | 0 | 0 | 0 | 0 | 0 | 0
F10_Commercial_WA - Health_Existing_Space Heating_Natural Gas_Gas Boiler - Steam Trap Replacement_A_Achievable Economic TRC Potential | F10 | Commercial | WA - Health | Existing | Space Heating | Natural Gas | Gas Boiler - Steam Trap Replacement | A | Purchases (Incremental) | Achievable Economic TRC Potential | 0 | 0 | 0 | 5.0173 | 10.2987 | 10.2987 | 10.2987 | 10.2987 | 10.2987 | 5.2814 | 0 | 0 | 0 | 3.5527e-15 | 0 | 5.3291e-15 | 2.1316e-14 | 0 | 2.3093e-14 | 1.7764e-15 | 2.4869e-14 | 0 | 0 | 0 | 0 | 0 | 0
F11_Commercial_WA - Health_Existing_Space Heating_Natural Gas_Gas Boiler - Steam Trap Replacement_A_Achievable Economic TRC Potential | F11 | Commercial | WA - Health | Existing | Space Heating | Natural Gas | Gas Boiler - Steam Trap Replacement | A | Purchases (Cumulative) | Achievable Economic TRC Potential | 0 | 0 | 0 | 5.0173 | 15.316 | 25.6147 | 35.9134 | 46.2122 | 56.5109 | 61.7922 | 61.7922 | 61.7922 | 61.7922 | 61.7922 | 61.7922 | 61.7922 | 61.7922 | 61.7922 | 61.7922 | 61.7922 | 61.7922 | 61.7922 | 61.7922 | 61.7922 | 61.7922 | 61.7922 | 61.7922
F1_Commercial_WA - Health_Existing_Space Heating_Natural Gas_Gas Boiler - High Turndown Burner_A_Achievable Economic TRC Potential | F1 | Commercial | WA - Health | Existing | Space Heating | Natural Gas | Gas Boiler - High Turndown Burner | A | Integrated Unit Energy Savings (kWh or therms) | Achievable Economic TRC Potential | 0 | 0 | 0.58957 | 0.58432 | 0.5767 | 0.56779 | 0.5578 | 0.54644 | 0.53342 | 0.51863 | 0.50199 | 0.48352 | 0.46359 | 0.44277 | 0.42206 | 0.4023 | 0.38405 | 0.36795 | 0.35511 | 0.34563 | 0.33801 | 0.33266 | 0.32787 | 0.326 | 0.32421 | 0.3225 | 0.32086
F2_Commercial_WA - Health_Existing_Space Heating_Natural Gas_Gas Boiler - High Turndown Burner_A_Achievable Economic TRC Potential | F2 | Commercial | WA - Health | Existing | Space Heating | Natural Gas | Gas Boiler - High Turndown Burner | A | Integrated Unit Summer Peak Savings (kW) | Achievable Economic TRC Potential | 0 | 0 | 0 | 0 | 0 | 0 | 0 | 0 | 0 | 0 | 0 | 0 | 0 | 0 | 0 | 0 | 0 | 0 | 0 | 0 | 0 | 0 | 0 | 0 | 0 | 0 | 0
F3_Commercial_WA - Health_Existing_Space Heating_Natural Gas_Gas Boiler - High Turndown Burner_A_Achievable Economic TRC Potential | F3 | Commercial | WA - Health | Existing | Space Heating | Natural Gas | Gas Boiler - High Turndown Burner | A | Integrated Unit Winter Peak Savings (kW) | Achievable Economic TRC Potential | 0 | 0 | 0 | 0 | 0 | 0 | 0 | 0 | 0 | 0 | 0 | 0 | 0 | 0 | 0 | 0 | 0 | 0 | 0 | 0 | 0 | 0 | 0 | 0 | 0 | 0 | 0
F4_Commercial_WA - Health_Existing_Space Heating_Natural Gas_Gas Boiler - High Turndown Burner_A_Achievable Economic TRC Potential | F4 | Commercial | WA - Health | Existing | Space Heating | Natural Gas | Gas Boiler - High Turndown Burner | A | Incremental Energy Savings (MWh or mTherms) | Achievable Economic TRC Potential | 0 | 0 | 0 | 1.5128 | 1.8332 | 2.2087 | 2.5188 | 2.8145 | 3.2121 | 3.426 | 3.3876 | 3.075 | 2.5342 | 1.873 | 1.2253 | 0.69889 | 0.31163 | 0 | 0 | 0 | 0 | 0 | 0 | 0 | 0 | 0 | 0
F5_Commercial_WA - Health_Existing_Space Heating_Natural Gas_Gas Boiler - High Turndown Burner_A_Achievable Economic TRC Potential | F5 | Commercial | WA - Health | Existing | Space Heating | Natural Gas | Gas Boiler - High Turndown Burner | A | Incremental Summer Peak Savings (MW) | Achievable Economic TRC Potential | 0 | 0 | 0 | 0 | 0 | 0 | 0 | 0 | 0 | 0 | 0 | 0 | 0 | 0 | 0 | 0 | 0 | 0 | 0 | 0 | 0 | 0 | 0 | 0 | 0 | 0 | 0
F6_Commercial_WA - Health_Existing_Space Heating_Natural Gas_Gas Boiler - High Turndown Burner_A_Achievable Economic TRC Potential | F6 | Commercial | WA - Health | Existing | Space Heating | Natural Gas | Gas Boiler - High Turndown Burner | A | Incremental Winter Peak Savings (MW) | Achievable Economic TRC Potential | 0 | 0 | 0 | 0 | 0 | 0 | 0 | 0 | 0 | 0 | 0 | 0 | 0 | 0 | 0 | 0 | 0 | 0 | 0 | 0 | 0 | 0 | 0 | 0 | 0 | 0 | 0
F7_Commercial_WA - Health_Existing_Space Heating_Natural Gas_Gas Boiler - High Turndown Burner_A_Achievable Economic TRC Potential | F7 | Commercial | WA - Health | Existing | Space Heating | Natural Gas | Gas Boiler - High Turndown Burner | A | Cumulative Energy Savings (MWh or mTherms) | Achievable Economic TRC Potential | 0 | 0 | 0 | 1.5128 | 3.3263 | 5.4836 | 7.9059 | 10.5592 | 13.5198 | 16.5709 | 19.4268 | 21.7872 | 23.4231 | 24.2446 | 24.3354 | 23.895 | 23.123 | 22.1535 | 21.3805 | 20.8096 | 20.3509 | 20.0286 | 19.7401 | 19.6275 | 19.52 | 19.4171 | 19.3183
F8_Commercial_WA - Health_Existing_Space Heating_Natural Gas_Gas Boiler - High Turndown Burner_A_Achievable Economic TRC Potential | F8 | Commercial | WA - Health | Existing | Space Heating | Natural Gas | Gas Boiler - High Turndown Burner | A | Cumulative Summer Peak Savings (MW) | Achievable Economic TRC Potential | 0 | 0 | 0 | 0 | 0 | 0 | 0 | 0 | 0 | 0 | 0 | 0 | 0 | 0 | 0 | 0 | 0 | 0 | 0 | 0 | 0 | 0 | 0 | 0 | 0 | 0 | 0
F9_Commercial_WA - Health_Existing_Space Heating_Natural Gas_Gas Boiler - High Turndown Burner_A_Achievable Economic TRC Potential | F9 | Commercial | WA - Health | Existing | Space Heating | Natural Gas | Gas Boiler - High Turndown Burner | A | Cumulative Winter Peak Savings (MW) | Achievable Economic TRC Potential | 0 | 0 | 0 | 0 | 0 | 0 | 0 | 0 | 0 | 0 | 0 | 0 | 0 | 0 | 0 | 0 | 0 | 0 | 0 | 0 | 0 | 0 | 0 | 0 | 0 | 0 | 0
F10_Commercial_WA - Health_Existing_Space Heating_Natural Gas_Gas Boiler - High Turndown Burner_A_Achievable Economic TRC Potential | F10 | Commercial | WA - Health | Existing | Space Heating | Natural Gas | Gas Boiler - High Turndown Burner | A | Purchases (Incremental) | Achievable Economic TRC Potential | 0 | 0 | 0 | 2588.9367 | 3178.8014 | 3889.9226 | 4515.5873 | 5150.5991 | 6021.6695 | 6605.8649 | 6748.3576 | 6359.5172 | 5466.5437 | 4230.2423 | 2903.1229 | 1737.2509 | 811.4142 | 0 | 0 | 0 | 0 | 0 | 0 | 0 | 0 | 0 | 0
F11_Commercial_WA - Health_Existing_Space Heating_Natural Gas_Gas Boiler - High Turndown Burner_A_Achievable Economic TRC Potential | F11 | Commercial | WA - Health | Existing | Space Heating | Natural Gas | Gas Boiler - High Turndown Burner | A | Purchases (Cumulative) | Achievable Economic TRC Potential | 0 | 0 | 0 | 2588.9367 | 5767.7381 | 9657.6607 | 14173.248 | 19323.847 | 25345.5165 | 31951.3814 | 38699.739 | 45059.2562 | 50525.7999 | 54756.0422 | 57659.165 | 59396.4159 | 60207.8301 | 60207.8301 | 60207.8301 | 60207.8301 | 60207.8301 | 60207.8301 | 60207.8301 | 60207.8301 | 60207.8301 | 60207.8301 | 60207.8301
F1_Commercial_WA - Health_Existing_Space Heating_Natural Gas_Gas Boiler - Burner Control Optimization_A_Achievable Economic TRC Potential | F1 | Commercial | WA - Health | Existing | Space Heating | Natural Gas | Gas Boiler - Burner Control Optimization | A | Integrated Unit Energy Savings (kWh or therms) | Achievable Economic TRC Potential | 0 | 0 | 0.17098 | 0.16938 | 0.16707 | 0.16438 | 0.16136 | 0.15792 | 0.154 | 0.14955 | 0.14458 | 0.1391 | 0.13324 | 0.12716 | 0.12115 | 0.11544 | 0.11019 | 0.10557 | 0.10188 | 0.099162 | 0.096977 | 0.09544 | 0.094066 | 0.093529 | 0.093017 | 0.092526 | 0.092055
F2_Commercial_WA - Health_Existing_Space Heating_Natural Gas_Gas Boiler - Burner Control Optimization_A_Achievable Economic TRC Potential | F2 | Commercial | WA - Health | Existing | Space Heating | Natural Gas | Gas Boiler - Burner Control Optimization | A | Integrated Unit Summer Peak Savings (kW) | Achievable Economic TRC Potential | 0 | 0 | 0 | 0 | 0 | 0 | 0 | 0 | 0 | 0 | 0 | 0 | 0 | 0 | 0 | 0 | 0 | 0 | 0 | 0 | 0 | 0 | 0 | 0 | 0 | 0 | 0
F3_Commercial_WA - Health_Existing_Space Heating_Natural Gas_Gas Boiler - Burner Control Optimization_A_Achievable Economic TRC Potential | F3 | Commercial | WA - Health | Existing | Space Heating | Natural Gas | Gas Boiler - Burner Control Optimization | A | Integrated Unit Winter Peak Savings (kW) | Achievable Economic TRC Potential | 0 | 0 | 0 | 0 | 0 | 0 | 0 | 0 | 0 | 0 | 0 | 0 | 0 | 0 | 0 | 0 | 0 | 0 | 0 | 0 | 0 | 0 | 0 | 0 | 0 | 0 | 0
F4_Commercial_WA - Health_Existing_Space Heating_Natural Gas_Gas Boiler - Burner Control Optimization_A_Achievable Economic TRC Potential | F4 | Commercial | WA - Health | Existing | Space Heating | Natural Gas | Gas Boiler - Burner Control Optimization | A | Incremental Energy Savings (MWh or mTherms) | Achievable Economic TRC Potential | 0 | 0 | 0 | 0.16316 | 0.086604 | 0.28825 | 0.46025 | 0.68374 | 0.95492 | 1.2614 | 1.5809 | 1.8813 | 2.1249 | 2.2752 | 2.306 | 2.2065 | 1.9854 | 1.6724 | 1.3139 | 0.95582 | 0.68486 | 0.27582 | 0.24121 | 0 | 0 | 0 | 0
F5_Commercial_WA - Health_Existing_Space Heating_Natural Gas_Gas Boiler - Burner Control Optimization_A_Achievable Economic TRC Potential | F5 | Commercial | WA - Health | Existing | Space Heating | Natural Gas | Gas Boiler - Burner Control Optimization | A | Incremental Summer Peak Savings (MW) | Achievable Economic TRC Potential | 0 | 0 | 0 | 0 | 0 | 0 | 0 | 0 | 0 | 0 | 0 | 0 | 0 | 0 | 0 | 0 | 0 | 0 | 0 | 0 | 0 | 0 | 0 | 0 | 0 | 0 | 0
F6_Commercial_WA - Health_Existing_Space Heating_Natural Gas_Gas Boiler - Burner Control Optimization_A_Achievable Economic TRC Potential | F6 | Commercial | WA - Health | Existing | Space Heating | Natural Gas | Gas Boiler - Burner Control Optimization | A | Incremental Winter Peak Savings (MW) | Achievable Economic TRC Potential | 0 | 0 | 0 | 0 | 0 | 0 | 0 | 0 | 0 | 0 | 0 | 0 | 0 | 0 | 0 | 0 | 0 | 0 | 0 | 0 | 0 | 0 | 0 | 0 | 0 | 0 | 0
F7_Commercial_WA - Health_Existing_Space Heating_Natural Gas_Gas Boiler - Burner Control Optimization_A_Achievable Economic TRC Potential | F7 | Commercial | WA - Health | Existing | Space Heating | Natural Gas | Gas Boiler - Burner Control Optimization | A | Cumulative Energy Savings (MWh or mTherms) | Achievable Economic TRC Potential | 0 | 0 | 0 | 0.16316 | 0.24755 | 0.53181 | 0.98228 | 1.6451 | 2.5591 | 3.7467 | 5.203 | 6.8872 | 8.7217 | 10.5991 | 12.4038 | 14.0259 | 15.3732 | 16.401 | 17.1426 | 17.6406 | 17.9367 | 17.9283 | 17.9113 | 17.8091 | 17.7116 | 17.6181 | 17.5285
F8_Commercial_WA - Health_Existing_Space Heating_Natural Gas_Gas Boiler - Burner Control Optimization_A_Achievable Economic TRC Potential | F8 | Commercial | WA - Health | Existing | Space Heating | Natural Gas | Gas Boiler - Burner Control Optimization | A | Cumulative Summer Peak Savings (MW) | Achievable Economic TRC Potential | 0 | 0 | 0 | 0 | 0 | 0 | 0 | 0 | 0 | 0 | 0 | 0 | 0 | 0 | 0 | 0 | 0 | 0 | 0 | 0 | 0 | 0 | 0 | 0 | 0 | 0 | 0
F9_Commercial_WA - Health_Existing_Space Heating_Natural Gas_Gas Boiler - Burner Control Optimization_A_Achievable Economic TRC Potential | F9 | Commercial | WA - Health | Existing | Space Heating | Natural Gas | Gas Boiler - Burner Control Optimization | A | Cumulative Winter Peak Savings (MW) | Achievable Economic TRC Potential | 0 | 0 | 0 | 0 | 0 | 0 | 0 | 0 | 0 | 0 | 0 | 0 | 0 | 0 | 0 | 0 | 0 | 0 | 0 | 0 | 0 | 0 | 0 | 0 | 0 | 0 | 0
F10_Commercial_WA - Health_Existing_Space Heating_Natural Gas_Gas Boiler - Burner Control Optimization_A_Achievable Economic TRC Potential | F10 | Commercial | WA - Health | Existing | Space Heating | Natural Gas | Gas Boiler - Burner Control Optimization | A | Purchases (Incremental) | Achievable Economic TRC Potential | 0 | 0 | 0 | 963.3253 | 518.3574 | 1753.5515 | 2852.3918 | 4329.5324 | 6200.8156 | 8434.812 | 10934.5628 | 13524.1697 | 15948.2087 | 17892.8538 | 19034.6276 | 19114.0946 | 18018.2577 | 15842.0784 | 12895.7593 | 9638.949 | 7062.1063 | 2889.9758 | 2564.2835 | 0 | 0 | 0 | 0
F11_Commercial_WA - Health_Existing_Space Heating_Natural Gas_Gas Boiler - Burner Control Optimization_A_Achievable Economic TRC Potential | F11 | Commercial | WA - Health | Existing | Space Heating | Natural Gas | Gas Boiler - Burner Control Optimization | A | Purchases (Cumulative) | Achievable Economic TRC Potential | 0 | 0 | 0 | 963.3253 | 1481.6826 | 3235.2341 | 6087.626 | 10417.1584 | 16617.974 | 25052.786 | 35987.3489 | 49511.5186 | 65459.7273 | 83352.5811 | 102387.2087 | 121501.3033 | 139519.561 | 155361.6395 | 168257.3987 | 177896.3477 | 184958.4541 | 187848.4299 | 190412.7134 | 190412.7134 | 190412.7134 | 190412.7134 | 190412.7134
F1_Commercial_WA - Health_Existing_Space Heating_Natural Gas_Gas Boiler - Stack Economizer_A_Achievable Economic TRC Potential | F1 | Commercial | WA - Health | Existing | Space Heating | Natural Gas | Gas Boiler - Stack Economizer | A | Integrated Unit Energy Savings (kWh or therms) | Achievable Economic TRC Potential | 0 | 0 | 0.56599 | 0.55911 | 0.5491 | 0.5376 | 0.52489 | 0.51073 | 0.49521 | 0.47805 | 0.4594 | 0.4395 | 0.41885 | 0.3982 | 0.37807 | 0.35903 | 0.34154 | 0.32615 | 0.31379 | 0.3045 | 0.29695 | 0.29147 | 0.28652 | 0.28489 | 0.28333 | 0.28183 | 0.28039
F2_Commercial_WA - Health_Existing_Space Heating_Natural Gas_Gas Boiler - Stack Economizer_A_Achievable Economic TRC Potential | F2 | Commercial | WA - Health | Existing | Space Heating | Natural Gas | Gas Boiler - Stack Economizer | A | Integrated Unit Summer Peak Savings (kW) | Achievable Economic TRC Potential | 0 | 0 | 0 | 0 | 0 | 0 | 0 | 0 | 0 | 0 | 0 | 0 | 0 | 0 | 0 | 0 | 0 | 0 | 0 | 0 | 0 | 0 | 0 | 0 | 0 | 0 | 0
F3_Commercial_WA - Health_Existing_Space Heating_Natural Gas_Gas Boiler - Stack Economizer_A_Achievable Economic TRC Potential | F3 | Commercial | WA - Health | Existing | Space Heating | Natural Gas | Gas Boiler - Stack Economizer | A | Integrated Unit Winter Peak Savings (kW) | Achievable Economic TRC Potential | 0 | 0 | 0 | 0 | 0 | 0 | 0 | 0 | 0 | 0 | 0 | 0 | 0 | 0 | 0 | 0 | 0 | 0 | 0 | 0 | 0 | 0 | 0 | 0 | 0 | 0 | 0
F4_Commercial_WA - Health_Existing_Space Heating_Natural Gas_Gas Boiler - Stack Economizer_A_Achievable Economic TRC Potential | F4 | Commercial | WA - Health | Existing | Space Heating | Natural Gas | Gas Boiler - Stack Economizer | A | Incremental Energy Savings (MWh or mTherms) | Achievable Economic TRC Potential | 0 | 0 | 0 | 0 | 0 | 0 | 0 | 0 | 0 | 0 | 0 | 0 | 0 | 0 | 0 | 0 | 0 | 0 | 0 | 0 | 0 | 0 | 0 | 0 | 0 | 0 | 0
F5_Commercial_WA - Health_Existing_Space Heating_Natural Gas_Gas Boiler - Stack Economizer_A_Achievable Economic TRC Potential | F5 | Commercial | WA - Health | Existing | Space Heating | Natural Gas | Gas Boiler - Stack Economizer | A | Incremental Summer Peak Savings (MW) | Achievable Economic TRC Potential | 0 | 0 | 0 | 0 | 0 | 0 | 0 | 0 | 0 | 0 | 0 | 0 | 0 | 0 | 0 | 0 | 0 | 0 | 0 | 0 | 0 | 0 | 0 | 0 | 0 | 0 | 0
F6_Commercial_WA - Health_Existing_Space Heating_Natural Gas_Gas Boiler - Stack Economizer_A_Achievable Economic TRC Potential | F6 | Commercial | WA - Health | Existing | Space Heating | Natural Gas | Gas Boiler - Stack Economizer | A | Incremental Winter Peak Savings (MW) | Achievable Economic TRC Potential | 0 | 0 | 0 | 0 | 0 | 0 | 0 | 0 | 0 | 0 | 0 | 0 | 0 | 0 | 0 | 0 | 0 | 0 | 0 | 0 | 0 | 0 | 0 | 0 | 0 | 0 | 0
F7_Commercial_WA - Health_Existing_Space Heating_Natural Gas_Gas Boiler - Stack Economizer_A_Achievable Economic TRC Potential | F7 | Commercial | WA - Health | Existing | Space Heating | Natural Gas | Gas Boiler - Stack Economizer | A | Cumulative Energy Savings (MWh or mTherms) | Achievable Economic TRC Potential | 0 | 0 | 0 | 0 | 0 | 0 | 0 | 0 | 0 | 0 | 0 | 0 | 0 | 0 | 0 | 0 | 0 | 0 | 0 | 0 | 0 | 0 | 0 | 0 | 0 | 0 | 0
F8_Commercial_WA - Health_Existing_Space Heating_Natural Gas_Gas Boiler - Stack Economizer_A_Achievable Economic TRC Potential | F8 | Commercial | WA - Health | Existing | Space Heating | Natural Gas | Gas Boiler - Stack Economizer | A | Cumulative Summer Peak Savings (MW) | Achievable Economic TRC Potential | 0 | 0 | 0 | 0 | 0 | 0 | 0 | 0 | 0 | 0 | 0 | 0 | 0 | 0 | 0 | 0 | 0 | 0 | 0 | 0 | 0 | 0 | 0 | 0 | 0 | 0 | 0
F9_Commercial_WA - Health_Existing_Space Heating_Natural Gas_Gas Boiler - Stack Economizer_A_Achievable Economic TRC Potential | F9 | Commercial | WA - Health | Existing | Space Heating | Natural Gas | Gas Boiler - Stack Economizer | A | Cumulative Winter Peak Savings (MW) | Achievable Economic TRC Potential | 0 | 0 | 0 | 0 | 0 | 0 | 0 | 0 | 0 | 0 | 0 | 0 | 0 | 0 | 0 | 0 | 0 | 0 | 0 | 0 | 0 | 0 | 0 | 0 | 0 | 0 | 0
F10_Commercial_WA - Health_Existing_Space Heating_Natural Gas_Gas Boiler - Stack Economizer_A_Achievable Economic TRC Potential | F10 | Commercial | WA - Health | Existing | Space Heating | Natural Gas | Gas Boiler - Stack Economizer | A | Purchases (Incremental) | Achievable Economic TRC Potential | 0 | 0 | 0 | 0 | 0 | 0 | 0 | 0 | 0 | 0 | 0 | 0 | 0 | 0 | 0 | 0 | 0 | 0 | 0 | 0 | 0 | 0 | 0 | 0 | 0 | 0 | 0
F11_Commercial_WA - Health_Existing_Space Heating_Natural Gas_Gas Boiler - Stack Economizer_A_Achievable Economic TRC Potential | F11 | Commercial | WA - Health | Existing | Space Heating | Natural Gas | Gas Boiler - Stack Economizer | A | Purchases (Cumulative) | Achievable Economic TRC Potential | 0 | 0 | 0 | 0 | 0 | 0 | 0 | 0 | 0 | 0 | 0 | 0 | 0 | 0 | 0 | 0 | 0 | 0 | 0 | 0 | 0 | 0 | 0 | 0 | 0 | 0 | 0
F1_Commercial_WA - Health_Existing_Space Heating_Natural Gas_Gas Boiler - Thermostatic Radiator Valves_A_Achievable Economic TRC Potential | F1 | Commercial | WA - Health | Existing | Space Heating | Natural Gas | Gas Boiler - Thermostatic Radiator Valves | A | Integrated Unit Energy Savings (kWh or therms) | Achievable Economic TRC Potential | 0 | 0 | 21.236 | 21.1134 | 20.9623 | 20.7711 | 20.5453 | 20.2758 | 19.9535 | 19.574 | 19.1337 | 18.631 | 18.0743 | 17.4806 | 16.8716 | 16.2754 | 15.7185 | 15.2232 | 14.815 | 14.5011 | 14.248 | 14.0709 | 13.9123 | 13.833 | 13.7574 | 13.6849 | 13.6154
F2_Commercial_WA - Health_Existing_Space Heating_Natural Gas_Gas Boiler - Thermostatic Radiator Valves_A_Achievable Economic TRC Potential | F2 | Commercial | WA - Health | Existing | Space Heating | Natural Gas | Gas Boiler - Thermostatic Radiator Valves | A | Integrated Unit Summer Peak Savings (kW) | Achievable Economic TRC Potential | 0 | 0 | 0 | 0 | 0 | 0 | 0 | 0 | 0 | 0 | 0 | 0 | 0 | 0 | 0 | 0 | 0 | 0 | 0 | 0 | 0 | 0 | 0 | 0 | 0 | 0 | 0
F3_Commercial_WA - Health_Existing_Space Heating_Natural Gas_Gas Boiler - Thermostatic Radiator Valves_A_Achievable Economic TRC Potential | F3 | Commercial | WA - Health | Existing | Space Heating | Natural Gas | Gas Boiler - Thermostatic Radiator Valves | A | Integrated Unit Winter Peak Savings (kW) | Achievable Economic TRC Potential | 0 | 0 | 0 | 0 | 0 | 0 | 0 | 0 | 0 | 0 | 0 | 0 | 0 | 0 | 0 | 0 | 0 | 0 | 0 | 0 | 0 | 0 | 0 | 0 | 0 | 0 | 0
F4_Commercial_WA - Health_Existing_Space Heating_Natural Gas_Gas Boiler - Thermostatic Radiator Valves_A_Achievable Economic TRC Potential | F4 | Commercial | WA - Health | Existing | Space Heating | Natural Gas | Gas Boiler - Thermostatic Radiator Valves | A | Incremental Energy Savings (MWh or mTherms) | Achievable Economic TRC Potential | 0 | 0 | 0 | 4.4115 | 8.9904 | 8.9084 | 8.8115 | 8.6959 | 8.5577 | 8.395 | 8.2061 | 7.9905 | 7.7518 | 7.4971 | 7.2359 | 6.9802 | 6.7414 | 6.529 | 3.2584 | 0 | 1.1339e-14 | 0 | 0 | 0 | 0 | 0 | 0
F5_Commercial_WA - Health_Existing_Space Heating_Natural Gas_Gas Boiler - Thermostatic Radiator Valves_A_Achievable Economic TRC Potential | F5 | Commercial | WA - Health | Existing | Space Heating | Natural Gas | Gas Boiler - Thermostatic Radiator Valves | A | Incremental Summer Peak Savings (MW) | Achievable Economic TRC Potential | 0 | 0 | 0 | 0 | 0 | 0 | 0 | 0 | 0 | 0 | 0 | 0 | 0 | 0 | 0 | 0 | 0 | 0 | 0 | 0 | 0 | 0 | 0 | 0 | 0 | 0 | 0
F6_Commercial_WA - Health_Existing_Space Heating_Natural Gas_Gas Boiler - Thermostatic Radiator Valves_A_Achievable Economic TRC Potential | F6 | Commercial | WA - Health | Existing | Space Heating | Natural Gas | Gas Boiler - Thermostatic Radiator Valves | A | Incremental Winter Peak Savings (MW) | Achievable Economic TRC Potential | 0 | 0 | 0 | 0 | 0 | 0 | 0 | 0 | 0 | 0 | 0 | 0 | 0 | 0 | 0 | 0 | 0 | 0 | 0 | 0 | 0 | 0 | 0 | 0 | 0 | 0 | 0
F7_Commercial_WA - Health_Existing_Space Heating_Natural Gas_Gas Boiler - Thermostatic Radiator Valves_A_Achievable Economic TRC Potential | F7 | Commercial | WA - Health | Existing | Space Heating | Natural Gas | Gas Boiler - Thermostatic Radiator Valves | A | Cumulative Energy Savings (MWh or mTherms) | Achievable Economic TRC Potential | 0 | 0 | 0 | 4.4115 | 13.3703 | 22.1567 | 30.7274 | 39.0201 | 46.9576 | 54.4596 | 61.4407 | 67.8168 | 73.5424 | 78.6239 | 83.1205 | 87.1634 | 90.9224 | 94.5861 | 95.3081 | 93.2888 | 91.6605 | 90.5214 | 89.5009 | 88.9911 | 88.5044 | 88.0383 | 87.5909
F8_Commercial_WA - Health_Existing_Space Heating_Natural Gas_Gas Boiler - Thermostatic Radiator Valves_A_Achievable Economic TRC Potential | F8 | Commercial | WA - Health | Existing | Space Heating | Natural Gas | Gas Boiler - Thermostatic Radiator Valves | A | Cumulative Summer Peak Savings (MW) | Achievable Economic TRC Potential | 0 | 0 | 0 | 0 | 0 | 0 | 0 | 0 | 0 | 0 | 0 | 0 | 0 | 0 | 0 | 0 | 0 | 0 | 0 | 0 | 0 | 0 | 0 | 0 | 0 | 0 | 0
F9_Commercial_WA - Health_Existing_Space Heating_Natural Gas_Gas Boiler - Thermostatic Radiator Valves_A_Achievable Economic TRC Potential | F9 | Commercial | WA - Health | Existing | Space Heating | Natural Gas | Gas Boiler - Thermostatic Radiator Valves | A | Cumulative Winter Peak Savings (MW) | Achievable Economic TRC Potential | 0 | 0 | 0 | 0 | 0 | 0 | 0 | 0 | 0 | 0 | 0 | 0 | 0 | 0 | 0 | 0 | 0 | 0 | 0 | 0 | 0 | 0 | 0 | 0 | 0 | 0 | 0
F10_Commercial_WA - Health_Existing_Space Heating_Natural Gas_Gas Boiler - Thermostatic Radiator Valves_A_Achievable Economic TRC Potential | F10 | Commercial | WA - Health | Existing | Space Heating | Natural Gas | Gas Boiler - Thermostatic Radiator Valves | A | Purchases (Incremental) | Achievable Economic TRC Potential | 0 | 0 | 0 | 208.9428 | 428.8825 | 428.8825 | 428.8825 | 428.8825 | 428.8825 | 428.8825 | 428.8825 | 428.8825 | 428.8825 | 428.8825 | 428.8825 | 428.8825 | 428.8825 | 428.8825 | 219.9398 | 0 | 7.9581e-13 | 0 | 0 | 0 | 0 | 0 | 0
F11_Commercial_WA - Health_Existing_Space Heating_Natural Gas_Gas Boiler - Thermostatic Radiator Valves_A_Achievable Economic TRC Potential | F11 | Commercial | WA - Health | Existing | Space Heating | Natural Gas | Gas Boiler - Thermostatic Radiator Valves | A | Purchases (Cumulative) | Achievable Economic TRC Potential | 0 | 0 | 0 | 208.9428 | 637.8253 | 1066.7078 | 1495.5904 | 1924.4729 | 2353.3554 | 2782.238 | 3211.1205 | 3640.003 | 4068.8856 | 4497.7681 | 4926.6506 | 5355.5332 | 5784.4157 | 6213.2982 | 6433.238 | 6433.238 | 6433.238 | 6433.238 | 6433.238 | 6433.238 | 6433.238 | 6433.238 | 6433.238
F1_Commercial_WA - Health_Existing_Space Heating_Natural Gas_HVAC - Shut Off Damper_A_Achievable Economic TRC Potential | F1 | Commercial | WA - Health | Existing | Space Heating | Natural Gas | HVAC - Shut Off Damper | A | Integrated Unit Energy Savings (kWh or therms) | Achievable Economic TRC Potential | 0 | 0 | 58.6738 | 57.8914 | 56.7143 | 55.3881 | 54.006 | 52.5419 | 50.938 | 49.164 | 47.237 | 45.1818 | 43.05 | 40.9192 | 38.8429 | 36.8784 | 35.0732 | 33.4848 | 32.2082 | 31.2495 | 30.4689 | 29.9027 | 29.3905 | 29.2185 | 29.0545 | 28.8975 | 28.7471
F2_Commercial_WA - Health_Existing_Space Heating_Natural Gas_HVAC - Shut Off Damper_A_Achievable Economic TRC Potential | F2 | Commercial | WA - Health | Existing | Space Heating | Natural Gas | HVAC - Shut Off Damper | A | Integrated Unit Summer Peak Savings (kW) | Achievable Economic TRC Potential | 0 | 0 | 0 | 0 | 0 | 0 | 0 | 0 | 0 | 0 | 0 | 0 | 0 | 0 | 0 | 0 | 0 | 0 | 0 | 0 | 0 | 0 | 0 | 0 | 0 | 0 | 0
F3_Commercial_WA - Health_Existing_Space Heating_Natural Gas_HVAC - Shut Off Damper_A_Achievable Economic TRC Potential | F3 | Commercial | WA - Health | Existing | Space Heating | Natural Gas | HVAC - Shut Off Damper | A | Integrated Unit Winter Peak Savings (kW) | Achievable Economic TRC Potential | 0 | 0 | 0 | 0 | 0 | 0 | 0 | 0 | 0 | 0 | 0 | 0 | 0 | 0 | 0 | 0 | 0 | 0 | 0 | 0 | 0 | 0 | 0 | 0 | 0 | 0 | 0
F4_Commercial_WA - Health_Existing_Space Heating_Natural Gas_HVAC - Shut Off Damper_A_Achievable Economic TRC Potential | F4 | Commercial | WA - Health | Existing | Space Heating | Natural Gas | HVAC - Shut Off Damper | A | Incremental Energy Savings (MWh or mTherms) | Achievable Economic TRC Potential | 0 | 0 | 0 | 0 | 0 | 0 | 0 | 0 | 0 | 0 | 0 | 0 | 0 | 0 | 0 | 0 | 0 | 0 | 0 | 0 | 0 | 0 | 0 | 0 | 0 | 0 | 0
F5_Commercial_WA - Health_Existing_Space Heating_Natural Gas_HVAC - Shut Off Damper_A_Achievable Economic TRC Potential | F5 | Commercial | WA - Health | Existing | Space Heating | Natural Gas | HVAC - Shut Off Damper | A | Incremental Summer Peak Savings (MW) | Achievable Economic TRC Potential | 0 | 0 | 0 | 0 | 0 | 0 | 0 | 0 | 0 | 0 | 0 | 0 | 0 | 0 | 0 | 0 | 0 | 0 | 0 | 0 | 0 | 0 | 0 | 0 | 0 | 0 | 0
F6_Commercial_WA - Health_Existing_Space Heating_Natural Gas_HVAC - Shut Off Damper_A_Achievable Economic TRC Potential | F6 | Commercial | WA - Health | Existing | Space Heating | Natural Gas | HVAC - Shut Off Damper | A | Incremental Winter Peak Savings (MW) | Achievable Economic TRC Potential | 0 | 0 | 0 | 0 | 0 | 0 | 0 | 0 | 0 | 0 | 0 | 0 | 0 | 0 | 0 | 0 | 0 | 0 | 0 | 0 | 0 | 0 | 0 | 0 | 0 | 0 | 0
F7_Commercial_WA - Health_Existing_Space Heating_Natural Gas_HVAC - Shut Off Damper_A_Achievable Economic TRC Potential | F7 | Commercial | WA - Health | Existing | Space Heating | Natural Gas | HVAC - Shut Off Damper | A | Cumulative Energy Savings (MWh or mTherms) | Achievable Economic TRC Potential | 0 | 0 | 0 | 0 | 0 | 0 | 0 | 0 | 0 | 0 | 0 | 0 | 0 | 0 | 0 | 0 | 0 | 0 | 0 | 0 | 0 | 0 | 0 | 0 | 0 | 0 | 0
F8_Commercial_WA - Health_Existing_Space Heating_Natural Gas_HVAC - Shut Off Damper_A_Achievable Economic TRC Potential | F8 | Commercial | WA - Health | Existing | Space Heating | Natural Gas | HVAC - Shut Off Damper | A | Cumulative Summer Peak Savings (MW) | Achievable Economic TRC Potential | 0 | 0 | 0 | 0 | 0 | 0 | 0 | 0 | 0 | 0 | 0 | 0 | 0 | 0 | 0 | 0 | 0 | 0 | 0 | 0 | 0 | 0 | 0 | 0 | 0 | 0 | 0
F9_Commercial_WA - Health_Existing_Space Heating_Natural Gas_HVAC - Shut Off Damper_A_Achievable Economic TRC Potential | F9 | Commercial | WA - Health | Existing | Space Heating | Natural Gas | HVAC - Shut Off Damper | A | Cumulative Winter Peak Savings (MW) | Achievable Economic TRC Potential | 0 | 0 | 0 | 0 | 0 | 0 | 0 | 0 | 0 | 0 | 0 | 0 | 0 | 0 | 0 | 0 | 0 | 0 | 0 | 0 | 0 | 0 | 0 | 0 | 0 | 0 | 0
F10_Commercial_WA - Health_Existing_Space Heating_Natural Gas_HVAC - Shut Off Damper_A_Achievable Economic TRC Potential | F10 | Commercial | WA - Health | Existing | Space Heating | Natural Gas | HVAC - Shut Off Damper | A | Purchases (Incremental) | Achievable Economic TRC Potential | 0 | 0 | 0 | 0 | 0 | 0 | 0 | 0 | 0 | 0 | 0 | 0 | 0 | 0 | 0 | 0 | 0 | 0 | 0 | 0 | 0 | 0 | 0 | 0 | 0 | 0 | 0
F11_Commercial_WA - Health_Existing_Space Heating_Natural Gas_HVAC - Shut Off Damper_A_Achievable Economic TRC Potential | F11 | Commercial | WA - Health | Existing | Space Heating | Natural Gas | HVAC - Shut Off Damper | A | Purchases (Cumulative) | Achievable Economic TRC Potential | 0 | 0 | 0 | 0 | 0 | 0 | 0 | 0 | 0 | 0 | 0 | 0 | 0 | 0 | 0 | 0 | 0 | 0 | 0 | 0 | 0 | 0 | 0 | 0 | 0 | 0 | 0
F1_Commercial_WA - Health_Existing_Space Heating_Natural Gas_Gas Furnace - Tube Inserts_A_Achievable Economic TRC Potential | F1 | Commercial | WA - Health | Existing | Space Heating | Natural Gas | Gas Furnace - Tube Inserts | A | Integrated Unit Energy Savings (kWh or therms) | Achievable Economic TRC Potential | 0 | 0 | 0 | 0 | 0 | 0 | 0 | 0 | 0 | 0 | 0 | 0 | 0 | 0 | 0 | 0 | 0 | 0 | 0 | 0 | 0 | 0 | 0 | 0 | 0 | 0 | 0
F2_Commercial_WA - Health_Existing_Space Heating_Natural Gas_Gas Furnace - Tube Inserts_A_Achievable Economic TRC Potential | F2 | Commercial | WA - Health | Existing | Space Heating | Natural Gas | Gas Furnace - Tube Inserts | A | Integrated Unit Summer Peak Savings (kW) | Achievable Economic TRC Potential | 0 | 0 | 0 | 0 | 0 | 0 | 0 | 0 | 0 | 0 | 0 | 0 | 0 | 0 | 0 | 0 | 0 | 0 | 0 | 0 | 0 | 0 | 0 | 0 | 0 | 0 | 0
F3_Commercial_WA - Health_Existing_Space Heating_Natural Gas_Gas Furnace - Tube Inserts_A_Achievable Economic TRC Potential | F3 | Commercial | WA - Health | Existing | Space Heating | Natural Gas | Gas Furnace - Tube Inserts | A | Integrated Unit Winter Peak Savings (kW) | Achievable Economic TRC Potential | 0 | 0 | 0 | 0 | 0 | 0 | 0 | 0 | 0 | 0 | 0 | 0 | 0 | 0 | 0 | 0 | 0 | 0 | 0 | 0 | 0 | 0 | 0 | 0 | 0 | 0 | 0
F4_Commercial_WA - Health_Existing_Space Heating_Natural Gas_Gas Furnace - Tube Inserts_A_Achievable Economic TRC Potential | F4 | Commercial | WA - Health | Existing | Space Heating | Natural Gas | Gas Furnace - Tube Inserts | A | Incremental Energy Savings (MWh or mTherms) | Achievable Economic TRC Potential | 0 | 0 | 0 | 0 | 0 | 0 | 0 | 0 | 0 | 0 | 0 | 0 | 0 | 0 | 0 | 0 | 0 | 0 | 0 | 0 | 0 | 0 | 0 | 0 | 0 | 0 | 0
F5_Commercial_WA - Health_Existing_Space Heating_Natural Gas_Gas Furnace - Tube Inserts_A_Achievable Economic TRC Potential | F5 | Commercial | WA - Health | Existing | Space Heating | Natural Gas | Gas Furnace - Tube Inserts | A | Incremental Summer Peak Savings (MW) | Achievable Economic TRC Potential | 0 | 0 | 0 | 0 | 0 | 0 | 0 | 0 | 0 | 0 | 0 | 0 | 0 | 0 | 0 | 0 | 0 | 0 | 0 | 0 | 0 | 0 | 0 | 0 | 0 | 0 | 0
F6_Commercial_WA - Health_Existing_Space Heating_Natural Gas_Gas Furnace - Tube Inserts_A_Achievable Economic TRC Potential | F6 | Commercial | WA - Health | Existing | Space Heating | Natural Gas | Gas Furnace - Tube Inserts | A | Incremental Winter Peak Savings (MW) | Achievable Economic TRC Potential | 0 | 0 | 0 | 0 | 0 | 0 | 0 | 0 | 0 | 0 | 0 | 0 | 0 | 0 | 0 | 0 | 0 | 0 | 0 | 0 | 0 | 0 | 0 | 0 | 0 | 0 | 0
F7_Commercial_WA - Health_Existing_Space Heating_Natural Gas_Gas Furnace - Tube Inserts_A_Achievable Economic TRC Potential | F7 | Commercial | WA - Health | Existing | Space Heating | Natural Gas | Gas Furnace - Tube Inserts | A | Cumulative Energy Savings (MWh or mTherms) | Achievable Economic TRC Potential | 0 | 0 | 0 | 0 | 0 | 0 | 0 | 0 | 0 | 0 | 0 | 0 | 0 | 0 | 0 | 0 | 0 | 0 | 0 | 0 | 0 | 0 | 0 | 0 | 0 | 0 | 0
F8_Commercial_WA - Health_Existing_Space Heating_Natural Gas_Gas Furnace - Tube Inserts_A_Achievable Economic TRC Potential | F8 | Commercial | WA - Health | Existing | Space Heating | Natural Gas | Gas Furnace - Tube Inserts | A | Cumulative Summer Peak Savings (MW) | Achievable Economic TRC Potential | 0 | 0 | 0 | 0 | 0 | 0 | 0 | 0 | 0 | 0 | 0 | 0 | 0 | 0 | 0 | 0 | 0 | 0 | 0 | 0 | 0 | 0 | 0 | 0 | 0 | 0 | 0
F9_Commercial_WA - Health_Existing_Space Heating_Natural Gas_Gas Furnace - Tube Inserts_A_Achievable Economic TRC Potential | F9 | Commercial | WA - Health | Existing | Space Heating | Natural Gas | Gas Furnace - Tube Inserts | A | Cumulative Winter Peak Savings (MW) | Achievable Economic TRC Potential | 0 | 0 | 0 | 0 | 0 | 0 | 0 | 0 | 0 | 0 | 0 | 0 | 0 | 0 | 0 | 0 | 0 | 0 | 0 | 0 | 0 | 0 | 0 | 0 | 0 | 0 | 0
F10_Commercial_WA - Health_Existing_Space Heating_Natural Gas_Gas Furnace - Tube Inserts_A_Achievable Economic TRC Potential | F10 | Commercial | WA - Health | Existing | Space Heating | Natural Gas | Gas Furnace - Tube Inserts | A | Purchases (Incremental) | Achievable Economic TRC Potential | 0 | 0 | 0 | 0 | 0 | 0 | 0 | 0 | 0 | 0 | 0 | 0 | 0 | 0 | 0 | 0 | 0 | 0 | 0 | 0 | 0 | 0 | 0 | 0 | 0 | 0 | 0
F11_Commercial_WA - Health_Existing_Space Heating_Natural Gas_Gas Furnace - Tube Inserts_A_Achievable Economic TRC Potential | F11 | Commercial | WA - Health | Existing | Space Heating | Natural Gas | Gas Furnace - Tube Inserts | A | Purchases (Cumulative) | Achievable Economic TRC Potential | 0 | 0 | 0 | 0 | 0 | 0 | 0 | 0 | 0 | 0 | 0 | 0 | 0 | 0 | 0 | 0 | 0 | 0 | 0 | 0 | 0 | 0 | 0 | 0 | 0 | 0 | 0
F1_Commercial_WA - Health_Existing_Space Heating_Natural Gas_Gas Boiler - Insulate Steam Lines/Condensate Tank_A_Achievable Economic TRC Potential | F1 | Commercial | WA - Health | Existing | Space Heating | Natural Gas | Gas Boiler - Insulate Steam Lines/Condensate Tank | A | Integrated Unit Energy Savings (kWh or therms) | Achievable Economic TRC Potential | 0 | 0 | 5.056 | 5.0373 | 5.0173 | 4.9921 | 4.9623 | 4.9271 | 4.8853 | 4.8367 | 4.7809 | 4.7169 | 4.6455 | 4.5684 | 4.4878 | 4.4072 | 4.3298 | 4.2587 | 4.1961 | 4.144 | 4.0999 | 4.065 | 4.0333 | 4.0104 | 3.9885 | 3.9675 | 3.9473
F2_Commercial_WA - Health_Existing_Space Heating_Natural Gas_Gas Boiler - Insulate Steam Lines/Condensate Tank_A_Achievable Economic TRC Potential | F2 | Commercial | WA - Health | Existing | Space Heating | Natural Gas | Gas Boiler - Insulate Steam Lines/Condensate Tank | A | Integrated Unit Summer Peak Savings (kW) | Achievable Economic TRC Potential | 0 | 0 | 0 | 0 | 0 | 0 | 0 | 0 | 0 | 0 | 0 | 0 | 0 | 0 | 0 | 0 | 0 | 0 | 0 | 0 | 0 | 0 | 0 | 0 | 0 | 0 | 0
F3_Commercial_WA - Health_Existing_Space Heating_Natural Gas_Gas Boiler - Insulate Steam Lines/Condensate Tank_A_Achievable Economic TRC Potential | F3 | Commercial | WA - Health | Existing | Space Heating | Natural Gas | Gas Boiler - Insulate Steam Lines/Condensate Tank | A | Integrated Unit Winter Peak Savings (kW) | Achievable Economic TRC Potential | 0 | 0 | 0 | 0 | 0 | 0 | 0 | 0 | 0 | 0 | 0 | 0 | 0 | 0 | 0 | 0 | 0 | 0 | 0 | 0 | 0 | 0 | 0 | 0 | 0 | 0 | 0
F4_Commercial_WA - Health_Existing_Space Heating_Natural Gas_Gas Boiler - Insulate Steam Lines/Condensate Tank_A_Achievable Economic TRC Potential | F4 | Commercial | WA - Health | Existing | Space Heating | Natural Gas | Gas Boiler - Insulate Steam Lines/Condensate Tank | A | Incremental Energy Savings (MWh or mTherms) | Achievable Economic TRC Potential | 0 | 0 | 0 | 2.6476 | 5.4129 | 5.3857 | 5.3537 | 5.3156 | 5.2705 | 5.2181 | 5.1579 | 5.0889 | 5.0118 | 4.9287 | 4.8417 | 4.7547 | 4.6712 | 4.5945 | 2.3215 | 0 | 1.0254e-14 | 9.2428e-16 | 0 | 0 | 0 | 0 | 0
F5_Commercial_WA - Health_Existing_Space Heating_Natural Gas_Gas Boiler - Insulate Steam Lines/Condensate Tank_A_Achievable Economic TRC Potential | F5 | Commercial | WA - Health | Existing | Space Heating | Natural Gas | Gas Boiler - Insulate Steam Lines/Condensate Tank | A | Incremental Summer Peak Savings (MW) | Achievable Economic TRC Potential | 0 | 0 | 0 | 0 | 0 | 0 | 0 | 0 | 0 | 0 | 0 | 0 | 0 | 0 | 0 | 0 | 0 | 0 | 0 | 0 | 0 | 0 | 0 | 0 | 0 | 0 | 0
F6_Commercial_WA - Health_Existing_Space Heating_Natural Gas_Gas Boiler - Insulate Steam Lines/Condensate Tank_A_Achievable Economic TRC Potential | F6 | Commercial | WA - Health | Existing | Space Heating | Natural Gas | Gas Boiler - Insulate Steam Lines/Condensate Tank | A | Incremental Winter Peak Savings (MW) | Achievable Economic TRC Potential | 0 | 0 | 0 | 0 | 0 | 0 | 0 | 0 | 0 | 0 | 0 | 0 | 0 | 0 | 0 | 0 | 0 | 0 | 0 | 0 | 0 | 0 | 0 | 0 | 0 | 0 | 0
F7_Commercial_WA - Health_Existing_Space Heating_Natural Gas_Gas Boiler - Insulate Steam Lines/Condensate Tank_A_Achievable Economic TRC Potential | F7 | Commercial | WA - Health | Existing | Space Heating | Natural Gas | Gas Boiler - Insulate Steam Lines/Condensate Tank | A | Cumulative Energy Savings (MWh or mTherms) | Achievable Economic TRC Potential | 0 | 0 | 0 | 2.6476 | 8.05 | 13.3952 | 18.6692 | 23.8522 | 28.9203 | 33.851 | 38.618 | 43.1902 | 47.5482 | 51.6881 | 55.6179 | 59.373 | 63.0013 | 66.5614 | 67.9043 | 67.0624 | 66.3475 | 65.7836 | 65.2707 | 64.8994 | 64.5449 | 64.2053 | 63.8794
F8_Commercial_WA - Health_Existing_Space Heating_Natural Gas_Gas Boiler - Insulate Steam Lines/Condensate Tank_A_Achievable Economic TRC Potential | F8 | Commercial | WA - Health | Existing | Space Heating | Natural Gas | Gas Boiler - Insulate Steam Lines/Condensate Tank | A | Cumulative Summer Peak Savings (MW) | Achievable Economic TRC Potential | 0 | 0 | 0 | 0 | 0 | 0 | 0 | 0 | 0 | 0 | 0 | 0 | 0 | 0 | 0 | 0 | 0 | 0 | 0 | 0 | 0 | 0 | 0 | 0 | 0 | 0 | 0
F9_Commercial_WA - Health_Existing_Space Heating_Natural Gas_Gas Boiler - Insulate Steam Lines/Condensate Tank_A_Achievable Economic TRC Potential | F9 | Commercial | WA - Health | Existing | Space Heating | Natural Gas | Gas Boiler - Insulate Steam Lines/Condensate Tank | A | Cumulative Winter Peak Savings (MW) | Achievable Economic TRC Potential | 0 | 0 | 0 | 0 | 0 | 0 | 0 | 0 | 0 | 0 | 0 | 0 | 0 | 0 | 0 | 0 | 0 | 0 | 0 | 0 | 0 | 0 | 0 | 0 | 0 | 0 | 0
F10_Commercial_WA - Health_Existing_Space Heating_Natural Gas_Gas Boiler - Insulate Steam Lines/Condensate Tank_A_Achievable Economic TRC Potential | F10 | Commercial | WA - Health | Existing | Space Heating | Natural Gas | Gas Boiler - Insulate Steam Lines/Condensate Tank | A | Purchases (Incremental) | Achievable Economic TRC Potential | 0 | 0 | 0 | 525.5971 | 1078.8572 | 1078.8572 | 1078.8572 | 1078.8572 | 1078.8572 | 1078.8572 | 1078.8572 | 1078.8572 | 1078.8572 | 1078.8572 | 1078.8572 | 1078.8572 | 1078.8572 | 1078.8572 | 553.2601 | 0 | 2.5011e-12 | 2.2737e-13 | 0 | 0 | 0 | 0 | 0
F11_Commercial_WA - Health_Existing_Space Heating_Natural Gas_Gas Boiler - Insulate Steam Lines/Condensate Tank_A_Achievable Economic TRC Potential | F11 | Commercial | WA - Health | Existing | Space Heating | Natural Gas | Gas Boiler - Insulate Steam Lines/Condensate Tank | A | Purchases (Cumulative) | Achievable Economic TRC Potential | 0 | 0 | 0 | 525.5971 | 1604.4543 | 2683.3115 | 3762.1687 | 4841.0259 | 5919.8831 | 6998.7403 | 8077.5975 | 9156.4547 | 10235.3119 | 11314.1691 | 12393.0263 | 13471.8835 | 14550.7407 | 15629.5979 | 16182.858 | 16182.858 | 16182.858 | 16182.858 | 16182.858 | 16182.858 | 16182.858 | 16182.858 | 16182.858
F1_Commercial_WA - Health_Existing_Space Heating_Natural Gas_Gas Boiler - Insulate Hot Water Lines_A_Achievable Economic TRC Potential | F1 | Commercial | WA - Health | Existing | Space Heating | Natural Gas | Gas Boiler - Insulate Hot Water Lines | A | Integrated Unit Energy Savings (kWh or therms) | Achievable Economic TRC Potential | 0 | 0 | 3.3847 | 3.3564 | 3.3163 | 3.2686 | 3.2146 | 3.1526 | 3.0809 | 2.9988 | 2.9057 | 2.802 | 2.6894 | 2.5715 | 2.4526 | 2.3378 | 2.2318 | 2.1382 | 2.0636 | 2.0085 | 1.9643 | 1.9331 | 1.9053 | 1.8944 | 1.8841 | 1.8741 | 1.8646
F2_Commercial_WA - Health_Existing_Space Heating_Natural Gas_Gas Boiler - Insulate Hot Water Lines_A_Achievable Economic TRC Potential | F2 | Commercial | WA - Health | Existing | Space Heating | Natural Gas | Gas Boiler - Insulate Hot Water Lines | A | Integrated Unit Summer Peak Savings (kW) | Achievable Economic TRC Potential | 0 | 0 | 0 | 0 | 0 | 0 | 0 | 0 | 0 | 0 | 0 | 0 | 0 | 0 | 0 | 0 | 0 | 0 | 0 | 0 | 0 | 0 | 0 | 0 | 0 | 0 | 0
F3_Commercial_WA - Health_Existing_Space Heating_Natural Gas_Gas Boiler - Insulate Hot Water Lines_A_Achievable Economic TRC Potential | F3 | Commercial | WA - Health | Existing | Space Heating | Natural Gas | Gas Boiler - Insulate Hot Water Lines | A | Integrated Unit Winter Peak Savings (kW) | Achievable Economic TRC Potential | 0 | 0 | 0 | 0 | 0 | 0 | 0 | 0 | 0 | 0 | 0 | 0 | 0 | 0 | 0 | 0 | 0 | 0 | 0 | 0 | 0 | 0 | 0 | 0 | 0 | 0 | 0
F4_Commercial_WA - Health_Existing_Space Heating_Natural Gas_Gas Boiler - Insulate Hot Water Lines_A_Achievable Economic TRC Potential | F4 | Commercial | WA - Health | Existing | Space Heating | Natural Gas | Gas Boiler - Insulate Hot Water Lines | A | Incremental Energy Savings (MWh or mTherms) | Achievable Economic TRC Potential | 0 | 0 | 0 | 1.7641 | 3.5778 | 3.5264 | 3.4681 | 3.4012 | 3.3238 | 3.2352 | 3.1349 | 3.0229 | 2.9015 | 2.7743 | 1.3569 | 0 | 5.5819e-15 | 4.8617e-16 | 5.1613e-15 | 4.5668e-16 | 5.8061e-15 | 4.3955e-16 | 0 | 0 | 0 | 0 | 0
F5_Commercial_WA - Health_Existing_Space Heating_Natural Gas_Gas Boiler - Insulate Hot Water Lines_A_Achievable Economic TRC Potential | F5 | Commercial | WA - Health | Existing | Space Heating | Natural Gas | Gas Boiler - Insulate Hot Water Lines | A | Incremental Summer Peak Savings (MW) | Achievable Economic TRC Potential | 0 | 0 | 0 | 0 | 0 | 0 | 0 | 0 | 0 | 0 | 0 | 0 | 0 | 0 | 0 | 0 | 0 | 0 | 0 | 0 | 0 | 0 | 0 | 0 | 0 | 0 | 0
F6_Commercial_WA - Health_Existing_Space Heating_Natural Gas_Gas Boiler - Insulate Hot Water Lines_A_Achievable Economic TRC Potential | F6 | Commercial | WA - Health | Existing | Space Heating | Natural Gas | Gas Boiler - Insulate Hot Water Lines | A | Incremental Winter Peak Savings (MW) | Achievable Economic TRC Potential | 0 | 0 | 0 | 0 | 0 | 0 | 0 | 0 | 0 | 0 | 0 | 0 | 0 | 0 | 0 | 0 | 0 | 0 | 0 | 0 | 0 | 0 | 0 | 0 | 0 | 0 | 0
F7_Commercial_WA - Health_Existing_Space Heating_Natural Gas_Gas Boiler - Insulate Hot Water Lines_A_Achievable Economic TRC Potential | F7 | Commercial | WA - Health | Existing | Space Heating | Natural Gas | Gas Boiler - Insulate Hot Water Lines | A | Cumulative Energy Savings (MWh or mTherms) | Achievable Economic TRC Potential | 0 | 0 | 0 | 1.7641 | 5.3208 | 8.7707 | 12.0939 | 15.2617 | 18.2385 | 20.9876 | 23.4715 | 25.6562 | 27.5271 | 29.0949 | 29.1062 | 27.7437 | 26.4856 | 25.3751 | 24.4898 | 23.8359 | 23.3106 | 22.9415 | 22.6111 | 22.4821 | 22.359 | 22.2412 | 22.128
F8_Commercial_WA - Health_Existing_Space Heating_Natural Gas_Gas Boiler - Insulate Hot Water Lines_A_Achievable Economic TRC Potential | F8 | Commercial | WA - Health | Existing | Space Heating | Natural Gas | Gas Boiler - Insulate Hot Water Lines | A | Cumulative Summer Peak Savings (MW) | Achievable Economic TRC Potential | 0 | 0 | 0 | 0 | 0 | 0 | 0 | 0 | 0 | 0 | 0 | 0 | 0 | 0 | 0 | 0 | 0 | 0 | 0 | 0 | 0 | 0 | 0 | 0 | 0 | 0 | 0
F9_Commercial_WA - Health_Existing_Space Heating_Natural Gas_Gas Boiler - Insulate Hot Water Lines_A_Achievable Economic TRC Potential | F9 | Commercial | WA - Health | Existing | Space Heating | Natural Gas | Gas Boiler - Insulate Hot Water Lines | A | Cumulative Winter Peak Savings (MW) | Achievable Economic TRC Potential | 0 | 0 | 0 | 0 | 0 | 0 | 0 | 0 | 0 | 0 | 0 | 0 | 0 | 0 | 0 | 0 | 0 | 0 | 0 | 0 | 0 | 0 | 0 | 0 | 0 | 0 | 0
F10_Commercial_WA - Health_Existing_Space Heating_Natural Gas_Gas Boiler - Insulate Hot Water Lines_A_Achievable Economic TRC Potential | F10 | Commercial | WA - Health | Existing | Space Heating | Natural Gas | Gas Boiler - Insulate Hot Water Lines | A | Purchases (Incremental) | Achievable Economic TRC Potential | 0 | 0 | 0 | 525.5971 | 1078.8572 | 1078.8572 | 1078.8572 | 1078.8572 | 1078.8572 | 1078.8572 | 1078.8572 | 1078.8572 | 1078.8572 | 1078.8572 | 553.2601 | 0 | 2.5011e-12 | 2.2737e-13 | 2.5011e-12 | 2.2737e-13 | 2.9559e-12 | 2.2737e-13 | 0 | 0 | 0 | 0 | 0
F11_Commercial_WA - Health_Existing_Space Heating_Natural Gas_Gas Boiler - Insulate Hot Water Lines_A_Achievable Economic TRC Potential | F11 | Commercial | WA - Health | Existing | Space Heating | Natural Gas | Gas Boiler - Insulate Hot Water Lines | A | Purchases (Cumulative) | Achievable Economic TRC Potential | 0 | 0 | 0 | 525.5971 | 1604.4543 | 2683.3115 | 3762.1687 | 4841.0259 | 5919.8831 | 6998.7403 | 8077.5975 | 9156.4547 | 10235.3119 | 11314.1691 | 11867.4292 | 11867.4292 | 11867.4292 | 11867.4292 | 11867.4292 | 11867.4292 | 11867.4292 | 11867.4292 | 11867.4292 | 11867.4292 | 11867.4292 | 11867.4292 | 11867.4292
F1_Commercial_WA - Health_Existing_Space Heating_Natural Gas_Condensing RTU_A_Achievable Economic TRC Potential | F1 | Commercial | WA - Health | Existing | Space Heating | Natural Gas | Condensing RTU | A | Integrated Unit Energy Savings (kWh or therms) | Achievable Economic TRC Potential | 0 | 0 | 0.092953 | 0.091668 | 0.089728 | 0.087526 | 0.085211 | 0.082748 | 0.080049 | 0.077072 | 0.073853 | 0.070439 | 0.066915 | 0.063409 | 0.060005 | 0.056793 | 0.053848 | 0.051256 | 0.049161 | 0.04757 | 0.046264 | 0.045297 | 0.044423 | 0.044072 | 0.04374 | 0.043426 | 0.043127
F2_Commercial_WA - Health_Existing_Space Heating_Natural Gas_Condensing RTU_A_Achievable Economic TRC Potential | F2 | Commercial | WA - Health | Existing | Space Heating | Natural Gas | Condensing RTU | A | Integrated Unit Summer Peak Savings (kW) | Achievable Economic TRC Potential | 0 | 0 | 0 | 0 | 0 | 0 | 0 | 0 | 0 | 0 | 0 | 0 | 0 | 0 | 0 | 0 | 0 | 0 | 0 | 0 | 0 | 0 | 0 | 0 | 0 | 0 | 0
F3_Commercial_WA - Health_Existing_Space Heating_Natural Gas_Condensing RTU_A_Achievable Economic TRC Potential | F3 | Commercial | WA - Health | Existing | Space Heating | Natural Gas | Condensing RTU | A | Integrated Unit Winter Peak Savings (kW) | Achievable Economic TRC Potential | 0 | 0 | 0 | 0 | 0 | 0 | 0 | 0 | 0 | 0 | 0 | 0 | 0 | 0 | 0 | 0 | 0 | 0 | 0 | 0 | 0 | 0 | 0 | 0 | 0 | 0 | 0
F4_Commercial_WA - Health_Existing_Space Heating_Natural Gas_Condensing RTU_A_Achievable Economic TRC Potential | F4 | Commercial | WA - Health | Existing | Space Heating | Natural Gas | Condensing RTU | A | Incremental Energy Savings (MWh or mTherms) | Achievable Economic TRC Potential | 0 | 0 | 0 | 0 | 0 | 0 | 0 | 0 | 0 | 0 | 0 | 0 | 0 | 0 | 0 | 0 | 0 | 0 | 0 | 0 | 0 | 0 | 0 | 0 | 0 | 0 | 0
F5_Commercial_WA - Health_Existing_Space Heating_Natural Gas_Condensing RTU_A_Achievable Economic TRC Potential | F5 | Commercial | WA - Health | Existing | Space Heating | Natural Gas | Condensing RTU | A | Incremental Summer Peak Savings (MW) | Achievable Economic TRC Potential | 0 | 0 | 0 | 0 | 0 | 0 | 0 | 0 | 0 | 0 | 0 | 0 | 0 | 0 | 0 | 0 | 0 | 0 | 0 | 0 | 0 | 0 | 0 | 0 | 0 | 0 | 0
F6_Commercial_WA - Health_Existing_Space Heating_Natural Gas_Condensing RTU_A_Achievable Economic TRC Potential | F6 | Commercial | WA - Health | Existing | Space Heating | Natural Gas | Condensing RTU | A | Incremental Winter Peak Savings (MW) | Achievable Economic TRC Potential | 0 | 0 | 0 | 0 | 0 | 0 | 0 | 0 | 0 | 0 | 0 | 0 | 0 | 0 | 0 | 0 | 0 | 0 | 0 | 0 | 0 | 0 | 0 | 0 | 0 | 0 | 0
F7_Commercial_WA - Health_Existing_Space Heating_Natural Gas_Condensing RTU_A_Achievable Economic TRC Potential | F7 | Commercial | WA - Health | Existing | Space Heating | Natural Gas | Condensing RTU | A | Cumulative Energy Savings (MWh or mTherms) | Achievable Economic TRC Potential | 0 | 0 | 0 | 0 | 0 | 0 | 0 | 0 | 0 | 0 | 0 | 0 | 0 | 0 | 0 | 0 | 0 | 0 | 0 | 0 | 0 | 0 | 0 | 0 | 0 | 0 | 0
F8_Commercial_WA - Health_Existing_Space Heating_Natural Gas_Condensing RTU_A_Achievable Economic TRC Potential | F8 | Commercial | WA - Health | Existing | Space Heating | Natural Gas | Condensing RTU | A | Cumulative Summer Peak Savings (MW) | Achievable Economic TRC Potential | 0 | 0 | 0 | 0 | 0 | 0 | 0 | 0 | 0 | 0 | 0 | 0 | 0 | 0 | 0 | 0 | 0 | 0 | 0 | 0 | 0 | 0 | 0 | 0 | 0 | 0 | 0
F9_Commercial_WA - Health_Existing_Space Heating_Natural Gas_Condensing RTU_A_Achievable Economic TRC Potential | F9 | Commercial | WA - Health | Existing | Space Heating | Natural Gas | Condensing RTU | A | Cumulative Winter Peak Savings (MW) | Achievable Economic TRC Potential | 0 | 0 | 0 | 0 | 0 | 0 | 0 | 0 | 0 | 0 | 0 | 0 | 0 | 0 | 0 | 0 | 0 | 0 | 0 | 0 | 0 | 0 | 0 | 0 | 0 | 0 | 0
F10_Commercial_WA - Health_Existing_Space Heating_Natural Gas_Condensing RTU_A_Achievable Economic TRC Potential | F10 | Commercial | WA - Health | Existing | Space Heating | Natural Gas | Condensing RTU | A | Purchases (Incremental) | Achievable Economic TRC Potential | 0 | 0 | 0 | 0 | 0 | 0 | 0 | 0 | 0 | 0 | 0 | 0 | 0 | 0 | 0 | 0 | 0 | 0 | 0 | 0 | 0 | 0 | 0 | 0 | 0 | 0 | 0
F11_Commercial_WA - Health_Existing_Space Heating_Natural Gas_Condensing RTU_A_Achievable Economic TRC Potential | F11 | Commercial | WA - Health | Existing | Space Heating | Natural Gas | Condensing RTU | A | Purchases (Cumulative) | Achievable Economic TRC Potential | 0 | 0 | 0 | 0 | 0 | 0 | 0 | 0 | 0 | 0 | 0 | 0 | 0 | 0 | 0 | 0 | 0 | 0 | 0 | 0 | 0 | 0 | 0 | 0 | 0 | 0 | 0
F1_Commercial_WA - Health_Existing_Space Heating_Natural Gas_Hydronic Heating Radiator Replacement_A_Achievable Economic TRC Potential | F1 | Commercial | WA - Health | Existing | Space Heating | Natural Gas | Hydronic Heating Radiator Replacement | A | Integrated Unit Energy Savings (kWh or therms) | Achievable Economic TRC Potential | 0 | 0 | 45.8427 | 45.3757 | 44.7141 | 43.9365 | 43.0627 | 42.0706 | 40.9356 | 39.6555 | 38.2354 | 36.6893 | 35.0537 | 33.4067 | 31.7956 | 30.2677 | 28.8638 | 27.6308 | 26.6487 | 25.9241 | 25.3434 | 24.9381 | 24.5756 | 24.4354 | 24.3015 | 24.1733 | 24.0502
F2_Commercial_WA - Health_Existing_Space Heating_Natural Gas_Hydronic Heating Radiator Replacement_A_Achievable Economic TRC Potential | F2 | Commercial | WA - Health | Existing | Space Heating | Natural Gas | Hydronic Heating Radiator Replacement | A | Integrated Unit Summer Peak Savings (kW) | Achievable Economic TRC Potential | 0 | 0 | 0 | 0 | 0 | 0 | 0 | 0 | 0 | 0 | 0 | 0 | 0 | 0 | 0 | 0 | 0 | 0 | 0 | 0 | 0 | 0 | 0 | 0 | 0 | 0 | 0
F3_Commercial_WA - Health_Existing_Space Heating_Natural Gas_Hydronic Heating Radiator Replacement_A_Achievable Economic TRC Potential | F3 | Commercial | WA - Health | Existing | Space Heating | Natural Gas | Hydronic Heating Radiator Replacement | A | Integrated Unit Winter Peak Savings (kW) | Achievable Economic TRC Potential | 0 | 0 | 0 | 0 | 0 | 0 | 0 | 0 | 0 | 0 | 0 | 0 | 0 | 0 | 0 | 0 | 0 | 0 | 0 | 0 | 0 | 0 | 0 | 0 | 0 | 0 | 0
F4_Commercial_WA - Health_Existing_Space Heating_Natural Gas_Hydronic Heating Radiator Replacement_A_Achievable Economic TRC Potential | F4 | Commercial | WA - Health | Existing | Space Heating | Natural Gas | Hydronic Heating Radiator Replacement | A | Incremental Energy Savings (MWh or mTherms) | Achievable Economic TRC Potential | 0 | 0 | 0 | 3.7924 | 7.6708 | 7.5374 | 7.3875 | 7.2173 | 7.0226 | 6.803 | 6.5594 | 6.2942 | 6.0136 | 5.731 | 5.4546 | 5.1925 | 4.9517 | 4.7401 | 4.5717 | 4.4474 | 4.3477 | 4.2782 | 4.216 | 0 | 0 | 0 | 0
F5_Commercial_WA - Health_Existing_Space Heating_Natural Gas_Hydronic Heating Radiator Replacement_A_Achievable Economic TRC Potential | F5 | Commercial | WA - Health | Existing | Space Heating | Natural Gas | Hydronic Heating Radiator Replacement | A | Incremental Summer Peak Savings (MW) | Achievable Economic TRC Potential | 0 | 0 | 0 | 0 | 0 | 0 | 0 | 0 | 0 | 0 | 0 | 0 | 0 | 0 | 0 | 0 | 0 | 0 | 0 | 0 | 0 | 0 | 0 | 0 | 0 | 0 | 0
F6_Commercial_WA - Health_Existing_Space Heating_Natural Gas_Hydronic Heating Radiator Replacement_A_Achievable Economic TRC Potential | F6 | Commercial | WA - Health | Existing | Space Heating | Natural Gas | Hydronic Heating Radiator Replacement | A | Incremental Winter Peak Savings (MW) | Achievable Economic TRC Potential | 0 | 0 | 0 | 0 | 0 | 0 | 0 | 0 | 0 | 0 | 0 | 0 | 0 | 0 | 0 | 0 | 0 | 0 | 0 | 0 | 0 | 0 | 0 | 0 | 0 | 0 | 0
F7_Commercial_WA - Health_Existing_Space Heating_Natural Gas_Hydronic Heating Radiator Replacement_A_Achievable Economic TRC Potential | F7 | Commercial | WA - Health | Existing | Space Heating | Natural Gas | Hydronic Heating Radiator Replacement | A | Cumulative Energy Savings (MWh or mTherms) | Achievable Economic TRC Potential | 0 | 0 | 0 | 3.7924 | 11.4079 | 18.747 | 25.7617 | 32.3855 | 38.5344 | 44.1324 | 49.1114 | 53.4197 | 57.0518 | 60.1022 | 62.6583 | 64.8398 | 66.7841 | 68.6714 | 70.8023 | 73.3245 | 76.0296 | 79.0921 | 82.1583 | 81.6895 | 81.2419 | 80.8133 | 80.4019
F8_Commercial_WA - Health_Existing_Space Heating_Natural Gas_Hydronic Heating Radiator Replacement_A_Achievable Economic TRC Potential | F8 | Commercial | WA - Health | Existing | Space Heating | Natural Gas | Hydronic Heating Radiator Replacement | A | Cumulative Summer Peak Savings (MW) | Achievable Economic TRC Potential | 0 | 0 | 0 | 0 | 0 | 0 | 0 | 0 | 0 | 0 | 0 | 0 | 0 | 0 | 0 | 0 | 0 | 0 | 0 | 0 | 0 | 0 | 0 | 0 | 0 | 0 | 0
F9_Commercial_WA - Health_Existing_Space Heating_Natural Gas_Hydronic Heating Radiator Replacement_A_Achievable Economic TRC Potential | F9 | Commercial | WA - Health | Existing | Space Heating | Natural Gas | Hydronic Heating Radiator Replacement | A | Cumulative Winter Peak Savings (MW) | Achievable Economic TRC Potential | 0 | 0 | 0 | 0 | 0 | 0 | 0 | 0 | 0 | 0 | 0 | 0 | 0 | 0 | 0 | 0 | 0 | 0 | 0 | 0 | 0 | 0 | 0 | 0 | 0 | 0 | 0
F10_Commercial_WA - Health_Existing_Space Heating_Natural Gas_Hydronic Heating Radiator Replacement_A_Achievable Economic TRC Potential | F10 | Commercial | WA - Health | Existing | Space Heating | Natural Gas | Hydronic Heating Radiator Replacement | A | Purchases (Incremental) | Achievable Economic TRC Potential | 0 | 0 | 0 | 83.5771 | 171.553 | 171.553 | 171.553 | 171.553 | 171.553 | 171.553 | 171.553 | 171.553 | 171.553 | 171.553 | 171.553 | 171.553 | 171.553 | 171.553 | 171.553 | 171.553 | 171.553 | 171.553 | 171.553 | 0 | 0 | 0 | 0
F11_Commercial_WA - Health_Existing_Space Heating_Natural Gas_Hydronic Heating Radiator Replacement_A_Achievable Economic TRC Potential | F11 | Commercial | WA - Health | Existing | Space Heating | Natural Gas | Hydronic Heating Radiator Replacement | A | Purchases (Cumulative) | Achievable Economic TRC Potential | 0 | 0 | 0 | 83.5771 | 255.1301 | 426.6831 | 598.2361 | 769.7892 | 941.3422 | 1112.8952 | 1284.4482 | 1456.0012 | 1627.5542 | 1799.1072 | 1970.6602 | 2142.2133 | 2313.7663 | 2485.3193 | 2656.8723 | 2828.4253 | 2999.9783 | 3171.5313 | 3343.0844 | 3343.0844 | 3343.0844 | 3343.0844 | 3343.0844
F1_Commercial_WA - Health_Existing_Space Heating_Natural Gas_Thermostat - Connected_A_Achievable Economic TRC Potential | F1 | Commercial | WA - Health | Existing | Space Heating | Natural Gas | Thermostat - Connected | A | Integrated Unit Energy Savings (kWh or therms) | Achievable Economic TRC Potential | 0 | 0 | 63.151 | 62.4336 | 61.3743 | 60.1591 | 58.8164 | 57.3171 | 55.6292 | 53.7514 | 51.6924 | 49.473 | 47.1435 | 44.8102 | 42.5364 | 40.3851 | 38.4099 | 36.6715 | 35.2744 | 34.2245 | 33.3695 | 32.7494 | 32.1885 | 32.0001 | 31.8205 | 31.6486 | 31.4838
F2_Commercial_WA - Health_Existing_Space Heating_Natural Gas_Thermostat - Connected_A_Achievable Economic TRC Potential | F2 | Commercial | WA - Health | Existing | Space Heating | Natural Gas | Thermostat - Connected | A | Integrated Unit Summer Peak Savings (kW) | Achievable Economic TRC Potential | 0 | 0 | 0 | 0 | 0 | 0 | 0 | 0 | 0 | 0 | 0 | 0 | 0 | 0 | 0 | 0 | 0 | 0 | 0 | 0 | 0 | 0 | 0 | 0 | 0 | 0 | 0
F3_Commercial_WA - Health_Existing_Space Heating_Natural Gas_Thermostat - Connected_A_Achievable Economic TRC Potential | F3 | Commercial | WA - Health | Existing | Space Heating | Natural Gas | Thermostat - Connected | A | Integrated Unit Winter Peak Savings (kW) | Achievable Economic TRC Potential | 0 | 0 | 0 | 0 | 0 | 0 | 0 | 0 | 0 | 0 | 0 | 0 | 0 | 0 | 0 | 0 | 0 | 0 | 0 | 0 | 0 | 0 | 0 | 0 | 0 | 0 | 0
F4_Commercial_WA - Health_Existing_Space Heating_Natural Gas_Thermostat - Connected_A_Achievable Economic TRC Potential | F4 | Commercial | WA - Health | Existing | Space Heating | Natural Gas | Thermostat - Connected | A | Incremental Energy Savings (MWh or mTherms) | Achievable Economic TRC Potential | 0 | 0 | 0 | 2.7412 | 3.3086 | 3.9686 | 4.5041 | 5.0066 | 3.2385 | 3.124 | 2.5058 | 1.5471 | 0.2526 | 0 | 0 | 0 | 0 | 0 | 0 | 0 | 0 | 0 | 0 | 0 | 0 | 0 | 0
F5_Commercial_WA - Health_Existing_Space Heating_Natural Gas_Thermostat - Connected_A_Achievable Economic TRC Potential | F5 | Commercial | WA - Health | Existing | Space Heating | Natural Gas | Thermostat - Connected | A | Incremental Summer Peak Savings (MW) | Achievable Economic TRC Potential | 0 | 0 | 0 | 0 | 0 | 0 | 0 | 0 | 0 | 0 | 0 | 0 | 0 | 0 | 0 | 0 | 0 | 0 | 0 | 0 | 0 | 0 | 0 | 0 | 0 | 0 | 0
F6_Commercial_WA - Health_Existing_Space Heating_Natural Gas_Thermostat - Connected_A_Achievable Economic TRC Potential | F6 | Commercial | WA - Health | Existing | Space Heating | Natural Gas | Thermostat - Connected | A | Incremental Winter Peak Savings (MW) | Achievable Economic TRC Potential | 0 | 0 | 0 | 0 | 0 | 0 | 0 | 0 | 0 | 0 | 0 | 0 | 0 | 0 | 0 | 0 | 0 | 0 | 0 | 0 | 0 | 0 | 0 | 0 | 0 | 0 | 0
F7_Commercial_WA - Health_Existing_Space Heating_Natural Gas_Thermostat - Connected_A_Achievable Economic TRC Potential | F7 | Commercial | WA - Health | Existing | Space Heating | Natural Gas | Thermostat - Connected | A | Cumulative Energy Savings (MWh or mTherms) | Achievable Economic TRC Potential | 0 | 0 | 0 | 2.7412 | 6.0033 | 9.8531 | 14.1373 | 18.7834 | 21.4688 | 23.8681 | 25.4596 | 25.9136 | 24.946 | 23.7113 | 22.5082 | 21.3698 | 20.3246 | 19.4048 | 18.6655 | 18.1099 | 17.6575 | 17.3294 | 17.0325 | 16.9329 | 16.8378 | 16.7469 | 16.6597
F8_Commercial_WA - Health_Existing_Space Heating_Natural Gas_Thermostat - Connected_A_Achievable Economic TRC Potential | F8 | Commercial | WA - Health | Existing | Space Heating | Natural Gas | Thermostat - Connected | A | Cumulative Summer Peak Savings (MW) | Achievable Economic TRC Potential | 0 | 0 | 0 | 0 | 0 | 0 | 0 | 0 | 0 | 0 | 0 | 0 | 0 | 0 | 0 | 0 | 0 | 0 | 0 | 0 | 0 | 0 | 0 | 0 | 0 | 0 | 0
F9_Commercial_WA - Health_Existing_Space Heating_Natural Gas_Thermostat - Connected_A_Achievable Economic TRC Potential | F9 | Commercial | WA - Health | Existing | Space Heating | Natural Gas | Thermostat - Connected | A | Cumulative Winter Peak Savings (MW) | Achievable Economic TRC Potential | 0 | 0 | 0 | 0 | 0 | 0 | 0 | 0 | 0 | 0 | 0 | 0 | 0 | 0 | 0 | 0 | 0 | 0 | 0 | 0 | 0 | 0 | 0 | 0 | 0 | 0 | 0
F10_Commercial_WA - Health_Existing_Space Heating_Natural Gas_Thermostat - Connected_A_Achievable Economic TRC Potential | F10 | Commercial | WA - Health | Existing | Space Heating | Natural Gas | Thermostat - Connected | A | Purchases (Incremental) | Achievable Economic TRC Potential | 0 | 0 | 0 | 43.9055 | 53.909 | 65.9688 | 76.5794 | 87.3485 | 58.2154 | 58.1192 | 48.4759 | 31.271 | 5.3581 | 0 | 0 | 0 | 0 | 0 | 0 | 0 | 0 | 0 | 0 | 0 | 0 | 0 | 0
F11_Commercial_WA - Health_Existing_Space Heating_Natural Gas_Thermostat - Connected_A_Achievable Economic TRC Potential | F11 | Commercial | WA - Health | Existing | Space Heating | Natural Gas | Thermostat - Connected | A | Purchases (Cumulative) | Achievable Economic TRC Potential | 0 | 0 | 0 | 43.9055 | 97.8145 | 163.7833 | 240.3626 | 327.7111 | 385.9264 | 444.0457 | 492.5216 | 523.7926 | 529.1506 | 529.1506 | 529.1506 | 529.1506 | 529.1506 | 529.1506 | 529.1506 | 529.1506 | 529.1506 | 529.1506 | 529.1506 | 529.1506 | 529.1506 | 529.1506 | 529.1506
F1_Commercial_WA - Health_Existing_Water Heating_Natural Gas_Water Heater - Thermostatic Shower Restriction Valve_A_Achievable Economic TRC Potential | F1 | Commercial | WA - Health | Existing | Water Heating | Natural Gas | Water Heater - Thermostatic Shower Restriction Valve | A | Integrated Unit Energy Savings (kWh or therms) | Achievable Economic TRC Potential | 0 | 0 | 2.1059 | 2.0669 | 2.0301 | 1.9964 | 1.9648 | 1.9351 | 1.9068 | 1.8813 | 1.8573 | 1.8353 | 1.8156 | 1.7995 | 1.7885 | 1.7775 | 1.7689 | 1.7623 | 1.757 | 1.7528 | 1.7498 | 1.7475 | 1.7459 | 1.7448 | 1.7433 | 1.743 | 1.7427
F2_Commercial_WA - Health_Existing_Water Heating_Natural Gas_Water Heater - Thermostatic Shower Restriction Valve_A_Achievable Economic TRC Potential | F2 | Commercial | WA - Health | Existing | Water Heating | Natural Gas | Water Heater - Thermostatic Shower Restriction Valve | A | Integrated Unit Summer Peak Savings (kW) | Achievable Economic TRC Potential | 0 | 0 | 0 | 0 | 0 | 0 | 0 | 0 | 0 | 0 | 0 | 0 | 0 | 0 | 0 | 0 | 0 | 0 | 0 | 0 | 0 | 0 | 0 | 0 | 0 | 0 | 0
F3_Commercial_WA - Health_Existing_Water Heating_Natural Gas_Water Heater - Thermostatic Shower Restriction Valve_A_Achievable Economic TRC Potential | F3 | Commercial | WA - Health | Existing | Water Heating | Natural Gas | Water Heater - Thermostatic Shower Restriction Valve | A | Integrated Unit Winter Peak Savings (kW) | Achievable Economic TRC Potential | 0 | 0 | 0 | 0 | 0 | 0 | 0 | 0 | 0 | 0 | 0 | 0 | 0 | 0 | 0 | 0 | 0 | 0 | 0 | 0 | 0 | 0 | 0 | 0 | 0 | 0 | 0
F4_Commercial_WA - Health_Existing_Water Heating_Natural Gas_Water Heater - Thermostatic Shower Restriction Valve_A_Achievable Economic TRC Potential | F4 | Commercial | WA - Health | Existing | Water Heating | Natural Gas | Water Heater - Thermostatic Shower Restriction Valve | A | Incremental Energy Savings (MWh or mTherms) | Achievable Economic TRC Potential | 0 | 0 | 0 | 0 | 0 | 0 | 0 | 0 | 0 | 0 | 0 | 0 | 0 | 0 | 0 | 0 | 0 | 0 | 0 | 0 | 0 | 0 | 0 | 0 | 0 | 0 | 0
F5_Commercial_WA - Health_Existing_Water Heating_Natural Gas_Water Heater - Thermostatic Shower Restriction Valve_A_Achievable Economic TRC Potential | F5 | Commercial | WA - Health | Existing | Water Heating | Natural Gas | Water Heater - Thermostatic Shower Restriction Valve | A | Incremental Summer Peak Savings (MW) | Achievable Economic TRC Potential | 0 | 0 | 0 | 0 | 0 | 0 | 0 | 0 | 0 | 0 | 0 | 0 | 0 | 0 | 0 | 0 | 0 | 0 | 0 | 0 | 0 | 0 | 0 | 0 | 0 | 0 | 0
F6_Commercial_WA - Health_Existing_Water Heating_Natural Gas_Water Heater - Thermostatic Shower Restriction Valve_A_Achievable Economic TRC Potential | F6 | Commercial | WA - Health | Existing | Water Heating | Natural Gas | Water Heater - Thermostatic Shower Restriction Valve | A | Incremental Winter Peak Savings (MW) | Achievable Economic TRC Potential | 0 | 0 | 0 | 0 | 0 | 0 | 0 | 0 | 0 | 0 | 0 | 0 | 0 | 0 | 0 | 0 | 0 | 0 | 0 | 0 | 0 | 0 | 0 | 0 | 0 | 0 | 0
F7_Commercial_WA - Health_Existing_Water Heating_Natural Gas_Water Heater - Thermostatic Shower Restriction Valve_A_Achievable Economic TRC Potential | F7 | Commercial | WA - Health | Existing | Water Heating | Natural Gas | Water Heater - Thermostatic Shower Restriction Valve | A | Cumulative Energy Savings (MWh or mTherms) | Achievable Economic TRC Potential | 0 | 0 | 0 | 0 | 0 | 0 | 0 | 0 | 0 | 0 | 0 | 0 | 0 | 0 | 0 | 0 | 0 | 0 | 0 | 0 | 0 | 0 | 0 | 0 | 0 | 0 | 0
F8_Commercial_WA - Health_Existing_Water Heating_Natural Gas_Water Heater - Thermostatic Shower Restriction Valve_A_Achievable Economic TRC Potential | F8 | Commercial | WA - Health | Existing | Water Heating | Natural Gas | Water Heater - Thermostatic Shower Restriction Valve | A | Cumulative Summer Peak Savings (MW) | Achievable Economic TRC Potential | 0 | 0 | 0 | 0 | 0 | 0 | 0 | 0 | 0 | 0 | 0 | 0 | 0 | 0 | 0 | 0 | 0 | 0 | 0 | 0 | 0 | 0 | 0 | 0 | 0 | 0 | 0
F9_Commercial_WA - Health_Existing_Water Heating_Natural Gas_Water Heater - Thermostatic Shower Restriction Valve_A_Achievable Economic TRC Potential | F9 | Commercial | WA - Health | Existing | Water Heating | Natural Gas | Water Heater - Thermostatic Shower Restriction Valve | A | Cumulative Winter Peak Savings (MW) | Achievable Economic TRC Potential | 0 | 0 | 0 | 0 | 0 | 0 | 0 | 0 | 0 | 0 | 0 | 0 | 0 | 0 | 0 | 0 | 0 | 0 | 0 | 0 | 0 | 0 | 0 | 0 | 0 | 0 | 0
F10_Commercial_WA - Health_Existing_Water Heating_Natural Gas_Water Heater - Thermostatic Shower Restriction Valve_A_Achievable Economic TRC Potential | F10 | Commercial | WA - Health | Existing | Water Heating | Natural Gas | Water Heater - Thermostatic Shower Restriction Valve | A | Purchases (Incremental) | Achievable Economic TRC Potential | 0 | 0 | 0 | 0 | 0 | 0 | 0 | 0 | 0 | 0 | 0 | 0 | 0 | 0 | 0 | 0 | 0 | 0 | 0 | 0 | 0 | 0 | 0 | 0 | 0 | 0 | 0
F11_Commercial_WA - Health_Existing_Water Heating_Natural Gas_Water Heater - Thermostatic Shower Restriction Valve_A_Achievable Economic TRC Potential | F11 | Commercial | WA - Health | Existing | Water Heating | Natural Gas | Water Heater - Thermostatic Shower Restriction Valve | A | Purchases (Cumulative) | Achievable Economic TRC Potential | 0 | 0 | 0 | 0 | 0 | 0 | 0 | 0 | 0 | 0 | 0 | 0 | 0 | 0 | 0 | 0 | 0 | 0 | 0 | 0 | 0 | 0 | 0 | 0 | 0 | 0 | 0
F1_Commercial_WA - Health_Existing_Water Heating_Natural Gas_Water Heater - Pre-Rinse Spray Valve_A_Achievable Economic TRC Potential | F1 | Commercial | WA - Health | Existing | Water Heating | Natural Gas | Water Heater - Pre-Rinse Spray Valve | A | Integrated Unit Energy Savings (kWh or therms) | Achievable Economic TRC Potential | 0 | 0 | 8.3414 | 8.1775 | 8.0205 | 7.8739 | 7.7337 | 7.5993 | 7.4681 | 7.3461 | 7.2304 | 7.1242 | 7.0305 | 6.9544 | 6.9029 | 6.8606 | 6.8273 | 6.8018 | 6.7815 | 6.7652 | 6.7534 | 6.7449 | 6.7387 | 6.7342 | 6.7285 | 6.7273 | 6.7262
F2_Commercial_WA - Health_Existing_Water Heating_Natural Gas_Water Heater - Pre-Rinse Spray Valve_A_Achievable Economic TRC Potential | F2 | Commercial | WA - Health | Existing | Water Heating | Natural Gas | Water Heater - Pre-Rinse Spray Valve | A | Integrated Unit Summer Peak Savings (kW) | Achievable Economic TRC Potential | 0 | 0 | 0 | 0 | 0 | 0 | 0 | 0 | 0 | 0 | 0 | 0 | 0 | 0 | 0 | 0 | 0 | 0 | 0 | 0 | 0 | 0 | 0 | 0 | 0 | 0 | 0
F3_Commercial_WA - Health_Existing_Water Heating_Natural Gas_Water Heater - Pre-Rinse Spray Valve_A_Achievable Economic TRC Potential | F3 | Commercial | WA - Health | Existing | Water Heating | Natural Gas | Water Heater - Pre-Rinse Spray Valve | A | Integrated Unit Winter Peak Savings (kW) | Achievable Economic TRC Potential | 0 | 0 | 0 | 0 | 0 | 0 | 0 | 0 | 0 | 0 | 0 | 0 | 0 | 0 | 0 | 0 | 0 | 0 | 0 | 0 | 0 | 0 | 0 | 0 | 0 | 0 | 0
F4_Commercial_WA - Health_Existing_Water Heating_Natural Gas_Water Heater - Pre-Rinse Spray Valve_A_Achievable Economic TRC Potential | F4 | Commercial | WA - Health | Existing | Water Heating | Natural Gas | Water Heater - Pre-Rinse Spray Valve | A | Incremental Energy Savings (MWh or mTherms) | Achievable Economic TRC Potential | 0 | 0 | 0 | 0 | 0 | 0 | 0 | 0 | 0 | 0 | 0 | 0 | 0 | 0 | 0 | 0 | 0 | 0 | 0 | 0 | 0 | 0 | 0 | 0 | 0 | 0 | 0
F5_Commercial_WA - Health_Existing_Water Heating_Natural Gas_Water Heater - Pre-Rinse Spray Valve_A_Achievable Economic TRC Potential | F5 | Commercial | WA - Health | Existing | Water Heating | Natural Gas | Water Heater - Pre-Rinse Spray Valve | A | Incremental Summer Peak Savings (MW) | Achievable Economic TRC Potential | 0 | 0 | 0 | 0 | 0 | 0 | 0 | 0 | 0 | 0 | 0 | 0 | 0 | 0 | 0 | 0 | 0 | 0 | 0 | 0 | 0 | 0 | 0 | 0 | 0 | 0 | 0
F6_Commercial_WA - Health_Existing_Water Heating_Natural Gas_Water Heater - Pre-Rinse Spray Valve_A_Achievable Economic TRC Potential | F6 | Commercial | WA - Health | Existing | Water Heating | Natural Gas | Water Heater - Pre-Rinse Spray Valve | A | Incremental Winter Peak Savings (MW) | Achievable Economic TRC Potential | 0 | 0 | 0 | 0 | 0 | 0 | 0 | 0 | 0 | 0 | 0 | 0 | 0 | 0 | 0 | 0 | 0 | 0 | 0 | 0 | 0 | 0 | 0 | 0 | 0 | 0 | 0
F7_Commercial_WA - Health_Existing_Water Heating_Natural Gas_Water Heater - Pre-Rinse Spray Valve_A_Achievable Economic TRC Potential | F7 | Commercial | WA - Health | Existing | Water Heating | Natural Gas | Water Heater - Pre-Rinse Spray Valve | A | Cumulative Energy Savings (MWh or mTherms) | Achievable Economic TRC Potential | 0 | 0 | 0 | 0 | 0 | 0 | 0 | 0 | 0 | 0 | 0 | 0 | 0 | 0 | 0 | 0 | 0 | 0 | 0 | 0 | 0 | 0 | 0 | 0 | 0 | 0 | 0
F8_Commercial_WA - Health_Existing_Water Heating_Natural Gas_Water Heater - Pre-Rinse Spray Valve_A_Achievable Economic TRC Potential | F8 | Commercial | WA - Health | Existing | Water Heating | Natural Gas | Water Heater - Pre-Rinse Spray Valve | A | Cumulative Summer Peak Savings (MW) | Achievable Economic TRC Potential | 0 | 0 | 0 | 0 | 0 | 0 | 0 | 0 | 0 | 0 | 0 | 0 | 0 | 0 | 0 | 0 | 0 | 0 | 0 | 0 | 0 | 0 | 0 | 0 | 0 | 0 | 0
F9_Commercial_WA - Health_Existing_Water Heating_Natural Gas_Water Heater - Pre-Rinse Spray Valve_A_Achievable Economic TRC Potential | F9 | Commercial | WA - Health | Existing | Water Heating | Natural Gas | Water Heater - Pre-Rinse Spray Valve | A | Cumulative Winter Peak Savings (MW) | Achievable Economic TRC Potential | 0 | 0 | 0 | 0 | 0 | 0 | 0 | 0 | 0 | 0 | 0 | 0 | 0 | 0 | 0 | 0 | 0 | 0 | 0 | 0 | 0 | 0 | 0 | 0 | 0 | 0 | 0
F10_Commercial_WA - Health_Existing_Water Heating_Natural Gas_Water Heater - Pre-Rinse Spray Valve_A_Achievable Economic TRC Potential | F10 | Commercial | WA - Health | Existing | Water Heating | Natural Gas | Water Heater - Pre-Rinse Spray Valve | A | Purchases (Incremental) | Achievable Economic TRC Potential | 0 | 0 | 0 | 0 | 0 | 0 | 0 | 0 | 0 | 0 | 0 | 0 | 0 | 0 | 0 | 0 | 0 | 0 | 0 | 0 | 0 | 0 | 0 | 0 | 0 | 0 | 0
F11_Commercial_WA - Health_Existing_Water Heating_Natural Gas_Water Heater - Pre-Rinse Spray Valve_A_Achievable Economic TRC Potential | F11 | Commercial | WA - Health | Existing | Water Heating | Natural Gas | Water Heater - Pre-Rinse Spray Valve | A | Purchases (Cumulative) | Achievable Economic TRC Potential | 0 | 0 | 0 | 0 | 0 | 0 | 0 | 0 | 0 | 0 | 0 | 0 | 0 | 0 | 0 | 0 | 0 | 0 | 0 | 0 | 0 | 0 | 0 | 0 | 0 | 0 | 0
F1_Commercial_WA - Health_Existing_Water Heating_Natural Gas_Water Heater - Temperature Setback_A_Achievable Economic TRC Potential | F1 | Commercial | WA - Health | Existing | Water Heating | Natural Gas | Water Heater - Temperature Setback | A | Integrated Unit Energy Savings (kWh or therms) | Achievable Economic TRC Potential | 0 | 0 | 51.5681 | 50.6485 | 49.7896 | 48.9818 | 48.2238 | 47.5116 | 46.8365 | 46.2087 | 45.6197 | 45.0791 | 44.5964 | 44.1989 | 43.9296 | 43.6605 | 43.4484 | 43.2859 | 43.1568 | 43.0531 | 42.978 | 42.9237 | 42.8843 | 42.8557 | 42.8198 | 42.8117 | 42.8052
F2_Commercial_WA - Health_Existing_Water Heating_Natural Gas_Water Heater - Temperature Setback_A_Achievable Economic TRC Potential | F2 | Commercial | WA - Health | Existing | Water Heating | Natural Gas | Water Heater - Temperature Setback | A | Integrated Unit Summer Peak Savings (kW) | Achievable Economic TRC Potential | 0 | 0 | 0 | 0 | 0 | 0 | 0 | 0 | 0 | 0 | 0 | 0 | 0 | 0 | 0 | 0 | 0 | 0 | 0 | 0 | 0 | 0 | 0 | 0 | 0 | 0 | 0
F3_Commercial_WA - Health_Existing_Water Heating_Natural Gas_Water Heater - Temperature Setback_A_Achievable Economic TRC Potential | F3 | Commercial | WA - Health | Existing | Water Heating | Natural Gas | Water Heater - Temperature Setback | A | Integrated Unit Winter Peak Savings (kW) | Achievable Economic TRC Potential | 0 | 0 | 0 | 0 | 0 | 0 | 0 | 0 | 0 | 0 | 0 | 0 | 0 | 0 | 0 | 0 | 0 | 0 | 0 | 0 | 0 | 0 | 0 | 0 | 0 | 0 | 0
F4_Commercial_WA - Health_Existing_Water Heating_Natural Gas_Water Heater - Temperature Setback_A_Achievable Economic TRC Potential | F4 | Commercial | WA - Health | Existing | Water Heating | Natural Gas | Water Heater - Temperature Setback | A | Incremental Energy Savings (MWh or mTherms) | Achievable Economic TRC Potential | 0 | 0 | 0 | 0.80249 | 0.96861 | 0.38999 | 0.39452 | 0.36657 | 0.4317 | 0 | 0 | 0 | 0 | 0 | 0 | 0 | 0 | 0 | 0 | 0 | 0 | 0 | 0 | 0 | 0 | 0 | 0
F5_Commercial_WA - Health_Existing_Water Heating_Natural Gas_Water Heater - Temperature Setback_A_Achievable Economic TRC Potential | F5 | Commercial | WA - Health | Existing | Water Heating | Natural Gas | Water Heater - Temperature Setback | A | Incremental Summer Peak Savings (MW) | Achievable Economic TRC Potential | 0 | 0 | 0 | 0 | 0 | 0 | 0 | 0 | 0 | 0 | 0 | 0 | 0 | 0 | 0 | 0 | 0 | 0 | 0 | 0 | 0 | 0 | 0 | 0 | 0 | 0 | 0
F6_Commercial_WA - Health_Existing_Water Heating_Natural Gas_Water Heater - Temperature Setback_A_Achievable Economic TRC Potential | F6 | Commercial | WA - Health | Existing | Water Heating | Natural Gas | Water Heater - Temperature Setback | A | Incremental Winter Peak Savings (MW) | Achievable Economic TRC Potential | 0 | 0 | 0 | 0 | 0 | 0 | 0 | 0 | 0 | 0 | 0 | 0 | 0 | 0 | 0 | 0 | 0 | 0 | 0 | 0 | 0 | 0 | 0 | 0 | 0 | 0 | 0
F7_Commercial_WA - Health_Existing_Water Heating_Natural Gas_Water Heater - Temperature Setback_A_Achievable Economic TRC Potential | F7 | Commercial | WA - Health | Existing | Water Heating | Natural Gas | Water Heater - Temperature Setback | A | Cumulative Energy Savings (MWh or mTherms) | Achievable Economic TRC Potential | 0 | 0 | 0 | 0.80249 | 1.7575 | 2.119 | 2.4807 | 2.8106 | 3.2024 | 3.1595 | 3.1192 | 3.0822 | 3.0492 | 3.022 | 3.0036 | 2.9852 | 2.9707 | 2.9596 | 2.9508 | 2.9437 | 2.9386 | 2.9349 | 2.9322 | 2.9302 | 2.9278 | 2.9272 | 2.9268
F8_Commercial_WA - Health_Existing_Water Heating_Natural Gas_Water Heater - Temperature Setback_A_Achievable Economic TRC Potential | F8 | Commercial | WA - Health | Existing | Water Heating | Natural Gas | Water Heater - Temperature Setback | A | Cumulative Summer Peak Savings (MW) | Achievable Economic TRC Potential | 0 | 0 | 0 | 0 | 0 | 0 | 0 | 0 | 0 | 0 | 0 | 0 | 0 | 0 | 0 | 0 | 0 | 0 | 0 | 0 | 0 | 0 | 0 | 0 | 0 | 0 | 0
F9_Commercial_WA - Health_Existing_Water Heating_Natural Gas_Water Heater - Temperature Setback_A_Achievable Economic TRC Potential | F9 | Commercial | WA - Health | Existing | Water Heating | Natural Gas | Water Heater - Temperature Setback | A | Cumulative Winter Peak Savings (MW) | Achievable Economic TRC Potential | 0 | 0 | 0 | 0 | 0 | 0 | 0 | 0 | 0 | 0 | 0 | 0 | 0 | 0 | 0 | 0 | 0 | 0 | 0 | 0 | 0 | 0 | 0 | 0 | 0 | 0 | 0
F10_Commercial_WA - Health_Existing_Water Heating_Natural Gas_Water Heater - Temperature Setback_A_Achievable Economic TRC Potential | F10 | Commercial | WA - Health | Existing | Water Heating | Natural Gas | Water Heater - Temperature Setback | A | Purchases (Incremental) | Achievable Economic TRC Potential | 0 | 0 | 0 | 15.8442 | 19.4541 | 7.962 | 8.1811 | 7.7153 | 9.2172 | 0 | 0 | 0 | 0 | 0 | 0 | 0 | 0 | 0 | 0 | 0 | 0 | 0 | 0 | 0 | 0 | 0 | 0
F11_Commercial_WA - Health_Existing_Water Heating_Natural Gas_Water Heater - Temperature Setback_A_Achievable Economic TRC Potential | F11 | Commercial | WA - Health | Existing | Water Heating | Natural Gas | Water Heater - Temperature Setback | A | Purchases (Cumulative) | Achievable Economic TRC Potential | 0 | 0 | 0 | 15.8442 | 35.2983 | 43.2603 | 51.4414 | 59.1567 | 68.3739 | 68.3739 | 68.3739 | 68.3739 | 68.3739 | 68.3739 | 68.3739 | 68.3739 | 68.3739 | 68.3739 | 68.3739 | 68.3739 | 68.3739 | 68.3739 | 68.3739 | 68.3739 | 68.3739 | 68.3739 | 68.3739
F1_Commercial_WA - Health_Existing_Water Heating_Natural Gas_Water Heater - Faucet Aerators_A_Achievable Economic TRC Potential | F1 | Commercial | WA - Health | Existing | Water Heating | Natural Gas | Water Heater - Faucet Aerators | A | Integrated Unit Energy Savings (kWh or therms) | Achievable Economic TRC Potential | 0 | 0 | 3.6868 | 3.626 | 3.5705 | 3.5198 | 3.4735 | 3.4316 | 3.3936 | 3.3599 | 3.329 | 3.3007 | 3.2749 | 3.253 | 3.2348 | 3.2156 | 3.2003 | 3.1884 | 3.1789 | 3.1712 | 3.1657 | 3.1617 | 3.1588 | 3.1567 | 3.154 | 3.1534 | 3.153
F2_Commercial_WA - Health_Existing_Water Heating_Natural Gas_Water Heater - Faucet Aerators_A_Achievable Economic TRC Potential | F2 | Commercial | WA - Health | Existing | Water Heating | Natural Gas | Water Heater - Faucet Aerators | A | Integrated Unit Summer Peak Savings (kW) | Achievable Economic TRC Potential | 0 | 0 | 0 | 0 | 0 | 0 | 0 | 0 | 0 | 0 | 0 | 0 | 0 | 0 | 0 | 0 | 0 | 0 | 0 | 0 | 0 | 0 | 0 | 0 | 0 | 0 | 0
F3_Commercial_WA - Health_Existing_Water Heating_Natural Gas_Water Heater - Faucet Aerators_A_Achievable Economic TRC Potential | F3 | Commercial | WA - Health | Existing | Water Heating | Natural Gas | Water Heater - Faucet Aerators | A | Integrated Unit Winter Peak Savings (kW) | Achievable Economic TRC Potential | 0 | 0 | 0 | 0 | 0 | 0 | 0 | 0 | 0 | 0 | 0 | 0 | 0 | 0 | 0 | 0 | 0 | 0 | 0 | 0 | 0 | 0 | 0 | 0 | 0 | 0 | 0
F4_Commercial_WA - Health_Existing_Water Heating_Natural Gas_Water Heater - Faucet Aerators_A_Achievable Economic TRC Potential | F4 | Commercial | WA - Health | Existing | Water Heating | Natural Gas | Water Heater - Faucet Aerators | A | Incremental Energy Savings (MWh or mTherms) | Achievable Economic TRC Potential | 0 | 0 | 0 | 0 | 0 | 0 | 0 | 0 | 0 | 0 | 0 | 0 | 0 | 0 | 0 | 0 | 0 | 0 | 0 | 0 | 0 | 0 | 0 | 0 | 0 | 0 | 0
F5_Commercial_WA - Health_Existing_Water Heating_Natural Gas_Water Heater - Faucet Aerators_A_Achievable Economic TRC Potential | F5 | Commercial | WA - Health | Existing | Water Heating | Natural Gas | Water Heater - Faucet Aerators | A | Incremental Summer Peak Savings (MW) | Achievable Economic TRC Potential | 0 | 0 | 0 | 0 | 0 | 0 | 0 | 0 | 0 | 0 | 0 | 0 | 0 | 0 | 0 | 0 | 0 | 0 | 0 | 0 | 0 | 0 | 0 | 0 | 0 | 0 | 0
F6_Commercial_WA - Health_Existing_Water Heating_Natural Gas_Water Heater - Faucet Aerators_A_Achievable Economic TRC Potential | F6 | Commercial | WA - Health | Existing | Water Heating | Natural Gas | Water Heater - Faucet Aerators | A | Incremental Winter Peak Savings (MW) | Achievable Economic TRC Potential | 0 | 0 | 0 | 0 | 0 | 0 | 0 | 0 | 0 | 0 | 0 | 0 | 0 | 0 | 0 | 0 | 0 | 0 | 0 | 0 | 0 | 0 | 0 | 0 | 0 | 0 | 0
F7_Commercial_WA - Health_Existing_Water Heating_Natural Gas_Water Heater - Faucet Aerators_A_Achievable Economic TRC Potential | F7 | Commercial | WA - Health | Existing | Water Heating | Natural Gas | Water Heater - Faucet Aerators | A | Cumulative Energy Savings (MWh or mTherms) | Achievable Economic TRC Potential | 0 | 0 | 0 | 0 | 0 | 0 | 0 | 0 | 0 | 0 | 0 | 0 | 0 | 0 | 0 | 0 | 0 | 0 | 0 | 0 | 0 | 0 | 0 | 0 | 0 | 0 | 0
F8_Commercial_WA - Health_Existing_Water Heating_Natural Gas_Water Heater - Faucet Aerators_A_Achievable Economic TRC Potential | F8 | Commercial | WA - Health | Existing | Water Heating | Natural Gas | Water Heater - Faucet Aerators | A | Cumulative Summer Peak Savings (MW) | Achievable Economic TRC Potential | 0 | 0 | 0 | 0 | 0 | 0 | 0 | 0 | 0 | 0 | 0 | 0 | 0 | 0 | 0 | 0 | 0 | 0 | 0 | 0 | 0 | 0 | 0 | 0 | 0 | 0 | 0
F9_Commercial_WA - Health_Existing_Water Heating_Natural Gas_Water Heater - Faucet Aerators_A_Achievable Economic TRC Potential | F9 | Commercial | WA - Health | Existing | Water Heating | Natural Gas | Water Heater - Faucet Aerators | A | Cumulative Winter Peak Savings (MW) | Achievable Economic TRC Potential | 0 | 0 | 0 | 0 | 0 | 0 | 0 | 0 | 0 | 0 | 0 | 0 | 0 | 0 | 0 | 0 | 0 | 0 | 0 | 0 | 0 | 0 | 0 | 0 | 0 | 0 | 0
F10_Commercial_WA - Health_Existing_Water Heating_Natural Gas_Water Heater - Faucet Aerators_A_Achievable Economic TRC Potential | F10 | Commercial | WA - Health | Existing | Water Heating | Natural Gas | Water Heater - Faucet Aerators | A | Purchases (Incremental) | Achievable Economic TRC Potential | 0 | 0 | 0 | 0 | 0 | 0 | 0 | 0 | 0 | 0 | 0 | 0 | 0 | 0 | 0 | 0 | 0 | 0 | 0 | 0 | 0 | 0 | 0 | 0 | 0 | 0 | 0
F11_Commercial_WA - Health_Existing_Water Heating_Natural Gas_Water Heater - Faucet Aerators_A_Achievable Economic TRC Potential | F11 | Commercial | WA - Health | Existing | Water Heating | Natural Gas | Water Heater - Faucet Aerators | A | Purchases (Cumulative) | Achievable Economic TRC Potential | 0 | 0 | 0 | 0 | 0 | 0 | 0 | 0 | 0 | 0 | 0 | 0 | 0 | 0 | 0 | 0 | 0 | 0 | 0 | 0 | 0 | 0 | 0 | 0 | 0 | 0 | 0
F1_Commercial_WA - Health_Existing_Water Heating_Natural Gas_Water Heater - Low-Flow Showerheads_A_Achievable Economic TRC Potential | F1 | Commercial | WA - Health | Existing | Water Heating | Natural Gas | Water Heater - Low-Flow Showerheads | A | Integrated Unit Energy Savings (kWh or therms) | Achievable Economic TRC Potential | 0 | 0 | 6.3628 | 6.2513 | 6.1477 | 6.0508 | 5.9605 | 5.8761 | 5.7969 | 5.7238 | 5.6555 | 5.5928 | 5.5367 | 5.4901 | 5.4586 | 5.4264 | 5.4005 | 5.3803 | 5.3643 | 5.3514 | 5.3421 | 5.3353 | 5.3304 | 5.3269 | 5.3224 | 5.3214 | 5.3206
F2_Commercial_WA - Health_Existing_Water Heating_Natural Gas_Water Heater - Low-Flow Showerheads_A_Achievable Economic TRC Potential | F2 | Commercial | WA - Health | Existing | Water Heating | Natural Gas | Water Heater - Low-Flow Showerheads | A | Integrated Unit Summer Peak Savings (kW) | Achievable Economic TRC Potential | 0 | 0 | 0 | 0 | 0 | 0 | 0 | 0 | 0 | 0 | 0 | 0 | 0 | 0 | 0 | 0 | 0 | 0 | 0 | 0 | 0 | 0 | 0 | 0 | 0 | 0 | 0
F3_Commercial_WA - Health_Existing_Water Heating_Natural Gas_Water Heater - Low-Flow Showerheads_A_Achievable Economic TRC Potential | F3 | Commercial | WA - Health | Existing | Water Heating | Natural Gas | Water Heater - Low-Flow Showerheads | A | Integrated Unit Winter Peak Savings (kW) | Achievable Economic TRC Potential | 0 | 0 | 0 | 0 | 0 | 0 | 0 | 0 | 0 | 0 | 0 | 0 | 0 | 0 | 0 | 0 | 0 | 0 | 0 | 0 | 0 | 0 | 0 | 0 | 0 | 0 | 0
F4_Commercial_WA - Health_Existing_Water Heating_Natural Gas_Water Heater - Low-Flow Showerheads_A_Achievable Economic TRC Potential | F4 | Commercial | WA - Health | Existing | Water Heating | Natural Gas | Water Heater - Low-Flow Showerheads | A | Incremental Energy Savings (MWh or mTherms) | Achievable Economic TRC Potential | 0 | 0 | 0 | 0 | 0 | 0 | 0 | 0 | 0 | 0 | 0 | 0 | 0 | 0 | 0 | 0 | 0 | 0 | 0 | 0 | 0 | 0 | 0 | 0 | 0 | 0 | 0
F5_Commercial_WA - Health_Existing_Water Heating_Natural Gas_Water Heater - Low-Flow Showerheads_A_Achievable Economic TRC Potential | F5 | Commercial | WA - Health | Existing | Water Heating | Natural Gas | Water Heater - Low-Flow Showerheads | A | Incremental Summer Peak Savings (MW) | Achievable Economic TRC Potential | 0 | 0 | 0 | 0 | 0 | 0 | 0 | 0 | 0 | 0 | 0 | 0 | 0 | 0 | 0 | 0 | 0 | 0 | 0 | 0 | 0 | 0 | 0 | 0 | 0 | 0 | 0
F6_Commercial_WA - Health_Existing_Water Heating_Natural Gas_Water Heater - Low-Flow Showerheads_A_Achievable Economic TRC Potential | F6 | Commercial | WA - Health | Existing | Water Heating | Natural Gas | Water Heater - Low-Flow Showerheads | A | Incremental Winter Peak Savings (MW) | Achievable Economic TRC Potential | 0 | 0 | 0 | 0 | 0 | 0 | 0 | 0 | 0 | 0 | 0 | 0 | 0 | 0 | 0 | 0 | 0 | 0 | 0 | 0 | 0 | 0 | 0 | 0 | 0 | 0 | 0
F7_Commercial_WA - Health_Existing_Water Heating_Natural Gas_Water Heater - Low-Flow Showerheads_A_Achievable Economic TRC Potential | F7 | Commercial | WA - Health | Existing | Water Heating | Natural Gas | Water Heater - Low-Flow Showerheads | A | Cumulative Energy Savings (MWh or mTherms) | Achievable Economic TRC Potential | 0 | 0 | 0 | 0 | 0 | 0 | 0 | 0 | 0 | 0 | 0 | 0 | 0 | 0 | 0 | 0 | 0 | 0 | 0 | 0 | 0 | 0 | 0 | 0 | 0 | 0 | 0
F8_Commercial_WA - Health_Existing_Water Heating_Natural Gas_Water Heater - Low-Flow Showerheads_A_Achievable Economic TRC Potential | F8 | Commercial | WA - Health | Existing | Water Heating | Natural Gas | Water Heater - Low-Flow Showerheads | A | Cumulative Summer Peak Savings (MW) | Achievable Economic TRC Potential | 0 | 0 | 0 | 0 | 0 | 0 | 0 | 0 | 0 | 0 | 0 | 0 | 0 | 0 | 0 | 0 | 0 | 0 | 0 | 0 | 0 | 0 | 0 | 0 | 0 | 0 | 0
F9_Commercial_WA - Health_Existing_Water Heating_Natural Gas_Water Heater - Low-Flow Showerheads_A_Achievable Economic TRC Potential | F9 | Commercial | WA - Health | Existing | Water Heating | Natural Gas | Water Heater - Low-Flow Showerheads | A | Cumulative Winter Peak Savings (MW) | Achievable Economic TRC Potential | 0 | 0 | 0 | 0 | 0 | 0 | 0 | 0 | 0 | 0 | 0 | 0 | 0 | 0 | 0 | 0 | 0 | 0 | 0 | 0 | 0 | 0 | 0 | 0 | 0 | 0 | 0
F10_Commercial_WA - Health_Existing_Water Heating_Natural Gas_Water Heater - Low-Flow Showerheads_A_Achievable Economic TRC Potential | F10 | Commercial | WA - Health | Existing | Water Heating | Natural Gas | Water Heater - Low-Flow Showerheads | A | Purchases (Incremental) | Achievable Economic TRC Potential | 0 | 0 | 0 | 0 | 0 | 0 | 0 | 0 | 0 | 0 | 0 | 0 | 0 | 0 | 0 | 0 | 0 | 0 | 0 | 0 | 0 | 0 | 0 | 0 | 0 | 0 | 0
F11_Commercial_WA - Health_Existing_Water Heating_Natural Gas_Water Heater - Low-Flow Showerheads_A_Achievable Economic TRC Potential | F11 | Commercial | WA - Health | Existing | Water Heating | Natural Gas | Water Heater - Low-Flow Showerheads | A | Purchases (Cumulative) | Achievable Economic TRC Potential | 0 | 0 | 0 | 0 | 0 | 0 | 0 | 0 | 0 | 0 | 0 | 0 | 0 | 0 | 0 | 0 | 0 | 0 | 0 | 0 | 0 | 0 | 0 | 0 | 0 | 0 | 0
F1_Commercial_WA - Health_Existing_Water Heating_Natural Gas_Water Heater - Tank Blanket/Insulation_A_Achievable Economic TRC Potential | F1 | Commercial | WA - Health | Existing | Water Heating | Natural Gas | Water Heater - Tank Blanket/Insulation | A | Integrated Unit Energy Savings (kWh or therms) | Achievable Economic TRC Potential | 0 | 0 | 99.629 | 98.0249 | 96.5711 | 95.2564 | 94.0716 | 93.0089 | 92.0659 | 91.2439 | 90.4994 | 89.8191 | 89.193 | 88.6565 | 88.1991 | 87.7012 | 87.2948 | 86.9684 | 86.709 | 86.5007 | 86.3497 | 86.2405 | 86.1615 | 86.104 | 86.0319 | 86.0156 | 86.0026
F2_Commercial_WA - Health_Existing_Water Heating_Natural Gas_Water Heater - Tank Blanket/Insulation_A_Achievable Economic TRC Potential | F2 | Commercial | WA - Health | Existing | Water Heating | Natural Gas | Water Heater - Tank Blanket/Insulation | A | Integrated Unit Summer Peak Savings (kW) | Achievable Economic TRC Potential | 0 | 0 | 0 | 0 | 0 | 0 | 0 | 0 | 0 | 0 | 0 | 0 | 0 | 0 | 0 | 0 | 0 | 0 | 0 | 0 | 0 | 0 | 0 | 0 | 0 | 0 | 0
F3_Commercial_WA - Health_Existing_Water Heating_Natural Gas_Water Heater - Tank Blanket/Insulation_A_Achievable Economic TRC Potential | F3 | Commercial | WA - Health | Existing | Water Heating | Natural Gas | Water Heater - Tank Blanket/Insulation | A | Integrated Unit Winter Peak Savings (kW) | Achievable Economic TRC Potential | 0 | 0 | 0 | 0 | 0 | 0 | 0 | 0 | 0 | 0 | 0 | 0 | 0 | 0 | 0 | 0 | 0 | 0 | 0 | 0 | 0 | 0 | 0 | 0 | 0 | 0 | 0
F4_Commercial_WA - Health_Existing_Water Heating_Natural Gas_Water Heater - Tank Blanket/Insulation_A_Achievable Economic TRC Potential | F4 | Commercial | WA - Health | Existing | Water Heating | Natural Gas | Water Heater - Tank Blanket/Insulation | A | Incremental Energy Savings (MWh or mTherms) | Achievable Economic TRC Potential | 0 | 0 | 0 | 0.4568 | 0.55256 | 0.66697 | 0.76461 | 0.86229 | 0.9979 | 1.0849 | 1.0993 | 1.0282 | 0.87763 | 0.67507 | 0.46089 | 0.27424 | 0.1275 | 0 | 0 | 0 | 0 | 0 | 0 | 0 | 0 | 0 | 0
F5_Commercial_WA - Health_Existing_Water Heating_Natural Gas_Water Heater - Tank Blanket/Insulation_A_Achievable Economic TRC Potential | F5 | Commercial | WA - Health | Existing | Water Heating | Natural Gas | Water Heater - Tank Blanket/Insulation | A | Incremental Summer Peak Savings (MW) | Achievable Economic TRC Potential | 0 | 0 | 0 | 0 | 0 | 0 | 0 | 0 | 0 | 0 | 0 | 0 | 0 | 0 | 0 | 0 | 0 | 0 | 0 | 0 | 0 | 0 | 0 | 0 | 0 | 0 | 0
F6_Commercial_WA - Health_Existing_Water Heating_Natural Gas_Water Heater - Tank Blanket/Insulation_A_Achievable Economic TRC Potential | F6 | Commercial | WA - Health | Existing | Water Heating | Natural Gas | Water Heater - Tank Blanket/Insulation | A | Incremental Winter Peak Savings (MW) | Achievable Economic TRC Potential | 0 | 0 | 0 | 0 | 0 | 0 | 0 | 0 | 0 | 0 | 0 | 0 | 0 | 0 | 0 | 0 | 0 | 0 | 0 | 0 | 0 | 0 | 0 | 0 | 0 | 0 | 0
F7_Commercial_WA - Health_Existing_Water Heating_Natural Gas_Water Heater - Tank Blanket/Insulation_A_Achievable Economic TRC Potential | F7 | Commercial | WA - Health | Existing | Water Heating | Natural Gas | Water Heater - Tank Blanket/Insulation | A | Cumulative Energy Savings (MWh or mTherms) | Achievable Economic TRC Potential | 0 | 0 | 0 | 0.4568 | 1.0026 | 1.6559 | 2.3999 | 3.2351 | 4.2002 | 5.2476 | 6.3041 | 7.2849 | 8.1117 | 8.738 | 9.1538 | 9.3764 | 9.4604 | 9.4251 | 9.3969 | 9.3744 | 9.358 | 9.3462 | 9.3376 | 9.3314 | 9.3236 | 9.3218 | 9.3204
F8_Commercial_WA - Health_Existing_Water Heating_Natural Gas_Water Heater - Tank Blanket/Insulation_A_Achievable Economic TRC Potential | F8 | Commercial | WA - Health | Existing | Water Heating | Natural Gas | Water Heater - Tank Blanket/Insulation | A | Cumulative Summer Peak Savings (MW) | Achievable Economic TRC Potential | 0 | 0 | 0 | 0 | 0 | 0 | 0 | 0 | 0 | 0 | 0 | 0 | 0 | 0 | 0 | 0 | 0 | 0 | 0 | 0 | 0 | 0 | 0 | 0 | 0 | 0 | 0
F9_Commercial_WA - Health_Existing_Water Heating_Natural Gas_Water Heater - Tank Blanket/Insulation_A_Achievable Economic TRC Potential | F9 | Commercial | WA - Health | Existing | Water Heating | Natural Gas | Water Heater - Tank Blanket/Insulation | A | Cumulative Winter Peak Savings (MW) | Achievable Economic TRC Potential | 0 | 0 | 0 | 0 | 0 | 0 | 0 | 0 | 0 | 0 | 0 | 0 | 0 | 0 | 0 | 0 | 0 | 0 | 0 | 0 | 0 | 0 | 0 | 0 | 0 | 0 | 0
F10_Commercial_WA - Health_Existing_Water Heating_Natural Gas_Water Heater - Tank Blanket/Insulation_A_Achievable Economic TRC Potential | F10 | Commercial | WA - Health | Existing | Water Heating | Natural Gas | Water Heater - Tank Blanket/Insulation | A | Purchases (Incremental) | Achievable Economic TRC Potential | 0 | 0 | 0 | 4.6601 | 5.7218 | 7.0018 | 8.128 | 9.271 | 10.8389 | 11.8905 | 12.147 | 11.4471 | 9.8397 | 7.6144 | 5.2256 | 3.127 | 1.4605 | 0 | 0 | 0 | 0 | 0 | 0 | 0 | 0 | 0 | 0
F11_Commercial_WA - Health_Existing_Water Heating_Natural Gas_Water Heater - Tank Blanket/Insulation_A_Achievable Economic TRC Potential | F11 | Commercial | WA - Health | Existing | Water Heating | Natural Gas | Water Heater - Tank Blanket/Insulation | A | Purchases (Cumulative) | Achievable Economic TRC Potential | 0 | 0 | 0 | 4.6601 | 10.3819 | 17.3837 | 25.5117 | 34.7827 | 45.6217 | 57.5121 | 69.6591 | 81.1062 | 90.9459 | 98.5603 | 103.7859 | 106.9129 | 108.3734 | 108.3734 | 108.3734 | 108.3734 | 108.3734 | 108.3734 | 108.3734 | 108.3734 | 108.3734 | 108.3734 | 108.3734
F1_Commercial_WA - Health_Existing_Water Heating_Natural Gas_Water Heater - Drainwater Heat Recovery_A_Achievable Economic TRC Potential | F1 | Commercial | WA - Health | Existing | Water Heating | Natural Gas | Water Heater - Drainwater Heat Recovery | A | Integrated Unit Energy Savings (kWh or therms) | Achievable Economic TRC Potential | 0 | 0 | 5.6764 | 5.5648 | 5.458 | 5.3583 | 5.2628 | 5.1714 | 5.082 | 4.999 | 4.9203 | 4.8481 | 4.7843 | 4.7325 | 4.6975 | 4.6687 | 4.646 | 4.6286 | 4.6148 | 4.6037 | 4.5957 | 4.5899 | 4.5857 | 4.5826 | 4.5788 | 4.5779 | 4.5772
F2_Commercial_WA - Health_Existing_Water Heating_Natural Gas_Water Heater - Drainwater Heat Recovery_A_Achievable Economic TRC Potential | F2 | Commercial | WA - Health | Existing | Water Heating | Natural Gas | Water Heater - Drainwater Heat Recovery | A | Integrated Unit Summer Peak Savings (kW) | Achievable Economic TRC Potential | 0 | 0 | 0 | 0 | 0 | 0 | 0 | 0 | 0 | 0 | 0 | 0 | 0 | 0 | 0 | 0 | 0 | 0 | 0 | 0 | 0 | 0 | 0 | 0 | 0 | 0 | 0
F3_Commercial_WA - Health_Existing_Water Heating_Natural Gas_Water Heater - Drainwater Heat Recovery_A_Achievable Economic TRC Potential | F3 | Commercial | WA - Health | Existing | Water Heating | Natural Gas | Water Heater - Drainwater Heat Recovery | A | Integrated Unit Winter Peak Savings (kW) | Achievable Economic TRC Potential | 0 | 0 | 0 | 0 | 0 | 0 | 0 | 0 | 0 | 0 | 0 | 0 | 0 | 0 | 0 | 0 | 0 | 0 | 0 | 0 | 0 | 0 | 0 | 0 | 0 | 0 | 0
F4_Commercial_WA - Health_Existing_Water Heating_Natural Gas_Water Heater - Drainwater Heat Recovery_A_Achievable Economic TRC Potential | F4 | Commercial | WA - Health | Existing | Water Heating | Natural Gas | Water Heater - Drainwater Heat Recovery | A | Incremental Energy Savings (MWh or mTherms) | Achievable Economic TRC Potential | 0 | 0 | 0 | 0 | 0 | 0 | 0 | 0 | 0 | 0 | 0 | 0 | 0 | 0 | 0 | 0 | 0 | 0 | 0 | 0 | 0 | 0 | 0 | 0 | 0 | 0 | 0
F5_Commercial_WA - Health_Existing_Water Heating_Natural Gas_Water Heater - Drainwater Heat Recovery_A_Achievable Economic TRC Potential | F5 | Commercial | WA - Health | Existing | Water Heating | Natural Gas | Water Heater - Drainwater Heat Recovery | A | Incremental Summer Peak Savings (MW) | Achievable Economic TRC Potential | 0 | 0 | 0 | 0 | 0 | 0 | 0 | 0 | 0 | 0 | 0 | 0 | 0 | 0 | 0 | 0 | 0 | 0 | 0 | 0 | 0 | 0 | 0 | 0 | 0 | 0 | 0
F6_Commercial_WA - Health_Existing_Water Heating_Natural Gas_Water Heater - Drainwater Heat Recovery_A_Achievable Economic TRC Potential | F6 | Commercial | WA - Health | Existing | Water Heating | Natural Gas | Water Heater - Drainwater Heat Recovery | A | Incremental Winter Peak Savings (MW) | Achievable Economic TRC Potential | 0 | 0 | 0 | 0 | 0 | 0 | 0 | 0 | 0 | 0 | 0 | 0 | 0 | 0 | 0 | 0 | 0 | 0 | 0 | 0 | 0 | 0 | 0 | 0 | 0 | 0 | 0
F7_Commercial_WA - Health_Existing_Water Heating_Natural Gas_Water Heater - Drainwater Heat Recovery_A_Achievable Economic TRC Potential | F7 | Commercial | WA - Health | Existing | Water Heating | Natural Gas | Water Heater - Drainwater Heat Recovery | A | Cumulative Energy Savings (MWh or mTherms) | Achievable Economic TRC Potential | 0 | 0 | 0 | 0 | 0 | 0 | 0 | 0 | 0 | 0 | 0 | 0 | 0 | 0 | 0 | 0 | 0 | 0 | 0 | 0 | 0 | 0 | 0 | 0 | 0 | 0 | 0
F8_Commercial_WA - Health_Existing_Water Heating_Natural Gas_Water Heater - Drainwater Heat Recovery_A_Achievable Economic TRC Potential | F8 | Commercial | WA - Health | Existing | Water Heating | Natural Gas | Water Heater - Drainwater Heat Recovery | A | Cumulative Summer Peak Savings (MW) | Achievable Economic TRC Potential | 0 | 0 | 0 | 0 | 0 | 0 | 0 | 0 | 0 | 0 | 0 | 0 | 0 | 0 | 0 | 0 | 0 | 0 | 0 | 0 | 0 | 0 | 0 | 0 | 0 | 0 | 0
F9_Commercial_WA - Health_Existing_Water Heating_Natural Gas_Water Heater - Drainwater Heat Recovery_A_Achievable Economic TRC Potential | F9 | Commercial | WA - Health | Existing | Water Heating | Natural Gas | Water Heater - Drainwater Heat Recovery | A | Cumulative Winter Peak Savings (MW) | Achievable Economic TRC Potential | 0 | 0 | 0 | 0 | 0 | 0 | 0 | 0 | 0 | 0 | 0 | 0 | 0 | 0 | 0 | 0 | 0 | 0 | 0 | 0 | 0 | 0 | 0 | 0 | 0 | 0 | 0
F10_Commercial_WA - Health_Existing_Water Heating_Natural Gas_Water Heater - Drainwater Heat Recovery_A_Achievable Economic TRC Potential | F10 | Commercial | WA - Health | Existing | Water Heating | Natural Gas | Water Heater - Drainwater Heat Recovery | A | Purchases (Incremental) | Achievable Economic TRC Potential | 0 | 0 | 0 | 0 | 0 | 0 | 0 | 0 | 0 | 0 | 0 | 0 | 0 | 0 | 0 | 0 | 0 | 0 | 0 | 0 | 0 | 0 | 0 | 0 | 0 | 0 | 0
F11_Commercial_WA - Health_Existing_Water Heating_Natural Gas_Water Heater - Drainwater Heat Recovery_A_Achievable Economic TRC Potential | F11 | Commercial | WA - Health | Existing | Water Heating | Natural Gas | Water Heater - Drainwater Heat Recovery | A | Purchases (Cumulative) | Achievable Economic TRC Potential | 0 | 0 | 0 | 0 | 0 | 0 | 0 | 0 | 0 | 0 | 0 | 0 | 0 | 0 | 0 | 0 | 0 | 0 | 0 | 0 | 0 | 0 | 0 | 0 | 0 | 0 | 0
F1_Commercial_WA - Health_Existing_Water Heating_Natural Gas_Water Heater - Circulation Pump Controls_A_Achievable Economic TRC Potential | F1 | Commercial | WA - Health | Existing | Water Heating | Natural Gas | Water Heater - Circulation Pump Controls | A | Integrated Unit Energy Savings (kWh or therms) | Achievable Economic TRC Potential | 0 | 0 | 298.0461 | 293.13 | 288.6408 | 284.54 | 280.8044 | 277.4109 | 274.342 | 271.614 | 269.1154 | 266.8285 | 264.7432 | 262.9772 | 261.502 | 259.9555 | 258.7182 | 257.7508 | 256.9819 | 256.3646 | 255.9171 | 255.5936 | 255.3595 | 255.189 | 254.9752 | 254.9271 | 254.8885
F2_Commercial_WA - Health_Existing_Water Heating_Natural Gas_Water Heater - Circulation Pump Controls_A_Achievable Economic TRC Potential | F2 | Commercial | WA - Health | Existing | Water Heating | Natural Gas | Water Heater - Circulation Pump Controls | A | Integrated Unit Summer Peak Savings (kW) | Achievable Economic TRC Potential | 0 | 0 | 0 | 0 | 0 | 0 | 0 | 0 | 0 | 0 | 0 | 0 | 0 | 0 | 0 | 0 | 0 | 0 | 0 | 0 | 0 | 0 | 0 | 0 | 0 | 0 | 0
F3_Commercial_WA - Health_Existing_Water Heating_Natural Gas_Water Heater - Circulation Pump Controls_A_Achievable Economic TRC Potential | F3 | Commercial | WA - Health | Existing | Water Heating | Natural Gas | Water Heater - Circulation Pump Controls | A | Integrated Unit Winter Peak Savings (kW) | Achievable Economic TRC Potential | 0 | 0 | 0 | 0 | 0 | 0 | 0 | 0 | 0 | 0 | 0 | 0 | 0 | 0 | 0 | 0 | 0 | 0 | 0 | 0 | 0 | 0 | 0 | 0 | 0 | 0 | 0
F4_Commercial_WA - Health_Existing_Water Heating_Natural Gas_Water Heater - Circulation Pump Controls_A_Achievable Economic TRC Potential | F4 | Commercial | WA - Health | Existing | Water Heating | Natural Gas | Water Heater - Circulation Pump Controls | A | Incremental Energy Savings (MWh or mTherms) | Achievable Economic TRC Potential | 0 | 0 | 0 | 1.1922 | 1.4414 | 1.7388 | 1.992 | 2.2446 | 2.5952 | 2.8187 | 2.853 | 2.6658 | 2.2735 | 1.7476 | 0.12907 | 0 | 0 | 0 | 0 | 0 | 0 | 0 | 0 | 0 | 0 | 0 | 0
F5_Commercial_WA - Health_Existing_Water Heating_Natural Gas_Water Heater - Circulation Pump Controls_A_Achievable Economic TRC Potential | F5 | Commercial | WA - Health | Existing | Water Heating | Natural Gas | Water Heater - Circulation Pump Controls | A | Incremental Summer Peak Savings (MW) | Achievable Economic TRC Potential | 0 | 0 | 0 | 0 | 0 | 0 | 0 | 0 | 0 | 0 | 0 | 0 | 0 | 0 | 0 | 0 | 0 | 0 | 0 | 0 | 0 | 0 | 0 | 0 | 0 | 0 | 0
F6_Commercial_WA - Health_Existing_Water Heating_Natural Gas_Water Heater - Circulation Pump Controls_A_Achievable Economic TRC Potential | F6 | Commercial | WA - Health | Existing | Water Heating | Natural Gas | Water Heater - Circulation Pump Controls | A | Incremental Winter Peak Savings (MW) | Achievable Economic TRC Potential | 0 | 0 | 0 | 0 | 0 | 0 | 0 | 0 | 0 | 0 | 0 | 0 | 0 | 0 | 0 | 0 | 0 | 0 | 0 | 0 | 0 | 0 | 0 | 0 | 0 | 0 | 0
F7_Commercial_WA - Health_Existing_Water Heating_Natural Gas_Water Heater - Circulation Pump Controls_A_Achievable Economic TRC Potential | F7 | Commercial | WA - Health | Existing | Water Heating | Natural Gas | Water Heater - Circulation Pump Controls | A | Cumulative Energy Savings (MWh or mTherms) | Achievable Economic TRC Potential | 0 | 0 | 0 | 1.1922 | 2.6153 | 4.317 | 6.2523 | 8.4214 | 10.9234 | 13.6335 | 16.3611 | 18.8878 | 21.0137 | 22.6212 | 22.6233 | 22.4896 | 22.3825 | 22.2988 | 22.2323 | 22.1789 | 22.1402 | 22.1122 | 22.0919 | 22.0772 | 22.0587 | 22.0545 | 22.0512
F8_Commercial_WA - Health_Existing_Water Heating_Natural Gas_Water Heater - Circulation Pump Controls_A_Achievable Economic TRC Potential | F8 | Commercial | WA - Health | Existing | Water Heating | Natural Gas | Water Heater - Circulation Pump Controls | A | Cumulative Summer Peak Savings (MW) | Achievable Economic TRC Potential | 0 | 0 | 0 | 0 | 0 | 0 | 0 | 0 | 0 | 0 | 0 | 0 | 0 | 0 | 0 | 0 | 0 | 0 | 0 | 0 | 0 | 0 | 0 | 0 | 0 | 0 | 0
F9_Commercial_WA - Health_Existing_Water Heating_Natural Gas_Water Heater - Circulation Pump Controls_A_Achievable Economic TRC Potential | F9 | Commercial | WA - Health | Existing | Water Heating | Natural Gas | Water Heater - Circulation Pump Controls | A | Cumulative Winter Peak Savings (MW) | Achievable Economic TRC Potential | 0 | 0 | 0 | 0 | 0 | 0 | 0 | 0 | 0 | 0 | 0 | 0 | 0 | 0 | 0 | 0 | 0 | 0 | 0 | 0 | 0 | 0 | 0 | 0 | 0 | 0 | 0
F10_Commercial_WA - Health_Existing_Water Heating_Natural Gas_Water Heater - Circulation Pump Controls_A_Achievable Economic TRC Potential | F10 | Commercial | WA - Health | Existing | Water Heating | Natural Gas | Water Heater - Circulation Pump Controls | A | Purchases (Incremental) | Achievable Economic TRC Potential | 0 | 0 | 0 | 4.0671 | 4.9938 | 6.1109 | 7.0938 | 8.0914 | 9.4598 | 10.3775 | 10.6014 | 9.9905 | 8.5877 | 6.6455 | 0.49357 | 0 | 0 | 0 | 0 | 0 | 0 | 0 | 0 | 0 | 0 | 0 | 0
F11_Commercial_WA - Health_Existing_Water Heating_Natural Gas_Water Heater - Circulation Pump Controls_A_Achievable Economic TRC Potential | F11 | Commercial | WA - Health | Existing | Water Heating | Natural Gas | Water Heater - Circulation Pump Controls | A | Purchases (Cumulative) | Achievable Economic TRC Potential | 0 | 0 | 0 | 4.0671 | 9.0609 | 15.1718 | 22.2656 | 30.357 | 39.8168 | 50.1943 | 60.7957 | 70.7863 | 79.374 | 86.0195 | 86.5131 | 86.5131 | 86.5131 | 86.5131 | 86.5131 | 86.5131 | 86.5131 | 86.5131 | 86.5131 | 86.5131 | 86.5131 | 86.5131 | 86.5131
F1_Commercial_WA - Health_Existing_Water Heating_Natural Gas_Water Heater - Pipe Insulation_A_Achievable Economic TRC Potential | F1 | Commercial | WA - Health | Existing | Water Heating | Natural Gas | Water Heater - Pipe Insulation | A | Integrated Unit Energy Savings (kWh or therms) | Achievable Economic TRC Potential | 0 | 0 | 2.491 | 2.4474 | 2.4068 | 2.3689 | 2.3335 | 2.3005 | 2.2695 | 2.2408 | 2.2141 | 2.1896 | 2.1676 | 2.1494 | 2.137 | 2.1244 | 2.1143 | 2.1064 | 2.1001 | 2.095 | 2.0914 | 2.0887 | 2.0868 | 2.0854 | 2.0837 | 2.0833 | 2.083
F2_Commercial_WA - Health_Existing_Water Heating_Natural Gas_Water Heater - Pipe Insulation_A_Achievable Economic TRC Potential | F2 | Commercial | WA - Health | Existing | Water Heating | Natural Gas | Water Heater - Pipe Insulation | A | Integrated Unit Summer Peak Savings (kW) | Achievable Economic TRC Potential | 0 | 0 | 0 | 0 | 0 | 0 | 0 | 0 | 0 | 0 | 0 | 0 | 0 | 0 | 0 | 0 | 0 | 0 | 0 | 0 | 0 | 0 | 0 | 0 | 0 | 0 | 0
F3_Commercial_WA - Health_Existing_Water Heating_Natural Gas_Water Heater - Pipe Insulation_A_Achievable Economic TRC Potential | F3 | Commercial | WA - Health | Existing | Water Heating | Natural Gas | Water Heater - Pipe Insulation | A | Integrated Unit Winter Peak Savings (kW) | Achievable Economic TRC Potential | 0 | 0 | 0 | 0 | 0 | 0 | 0 | 0 | 0 | 0 | 0 | 0 | 0 | 0 | 0 | 0 | 0 | 0 | 0 | 0 | 0 | 0 | 0 | 0 | 0 | 0 | 0
F4_Commercial_WA - Health_Existing_Water Heating_Natural Gas_Water Heater - Pipe Insulation_A_Achievable Economic TRC Potential | F4 | Commercial | WA - Health | Existing | Water Heating | Natural Gas | Water Heater - Pipe Insulation | A | Incremental Energy Savings (MWh or mTherms) | Achievable Economic TRC Potential | 0 | 0 | 0 | 0.35919 | 0.43371 | 0.52238 | 0.59734 | 0.6717 | 0.77471 | 0.83915 | 0.84703 | 0.78938 | 0.67172 | 0.51544 | 0.3517 | 0.20922 | 0.097254 | 0 | 0 | 0 | 0 | 0 | 0 | 0 | 0 | 0 | 0
F5_Commercial_WA - Health_Existing_Water Heating_Natural Gas_Water Heater - Pipe Insulation_A_Achievable Economic TRC Potential | F5 | Commercial | WA - Health | Existing | Water Heating | Natural Gas | Water Heater - Pipe Insulation | A | Incremental Summer Peak Savings (MW) | Achievable Economic TRC Potential | 0 | 0 | 0 | 0 | 0 | 0 | 0 | 0 | 0 | 0 | 0 | 0 | 0 | 0 | 0 | 0 | 0 | 0 | 0 | 0 | 0 | 0 | 0 | 0 | 0 | 0 | 0
F6_Commercial_WA - Health_Existing_Water Heating_Natural Gas_Water Heater - Pipe Insulation_A_Achievable Economic TRC Potential | F6 | Commercial | WA - Health | Existing | Water Heating | Natural Gas | Water Heater - Pipe Insulation | A | Incremental Winter Peak Savings (MW) | Achievable Economic TRC Potential | 0 | 0 | 0 | 0 | 0 | 0 | 0 | 0 | 0 | 0 | 0 | 0 | 0 | 0 | 0 | 0 | 0 | 0 | 0 | 0 | 0 | 0 | 0 | 0 | 0 | 0 | 0
F7_Commercial_WA - Health_Existing_Water Heating_Natural Gas_Water Heater - Pipe Insulation_A_Achievable Economic TRC Potential | F7 | Commercial | WA - Health | Existing | Water Heating | Natural Gas | Water Heater - Pipe Insulation | A | Cumulative Energy Savings (MWh or mTherms) | Achievable Economic TRC Potential | 0 | 0 | 0 | 0.35919 | 0.78695 | 1.2969 | 1.8749 | 2.5201 | 3.2608 | 4.0588 | 4.8574 | 5.593 | 6.2085 | 6.6718 | 6.9852 | 7.1531 | 7.2163 | 7.1894 | 7.1679 | 7.1507 | 7.1382 | 7.1292 | 7.1227 | 7.1179 | 7.1119 | 7.1106 | 7.1095
F8_Commercial_WA - Health_Existing_Water Heating_Natural Gas_Water Heater - Pipe Insulation_A_Achievable Economic TRC Potential | F8 | Commercial | WA - Health | Existing | Water Heating | Natural Gas | Water Heater - Pipe Insulation | A | Cumulative Summer Peak Savings (MW) | Achievable Economic TRC Potential | 0 | 0 | 0 | 0 | 0 | 0 | 0 | 0 | 0 | 0 | 0 | 0 | 0 | 0 | 0 | 0 | 0 | 0 | 0 | 0 | 0 | 0 | 0 | 0 | 0 | 0 | 0
F9_Commercial_WA - Health_Existing_Water Heating_Natural Gas_Water Heater - Pipe Insulation_A_Achievable Economic TRC Potential | F9 | Commercial | WA - Health | Existing | Water Heating | Natural Gas | Water Heater - Pipe Insulation | A | Cumulative Winter Peak Savings (MW) | Achievable Economic TRC Potential | 0 | 0 | 0 | 0 | 0 | 0 | 0 | 0 | 0 | 0 | 0 | 0 | 0 | 0 | 0 | 0 | 0 | 0 | 0 | 0 | 0 | 0 | 0 | 0 | 0 | 0 | 0
F10_Commercial_WA - Health_Existing_Water Heating_Natural Gas_Water Heater - Pipe Insulation_A_Achievable Economic TRC Potential | F10 | Commercial | WA - Health | Existing | Water Heating | Natural Gas | Water Heater - Pipe Insulation | A | Purchases (Incremental) | Achievable Economic TRC Potential | 0 | 0 | 0 | 146.7654 | 180.2045 | 220.5176 | 255.9862 | 291.9846 | 341.3651 | 374.4828 | 382.5607 | 360.5175 | 309.8954 | 239.8101 | 164.5764 | 98.4838 | 45.9986 | 0 | 0 | 0 | 0 | 0 | 0 | 0 | 0 | 0 | 0
F11_Commercial_WA - Health_Existing_Water Heating_Natural Gas_Water Heater - Pipe Insulation_A_Achievable Economic TRC Potential | F11 | Commercial | WA - Health | Existing | Water Heating | Natural Gas | Water Heater - Pipe Insulation | A | Purchases (Cumulative) | Achievable Economic TRC Potential | 0 | 0 | 0 | 146.7654 | 326.9699 | 547.4875 | 803.4736 | 1095.4583 | 1436.8234 | 1811.3062 | 2193.8669 | 2554.3844 | 2864.2798 | 3104.0899 | 3268.6663 | 3367.1501 | 3413.1487 | 3413.1487 | 3413.1487 | 3413.1487 | 3413.1487 | 3413.1487 | 3413.1487 | 3413.1487 | 3413.1487 | 3413.1487 | 3413.1487
F1_Commercial_WA - Health_Existing_Water Heating_Natural Gas_Water Heater - Motion Control Faucet_A_Achievable Economic TRC Potential | F1 | Commercial | WA - Health | Existing | Water Heating | Natural Gas | Water Heater - Motion Control Faucet | A | Integrated Unit Energy Savings (kWh or therms) | Achievable Economic TRC Potential | 0 | 0 | 0 | 0 | 0 | 0 | 0 | 0 | 0 | 0 | 0 | 0 | 0 | 0 | 0 | 0 | 0 | 0 | 0 | 0 | 0 | 0 | 0 | 0 | 0 | 0 | 0
F2_Commercial_WA - Health_Existing_Water Heating_Natural Gas_Water Heater - Motion Control Faucet_A_Achievable Economic TRC Potential | F2 | Commercial | WA - Health | Existing | Water Heating | Natural Gas | Water Heater - Motion Control Faucet | A | Integrated Unit Summer Peak Savings (kW) | Achievable Economic TRC Potential | 0 | 0 | 0 | 0 | 0 | 0 | 0 | 0 | 0 | 0 | 0 | 0 | 0 | 0 | 0 | 0 | 0 | 0 | 0 | 0 | 0 | 0 | 0 | 0 | 0 | 0 | 0
F3_Commercial_WA - Health_Existing_Water Heating_Natural Gas_Water Heater - Motion Control Faucet_A_Achievable Economic TRC Potential | F3 | Commercial | WA - Health | Existing | Water Heating | Natural Gas | Water Heater - Motion Control Faucet | A | Integrated Unit Winter Peak Savings (kW) | Achievable Economic TRC Potential | 0 | 0 | 0 | 0 | 0 | 0 | 0 | 0 | 0 | 0 | 0 | 0 | 0 | 0 | 0 | 0 | 0 | 0 | 0 | 0 | 0 | 0 | 0 | 0 | 0 | 0 | 0
F4_Commercial_WA - Health_Existing_Water Heating_Natural Gas_Water Heater - Motion Control Faucet_A_Achievable Economic TRC Potential | F4 | Commercial | WA - Health | Existing | Water Heating | Natural Gas | Water Heater - Motion Control Faucet | A | Incremental Energy Savings (MWh or mTherms) | Achievable Economic TRC Potential | 0 | 0 | 0 | 0 | 0 | 0 | 0 | 0 | 0 | 0 | 0 | 0 | 0 | 0 | 0 | 0 | 0 | 0 | 0 | 0 | 0 | 0 | 0 | 0 | 0 | 0 | 0
F5_Commercial_WA - Health_Existing_Water Heating_Natural Gas_Water Heater - Motion Control Faucet_A_Achievable Economic TRC Potential | F5 | Commercial | WA - Health | Existing | Water Heating | Natural Gas | Water Heater - Motion Control Faucet | A | Incremental Summer Peak Savings (MW) | Achievable Economic TRC Potential | 0 | 0 | 0 | 0 | 0 | 0 | 0 | 0 | 0 | 0 | 0 | 0 | 0 | 0 | 0 | 0 | 0 | 0 | 0 | 0 | 0 | 0 | 0 | 0 | 0 | 0 | 0
F6_Commercial_WA - Health_Existing_Water Heating_Natural Gas_Water Heater - Motion Control Faucet_A_Achievable Economic TRC Potential | F6 | Commercial | WA - Health | Existing | Water Heating | Natural Gas | Water Heater - Motion Control Faucet | A | Incremental Winter Peak Savings (MW) | Achievable Economic TRC Potential | 0 | 0 | 0 | 0 | 0 | 0 | 0 | 0 | 0 | 0 | 0 | 0 | 0 | 0 | 0 | 0 | 0 | 0 | 0 | 0 | 0 | 0 | 0 | 0 | 0 | 0 | 0
F7_Commercial_WA - Health_Existing_Water Heating_Natural Gas_Water Heater - Motion Control Faucet_A_Achievable Economic TRC Potential | F7 | Commercial | WA - Health | Existing | Water Heating | Natural Gas | Water Heater - Motion Control Faucet | A | Cumulative Energy Savings (MWh or mTherms) | Achievable Economic TRC Potential | 0 | 0 | 0 | 0 | 0 | 0 | 0 | 0 | 0 | 0 | 0 | 0 | 0 | 0 | 0 | 0 | 0 | 0 | 0 | 0 | 0 | 0 | 0 | 0 | 0 | 0 | 0
F8_Commercial_WA - Health_Existing_Water Heating_Natural Gas_Water Heater - Motion Control Faucet_A_Achievable Economic TRC Potential | F8 | Commercial | WA - Health | Existing | Water Heating | Natural Gas | Water Heater - Motion Control Faucet | A | Cumulative Summer Peak Savings (MW) | Achievable Economic TRC Potential | 0 | 0 | 0 | 0 | 0 | 0 | 0 | 0 | 0 | 0 | 0 | 0 | 0 | 0 | 0 | 0 | 0 | 0 | 0 | 0 | 0 | 0 | 0 | 0 | 0 | 0 | 0
F9_Commercial_WA - Health_Existing_Water Heating_Natural Gas_Water Heater - Motion Control Faucet_A_Achievable Economic TRC Potential | F9 | Commercial | WA - Health | Existing | Water Heating | Natural Gas | Water Heater - Motion Control Faucet | A | Cumulative Winter Peak Savings (MW) | Achievable Economic TRC Potential | 0 | 0 | 0 | 0 | 0 | 0 | 0 | 0 | 0 | 0 | 0 | 0 | 0 | 0 | 0 | 0 | 0 | 0 | 0 | 0 | 0 | 0 | 0 | 0 | 0 | 0 | 0
F10_Commercial_WA - Health_Existing_Water Heating_Natural Gas_Water Heater - Motion Control Faucet_A_Achievable Economic TRC Potential | F10 | Commercial | WA - Health | Existing | Water Heating | Natural Gas | Water Heater - Motion Control Faucet | A | Purchases (Incremental) | Achievable Economic TRC Potential | 0 | 0 | 0 | 0 | 0 | 0 | 0 | 0 | 0 | 0 | 0 | 0 | 0 | 0 | 0 | 0 | 0 | 0 | 0 | 0 | 0 | 0 | 0 | 0 | 0 | 0 | 0
F11_Commercial_WA - Health_Existing_Water Heating_Natural Gas_Water Heater - Motion Control Faucet_A_Achievable Economic TRC Potential | F11 | Commercial | WA - Health | Existing | Water Heating | Natural Gas | Water Heater - Motion Control Faucet | A | Purchases (Cumulative) | Achievable Economic TRC Potential | 0 | 0 | 0 | 0 | 0 | 0 | 0 | 0 | 0 | 0 | 0 | 0 | 0 | 0 | 0 | 0 | 0 | 0 | 0 | 0 | 0 | 0 | 0 | 0 | 0 | 0 | 0
F1_Commercial_WA - Health_Existing_Water Heating_Natural Gas_Water Heater - Solar System_A_Achievable Economic TRC Potential | F1 | Commercial | WA - Health | Existing | Water Heating | Natural Gas | Water Heater - Solar System | A | Integrated Unit Energy Savings (kWh or therms) | Achievable Economic TRC Potential | 0 | 0 | 19.9253 | 19.5338 | 19.1588 | 18.8087 | 18.4736 | 18.1526 | 17.8391 | 17.5478 | 17.2715 | 17.0178 | 16.7939 | 16.6122 | 16.4892 | 16.3882 | 16.3085 | 16.2476 | 16.1991 | 16.1602 | 16.132 | 16.1116 | 16.0968 | 16.0861 | 16.0726 | 16.0696 | 16.0671
F2_Commercial_WA - Health_Existing_Water Heating_Natural Gas_Water Heater - Solar System_A_Achievable Economic TRC Potential | F2 | Commercial | WA - Health | Existing | Water Heating | Natural Gas | Water Heater - Solar System | A | Integrated Unit Summer Peak Savings (kW) | Achievable Economic TRC Potential | 0 | 0 | 0 | 0 | 0 | 0 | 0 | 0 | 0 | 0 | 0 | 0 | 0 | 0 | 0 | 0 | 0 | 0 | 0 | 0 | 0 | 0 | 0 | 0 | 0 | 0 | 0
F3_Commercial_WA - Health_Existing_Water Heating_Natural Gas_Water Heater - Solar System_A_Achievable Economic TRC Potential | F3 | Commercial | WA - Health | Existing | Water Heating | Natural Gas | Water Heater - Solar System | A | Integrated Unit Winter Peak Savings (kW) | Achievable Economic TRC Potential | 0 | 0 | 0 | 0 | 0 | 0 | 0 | 0 | 0 | 0 | 0 | 0 | 0 | 0 | 0 | 0 | 0 | 0 | 0 | 0 | 0 | 0 | 0 | 0 | 0 | 0 | 0
F4_Commercial_WA - Health_Existing_Water Heating_Natural Gas_Water Heater - Solar System_A_Achievable Economic TRC Potential | F4 | Commercial | WA - Health | Existing | Water Heating | Natural Gas | Water Heater - Solar System | A | Incremental Energy Savings (MWh or mTherms) | Achievable Economic TRC Potential | 0 | 0 | 0 | 0.4266 | 0.4928 | 0.5719 | 0.6337 | 0.6938 | 0.78199 | 0.83078 | 0.88746 | 0.85112 | 0.73248 | 0.56228 | 0.38125 | 0.29483 | 0.1274 | 0 | 0 | 0 | 0 | 0 | 0 | 0 | 0 | 0 | 0
F5_Commercial_WA - Health_Existing_Water Heating_Natural Gas_Water Heater - Solar System_A_Achievable Economic TRC Potential | F5 | Commercial | WA - Health | Existing | Water Heating | Natural Gas | Water Heater - Solar System | A | Incremental Summer Peak Savings (MW) | Achievable Economic TRC Potential | 0 | 0 | 0 | 0 | 0 | 0 | 0 | 0 | 0 | 0 | 0 | 0 | 0 | 0 | 0 | 0 | 0 | 0 | 0 | 0 | 0 | 0 | 0 | 0 | 0 | 0 | 0
F6_Commercial_WA - Health_Existing_Water Heating_Natural Gas_Water Heater - Solar System_A_Achievable Economic TRC Potential | F6 | Commercial | WA - Health | Existing | Water Heating | Natural Gas | Water Heater - Solar System | A | Incremental Winter Peak Savings (MW) | Achievable Economic TRC Potential | 0 | 0 | 0 | 0 | 0 | 0 | 0 | 0 | 0 | 0 | 0 | 0 | 0 | 0 | 0 | 0 | 0 | 0 | 0 | 0 | 0 | 0 | 0 | 0 | 0 | 0 | 0
F7_Commercial_WA - Health_Existing_Water Heating_Natural Gas_Water Heater - Solar System_A_Achievable Economic TRC Potential | F7 | Commercial | WA - Health | Existing | Water Heating | Natural Gas | Water Heater - Solar System | A | Cumulative Energy Savings (MWh or mTherms) | Achievable Economic TRC Potential | 0 | 0 | 0 | 0.4266 | 0.91122 | 1.4665 | 2.074 | 2.7318 | 3.4666 | 4.2408 | 5.0615 | 5.8382 | 6.4939 | 6.9859 | 7.3155 | 7.5655 | 7.6561 | 7.6275 | 7.6047 | 7.5865 | 7.5732 | 7.5637 | 7.5567 | 7.5517 | 7.5454 | 7.5439 | 7.5428
F8_Commercial_WA - Health_Existing_Water Heating_Natural Gas_Water Heater - Solar System_A_Achievable Economic TRC Potential | F8 | Commercial | WA - Health | Existing | Water Heating | Natural Gas | Water Heater - Solar System | A | Cumulative Summer Peak Savings (MW) | Achievable Economic TRC Potential | 0 | 0 | 0 | 0 | 0 | 0 | 0 | 0 | 0 | 0 | 0 | 0 | 0 | 0 | 0 | 0 | 0 | 0 | 0 | 0 | 0 | 0 | 0 | 0 | 0 | 0 | 0
F9_Commercial_WA - Health_Existing_Water Heating_Natural Gas_Water Heater - Solar System_A_Achievable Economic TRC Potential | F9 | Commercial | WA - Health | Existing | Water Heating | Natural Gas | Water Heater - Solar System | A | Cumulative Winter Peak Savings (MW) | Achievable Economic TRC Potential | 0 | 0 | 0 | 0 | 0 | 0 | 0 | 0 | 0 | 0 | 0 | 0 | 0 | 0 | 0 | 0 | 0 | 0 | 0 | 0 | 0 | 0 | 0 | 0 | 0 | 0 | 0
F10_Commercial_WA - Health_Existing_Water Heating_Natural Gas_Water Heater - Solar System_A_Achievable Economic TRC Potential | F10 | Commercial | WA - Health | Existing | Water Heating | Natural Gas | Water Heater - Solar System | A | Purchases (Incremental) | Achievable Economic TRC Potential | 0 | 0 | 0 | 21.8393 | 25.7221 | 30.4062 | 34.303 | 38.2201 | 43.8357 | 47.3441 | 51.383 | 50.0138 | 43.6157 | 33.8473 | 23.1215 | 17.9904 | 7.8121 | 0 | 0 | 0 | 0 | 0 | 0 | 0 | 0 | 0 | 0
F11_Commercial_WA - Health_Existing_Water Heating_Natural Gas_Water Heater - Solar System_A_Achievable Economic TRC Potential | F11 | Commercial | WA - Health | Existing | Water Heating | Natural Gas | Water Heater - Solar System | A | Purchases (Cumulative) | Achievable Economic TRC Potential | 0 | 0 | 0 | 21.8393 | 47.5614 | 77.9676 | 112.2706 | 150.4907 | 194.3265 | 241.6706 | 293.0536 | 343.0674 | 386.6831 | 420.5304 | 443.6519 | 461.6423 | 469.4544 | 469.4544 | 469.4544 | 469.4544 | 469.4544 | 469.4544 | 469.4544 | 469.4544 | 469.4544 | 469.4544 | 469.4544
F1_Commercial_WA - Health_Existing_Water Heating_Natural Gas_Commercial Laundry - Ozone Treatment_A_Achievable Economic TRC Potential | F1 | Commercial | WA - Health | Existing | Water Heating | Natural Gas | Commercial Laundry - Ozone Treatment | A | Integrated Unit Energy Savings (kWh or therms) | Achievable Economic TRC Potential | 0 | 0 | 75.0265 | 73.4805 | 71.9495 | 70.5107 | 69.1697 | 67.9229 | 66.699 | 65.5556 | 64.4658 | 63.4638 | 62.5816 | 61.8683 | 61.3857 | 60.9907 | 60.6861 | 60.4592 | 60.2788 | 60.1341 | 60.0291 | 59.9532 | 59.8983 | 59.8583 | 59.8081 | 59.7969 | 59.7878
F2_Commercial_WA - Health_Existing_Water Heating_Natural Gas_Commercial Laundry - Ozone Treatment_A_Achievable Economic TRC Potential | F2 | Commercial | WA - Health | Existing | Water Heating | Natural Gas | Commercial Laundry - Ozone Treatment | A | Integrated Unit Summer Peak Savings (kW) | Achievable Economic TRC Potential | 0 | 0 | 0 | 0 | 0 | 0 | 0 | 0 | 0 | 0 | 0 | 0 | 0 | 0 | 0 | 0 | 0 | 0 | 0 | 0 | 0 | 0 | 0 | 0 | 0 | 0 | 0
F3_Commercial_WA - Health_Existing_Water Heating_Natural Gas_Commercial Laundry - Ozone Treatment_A_Achievable Economic TRC Potential | F3 | Commercial | WA - Health | Existing | Water Heating | Natural Gas | Commercial Laundry - Ozone Treatment | A | Integrated Unit Winter Peak Savings (kW) | Achievable Economic TRC Potential | 0 | 0 | 0 | 0 | 0 | 0 | 0 | 0 | 0 | 0 | 0 | 0 | 0 | 0 | 0 | 0 | 0 | 0 | 0 | 0 | 0 | 0 | 0 | 0 | 0 | 0 | 0
F4_Commercial_WA - Health_Existing_Water Heating_Natural Gas_Commercial Laundry - Ozone Treatment_A_Achievable Economic TRC Potential | F4 | Commercial | WA - Health | Existing | Water Heating | Natural Gas | Commercial Laundry - Ozone Treatment | A | Incremental Energy Savings (MWh or mTherms) | Achievable Economic TRC Potential | 0 | 0 | 0 | 0 | 0 | 0 | 0 | 0 | 0 | 0 | 0 | 0 | 0 | 0 | 0 | 0 | 0 | 0 | 0 | 0 | 0 | 0 | 0 | 0 | 0 | 0 | 0
F5_Commercial_WA - Health_Existing_Water Heating_Natural Gas_Commercial Laundry - Ozone Treatment_A_Achievable Economic TRC Potential | F5 | Commercial | WA - Health | Existing | Water Heating | Natural Gas | Commercial Laundry - Ozone Treatment | A | Incremental Summer Peak Savings (MW) | Achievable Economic TRC Potential | 0 | 0 | 0 | 0 | 0 | 0 | 0 | 0 | 0 | 0 | 0 | 0 | 0 | 0 | 0 | 0 | 0 | 0 | 0 | 0 | 0 | 0 | 0 | 0 | 0 | 0 | 0
F6_Commercial_WA - Health_Existing_Water Heating_Natural Gas_Commercial Laundry - Ozone Treatment_A_Achievable Economic TRC Potential | F6 | Commercial | WA - Health | Existing | Water Heating | Natural Gas | Commercial Laundry - Ozone Treatment | A | Incremental Winter Peak Savings (MW) | Achievable Economic TRC Potential | 0 | 0 | 0 | 0 | 0 | 0 | 0 | 0 | 0 | 0 | 0 | 0 | 0 | 0 | 0 | 0 | 0 | 0 | 0 | 0 | 0 | 0 | 0 | 0 | 0 | 0 | 0
F7_Commercial_WA - Health_Existing_Water Heating_Natural Gas_Commercial Laundry - Ozone Treatment_A_Achievable Economic TRC Potential | F7 | Commercial | WA - Health | Existing | Water Heating | Natural Gas | Commercial Laundry - Ozone Treatment | A | Cumulative Energy Savings (MWh or mTherms) | Achievable Economic TRC Potential | 0 | 0 | 0 | 0 | 0 | 0 | 0 | 0 | 0 | 0 | 0 | 0 | 0 | 0 | 0 | 0 | 0 | 0 | 0 | 0 | 0 | 0 | 0 | 0 | 0 | 0 | 0
F8_Commercial_WA - Health_Existing_Water Heating_Natural Gas_Commercial Laundry - Ozone Treatment_A_Achievable Economic TRC Potential | F8 | Commercial | WA - Health | Existing | Water Heating | Natural Gas | Commercial Laundry - Ozone Treatment | A | Cumulative Summer Peak Savings (MW) | Achievable Economic TRC Potential | 0 | 0 | 0 | 0 | 0 | 0 | 0 | 0 | 0 | 0 | 0 | 0 | 0 | 0 | 0 | 0 | 0 | 0 | 0 | 0 | 0 | 0 | 0 | 0 | 0 | 0 | 0
F9_Commercial_WA - Health_Existing_Water Heating_Natural Gas_Commercial Laundry - Ozone Treatment_A_Achievable Economic TRC Potential | F9 | Commercial | WA - Health | Existing | Water Heating | Natural Gas | Commercial Laundry - Ozone Treatment | A | Cumulative Winter Peak Savings (MW) | Achievable Economic TRC Potential | 0 | 0 | 0 | 0 | 0 | 0 | 0 | 0 | 0 | 0 | 0 | 0 | 0 | 0 | 0 | 0 | 0 | 0 | 0 | 0 | 0 | 0 | 0 | 0 | 0 | 0 | 0
F10_Commercial_WA - Health_Existing_Water Heating_Natural Gas_Commercial Laundry - Ozone Treatment_A_Achievable Economic TRC Potential | F10 | Commercial | WA - Health | Existing | Water Heating | Natural Gas | Commercial Laundry - Ozone Treatment | A | Purchases (Incremental) | Achievable Economic TRC Potential | 0 | 0 | 0 | 0 | 0 | 0 | 0 | 0 | 0 | 0 | 0 | 0 | 0 | 0 | 0 | 0 | 0 | 0 | 0 | 0 | 0 | 0 | 0 | 0 | 0 | 0 | 0
F11_Commercial_WA - Health_Existing_Water Heating_Natural Gas_Commercial Laundry - Ozone Treatment_A_Achievable Economic TRC Potential | F11 | Commercial | WA - Health | Existing | Water Heating | Natural Gas | Commercial Laundry - Ozone Treatment | A | Purchases (Cumulative) | Achievable Economic TRC Potential | 0 | 0 | 0 | 0 | 0 | 0 | 0 | 0 | 0 | 0 | 0 | 0 | 0 | 0 | 0 | 0 | 0 | 0 | 0 | 0 | 0 | 0 | 0 | 0 | 0 | 0 | 0
F1_Commercial_WA - Health_Existing_Water Heating_Natural Gas_Commercial Laundry - ENERGY STAR Washer_A_Achievable Economic TRC Potential | F1 | Commercial | WA - Health | Existing | Water Heating | Natural Gas | Commercial Laundry - ENERGY STAR Washer | A | Integrated Unit Energy Savings (kWh or therms) | Achievable Economic TRC Potential | 0 | 0 | 17.6201 | 17.2674 | 16.9284 | 16.6104 | 16.3049 | 16.0111 | 15.7227 | 15.4533 | 15.1965 | 14.9603 | 14.7524 | 14.5842 | 14.4705 | 14.3773 | 14.3056 | 14.2521 | 14.2095 | 14.1754 | 14.1507 | 14.1328 | 14.1198 | 14.1104 | 14.0986 | 14.0959 | 14.0938
F2_Commercial_WA - Health_Existing_Water Heating_Natural Gas_Commercial Laundry - ENERGY STAR Washer_A_Achievable Economic TRC Potential | F2 | Commercial | WA - Health | Existing | Water Heating | Natural Gas | Commercial Laundry - ENERGY STAR Washer | A | Integrated Unit Summer Peak Savings (kW) | Achievable Economic TRC Potential | 0 | 0 | 0 | 0 | 0 | 0 | 0 | 0 | 0 | 0 | 0 | 0 | 0 | 0 | 0 | 0 | 0 | 0 | 0 | 0 | 0 | 0 | 0 | 0 | 0 | 0 | 0
F3_Commercial_WA - Health_Existing_Water Heating_Natural Gas_Commercial Laundry - ENERGY STAR Washer_A_Achievable Economic TRC Potential | F3 | Commercial | WA - Health | Existing | Water Heating | Natural Gas | Commercial Laundry - ENERGY STAR Washer | A | Integrated Unit Winter Peak Savings (kW) | Achievable Economic TRC Potential | 0 | 0 | 0 | 0 | 0 | 0 | 0 | 0 | 0 | 0 | 0 | 0 | 0 | 0 | 0 | 0 | 0 | 0 | 0 | 0 | 0 | 0 | 0 | 0 | 0 | 0 | 0
F4_Commercial_WA - Health_Existing_Water Heating_Natural Gas_Commercial Laundry - ENERGY STAR Washer_A_Achievable Economic TRC Potential | F4 | Commercial | WA - Health | Existing | Water Heating | Natural Gas | Commercial Laundry - ENERGY STAR Washer | A | Incremental Energy Savings (MWh or mTherms) | Achievable Economic TRC Potential | 0 | 0 | 0 | 0.0036354 | 0.0043761 | 0.0052544 | 0.0059873 | 0.0067062 | 0.0076992 | 0.0083014 | 0.0051402 | 0.0038696 | 0.0018914 | 0 | 0 | 0 | 0 | 0 | 0 | 0 | 0 | 0 | 0 | 0 | 0 | 0 | 0
F5_Commercial_WA - Health_Existing_Water Heating_Natural Gas_Commercial Laundry - ENERGY STAR Washer_A_Achievable Economic TRC Potential | F5 | Commercial | WA - Health | Existing | Water Heating | Natural Gas | Commercial Laundry - ENERGY STAR Washer | A | Incremental Summer Peak Savings (MW) | Achievable Economic TRC Potential | 0 | 0 | 0 | 0 | 0 | 0 | 0 | 0 | 0 | 0 | 0 | 0 | 0 | 0 | 0 | 0 | 0 | 0 | 0 | 0 | 0 | 0 | 0 | 0 | 0 | 0 | 0
F6_Commercial_WA - Health_Existing_Water Heating_Natural Gas_Commercial Laundry - ENERGY STAR Washer_A_Achievable Economic TRC Potential | F6 | Commercial | WA - Health | Existing | Water Heating | Natural Gas | Commercial Laundry - ENERGY STAR Washer | A | Incremental Winter Peak Savings (MW) | Achievable Economic TRC Potential | 0 | 0 | 0 | 0 | 0 | 0 | 0 | 0 | 0 | 0 | 0 | 0 | 0 | 0 | 0 | 0 | 0 | 0 | 0 | 0 | 0 | 0 | 0 | 0 | 0 | 0 | 0
F7_Commercial_WA - Health_Existing_Water Heating_Natural Gas_Commercial Laundry - ENERGY STAR Washer_A_Achievable Economic TRC Potential | F7 | Commercial | WA - Health | Existing | Water Heating | Natural Gas | Commercial Laundry - ENERGY STAR Washer | A | Cumulative Energy Savings (MWh or mTherms) | Achievable Economic TRC Potential | 0 | 0 | 0 | 0.0036354 | 0.0079401 | 0.013045 | 0.018793 | 0.02516 | 0.032406 | 0.040152 | 0.044625 | 0.047802 | 0.049029 | 0.04847 | 0.048092 | 0.047782 | 0.047544 | 0.047366 | 0.047224 | 0.047111 | 0.047029 | 0.046969 | 0.046926 | 0.046895 | 0.046856 | 0.046847 | 0.04684
F8_Commercial_WA - Health_Existing_Water Heating_Natural Gas_Commercial Laundry - ENERGY STAR Washer_A_Achievable Economic TRC Potential | F8 | Commercial | WA - Health | Existing | Water Heating | Natural Gas | Commercial Laundry - ENERGY STAR Washer | A | Cumulative Summer Peak Savings (MW) | Achievable Economic TRC Potential | 0 | 0 | 0 | 0 | 0 | 0 | 0 | 0 | 0 | 0 | 0 | 0 | 0 | 0 | 0 | 0 | 0 | 0 | 0 | 0 | 0 | 0 | 0 | 0 | 0 | 0 | 0
F9_Commercial_WA - Health_Existing_Water Heating_Natural Gas_Commercial Laundry - ENERGY STAR Washer_A_Achievable Economic TRC Potential | F9 | Commercial | WA - Health | Existing | Water Heating | Natural Gas | Commercial Laundry - ENERGY STAR Washer | A | Cumulative Winter Peak Savings (MW) | Achievable Economic TRC Potential | 0 | 0 | 0 | 0 | 0 | 0 | 0 | 0 | 0 | 0 | 0 | 0 | 0 | 0 | 0 | 0 | 0 | 0 | 0 | 0 | 0 | 0 | 0 | 0 | 0 | 0 | 0
F10_Commercial_WA - Health_Existing_Water Heating_Natural Gas_Commercial Laundry - ENERGY STAR Washer_A_Achievable Economic TRC Potential | F10 | Commercial | WA - Health | Existing | Water Heating | Natural Gas | Commercial Laundry - ENERGY STAR Washer | A | Purchases (Incremental) | Achievable Economic TRC Potential | 0 | 0 | 0 | 0.21053 | 0.2585 | 0.31633 | 0.36721 | 0.41885 | 0.48969 | 0.53719 | 0.33825 | 0.25866 | 0.12821 | 0 | 0 | 0 | 0 | 0 | 0 | 0 | 0 | 0 | 0 | 0 | 0 | 0 | 0
F11_Commercial_WA - Health_Existing_Water Heating_Natural Gas_Commercial Laundry - ENERGY STAR Washer_A_Achievable Economic TRC Potential | F11 | Commercial | WA - Health | Existing | Water Heating | Natural Gas | Commercial Laundry - ENERGY STAR Washer | A | Purchases (Cumulative) | Achievable Economic TRC Potential | 0 | 0 | 0 | 0.21053 | 0.46904 | 0.78537 | 1.1526 | 1.5714 | 2.0611 | 2.5983 | 2.9366 | 3.1952 | 3.3234 | 3.3234 | 3.3234 | 3.3234 | 3.3234 | 3.3234 | 3.3234 | 3.3234 | 3.3234 | 3.3234 | 3.3234 | 3.3234 | 3.3234 | 3.3234 | 3.3234
F1_Commercial_WA - Health_Existing_Water Heating_Natural Gas_Water Heater - Efficient Dishwasher_A_Achievable Economic TRC Potential | F1 | Commercial | WA - Health | Existing | Water Heating | Natural Gas | Water Heater - Efficient Dishwasher | A | Integrated Unit Energy Savings (kWh or therms) | Achievable Economic TRC Potential | 0 | 0 | 51.0194 | 50.0744 | 49.1826 | 48.3675 | 47.6017 | 46.8825 | 46.1974 | 45.5781 | 44.9972 | 44.4639 | 43.9879 | 43.5958 | 43.3302 | 43.0648 | 42.8555 | 42.6953 | 42.5679 | 42.4657 | 42.3915 | 42.338 | 42.2992 | 42.2709 | 42.2355 | 42.2275 | 42.2212
F2_Commercial_WA - Health_Existing_Water Heating_Natural Gas_Water Heater - Efficient Dishwasher_A_Achievable Economic TRC Potential | F2 | Commercial | WA - Health | Existing | Water Heating | Natural Gas | Water Heater - Efficient Dishwasher | A | Integrated Unit Summer Peak Savings (kW) | Achievable Economic TRC Potential | 0 | 0 | 0 | 0 | 0 | 0 | 0 | 0 | 0 | 0 | 0 | 0 | 0 | 0 | 0 | 0 | 0 | 0 | 0 | 0 | 0 | 0 | 0 | 0 | 0 | 0 | 0
F3_Commercial_WA - Health_Existing_Water Heating_Natural Gas_Water Heater - Efficient Dishwasher_A_Achievable Economic TRC Potential | F3 | Commercial | WA - Health | Existing | Water Heating | Natural Gas | Water Heater - Efficient Dishwasher | A | Integrated Unit Winter Peak Savings (kW) | Achievable Economic TRC Potential | 0 | 0 | 0 | 0 | 0 | 0 | 0 | 0 | 0 | 0 | 0 | 0 | 0 | 0 | 0 | 0 | 0 | 0 | 0 | 0 | 0 | 0 | 0 | 0 | 0 | 0 | 0
F4_Commercial_WA - Health_Existing_Water Heating_Natural Gas_Water Heater - Efficient Dishwasher_A_Achievable Economic TRC Potential | F4 | Commercial | WA - Health | Existing | Water Heating | Natural Gas | Water Heater - Efficient Dishwasher | A | Incremental Energy Savings (MWh or mTherms) | Achievable Economic TRC Potential | 0 | 0 | 0 | 1.3092 | 1.5789 | 1.9001 | 2.1708 | 2.4386 | 2.8094 | 3.0406 | 3.0666 | 2.8557 | 2.4284 | 1.8625 | 1.2704 | 0 | 0 | 0 | 0 | 0 | 0 | 0 | 0 | 0 | 0 | 0 | 0
F5_Commercial_WA - Health_Existing_Water Heating_Natural Gas_Water Heater - Efficient Dishwasher_A_Achievable Economic TRC Potential | F5 | Commercial | WA - Health | Existing | Water Heating | Natural Gas | Water Heater - Efficient Dishwasher | A | Incremental Summer Peak Savings (MW) | Achievable Economic TRC Potential | 0 | 0 | 0 | 0 | 0 | 0 | 0 | 0 | 0 | 0 | 0 | 0 | 0 | 0 | 0 | 0 | 0 | 0 | 0 | 0 | 0 | 0 | 0 | 0 | 0 | 0 | 0
F6_Commercial_WA - Health_Existing_Water Heating_Natural Gas_Water Heater - Efficient Dishwasher_A_Achievable Economic TRC Potential | F6 | Commercial | WA - Health | Existing | Water Heating | Natural Gas | Water Heater - Efficient Dishwasher | A | Incremental Winter Peak Savings (MW) | Achievable Economic TRC Potential | 0 | 0 | 0 | 0 | 0 | 0 | 0 | 0 | 0 | 0 | 0 | 0 | 0 | 0 | 0 | 0 | 0 | 0 | 0 | 0 | 0 | 0 | 0 | 0 | 0 | 0 | 0
F7_Commercial_WA - Health_Existing_Water Heating_Natural Gas_Water Heater - Efficient Dishwasher_A_Achievable Economic TRC Potential | F7 | Commercial | WA - Health | Existing | Water Heating | Natural Gas | Water Heater - Efficient Dishwasher | A | Cumulative Energy Savings (MWh or mTherms) | Achievable Economic TRC Potential | 0 | 0 | 0 | 1.3092 | 2.8648 | 4.7174 | 6.8135 | 9.1492 | 11.8249 | 14.7071 | 17.5862 | 20.2335 | 22.4453 | 24.1077 | 25.2312 | 25.0767 | 24.9548 | 24.8615 | 24.7874 | 24.7278 | 24.6846 | 24.6534 | 24.6309 | 24.6144 | 24.5938 | 24.5892 | 24.5854
F8_Commercial_WA - Health_Existing_Water Heating_Natural Gas_Water Heater - Efficient Dishwasher_A_Achievable Economic TRC Potential | F8 | Commercial | WA - Health | Existing | Water Heating | Natural Gas | Water Heater - Efficient Dishwasher | A | Cumulative Summer Peak Savings (MW) | Achievable Economic TRC Potential | 0 | 0 | 0 | 0 | 0 | 0 | 0 | 0 | 0 | 0 | 0 | 0 | 0 | 0 | 0 | 0 | 0 | 0 | 0 | 0 | 0 | 0 | 0 | 0 | 0 | 0 | 0
F9_Commercial_WA - Health_Existing_Water Heating_Natural Gas_Water Heater - Efficient Dishwasher_A_Achievable Economic TRC Potential | F9 | Commercial | WA - Health | Existing | Water Heating | Natural Gas | Water Heater - Efficient Dishwasher | A | Cumulative Winter Peak Savings (MW) | Achievable Economic TRC Potential | 0 | 0 | 0 | 0 | 0 | 0 | 0 | 0 | 0 | 0 | 0 | 0 | 0 | 0 | 0 | 0 | 0 | 0 | 0 | 0 | 0 | 0 | 0 | 0 | 0 | 0 | 0
F10_Commercial_WA - Health_Existing_Water Heating_Natural Gas_Water Heater - Efficient Dishwasher_A_Achievable Economic TRC Potential | F10 | Commercial | WA - Health | Existing | Water Heating | Natural Gas | Water Heater - Efficient Dishwasher | A | Purchases (Incremental) | Achievable Economic TRC Potential | 0 | 0 | 0 | 26.1457 | 32.1028 | 39.2844 | 45.603 | 52.016 | 60.813 | 66.7128 | 68.1518 | 64.2249 | 55.2068 | 42.7213 | 29.3187 | 0 | 0 | 0 | 0 | 0 | 0 | 0 | 0 | 0 | 0 | 0 | 0
F11_Commercial_WA - Health_Existing_Water Heating_Natural Gas_Water Heater - Efficient Dishwasher_A_Achievable Economic TRC Potential | F11 | Commercial | WA - Health | Existing | Water Heating | Natural Gas | Water Heater - Efficient Dishwasher | A | Purchases (Cumulative) | Achievable Economic TRC Potential | 0 | 0 | 0 | 26.1457 | 58.2485 | 97.533 | 143.136 | 195.152 | 255.965 | 322.6778 | 390.8296 | 455.0545 | 510.2613 | 552.9826 | 582.3013 | 582.3013 | 582.3013 | 582.3013 | 582.3013 | 582.3013 | 582.3013 | 582.3013 | 582.3013 | 582.3013 | 582.3013 | 582.3013 | 582.3013
F1_Commercial_WA - Health_Existing_Water Heating_Natural Gas_Commercial Laundry - Alternative Dry-Cleaning Methods_A_Achievable Economic TRC Potential | F1 | Commercial | WA - Health | Existing | Water Heating | Natural Gas | Commercial Laundry - Alternative Dry-Cleaning Methods | A | Integrated Unit Energy Savings (kWh or therms) | Achievable Economic TRC Potential | 0 | 0 | 0 | 0 | 0 | 0 | 0 | 0 | 0 | 0 | 0 | 0 | 0 | 0 | 0 | 0 | 0 | 0 | 0 | 0 | 0 | 0 | 0 | 0 | 0 | 0 | 0
F2_Commercial_WA - Health_Existing_Water Heating_Natural Gas_Commercial Laundry - Alternative Dry-Cleaning Methods_A_Achievable Economic TRC Potential | F2 | Commercial | WA - Health | Existing | Water Heating | Natural Gas | Commercial Laundry - Alternative Dry-Cleaning Methods | A | Integrated Unit Summer Peak Savings (kW) | Achievable Economic TRC Potential | 0 | 0 | 0 | 0 | 0 | 0 | 0 | 0 | 0 | 0 | 0 | 0 | 0 | 0 | 0 | 0 | 0 | 0 | 0 | 0 | 0 | 0 | 0 | 0 | 0 | 0 | 0
F3_Commercial_WA - Health_Existing_Water Heating_Natural Gas_Commercial Laundry - Alternative Dry-Cleaning Methods_A_Achievable Economic TRC Potential | F3 | Commercial | WA - Health | Existing | Water Heating | Natural Gas | Commercial Laundry - Alternative Dry-Cleaning Methods | A | Integrated Unit Winter Peak Savings (kW) | Achievable Economic TRC Potential | 0 | 0 | 0 | 0 | 0 | 0 | 0 | 0 | 0 | 0 | 0 | 0 | 0 | 0 | 0 | 0 | 0 | 0 | 0 | 0 | 0 | 0 | 0 | 0 | 0 | 0 | 0
F4_Commercial_WA - Health_Existing_Water Heating_Natural Gas_Commercial Laundry - Alternative Dry-Cleaning Methods_A_Achievable Economic TRC Potential | F4 | Commercial | WA - Health | Existing | Water Heating | Natural Gas | Commercial Laundry - Alternative Dry-Cleaning Methods | A | Incremental Energy Savings (MWh or mTherms) | Achievable Economic TRC Potential | 0 | 0 | 0 | 0 | 0 | 0 | 0 | 0 | 0 | 0 | 0 | 0 | 0 | 0 | 0 | 0 | 0 | 0 | 0 | 0 | 0 | 0 | 0 | 0 | 0 | 0 | 0
F5_Commercial_WA - Health_Existing_Water Heating_Natural Gas_Commercial Laundry - Alternative Dry-Cleaning Methods_A_Achievable Economic TRC Potential | F5 | Commercial | WA - Health | Existing | Water Heating | Natural Gas | Commercial Laundry - Alternative Dry-Cleaning Methods | A | Incremental Summer Peak Savings (MW) | Achievable Economic TRC Potential | 0 | 0 | 0 | 0 | 0 | 0 | 0 | 0 | 0 | 0 | 0 | 0 | 0 | 0 | 0 | 0 | 0 | 0 | 0 | 0 | 0 | 0 | 0 | 0 | 0 | 0 | 0
F6_Commercial_WA - Health_Existing_Water Heating_Natural Gas_Commercial Laundry - Alternative Dry-Cleaning Methods_A_Achievable Economic TRC Potential | F6 | Commercial | WA - Health | Existing | Water Heating | Natural Gas | Commercial Laundry - Alternative Dry-Cleaning Methods | A | Incremental Winter Peak Savings (MW) | Achievable Economic TRC Potential | 0 | 0 | 0 | 0 | 0 | 0 | 0 | 0 | 0 | 0 | 0 | 0 | 0 | 0 | 0 | 0 | 0 | 0 | 0 | 0 | 0 | 0 | 0 | 0 | 0 | 0 | 0
F7_Commercial_WA - Health_Existing_Water Heating_Natural Gas_Commercial Laundry - Alternative Dry-Cleaning Methods_A_Achievable Economic TRC Potential | F7 | Commercial | WA - Health | Existing | Water Heating | Natural Gas | Commercial Laundry - Alternative Dry-Cleaning Methods | A | Cumulative Energy Savings (MWh or mTherms) | Achievable Economic TRC Potential | 0 | 0 | 0 | 0 | 0 | 0 | 0 | 0 | 0 | 0 | 0 | 0 | 0 | 0 | 0 | 0 | 0 | 0 | 0 | 0 | 0 | 0 | 0 | 0 | 0 | 0 | 0
F8_Commercial_WA - Health_Existing_Water Heating_Natural Gas_Commercial Laundry - Alternative Dry-Cleaning Methods_A_Achievable Economic TRC Potential | F8 | Commercial | WA - Health | Existing | Water Heating | Natural Gas | Commercial Laundry - Alternative Dry-Cleaning Methods | A | Cumulative Summer Peak Savings (MW) | Achievable Economic TRC Potential | 0 | 0 | 0 | 0 | 0 | 0 | 0 | 0 | 0 | 0 | 0 | 0 | 0 | 0 | 0 | 0 | 0 | 0 | 0 | 0 | 0 | 0 | 0 | 0 | 0 | 0 | 0
F9_Commercial_WA - Health_Existing_Water Heating_Natural Gas_Commercial Laundry - Alternative Dry-Cleaning Methods_A_Achievable Economic TRC Potential | F9 | Commercial | WA - Health | Existing | Water Heating | Natural Gas | Commercial Laundry - Alternative Dry-Cleaning Methods | A | Cumulative Winter Peak Savings (MW) | Achievable Economic TRC Potential | 0 | 0 | 0 | 0 | 0 | 0 | 0 | 0 | 0 | 0 | 0 | 0 | 0 | 0 | 0 | 0 | 0 | 0 | 0 | 0 | 0 | 0 | 0 | 0 | 0 | 0 | 0
F10_Commercial_WA - Health_Existing_Water Heating_Natural Gas_Commercial Laundry - Alternative Dry-Cleaning Methods_A_Achievable Economic TRC Potential | F10 | Commercial | WA - Health | Existing | Water Heating | Natural Gas | Commercial Laundry - Alternative Dry-Cleaning Methods | A | Purchases (Incremental) | Achievable Economic TRC Potential | 0 | 0 | 0 | 0 | 0 | 0 | 0 | 0 | 0 | 0 | 0 | 0 | 0 | 0 | 0 | 0 | 0 | 0 | 0 | 0 | 0 | 0 | 0 | 0 | 0 | 0 | 0
F11_Commercial_WA - Health_Existing_Water Heating_Natural Gas_Commercial Laundry - Alternative Dry-Cleaning Methods_A_Achievable Economic TRC Potential | F11 | Commercial | WA - Health | Existing | Water Heating | Natural Gas | Commercial Laundry - Alternative Dry-Cleaning Methods | A | Purchases (Cumulative) | Achievable Economic TRC Potential | 0 | 0 | 0 | 0 | 0 | 0 | 0 | 0 | 0 | 0 | 0 | 0 | 0 | 0 | 0 | 0 | 0 | 0 | 0 | 0 | 0 | 0 | 0 | 0 | 0 | 0 | 0
F1_Commercial_WA - Health_Existing_Space Heating_Natural Gas_Advanced Kitchen Ventilation Controls_A_Achievable Economic TRC Potential | F1 | Commercial | WA - Health | Existing | Space Heating | Natural Gas | Advanced Kitchen Ventilation Controls | A | Integrated Unit Energy Savings (kWh or therms) | Achievable Economic TRC Potential | 0 | 0 | 0.075777 | 0.075362 | 0.074831 | 0.074186 | 0.073441 | 0.072574 | 0.071558 | 0.070385 | 0.069044 | 0.067526 | 0.065852 | 0.064067 | 0.06223 | 0.060418 | 0.058707 | 0.057163 | 0.055874 | 0.054867 | 0.054036 | 0.053411 | 0.05285 | 0.052541 | 0.052247 | 0.051966 | 0.051696
F2_Commercial_WA - Health_Existing_Space Heating_Natural Gas_Advanced Kitchen Ventilation Controls_A_Achievable Economic TRC Potential | F2 | Commercial | WA - Health | Existing | Space Heating | Natural Gas | Advanced Kitchen Ventilation Controls | A | Integrated Unit Summer Peak Savings (kW) | Achievable Economic TRC Potential | 0 | 0 | 0 | 0 | 0 | 0 | 0 | 0 | 0 | 0 | 0 | 0 | 0 | 0 | 0 | 0 | 0 | 0 | 0 | 0 | 0 | 0 | 0 | 0 | 0 | 0 | 0
F3_Commercial_WA - Health_Existing_Space Heating_Natural Gas_Advanced Kitchen Ventilation Controls_A_Achievable Economic TRC Potential | F3 | Commercial | WA - Health | Existing | Space Heating | Natural Gas | Advanced Kitchen Ventilation Controls | A | Integrated Unit Winter Peak Savings (kW) | Achievable Economic TRC Potential | 0 | 0 | 0 | 0 | 0 | 0 | 0 | 0 | 0 | 0 | 0 | 0 | 0 | 0 | 0 | 0 | 0 | 0 | 0 | 0 | 0 | 0 | 0 | 0 | 0 | 0 | 0
F4_Commercial_WA - Health_Existing_Space Heating_Natural Gas_Advanced Kitchen Ventilation Controls_A_Achievable Economic TRC Potential | F4 | Commercial | WA - Health | Existing | Space Heating | Natural Gas | Advanced Kitchen Ventilation Controls | A | Incremental Energy Savings (MWh or mTherms) | Achievable Economic TRC Potential | 0 | 0 | 0 | 0 | 0 | 0 | 0 | 0 | 0 | 0 | 0 | 0 | 0 | 0 | 0 | 0 | 0 | 0 | 0 | 0 | 0 | 0 | 0 | 0 | 0 | 0 | 0
F5_Commercial_WA - Health_Existing_Space Heating_Natural Gas_Advanced Kitchen Ventilation Controls_A_Achievable Economic TRC Potential | F5 | Commercial | WA - Health | Existing | Space Heating | Natural Gas | Advanced Kitchen Ventilation Controls | A | Incremental Summer Peak Savings (MW) | Achievable Economic TRC Potential | 0 | 0 | 0 | 0 | 0 | 0 | 0 | 0 | 0 | 0 | 0 | 0 | 0 | 0 | 0 | 0 | 0 | 0 | 0 | 0 | 0 | 0 | 0 | 0 | 0 | 0 | 0
F6_Commercial_WA - Health_Existing_Space Heating_Natural Gas_Advanced Kitchen Ventilation Controls_A_Achievable Economic TRC Potential | F6 | Commercial | WA - Health | Existing | Space Heating | Natural Gas | Advanced Kitchen Ventilation Controls | A | Incremental Winter Peak Savings (MW) | Achievable Economic TRC Potential | 0 | 0 | 0 | 0 | 0 | 0 | 0 | 0 | 0 | 0 | 0 | 0 | 0 | 0 | 0 | 0 | 0 | 0 | 0 | 0 | 0 | 0 | 0 | 0 | 0 | 0 | 0
F7_Commercial_WA - Health_Existing_Space Heating_Natural Gas_Advanced Kitchen Ventilation Controls_A_Achievable Economic TRC Potential | F7 | Commercial | WA - Health | Existing | Space Heating | Natural Gas | Advanced Kitchen Ventilation Controls | A | Cumulative Energy Savings (MWh or mTherms) | Achievable Economic TRC Potential | 0 | 0 | 0 | 0 | 0 | 0 | 0 | 0 | 0 | 0 | 0 | 0 | 0 | 0 | 0 | 0 | 0 | 0 | 0 | 0 | 0 | 0 | 0 | 0 | 0 | 0 | 0
F8_Commercial_WA - Health_Existing_Space Heating_Natural Gas_Advanced Kitchen Ventilation Controls_A_Achievable Economic TRC Potential | F8 | Commercial | WA - Health | Existing | Space Heating | Natural Gas | Advanced Kitchen Ventilation Controls | A | Cumulative Summer Peak Savings (MW) | Achievable Economic TRC Potential | 0 | 0 | 0 | 0 | 0 | 0 | 0 | 0 | 0 | 0 | 0 | 0 | 0 | 0 | 0 | 0 | 0 | 0 | 0 | 0 | 0 | 0 | 0 | 0 | 0 | 0 | 0
F9_Commercial_WA - Health_Existing_Space Heating_Natural Gas_Advanced Kitchen Ventilation Controls_A_Achievable Economic TRC Potential | F9 | Commercial | WA - Health | Existing | Space Heating | Natural Gas | Advanced Kitchen Ventilation Controls | A | Cumulative Winter Peak Savings (MW) | Achievable Economic TRC Potential | 0 | 0 | 0 | 0 | 0 | 0 | 0 | 0 | 0 | 0 | 0 | 0 | 0 | 0 | 0 | 0 | 0 | 0 | 0 | 0 | 0 | 0 | 0 | 0 | 0 | 0 | 0
F10_Commercial_WA - Health_Existing_Space Heating_Natural Gas_Advanced Kitchen Ventilation Controls_A_Achievable Economic TRC Potential | F10 | Commercial | WA - Health | Existing | Space Heating | Natural Gas | Advanced Kitchen Ventilation Controls | A | Purchases (Incremental) | Achievable Economic TRC Potential | 0 | 0 | 0 | 0 | 0 | 0 | 0 | 0 | 0 | 0 | 0 | 0 | 0 | 0 | 0 | 0 | 0 | 0 | 0 | 0 | 0 | 0 | 0 | 0 | 0 | 0 | 0
F11_Commercial_WA - Health_Existing_Space Heating_Natural Gas_Advanced Kitchen Ventilation Controls_A_Achievable Economic TRC Potential | F11 | Commercial | WA - Health | Existing | Space Heating | Natural Gas | Advanced Kitchen Ventilation Controls | A | Purchases (Cumulative) | Achievable Economic TRC Potential | 0 | 0 | 0 | 0 | 0 | 0 | 0 | 0 | 0 | 0 | 0 | 0 | 0 | 0 | 0 | 0 | 0 | 0 | 0 | 0 | 0 | 0 | 0 | 0 | 0 | 0 | 0
F1_Commercial_WA - Health_Existing_Space Heating_Natural Gas_Infiltration Control - Loading Dock Sealing_A_Achievable Economic TRC Potential | F1 | Commercial | WA - Health | Existing | Space Heating | Natural Gas | Infiltration Control - Loading Dock Sealing | A | Integrated Unit Energy Savings (kWh or therms) | Achievable Economic TRC Potential | 0 | 0 | 271.0229 | 269.0905 | 266.4178 | 263.2415 | 259.6354 | 255.4884 | 250.6931 | 245.2006 | 238.9723 | 231.9965 | 224.3871 | 216.3599 | 208.1876 | 200.2189 | 192.7782 | 186.1329 | 180.8399 | 176.9747 | 173.8547 | 171.6655 | 169.7038 | 168.7129 | 167.7675 | 166.863 | 165.9956
F2_Commercial_WA - Health_Existing_Space Heating_Natural Gas_Infiltration Control - Loading Dock Sealing_A_Achievable Economic TRC Potential | F2 | Commercial | WA - Health | Existing | Space Heating | Natural Gas | Infiltration Control - Loading Dock Sealing | A | Integrated Unit Summer Peak Savings (kW) | Achievable Economic TRC Potential | 0 | 0 | 0 | 0 | 0 | 0 | 0 | 0 | 0 | 0 | 0 | 0 | 0 | 0 | 0 | 0 | 0 | 0 | 0 | 0 | 0 | 0 | 0 | 0 | 0 | 0 | 0
F3_Commercial_WA - Health_Existing_Space Heating_Natural Gas_Infiltration Control - Loading Dock Sealing_A_Achievable Economic TRC Potential | F3 | Commercial | WA - Health | Existing | Space Heating | Natural Gas | Infiltration Control - Loading Dock Sealing | A | Integrated Unit Winter Peak Savings (kW) | Achievable Economic TRC Potential | 0 | 0 | 0 | 0 | 0 | 0 | 0 | 0 | 0 | 0 | 0 | 0 | 0 | 0 | 0 | 0 | 0 | 0 | 0 | 0 | 0 | 0 | 0 | 0 | 0 | 0 | 0
F4_Commercial_WA - Health_Existing_Space Heating_Natural Gas_Infiltration Control - Loading Dock Sealing_A_Achievable Economic TRC Potential | F4 | Commercial | WA - Health | Existing | Space Heating | Natural Gas | Infiltration Control - Loading Dock Sealing | A | Incremental Energy Savings (MWh or mTherms) | Achievable Economic TRC Potential | 0 | 0 | 0 | 0 | 0 | 0 | 0 | 0 | 0 | 0 | 0 | 0 | 0 | 0 | 0 | 0 | 0 | 0 | 0 | 0 | 0 | 0 | 0 | 0 | 0 | 0 | 0
F5_Commercial_WA - Health_Existing_Space Heating_Natural Gas_Infiltration Control - Loading Dock Sealing_A_Achievable Economic TRC Potential | F5 | Commercial | WA - Health | Existing | Space Heating | Natural Gas | Infiltration Control - Loading Dock Sealing | A | Incremental Summer Peak Savings (MW) | Achievable Economic TRC Potential | 0 | 0 | 0 | 0 | 0 | 0 | 0 | 0 | 0 | 0 | 0 | 0 | 0 | 0 | 0 | 0 | 0 | 0 | 0 | 0 | 0 | 0 | 0 | 0 | 0 | 0 | 0
F6_Commercial_WA - Health_Existing_Space Heating_Natural Gas_Infiltration Control - Loading Dock Sealing_A_Achievable Economic TRC Potential | F6 | Commercial | WA - Health | Existing | Space Heating | Natural Gas | Infiltration Control - Loading Dock Sealing | A | Incremental Winter Peak Savings (MW) | Achievable Economic TRC Potential | 0 | 0 | 0 | 0 | 0 | 0 | 0 | 0 | 0 | 0 | 0 | 0 | 0 | 0 | 0 | 0 | 0 | 0 | 0 | 0 | 0 | 0 | 0 | 0 | 0 | 0 | 0
F7_Commercial_WA - Health_Existing_Space Heating_Natural Gas_Infiltration Control - Loading Dock Sealing_A_Achievable Economic TRC Potential | F7 | Commercial | WA - Health | Existing | Space Heating | Natural Gas | Infiltration Control - Loading Dock Sealing | A | Cumulative Energy Savings (MWh or mTherms) | Achievable Economic TRC Potential | 0 | 0 | 0 | 0 | 0 | 0 | 0 | 0 | 0 | 0 | 0 | 0 | 0 | 0 | 0 | 0 | 0 | 0 | 0 | 0 | 0 | 0 | 0 | 0 | 0 | 0 | 0
F8_Commercial_WA - Health_Existing_Space Heating_Natural Gas_Infiltration Control - Loading Dock Sealing_A_Achievable Economic TRC Potential | F8 | Commercial | WA - Health | Existing | Space Heating | Natural Gas | Infiltration Control - Loading Dock Sealing | A | Cumulative Summer Peak Savings (MW) | Achievable Economic TRC Potential | 0 | 0 | 0 | 0 | 0 | 0 | 0 | 0 | 0 | 0 | 0 | 0 | 0 | 0 | 0 | 0 | 0 | 0 | 0 | 0 | 0 | 0 | 0 | 0 | 0 | 0 | 0
F9_Commercial_WA - Health_Existing_Space Heating_Natural Gas_Infiltration Control - Loading Dock Sealing_A_Achievable Economic TRC Potential | F9 | Commercial | WA - Health | Existing | Space Heating | Natural Gas | Infiltration Control - Loading Dock Sealing | A | Cumulative Winter Peak Savings (MW) | Achievable Economic TRC Potential | 0 | 0 | 0 | 0 | 0 | 0 | 0 | 0 | 0 | 0 | 0 | 0 | 0 | 0 | 0 | 0 | 0 | 0 | 0 | 0 | 0 | 0 | 0 | 0 | 0 | 0 | 0
F10_Commercial_WA - Health_Existing_Space Heating_Natural Gas_Infiltration Control - Loading Dock Sealing_A_Achievable Economic TRC Potential | F10 | Commercial | WA - Health | Existing | Space Heating | Natural Gas | Infiltration Control - Loading Dock Sealing | A | Purchases (Incremental) | Achievable Economic TRC Potential | 0 | 0 | 0 | 0 | 0 | 0 | 0 | 0 | 0 | 0 | 0 | 0 | 0 | 0 | 0 | 0 | 0 | 0 | 0 | 0 | 0 | 0 | 0 | 0 | 0 | 0 | 0
F11_Commercial_WA - Health_Existing_Space Heating_Natural Gas_Infiltration Control - Loading Dock Sealing_A_Achievable Economic TRC Potential | F11 | Commercial | WA - Health | Existing | Space Heating | Natural Gas | Infiltration Control - Loading Dock Sealing | A | Purchases (Cumulative) | Achievable Economic TRC Potential | 0 | 0 | 0 | 0 | 0 | 0 | 0 | 0 | 0 | 0 | 0 | 0 | 0 | 0 | 0 | 0 | 0 | 0 | 0 | 0 | 0 | 0 | 0 | 0 | 0 | 0 | 0
F1_Commercial_WA - Health_Existing_Space Heating_Natural Gas_Greenhouse Heat Curtain_A_Achievable Economic TRC Potential | F1 | Commercial | WA - Health | Existing | Space Heating | Natural Gas | Greenhouse Heat Curtain | A | Integrated Unit Energy Savings (kWh or therms) | Achievable Economic TRC Potential | 0 | 0 | 236.6394 | 235.8807 | 234.9942 | 234.0178 | 232.9618 | 231.825 | 230.6057 | 229.3365 | 228.0213 | 226.6267 | 225.1579 | 223.6329 | 222.0496 | 220.4401 | 218.8197 | 217.2093 | 215.6264 | 214.1507 | 212.7367 | 211.3877 | 210.1011 | 208.8769 | 207.7089 | 206.5914 | 205.5195
F2_Commercial_WA - Health_Existing_Space Heating_Natural Gas_Greenhouse Heat Curtain_A_Achievable Economic TRC Potential | F2 | Commercial | WA - Health | Existing | Space Heating | Natural Gas | Greenhouse Heat Curtain | A | Integrated Unit Summer Peak Savings (kW) | Achievable Economic TRC Potential | 0 | 0 | 0 | 0 | 0 | 0 | 0 | 0 | 0 | 0 | 0 | 0 | 0 | 0 | 0 | 0 | 0 | 0 | 0 | 0 | 0 | 0 | 0 | 0 | 0 | 0 | 0
F3_Commercial_WA - Health_Existing_Space Heating_Natural Gas_Greenhouse Heat Curtain_A_Achievable Economic TRC Potential | F3 | Commercial | WA - Health | Existing | Space Heating | Natural Gas | Greenhouse Heat Curtain | A | Integrated Unit Winter Peak Savings (kW) | Achievable Economic TRC Potential | 0 | 0 | 0 | 0 | 0 | 0 | 0 | 0 | 0 | 0 | 0 | 0 | 0 | 0 | 0 | 0 | 0 | 0 | 0 | 0 | 0 | 0 | 0 | 0 | 0 | 0 | 0
F4_Commercial_WA - Health_Existing_Space Heating_Natural Gas_Greenhouse Heat Curtain_A_Achievable Economic TRC Potential | F4 | Commercial | WA - Health | Existing | Space Heating | Natural Gas | Greenhouse Heat Curtain | A | Incremental Energy Savings (MWh or mTherms) | Achievable Economic TRC Potential | 0 | 0 | 0 | 0 | 0 | 0 | 0 | 0 | 0 | 0 | 0 | 0 | 0 | 0 | 0 | 0 | 0 | 0 | 0 | 0 | 0 | 0 | 0 | 0 | 0 | 0 | 0
F5_Commercial_WA - Health_Existing_Space Heating_Natural Gas_Greenhouse Heat Curtain_A_Achievable Economic TRC Potential | F5 | Commercial | WA - Health | Existing | Space Heating | Natural Gas | Greenhouse Heat Curtain | A | Incremental Summer Peak Savings (MW) | Achievable Economic TRC Potential | 0 | 0 | 0 | 0 | 0 | 0 | 0 | 0 | 0 | 0 | 0 | 0 | 0 | 0 | 0 | 0 | 0 | 0 | 0 | 0 | 0 | 0 | 0 | 0 | 0 | 0 | 0
F6_Commercial_WA - Health_Existing_Space Heating_Natural Gas_Greenhouse Heat Curtain_A_Achievable Economic TRC Potential | F6 | Commercial | WA - Health | Existing | Space Heating | Natural Gas | Greenhouse Heat Curtain | A | Incremental Winter Peak Savings (MW) | Achievable Economic TRC Potential | 0 | 0 | 0 | 0 | 0 | 0 | 0 | 0 | 0 | 0 | 0 | 0 | 0 | 0 | 0 | 0 | 0 | 0 | 0 | 0 | 0 | 0 | 0 | 0 | 0 | 0 | 0
F7_Commercial_WA - Health_Existing_Space Heating_Natural Gas_Greenhouse Heat Curtain_A_Achievable Economic TRC Potential | F7 | Commercial | WA - Health | Existing | Space Heating | Natural Gas | Greenhouse Heat Curtain | A | Cumulative Energy Savings (MWh or mTherms) | Achievable Economic TRC Potential | 0 | 0 | 0 | 0 | 0 | 0 | 0 | 0 | 0 | 0 | 0 | 0 | 0 | 0 | 0 | 0 | 0 | 0 | 0 | 0 | 0 | 0 | 0 | 0 | 0 | 0 | 0
F8_Commercial_WA - Health_Existing_Space Heating_Natural Gas_Greenhouse Heat Curtain_A_Achievable Economic TRC Potential | F8 | Commercial | WA - Health | Existing | Space Heating | Natural Gas | Greenhouse Heat Curtain | A | Cumulative Summer Peak Savings (MW) | Achievable Economic TRC Potential | 0 | 0 | 0 | 0 | 0 | 0 | 0 | 0 | 0 | 0 | 0 | 0 | 0 | 0 | 0 | 0 | 0 | 0 | 0 | 0 | 0 | 0 | 0 | 0 | 0 | 0 | 0
F9_Commercial_WA - Health_Existing_Space Heating_Natural Gas_Greenhouse Heat Curtain_A_Achievable Economic TRC Potential | F9 | Commercial | WA - Health | Existing | Space Heating | Natural Gas | Greenhouse Heat Curtain | A | Cumulative Winter Peak Savings (MW) | Achievable Economic TRC Potential | 0 | 0 | 0 | 0 | 0 | 0 | 0 | 0 | 0 | 0 | 0 | 0 | 0 | 0 | 0 | 0 | 0 | 0 | 0 | 0 | 0 | 0 | 0 | 0 | 0 | 0 | 0
F10_Commercial_WA - Health_Existing_Space Heating_Natural Gas_Greenhouse Heat Curtain_A_Achievable Economic TRC Potential | F10 | Commercial | WA - Health | Existing | Space Heating | Natural Gas | Greenhouse Heat Curtain | A | Purchases (Incremental) | Achievable Economic TRC Potential | 0 | 0 | 0 | 0 | 0 | 0 | 0 | 0 | 0 | 0 | 0 | 0 | 0 | 0 | 0 | 0 | 0 | 0 | 0 | 0 | 0 | 0 | 0 | 0 | 0 | 0 | 0
F11_Commercial_WA - Health_Existing_Space Heating_Natural Gas_Greenhouse Heat Curtain_A_Achievable Economic TRC Potential | F11 | Commercial | WA - Health | Existing | Space Heating | Natural Gas | Greenhouse Heat Curtain | A | Purchases (Cumulative) | Achievable Economic TRC Potential | 0 | 0 | 0 | 0 | 0 | 0 | 0 | 0 | 0 | 0 | 0 | 0 | 0 | 0 | 0 | 0 | 0 | 0 | 0 | 0 | 0 | 0 | 0 | 0 | 0 | 0 | 0
F1_Commercial_WA - Health_Existing_Space Heating_Natural Gas_Ventilation - Parking Garages, Demand Controlled_A_Achievable Economic TRC Potential | F1 | Commercial | WA - Health | Existing | Space Heating | Natural Gas | Ventilation - Parking Garages, Demand Controlled | A | Integrated Unit Energy Savings (kWh or therms) | Achievable Economic TRC Potential | 0 | 0 | 0 | 0 | 0 | 0 | 0 | 0 | 0 | 0 | 0 | 0 | 0 | 0 | 0 | 0 | 0 | 0 | 0 | 0 | 0 | 0 | 0 | 0 | 0 | 0 | 0
F2_Commercial_WA - Health_Existing_Space Heating_Natural Gas_Ventilation - Parking Garages, Demand Controlled_A_Achievable Economic TRC Potential | F2 | Commercial | WA - Health | Existing | Space Heating | Natural Gas | Ventilation - Parking Garages, Demand Controlled | A | Integrated Unit Summer Peak Savings (kW) | Achievable Economic TRC Potential | 0 | 0 | 0 | 0 | 0 | 0 | 0 | 0 | 0 | 0 | 0 | 0 | 0 | 0 | 0 | 0 | 0 | 0 | 0 | 0 | 0 | 0 | 0 | 0 | 0 | 0 | 0
F3_Commercial_WA - Health_Existing_Space Heating_Natural Gas_Ventilation - Parking Garages, Demand Controlled_A_Achievable Economic TRC Potential | F3 | Commercial | WA - Health | Existing | Space Heating | Natural Gas | Ventilation - Parking Garages, Demand Controlled | A | Integrated Unit Winter Peak Savings (kW) | Achievable Economic TRC Potential | 0 | 0 | 0 | 0 | 0 | 0 | 0 | 0 | 0 | 0 | 0 | 0 | 0 | 0 | 0 | 0 | 0 | 0 | 0 | 0 | 0 | 0 | 0 | 0 | 0 | 0 | 0
F4_Commercial_WA - Health_Existing_Space Heating_Natural Gas_Ventilation - Parking Garages, Demand Controlled_A_Achievable Economic TRC Potential | F4 | Commercial | WA - Health | Existing | Space Heating | Natural Gas | Ventilation - Parking Garages, Demand Controlled | A | Incremental Energy Savings (MWh or mTherms) | Achievable Economic TRC Potential | 0 | 0 | 0 | 0 | 0 | 0 | 0 | 0 | 0 | 0 | 0 | 0 | 0 | 0 | 0 | 0 | 0 | 0 | 0 | 0 | 0 | 0 | 0 | 0 | 0 | 0 | 0
F5_Commercial_WA - Health_Existing_Space Heating_Natural Gas_Ventilation - Parking Garages, Demand Controlled_A_Achievable Economic TRC Potential | F5 | Commercial | WA - Health | Existing | Space Heating | Natural Gas | Ventilation - Parking Garages, Demand Controlled | A | Incremental Summer Peak Savings (MW) | Achievable Economic TRC Potential | 0 | 0 | 0 | 0 | 0 | 0 | 0 | 0 | 0 | 0 | 0 | 0 | 0 | 0 | 0 | 0 | 0 | 0 | 0 | 0 | 0 | 0 | 0 | 0 | 0 | 0 | 0
F6_Commercial_WA - Health_Existing_Space Heating_Natural Gas_Ventilation - Parking Garages, Demand Controlled_A_Achievable Economic TRC Potential | F6 | Commercial | WA - Health | Existing | Space Heating | Natural Gas | Ventilation - Parking Garages, Demand Controlled | A | Incremental Winter Peak Savings (MW) | Achievable Economic TRC Potential | 0 | 0 | 0 | 0 | 0 | 0 | 0 | 0 | 0 | 0 | 0 | 0 | 0 | 0 | 0 | 0 | 0 | 0 | 0 | 0 | 0 | 0 | 0 | 0 | 0 | 0 | 0
F7_Commercial_WA - Health_Existing_Space Heating_Natural Gas_Ventilation - Parking Garages, Demand Controlled_A_Achievable Economic TRC Potential | F7 | Commercial | WA - Health | Existing | Space Heating | Natural Gas | Ventilation - Parking Garages, Demand Controlled | A | Cumulative Energy Savings (MWh or mTherms) | Achievable Economic TRC Potential | 0 | 0 | 0 | 0 | 0 | 0 | 0 | 0 | 0 | 0 | 0 | 0 | 0 | 0 | 0 | 0 | 0 | 0 | 0 | 0 | 0 | 0 | 0 | 0 | 0 | 0 | 0
F8_Commercial_WA - Health_Existing_Space Heating_Natural Gas_Ventilation - Parking Garages, Demand Controlled_A_Achievable Economic TRC Potential | F8 | Commercial | WA - Health | Existing | Space Heating | Natural Gas | Ventilation - Parking Garages, Demand Controlled | A | Cumulative Summer Peak Savings (MW) | Achievable Economic TRC Potential | 0 | 0 | 0 | 0 | 0 | 0 | 0 | 0 | 0 | 0 | 0 | 0 | 0 | 0 | 0 | 0 | 0 | 0 | 0 | 0 | 0 | 0 | 0 | 0 | 0 | 0 | 0
F9_Commercial_WA - Health_Existing_Space Heating_Natural Gas_Ventilation - Parking Garages, Demand Controlled_A_Achievable Economic TRC Potential | F9 | Commercial | WA - Health | Existing | Space Heating | Natural Gas | Ventilation - Parking Garages, Demand Controlled | A | Cumulative Winter Peak Savings (MW) | Achievable Economic TRC Potential | 0 | 0 | 0 | 0 | 0 | 0 | 0 | 0 | 0 | 0 | 0 | 0 | 0 | 0 | 0 | 0 | 0 | 0 | 0 | 0 | 0 | 0 | 0 | 0 | 0 | 0 | 0
F10_Commercial_WA - Health_Existing_Space Heating_Natural Gas_Ventilation - Parking Garages, Demand Controlled_A_Achievable Economic TRC Potential | F10 | Commercial | WA - Health | Existing | Space Heating | Natural Gas | Ventilation - Parking Garages, Demand Controlled | A | Purchases (Incremental) | Achievable Economic TRC Potential | 0 | 0 | 0 | 0 | 0 | 0 | 0 | 0 | 0 | 0 | 0 | 0 | 0 | 0 | 0 | 0 | 0 | 0 | 0 | 0 | 0 | 0 | 0 | 0 | 0 | 0 | 0
F11_Commercial_WA - Health_Existing_Space Heating_Natural Gas_Ventilation - Parking Garages, Demand Controlled_A_Achievable Economic TRC Potential | F11 | Commercial | WA - Health | Existing | Space Heating | Natural Gas | Ventilation - Parking Garages, Demand Controlled | A | Purchases (Cumulative) | Achievable Economic TRC Potential | 0 | 0 | 0 | 0 | 0 | 0 | 0 | 0 | 0 | 0 | 0 | 0 | 0 | 0 | 0 | 0 | 0 | 0 | 0 | 0 | 0 | 0 | 0 | 0 | 0 | 0 | 0
F1_Commercial_WA - Health_Existing_Miscellaneous_Natural Gas_Pool Heater - Night Covers_A_Achievable Economic TRC Potential | F1 | Commercial | WA - Health | Existing | Miscellaneous | Natural Gas | Pool Heater - Night Covers | A | Integrated Unit Energy Savings (kWh or therms) | Achievable Economic TRC Potential | 0 | 0 | 0 | 0 | 0 | 0 | 0 | 0 | 0 | 0 | 0 | 0 | 0 | 0 | 0 | 0 | 0 | 0 | 0 | 0 | 0 | 0 | 0 | 0 | 0 | 0 | 0
F2_Commercial_WA - Health_Existing_Miscellaneous_Natural Gas_Pool Heater - Night Covers_A_Achievable Economic TRC Potential | F2 | Commercial | WA - Health | Existing | Miscellaneous | Natural Gas | Pool Heater - Night Covers | A | Integrated Unit Summer Peak Savings (kW) | Achievable Economic TRC Potential | 0 | 0 | 0 | 0 | 0 | 0 | 0 | 0 | 0 | 0 | 0 | 0 | 0 | 0 | 0 | 0 | 0 | 0 | 0 | 0 | 0 | 0 | 0 | 0 | 0 | 0 | 0
F3_Commercial_WA - Health_Existing_Miscellaneous_Natural Gas_Pool Heater - Night Covers_A_Achievable Economic TRC Potential | F3 | Commercial | WA - Health | Existing | Miscellaneous | Natural Gas | Pool Heater - Night Covers | A | Integrated Unit Winter Peak Savings (kW) | Achievable Economic TRC Potential | 0 | 0 | 0 | 0 | 0 | 0 | 0 | 0 | 0 | 0 | 0 | 0 | 0 | 0 | 0 | 0 | 0 | 0 | 0 | 0 | 0 | 0 | 0 | 0 | 0 | 0 | 0
F4_Commercial_WA - Health_Existing_Miscellaneous_Natural Gas_Pool Heater - Night Covers_A_Achievable Economic TRC Potential | F4 | Commercial | WA - Health | Existing | Miscellaneous | Natural Gas | Pool Heater - Night Covers | A | Incremental Energy Savings (MWh or mTherms) | Achievable Economic TRC Potential | 0 | 0 | 0 | 0 | 0 | 0 | 0 | 0 | 0 | 0 | 0 | 0 | 0 | 0 | 0 | 0 | 0 | 0 | 0 | 0 | 0 | 0 | 0 | 0 | 0 | 0 | 0
F5_Commercial_WA - Health_Existing_Miscellaneous_Natural Gas_Pool Heater - Night Covers_A_Achievable Economic TRC Potential | F5 | Commercial | WA - Health | Existing | Miscellaneous | Natural Gas | Pool Heater - Night Covers | A | Incremental Summer Peak Savings (MW) | Achievable Economic TRC Potential | 0 | 0 | 0 | 0 | 0 | 0 | 0 | 0 | 0 | 0 | 0 | 0 | 0 | 0 | 0 | 0 | 0 | 0 | 0 | 0 | 0 | 0 | 0 | 0 | 0 | 0 | 0
F6_Commercial_WA - Health_Existing_Miscellaneous_Natural Gas_Pool Heater - Night Covers_A_Achievable Economic TRC Potential | F6 | Commercial | WA - Health | Existing | Miscellaneous | Natural Gas | Pool Heater - Night Covers | A | Incremental Winter Peak Savings (MW) | Achievable Economic TRC Potential | 0 | 0 | 0 | 0 | 0 | 0 | 0 | 0 | 0 | 0 | 0 | 0 | 0 | 0 | 0 | 0 | 0 | 0 | 0 | 0 | 0 | 0 | 0 | 0 | 0 | 0 | 0
F7_Commercial_WA - Health_Existing_Miscellaneous_Natural Gas_Pool Heater - Night Covers_A_Achievable Economic TRC Potential | F7 | Commercial | WA - Health | Existing | Miscellaneous | Natural Gas | Pool Heater - Night Covers | A | Cumulative Energy Savings (MWh or mTherms) | Achievable Economic TRC Potential | 0 | 0 | 0 | 0 | 0 | 0 | 0 | 0 | 0 | 0 | 0 | 0 | 0 | 0 | 0 | 0 | 0 | 0 | 0 | 0 | 0 | 0 | 0 | 0 | 0 | 0 | 0
F8_Commercial_WA - Health_Existing_Miscellaneous_Natural Gas_Pool Heater - Night Covers_A_Achievable Economic TRC Potential | F8 | Commercial | WA - Health | Existing | Miscellaneous | Natural Gas | Pool Heater - Night Covers | A | Cumulative Summer Peak Savings (MW) | Achievable Economic TRC Potential | 0 | 0 | 0 | 0 | 0 | 0 | 0 | 0 | 0 | 0 | 0 | 0 | 0 | 0 | 0 | 0 | 0 | 0 | 0 | 0 | 0 | 0 | 0 | 0 | 0 | 0 | 0
F9_Commercial_WA - Health_Existing_Miscellaneous_Natural Gas_Pool Heater - Night Covers_A_Achievable Economic TRC Potential | F9 | Commercial | WA - Health | Existing | Miscellaneous | Natural Gas | Pool Heater - Night Covers | A | Cumulative Winter Peak Savings (MW) | Achievable Economic TRC Potential | 0 | 0 | 0 | 0 | 0 | 0 | 0 | 0 | 0 | 0 | 0 | 0 | 0 | 0 | 0 | 0 | 0 | 0 | 0 | 0 | 0 | 0 | 0 | 0 | 0 | 0 | 0
F10_Commercial_WA - Health_Existing_Miscellaneous_Natural Gas_Pool Heater - Night Covers_A_Achievable Economic TRC Potential | F10 | Commercial | WA - Health | Existing | Miscellaneous | Natural Gas | Pool Heater - Night Covers | A | Purchases (Incremental) | Achievable Economic TRC Potential | 0 | 0 | 0 | 0 | 0 | 0 | 0 | 0 | 0 | 0 | 0 | 0 | 0 | 0 | 0 | 0 | 0 | 0 | 0 | 0 | 0 | 0 | 0 | 0 | 0 | 0 | 0
F11_Commercial_WA - Health_Existing_Miscellaneous_Natural Gas_Pool Heater - Night Covers_A_Achievable Economic TRC Potential | F11 | Commercial | WA - Health | Existing | Miscellaneous | Natural Gas | Pool Heater - Night Covers | A | Purchases (Cumulative) | Achievable Economic TRC Potential | 0 | 0 | 0 | 0 | 0 | 0 | 0 | 0 | 0 | 0 | 0 | 0 | 0 | 0 | 0 | 0 | 0 | 0 | 0 | 0 | 0 | 0 | 0 | 0 | 0 | 0 | 0
F1_Commercial_WA - Health_Existing_Space Heating_Natural Gas_Advanced New Construction Designs_A_Achievable Economic TRC Potential | F1 | Commercial | WA - Health | Existing | Space Heating | Natural Gas | Advanced New Construction Designs | A | Integrated Unit Energy Savings (kWh or therms) | Achievable Economic TRC Potential | 0 | 0 | 0 | 0 | 0 | 0 | 0 | 0 | 0 | 0 | 0 | 0 | 0 | 0 | 0 | 0 | 0 | 0 | 0 | 0 | 0 | 0 | 0 | 0 | 0 | 0 | 0
F2_Commercial_WA - Health_Existing_Space Heating_Natural Gas_Advanced New Construction Designs_A_Achievable Economic TRC Potential | F2 | Commercial | WA - Health | Existing | Space Heating | Natural Gas | Advanced New Construction Designs | A | Integrated Unit Summer Peak Savings (kW) | Achievable Economic TRC Potential | 0 | 0 | 0 | 0 | 0 | 0 | 0 | 0 | 0 | 0 | 0 | 0 | 0 | 0 | 0 | 0 | 0 | 0 | 0 | 0 | 0 | 0 | 0 | 0 | 0 | 0 | 0
F3_Commercial_WA - Health_Existing_Space Heating_Natural Gas_Advanced New Construction Designs_A_Achievable Economic TRC Potential | F3 | Commercial | WA - Health | Existing | Space Heating | Natural Gas | Advanced New Construction Designs | A | Integrated Unit Winter Peak Savings (kW) | Achievable Economic TRC Potential | 0 | 0 | 0 | 0 | 0 | 0 | 0 | 0 | 0 | 0 | 0 | 0 | 0 | 0 | 0 | 0 | 0 | 0 | 0 | 0 | 0 | 0 | 0 | 0 | 0 | 0 | 0
F4_Commercial_WA - Health_Existing_Space Heating_Natural Gas_Advanced New Construction Designs_A_Achievable Economic TRC Potential | F4 | Commercial | WA - Health | Existing | Space Heating | Natural Gas | Advanced New Construction Designs | A | Incremental Energy Savings (MWh or mTherms) | Achievable Economic TRC Potential | 0 | 0 | 0 | 0 | 0 | 0 | 0 | 0 | 0 | 0 | 0 | 0 | 0 | 0 | 0 | 0 | 0 | 0 | 0 | 0 | 0 | 0 | 0 | 0 | 0 | 0 | 0
F5_Commercial_WA - Health_Existing_Space Heating_Natural Gas_Advanced New Construction Designs_A_Achievable Economic TRC Potential | F5 | Commercial | WA - Health | Existing | Space Heating | Natural Gas | Advanced New Construction Designs | A | Incremental Summer Peak Savings (MW) | Achievable Economic TRC Potential | 0 | 0 | 0 | 0 | 0 | 0 | 0 | 0 | 0 | 0 | 0 | 0 | 0 | 0 | 0 | 0 | 0 | 0 | 0 | 0 | 0 | 0 | 0 | 0 | 0 | 0 | 0
F6_Commercial_WA - Health_Existing_Space Heating_Natural Gas_Advanced New Construction Designs_A_Achievable Economic TRC Potential | F6 | Commercial | WA - Health | Existing | Space Heating | Natural Gas | Advanced New Construction Designs | A | Incremental Winter Peak Savings (MW) | Achievable Economic TRC Potential | 0 | 0 | 0 | 0 | 0 | 0 | 0 | 0 | 0 | 0 | 0 | 0 | 0 | 0 | 0 | 0 | 0 | 0 | 0 | 0 | 0 | 0 | 0 | 0 | 0 | 0 | 0
F7_Commercial_WA - Health_Existing_Space Heating_Natural Gas_Advanced New Construction Designs_A_Achievable Economic TRC Potential | F7 | Commercial | WA - Health | Existing | Space Heating | Natural Gas | Advanced New Construction Designs | A | Cumulative Energy Savings (MWh or mTherms) | Achievable Economic TRC Potential | 0 | 0 | 0 | 0 | 0 | 0 | 0 | 0 | 0 | 0 | 0 | 0 | 0 | 0 | 0 | 0 | 0 | 0 | 0 | 0 | 0 | 0 | 0 | 0 | 0 | 0 | 0
F8_Commercial_WA - Health_Existing_Space Heating_Natural Gas_Advanced New Construction Designs_A_Achievable Economic TRC Potential | F8 | Commercial | WA - Health | Existing | Space Heating | Natural Gas | Advanced New Construction Designs | A | Cumulative Summer Peak Savings (MW) | Achievable Economic TRC Potential | 0 | 0 | 0 | 0 | 0 | 0 | 0 | 0 | 0 | 0 | 0 | 0 | 0 | 0 | 0 | 0 | 0 | 0 | 0 | 0 | 0 | 0 | 0 | 0 | 0 | 0 | 0
F9_Commercial_WA - Health_Existing_Space Heating_Natural Gas_Advanced New Construction Designs_A_Achievable Economic TRC Potential | F9 | Commercial | WA - Health | Existing | Space Heating | Natural Gas | Advanced New Construction Designs | A | Cumulative Winter Peak Savings (MW) | Achievable Economic TRC Potential | 0 | 0 | 0 | 0 | 0 | 0 | 0 | 0 | 0 | 0 | 0 | 0 | 0 | 0 | 0 | 0 | 0 | 0 | 0 | 0 | 0 | 0 | 0 | 0 | 0 | 0 | 0
F10_Commercial_WA - Health_Existing_Space Heating_Natural Gas_Advanced New Construction Designs_A_Achievable Economic TRC Potential | F10 | Commercial | WA - Health | Existing | Space Heating | Natural Gas | Advanced New Construction Designs | A | Purchases (Incremental) | Achievable Economic TRC Potential | 0 | 0 | 0 | 0 | 0 | 0 | 0 | 0 | 0 | 0 | 0 | 0 | 0 | 0 | 0 | 0 | 0 | 0 | 0 | 0 | 0 | 0 | 0 | 0 | 0 | 0 | 0
F11_Commercial_WA - Health_Existing_Space Heating_Natural Gas_Advanced New Construction Designs_A_Achievable Economic TRC Potential | F11 | Commercial | WA - Health | Existing | Space Heating | Natural Gas | Advanced New Construction Designs | A | Purchases (Cumulative) | Achievable Economic TRC Potential | 0 | 0 | 0 | 0 | 0 | 0 | 0 | 0 | 0 | 0 | 0 | 0 | 0 | 0 | 0 | 0 | 0 | 0 | 0 | 0 | 0 | 0 | 0 | 0 | 0 | 0 | 0
F1_Commercial_WA - Health_Existing_Water Heating_Natural Gas_Advanced New Construction Designs_A_Achievable Economic TRC Potential | F1 | Commercial | WA - Health | Existing | Water Heating | Natural Gas | Advanced New Construction Designs | A | Integrated Unit Energy Savings (kWh or therms) | Achievable Economic TRC Potential | 0 | 0 | 0 | 0 | 0 | 0 | 0 | 0 | 0 | 0 | 0 | 0 | 0 | 0 | 0 | 0 | 0 | 0 | 0 | 0 | 0 | 0 | 0 | 0 | 0 | 0 | 0
F2_Commercial_WA - Health_Existing_Water Heating_Natural Gas_Advanced New Construction Designs_A_Achievable Economic TRC Potential | F2 | Commercial | WA - Health | Existing | Water Heating | Natural Gas | Advanced New Construction Designs | A | Integrated Unit Summer Peak Savings (kW) | Achievable Economic TRC Potential | 0 | 0 | 0 | 0 | 0 | 0 | 0 | 0 | 0 | 0 | 0 | 0 | 0 | 0 | 0 | 0 | 0 | 0 | 0 | 0 | 0 | 0 | 0 | 0 | 0 | 0 | 0
F3_Commercial_WA - Health_Existing_Water Heating_Natural Gas_Advanced New Construction Designs_A_Achievable Economic TRC Potential | F3 | Commercial | WA - Health | Existing | Water Heating | Natural Gas | Advanced New Construction Designs | A | Integrated Unit Winter Peak Savings (kW) | Achievable Economic TRC Potential | 0 | 0 | 0 | 0 | 0 | 0 | 0 | 0 | 0 | 0 | 0 | 0 | 0 | 0 | 0 | 0 | 0 | 0 | 0 | 0 | 0 | 0 | 0 | 0 | 0 | 0 | 0
F4_Commercial_WA - Health_Existing_Water Heating_Natural Gas_Advanced New Construction Designs_A_Achievable Economic TRC Potential | F4 | Commercial | WA - Health | Existing | Water Heating | Natural Gas | Advanced New Construction Designs | A | Incremental Energy Savings (MWh or mTherms) | Achievable Economic TRC Potential | 0 | 0 | 0 | 0 | 0 | 0 | 0 | 0 | 0 | 0 | 0 | 0 | 0 | 0 | 0 | 0 | 0 | 0 | 0 | 0 | 0 | 0 | 0 | 0 | 0 | 0 | 0
F5_Commercial_WA - Health_Existing_Water Heating_Natural Gas_Advanced New Construction Designs_A_Achievable Economic TRC Potential | F5 | Commercial | WA - Health | Existing | Water Heating | Natural Gas | Advanced New Construction Designs | A | Incremental Summer Peak Savings (MW) | Achievable Economic TRC Potential | 0 | 0 | 0 | 0 | 0 | 0 | 0 | 0 | 0 | 0 | 0 | 0 | 0 | 0 | 0 | 0 | 0 | 0 | 0 | 0 | 0 | 0 | 0 | 0 | 0 | 0 | 0
F6_Commercial_WA - Health_Existing_Water Heating_Natural Gas_Advanced New Construction Designs_A_Achievable Economic TRC Potential | F6 | Commercial | WA - Health | Existing | Water Heating | Natural Gas | Advanced New Construction Designs | A | Incremental Winter Peak Savings (MW) | Achievable Economic TRC Potential | 0 | 0 | 0 | 0 | 0 | 0 | 0 | 0 | 0 | 0 | 0 | 0 | 0 | 0 | 0 | 0 | 0 | 0 | 0 | 0 | 0 | 0 | 0 | 0 | 0 | 0 | 0
F7_Commercial_WA - Health_Existing_Water Heating_Natural Gas_Advanced New Construction Designs_A_Achievable Economic TRC Potential | F7 | Commercial | WA - Health | Existing | Water Heating | Natural Gas | Advanced New Construction Designs | A | Cumulative Energy Savings (MWh or mTherms) | Achievable Economic TRC Potential | 0 | 0 | 0 | 0 | 0 | 0 | 0 | 0 | 0 | 0 | 0 | 0 | 0 | 0 | 0 | 0 | 0 | 0 | 0 | 0 | 0 | 0 | 0 | 0 | 0 | 0 | 0
F8_Commercial_WA - Health_Existing_Water Heating_Natural Gas_Advanced New Construction Designs_A_Achievable Economic TRC Potential | F8 | Commercial | WA - Health | Existing | Water Heating | Natural Gas | Advanced New Construction Designs | A | Cumulative Summer Peak Savings (MW) | Achievable Economic TRC Potential | 0 | 0 | 0 | 0 | 0 | 0 | 0 | 0 | 0 | 0 | 0 | 0 | 0 | 0 | 0 | 0 | 0 | 0 | 0 | 0 | 0 | 0 | 0 | 0 | 0 | 0 | 0
F9_Commercial_WA - Health_Existing_Water Heating_Natural Gas_Advanced New Construction Designs_A_Achievable Economic TRC Potential | F9 | Commercial | WA - Health | Existing | Water Heating | Natural Gas | Advanced New Construction Designs | A | Cumulative Winter Peak Savings (MW) | Achievable Economic TRC Potential | 0 | 0 | 0 | 0 | 0 | 0 | 0 | 0 | 0 | 0 | 0 | 0 | 0 | 0 | 0 | 0 | 0 | 0 | 0 | 0 | 0 | 0 | 0 | 0 | 0 | 0 | 0
F10_Commercial_WA - Health_Existing_Water Heating_Natural Gas_Advanced New Construction Designs_A_Achievable Economic TRC Potential | F10 | Commercial | WA - Health | Existing | Water Heating | Natural Gas | Advanced New Construction Designs | A | Purchases (Incremental) | Achievable Economic TRC Potential | 0 | 0 | 0 | 0 | 0 | 0 | 0 | 0 | 0 | 0 | 0 | 0 | 0 | 0 | 0 | 0 | 0 | 0 | 0 | 0 | 0 | 0 | 0 | 0 | 0 | 0 | 0
F11_Commercial_WA - Health_Existing_Water Heating_Natural Gas_Advanced New Construction Designs_A_Achievable Economic TRC Potential | F11 | Commercial | WA - Health | Existing | Water Heating | Natural Gas | Advanced New Construction Designs | A | Purchases (Cumulative) | Achievable Economic TRC Potential | 0 | 0 | 0 | 0 | 0 | 0 | 0 | 0 | 0 | 0 | 0 | 0 | 0 | 0 | 0 | 0 | 0 | 0 | 0 | 0 | 0 | 0 | 0 | 0 | 0 | 0 | 0
F1_Commercial_WA - Health_Existing_Space Heating_Natural Gas_Strategic Energy Management_A_Achievable Economic TRC Potential | F1 | Commercial | WA - Health | Existing | Space Heating | Natural Gas | Strategic Energy Management | A | Integrated Unit Energy Savings (kWh or therms) | Achievable Economic TRC Potential | 0 | 0 | 0.046284 | 0.045721 | 0.044899 | 0.043955 | 0.042911 | 0.041748 | 0.040474 | 0.039064 | 0.037533 | 0.0359 | 0.034206 | 0.032513 | 0.030863 | 0.029302 | 0.027868 | 0.026606 | 0.025591 | 0.02483 | 0.02421 | 0.02376 | 0.023353 | 0.023216 | 0.023086 | 0.022961 | 0.022841
F2_Commercial_WA - Health_Existing_Space Heating_Natural Gas_Strategic Energy Management_A_Achievable Economic TRC Potential | F2 | Commercial | WA - Health | Existing | Space Heating | Natural Gas | Strategic Energy Management | A | Integrated Unit Summer Peak Savings (kW) | Achievable Economic TRC Potential | 0 | 0 | 0 | 0 | 0 | 0 | 0 | 0 | 0 | 0 | 0 | 0 | 0 | 0 | 0 | 0 | 0 | 0 | 0 | 0 | 0 | 0 | 0 | 0 | 0 | 0 | 0
F3_Commercial_WA - Health_Existing_Space Heating_Natural Gas_Strategic Energy Management_A_Achievable Economic TRC Potential | F3 | Commercial | WA - Health | Existing | Space Heating | Natural Gas | Strategic Energy Management | A | Integrated Unit Winter Peak Savings (kW) | Achievable Economic TRC Potential | 0 | 0 | 0 | 0 | 0 | 0 | 0 | 0 | 0 | 0 | 0 | 0 | 0 | 0 | 0 | 0 | 0 | 0 | 0 | 0 | 0 | 0 | 0 | 0 | 0 | 0 | 0
F4_Commercial_WA - Health_Existing_Space Heating_Natural Gas_Strategic Energy Management_A_Achievable Economic TRC Potential | F4 | Commercial | WA - Health | Existing | Space Heating | Natural Gas | Strategic Energy Management | A | Incremental Energy Savings (MWh or mTherms) | Achievable Economic TRC Potential | 0 | 0 | 0 | 3.8514 | 7.7634 | 7.6002 | 3.805 | 0 | 0 | 0 | 0 | 0 | 0 | 0 | 0 | 0 | 0 | 0 | 0 | 0 | 0 | 0 | 0 | 0 | 0 | 0 | 0
F5_Commercial_WA - Health_Existing_Space Heating_Natural Gas_Strategic Energy Management_A_Achievable Economic TRC Potential | F5 | Commercial | WA - Health | Existing | Space Heating | Natural Gas | Strategic Energy Management | A | Incremental Summer Peak Savings (MW) | Achievable Economic TRC Potential | 0 | 0 | 0 | 0 | 0 | 0 | 0 | 0 | 0 | 0 | 0 | 0 | 0 | 0 | 0 | 0 | 0 | 0 | 0 | 0 | 0 | 0 | 0 | 0 | 0 | 0 | 0
F6_Commercial_WA - Health_Existing_Space Heating_Natural Gas_Strategic Energy Management_A_Achievable Economic TRC Potential | F6 | Commercial | WA - Health | Existing | Space Heating | Natural Gas | Strategic Energy Management | A | Incremental Winter Peak Savings (MW) | Achievable Economic TRC Potential | 0 | 0 | 0 | 0 | 0 | 0 | 0 | 0 | 0 | 0 | 0 | 0 | 0 | 0 | 0 | 0 | 0 | 0 | 0 | 0 | 0 | 0 | 0 | 0 | 0 | 0 | 0
F7_Commercial_WA - Health_Existing_Space Heating_Natural Gas_Strategic Energy Management_A_Achievable Economic TRC Potential | F7 | Commercial | WA - Health | Existing | Space Heating | Natural Gas | Strategic Energy Management | A | Cumulative Energy Savings (MWh or mTherms) | Achievable Economic TRC Potential | 0 | 0 | 0 | 3.8514 | 11.5456 | 18.903 | 22.2591 | 21.6557 | 20.9946 | 20.2635 | 19.4692 | 18.6221 | 17.7435 | 16.8653 | 16.0095 | 15.1998 | 14.4558 | 13.8011 | 13.2749 | 12.8798 | 12.5581 | 12.3247 | 12.1136 | 12.0427 | 11.9751 | 11.9104 | 11.8484
F8_Commercial_WA - Health_Existing_Space Heating_Natural Gas_Strategic Energy Management_A_Achievable Economic TRC Potential | F8 | Commercial | WA - Health | Existing | Space Heating | Natural Gas | Strategic Energy Management | A | Cumulative Summer Peak Savings (MW) | Achievable Economic TRC Potential | 0 | 0 | 0 | 0 | 0 | 0 | 0 | 0 | 0 | 0 | 0 | 0 | 0 | 0 | 0 | 0 | 0 | 0 | 0 | 0 | 0 | 0 | 0 | 0 | 0 | 0 | 0
F9_Commercial_WA - Health_Existing_Space Heating_Natural Gas_Strategic Energy Management_A_Achievable Economic TRC Potential | F9 | Commercial | WA - Health | Existing | Space Heating | Natural Gas | Strategic Energy Management | A | Cumulative Winter Peak Savings (MW) | Achievable Economic TRC Potential | 0 | 0 | 0 | 0 | 0 | 0 | 0 | 0 | 0 | 0 | 0 | 0 | 0 | 0 | 0 | 0 | 0 | 0 | 0 | 0 | 0 | 0 | 0 | 0 | 0 | 0 | 0
F10_Commercial_WA - Health_Existing_Space Heating_Natural Gas_Strategic Energy Management_A_Achievable Economic TRC Potential | F10 | Commercial | WA - Health | Existing | Space Heating | Natural Gas | Strategic Energy Management | A | Purchases (Incremental) | Achievable Economic TRC Potential | 0 | 0 | 0 | 84237.3066 | 172908.1557 | 172908.1557 | 88670.8491 | 0 | 0 | 0 | 0 | 0 | 0 | 0 | 0 | 0 | 0 | 0 | 0 | 0 | 0 | 0 | 0 | 0 | 0 | 0 | 0
F11_Commercial_WA - Health_Existing_Space Heating_Natural Gas_Strategic Energy Management_A_Achievable Economic TRC Potential | F11 | Commercial | WA - Health | Existing | Space Heating | Natural Gas | Strategic Energy Management | A | Purchases (Cumulative) | Achievable Economic TRC Potential | 0 | 0 | 0 | 84237.3066 | 257145.4623 | 430053.618 | 518724.4671 | 518724.4671 | 518724.4671 | 518724.4671 | 518724.4671 | 518724.4671 | 518724.4671 | 518724.4671 | 518724.4671 | 518724.4671 | 518724.4671 | 518724.4671 | 518724.4671 | 518724.4671 | 518724.4671 | 518724.4671 | 518724.4671 | 518724.4671 | 518724.4671 | 518724.4671 | 518724.4671
F1_Commercial_WA - Health_Existing_Water Heating_Natural Gas_Strategic Energy Management_A_Achievable Economic TRC Potential | F1 | Commercial | WA - Health | Existing | Water Heating | Natural Gas | Strategic Energy Management | A | Integrated Unit Energy Savings (kWh or therms) | Achievable Economic TRC Potential | 0 | 0 | 0.0088758 | 0.0086981 | 0.0085273 | 0.008367 | 0.0082131 | 0.008065 | 0.0079197 | 0.007784 | 0.0076546 | 0.0075356 | 0.0074308 | 0.0073461 | 0.0072888 | 0.0072419 | 0.0072058 | 0.0071788 | 0.0071574 | 0.0071402 | 0.0071277 | 0.0071187 | 0.0071122 | 0.0071075 | 0.0071015 | 0.0071002 | 0.0070991
F2_Commercial_WA - Health_Existing_Water Heating_Natural Gas_Strategic Energy Management_A_Achievable Economic TRC Potential | F2 | Commercial | WA - Health | Existing | Water Heating | Natural Gas | Strategic Energy Management | A | Integrated Unit Summer Peak Savings (kW) | Achievable Economic TRC Potential | 0 | 0 | 0 | 0 | 0 | 0 | 0 | 0 | 0 | 0 | 0 | 0 | 0 | 0 | 0 | 0 | 0 | 0 | 0 | 0 | 0 | 0 | 0 | 0 | 0 | 0 | 0
F3_Commercial_WA - Health_Existing_Water Heating_Natural Gas_Strategic Energy Management_A_Achievable Economic TRC Potential | F3 | Commercial | WA - Health | Existing | Water Heating | Natural Gas | Strategic Energy Management | A | Integrated Unit Winter Peak Savings (kW) | Achievable Economic TRC Potential | 0 | 0 | 0 | 0 | 0 | 0 | 0 | 0 | 0 | 0 | 0 | 0 | 0 | 0 | 0 | 0 | 0 | 0 | 0 | 0 | 0 | 0 | 0 | 0 | 0 | 0 | 0
F4_Commercial_WA - Health_Existing_Water Heating_Natural Gas_Strategic Energy Management_A_Achievable Economic TRC Potential | F4 | Commercial | WA - Health | Existing | Water Heating | Natural Gas | Strategic Energy Management | A | Incremental Energy Savings (MWh or mTherms) | Achievable Economic TRC Potential | 0 | 0 | 0 | 0.67873 | 1.3658 | 1.3402 | 0.67461 | 0 | 0 | 0 | 0 | 0 | 0 | 0 | 0 | 0 | 0 | 0 | 0 | 0 | 0 | 0 | 0 | 0 | 0 | 0 | 0
F5_Commercial_WA - Health_Existing_Water Heating_Natural Gas_Strategic Energy Management_A_Achievable Economic TRC Potential | F5 | Commercial | WA - Health | Existing | Water Heating | Natural Gas | Strategic Energy Management | A | Incremental Summer Peak Savings (MW) | Achievable Economic TRC Potential | 0 | 0 | 0 | 0 | 0 | 0 | 0 | 0 | 0 | 0 | 0 | 0 | 0 | 0 | 0 | 0 | 0 | 0 | 0 | 0 | 0 | 0 | 0 | 0 | 0 | 0 | 0
F6_Commercial_WA - Health_Existing_Water Heating_Natural Gas_Strategic Energy Management_A_Achievable Economic TRC Potential | F6 | Commercial | WA - Health | Existing | Water Heating | Natural Gas | Strategic Energy Management | A | Incremental Winter Peak Savings (MW) | Achievable Economic TRC Potential | 0 | 0 | 0 | 0 | 0 | 0 | 0 | 0 | 0 | 0 | 0 | 0 | 0 | 0 | 0 | 0 | 0 | 0 | 0 | 0 | 0 | 0 | 0 | 0 | 0 | 0 | 0
F7_Commercial_WA - Health_Existing_Water Heating_Natural Gas_Strategic Energy Management_A_Achievable Economic TRC Potential | F7 | Commercial | WA - Health | Existing | Water Heating | Natural Gas | Strategic Energy Management | A | Cumulative Energy Savings (MWh or mTherms) | Achievable Economic TRC Potential | 0 | 0 | 0 | 0.67873 | 2.0312 | 3.3332 | 3.9465 | 3.8753 | 3.8055 | 3.7403 | 3.6781 | 3.6209 | 3.5706 | 3.5299 | 3.5024 | 3.4798 | 3.4625 | 3.4495 | 3.4392 | 3.431 | 3.425 | 3.4206 | 3.4175 | 3.4152 | 3.4124 | 3.4117 | 3.4112
F8_Commercial_WA - Health_Existing_Water Heating_Natural Gas_Strategic Energy Management_A_Achievable Economic TRC Potential | F8 | Commercial | WA - Health | Existing | Water Heating | Natural Gas | Strategic Energy Management | A | Cumulative Summer Peak Savings (MW) | Achievable Economic TRC Potential | 0 | 0 | 0 | 0 | 0 | 0 | 0 | 0 | 0 | 0 | 0 | 0 | 0 | 0 | 0 | 0 | 0 | 0 | 0 | 0 | 0 | 0 | 0 | 0 | 0 | 0 | 0
F9_Commercial_WA - Health_Existing_Water Heating_Natural Gas_Strategic Energy Management_A_Achievable Economic TRC Potential | F9 | Commercial | WA - Health | Existing | Water Heating | Natural Gas | Strategic Energy Management | A | Cumulative Winter Peak Savings (MW) | Achievable Economic TRC Potential | 0 | 0 | 0 | 0 | 0 | 0 | 0 | 0 | 0 | 0 | 0 | 0 | 0 | 0 | 0 | 0 | 0 | 0 | 0 | 0 | 0 | 0 | 0 | 0 | 0 | 0 | 0
F10_Commercial_WA - Health_Existing_Water Heating_Natural Gas_Strategic Energy Management_A_Achievable Economic TRC Potential | F10 | Commercial | WA - Health | Existing | Water Heating | Natural Gas | Strategic Energy Management | A | Purchases (Incremental) | Achievable Economic TRC Potential | 0 | 0 | 0 | 78031.844 | 160170.6271 | 160170.6271 | 82138.7831 | 0 | 0 | 0 | 0 | 0 | 0 | 0 | 0 | 0 | 0 | 0 | 0 | 0 | 0 | 0 | 0 | 0 | 0 | 0 | 0
F11_Commercial_WA - Health_Existing_Water Heating_Natural Gas_Strategic Energy Management_A_Achievable Economic TRC Potential | F11 | Commercial | WA - Health | Existing | Water Heating | Natural Gas | Strategic Energy Management | A | Purchases (Cumulative) | Achievable Economic TRC Potential | 0 | 0 | 0 | 78031.844 | 238202.4711 | 398373.0983 | 480511.8814 | 480511.8814 | 480511.8814 | 480511.8814 | 480511.8814 | 480511.8814 | 480511.8814 | 480511.8814 | 480511.8814 | 480511.8814 | 480511.8814 | 480511.8814 | 480511.8814 | 480511.8814 | 480511.8814 | 480511.8814 | 480511.8814 | 480511.8814 | 480511.8814 | 480511.8814 | 480511.8814
F1_Commercial_WA - Health_Existing_Space Heating_Natural Gas_Retrocommissioning_A_Achievable Economic TRC Potential | F1 | Commercial | WA - Health | Existing | Space Heating | Natural Gas | Retrocommissioning | A | Integrated Unit Energy Savings (kWh or therms) | Achievable Economic TRC Potential | 0 | 0 | 0.056833 | 0.056075 | 0.054935 | 0.05365 | 0.052312 | 0.050893 | 0.04934 | 0.047622 | 0.045755 | 0.043764 | 0.041699 | 0.039635 | 0.037624 | 0.035721 | 0.033973 | 0.032434 | 0.031198 | 0.030269 | 0.029513 | 0.028965 | 0.028468 | 0.028302 | 0.028143 | 0.027991 | 0.027845
F2_Commercial_WA - Health_Existing_Space Heating_Natural Gas_Retrocommissioning_A_Achievable Economic TRC Potential | F2 | Commercial | WA - Health | Existing | Space Heating | Natural Gas | Retrocommissioning | A | Integrated Unit Summer Peak Savings (kW) | Achievable Economic TRC Potential | 0 | 0 | 0 | 0 | 0 | 0 | 0 | 0 | 0 | 0 | 0 | 0 | 0 | 0 | 0 | 0 | 0 | 0 | 0 | 0 | 0 | 0 | 0 | 0 | 0 | 0 | 0
F3_Commercial_WA - Health_Existing_Space Heating_Natural Gas_Retrocommissioning_A_Achievable Economic TRC Potential | F3 | Commercial | WA - Health | Existing | Space Heating | Natural Gas | Retrocommissioning | A | Integrated Unit Winter Peak Savings (kW) | Achievable Economic TRC Potential | 0 | 0 | 0 | 0 | 0 | 0 | 0 | 0 | 0 | 0 | 0 | 0 | 0 | 0 | 0 | 0 | 0 | 0 | 0 | 0 | 0 | 0 | 0 | 0 | 0 | 0 | 0
F4_Commercial_WA - Health_Existing_Space Heating_Natural Gas_Retrocommissioning_A_Achievable Economic TRC Potential | F4 | Commercial | WA - Health | Existing | Space Heating | Natural Gas | Retrocommissioning | A | Incremental Energy Savings (MWh or mTherms) | Achievable Economic TRC Potential | 0 | 0 | 0 | 4.7032 | 9.4576 | 9.2364 | 4.6184 | 0 | 0 | 0 | 0 | 0 | 0 | 0 | 0 | 0 | 0 | 0 | 0 | 0 | 0 | 0 | 0 | 0 | 0 | 0 | 0
F5_Commercial_WA - Health_Existing_Space Heating_Natural Gas_Retrocommissioning_A_Achievable Economic TRC Potential | F5 | Commercial | WA - Health | Existing | Space Heating | Natural Gas | Retrocommissioning | A | Incremental Summer Peak Savings (MW) | Achievable Economic TRC Potential | 0 | 0 | 0 | 0 | 0 | 0 | 0 | 0 | 0 | 0 | 0 | 0 | 0 | 0 | 0 | 0 | 0 | 0 | 0 | 0 | 0 | 0 | 0 | 0 | 0 | 0 | 0
F6_Commercial_WA - Health_Existing_Space Heating_Natural Gas_Retrocommissioning_A_Achievable Economic TRC Potential | F6 | Commercial | WA - Health | Existing | Space Heating | Natural Gas | Retrocommissioning | A | Incremental Winter Peak Savings (MW) | Achievable Economic TRC Potential | 0 | 0 | 0 | 0 | 0 | 0 | 0 | 0 | 0 | 0 | 0 | 0 | 0 | 0 | 0 | 0 | 0 | 0 | 0 | 0 | 0 | 0 | 0 | 0 | 0 | 0 | 0
F7_Commercial_WA - Health_Existing_Space Heating_Natural Gas_Retrocommissioning_A_Achievable Economic TRC Potential | F7 | Commercial | WA - Health | Existing | Space Heating | Natural Gas | Retrocommissioning | A | Cumulative Energy Savings (MWh or mTherms) | Achievable Economic TRC Potential | 0 | 0 | 0 | 4.7032 | 14.0651 | 22.9726 | 27.0179 | 26.2854 | 25.483 | 24.5955 | 23.6315 | 22.6033 | 21.5368 | 20.4709 | 19.4321 | 18.4494 | 17.5463 | 16.7516 | 16.1129 | 15.6334 | 15.2428 | 14.9596 | 14.7033 | 14.6173 | 14.5352 | 14.4567 | 14.3814
F8_Commercial_WA - Health_Existing_Space Heating_Natural Gas_Retrocommissioning_A_Achievable Economic TRC Potential | F8 | Commercial | WA - Health | Existing | Space Heating | Natural Gas | Retrocommissioning | A | Cumulative Summer Peak Savings (MW) | Achievable Economic TRC Potential | 0 | 0 | 0 | 0 | 0 | 0 | 0 | 0 | 0 | 0 | 0 | 0 | 0 | 0 | 0 | 0 | 0 | 0 | 0 | 0 | 0 | 0 | 0 | 0 | 0 | 0 | 0
F9_Commercial_WA - Health_Existing_Space Heating_Natural Gas_Retrocommissioning_A_Achievable Economic TRC Potential | F9 | Commercial | WA - Health | Existing | Space Heating | Natural Gas | Retrocommissioning | A | Cumulative Winter Peak Savings (MW) | Achievable Economic TRC Potential | 0 | 0 | 0 | 0 | 0 | 0 | 0 | 0 | 0 | 0 | 0 | 0 | 0 | 0 | 0 | 0 | 0 | 0 | 0 | 0 | 0 | 0 | 0 | 0 | 0 | 0 | 0
F10_Commercial_WA - Health_Existing_Space Heating_Natural Gas_Retrocommissioning_A_Achievable Economic TRC Potential | F10 | Commercial | WA - Health | Existing | Space Heating | Natural Gas | Retrocommissioning | A | Purchases (Incremental) | Achievable Economic TRC Potential | 0 | 0 | 0 | 83872.643 | 172159.6355 | 172159.6355 | 88286.9926 | 0 | 0 | 0 | 0 | 0 | 0 | 0 | 0 | 0 | 0 | 0 | 0 | 0 | 0 | 0 | 0 | 0 | 0 | 0 | 0
F11_Commercial_WA - Health_Existing_Space Heating_Natural Gas_Retrocommissioning_A_Achievable Economic TRC Potential | F11 | Commercial | WA - Health | Existing | Space Heating | Natural Gas | Retrocommissioning | A | Purchases (Cumulative) | Achievable Economic TRC Potential | 0 | 0 | 0 | 83872.643 | 256032.2785 | 428191.914 | 516478.9066 | 516478.9066 | 516478.9066 | 516478.9066 | 516478.9066 | 516478.9066 | 516478.9066 | 516478.9066 | 516478.9066 | 516478.9066 | 516478.9066 | 516478.9066 | 516478.9066 | 516478.9066 | 516478.9066 | 516478.9066 | 516478.9066 | 516478.9066 | 516478.9066 | 516478.9066 | 516478.9066
F1_Commercial_WA - Health_Existing_Water Heating_Natural Gas_Retrocommissioning_A_Achievable Economic TRC Potential | F1 | Commercial | WA - Health | Existing | Water Heating | Natural Gas | Retrocommissioning | A | Integrated Unit Energy Savings (kWh or therms) | Achievable Economic TRC Potential | 0 | 0 | 0.010899 | 0.010674 | 0.010452 | 0.010243 | 0.010048 | 0.0098667 | 0.0096889 | 0.0095229 | 0.0093645 | 0.009219 | 0.0090908 | 0.0089872 | 0.0089171 | 0.0088597 | 0.0088155 | 0.0087825 | 0.0087563 | 0.0087353 | 0.00872 | 0.008709 | 0.008701 | 0.0086952 | 0.008688 | 0.0086863 | 0.008685
F2_Commercial_WA - Health_Existing_Water Heating_Natural Gas_Retrocommissioning_A_Achievable Economic TRC Potential | F2 | Commercial | WA - Health | Existing | Water Heating | Natural Gas | Retrocommissioning | A | Integrated Unit Summer Peak Savings (kW) | Achievable Economic TRC Potential | 0 | 0 | 0 | 0 | 0 | 0 | 0 | 0 | 0 | 0 | 0 | 0 | 0 | 0 | 0 | 0 | 0 | 0 | 0 | 0 | 0 | 0 | 0 | 0 | 0 | 0 | 0
F3_Commercial_WA - Health_Existing_Water Heating_Natural Gas_Retrocommissioning_A_Achievable Economic TRC Potential | F3 | Commercial | WA - Health | Existing | Water Heating | Natural Gas | Retrocommissioning | A | Integrated Unit Winter Peak Savings (kW) | Achievable Economic TRC Potential | 0 | 0 | 0 | 0 | 0 | 0 | 0 | 0 | 0 | 0 | 0 | 0 | 0 | 0 | 0 | 0 | 0 | 0 | 0 | 0 | 0 | 0 | 0 | 0 | 0 | 0 | 0
F4_Commercial_WA - Health_Existing_Water Heating_Natural Gas_Retrocommissioning_A_Achievable Economic TRC Potential | F4 | Commercial | WA - Health | Existing | Water Heating | Natural Gas | Retrocommissioning | A | Incremental Energy Savings (MWh or mTherms) | Achievable Economic TRC Potential | 0 | 0 | 0 | 0.82931 | 1.6668 | 1.6335 | 0.82175 | 0 | 0 | 0 | 2.7254e-16 | 0 | 0 | 0 | 0 | 0 | 0 | 0 | 0 | 0 | 0 | 0 | 0 | 0 | 0 | 0 | 0
F5_Commercial_WA - Health_Existing_Water Heating_Natural Gas_Retrocommissioning_A_Achievable Economic TRC Potential | F5 | Commercial | WA - Health | Existing | Water Heating | Natural Gas | Retrocommissioning | A | Incremental Summer Peak Savings (MW) | Achievable Economic TRC Potential | 0 | 0 | 0 | 0 | 0 | 0 | 0 | 0 | 0 | 0 | 0 | 0 | 0 | 0 | 0 | 0 | 0 | 0 | 0 | 0 | 0 | 0 | 0 | 0 | 0 | 0 | 0
F6_Commercial_WA - Health_Existing_Water Heating_Natural Gas_Retrocommissioning_A_Achievable Economic TRC Potential | F6 | Commercial | WA - Health | Existing | Water Heating | Natural Gas | Retrocommissioning | A | Incremental Winter Peak Savings (MW) | Achievable Economic TRC Potential | 0 | 0 | 0 | 0 | 0 | 0 | 0 | 0 | 0 | 0 | 0 | 0 | 0 | 0 | 0 | 0 | 0 | 0 | 0 | 0 | 0 | 0 | 0 | 0 | 0 | 0 | 0
F7_Commercial_WA - Health_Existing_Water Heating_Natural Gas_Retrocommissioning_A_Achievable Economic TRC Potential | F7 | Commercial | WA - Health | Existing | Water Heating | Natural Gas | Retrocommissioning | A | Cumulative Energy Savings (MWh or mTherms) | Achievable Economic TRC Potential | 0 | 0 | 0 | 0.82931 | 2.4788 | 4.0627 | 4.8072 | 4.7206 | 4.6355 | 4.556 | 4.4803 | 4.4107 | 4.3493 | 4.2998 | 4.2662 | 4.2388 | 4.2176 | 4.2018 | 4.1893 | 4.1792 | 4.1719 | 4.1667 | 4.1629 | 4.1601 | 4.1566 | 4.1558 | 4.1552
F8_Commercial_WA - Health_Existing_Water Heating_Natural Gas_Retrocommissioning_A_Achievable Economic TRC Potential | F8 | Commercial | WA - Health | Existing | Water Heating | Natural Gas | Retrocommissioning | A | Cumulative Summer Peak Savings (MW) | Achievable Economic TRC Potential | 0 | 0 | 0 | 0 | 0 | 0 | 0 | 0 | 0 | 0 | 0 | 0 | 0 | 0 | 0 | 0 | 0 | 0 | 0 | 0 | 0 | 0 | 0 | 0 | 0 | 0 | 0
F9_Commercial_WA - Health_Existing_Water Heating_Natural Gas_Retrocommissioning_A_Achievable Economic TRC Potential | F9 | Commercial | WA - Health | Existing | Water Heating | Natural Gas | Retrocommissioning | A | Cumulative Winter Peak Savings (MW) | Achievable Economic TRC Potential | 0 | 0 | 0 | 0 | 0 | 0 | 0 | 0 | 0 | 0 | 0 | 0 | 0 | 0 | 0 | 0 | 0 | 0 | 0 | 0 | 0 | 0 | 0 | 0 | 0 | 0 | 0
F10_Commercial_WA - Health_Existing_Water Heating_Natural Gas_Retrocommissioning_A_Achievable Economic TRC Potential | F10 | Commercial | WA - Health | Existing | Water Heating | Natural Gas | Retrocommissioning | A | Purchases (Incremental) | Achievable Economic TRC Potential | 0 | 0 | 0 | 77694.0438 | 159477.2478 | 159477.2478 | 81783.204 | 0 | 0 | 0 | 2.9104e-11 | 0 | 0 | 0 | 0 | 0 | 0 | 0 | 0 | 0 | 0 | 0 | 0 | 0 | 0 | 0 | 0
F11_Commercial_WA - Health_Existing_Water Heating_Natural Gas_Retrocommissioning_A_Achievable Economic TRC Potential | F11 | Commercial | WA - Health | Existing | Water Heating | Natural Gas | Retrocommissioning | A | Purchases (Cumulative) | Achievable Economic TRC Potential | 0 | 0 | 0 | 77694.0438 | 237171.2916 | 396648.5394 | 478431.7434 | 478431.7434 | 478431.7434 | 478431.7434 | 478431.7434 | 478431.7434 | 478431.7434 | 478431.7434 | 478431.7434 | 478431.7434 | 478431.7434 | 478431.7434 | 478431.7434 | 478431.7434 | 478431.7434 | 478431.7434 | 478431.7434 | 478431.7434 | 478431.7434 | 478431.7434 | 478431.7434
F1_Commercial_WA - Health_New_Space Heating_Natural Gas_Insulation - Ceiling_A_Achievable Economic TRC Potential | F1 | Commercial | WA - Health | New | Space Heating | Natural Gas | Insulation - Ceiling | A | Integrated Unit Energy Savings (kWh or therms) | Achievable Economic TRC Potential | 0 | 0 | 0 | 0 | 0 | 0 | 0 | 0 | 0 | 0 | 0 | 0 | 0 | 0 | 0 | 0 | 0 | 0 | 0 | 0 | 0 | 0 | 0 | 0 | 0 | 0 | 0
F2_Commercial_WA - Health_New_Space Heating_Natural Gas_Insulation - Ceiling_A_Achievable Economic TRC Potential | F2 | Commercial | WA - Health | New | Space Heating | Natural Gas | Insulation - Ceiling | A | Integrated Unit Summer Peak Savings (kW) | Achievable Economic TRC Potential | 0 | 0 | 0 | 0 | 0 | 0 | 0 | 0 | 0 | 0 | 0 | 0 | 0 | 0 | 0 | 0 | 0 | 0 | 0 | 0 | 0 | 0 | 0 | 0 | 0 | 0 | 0
F3_Commercial_WA - Health_New_Space Heating_Natural Gas_Insulation - Ceiling_A_Achievable Economic TRC Potential | F3 | Commercial | WA - Health | New | Space Heating | Natural Gas | Insulation - Ceiling | A | Integrated Unit Winter Peak Savings (kW) | Achievable Economic TRC Potential | 0 | 0 | 0 | 0 | 0 | 0 | 0 | 0 | 0 | 0 | 0 | 0 | 0 | 0 | 0 | 0 | 0 | 0 | 0 | 0 | 0 | 0 | 0 | 0 | 0 | 0 | 0
F4_Commercial_WA - Health_New_Space Heating_Natural Gas_Insulation - Ceiling_A_Achievable Economic TRC Potential | F4 | Commercial | WA - Health | New | Space Heating | Natural Gas | Insulation - Ceiling | A | Incremental Energy Savings (MWh or mTherms) | Achievable Economic TRC Potential | 0 | 0 | 0 | 0 | 0 | 0 | 0 | 0 | 0 | 0 | 0 | 0 | 0 | 0 | 0 | 0 | 0 | 0 | 0 | 0 | 0 | 0 | 0 | 0 | 0 | 0 | 0
F5_Commercial_WA - Health_New_Space Heating_Natural Gas_Insulation - Ceiling_A_Achievable Economic TRC Potential | F5 | Commercial | WA - Health | New | Space Heating | Natural Gas | Insulation - Ceiling | A | Incremental Summer Peak Savings (MW) | Achievable Economic TRC Potential | 0 | 0 | 0 | 0 | 0 | 0 | 0 | 0 | 0 | 0 | 0 | 0 | 0 | 0 | 0 | 0 | 0 | 0 | 0 | 0 | 0 | 0 | 0 | 0 | 0 | 0 | 0
F6_Commercial_WA - Health_New_Space Heating_Natural Gas_Insulation - Ceiling_A_Achievable Economic TRC Potential | F6 | Commercial | WA - Health | New | Space Heating | Natural Gas | Insulation - Ceiling | A | Incremental Winter Peak Savings (MW) | Achievable Economic TRC Potential | 0 | 0 | 0 | 0 | 0 | 0 | 0 | 0 | 0 | 0 | 0 | 0 | 0 | 0 | 0 | 0 | 0 | 0 | 0 | 0 | 0 | 0 | 0 | 0 | 0 | 0 | 0
F7_Commercial_WA - Health_New_Space Heating_Natural Gas_Insulation - Ceiling_A_Achievable Economic TRC Potential | F7 | Commercial | WA - Health | New | Space Heating | Natural Gas | Insulation - Ceiling | A | Cumulative Energy Savings (MWh or mTherms) | Achievable Economic TRC Potential | 0 | 0 | 0 | 0 | 0 | 0 | 0 | 0 | 0 | 0 | 0 | 0 | 0 | 0 | 0 | 0 | 0 | 0 | 0 | 0 | 0 | 0 | 0 | 0 | 0 | 0 | 0
F8_Commercial_WA - Health_New_Space Heating_Natural Gas_Insulation - Ceiling_A_Achievable Economic TRC Potential | F8 | Commercial | WA - Health | New | Space Heating | Natural Gas | Insulation - Ceiling | A | Cumulative Summer Peak Savings (MW) | Achievable Economic TRC Potential | 0 | 0 | 0 | 0 | 0 | 0 | 0 | 0 | 0 | 0 | 0 | 0 | 0 | 0 | 0 | 0 | 0 | 0 | 0 | 0 | 0 | 0 | 0 | 0 | 0 | 0 | 0
F9_Commercial_WA - Health_New_Space Heating_Natural Gas_Insulation - Ceiling_A_Achievable Economic TRC Potential | F9 | Commercial | WA - Health | New | Space Heating | Natural Gas | Insulation - Ceiling | A | Cumulative Winter Peak Savings (MW) | Achievable Economic TRC Potential | 0 | 0 | 0 | 0 | 0 | 0 | 0 | 0 | 0 | 0 | 0 | 0 | 0 | 0 | 0 | 0 | 0 | 0 | 0 | 0 | 0 | 0 | 0 | 0 | 0 | 0 | 0
F10_Commercial_WA - Health_New_Space Heating_Natural Gas_Insulation - Ceiling_A_Achievable Economic TRC Potential | F10 | Commercial | WA - Health | New | Space Heating | Natural Gas | Insulation - Ceiling | A | Purchases (Incremental) | Achievable Economic TRC Potential | 0 | 0 | 0 | 0 | 0 | 0 | 0 | 0 | 0 | 0 | 0 | 0 | 0 | 0 | 0 | 0 | 0 | 0 | 0 | 0 | 0 | 0 | 0 | 0 | 0 | 0 | 0
F11_Commercial_WA - Health_New_Space Heating_Natural Gas_Insulation - Ceiling_A_Achievable Economic TRC Potential | F11 | Commercial | WA - Health | New | Space Heating | Natural Gas | Insulation - Ceiling | A | Purchases (Cumulative) | Achievable Economic TRC Potential | 0 | 0 | 0 | 0 | 0 | 0 | 0 | 0 | 0 | 0 | 0 | 0 | 0 | 0 | 0 | 0 | 0 | 0 | 0 | 0 | 0 | 0 | 0 | 0 | 0 | 0 | 0
F1_Commercial_WA - Health_New_Space Heating_Natural Gas_Insulation - Ducting_A_Achievable Economic TRC Potential | F1 | Commercial | WA - Health | New | Space Heating | Natural Gas | Insulation - Ducting | A | Integrated Unit Energy Savings (kWh or therms) | Achievable Economic TRC Potential | 0 | 0 | 0 | 0 | 0 | 0 | 0 | 0 | 0 | 0 | 0 | 0 | 0 | 0 | 0 | 0 | 0 | 0 | 0 | 0 | 0 | 0 | 0 | 0 | 0 | 0 | 0
F2_Commercial_WA - Health_New_Space Heating_Natural Gas_Insulation - Ducting_A_Achievable Economic TRC Potential | F2 | Commercial | WA - Health | New | Space Heating | Natural Gas | Insulation - Ducting | A | Integrated Unit Summer Peak Savings (kW) | Achievable Economic TRC Potential | 0 | 0 | 0 | 0 | 0 | 0 | 0 | 0 | 0 | 0 | 0 | 0 | 0 | 0 | 0 | 0 | 0 | 0 | 0 | 0 | 0 | 0 | 0 | 0 | 0 | 0 | 0
F3_Commercial_WA - Health_New_Space Heating_Natural Gas_Insulation - Ducting_A_Achievable Economic TRC Potential | F3 | Commercial | WA - Health | New | Space Heating | Natural Gas | Insulation - Ducting | A | Integrated Unit Winter Peak Savings (kW) | Achievable Economic TRC Potential | 0 | 0 | 0 | 0 | 0 | 0 | 0 | 0 | 0 | 0 | 0 | 0 | 0 | 0 | 0 | 0 | 0 | 0 | 0 | 0 | 0 | 0 | 0 | 0 | 0 | 0 | 0
F4_Commercial_WA - Health_New_Space Heating_Natural Gas_Insulation - Ducting_A_Achievable Economic TRC Potential | F4 | Commercial | WA - Health | New | Space Heating | Natural Gas | Insulation - Ducting | A | Incremental Energy Savings (MWh or mTherms) | Achievable Economic TRC Potential | 0 | 0 | 0 | 0 | 0 | 0 | 0 | 0 | 0 | 0 | 0 | 0 | 0 | 0 | 0 | 0 | 0 | 0 | 0 | 0 | 0 | 0 | 0 | 0 | 0 | 0 | 0
F5_Commercial_WA - Health_New_Space Heating_Natural Gas_Insulation - Ducting_A_Achievable Economic TRC Potential | F5 | Commercial | WA - Health | New | Space Heating | Natural Gas | Insulation - Ducting | A | Incremental Summer Peak Savings (MW) | Achievable Economic TRC Potential | 0 | 0 | 0 | 0 | 0 | 0 | 0 | 0 | 0 | 0 | 0 | 0 | 0 | 0 | 0 | 0 | 0 | 0 | 0 | 0 | 0 | 0 | 0 | 0 | 0 | 0 | 0
F6_Commercial_WA - Health_New_Space Heating_Natural Gas_Insulation - Ducting_A_Achievable Economic TRC Potential | F6 | Commercial | WA - Health | New | Space Heating | Natural Gas | Insulation - Ducting | A | Incremental Winter Peak Savings (MW) | Achievable Economic TRC Potential | 0 | 0 | 0 | 0 | 0 | 0 | 0 | 0 | 0 | 0 | 0 | 0 | 0 | 0 | 0 | 0 | 0 | 0 | 0 | 0 | 0 | 0 | 0 | 0 | 0 | 0 | 0
F7_Commercial_WA - Health_New_Space Heating_Natural Gas_Insulation - Ducting_A_Achievable Economic TRC Potential | F7 | Commercial | WA - Health | New | Space Heating | Natural Gas | Insulation - Ducting | A | Cumulative Energy Savings (MWh or mTherms) | Achievable Economic TRC Potential | 0 | 0 | 0 | 0 | 0 | 0 | 0 | 0 | 0 | 0 | 0 | 0 | 0 | 0 | 0 | 0 | 0 | 0 | 0 | 0 | 0 | 0 | 0 | 0 | 0 | 0 | 0
F8_Commercial_WA - Health_New_Space Heating_Natural Gas_Insulation - Ducting_A_Achievable Economic TRC Potential | F8 | Commercial | WA - Health | New | Space Heating | Natural Gas | Insulation - Ducting | A | Cumulative Summer Peak Savings (MW) | Achievable Economic TRC Potential | 0 | 0 | 0 | 0 | 0 | 0 | 0 | 0 | 0 | 0 | 0 | 0 | 0 | 0 | 0 | 0 | 0 | 0 | 0 | 0 | 0 | 0 | 0 | 0 | 0 | 0 | 0
F9_Commercial_WA - Health_New_Space Heating_Natural Gas_Insulation - Ducting_A_Achievable Economic TRC Potential | F9 | Commercial | WA - Health | New | Space Heating | Natural Gas | Insulation - Ducting | A | Cumulative Winter Peak Savings (MW) | Achievable Economic TRC Potential | 0 | 0 | 0 | 0 | 0 | 0 | 0 | 0 | 0 | 0 | 0 | 0 | 0 | 0 | 0 | 0 | 0 | 0 | 0 | 0 | 0 | 0 | 0 | 0 | 0 | 0 | 0
F10_Commercial_WA - Health_New_Space Heating_Natural Gas_Insulation - Ducting_A_Achievable Economic TRC Potential | F10 | Commercial | WA - Health | New | Space Heating | Natural Gas | Insulation - Ducting | A | Purchases (Incremental) | Achievable Economic TRC Potential | 0 | 0 | 0 | 0 | 0 | 0 | 0 | 0 | 0 | 0 | 0 | 0 | 0 | 0 | 0 | 0 | 0 | 0 | 0 | 0 | 0 | 0 | 0 | 0 | 0 | 0 | 0
F11_Commercial_WA - Health_New_Space Heating_Natural Gas_Insulation - Ducting_A_Achievable Economic TRC Potential | F11 | Commercial | WA - Health | New | Space Heating | Natural Gas | Insulation - Ducting | A | Purchases (Cumulative) | Achievable Economic TRC Potential | 0 | 0 | 0 | 0 | 0 | 0 | 0 | 0 | 0 | 0 | 0 | 0 | 0 | 0 | 0 | 0 | 0 | 0 | 0 | 0 | 0 | 0 | 0 | 0 | 0 | 0 | 0
F1_Commercial_WA - Health_New_Space Heating_Natural Gas_Insulation - Wall Cavity_A_Achievable Economic TRC Potential | F1 | Commercial | WA - Health | New | Space Heating | Natural Gas | Insulation - Wall Cavity | A | Integrated Unit Energy Savings (kWh or therms) | Achievable Economic TRC Potential | 0 | 0 | 0 | 0 | 0 | 0 | 0 | 0 | 0 | 0 | 0 | 0 | 0 | 0 | 0 | 0 | 0 | 0 | 0 | 0 | 0 | 0 | 0 | 0 | 0 | 0 | 0
F2_Commercial_WA - Health_New_Space Heating_Natural Gas_Insulation - Wall Cavity_A_Achievable Economic TRC Potential | F2 | Commercial | WA - Health | New | Space Heating | Natural Gas | Insulation - Wall Cavity | A | Integrated Unit Summer Peak Savings (kW) | Achievable Economic TRC Potential | 0 | 0 | 0 | 0 | 0 | 0 | 0 | 0 | 0 | 0 | 0 | 0 | 0 | 0 | 0 | 0 | 0 | 0 | 0 | 0 | 0 | 0 | 0 | 0 | 0 | 0 | 0
F3_Commercial_WA - Health_New_Space Heating_Natural Gas_Insulation - Wall Cavity_A_Achievable Economic TRC Potential | F3 | Commercial | WA - Health | New | Space Heating | Natural Gas | Insulation - Wall Cavity | A | Integrated Unit Winter Peak Savings (kW) | Achievable Economic TRC Potential | 0 | 0 | 0 | 0 | 0 | 0 | 0 | 0 | 0 | 0 | 0 | 0 | 0 | 0 | 0 | 0 | 0 | 0 | 0 | 0 | 0 | 0 | 0 | 0 | 0 | 0 | 0
F4_Commercial_WA - Health_New_Space Heating_Natural Gas_Insulation - Wall Cavity_A_Achievable Economic TRC Potential | F4 | Commercial | WA - Health | New | Space Heating | Natural Gas | Insulation - Wall Cavity | A | Incremental Energy Savings (MWh or mTherms) | Achievable Economic TRC Potential | 0 | 0 | 0 | 0 | 0 | 0 | 0 | 0 | 0 | 0 | 0 | 0 | 0 | 0 | 0 | 0 | 0 | 0 | 0 | 0 | 0 | 0 | 0 | 0 | 0 | 0 | 0
F5_Commercial_WA - Health_New_Space Heating_Natural Gas_Insulation - Wall Cavity_A_Achievable Economic TRC Potential | F5 | Commercial | WA - Health | New | Space Heating | Natural Gas | Insulation - Wall Cavity | A | Incremental Summer Peak Savings (MW) | Achievable Economic TRC Potential | 0 | 0 | 0 | 0 | 0 | 0 | 0 | 0 | 0 | 0 | 0 | 0 | 0 | 0 | 0 | 0 | 0 | 0 | 0 | 0 | 0 | 0 | 0 | 0 | 0 | 0 | 0
F6_Commercial_WA - Health_New_Space Heating_Natural Gas_Insulation - Wall Cavity_A_Achievable Economic TRC Potential | F6 | Commercial | WA - Health | New | Space Heating | Natural Gas | Insulation - Wall Cavity | A | Incremental Winter Peak Savings (MW) | Achievable Economic TRC Potential | 0 | 0 | 0 | 0 | 0 | 0 | 0 | 0 | 0 | 0 | 0 | 0 | 0 | 0 | 0 | 0 | 0 | 0 | 0 | 0 | 0 | 0 | 0 | 0 | 0 | 0 | 0
F7_Commercial_WA - Health_New_Space Heating_Natural Gas_Insulation - Wall Cavity_A_Achievable Economic TRC Potential | F7 | Commercial | WA - Health | New | Space Heating | Natural Gas | Insulation - Wall Cavity | A | Cumulative Energy Savings (MWh or mTherms) | Achievable Economic TRC Potential | 0 | 0 | 0 | 0 | 0 | 0 | 0 | 0 | 0 | 0 | 0 | 0 | 0 | 0 | 0 | 0 | 0 | 0 | 0 | 0 | 0 | 0 | 0 | 0 | 0 | 0 | 0
F8_Commercial_WA - Health_New_Space Heating_Natural Gas_Insulation - Wall Cavity_A_Achievable Economic TRC Potential | F8 | Commercial | WA - Health | New | Space Heating | Natural Gas | Insulation - Wall Cavity | A | Cumulative Summer Peak Savings (MW) | Achievable Economic TRC Potential | 0 | 0 | 0 | 0 | 0 | 0 | 0 | 0 | 0 | 0 | 0 | 0 | 0 | 0 | 0 | 0 | 0 | 0 | 0 | 0 | 0 | 0 | 0 | 0 | 0 | 0 | 0
F9_Commercial_WA - Health_New_Space Heating_Natural Gas_Insulation - Wall Cavity_A_Achievable Economic TRC Potential | F9 | Commercial | WA - Health | New | Space Heating | Natural Gas | Insulation - Wall Cavity | A | Cumulative Winter Peak Savings (MW) | Achievable Economic TRC Potential | 0 | 0 | 0 | 0 | 0 | 0 | 0 | 0 | 0 | 0 | 0 | 0 | 0 | 0 | 0 | 0 | 0 | 0 | 0 | 0 | 0 | 0 | 0 | 0 | 0 | 0 | 0
F10_Commercial_WA - Health_New_Space Heating_Natural Gas_Insulation - Wall Cavity_A_Achievable Economic TRC Potential | F10 | Commercial | WA - Health | New | Space Heating | Natural Gas | Insulation - Wall Cavity | A | Purchases (Incremental) | Achievable Economic TRC Potential | 0 | 0 | 0 | 0 | 0 | 0 | 0 | 0 | 0 | 0 | 0 | 0 | 0 | 0 | 0 | 0 | 0 | 0 | 0 | 0 | 0 | 0 | 0 | 0 | 0 | 0 | 0
F11_Commercial_WA - Health_New_Space Heating_Natural Gas_Insulation - Wall Cavity_A_Achievable Economic TRC Potential | F11 | Commercial | WA - Health | New | Space Heating | Natural Gas | Insulation - Wall Cavity | A | Purchases (Cumulative) | Achievable Economic TRC Potential | 0 | 0 | 0 | 0 | 0 | 0 | 0 | 0 | 0 | 0 | 0 | 0 | 0 | 0 | 0 | 0 | 0 | 0 | 0 | 0 | 0 | 0 | 0 | 0 | 0 | 0 | 0
F1_Commercial_WA - Health_New_Space Heating_Natural Gas_Green Roof - Vegetated Rooftop_A_Achievable Economic TRC Potential | F1 | Commercial | WA - Health | New | Space Heating | Natural Gas | Green Roof - Vegetated Rooftop | A | Integrated Unit Energy Savings (kWh or therms) | Achievable Economic TRC Potential | 0 | 0 | 0 | 0 | 0 | 0 | 0 | 0 | 0 | 0 | 0 | 0 | 0 | 0 | 0 | 0 | 0 | 0 | 0 | 0 | 0 | 0 | 0 | 0 | 0 | 0 | 0
F2_Commercial_WA - Health_New_Space Heating_Natural Gas_Green Roof - Vegetated Rooftop_A_Achievable Economic TRC Potential | F2 | Commercial | WA - Health | New | Space Heating | Natural Gas | Green Roof - Vegetated Rooftop | A | Integrated Unit Summer Peak Savings (kW) | Achievable Economic TRC Potential | 0 | 0 | 0 | 0 | 0 | 0 | 0 | 0 | 0 | 0 | 0 | 0 | 0 | 0 | 0 | 0 | 0 | 0 | 0 | 0 | 0 | 0 | 0 | 0 | 0 | 0 | 0
F3_Commercial_WA - Health_New_Space Heating_Natural Gas_Green Roof - Vegetated Rooftop_A_Achievable Economic TRC Potential | F3 | Commercial | WA - Health | New | Space Heating | Natural Gas | Green Roof - Vegetated Rooftop | A | Integrated Unit Winter Peak Savings (kW) | Achievable Economic TRC Potential | 0 | 0 | 0 | 0 | 0 | 0 | 0 | 0 | 0 | 0 | 0 | 0 | 0 | 0 | 0 | 0 | 0 | 0 | 0 | 0 | 0 | 0 | 0 | 0 | 0 | 0 | 0
F4_Commercial_WA - Health_New_Space Heating_Natural Gas_Green Roof - Vegetated Rooftop_A_Achievable Economic TRC Potential | F4 | Commercial | WA - Health | New | Space Heating | Natural Gas | Green Roof - Vegetated Rooftop | A | Incremental Energy Savings (MWh or mTherms) | Achievable Economic TRC Potential | 0 | 0 | 0 | 0 | 0 | 0 | 0 | 0 | 0 | 0 | 0 | 0 | 0 | 0 | 0 | 0 | 0 | 0 | 0 | 0 | 0 | 0 | 0 | 0 | 0 | 0 | 0
F5_Commercial_WA - Health_New_Space Heating_Natural Gas_Green Roof - Vegetated Rooftop_A_Achievable Economic TRC Potential | F5 | Commercial | WA - Health | New | Space Heating | Natural Gas | Green Roof - Vegetated Rooftop | A | Incremental Summer Peak Savings (MW) | Achievable Economic TRC Potential | 0 | 0 | 0 | 0 | 0 | 0 | 0 | 0 | 0 | 0 | 0 | 0 | 0 | 0 | 0 | 0 | 0 | 0 | 0 | 0 | 0 | 0 | 0 | 0 | 0 | 0 | 0
F6_Commercial_WA - Health_New_Space Heating_Natural Gas_Green Roof - Vegetated Rooftop_A_Achievable Economic TRC Potential | F6 | Commercial | WA - Health | New | Space Heating | Natural Gas | Green Roof - Vegetated Rooftop | A | Incremental Winter Peak Savings (MW) | Achievable Economic TRC Potential | 0 | 0 | 0 | 0 | 0 | 0 | 0 | 0 | 0 | 0 | 0 | 0 | 0 | 0 | 0 | 0 | 0 | 0 | 0 | 0 | 0 | 0 | 0 | 0 | 0 | 0 | 0
F7_Commercial_WA - Health_New_Space Heating_Natural Gas_Green Roof - Vegetated Rooftop_A_Achievable Economic TRC Potential | F7 | Commercial | WA - Health | New | Space Heating | Natural Gas | Green Roof - Vegetated Rooftop | A | Cumulative Energy Savings (MWh or mTherms) | Achievable Economic TRC Potential | 0 | 0 | 0 | 0 | 0 | 0 | 0 | 0 | 0 | 0 | 0 | 0 | 0 | 0 | 0 | 0 | 0 | 0 | 0 | 0 | 0 | 0 | 0 | 0 | 0 | 0 | 0
F8_Commercial_WA - Health_New_Space Heating_Natural Gas_Green Roof - Vegetated Rooftop_A_Achievable Economic TRC Potential | F8 | Commercial | WA - Health | New | Space Heating | Natural Gas | Green Roof - Vegetated Rooftop | A | Cumulative Summer Peak Savings (MW) | Achievable Economic TRC Potential | 0 | 0 | 0 | 0 | 0 | 0 | 0 | 0 | 0 | 0 | 0 | 0 | 0 | 0 | 0 | 0 | 0 | 0 | 0 | 0 | 0 | 0 | 0 | 0 | 0 | 0 | 0
F9_Commercial_WA - Health_New_Space Heating_Natural Gas_Green Roof - Vegetated Rooftop_A_Achievable Economic TRC Potential | F9 | Commercial | WA - Health | New | Space Heating | Natural Gas | Green Roof - Vegetated Rooftop | A | Cumulative Winter Peak Savings (MW) | Achievable Economic TRC Potential | 0 | 0 | 0 | 0 | 0 | 0 | 0 | 0 | 0 | 0 | 0 | 0 | 0 | 0 | 0 | 0 | 0 | 0 | 0 | 0 | 0 | 0 | 0 | 0 | 0 | 0 | 0
F10_Commercial_WA - Health_New_Space Heating_Natural Gas_Green Roof - Vegetated Rooftop_A_Achievable Economic TRC Potential | F10 | Commercial | WA - Health | New | Space Heating | Natural Gas | Green Roof - Vegetated Rooftop | A | Purchases (Incremental) | Achievable Economic TRC Potential | 0 | 0 | 0 | 0 | 0 | 0 | 0 | 0 | 0 | 0 | 0 | 0 | 0 | 0 | 0 | 0 | 0 | 0 | 0 | 0 | 0 | 0 | 0 | 0 | 0 | 0 | 0
F11_Commercial_WA - Health_New_Space Heating_Natural Gas_Green Roof - Vegetated Rooftop_A_Achievable Economic TRC Potential | F11 | Commercial | WA - Health | New | Space Heating | Natural Gas | Green Roof - Vegetated Rooftop | A | Purchases (Cumulative) | Achievable Economic TRC Potential | 0 | 0 | 0 | 0 | 0 | 0 | 0 | 0 | 0 | 0 | 0 | 0 | 0 | 0 | 0 | 0 | 0 | 0 | 0 | 0 | 0 | 0 | 0 | 0 | 0 | 0 | 0
F1_Commercial_WA - Health_New_Space Heating_Natural Gas_Ducting - Repair and Sealing_A_Achievable Economic TRC Potential | F1 | Commercial | WA - Health | New | Space Heating | Natural Gas | Ducting - Repair and Sealing | A | Integrated Unit Energy Savings (kWh or therms) | Achievable Economic TRC Potential | 0 | 0 | 0 | 0 | 0 | 0 | 0 | 0 | 0 | 0 | 0 | 0 | 0 | 0 | 0 | 0 | 0 | 0 | 0 | 0 | 0 | 0 | 0 | 0 | 0 | 0 | 0
F2_Commercial_WA - Health_New_Space Heating_Natural Gas_Ducting - Repair and Sealing_A_Achievable Economic TRC Potential | F2 | Commercial | WA - Health | New | Space Heating | Natural Gas | Ducting - Repair and Sealing | A | Integrated Unit Summer Peak Savings (kW) | Achievable Economic TRC Potential | 0 | 0 | 0 | 0 | 0 | 0 | 0 | 0 | 0 | 0 | 0 | 0 | 0 | 0 | 0 | 0 | 0 | 0 | 0 | 0 | 0 | 0 | 0 | 0 | 0 | 0 | 0
F3_Commercial_WA - Health_New_Space Heating_Natural Gas_Ducting - Repair and Sealing_A_Achievable Economic TRC Potential | F3 | Commercial | WA - Health | New | Space Heating | Natural Gas | Ducting - Repair and Sealing | A | Integrated Unit Winter Peak Savings (kW) | Achievable Economic TRC Potential | 0 | 0 | 0 | 0 | 0 | 0 | 0 | 0 | 0 | 0 | 0 | 0 | 0 | 0 | 0 | 0 | 0 | 0 | 0 | 0 | 0 | 0 | 0 | 0 | 0 | 0 | 0
F4_Commercial_WA - Health_New_Space Heating_Natural Gas_Ducting - Repair and Sealing_A_Achievable Economic TRC Potential | F4 | Commercial | WA - Health | New | Space Heating | Natural Gas | Ducting - Repair and Sealing | A | Incremental Energy Savings (MWh or mTherms) | Achievable Economic TRC Potential | 0 | 0 | 0 | 0 | 0 | 0 | 0 | 0 | 0 | 0 | 0 | 0 | 0 | 0 | 0 | 0 | 0 | 0 | 0 | 0 | 0 | 0 | 0 | 0 | 0 | 0 | 0
F5_Commercial_WA - Health_New_Space Heating_Natural Gas_Ducting - Repair and Sealing_A_Achievable Economic TRC Potential | F5 | Commercial | WA - Health | New | Space Heating | Natural Gas | Ducting - Repair and Sealing | A | Incremental Summer Peak Savings (MW) | Achievable Economic TRC Potential | 0 | 0 | 0 | 0 | 0 | 0 | 0 | 0 | 0 | 0 | 0 | 0 | 0 | 0 | 0 | 0 | 0 | 0 | 0 | 0 | 0 | 0 | 0 | 0 | 0 | 0 | 0
F6_Commercial_WA - Health_New_Space Heating_Natural Gas_Ducting - Repair and Sealing_A_Achievable Economic TRC Potential | F6 | Commercial | WA - Health | New | Space Heating | Natural Gas | Ducting - Repair and Sealing | A | Incremental Winter Peak Savings (MW) | Achievable Economic TRC Potential | 0 | 0 | 0 | 0 | 0 | 0 | 0 | 0 | 0 | 0 | 0 | 0 | 0 | 0 | 0 | 0 | 0 | 0 | 0 | 0 | 0 | 0 | 0 | 0 | 0 | 0 | 0
F7_Commercial_WA - Health_New_Space Heating_Natural Gas_Ducting - Repair and Sealing_A_Achievable Economic TRC Potential | F7 | Commercial | WA - Health | New | Space Heating | Natural Gas | Ducting - Repair and Sealing | A | Cumulative Energy Savings (MWh or mTherms) | Achievable Economic TRC Potential | 0 | 0 | 0 | 0 | 0 | 0 | 0 | 0 | 0 | 0 | 0 | 0 | 0 | 0 | 0 | 0 | 0 | 0 | 0 | 0 | 0 | 0 | 0 | 0 | 0 | 0 | 0
F8_Commercial_WA - Health_New_Space Heating_Natural Gas_Ducting - Repair and Sealing_A_Achievable Economic TRC Potential | F8 | Commercial | WA - Health | New | Space Heating | Natural Gas | Ducting - Repair and Sealing | A | Cumulative Summer Peak Savings (MW) | Achievable Economic TRC Potential | 0 | 0 | 0 | 0 | 0 | 0 | 0 | 0 | 0 | 0 | 0 | 0 | 0 | 0 | 0 | 0 | 0 | 0 | 0 | 0 | 0 | 0 | 0 | 0 | 0 | 0 | 0
F9_Commercial_WA - Health_New_Space Heating_Natural Gas_Ducting - Repair and Sealing_A_Achievable Economic TRC Potential | F9 | Commercial | WA - Health | New | Space Heating | Natural Gas | Ducting - Repair and Sealing | A | Cumulative Winter Peak Savings (MW) | Achievable Economic TRC Potential | 0 | 0 | 0 | 0 | 0 | 0 | 0 | 0 | 0 | 0 | 0 | 0 | 0 | 0 | 0 | 0 | 0 | 0 | 0 | 0 | 0 | 0 | 0 | 0 | 0 | 0 | 0
F10_Commercial_WA - Health_New_Space Heating_Natural Gas_Ducting - Repair and Sealing_A_Achievable Economic TRC Potential | F10 | Commercial | WA - Health | New | Space Heating | Natural Gas | Ducting - Repair and Sealing | A | Purchases (Incremental) | Achievable Economic TRC Potential | 0 | 0 | 0 | 0 | 0 | 0 | 0 | 0 | 0 | 0 | 0 | 0 | 0 | 0 | 0 | 0 | 0 | 0 | 0 | 0 | 0 | 0 | 0 | 0 | 0 | 0 | 0
F11_Commercial_WA - Health_New_Space Heating_Natural Gas_Ducting - Repair and Sealing_A_Achievable Economic TRC Potential | F11 | Commercial | WA - Health | New | Space Heating | Natural Gas | Ducting - Repair and Sealing | A | Purchases (Cumulative) | Achievable Economic TRC Potential | 0 | 0 | 0 | 0 | 0 | 0 | 0 | 0 | 0 | 0 | 0 | 0 | 0 | 0 | 0 | 0 | 0 | 0 | 0 | 0 | 0 | 0 | 0 | 0 | 0 | 0 | 0
F1_Commercial_WA - Health_New_Space Heating_Natural Gas_Windows - High Efficiency Glazing_A_Achievable Economic TRC Potential | F1 | Commercial | WA - Health | New | Space Heating | Natural Gas | Windows - High Efficiency Glazing | A | Integrated Unit Energy Savings (kWh or therms) | Achievable Economic TRC Potential | 0 | 0 | 0 | 0 | 0 | 0 | 0 | 0 | 0 | 0 | 0 | 0 | 0 | 0 | 0 | 0 | 0 | 0 | 0 | 0 | 0 | 0 | 0 | 0 | 0 | 0 | 0
F2_Commercial_WA - Health_New_Space Heating_Natural Gas_Windows - High Efficiency Glazing_A_Achievable Economic TRC Potential | F2 | Commercial | WA - Health | New | Space Heating | Natural Gas | Windows - High Efficiency Glazing | A | Integrated Unit Summer Peak Savings (kW) | Achievable Economic TRC Potential | 0 | 0 | 0 | 0 | 0 | 0 | 0 | 0 | 0 | 0 | 0 | 0 | 0 | 0 | 0 | 0 | 0 | 0 | 0 | 0 | 0 | 0 | 0 | 0 | 0 | 0 | 0
F3_Commercial_WA - Health_New_Space Heating_Natural Gas_Windows - High Efficiency Glazing_A_Achievable Economic TRC Potential | F3 | Commercial | WA - Health | New | Space Heating | Natural Gas | Windows - High Efficiency Glazing | A | Integrated Unit Winter Peak Savings (kW) | Achievable Economic TRC Potential | 0 | 0 | 0 | 0 | 0 | 0 | 0 | 0 | 0 | 0 | 0 | 0 | 0 | 0 | 0 | 0 | 0 | 0 | 0 | 0 | 0 | 0 | 0 | 0 | 0 | 0 | 0
F4_Commercial_WA - Health_New_Space Heating_Natural Gas_Windows - High Efficiency Glazing_A_Achievable Economic TRC Potential | F4 | Commercial | WA - Health | New | Space Heating | Natural Gas | Windows - High Efficiency Glazing | A | Incremental Energy Savings (MWh or mTherms) | Achievable Economic TRC Potential | 0 | 0 | 0 | 0 | 0 | 0 | 0 | 0 | 0 | 0 | 0 | 0 | 0 | 0 | 0 | 0 | 0 | 0 | 0 | 0 | 0 | 0 | 0 | 0 | 0 | 0 | 0
F5_Commercial_WA - Health_New_Space Heating_Natural Gas_Windows - High Efficiency Glazing_A_Achievable Economic TRC Potential | F5 | Commercial | WA - Health | New | Space Heating | Natural Gas | Windows - High Efficiency Glazing | A | Incremental Summer Peak Savings (MW) | Achievable Economic TRC Potential | 0 | 0 | 0 | 0 | 0 | 0 | 0 | 0 | 0 | 0 | 0 | 0 | 0 | 0 | 0 | 0 | 0 | 0 | 0 | 0 | 0 | 0 | 0 | 0 | 0 | 0 | 0
F6_Commercial_WA - Health_New_Space Heating_Natural Gas_Windows - High Efficiency Glazing_A_Achievable Economic TRC Potential | F6 | Commercial | WA - Health | New | Space Heating | Natural Gas | Windows - High Efficiency Glazing | A | Incremental Winter Peak Savings (MW) | Achievable Economic TRC Potential | 0 | 0 | 0 | 0 | 0 | 0 | 0 | 0 | 0 | 0 | 0 | 0 | 0 | 0 | 0 | 0 | 0 | 0 | 0 | 0 | 0 | 0 | 0 | 0 | 0 | 0 | 0
F7_Commercial_WA - Health_New_Space Heating_Natural Gas_Windows - High Efficiency Glazing_A_Achievable Economic TRC Potential | F7 | Commercial | WA - Health | New | Space Heating | Natural Gas | Windows - High Efficiency Glazing | A | Cumulative Energy Savings (MWh or mTherms) | Achievable Economic TRC Potential | 0 | 0 | 0 | 0 | 0 | 0 | 0 | 0 | 0 | 0 | 0 | 0 | 0 | 0 | 0 | 0 | 0 | 0 | 0 | 0 | 0 | 0 | 0 | 0 | 0 | 0 | 0
F8_Commercial_WA - Health_New_Space Heating_Natural Gas_Windows - High Efficiency Glazing_A_Achievable Economic TRC Potential | F8 | Commercial | WA - Health | New | Space Heating | Natural Gas | Windows - High Efficiency Glazing | A | Cumulative Summer Peak Savings (MW) | Achievable Economic TRC Potential | 0 | 0 | 0 | 0 | 0 | 0 | 0 | 0 | 0 | 0 | 0 | 0 | 0 | 0 | 0 | 0 | 0 | 0 | 0 | 0 | 0 | 0 | 0 | 0 | 0 | 0 | 0
F9_Commercial_WA - Health_New_Space Heating_Natural Gas_Windows - High Efficiency Glazing_A_Achievable Economic TRC Potential | F9 | Commercial | WA - Health | New | Space Heating | Natural Gas | Windows - High Efficiency Glazing | A | Cumulative Winter Peak Savings (MW) | Achievable Economic TRC Potential | 0 | 0 | 0 | 0 | 0 | 0 | 0 | 0 | 0 | 0 | 0 | 0 | 0 | 0 | 0 | 0 | 0 | 0 | 0 | 0 | 0 | 0 | 0 | 0 | 0 | 0 | 0
F10_Commercial_WA - Health_New_Space Heating_Natural Gas_Windows - High Efficiency Glazing_A_Achievable Economic TRC Potential | F10 | Commercial | WA - Health | New | Space Heating | Natural Gas | Windows - High Efficiency Glazing | A | Purchases (Incremental) | Achievable Economic TRC Potential | 0 | 0 | 0 | 0 | 0 | 0 | 0 | 0 | 0 | 0 | 0 | 0 | 0 | 0 | 0 | 0 | 0 | 0 | 0 | 0 | 0 | 0 | 0 | 0 | 0 | 0 | 0
F11_Commercial_WA - Health_New_Space Heating_Natural Gas_Windows - High Efficiency Glazing_A_Achievable Economic TRC Potential | F11 | Commercial | WA - Health | New | Space Heating | Natural Gas | Windows - High Efficiency Glazing | A | Purchases (Cumulative) | Achievable Economic TRC Potential | 0 | 0 | 0 | 0 | 0 | 0 | 0 | 0 | 0 | 0 | 0 | 0 | 0 | 0 | 0 | 0 | 0 | 0 | 0 | 0 | 0 | 0 | 0 | 0 | 0 | 0 | 0
F1_Commercial_WA - Health_New_Space Heating_Natural Gas_Windows - Secondary Glazing Systems_A_Achievable Economic TRC Potential | F1 | Commercial | WA - Health | New | Space Heating | Natural Gas | Windows - Secondary Glazing Systems | A | Integrated Unit Energy Savings (kWh or therms) | Achievable Economic TRC Potential | 0 | 0 | 0 | 0 | 0 | 0 | 0 | 0 | 0 | 0 | 0 | 0 | 0 | 0 | 0 | 0 | 0 | 0 | 0 | 0 | 0 | 0 | 0 | 0 | 0 | 0 | 0
F2_Commercial_WA - Health_New_Space Heating_Natural Gas_Windows - Secondary Glazing Systems_A_Achievable Economic TRC Potential | F2 | Commercial | WA - Health | New | Space Heating | Natural Gas | Windows - Secondary Glazing Systems | A | Integrated Unit Summer Peak Savings (kW) | Achievable Economic TRC Potential | 0 | 0 | 0 | 0 | 0 | 0 | 0 | 0 | 0 | 0 | 0 | 0 | 0 | 0 | 0 | 0 | 0 | 0 | 0 | 0 | 0 | 0 | 0 | 0 | 0 | 0 | 0
F3_Commercial_WA - Health_New_Space Heating_Natural Gas_Windows - Secondary Glazing Systems_A_Achievable Economic TRC Potential | F3 | Commercial | WA - Health | New | Space Heating | Natural Gas | Windows - Secondary Glazing Systems | A | Integrated Unit Winter Peak Savings (kW) | Achievable Economic TRC Potential | 0 | 0 | 0 | 0 | 0 | 0 | 0 | 0 | 0 | 0 | 0 | 0 | 0 | 0 | 0 | 0 | 0 | 0 | 0 | 0 | 0 | 0 | 0 | 0 | 0 | 0 | 0
F4_Commercial_WA - Health_New_Space Heating_Natural Gas_Windows - Secondary Glazing Systems_A_Achievable Economic TRC Potential | F4 | Commercial | WA - Health | New | Space Heating | Natural Gas | Windows - Secondary Glazing Systems | A | Incremental Energy Savings (MWh or mTherms) | Achievable Economic TRC Potential | 0 | 0 | 0 | 0 | 0 | 0 | 0 | 0 | 0 | 0 | 0 | 0 | 0 | 0 | 0 | 0 | 0 | 0 | 0 | 0 | 0 | 0 | 0 | 0 | 0 | 0 | 0
F5_Commercial_WA - Health_New_Space Heating_Natural Gas_Windows - Secondary Glazing Systems_A_Achievable Economic TRC Potential | F5 | Commercial | WA - Health | New | Space Heating | Natural Gas | Windows - Secondary Glazing Systems | A | Incremental Summer Peak Savings (MW) | Achievable Economic TRC Potential | 0 | 0 | 0 | 0 | 0 | 0 | 0 | 0 | 0 | 0 | 0 | 0 | 0 | 0 | 0 | 0 | 0 | 0 | 0 | 0 | 0 | 0 | 0 | 0 | 0 | 0 | 0
F6_Commercial_WA - Health_New_Space Heating_Natural Gas_Windows - Secondary Glazing Systems_A_Achievable Economic TRC Potential | F6 | Commercial | WA - Health | New | Space Heating | Natural Gas | Windows - Secondary Glazing Systems | A | Incremental Winter Peak Savings (MW) | Achievable Economic TRC Potential | 0 | 0 | 0 | 0 | 0 | 0 | 0 | 0 | 0 | 0 | 0 | 0 | 0 | 0 | 0 | 0 | 0 | 0 | 0 | 0 | 0 | 0 | 0 | 0 | 0 | 0 | 0
F7_Commercial_WA - Health_New_Space Heating_Natural Gas_Windows - Secondary Glazing Systems_A_Achievable Economic TRC Potential | F7 | Commercial | WA - Health | New | Space Heating | Natural Gas | Windows - Secondary Glazing Systems | A | Cumulative Energy Savings (MWh or mTherms) | Achievable Economic TRC Potential | 0 | 0 | 0 | 0 | 0 | 0 | 0 | 0 | 0 | 0 | 0 | 0 | 0 | 0 | 0 | 0 | 0 | 0 | 0 | 0 | 0 | 0 | 0 | 0 | 0 | 0 | 0
F8_Commercial_WA - Health_New_Space Heating_Natural Gas_Windows - Secondary Glazing Systems_A_Achievable Economic TRC Potential | F8 | Commercial | WA - Health | New | Space Heating | Natural Gas | Windows - Secondary Glazing Systems | A | Cumulative Summer Peak Savings (MW) | Achievable Economic TRC Potential | 0 | 0 | 0 | 0 | 0 | 0 | 0 | 0 | 0 | 0 | 0 | 0 | 0 | 0 | 0 | 0 | 0 | 0 | 0 | 0 | 0 | 0 | 0 | 0 | 0 | 0 | 0
F9_Commercial_WA - Health_New_Space Heating_Natural Gas_Windows - Secondary Glazing Systems_A_Achievable Economic TRC Potential | F9 | Commercial | WA - Health | New | Space Heating | Natural Gas | Windows - Secondary Glazing Systems | A | Cumulative Winter Peak Savings (MW) | Achievable Economic TRC Potential | 0 | 0 | 0 | 0 | 0 | 0 | 0 | 0 | 0 | 0 | 0 | 0 | 0 | 0 | 0 | 0 | 0 | 0 | 0 | 0 | 0 | 0 | 0 | 0 | 0 | 0 | 0
F10_Commercial_WA - Health_New_Space Heating_Natural Gas_Windows - Secondary Glazing Systems_A_Achievable Economic TRC Potential | F10 | Commercial | WA - Health | New | Space Heating | Natural Gas | Windows - Secondary Glazing Systems | A | Purchases (Incremental) | Achievable Economic TRC Potential | 0 | 0 | 0 | 0 | 0 | 0 | 0 | 0 | 0 | 0 | 0 | 0 | 0 | 0 | 0 | 0 | 0 | 0 | 0 | 0 | 0 | 0 | 0 | 0 | 0 | 0 | 0
F11_Commercial_WA - Health_New_Space Heating_Natural Gas_Windows - Secondary Glazing Systems_A_Achievable Economic TRC Potential | F11 | Commercial | WA - Health | New | Space Heating | Natural Gas | Windows - Secondary Glazing Systems | A | Purchases (Cumulative) | Achievable Economic TRC Potential | 0 | 0 | 0 | 0 | 0 | 0 | 0 | 0 | 0 | 0 | 0 | 0 | 0 | 0 | 0 | 0 | 0 | 0 | 0 | 0 | 0 | 0 | 0 | 0 | 0 | 0 | 0
F1_Commercial_WA - Health_New_Space Heating_Natural Gas_HVAC - Energy Recovery Ventilator_A_Achievable Economic TRC Potential | F1 | Commercial | WA - Health | New | Space Heating | Natural Gas | HVAC - Energy Recovery Ventilator | A | Integrated Unit Energy Savings (kWh or therms) | Achievable Economic TRC Potential | 0 | 0 | 0 | 0 | 0 | 0 | 0 | 0 | 0 | 0 | 0 | 0 | 0 | 0 | 0 | 0 | 0 | 0 | 0 | 0 | 0 | 0 | 0 | 0 | 0 | 0 | 0
F2_Commercial_WA - Health_New_Space Heating_Natural Gas_HVAC - Energy Recovery Ventilator_A_Achievable Economic TRC Potential | F2 | Commercial | WA - Health | New | Space Heating | Natural Gas | HVAC - Energy Recovery Ventilator | A | Integrated Unit Summer Peak Savings (kW) | Achievable Economic TRC Potential | 0 | 0 | 0 | 0 | 0 | 0 | 0 | 0 | 0 | 0 | 0 | 0 | 0 | 0 | 0 | 0 | 0 | 0 | 0 | 0 | 0 | 0 | 0 | 0 | 0 | 0 | 0
F3_Commercial_WA - Health_New_Space Heating_Natural Gas_HVAC - Energy Recovery Ventilator_A_Achievable Economic TRC Potential | F3 | Commercial | WA - Health | New | Space Heating | Natural Gas | HVAC - Energy Recovery Ventilator | A | Integrated Unit Winter Peak Savings (kW) | Achievable Economic TRC Potential | 0 | 0 | 0 | 0 | 0 | 0 | 0 | 0 | 0 | 0 | 0 | 0 | 0 | 0 | 0 | 0 | 0 | 0 | 0 | 0 | 0 | 0 | 0 | 0 | 0 | 0 | 0
F4_Commercial_WA - Health_New_Space Heating_Natural Gas_HVAC - Energy Recovery Ventilator_A_Achievable Economic TRC Potential | F4 | Commercial | WA - Health | New | Space Heating | Natural Gas | HVAC - Energy Recovery Ventilator | A | Incremental Energy Savings (MWh or mTherms) | Achievable Economic TRC Potential | 0 | 0 | 0 | 0 | 0 | 0 | 0 | 0 | 0 | 0 | 0 | 0 | 0 | 0 | 0 | 0 | 0 | 0 | 0 | 0 | 0 | 0 | 0 | 0 | 0 | 0 | 0
F5_Commercial_WA - Health_New_Space Heating_Natural Gas_HVAC - Energy Recovery Ventilator_A_Achievable Economic TRC Potential | F5 | Commercial | WA - Health | New | Space Heating | Natural Gas | HVAC - Energy Recovery Ventilator | A | Incremental Summer Peak Savings (MW) | Achievable Economic TRC Potential | 0 | 0 | 0 | 0 | 0 | 0 | 0 | 0 | 0 | 0 | 0 | 0 | 0 | 0 | 0 | 0 | 0 | 0 | 0 | 0 | 0 | 0 | 0 | 0 | 0 | 0 | 0
F6_Commercial_WA - Health_New_Space Heating_Natural Gas_HVAC - Energy Recovery Ventilator_A_Achievable Economic TRC Potential | F6 | Commercial | WA - Health | New | Space Heating | Natural Gas | HVAC - Energy Recovery Ventilator | A | Incremental Winter Peak Savings (MW) | Achievable Economic TRC Potential | 0 | 0 | 0 | 0 | 0 | 0 | 0 | 0 | 0 | 0 | 0 | 0 | 0 | 0 | 0 | 0 | 0 | 0 | 0 | 0 | 0 | 0 | 0 | 0 | 0 | 0 | 0
F7_Commercial_WA - Health_New_Space Heating_Natural Gas_HVAC - Energy Recovery Ventilator_A_Achievable Economic TRC Potential | F7 | Commercial | WA - Health | New | Space Heating | Natural Gas | HVAC - Energy Recovery Ventilator | A | Cumulative Energy Savings (MWh or mTherms) | Achievable Economic TRC Potential | 0 | 0 | 0 | 0 | 0 | 0 | 0 | 0 | 0 | 0 | 0 | 0 | 0 | 0 | 0 | 0 | 0 | 0 | 0 | 0 | 0 | 0 | 0 | 0 | 0 | 0 | 0
F8_Commercial_WA - Health_New_Space Heating_Natural Gas_HVAC - Energy Recovery Ventilator_A_Achievable Economic TRC Potential | F8 | Commercial | WA - Health | New | Space Heating | Natural Gas | HVAC - Energy Recovery Ventilator | A | Cumulative Summer Peak Savings (MW) | Achievable Economic TRC Potential | 0 | 0 | 0 | 0 | 0 | 0 | 0 | 0 | 0 | 0 | 0 | 0 | 0 | 0 | 0 | 0 | 0 | 0 | 0 | 0 | 0 | 0 | 0 | 0 | 0 | 0 | 0
F9_Commercial_WA - Health_New_Space Heating_Natural Gas_HVAC - Energy Recovery Ventilator_A_Achievable Economic TRC Potential | F9 | Commercial | WA - Health | New | Space Heating | Natural Gas | HVAC - Energy Recovery Ventilator | A | Cumulative Winter Peak Savings (MW) | Achievable Economic TRC Potential | 0 | 0 | 0 | 0 | 0 | 0 | 0 | 0 | 0 | 0 | 0 | 0 | 0 | 0 | 0 | 0 | 0 | 0 | 0 | 0 | 0 | 0 | 0 | 0 | 0 | 0 | 0
F10_Commercial_WA - Health_New_Space Heating_Natural Gas_HVAC - Energy Recovery Ventilator_A_Achievable Economic TRC Potential | F10 | Commercial | WA - Health | New | Space Heating | Natural Gas | HVAC - Energy Recovery Ventilator | A | Purchases (Incremental) | Achievable Economic TRC Potential | 0 | 0 | 0 | 0 | 0 | 0 | 0 | 0 | 0 | 0 | 0 | 0 | 0 | 0 | 0 | 0 | 0 | 0 | 0 | 0 | 0 | 0 | 0 | 0 | 0 | 0 | 0
F11_Commercial_WA - Health_New_Space Heating_Natural Gas_HVAC - Energy Recovery Ventilator_A_Achievable Economic TRC Potential | F11 | Commercial | WA - Health | New | Space Heating | Natural Gas | HVAC - Energy Recovery Ventilator | A | Purchases (Cumulative) | Achievable Economic TRC Potential | 0 | 0 | 0 | 0 | 0 | 0 | 0 | 0 | 0 | 0 | 0 | 0 | 0 | 0 | 0 | 0 | 0 | 0 | 0 | 0 | 0 | 0 | 0 | 0 | 0 | 0 | 0
F1_Commercial_WA - Health_New_Space Heating_Natural Gas_Building Shell - Air Sealing (Infiltration Control)_A_Achievable Economic TRC Potential | F1 | Commercial | WA - Health | New | Space Heating | Natural Gas | Building Shell - Air Sealing (Infiltration Control) | A | Integrated Unit Energy Savings (kWh or therms) | Achievable Economic TRC Potential | 0 | 0 | 0 | 0 | 0 | 0 | 0 | 0 | 0 | 0 | 0 | 0 | 0 | 0 | 0 | 0 | 0 | 0 | 0 | 0 | 0 | 0 | 0 | 0 | 0 | 0 | 0
F2_Commercial_WA - Health_New_Space Heating_Natural Gas_Building Shell - Air Sealing (Infiltration Control)_A_Achievable Economic TRC Potential | F2 | Commercial | WA - Health | New | Space Heating | Natural Gas | Building Shell - Air Sealing (Infiltration Control) | A | Integrated Unit Summer Peak Savings (kW) | Achievable Economic TRC Potential | 0 | 0 | 0 | 0 | 0 | 0 | 0 | 0 | 0 | 0 | 0 | 0 | 0 | 0 | 0 | 0 | 0 | 0 | 0 | 0 | 0 | 0 | 0 | 0 | 0 | 0 | 0
F3_Commercial_WA - Health_New_Space Heating_Natural Gas_Building Shell - Air Sealing (Infiltration Control)_A_Achievable Economic TRC Potential | F3 | Commercial | WA - Health | New | Space Heating | Natural Gas | Building Shell - Air Sealing (Infiltration Control) | A | Integrated Unit Winter Peak Savings (kW) | Achievable Economic TRC Potential | 0 | 0 | 0 | 0 | 0 | 0 | 0 | 0 | 0 | 0 | 0 | 0 | 0 | 0 | 0 | 0 | 0 | 0 | 0 | 0 | 0 | 0 | 0 | 0 | 0 | 0 | 0
F4_Commercial_WA - Health_New_Space Heating_Natural Gas_Building Shell - Air Sealing (Infiltration Control)_A_Achievable Economic TRC Potential | F4 | Commercial | WA - Health | New | Space Heating | Natural Gas | Building Shell - Air Sealing (Infiltration Control) | A | Incremental Energy Savings (MWh or mTherms) | Achievable Economic TRC Potential | 0 | 0 | 0 | 0 | 0 | 0 | 0 | 0 | 0 | 0 | 0 | 0 | 0 | 0 | 0 | 0 | 0 | 0 | 0 | 0 | 0 | 0 | 0 | 0 | 0 | 0 | 0
F5_Commercial_WA - Health_New_Space Heating_Natural Gas_Building Shell - Air Sealing (Infiltration Control)_A_Achievable Economic TRC Potential | F5 | Commercial | WA - Health | New | Space Heating | Natural Gas | Building Shell - Air Sealing (Infiltration Control) | A | Incremental Summer Peak Savings (MW) | Achievable Economic TRC Potential | 0 | 0 | 0 | 0 | 0 | 0 | 0 | 0 | 0 | 0 | 0 | 0 | 0 | 0 | 0 | 0 | 0 | 0 | 0 | 0 | 0 | 0 | 0 | 0 | 0 | 0 | 0
F6_Commercial_WA - Health_New_Space Heating_Natural Gas_Building Shell - Air Sealing (Infiltration Control)_A_Achievable Economic TRC Potential | F6 | Commercial | WA - Health | New | Space Heating | Natural Gas | Building Shell - Air Sealing (Infiltration Control) | A | Incremental Winter Peak Savings (MW) | Achievable Economic TRC Potential | 0 | 0 | 0 | 0 | 0 | 0 | 0 | 0 | 0 | 0 | 0 | 0 | 0 | 0 | 0 | 0 | 0 | 0 | 0 | 0 | 0 | 0 | 0 | 0 | 0 | 0 | 0
F7_Commercial_WA - Health_New_Space Heating_Natural Gas_Building Shell - Air Sealing (Infiltration Control)_A_Achievable Economic TRC Potential | F7 | Commercial | WA - Health | New | Space Heating | Natural Gas | Building Shell - Air Sealing (Infiltration Control) | A | Cumulative Energy Savings (MWh or mTherms) | Achievable Economic TRC Potential | 0 | 0 | 0 | 0 | 0 | 0 | 0 | 0 | 0 | 0 | 0 | 0 | 0 | 0 | 0 | 0 | 0 | 0 | 0 | 0 | 0 | 0 | 0 | 0 | 0 | 0 | 0
F8_Commercial_WA - Health_New_Space Heating_Natural Gas_Building Shell - Air Sealing (Infiltration Control)_A_Achievable Economic TRC Potential | F8 | Commercial | WA - Health | New | Space Heating | Natural Gas | Building Shell - Air Sealing (Infiltration Control) | A | Cumulative Summer Peak Savings (MW) | Achievable Economic TRC Potential | 0 | 0 | 0 | 0 | 0 | 0 | 0 | 0 | 0 | 0 | 0 | 0 | 0 | 0 | 0 | 0 | 0 | 0 | 0 | 0 | 0 | 0 | 0 | 0 | 0 | 0 | 0
F9_Commercial_WA - Health_New_Space Heating_Natural Gas_Building Shell - Air Sealing (Infiltration Control)_A_Achievable Economic TRC Potential | F9 | Commercial | WA - Health | New | Space Heating | Natural Gas | Building Shell - Air Sealing (Infiltration Control) | A | Cumulative Winter Peak Savings (MW) | Achievable Economic TRC Potential | 0 | 0 | 0 | 0 | 0 | 0 | 0 | 0 | 0 | 0 | 0 | 0 | 0 | 0 | 0 | 0 | 0 | 0 | 0 | 0 | 0 | 0 | 0 | 0 | 0 | 0 | 0
F10_Commercial_WA - Health_New_Space Heating_Natural Gas_Building Shell - Air Sealing (Infiltration Control)_A_Achievable Economic TRC Potential | F10 | Commercial | WA - Health | New | Space Heating | Natural Gas | Building Shell - Air Sealing (Infiltration Control) | A | Purchases (Incremental) | Achievable Economic TRC Potential | 0 | 0 | 0 | 0 | 0 | 0 | 0 | 0 | 0 | 0 | 0 | 0 | 0 | 0 | 0 | 0 | 0 | 0 | 0 | 0 | 0 | 0 | 0 | 0 | 0 | 0 | 0
F11_Commercial_WA - Health_New_Space Heating_Natural Gas_Building Shell - Air Sealing (Infiltration Control)_A_Achievable Economic TRC Potential | F11 | Commercial | WA - Health | New | Space Heating | Natural Gas | Building Shell - Air Sealing (Infiltration Control) | A | Purchases (Cumulative) | Achievable Economic TRC Potential | 0 | 0 | 0 | 0 | 0 | 0 | 0 | 0 | 0 | 0 | 0 | 0 | 0 | 0 | 0 | 0 | 0 | 0 | 0 | 0 | 0 | 0 | 0 | 0 | 0 | 0 | 0
F1_Commercial_WA - Health_New_Space Heating_Natural Gas_Ventilation - Demand Controlled_A_Achievable Economic TRC Potential | F1 | Commercial | WA - Health | New | Space Heating | Natural Gas | Ventilation - Demand Controlled | A | Integrated Unit Energy Savings (kWh or therms) | Achievable Economic TRC Potential | 0 | 0 | 0 | 0 | 0 | 0 | 0 | 0 | 0 | 0 | 0 | 0 | 0 | 0 | 0 | 0 | 0 | 0 | 0 | 0 | 0 | 0 | 0 | 0 | 0 | 0 | 0
F2_Commercial_WA - Health_New_Space Heating_Natural Gas_Ventilation - Demand Controlled_A_Achievable Economic TRC Potential | F2 | Commercial | WA - Health | New | Space Heating | Natural Gas | Ventilation - Demand Controlled | A | Integrated Unit Summer Peak Savings (kW) | Achievable Economic TRC Potential | 0 | 0 | 0 | 0 | 0 | 0 | 0 | 0 | 0 | 0 | 0 | 0 | 0 | 0 | 0 | 0 | 0 | 0 | 0 | 0 | 0 | 0 | 0 | 0 | 0 | 0 | 0
F3_Commercial_WA - Health_New_Space Heating_Natural Gas_Ventilation - Demand Controlled_A_Achievable Economic TRC Potential | F3 | Commercial | WA - Health | New | Space Heating | Natural Gas | Ventilation - Demand Controlled | A | Integrated Unit Winter Peak Savings (kW) | Achievable Economic TRC Potential | 0 | 0 | 0 | 0 | 0 | 0 | 0 | 0 | 0 | 0 | 0 | 0 | 0 | 0 | 0 | 0 | 0 | 0 | 0 | 0 | 0 | 0 | 0 | 0 | 0 | 0 | 0
F4_Commercial_WA - Health_New_Space Heating_Natural Gas_Ventilation - Demand Controlled_A_Achievable Economic TRC Potential | F4 | Commercial | WA - Health | New | Space Heating | Natural Gas | Ventilation - Demand Controlled | A | Incremental Energy Savings (MWh or mTherms) | Achievable Economic TRC Potential | 0 | 0 | 0 | 0 | 0 | 0 | 0 | 0 | 0 | 0 | 0 | 0 | 0 | 0 | 0 | 0 | 0 | 0 | 0 | 0 | 0 | 0 | 0 | 0 | 0 | 0 | 0
F5_Commercial_WA - Health_New_Space Heating_Natural Gas_Ventilation - Demand Controlled_A_Achievable Economic TRC Potential | F5 | Commercial | WA - Health | New | Space Heating | Natural Gas | Ventilation - Demand Controlled | A | Incremental Summer Peak Savings (MW) | Achievable Economic TRC Potential | 0 | 0 | 0 | 0 | 0 | 0 | 0 | 0 | 0 | 0 | 0 | 0 | 0 | 0 | 0 | 0 | 0 | 0 | 0 | 0 | 0 | 0 | 0 | 0 | 0 | 0 | 0
F6_Commercial_WA - Health_New_Space Heating_Natural Gas_Ventilation - Demand Controlled_A_Achievable Economic TRC Potential | F6 | Commercial | WA - Health | New | Space Heating | Natural Gas | Ventilation - Demand Controlled | A | Incremental Winter Peak Savings (MW) | Achievable Economic TRC Potential | 0 | 0 | 0 | 0 | 0 | 0 | 0 | 0 | 0 | 0 | 0 | 0 | 0 | 0 | 0 | 0 | 0 | 0 | 0 | 0 | 0 | 0 | 0 | 0 | 0 | 0 | 0
F7_Commercial_WA - Health_New_Space Heating_Natural Gas_Ventilation - Demand Controlled_A_Achievable Economic TRC Potential | F7 | Commercial | WA - Health | New | Space Heating | Natural Gas | Ventilation - Demand Controlled | A | Cumulative Energy Savings (MWh or mTherms) | Achievable Economic TRC Potential | 0 | 0 | 0 | 0 | 0 | 0 | 0 | 0 | 0 | 0 | 0 | 0 | 0 | 0 | 0 | 0 | 0 | 0 | 0 | 0 | 0 | 0 | 0 | 0 | 0 | 0 | 0
F8_Commercial_WA - Health_New_Space Heating_Natural Gas_Ventilation - Demand Controlled_A_Achievable Economic TRC Potential | F8 | Commercial | WA - Health | New | Space Heating | Natural Gas | Ventilation - Demand Controlled | A | Cumulative Summer Peak Savings (MW) | Achievable Economic TRC Potential | 0 | 0 | 0 | 0 | 0 | 0 | 0 | 0 | 0 | 0 | 0 | 0 | 0 | 0 | 0 | 0 | 0 | 0 | 0 | 0 | 0 | 0 | 0 | 0 | 0 | 0 | 0
F9_Commercial_WA - Health_New_Space Heating_Natural Gas_Ventilation - Demand Controlled_A_Achievable Economic TRC Potential | F9 | Commercial | WA - Health | New | Space Heating | Natural Gas | Ventilation - Demand Controlled | A | Cumulative Winter Peak Savings (MW) | Achievable Economic TRC Potential | 0 | 0 | 0 | 0 | 0 | 0 | 0 | 0 | 0 | 0 | 0 | 0 | 0 | 0 | 0 | 0 | 0 | 0 | 0 | 0 | 0 | 0 | 0 | 0 | 0 | 0 | 0
F10_Commercial_WA - Health_New_Space Heating_Natural Gas_Ventilation - Demand Controlled_A_Achievable Economic TRC Potential | F10 | Commercial | WA - Health | New | Space Heating | Natural Gas | Ventilation - Demand Controlled | A | Purchases (Incremental) | Achievable Economic TRC Potential | 0 | 0 | 0 | 0 | 0 | 0 | 0 | 0 | 0 | 0 | 0 | 0 | 0 | 0 | 0 | 0 | 0 | 0 | 0 | 0 | 0 | 0 | 0 | 0 | 0 | 0 | 0
F11_Commercial_WA - Health_New_Space Heating_Natural Gas_Ventilation - Demand Controlled_A_Achievable Economic TRC Potential | F11 | Commercial | WA - Health | New | Space Heating | Natural Gas | Ventilation - Demand Controlled | A | Purchases (Cumulative) | Achievable Economic TRC Potential | 0 | 0 | 0 | 0 | 0 | 0 | 0 | 0 | 0 | 0 | 0 | 0 | 0 | 0 | 0 | 0 | 0 | 0 | 0 | 0 | 0 | 0 | 0 | 0 | 0 | 0 | 0
F1_Commercial_WA - Health_New_Space Heating_Natural Gas_HVAC - Dedicated Outdoor Air System (DOAS)_A_Achievable Economic TRC Potential | F1 | Commercial | WA - Health | New | Space Heating | Natural Gas | HVAC - Dedicated Outdoor Air System (DOAS) | A | Integrated Unit Energy Savings (kWh or therms) | Achievable Economic TRC Potential | 0 | 0 | 0 | 0 | 0 | 0 | 0 | 0 | 0 | 0 | 0 | 0 | 0 | 0 | 0 | 0 | 0 | 0 | 0 | 0 | 0 | 0 | 0 | 0 | 0 | 0 | 0
F2_Commercial_WA - Health_New_Space Heating_Natural Gas_HVAC - Dedicated Outdoor Air System (DOAS)_A_Achievable Economic TRC Potential | F2 | Commercial | WA - Health | New | Space Heating | Natural Gas | HVAC - Dedicated Outdoor Air System (DOAS) | A | Integrated Unit Summer Peak Savings (kW) | Achievable Economic TRC Potential | 0 | 0 | 0 | 0 | 0 | 0 | 0 | 0 | 0 | 0 | 0 | 0 | 0 | 0 | 0 | 0 | 0 | 0 | 0 | 0 | 0 | 0 | 0 | 0 | 0 | 0 | 0
F3_Commercial_WA - Health_New_Space Heating_Natural Gas_HVAC - Dedicated Outdoor Air System (DOAS)_A_Achievable Economic TRC Potential | F3 | Commercial | WA - Health | New | Space Heating | Natural Gas | HVAC - Dedicated Outdoor Air System (DOAS) | A | Integrated Unit Winter Peak Savings (kW) | Achievable Economic TRC Potential | 0 | 0 | 0 | 0 | 0 | 0 | 0 | 0 | 0 | 0 | 0 | 0 | 0 | 0 | 0 | 0 | 0 | 0 | 0 | 0 | 0 | 0 | 0 | 0 | 0 | 0 | 0
F4_Commercial_WA - Health_New_Space Heating_Natural Gas_HVAC - Dedicated Outdoor Air System (DOAS)_A_Achievable Economic TRC Potential | F4 | Commercial | WA - Health | New | Space Heating | Natural Gas | HVAC - Dedicated Outdoor Air System (DOAS) | A | Incremental Energy Savings (MWh or mTherms) | Achievable Economic TRC Potential | 0 | 0 | 0 | 0 | 0 | 0 | 0 | 0 | 0 | 0 | 0 | 0 | 0 | 0 | 0 | 0 | 0 | 0 | 0 | 0 | 0 | 0 | 0 | 0 | 0 | 0 | 0
F5_Commercial_WA - Health_New_Space Heating_Natural Gas_HVAC - Dedicated Outdoor Air System (DOAS)_A_Achievable Economic TRC Potential | F5 | Commercial | WA - Health | New | Space Heating | Natural Gas | HVAC - Dedicated Outdoor Air System (DOAS) | A | Incremental Summer Peak Savings (MW) | Achievable Economic TRC Potential | 0 | 0 | 0 | 0 | 0 | 0 | 0 | 0 | 0 | 0 | 0 | 0 | 0 | 0 | 0 | 0 | 0 | 0 | 0 | 0 | 0 | 0 | 0 | 0 | 0 | 0 | 0
F6_Commercial_WA - Health_New_Space Heating_Natural Gas_HVAC - Dedicated Outdoor Air System (DOAS)_A_Achievable Economic TRC Potential | F6 | Commercial | WA - Health | New | Space Heating | Natural Gas | HVAC - Dedicated Outdoor Air System (DOAS) | A | Incremental Winter Peak Savings (MW) | Achievable Economic TRC Potential | 0 | 0 | 0 | 0 | 0 | 0 | 0 | 0 | 0 | 0 | 0 | 0 | 0 | 0 | 0 | 0 | 0 | 0 | 0 | 0 | 0 | 0 | 0 | 0 | 0 | 0 | 0
F7_Commercial_WA - Health_New_Space Heating_Natural Gas_HVAC - Dedicated Outdoor Air System (DOAS)_A_Achievable Economic TRC Potential | F7 | Commercial | WA - Health | New | Space Heating | Natural Gas | HVAC - Dedicated Outdoor Air System (DOAS) | A | Cumulative Energy Savings (MWh or mTherms) | Achievable Economic TRC Potential | 0 | 0 | 0 | 0 | 0 | 0 | 0 | 0 | 0 | 0 | 0 | 0 | 0 | 0 | 0 | 0 | 0 | 0 | 0 | 0 | 0 | 0 | 0 | 0 | 0 | 0 | 0
F8_Commercial_WA - Health_New_Space Heating_Natural Gas_HVAC - Dedicated Outdoor Air System (DOAS)_A_Achievable Economic TRC Potential | F8 | Commercial | WA - Health | New | Space Heating | Natural Gas | HVAC - Dedicated Outdoor Air System (DOAS) | A | Cumulative Summer Peak Savings (MW) | Achievable Economic TRC Potential | 0 | 0 | 0 | 0 | 0 | 0 | 0 | 0 | 0 | 0 | 0 | 0 | 0 | 0 | 0 | 0 | 0 | 0 | 0 | 0 | 0 | 0 | 0 | 0 | 0 | 0 | 0
F9_Commercial_WA - Health_New_Space Heating_Natural Gas_HVAC - Dedicated Outdoor Air System (DOAS)_A_Achievable Economic TRC Potential | F9 | Commercial | WA - Health | New | Space Heating | Natural Gas | HVAC - Dedicated Outdoor Air System (DOAS) | A | Cumulative Winter Peak Savings (MW) | Achievable Economic TRC Potential | 0 | 0 | 0 | 0 | 0 | 0 | 0 | 0 | 0 | 0 | 0 | 0 | 0 | 0 | 0 | 0 | 0 | 0 | 0 | 0 | 0 | 0 | 0 | 0 | 0 | 0 | 0
F10_Commercial_WA - Health_New_Space Heating_Natural Gas_HVAC - Dedicated Outdoor Air System (DOAS)_A_Achievable Economic TRC Potential | F10 | Commercial | WA - Health | New | Space Heating | Natural Gas | HVAC - Dedicated Outdoor Air System (DOAS) | A | Purchases (Incremental) | Achievable Economic TRC Potential | 0 | 0 | 0 | 0 | 0 | 0 | 0 | 0 | 0 | 0 | 0 | 0 | 0 | 0 | 0 | 0 | 0 | 0 | 0 | 0 | 0 | 0 | 0 | 0 | 0 | 0 | 0
F11_Commercial_WA - Health_New_Space Heating_Natural Gas_HVAC - Dedicated Outdoor Air System (DOAS)_A_Achievable Economic TRC Potential | F11 | Commercial | WA - Health | New | Space Heating | Natural Gas | HVAC - Dedicated Outdoor Air System (DOAS) | A | Purchases (Cumulative) | Achievable Economic TRC Potential | 0 | 0 | 0 | 0 | 0 | 0 | 0 | 0 | 0 | 0 | 0 | 0 | 0 | 0 | 0 | 0 | 0 | 0 | 0 | 0 | 0 | 0 | 0 | 0 | 0 | 0 | 0
F1_Commercial_WA - Health_New_Space Heating_Natural Gas_Destratification Fans (HVLS)_A_Achievable Economic TRC Potential | F1 | Commercial | WA - Health | New | Space Heating | Natural Gas | Destratification Fans (HVLS) | A | Integrated Unit Energy Savings (kWh or therms) | Achievable Economic TRC Potential | 0 | 0 | 0 | 0 | 0 | 0 | 0 | 0 | 0 | 0 | 0 | 0 | 0 | 0 | 0 | 0 | 0 | 0 | 0 | 0 | 0 | 0 | 0 | 0 | 0 | 0 | 0
F2_Commercial_WA - Health_New_Space Heating_Natural Gas_Destratification Fans (HVLS)_A_Achievable Economic TRC Potential | F2 | Commercial | WA - Health | New | Space Heating | Natural Gas | Destratification Fans (HVLS) | A | Integrated Unit Summer Peak Savings (kW) | Achievable Economic TRC Potential | 0 | 0 | 0 | 0 | 0 | 0 | 0 | 0 | 0 | 0 | 0 | 0 | 0 | 0 | 0 | 0 | 0 | 0 | 0 | 0 | 0 | 0 | 0 | 0 | 0 | 0 | 0
F3_Commercial_WA - Health_New_Space Heating_Natural Gas_Destratification Fans (HVLS)_A_Achievable Economic TRC Potential | F3 | Commercial | WA - Health | New | Space Heating | Natural Gas | Destratification Fans (HVLS) | A | Integrated Unit Winter Peak Savings (kW) | Achievable Economic TRC Potential | 0 | 0 | 0 | 0 | 0 | 0 | 0 | 0 | 0 | 0 | 0 | 0 | 0 | 0 | 0 | 0 | 0 | 0 | 0 | 0 | 0 | 0 | 0 | 0 | 0 | 0 | 0
F4_Commercial_WA - Health_New_Space Heating_Natural Gas_Destratification Fans (HVLS)_A_Achievable Economic TRC Potential | F4 | Commercial | WA - Health | New | Space Heating | Natural Gas | Destratification Fans (HVLS) | A | Incremental Energy Savings (MWh or mTherms) | Achievable Economic TRC Potential | 0 | 0 | 0 | 0 | 0 | 0 | 0 | 0 | 0 | 0 | 0 | 0 | 0 | 0 | 0 | 0 | 0 | 0 | 0 | 0 | 0 | 0 | 0 | 0 | 0 | 0 | 0
F5_Commercial_WA - Health_New_Space Heating_Natural Gas_Destratification Fans (HVLS)_A_Achievable Economic TRC Potential | F5 | Commercial | WA - Health | New | Space Heating | Natural Gas | Destratification Fans (HVLS) | A | Incremental Summer Peak Savings (MW) | Achievable Economic TRC Potential | 0 | 0 | 0 | 0 | 0 | 0 | 0 | 0 | 0 | 0 | 0 | 0 | 0 | 0 | 0 | 0 | 0 | 0 | 0 | 0 | 0 | 0 | 0 | 0 | 0 | 0 | 0
F6_Commercial_WA - Health_New_Space Heating_Natural Gas_Destratification Fans (HVLS)_A_Achievable Economic TRC Potential | F6 | Commercial | WA - Health | New | Space Heating | Natural Gas | Destratification Fans (HVLS) | A | Incremental Winter Peak Savings (MW) | Achievable Economic TRC Potential | 0 | 0 | 0 | 0 | 0 | 0 | 0 | 0 | 0 | 0 | 0 | 0 | 0 | 0 | 0 | 0 | 0 | 0 | 0 | 0 | 0 | 0 | 0 | 0 | 0 | 0 | 0
F7_Commercial_WA - Health_New_Space Heating_Natural Gas_Destratification Fans (HVLS)_A_Achievable Economic TRC Potential | F7 | Commercial | WA - Health | New | Space Heating | Natural Gas | Destratification Fans (HVLS) | A | Cumulative Energy Savings (MWh or mTherms) | Achievable Economic TRC Potential | 0 | 0 | 0 | 0 | 0 | 0 | 0 | 0 | 0 | 0 | 0 | 0 | 0 | 0 | 0 | 0 | 0 | 0 | 0 | 0 | 0 | 0 | 0 | 0 | 0 | 0 | 0
F8_Commercial_WA - Health_New_Space Heating_Natural Gas_Destratification Fans (HVLS)_A_Achievable Economic TRC Potential | F8 | Commercial | WA - Health | New | Space Heating | Natural Gas | Destratification Fans (HVLS) | A | Cumulative Summer Peak Savings (MW) | Achievable Economic TRC Potential | 0 | 0 | 0 | 0 | 0 | 0 | 0 | 0 | 0 | 0 | 0 | 0 | 0 | 0 | 0 | 0 | 0 | 0 | 0 | 0 | 0 | 0 | 0 | 0 | 0 | 0 | 0
F9_Commercial_WA - Health_New_Space Heating_Natural Gas_Destratification Fans (HVLS)_A_Achievable Economic TRC Potential | F9 | Commercial | WA - Health | New | Space Heating | Natural Gas | Destratification Fans (HVLS) | A | Cumulative Winter Peak Savings (MW) | Achievable Economic TRC Potential | 0 | 0 | 0 | 0 | 0 | 0 | 0 | 0 | 0 | 0 | 0 | 0 | 0 | 0 | 0 | 0 | 0 | 0 | 0 | 0 | 0 | 0 | 0 | 0 | 0 | 0 | 0
F10_Commercial_WA - Health_New_Space Heating_Natural Gas_Destratification Fans (HVLS)_A_Achievable Economic TRC Potential | F10 | Commercial | WA - Health | New | Space Heating | Natural Gas | Destratification Fans (HVLS) | A | Purchases (Incremental) | Achievable Economic TRC Potential | 0 | 0 | 0 | 0 | 0 | 0 | 0 | 0 | 0 | 0 | 0 | 0 | 0 | 0 | 0 | 0 | 0 | 0 | 0 | 0 | 0 | 0 | 0 | 0 | 0 | 0 | 0
F11_Commercial_WA - Health_New_Space Heating_Natural Gas_Destratification Fans (HVLS)_A_Achievable Economic TRC Potential | F11 | Commercial | WA - Health | New | Space Heating | Natural Gas | Destratification Fans (HVLS) | A | Purchases (Cumulative) | Achievable Economic TRC Potential | 0 | 0 | 0 | 0 | 0 | 0 | 0 | 0 | 0 | 0 | 0 | 0 | 0 | 0 | 0 | 0 | 0 | 0 | 0 | 0 | 0 | 0 | 0 | 0 | 0 | 0 | 0
F1_Commercial_WA - Health_New_Space Heating_Natural Gas_Gas Boiler - Maintenance_A_Achievable Economic TRC Potential | F1 | Commercial | WA - Health | New | Space Heating | Natural Gas | Gas Boiler - Maintenance | A | Integrated Unit Energy Savings (kWh or therms) | Achievable Economic TRC Potential | 0 | 0 | 0 | 0 | 0 | 0 | 0 | 0 | 0 | 0 | 0 | 0 | 0 | 0 | 0 | 0 | 0 | 0 | 0 | 0 | 0 | 0 | 0 | 0 | 0 | 0 | 0
F2_Commercial_WA - Health_New_Space Heating_Natural Gas_Gas Boiler - Maintenance_A_Achievable Economic TRC Potential | F2 | Commercial | WA - Health | New | Space Heating | Natural Gas | Gas Boiler - Maintenance | A | Integrated Unit Summer Peak Savings (kW) | Achievable Economic TRC Potential | 0 | 0 | 0 | 0 | 0 | 0 | 0 | 0 | 0 | 0 | 0 | 0 | 0 | 0 | 0 | 0 | 0 | 0 | 0 | 0 | 0 | 0 | 0 | 0 | 0 | 0 | 0
F3_Commercial_WA - Health_New_Space Heating_Natural Gas_Gas Boiler - Maintenance_A_Achievable Economic TRC Potential | F3 | Commercial | WA - Health | New | Space Heating | Natural Gas | Gas Boiler - Maintenance | A | Integrated Unit Winter Peak Savings (kW) | Achievable Economic TRC Potential | 0 | 0 | 0 | 0 | 0 | 0 | 0 | 0 | 0 | 0 | 0 | 0 | 0 | 0 | 0 | 0 | 0 | 0 | 0 | 0 | 0 | 0 | 0 | 0 | 0 | 0 | 0
F4_Commercial_WA - Health_New_Space Heating_Natural Gas_Gas Boiler - Maintenance_A_Achievable Economic TRC Potential | F4 | Commercial | WA - Health | New | Space Heating | Natural Gas | Gas Boiler - Maintenance | A | Incremental Energy Savings (MWh or mTherms) | Achievable Economic TRC Potential | 0 | 0 | 0 | 0 | 0 | 0 | 0 | 0 | 0 | 0 | 0 | 0 | 0 | 0 | 0 | 0 | 0 | 0 | 0 | 0 | 0 | 0 | 0 | 0 | 0 | 0 | 0
F5_Commercial_WA - Health_New_Space Heating_Natural Gas_Gas Boiler - Maintenance_A_Achievable Economic TRC Potential | F5 | Commercial | WA - Health | New | Space Heating | Natural Gas | Gas Boiler - Maintenance | A | Incremental Summer Peak Savings (MW) | Achievable Economic TRC Potential | 0 | 0 | 0 | 0 | 0 | 0 | 0 | 0 | 0 | 0 | 0 | 0 | 0 | 0 | 0 | 0 | 0 | 0 | 0 | 0 | 0 | 0 | 0 | 0 | 0 | 0 | 0
F6_Commercial_WA - Health_New_Space Heating_Natural Gas_Gas Boiler - Maintenance_A_Achievable Economic TRC Potential | F6 | Commercial | WA - Health | New | Space Heating | Natural Gas | Gas Boiler - Maintenance | A | Incremental Winter Peak Savings (MW) | Achievable Economic TRC Potential | 0 | 0 | 0 | 0 | 0 | 0 | 0 | 0 | 0 | 0 | 0 | 0 | 0 | 0 | 0 | 0 | 0 | 0 | 0 | 0 | 0 | 0 | 0 | 0 | 0 | 0 | 0
F7_Commercial_WA - Health_New_Space Heating_Natural Gas_Gas Boiler - Maintenance_A_Achievable Economic TRC Potential | F7 | Commercial | WA - Health | New | Space Heating | Natural Gas | Gas Boiler - Maintenance | A | Cumulative Energy Savings (MWh or mTherms) | Achievable Economic TRC Potential | 0 | 0 | 0 | 0 | 0 | 0 | 0 | 0 | 0 | 0 | 0 | 0 | 0 | 0 | 0 | 0 | 0 | 0 | 0 | 0 | 0 | 0 | 0 | 0 | 0 | 0 | 0
F8_Commercial_WA - Health_New_Space Heating_Natural Gas_Gas Boiler - Maintenance_A_Achievable Economic TRC Potential | F8 | Commercial | WA - Health | New | Space Heating | Natural Gas | Gas Boiler - Maintenance | A | Cumulative Summer Peak Savings (MW) | Achievable Economic TRC Potential | 0 | 0 | 0 | 0 | 0 | 0 | 0 | 0 | 0 | 0 | 0 | 0 | 0 | 0 | 0 | 0 | 0 | 0 | 0 | 0 | 0 | 0 | 0 | 0 | 0 | 0 | 0
F9_Commercial_WA - Health_New_Space Heating_Natural Gas_Gas Boiler - Maintenance_A_Achievable Economic TRC Potential | F9 | Commercial | WA - Health | New | Space Heating | Natural Gas | Gas Boiler - Maintenance | A | Cumulative Winter Peak Savings (MW) | Achievable Economic TRC Potential | 0 | 0 | 0 | 0 | 0 | 0 | 0 | 0 | 0 | 0 | 0 | 0 | 0 | 0 | 0 | 0 | 0 | 0 | 0 | 0 | 0 | 0 | 0 | 0 | 0 | 0 | 0
F10_Commercial_WA - Health_New_Space Heating_Natural Gas_Gas Boiler - Maintenance_A_Achievable Economic TRC Potential | F10 | Commercial | WA - Health | New | Space Heating | Natural Gas | Gas Boiler - Maintenance | A | Purchases (Incremental) | Achievable Economic TRC Potential | 0 | 0 | 0 | 0 | 0 | 0 | 0 | 0 | 0 | 0 | 0 | 0 | 0 | 0 | 0 | 0 | 0 | 0 | 0 | 0 | 0 | 0 | 0 | 0 | 0 | 0 | 0
F11_Commercial_WA - Health_New_Space Heating_Natural Gas_Gas Boiler - Maintenance_A_Achievable Economic TRC Potential | F11 | Commercial | WA - Health | New | Space Heating | Natural Gas | Gas Boiler - Maintenance | A | Purchases (Cumulative) | Achievable Economic TRC Potential | 0 | 0 | 0 | 0 | 0 | 0 | 0 | 0 | 0 | 0 | 0 | 0 | 0 | 0 | 0 | 0 | 0 | 0 | 0 | 0 | 0 | 0 | 0 | 0 | 0 | 0 | 0
F1_Commercial_WA - Health_New_Space Heating_Natural Gas_Gas Furnace - Maintenance_A_Achievable Economic TRC Potential | F1 | Commercial | WA - Health | New | Space Heating | Natural Gas | Gas Furnace - Maintenance | A | Integrated Unit Energy Savings (kWh or therms) | Achievable Economic TRC Potential | 0 | 0 | 0 | 0 | 0 | 0 | 0 | 0 | 0 | 0 | 0 | 0 | 0 | 0 | 0 | 0 | 0 | 0 | 0 | 0 | 0 | 0 | 0 | 0 | 0 | 0 | 0
F2_Commercial_WA - Health_New_Space Heating_Natural Gas_Gas Furnace - Maintenance_A_Achievable Economic TRC Potential | F2 | Commercial | WA - Health | New | Space Heating | Natural Gas | Gas Furnace - Maintenance | A | Integrated Unit Summer Peak Savings (kW) | Achievable Economic TRC Potential | 0 | 0 | 0 | 0 | 0 | 0 | 0 | 0 | 0 | 0 | 0 | 0 | 0 | 0 | 0 | 0 | 0 | 0 | 0 | 0 | 0 | 0 | 0 | 0 | 0 | 0 | 0
F3_Commercial_WA - Health_New_Space Heating_Natural Gas_Gas Furnace - Maintenance_A_Achievable Economic TRC Potential | F3 | Commercial | WA - Health | New | Space Heating | Natural Gas | Gas Furnace - Maintenance | A | Integrated Unit Winter Peak Savings (kW) | Achievable Economic TRC Potential | 0 | 0 | 0 | 0 | 0 | 0 | 0 | 0 | 0 | 0 | 0 | 0 | 0 | 0 | 0 | 0 | 0 | 0 | 0 | 0 | 0 | 0 | 0 | 0 | 0 | 0 | 0
F4_Commercial_WA - Health_New_Space Heating_Natural Gas_Gas Furnace - Maintenance_A_Achievable Economic TRC Potential | F4 | Commercial | WA - Health | New | Space Heating | Natural Gas | Gas Furnace - Maintenance | A | Incremental Energy Savings (MWh or mTherms) | Achievable Economic TRC Potential | 0 | 0 | 0 | 0 | 0 | 0 | 0 | 0 | 0 | 0 | 0 | 0 | 0 | 0 | 0 | 0 | 0 | 0 | 0 | 0 | 0 | 0 | 0 | 0 | 0 | 0 | 0
F5_Commercial_WA - Health_New_Space Heating_Natural Gas_Gas Furnace - Maintenance_A_Achievable Economic TRC Potential | F5 | Commercial | WA - Health | New | Space Heating | Natural Gas | Gas Furnace - Maintenance | A | Incremental Summer Peak Savings (MW) | Achievable Economic TRC Potential | 0 | 0 | 0 | 0 | 0 | 0 | 0 | 0 | 0 | 0 | 0 | 0 | 0 | 0 | 0 | 0 | 0 | 0 | 0 | 0 | 0 | 0 | 0 | 0 | 0 | 0 | 0
F6_Commercial_WA - Health_New_Space Heating_Natural Gas_Gas Furnace - Maintenance_A_Achievable Economic TRC Potential | F6 | Commercial | WA - Health | New | Space Heating | Natural Gas | Gas Furnace - Maintenance | A | Incremental Winter Peak Savings (MW) | Achievable Economic TRC Potential | 0 | 0 | 0 | 0 | 0 | 0 | 0 | 0 | 0 | 0 | 0 | 0 | 0 | 0 | 0 | 0 | 0 | 0 | 0 | 0 | 0 | 0 | 0 | 0 | 0 | 0 | 0
F7_Commercial_WA - Health_New_Space Heating_Natural Gas_Gas Furnace - Maintenance_A_Achievable Economic TRC Potential | F7 | Commercial | WA - Health | New | Space Heating | Natural Gas | Gas Furnace - Maintenance | A | Cumulative Energy Savings (MWh or mTherms) | Achievable Economic TRC Potential | 0 | 0 | 0 | 0 | 0 | 0 | 0 | 0 | 0 | 0 | 0 | 0 | 0 | 0 | 0 | 0 | 0 | 0 | 0 | 0 | 0 | 0 | 0 | 0 | 0 | 0 | 0
F8_Commercial_WA - Health_New_Space Heating_Natural Gas_Gas Furnace - Maintenance_A_Achievable Economic TRC Potential | F8 | Commercial | WA - Health | New | Space Heating | Natural Gas | Gas Furnace - Maintenance | A | Cumulative Summer Peak Savings (MW) | Achievable Economic TRC Potential | 0 | 0 | 0 | 0 | 0 | 0 | 0 | 0 | 0 | 0 | 0 | 0 | 0 | 0 | 0 | 0 | 0 | 0 | 0 | 0 | 0 | 0 | 0 | 0 | 0 | 0 | 0
F9_Commercial_WA - Health_New_Space Heating_Natural Gas_Gas Furnace - Maintenance_A_Achievable Economic TRC Potential | F9 | Commercial | WA - Health | New | Space Heating | Natural Gas | Gas Furnace - Maintenance | A | Cumulative Winter Peak Savings (MW) | Achievable Economic TRC Potential | 0 | 0 | 0 | 0 | 0 | 0 | 0 | 0 | 0 | 0 | 0 | 0 | 0 | 0 | 0 | 0 | 0 | 0 | 0 | 0 | 0 | 0 | 0 | 0 | 0 | 0 | 0
F10_Commercial_WA - Health_New_Space Heating_Natural Gas_Gas Furnace - Maintenance_A_Achievable Economic TRC Potential | F10 | Commercial | WA - Health | New | Space Heating | Natural Gas | Gas Furnace - Maintenance | A | Purchases (Incremental) | Achievable Economic TRC Potential | 0 | 0 | 0 | 0 | 0 | 0 | 0 | 0 | 0 | 0 | 0 | 0 | 0 | 0 | 0 | 0 | 0 | 0 | 0 | 0 | 0 | 0 | 0 | 0 | 0 | 0 | 0
F11_Commercial_WA - Health_New_Space Heating_Natural Gas_Gas Furnace - Maintenance_A_Achievable Economic TRC Potential | F11 | Commercial | WA - Health | New | Space Heating | Natural Gas | Gas Furnace - Maintenance | A | Purchases (Cumulative) | Achievable Economic TRC Potential | 0 | 0 | 0 | 0 | 0 | 0 | 0 | 0 | 0 | 0 | 0 | 0 | 0 | 0 | 0 | 0 | 0 | 0 | 0 | 0 | 0 | 0 | 0 | 0 | 0 | 0 | 0
F1_Commercial_WA - Health_New_Space Heating_Natural Gas_Gas Boiler - Hot Water Reset_A_Achievable Economic TRC Potential | F1 | Commercial | WA - Health | New | Space Heating | Natural Gas | Gas Boiler - Hot Water Reset | A | Integrated Unit Energy Savings (kWh or therms) | Achievable Economic TRC Potential | 0 | 0 | 0 | 0 | 0 | 0 | 0 | 0 | 0 | 0 | 0 | 0 | 0 | 0 | 0 | 0 | 0 | 0 | 0 | 0 | 0 | 0 | 0 | 0 | 0 | 0 | 0
F2_Commercial_WA - Health_New_Space Heating_Natural Gas_Gas Boiler - Hot Water Reset_A_Achievable Economic TRC Potential | F2 | Commercial | WA - Health | New | Space Heating | Natural Gas | Gas Boiler - Hot Water Reset | A | Integrated Unit Summer Peak Savings (kW) | Achievable Economic TRC Potential | 0 | 0 | 0 | 0 | 0 | 0 | 0 | 0 | 0 | 0 | 0 | 0 | 0 | 0 | 0 | 0 | 0 | 0 | 0 | 0 | 0 | 0 | 0 | 0 | 0 | 0 | 0
F3_Commercial_WA - Health_New_Space Heating_Natural Gas_Gas Boiler - Hot Water Reset_A_Achievable Economic TRC Potential | F3 | Commercial | WA - Health | New | Space Heating | Natural Gas | Gas Boiler - Hot Water Reset | A | Integrated Unit Winter Peak Savings (kW) | Achievable Economic TRC Potential | 0 | 0 | 0 | 0 | 0 | 0 | 0 | 0 | 0 | 0 | 0 | 0 | 0 | 0 | 0 | 0 | 0 | 0 | 0 | 0 | 0 | 0 | 0 | 0 | 0 | 0 | 0
F4_Commercial_WA - Health_New_Space Heating_Natural Gas_Gas Boiler - Hot Water Reset_A_Achievable Economic TRC Potential | F4 | Commercial | WA - Health | New | Space Heating | Natural Gas | Gas Boiler - Hot Water Reset | A | Incremental Energy Savings (MWh or mTherms) | Achievable Economic TRC Potential | 0 | 0 | 0 | 0 | 0 | 0 | 0 | 0 | 0 | 0 | 0 | 0 | 0 | 0 | 0 | 0 | 0 | 0 | 0 | 0 | 0 | 0 | 0 | 0 | 0 | 0 | 0
F5_Commercial_WA - Health_New_Space Heating_Natural Gas_Gas Boiler - Hot Water Reset_A_Achievable Economic TRC Potential | F5 | Commercial | WA - Health | New | Space Heating | Natural Gas | Gas Boiler - Hot Water Reset | A | Incremental Summer Peak Savings (MW) | Achievable Economic TRC Potential | 0 | 0 | 0 | 0 | 0 | 0 | 0 | 0 | 0 | 0 | 0 | 0 | 0 | 0 | 0 | 0 | 0 | 0 | 0 | 0 | 0 | 0 | 0 | 0 | 0 | 0 | 0
F6_Commercial_WA - Health_New_Space Heating_Natural Gas_Gas Boiler - Hot Water Reset_A_Achievable Economic TRC Potential | F6 | Commercial | WA - Health | New | Space Heating | Natural Gas | Gas Boiler - Hot Water Reset | A | Incremental Winter Peak Savings (MW) | Achievable Economic TRC Potential | 0 | 0 | 0 | 0 | 0 | 0 | 0 | 0 | 0 | 0 | 0 | 0 | 0 | 0 | 0 | 0 | 0 | 0 | 0 | 0 | 0 | 0 | 0 | 0 | 0 | 0 | 0
F7_Commercial_WA - Health_New_Space Heating_Natural Gas_Gas Boiler - Hot Water Reset_A_Achievable Economic TRC Potential | F7 | Commercial | WA - Health | New | Space Heating | Natural Gas | Gas Boiler - Hot Water Reset | A | Cumulative Energy Savings (MWh or mTherms) | Achievable Economic TRC Potential | 0 | 0 | 0 | 0 | 0 | 0 | 0 | 0 | 0 | 0 | 0 | 0 | 0 | 0 | 0 | 0 | 0 | 0 | 0 | 0 | 0 | 0 | 0 | 0 | 0 | 0 | 0
F8_Commercial_WA - Health_New_Space Heating_Natural Gas_Gas Boiler - Hot Water Reset_A_Achievable Economic TRC Potential | F8 | Commercial | WA - Health | New | Space Heating | Natural Gas | Gas Boiler - Hot Water Reset | A | Cumulative Summer Peak Savings (MW) | Achievable Economic TRC Potential | 0 | 0 | 0 | 0 | 0 | 0 | 0 | 0 | 0 | 0 | 0 | 0 | 0 | 0 | 0 | 0 | 0 | 0 | 0 | 0 | 0 | 0 | 0 | 0 | 0 | 0 | 0
F9_Commercial_WA - Health_New_Space Heating_Natural Gas_Gas Boiler - Hot Water Reset_A_Achievable Economic TRC Potential | F9 | Commercial | WA - Health | New | Space Heating | Natural Gas | Gas Boiler - Hot Water Reset | A | Cumulative Winter Peak Savings (MW) | Achievable Economic TRC Potential | 0 | 0 | 0 | 0 | 0 | 0 | 0 | 0 | 0 | 0 | 0 | 0 | 0 | 0 | 0 | 0 | 0 | 0 | 0 | 0 | 0 | 0 | 0 | 0 | 0 | 0 | 0
F10_Commercial_WA - Health_New_Space Heating_Natural Gas_Gas Boiler - Hot Water Reset_A_Achievable Economic TRC Potential | F10 | Commercial | WA - Health | New | Space Heating | Natural Gas | Gas Boiler - Hot Water Reset | A | Purchases (Incremental) | Achievable Economic TRC Potential | 0 | 0 | 0 | 0 | 0 | 0 | 0 | 0 | 0 | 0 | 0 | 0 | 0 | 0 | 0 | 0 | 0 | 0 | 0 | 0 | 0 | 0 | 0 | 0 | 0 | 0 | 0
F11_Commercial_WA - Health_New_Space Heating_Natural Gas_Gas Boiler - Hot Water Reset_A_Achievable Economic TRC Potential | F11 | Commercial | WA - Health | New | Space Heating | Natural Gas | Gas Boiler - Hot Water Reset | A | Purchases (Cumulative) | Achievable Economic TRC Potential | 0 | 0 | 0 | 0 | 0 | 0 | 0 | 0 | 0 | 0 | 0 | 0 | 0 | 0 | 0 | 0 | 0 | 0 | 0 | 0 | 0 | 0 | 0 | 0 | 0 | 0 | 0
F1_Commercial_WA - Health_New_Space Heating_Natural Gas_Gas Boiler - Steam Trap Replacement_A_Achievable Economic TRC Potential | F1 | Commercial | WA - Health | New | Space Heating | Natural Gas | Gas Boiler - Steam Trap Replacement | A | Integrated Unit Energy Savings (kWh or therms) | Achievable Economic TRC Potential | 0 | 0 | 0 | 0 | 0 | 0 | 0 | 0 | 0 | 0 | 0 | 0 | 0 | 0 | 0 | 0 | 0 | 0 | 0 | 0 | 0 | 0 | 0 | 0 | 0 | 0 | 0
F2_Commercial_WA - Health_New_Space Heating_Natural Gas_Gas Boiler - Steam Trap Replacement_A_Achievable Economic TRC Potential | F2 | Commercial | WA - Health | New | Space Heating | Natural Gas | Gas Boiler - Steam Trap Replacement | A | Integrated Unit Summer Peak Savings (kW) | Achievable Economic TRC Potential | 0 | 0 | 0 | 0 | 0 | 0 | 0 | 0 | 0 | 0 | 0 | 0 | 0 | 0 | 0 | 0 | 0 | 0 | 0 | 0 | 0 | 0 | 0 | 0 | 0 | 0 | 0
F3_Commercial_WA - Health_New_Space Heating_Natural Gas_Gas Boiler - Steam Trap Replacement_A_Achievable Economic TRC Potential | F3 | Commercial | WA - Health | New | Space Heating | Natural Gas | Gas Boiler - Steam Trap Replacement | A | Integrated Unit Winter Peak Savings (kW) | Achievable Economic TRC Potential | 0 | 0 | 0 | 0 | 0 | 0 | 0 | 0 | 0 | 0 | 0 | 0 | 0 | 0 | 0 | 0 | 0 | 0 | 0 | 0 | 0 | 0 | 0 | 0 | 0 | 0 | 0
F4_Commercial_WA - Health_New_Space Heating_Natural Gas_Gas Boiler - Steam Trap Replacement_A_Achievable Economic TRC Potential | F4 | Commercial | WA - Health | New | Space Heating | Natural Gas | Gas Boiler - Steam Trap Replacement | A | Incremental Energy Savings (MWh or mTherms) | Achievable Economic TRC Potential | 0 | 0 | 0 | 0 | 0 | 0 | 0 | 0 | 0 | 0 | 0 | 0 | 0 | 0 | 0 | 0 | 0 | 0 | 0 | 0 | 0 | 0 | 0 | 0 | 0 | 0 | 0
F5_Commercial_WA - Health_New_Space Heating_Natural Gas_Gas Boiler - Steam Trap Replacement_A_Achievable Economic TRC Potential | F5 | Commercial | WA - Health | New | Space Heating | Natural Gas | Gas Boiler - Steam Trap Replacement | A | Incremental Summer Peak Savings (MW) | Achievable Economic TRC Potential | 0 | 0 | 0 | 0 | 0 | 0 | 0 | 0 | 0 | 0 | 0 | 0 | 0 | 0 | 0 | 0 | 0 | 0 | 0 | 0 | 0 | 0 | 0 | 0 | 0 | 0 | 0
F6_Commercial_WA - Health_New_Space Heating_Natural Gas_Gas Boiler - Steam Trap Replacement_A_Achievable Economic TRC Potential | F6 | Commercial | WA - Health | New | Space Heating | Natural Gas | Gas Boiler - Steam Trap Replacement | A | Incremental Winter Peak Savings (MW) | Achievable Economic TRC Potential | 0 | 0 | 0 | 0 | 0 | 0 | 0 | 0 | 0 | 0 | 0 | 0 | 0 | 0 | 0 | 0 | 0 | 0 | 0 | 0 | 0 | 0 | 0 | 0 | 0 | 0 | 0
F7_Commercial_WA - Health_New_Space Heating_Natural Gas_Gas Boiler - Steam Trap Replacement_A_Achievable Economic TRC Potential | F7 | Commercial | WA - Health | New | Space Heating | Natural Gas | Gas Boiler - Steam Trap Replacement | A | Cumulative Energy Savings (MWh or mTherms) | Achievable Economic TRC Potential | 0 | 0 | 0 | 0 | 0 | 0 | 0 | 0 | 0 | 0 | 0 | 0 | 0 | 0 | 0 | 0 | 0 | 0 | 0 | 0 | 0 | 0 | 0 | 0 | 0 | 0 | 0
F8_Commercial_WA - Health_New_Space Heating_Natural Gas_Gas Boiler - Steam Trap Replacement_A_Achievable Economic TRC Potential | F8 | Commercial | WA - Health | New | Space Heating | Natural Gas | Gas Boiler - Steam Trap Replacement | A | Cumulative Summer Peak Savings (MW) | Achievable Economic TRC Potential | 0 | 0 | 0 | 0 | 0 | 0 | 0 | 0 | 0 | 0 | 0 | 0 | 0 | 0 | 0 | 0 | 0 | 0 | 0 | 0 | 0 | 0 | 0 | 0 | 0 | 0 | 0
F9_Commercial_WA - Health_New_Space Heating_Natural Gas_Gas Boiler - Steam Trap Replacement_A_Achievable Economic TRC Potential | F9 | Commercial | WA - Health | New | Space Heating | Natural Gas | Gas Boiler - Steam Trap Replacement | A | Cumulative Winter Peak Savings (MW) | Achievable Economic TRC Potential | 0 | 0 | 0 | 0 | 0 | 0 | 0 | 0 | 0 | 0 | 0 | 0 | 0 | 0 | 0 | 0 | 0 | 0 | 0 | 0 | 0 | 0 | 0 | 0 | 0 | 0 | 0
F10_Commercial_WA - Health_New_Space Heating_Natural Gas_Gas Boiler - Steam Trap Replacement_A_Achievable Economic TRC Potential | F10 | Commercial | WA - Health | New | Space Heating | Natural Gas | Gas Boiler - Steam Trap Replacement | A | Purchases (Incremental) | Achievable Economic TRC Potential | 0 | 0 | 0 | 0 | 0 | 0 | 0 | 0 | 0 | 0 | 0 | 0 | 0 | 0 | 0 | 0 | 0 | 0 | 0 | 0 | 0 | 0 | 0 | 0 | 0 | 0 | 0
F11_Commercial_WA - Health_New_Space Heating_Natural Gas_Gas Boiler - Steam Trap Replacement_A_Achievable Economic TRC Potential | F11 | Commercial | WA - Health | New | Space Heating | Natural Gas | Gas Boiler - Steam Trap Replacement | A | Purchases (Cumulative) | Achievable Economic TRC Potential | 0 | 0 | 0 | 0 | 0 | 0 | 0 | 0 | 0 | 0 | 0 | 0 | 0 | 0 | 0 | 0 | 0 | 0 | 0 | 0 | 0 | 0 | 0 | 0 | 0 | 0 | 0
F1_Commercial_WA - Health_New_Space Heating_Natural Gas_Gas Boiler - High Turndown Burner_A_Achievable Economic TRC Potential | F1 | Commercial | WA - Health | New | Space Heating | Natural Gas | Gas Boiler - High Turndown Burner | A | Integrated Unit Energy Savings (kWh or therms) | Achievable Economic TRC Potential | 0 | 0 | 0 | 0 | 0 | 0 | 0 | 0 | 0 | 0 | 0 | 0 | 0 | 0 | 0 | 0 | 0 | 0 | 0 | 0 | 0 | 0 | 0 | 0 | 0 | 0 | 0
F2_Commercial_WA - Health_New_Space Heating_Natural Gas_Gas Boiler - High Turndown Burner_A_Achievable Economic TRC Potential | F2 | Commercial | WA - Health | New | Space Heating | Natural Gas | Gas Boiler - High Turndown Burner | A | Integrated Unit Summer Peak Savings (kW) | Achievable Economic TRC Potential | 0 | 0 | 0 | 0 | 0 | 0 | 0 | 0 | 0 | 0 | 0 | 0 | 0 | 0 | 0 | 0 | 0 | 0 | 0 | 0 | 0 | 0 | 0 | 0 | 0 | 0 | 0
F3_Commercial_WA - Health_New_Space Heating_Natural Gas_Gas Boiler - High Turndown Burner_A_Achievable Economic TRC Potential | F3 | Commercial | WA - Health | New | Space Heating | Natural Gas | Gas Boiler - High Turndown Burner | A | Integrated Unit Winter Peak Savings (kW) | Achievable Economic TRC Potential | 0 | 0 | 0 | 0 | 0 | 0 | 0 | 0 | 0 | 0 | 0 | 0 | 0 | 0 | 0 | 0 | 0 | 0 | 0 | 0 | 0 | 0 | 0 | 0 | 0 | 0 | 0
F4_Commercial_WA - Health_New_Space Heating_Natural Gas_Gas Boiler - High Turndown Burner_A_Achievable Economic TRC Potential | F4 | Commercial | WA - Health | New | Space Heating | Natural Gas | Gas Boiler - High Turndown Burner | A | Incremental Energy Savings (MWh or mTherms) | Achievable Economic TRC Potential | 0 | 0 | 0 | 0 | 0 | 0 | 0 | 0 | 0 | 0 | 0 | 0 | 0 | 0 | 0 | 0 | 0 | 0 | 0 | 0 | 0 | 0 | 0 | 0 | 0 | 0 | 0
F5_Commercial_WA - Health_New_Space Heating_Natural Gas_Gas Boiler - High Turndown Burner_A_Achievable Economic TRC Potential | F5 | Commercial | WA - Health | New | Space Heating | Natural Gas | Gas Boiler - High Turndown Burner | A | Incremental Summer Peak Savings (MW) | Achievable Economic TRC Potential | 0 | 0 | 0 | 0 | 0 | 0 | 0 | 0 | 0 | 0 | 0 | 0 | 0 | 0 | 0 | 0 | 0 | 0 | 0 | 0 | 0 | 0 | 0 | 0 | 0 | 0 | 0
F6_Commercial_WA - Health_New_Space Heating_Natural Gas_Gas Boiler - High Turndown Burner_A_Achievable Economic TRC Potential | F6 | Commercial | WA - Health | New | Space Heating | Natural Gas | Gas Boiler - High Turndown Burner | A | Incremental Winter Peak Savings (MW) | Achievable Economic TRC Potential | 0 | 0 | 0 | 0 | 0 | 0 | 0 | 0 | 0 | 0 | 0 | 0 | 0 | 0 | 0 | 0 | 0 | 0 | 0 | 0 | 0 | 0 | 0 | 0 | 0 | 0 | 0
F7_Commercial_WA - Health_New_Space Heating_Natural Gas_Gas Boiler - High Turndown Burner_A_Achievable Economic TRC Potential | F7 | Commercial | WA - Health | New | Space Heating | Natural Gas | Gas Boiler - High Turndown Burner | A | Cumulative Energy Savings (MWh or mTherms) | Achievable Economic TRC Potential | 0 | 0 | 0 | 0 | 0 | 0 | 0 | 0 | 0 | 0 | 0 | 0 | 0 | 0 | 0 | 0 | 0 | 0 | 0 | 0 | 0 | 0 | 0 | 0 | 0 | 0 | 0
F8_Commercial_WA - Health_New_Space Heating_Natural Gas_Gas Boiler - High Turndown Burner_A_Achievable Economic TRC Potential | F8 | Commercial | WA - Health | New | Space Heating | Natural Gas | Gas Boiler - High Turndown Burner | A | Cumulative Summer Peak Savings (MW) | Achievable Economic TRC Potential | 0 | 0 | 0 | 0 | 0 | 0 | 0 | 0 | 0 | 0 | 0 | 0 | 0 | 0 | 0 | 0 | 0 | 0 | 0 | 0 | 0 | 0 | 0 | 0 | 0 | 0 | 0
F9_Commercial_WA - Health_New_Space Heating_Natural Gas_Gas Boiler - High Turndown Burner_A_Achievable Economic TRC Potential | F9 | Commercial | WA - Health | New | Space Heating | Natural Gas | Gas Boiler - High Turndown Burner | A | Cumulative Winter Peak Savings (MW) | Achievable Economic TRC Potential | 0 | 0 | 0 | 0 | 0 | 0 | 0 | 0 | 0 | 0 | 0 | 0 | 0 | 0 | 0 | 0 | 0 | 0 | 0 | 0 | 0 | 0 | 0 | 0 | 0 | 0 | 0
F10_Commercial_WA - Health_New_Space Heating_Natural Gas_Gas Boiler - High Turndown Burner_A_Achievable Economic TRC Potential | F10 | Commercial | WA - Health | New | Space Heating | Natural Gas | Gas Boiler - High Turndown Burner | A | Purchases (Incremental) | Achievable Economic TRC Potential | 0 | 0 | 0 | 0 | 0 | 0 | 0 | 0 | 0 | 0 | 0 | 0 | 0 | 0 | 0 | 0 | 0 | 0 | 0 | 0 | 0 | 0 | 0 | 0 | 0 | 0 | 0
F11_Commercial_WA - Health_New_Space Heating_Natural Gas_Gas Boiler - High Turndown Burner_A_Achievable Economic TRC Potential | F11 | Commercial | WA - Health | New | Space Heating | Natural Gas | Gas Boiler - High Turndown Burner | A | Purchases (Cumulative) | Achievable Economic TRC Potential | 0 | 0 | 0 | 0 | 0 | 0 | 0 | 0 | 0 | 0 | 0 | 0 | 0 | 0 | 0 | 0 | 0 | 0 | 0 | 0 | 0 | 0 | 0 | 0 | 0 | 0 | 0
F1_Commercial_WA - Health_New_Space Heating_Natural Gas_Gas Boiler - Burner Control Optimization_A_Achievable Economic TRC Potential | F1 | Commercial | WA - Health | New | Space Heating | Natural Gas | Gas Boiler - Burner Control Optimization | A | Integrated Unit Energy Savings (kWh or therms) | Achievable Economic TRC Potential | 0 | 0 | 0 | 0 | 0 | 0 | 0 | 0 | 0 | 0 | 0 | 0 | 0 | 0 | 0 | 0 | 0 | 0 | 0 | 0 | 0 | 0 | 0 | 0 | 0 | 0 | 0
F2_Commercial_WA - Health_New_Space Heating_Natural Gas_Gas Boiler - Burner Control Optimization_A_Achievable Economic TRC Potential | F2 | Commercial | WA - Health | New | Space Heating | Natural Gas | Gas Boiler - Burner Control Optimization | A | Integrated Unit Summer Peak Savings (kW) | Achievable Economic TRC Potential | 0 | 0 | 0 | 0 | 0 | 0 | 0 | 0 | 0 | 0 | 0 | 0 | 0 | 0 | 0 | 0 | 0 | 0 | 0 | 0 | 0 | 0 | 0 | 0 | 0 | 0 | 0
F3_Commercial_WA - Health_New_Space Heating_Natural Gas_Gas Boiler - Burner Control Optimization_A_Achievable Economic TRC Potential | F3 | Commercial | WA - Health | New | Space Heating | Natural Gas | Gas Boiler - Burner Control Optimization | A | Integrated Unit Winter Peak Savings (kW) | Achievable Economic TRC Potential | 0 | 0 | 0 | 0 | 0 | 0 | 0 | 0 | 0 | 0 | 0 | 0 | 0 | 0 | 0 | 0 | 0 | 0 | 0 | 0 | 0 | 0 | 0 | 0 | 0 | 0 | 0
F4_Commercial_WA - Health_New_Space Heating_Natural Gas_Gas Boiler - Burner Control Optimization_A_Achievable Economic TRC Potential | F4 | Commercial | WA - Health | New | Space Heating | Natural Gas | Gas Boiler - Burner Control Optimization | A | Incremental Energy Savings (MWh or mTherms) | Achievable Economic TRC Potential | 0 | 0 | 0 | 0 | 0 | 0 | 0 | 0 | 0 | 0 | 0 | 0 | 0 | 0 | 0 | 0 | 0 | 0 | 0 | 0 | 0 | 0 | 0 | 0 | 0 | 0 | 0
F5_Commercial_WA - Health_New_Space Heating_Natural Gas_Gas Boiler - Burner Control Optimization_A_Achievable Economic TRC Potential | F5 | Commercial | WA - Health | New | Space Heating | Natural Gas | Gas Boiler - Burner Control Optimization | A | Incremental Summer Peak Savings (MW) | Achievable Economic TRC Potential | 0 | 0 | 0 | 0 | 0 | 0 | 0 | 0 | 0 | 0 | 0 | 0 | 0 | 0 | 0 | 0 | 0 | 0 | 0 | 0 | 0 | 0 | 0 | 0 | 0 | 0 | 0
F6_Commercial_WA - Health_New_Space Heating_Natural Gas_Gas Boiler - Burner Control Optimization_A_Achievable Economic TRC Potential | F6 | Commercial | WA - Health | New | Space Heating | Natural Gas | Gas Boiler - Burner Control Optimization | A | Incremental Winter Peak Savings (MW) | Achievable Economic TRC Potential | 0 | 0 | 0 | 0 | 0 | 0 | 0 | 0 | 0 | 0 | 0 | 0 | 0 | 0 | 0 | 0 | 0 | 0 | 0 | 0 | 0 | 0 | 0 | 0 | 0 | 0 | 0
F7_Commercial_WA - Health_New_Space Heating_Natural Gas_Gas Boiler - Burner Control Optimization_A_Achievable Economic TRC Potential | F7 | Commercial | WA - Health | New | Space Heating | Natural Gas | Gas Boiler - Burner Control Optimization | A | Cumulative Energy Savings (MWh or mTherms) | Achievable Economic TRC Potential | 0 | 0 | 0 | 0 | 0 | 0 | 0 | 0 | 0 | 0 | 0 | 0 | 0 | 0 | 0 | 0 | 0 | 0 | 0 | 0 | 0 | 0 | 0 | 0 | 0 | 0 | 0
F8_Commercial_WA - Health_New_Space Heating_Natural Gas_Gas Boiler - Burner Control Optimization_A_Achievable Economic TRC Potential | F8 | Commercial | WA - Health | New | Space Heating | Natural Gas | Gas Boiler - Burner Control Optimization | A | Cumulative Summer Peak Savings (MW) | Achievable Economic TRC Potential | 0 | 0 | 0 | 0 | 0 | 0 | 0 | 0 | 0 | 0 | 0 | 0 | 0 | 0 | 0 | 0 | 0 | 0 | 0 | 0 | 0 | 0 | 0 | 0 | 0 | 0 | 0
F9_Commercial_WA - Health_New_Space Heating_Natural Gas_Gas Boiler - Burner Control Optimization_A_Achievable Economic TRC Potential | F9 | Commercial | WA - Health | New | Space Heating | Natural Gas | Gas Boiler - Burner Control Optimization | A | Cumulative Winter Peak Savings (MW) | Achievable Economic TRC Potential | 0 | 0 | 0 | 0 | 0 | 0 | 0 | 0 | 0 | 0 | 0 | 0 | 0 | 0 | 0 | 0 | 0 | 0 | 0 | 0 | 0 | 0 | 0 | 0 | 0 | 0 | 0
F10_Commercial_WA - Health_New_Space Heating_Natural Gas_Gas Boiler - Burner Control Optimization_A_Achievable Economic TRC Potential | F10 | Commercial | WA - Health | New | Space Heating | Natural Gas | Gas Boiler - Burner Control Optimization | A | Purchases (Incremental) | Achievable Economic TRC Potential | 0 | 0 | 0 | 0 | 0 | 0 | 0 | 0 | 0 | 0 | 0 | 0 | 0 | 0 | 0 | 0 | 0 | 0 | 0 | 0 | 0 | 0 | 0 | 0 | 0 | 0 | 0
F11_Commercial_WA - Health_New_Space Heating_Natural Gas_Gas Boiler - Burner Control Optimization_A_Achievable Economic TRC Potential | F11 | Commercial | WA - Health | New | Space Heating | Natural Gas | Gas Boiler - Burner Control Optimization | A | Purchases (Cumulative) | Achievable Economic TRC Potential | 0 | 0 | 0 | 0 | 0 | 0 | 0 | 0 | 0 | 0 | 0 | 0 | 0 | 0 | 0 | 0 | 0 | 0 | 0 | 0 | 0 | 0 | 0 | 0 | 0 | 0 | 0
F1_Commercial_WA - Health_New_Space Heating_Natural Gas_Gas Boiler - Stack Economizer_A_Achievable Economic TRC Potential | F1 | Commercial | WA - Health | New | Space Heating | Natural Gas | Gas Boiler - Stack Economizer | A | Integrated Unit Energy Savings (kWh or therms) | Achievable Economic TRC Potential | 0 | 0 | 0 | 0 | 0 | 0 | 0 | 0 | 0 | 0 | 0 | 0 | 0 | 0 | 0 | 0 | 0 | 0 | 0 | 0 | 0 | 0 | 0 | 0 | 0 | 0 | 0
F2_Commercial_WA - Health_New_Space Heating_Natural Gas_Gas Boiler - Stack Economizer_A_Achievable Economic TRC Potential | F2 | Commercial | WA - Health | New | Space Heating | Natural Gas | Gas Boiler - Stack Economizer | A | Integrated Unit Summer Peak Savings (kW) | Achievable Economic TRC Potential | 0 | 0 | 0 | 0 | 0 | 0 | 0 | 0 | 0 | 0 | 0 | 0 | 0 | 0 | 0 | 0 | 0 | 0 | 0 | 0 | 0 | 0 | 0 | 0 | 0 | 0 | 0
F3_Commercial_WA - Health_New_Space Heating_Natural Gas_Gas Boiler - Stack Economizer_A_Achievable Economic TRC Potential | F3 | Commercial | WA - Health | New | Space Heating | Natural Gas | Gas Boiler - Stack Economizer | A | Integrated Unit Winter Peak Savings (kW) | Achievable Economic TRC Potential | 0 | 0 | 0 | 0 | 0 | 0 | 0 | 0 | 0 | 0 | 0 | 0 | 0 | 0 | 0 | 0 | 0 | 0 | 0 | 0 | 0 | 0 | 0 | 0 | 0 | 0 | 0
F4_Commercial_WA - Health_New_Space Heating_Natural Gas_Gas Boiler - Stack Economizer_A_Achievable Economic TRC Potential | F4 | Commercial | WA - Health | New | Space Heating | Natural Gas | Gas Boiler - Stack Economizer | A | Incremental Energy Savings (MWh or mTherms) | Achievable Economic TRC Potential | 0 | 0 | 0 | 0 | 0 | 0 | 0 | 0 | 0 | 0 | 0 | 0 | 0 | 0 | 0 | 0 | 0 | 0 | 0 | 0 | 0 | 0 | 0 | 0 | 0 | 0 | 0
F5_Commercial_WA - Health_New_Space Heating_Natural Gas_Gas Boiler - Stack Economizer_A_Achievable Economic TRC Potential | F5 | Commercial | WA - Health | New | Space Heating | Natural Gas | Gas Boiler - Stack Economizer | A | Incremental Summer Peak Savings (MW) | Achievable Economic TRC Potential | 0 | 0 | 0 | 0 | 0 | 0 | 0 | 0 | 0 | 0 | 0 | 0 | 0 | 0 | 0 | 0 | 0 | 0 | 0 | 0 | 0 | 0 | 0 | 0 | 0 | 0 | 0
F6_Commercial_WA - Health_New_Space Heating_Natural Gas_Gas Boiler - Stack Economizer_A_Achievable Economic TRC Potential | F6 | Commercial | WA - Health | New | Space Heating | Natural Gas | Gas Boiler - Stack Economizer | A | Incremental Winter Peak Savings (MW) | Achievable Economic TRC Potential | 0 | 0 | 0 | 0 | 0 | 0 | 0 | 0 | 0 | 0 | 0 | 0 | 0 | 0 | 0 | 0 | 0 | 0 | 0 | 0 | 0 | 0 | 0 | 0 | 0 | 0 | 0
F7_Commercial_WA - Health_New_Space Heating_Natural Gas_Gas Boiler - Stack Economizer_A_Achievable Economic TRC Potential | F7 | Commercial | WA - Health | New | Space Heating | Natural Gas | Gas Boiler - Stack Economizer | A | Cumulative Energy Savings (MWh or mTherms) | Achievable Economic TRC Potential | 0 | 0 | 0 | 0 | 0 | 0 | 0 | 0 | 0 | 0 | 0 | 0 | 0 | 0 | 0 | 0 | 0 | 0 | 0 | 0 | 0 | 0 | 0 | 0 | 0 | 0 | 0
F8_Commercial_WA - Health_New_Space Heating_Natural Gas_Gas Boiler - Stack Economizer_A_Achievable Economic TRC Potential | F8 | Commercial | WA - Health | New | Space Heating | Natural Gas | Gas Boiler - Stack Economizer | A | Cumulative Summer Peak Savings (MW) | Achievable Economic TRC Potential | 0 | 0 | 0 | 0 | 0 | 0 | 0 | 0 | 0 | 0 | 0 | 0 | 0 | 0 | 0 | 0 | 0 | 0 | 0 | 0 | 0 | 0 | 0 | 0 | 0 | 0 | 0
F9_Commercial_WA - Health_New_Space Heating_Natural Gas_Gas Boiler - Stack Economizer_A_Achievable Economic TRC Potential | F9 | Commercial | WA - Health | New | Space Heating | Natural Gas | Gas Boiler - Stack Economizer | A | Cumulative Winter Peak Savings (MW) | Achievable Economic TRC Potential | 0 | 0 | 0 | 0 | 0 | 0 | 0 | 0 | 0 | 0 | 0 | 0 | 0 | 0 | 0 | 0 | 0 | 0 | 0 | 0 | 0 | 0 | 0 | 0 | 0 | 0 | 0
F10_Commercial_WA - Health_New_Space Heating_Natural Gas_Gas Boiler - Stack Economizer_A_Achievable Economic TRC Potential | F10 | Commercial | WA - Health | New | Space Heating | Natural Gas | Gas Boiler - Stack Economizer | A | Purchases (Incremental) | Achievable Economic TRC Potential | 0 | 0 | 0 | 0 | 0 | 0 | 0 | 0 | 0 | 0 | 0 | 0 | 0 | 0 | 0 | 0 | 0 | 0 | 0 | 0 | 0 | 0 | 0 | 0 | 0 | 0 | 0
F11_Commercial_WA - Health_New_Space Heating_Natural Gas_Gas Boiler - Stack Economizer_A_Achievable Economic TRC Potential | F11 | Commercial | WA - Health | New | Space Heating | Natural Gas | Gas Boiler - Stack Economizer | A | Purchases (Cumulative) | Achievable Economic TRC Potential | 0 | 0 | 0 | 0 | 0 | 0 | 0 | 0 | 0 | 0 | 0 | 0 | 0 | 0 | 0 | 0 | 0 | 0 | 0 | 0 | 0 | 0 | 0 | 0 | 0 | 0 | 0
F1_Commercial_WA - Health_New_Space Heating_Natural Gas_Gas Boiler - Thermostatic Radiator Valves_A_Achievable Economic TRC Potential | F1 | Commercial | WA - Health | New | Space Heating | Natural Gas | Gas Boiler - Thermostatic Radiator Valves | A | Integrated Unit Energy Savings (kWh or therms) | Achievable Economic TRC Potential | 0 | 0 | 0 | 0 | 0 | 0 | 0 | 0 | 0 | 0 | 0 | 0 | 0 | 0 | 0 | 0 | 0 | 0 | 0 | 0 | 0 | 0 | 0 | 0 | 0 | 0 | 0
F2_Commercial_WA - Health_New_Space Heating_Natural Gas_Gas Boiler - Thermostatic Radiator Valves_A_Achievable Economic TRC Potential | F2 | Commercial | WA - Health | New | Space Heating | Natural Gas | Gas Boiler - Thermostatic Radiator Valves | A | Integrated Unit Summer Peak Savings (kW) | Achievable Economic TRC Potential | 0 | 0 | 0 | 0 | 0 | 0 | 0 | 0 | 0 | 0 | 0 | 0 | 0 | 0 | 0 | 0 | 0 | 0 | 0 | 0 | 0 | 0 | 0 | 0 | 0 | 0 | 0
F3_Commercial_WA - Health_New_Space Heating_Natural Gas_Gas Boiler - Thermostatic Radiator Valves_A_Achievable Economic TRC Potential | F3 | Commercial | WA - Health | New | Space Heating | Natural Gas | Gas Boiler - Thermostatic Radiator Valves | A | Integrated Unit Winter Peak Savings (kW) | Achievable Economic TRC Potential | 0 | 0 | 0 | 0 | 0 | 0 | 0 | 0 | 0 | 0 | 0 | 0 | 0 | 0 | 0 | 0 | 0 | 0 | 0 | 0 | 0 | 0 | 0 | 0 | 0 | 0 | 0
F4_Commercial_WA - Health_New_Space Heating_Natural Gas_Gas Boiler - Thermostatic Radiator Valves_A_Achievable Economic TRC Potential | F4 | Commercial | WA - Health | New | Space Heating | Natural Gas | Gas Boiler - Thermostatic Radiator Valves | A | Incremental Energy Savings (MWh or mTherms) | Achievable Economic TRC Potential | 0 | 0 | 0 | 0 | 0 | 0 | 0 | 0 | 0 | 0 | 0 | 0 | 0 | 0 | 0 | 0 | 0 | 0 | 0 | 0 | 0 | 0 | 0 | 0 | 0 | 0 | 0
F5_Commercial_WA - Health_New_Space Heating_Natural Gas_Gas Boiler - Thermostatic Radiator Valves_A_Achievable Economic TRC Potential | F5 | Commercial | WA - Health | New | Space Heating | Natural Gas | Gas Boiler - Thermostatic Radiator Valves | A | Incremental Summer Peak Savings (MW) | Achievable Economic TRC Potential | 0 | 0 | 0 | 0 | 0 | 0 | 0 | 0 | 0 | 0 | 0 | 0 | 0 | 0 | 0 | 0 | 0 | 0 | 0 | 0 | 0 | 0 | 0 | 0 | 0 | 0 | 0
F6_Commercial_WA - Health_New_Space Heating_Natural Gas_Gas Boiler - Thermostatic Radiator Valves_A_Achievable Economic TRC Potential | F6 | Commercial | WA - Health | New | Space Heating | Natural Gas | Gas Boiler - Thermostatic Radiator Valves | A | Incremental Winter Peak Savings (MW) | Achievable Economic TRC Potential | 0 | 0 | 0 | 0 | 0 | 0 | 0 | 0 | 0 | 0 | 0 | 0 | 0 | 0 | 0 | 0 | 0 | 0 | 0 | 0 | 0 | 0 | 0 | 0 | 0 | 0 | 0
F7_Commercial_WA - Health_New_Space Heating_Natural Gas_Gas Boiler - Thermostatic Radiator Valves_A_Achievable Economic TRC Potential | F7 | Commercial | WA - Health | New | Space Heating | Natural Gas | Gas Boiler - Thermostatic Radiator Valves | A | Cumulative Energy Savings (MWh or mTherms) | Achievable Economic TRC Potential | 0 | 0 | 0 | 0 | 0 | 0 | 0 | 0 | 0 | 0 | 0 | 0 | 0 | 0 | 0 | 0 | 0 | 0 | 0 | 0 | 0 | 0 | 0 | 0 | 0 | 0 | 0
F8_Commercial_WA - Health_New_Space Heating_Natural Gas_Gas Boiler - Thermostatic Radiator Valves_A_Achievable Economic TRC Potential | F8 | Commercial | WA - Health | New | Space Heating | Natural Gas | Gas Boiler - Thermostatic Radiator Valves | A | Cumulative Summer Peak Savings (MW) | Achievable Economic TRC Potential | 0 | 0 | 0 | 0 | 0 | 0 | 0 | 0 | 0 | 0 | 0 | 0 | 0 | 0 | 0 | 0 | 0 | 0 | 0 | 0 | 0 | 0 | 0 | 0 | 0 | 0 | 0
F9_Commercial_WA - Health_New_Space Heating_Natural Gas_Gas Boiler - Thermostatic Radiator Valves_A_Achievable Economic TRC Potential | F9 | Commercial | WA - Health | New | Space Heating | Natural Gas | Gas Boiler - Thermostatic Radiator Valves | A | Cumulative Winter Peak Savings (MW) | Achievable Economic TRC Potential | 0 | 0 | 0 | 0 | 0 | 0 | 0 | 0 | 0 | 0 | 0 | 0 | 0 | 0 | 0 | 0 | 0 | 0 | 0 | 0 | 0 | 0 | 0 | 0 | 0 | 0 | 0
F10_Commercial_WA - Health_New_Space Heating_Natural Gas_Gas Boiler - Thermostatic Radiator Valves_A_Achievable Economic TRC Potential | F10 | Commercial | WA - Health | New | Space Heating | Natural Gas | Gas Boiler - Thermostatic Radiator Valves | A | Purchases (Incremental) | Achievable Economic TRC Potential | 0 | 0 | 0 | 0 | 0 | 0 | 0 | 0 | 0 | 0 | 0 | 0 | 0 | 0 | 0 | 0 | 0 | 0 | 0 | 0 | 0 | 0 | 0 | 0 | 0 | 0 | 0
F11_Commercial_WA - Health_New_Space Heating_Natural Gas_Gas Boiler - Thermostatic Radiator Valves_A_Achievable Economic TRC Potential | F11 | Commercial | WA - Health | New | Space Heating | Natural Gas | Gas Boiler - Thermostatic Radiator Valves | A | Purchases (Cumulative) | Achievable Economic TRC Potential | 0 | 0 | 0 | 0 | 0 | 0 | 0 | 0 | 0 | 0 | 0 | 0 | 0 | 0 | 0 | 0 | 0 | 0 | 0 | 0 | 0 | 0 | 0 | 0 | 0 | 0 | 0
F1_Commercial_WA - Health_New_Space Heating_Natural Gas_HVAC - Shut Off Damper_A_Achievable Economic TRC Potential | F1 | Commercial | WA - Health | New | Space Heating | Natural Gas | HVAC - Shut Off Damper | A | Integrated Unit Energy Savings (kWh or therms) | Achievable Economic TRC Potential | 0 | 0 | 0 | 0 | 0 | 0 | 0 | 0 | 0 | 0 | 0 | 0 | 0 | 0 | 0 | 0 | 0 | 0 | 0 | 0 | 0 | 0 | 0 | 0 | 0 | 0 | 0
F2_Commercial_WA - Health_New_Space Heating_Natural Gas_HVAC - Shut Off Damper_A_Achievable Economic TRC Potential | F2 | Commercial | WA - Health | New | Space Heating | Natural Gas | HVAC - Shut Off Damper | A | Integrated Unit Summer Peak Savings (kW) | Achievable Economic TRC Potential | 0 | 0 | 0 | 0 | 0 | 0 | 0 | 0 | 0 | 0 | 0 | 0 | 0 | 0 | 0 | 0 | 0 | 0 | 0 | 0 | 0 | 0 | 0 | 0 | 0 | 0 | 0
F3_Commercial_WA - Health_New_Space Heating_Natural Gas_HVAC - Shut Off Damper_A_Achievable Economic TRC Potential | F3 | Commercial | WA - Health | New | Space Heating | Natural Gas | HVAC - Shut Off Damper | A | Integrated Unit Winter Peak Savings (kW) | Achievable Economic TRC Potential | 0 | 0 | 0 | 0 | 0 | 0 | 0 | 0 | 0 | 0 | 0 | 0 | 0 | 0 | 0 | 0 | 0 | 0 | 0 | 0 | 0 | 0 | 0 | 0 | 0 | 0 | 0
F4_Commercial_WA - Health_New_Space Heating_Natural Gas_HVAC - Shut Off Damper_A_Achievable Economic TRC Potential | F4 | Commercial | WA - Health | New | Space Heating | Natural Gas | HVAC - Shut Off Damper | A | Incremental Energy Savings (MWh or mTherms) | Achievable Economic TRC Potential | 0 | 0 | 0 | 0 | 0 | 0 | 0 | 0 | 0 | 0 | 0 | 0 | 0 | 0 | 0 | 0 | 0 | 0 | 0 | 0 | 0 | 0 | 0 | 0 | 0 | 0 | 0
F5_Commercial_WA - Health_New_Space Heating_Natural Gas_HVAC - Shut Off Damper_A_Achievable Economic TRC Potential | F5 | Commercial | WA - Health | New | Space Heating | Natural Gas | HVAC - Shut Off Damper | A | Incremental Summer Peak Savings (MW) | Achievable Economic TRC Potential | 0 | 0 | 0 | 0 | 0 | 0 | 0 | 0 | 0 | 0 | 0 | 0 | 0 | 0 | 0 | 0 | 0 | 0 | 0 | 0 | 0 | 0 | 0 | 0 | 0 | 0 | 0
F6_Commercial_WA - Health_New_Space Heating_Natural Gas_HVAC - Shut Off Damper_A_Achievable Economic TRC Potential | F6 | Commercial | WA - Health | New | Space Heating | Natural Gas | HVAC - Shut Off Damper | A | Incremental Winter Peak Savings (MW) | Achievable Economic TRC Potential | 0 | 0 | 0 | 0 | 0 | 0 | 0 | 0 | 0 | 0 | 0 | 0 | 0 | 0 | 0 | 0 | 0 | 0 | 0 | 0 | 0 | 0 | 0 | 0 | 0 | 0 | 0
F7_Commercial_WA - Health_New_Space Heating_Natural Gas_HVAC - Shut Off Damper_A_Achievable Economic TRC Potential | F7 | Commercial | WA - Health | New | Space Heating | Natural Gas | HVAC - Shut Off Damper | A | Cumulative Energy Savings (MWh or mTherms) | Achievable Economic TRC Potential | 0 | 0 | 0 | 0 | 0 | 0 | 0 | 0 | 0 | 0 | 0 | 0 | 0 | 0 | 0 | 0 | 0 | 0 | 0 | 0 | 0 | 0 | 0 | 0 | 0 | 0 | 0
F8_Commercial_WA - Health_New_Space Heating_Natural Gas_HVAC - Shut Off Damper_A_Achievable Economic TRC Potential | F8 | Commercial | WA - Health | New | Space Heating | Natural Gas | HVAC - Shut Off Damper | A | Cumulative Summer Peak Savings (MW) | Achievable Economic TRC Potential | 0 | 0 | 0 | 0 | 0 | 0 | 0 | 0 | 0 | 0 | 0 | 0 | 0 | 0 | 0 | 0 | 0 | 0 | 0 | 0 | 0 | 0 | 0 | 0 | 0 | 0 | 0
F9_Commercial_WA - Health_New_Space Heating_Natural Gas_HVAC - Shut Off Damper_A_Achievable Economic TRC Potential | F9 | Commercial | WA - Health | New | Space Heating | Natural Gas | HVAC - Shut Off Damper | A | Cumulative Winter Peak Savings (MW) | Achievable Economic TRC Potential | 0 | 0 | 0 | 0 | 0 | 0 | 0 | 0 | 0 | 0 | 0 | 0 | 0 | 0 | 0 | 0 | 0 | 0 | 0 | 0 | 0 | 0 | 0 | 0 | 0 | 0 | 0
F10_Commercial_WA - Health_New_Space Heating_Natural Gas_HVAC - Shut Off Damper_A_Achievable Economic TRC Potential | F10 | Commercial | WA - Health | New | Space Heating | Natural Gas | HVAC - Shut Off Damper | A | Purchases (Incremental) | Achievable Economic TRC Potential | 0 | 0 | 0 | 0 | 0 | 0 | 0 | 0 | 0 | 0 | 0 | 0 | 0 | 0 | 0 | 0 | 0 | 0 | 0 | 0 | 0 | 0 | 0 | 0 | 0 | 0 | 0
F11_Commercial_WA - Health_New_Space Heating_Natural Gas_HVAC - Shut Off Damper_A_Achievable Economic TRC Potential | F11 | Commercial | WA - Health | New | Space Heating | Natural Gas | HVAC - Shut Off Damper | A | Purchases (Cumulative) | Achievable Economic TRC Potential | 0 | 0 | 0 | 0 | 0 | 0 | 0 | 0 | 0 | 0 | 0 | 0 | 0 | 0 | 0 | 0 | 0 | 0 | 0 | 0 | 0 | 0 | 0 | 0 | 0 | 0 | 0
F1_Commercial_WA - Health_New_Space Heating_Natural Gas_Gas Furnace - Tube Inserts_A_Achievable Economic TRC Potential | F1 | Commercial | WA - Health | New | Space Heating | Natural Gas | Gas Furnace - Tube Inserts | A | Integrated Unit Energy Savings (kWh or therms) | Achievable Economic TRC Potential | 0 | 0 | 0 | 0 | 0 | 0 | 0 | 0 | 0 | 0 | 0 | 0 | 0 | 0 | 0 | 0 | 0 | 0 | 0 | 0 | 0 | 0 | 0 | 0 | 0 | 0 | 0
F2_Commercial_WA - Health_New_Space Heating_Natural Gas_Gas Furnace - Tube Inserts_A_Achievable Economic TRC Potential | F2 | Commercial | WA - Health | New | Space Heating | Natural Gas | Gas Furnace - Tube Inserts | A | Integrated Unit Summer Peak Savings (kW) | Achievable Economic TRC Potential | 0 | 0 | 0 | 0 | 0 | 0 | 0 | 0 | 0 | 0 | 0 | 0 | 0 | 0 | 0 | 0 | 0 | 0 | 0 | 0 | 0 | 0 | 0 | 0 | 0 | 0 | 0
F3_Commercial_WA - Health_New_Space Heating_Natural Gas_Gas Furnace - Tube Inserts_A_Achievable Economic TRC Potential | F3 | Commercial | WA - Health | New | Space Heating | Natural Gas | Gas Furnace - Tube Inserts | A | Integrated Unit Winter Peak Savings (kW) | Achievable Economic TRC Potential | 0 | 0 | 0 | 0 | 0 | 0 | 0 | 0 | 0 | 0 | 0 | 0 | 0 | 0 | 0 | 0 | 0 | 0 | 0 | 0 | 0 | 0 | 0 | 0 | 0 | 0 | 0
F4_Commercial_WA - Health_New_Space Heating_Natural Gas_Gas Furnace - Tube Inserts_A_Achievable Economic TRC Potential | F4 | Commercial | WA - Health | New | Space Heating | Natural Gas | Gas Furnace - Tube Inserts | A | Incremental Energy Savings (MWh or mTherms) | Achievable Economic TRC Potential | 0 | 0 | 0 | 0 | 0 | 0 | 0 | 0 | 0 | 0 | 0 | 0 | 0 | 0 | 0 | 0 | 0 | 0 | 0 | 0 | 0 | 0 | 0 | 0 | 0 | 0 | 0
F5_Commercial_WA - Health_New_Space Heating_Natural Gas_Gas Furnace - Tube Inserts_A_Achievable Economic TRC Potential | F5 | Commercial | WA - Health | New | Space Heating | Natural Gas | Gas Furnace - Tube Inserts | A | Incremental Summer Peak Savings (MW) | Achievable Economic TRC Potential | 0 | 0 | 0 | 0 | 0 | 0 | 0 | 0 | 0 | 0 | 0 | 0 | 0 | 0 | 0 | 0 | 0 | 0 | 0 | 0 | 0 | 0 | 0 | 0 | 0 | 0 | 0
F6_Commercial_WA - Health_New_Space Heating_Natural Gas_Gas Furnace - Tube Inserts_A_Achievable Economic TRC Potential | F6 | Commercial | WA - Health | New | Space Heating | Natural Gas | Gas Furnace - Tube Inserts | A | Incremental Winter Peak Savings (MW) | Achievable Economic TRC Potential | 0 | 0 | 0 | 0 | 0 | 0 | 0 | 0 | 0 | 0 | 0 | 0 | 0 | 0 | 0 | 0 | 0 | 0 | 0 | 0 | 0 | 0 | 0 | 0 | 0 | 0 | 0
F7_Commercial_WA - Health_New_Space Heating_Natural Gas_Gas Furnace - Tube Inserts_A_Achievable Economic TRC Potential | F7 | Commercial | WA - Health | New | Space Heating | Natural Gas | Gas Furnace - Tube Inserts | A | Cumulative Energy Savings (MWh or mTherms) | Achievable Economic TRC Potential | 0 | 0 | 0 | 0 | 0 | 0 | 0 | 0 | 0 | 0 | 0 | 0 | 0 | 0 | 0 | 0 | 0 | 0 | 0 | 0 | 0 | 0 | 0 | 0 | 0 | 0 | 0
F8_Commercial_WA - Health_New_Space Heating_Natural Gas_Gas Furnace - Tube Inserts_A_Achievable Economic TRC Potential | F8 | Commercial | WA - Health | New | Space Heating | Natural Gas | Gas Furnace - Tube Inserts | A | Cumulative Summer Peak Savings (MW) | Achievable Economic TRC Potential | 0 | 0 | 0 | 0 | 0 | 0 | 0 | 0 | 0 | 0 | 0 | 0 | 0 | 0 | 0 | 0 | 0 | 0 | 0 | 0 | 0 | 0 | 0 | 0 | 0 | 0 | 0
F9_Commercial_WA - Health_New_Space Heating_Natural Gas_Gas Furnace - Tube Inserts_A_Achievable Economic TRC Potential | F9 | Commercial | WA - Health | New | Space Heating | Natural Gas | Gas Furnace - Tube Inserts | A | Cumulative Winter Peak Savings (MW) | Achievable Economic TRC Potential | 0 | 0 | 0 | 0 | 0 | 0 | 0 | 0 | 0 | 0 | 0 | 0 | 0 | 0 | 0 | 0 | 0 | 0 | 0 | 0 | 0 | 0 | 0 | 0 | 0 | 0 | 0
F10_Commercial_WA - Health_New_Space Heating_Natural Gas_Gas Furnace - Tube Inserts_A_Achievable Economic TRC Potential | F10 | Commercial | WA - Health | New | Space Heating | Natural Gas | Gas Furnace - Tube Inserts | A | Purchases (Incremental) | Achievable Economic TRC Potential | 0 | 0 | 0 | 0 | 0 | 0 | 0 | 0 | 0 | 0 | 0 | 0 | 0 | 0 | 0 | 0 | 0 | 0 | 0 | 0 | 0 | 0 | 0 | 0 | 0 | 0 | 0
F11_Commercial_WA - Health_New_Space Heating_Natural Gas_Gas Furnace - Tube Inserts_A_Achievable Economic TRC Potential | F11 | Commercial | WA - Health | New | Space Heating | Natural Gas | Gas Furnace - Tube Inserts | A | Purchases (Cumulative) | Achievable Economic TRC Potential | 0 | 0 | 0 | 0 | 0 | 0 | 0 | 0 | 0 | 0 | 0 | 0 | 0 | 0 | 0 | 0 | 0 | 0 | 0 | 0 | 0 | 0 | 0 | 0 | 0 | 0 | 0
F1_Commercial_WA - Health_New_Space Heating_Natural Gas_Gas Boiler - Insulate Steam Lines/Condensate Tank_A_Achievable Economic TRC Potential | F1 | Commercial | WA - Health | New | Space Heating | Natural Gas | Gas Boiler - Insulate Steam Lines/Condensate Tank | A | Integrated Unit Energy Savings (kWh or therms) | Achievable Economic TRC Potential | 0 | 0 | 0 | 0 | 0 | 0 | 0 | 0 | 0 | 0 | 0 | 0 | 0 | 0 | 0 | 0 | 0 | 0 | 0 | 0 | 0 | 0 | 0 | 0 | 0 | 0 | 0
F2_Commercial_WA - Health_New_Space Heating_Natural Gas_Gas Boiler - Insulate Steam Lines/Condensate Tank_A_Achievable Economic TRC Potential | F2 | Commercial | WA - Health | New | Space Heating | Natural Gas | Gas Boiler - Insulate Steam Lines/Condensate Tank | A | Integrated Unit Summer Peak Savings (kW) | Achievable Economic TRC Potential | 0 | 0 | 0 | 0 | 0 | 0 | 0 | 0 | 0 | 0 | 0 | 0 | 0 | 0 | 0 | 0 | 0 | 0 | 0 | 0 | 0 | 0 | 0 | 0 | 0 | 0 | 0
F3_Commercial_WA - Health_New_Space Heating_Natural Gas_Gas Boiler - Insulate Steam Lines/Condensate Tank_A_Achievable Economic TRC Potential | F3 | Commercial | WA - Health | New | Space Heating | Natural Gas | Gas Boiler - Insulate Steam Lines/Condensate Tank | A | Integrated Unit Winter Peak Savings (kW) | Achievable Economic TRC Potential | 0 | 0 | 0 | 0 | 0 | 0 | 0 | 0 | 0 | 0 | 0 | 0 | 0 | 0 | 0 | 0 | 0 | 0 | 0 | 0 | 0 | 0 | 0 | 0 | 0 | 0 | 0
F4_Commercial_WA - Health_New_Space Heating_Natural Gas_Gas Boiler - Insulate Steam Lines/Condensate Tank_A_Achievable Economic TRC Potential | F4 | Commercial | WA - Health | New | Space Heating | Natural Gas | Gas Boiler - Insulate Steam Lines/Condensate Tank | A | Incremental Energy Savings (MWh or mTherms) | Achievable Economic TRC Potential | 0 | 0 | 0 | 0 | 0 | 0 | 0 | 0 | 0 | 0 | 0 | 0 | 0 | 0 | 0 | 0 | 0 | 0 | 0 | 0 | 0 | 0 | 0 | 0 | 0 | 0 | 0
F5_Commercial_WA - Health_New_Space Heating_Natural Gas_Gas Boiler - Insulate Steam Lines/Condensate Tank_A_Achievable Economic TRC Potential | F5 | Commercial | WA - Health | New | Space Heating | Natural Gas | Gas Boiler - Insulate Steam Lines/Condensate Tank | A | Incremental Summer Peak Savings (MW) | Achievable Economic TRC Potential | 0 | 0 | 0 | 0 | 0 | 0 | 0 | 0 | 0 | 0 | 0 | 0 | 0 | 0 | 0 | 0 | 0 | 0 | 0 | 0 | 0 | 0 | 0 | 0 | 0 | 0 | 0
F6_Commercial_WA - Health_New_Space Heating_Natural Gas_Gas Boiler - Insulate Steam Lines/Condensate Tank_A_Achievable Economic TRC Potential | F6 | Commercial | WA - Health | New | Space Heating | Natural Gas | Gas Boiler - Insulate Steam Lines/Condensate Tank | A | Incremental Winter Peak Savings (MW) | Achievable Economic TRC Potential | 0 | 0 | 0 | 0 | 0 | 0 | 0 | 0 | 0 | 0 | 0 | 0 | 0 | 0 | 0 | 0 | 0 | 0 | 0 | 0 | 0 | 0 | 0 | 0 | 0 | 0 | 0
F7_Commercial_WA - Health_New_Space Heating_Natural Gas_Gas Boiler - Insulate Steam Lines/Condensate Tank_A_Achievable Economic TRC Potential | F7 | Commercial | WA - Health | New | Space Heating | Natural Gas | Gas Boiler - Insulate Steam Lines/Condensate Tank | A | Cumulative Energy Savings (MWh or mTherms) | Achievable Economic TRC Potential | 0 | 0 | 0 | 0 | 0 | 0 | 0 | 0 | 0 | 0 | 0 | 0 | 0 | 0 | 0 | 0 | 0 | 0 | 0 | 0 | 0 | 0 | 0 | 0 | 0 | 0 | 0
F8_Commercial_WA - Health_New_Space Heating_Natural Gas_Gas Boiler - Insulate Steam Lines/Condensate Tank_A_Achievable Economic TRC Potential | F8 | Commercial | WA - Health | New | Space Heating | Natural Gas | Gas Boiler - Insulate Steam Lines/Condensate Tank | A | Cumulative Summer Peak Savings (MW) | Achievable Economic TRC Potential | 0 | 0 | 0 | 0 | 0 | 0 | 0 | 0 | 0 | 0 | 0 | 0 | 0 | 0 | 0 | 0 | 0 | 0 | 0 | 0 | 0 | 0 | 0 | 0 | 0 | 0 | 0
F9_Commercial_WA - Health_New_Space Heating_Natural Gas_Gas Boiler - Insulate Steam Lines/Condensate Tank_A_Achievable Economic TRC Potential | F9 | Commercial | WA - Health | New | Space Heating | Natural Gas | Gas Boiler - Insulate Steam Lines/Condensate Tank | A | Cumulative Winter Peak Savings (MW) | Achievable Economic TRC Potential | 0 | 0 | 0 | 0 | 0 | 0 | 0 | 0 | 0 | 0 | 0 | 0 | 0 | 0 | 0 | 0 | 0 | 0 | 0 | 0 | 0 | 0 | 0 | 0 | 0 | 0 | 0
F10_Commercial_WA - Health_New_Space Heating_Natural Gas_Gas Boiler - Insulate Steam Lines/Condensate Tank_A_Achievable Economic TRC Potential | F10 | Commercial | WA - Health | New | Space Heating | Natural Gas | Gas Boiler - Insulate Steam Lines/Condensate Tank | A | Purchases (Incremental) | Achievable Economic TRC Potential | 0 | 0 | 0 | 0 | 0 | 0 | 0 | 0 | 0 | 0 | 0 | 0 | 0 | 0 | 0 | 0 | 0 | 0 | 0 | 0 | 0 | 0 | 0 | 0 | 0 | 0 | 0
F11_Commercial_WA - Health_New_Space Heating_Natural Gas_Gas Boiler - Insulate Steam Lines/Condensate Tank_A_Achievable Economic TRC Potential | F11 | Commercial | WA - Health | New | Space Heating | Natural Gas | Gas Boiler - Insulate Steam Lines/Condensate Tank | A | Purchases (Cumulative) | Achievable Economic TRC Potential | 0 | 0 | 0 | 0 | 0 | 0 | 0 | 0 | 0 | 0 | 0 | 0 | 0 | 0 | 0 | 0 | 0 | 0 | 0 | 0 | 0 | 0 | 0 | 0 | 0 | 0 | 0
F1_Commercial_WA - Health_New_Space Heating_Natural Gas_Gas Boiler - Insulate Hot Water Lines_A_Achievable Economic TRC Potential | F1 | Commercial | WA - Health | New | Space Heating | Natural Gas | Gas Boiler - Insulate Hot Water Lines | A | Integrated Unit Energy Savings (kWh or therms) | Achievable Economic TRC Potential | 0 | 0 | 0 | 0 | 0 | 0 | 0 | 0 | 0 | 0 | 0 | 0 | 0 | 0 | 0 | 0 | 0 | 0 | 0 | 0 | 0 | 0 | 0 | 0 | 0 | 0 | 0
F2_Commercial_WA - Health_New_Space Heating_Natural Gas_Gas Boiler - Insulate Hot Water Lines_A_Achievable Economic TRC Potential | F2 | Commercial | WA - Health | New | Space Heating | Natural Gas | Gas Boiler - Insulate Hot Water Lines | A | Integrated Unit Summer Peak Savings (kW) | Achievable Economic TRC Potential | 0 | 0 | 0 | 0 | 0 | 0 | 0 | 0 | 0 | 0 | 0 | 0 | 0 | 0 | 0 | 0 | 0 | 0 | 0 | 0 | 0 | 0 | 0 | 0 | 0 | 0 | 0
F3_Commercial_WA - Health_New_Space Heating_Natural Gas_Gas Boiler - Insulate Hot Water Lines_A_Achievable Economic TRC Potential | F3 | Commercial | WA - Health | New | Space Heating | Natural Gas | Gas Boiler - Insulate Hot Water Lines | A | Integrated Unit Winter Peak Savings (kW) | Achievable Economic TRC Potential | 0 | 0 | 0 | 0 | 0 | 0 | 0 | 0 | 0 | 0 | 0 | 0 | 0 | 0 | 0 | 0 | 0 | 0 | 0 | 0 | 0 | 0 | 0 | 0 | 0 | 0 | 0
F4_Commercial_WA - Health_New_Space Heating_Natural Gas_Gas Boiler - Insulate Hot Water Lines_A_Achievable Economic TRC Potential | F4 | Commercial | WA - Health | New | Space Heating | Natural Gas | Gas Boiler - Insulate Hot Water Lines | A | Incremental Energy Savings (MWh or mTherms) | Achievable Economic TRC Potential | 0 | 0 | 0 | 0 | 0 | 0 | 0 | 0 | 0 | 0 | 0 | 0 | 0 | 0 | 0 | 0 | 0 | 0 | 0 | 0 | 0 | 0 | 0 | 0 | 0 | 0 | 0
F5_Commercial_WA - Health_New_Space Heating_Natural Gas_Gas Boiler - Insulate Hot Water Lines_A_Achievable Economic TRC Potential | F5 | Commercial | WA - Health | New | Space Heating | Natural Gas | Gas Boiler - Insulate Hot Water Lines | A | Incremental Summer Peak Savings (MW) | Achievable Economic TRC Potential | 0 | 0 | 0 | 0 | 0 | 0 | 0 | 0 | 0 | 0 | 0 | 0 | 0 | 0 | 0 | 0 | 0 | 0 | 0 | 0 | 0 | 0 | 0 | 0 | 0 | 0 | 0
F6_Commercial_WA - Health_New_Space Heating_Natural Gas_Gas Boiler - Insulate Hot Water Lines_A_Achievable Economic TRC Potential | F6 | Commercial | WA - Health | New | Space Heating | Natural Gas | Gas Boiler - Insulate Hot Water Lines | A | Incremental Winter Peak Savings (MW) | Achievable Economic TRC Potential | 0 | 0 | 0 | 0 | 0 | 0 | 0 | 0 | 0 | 0 | 0 | 0 | 0 | 0 | 0 | 0 | 0 | 0 | 0 | 0 | 0 | 0 | 0 | 0 | 0 | 0 | 0
F7_Commercial_WA - Health_New_Space Heating_Natural Gas_Gas Boiler - Insulate Hot Water Lines_A_Achievable Economic TRC Potential | F7 | Commercial | WA - Health | New | Space Heating | Natural Gas | Gas Boiler - Insulate Hot Water Lines | A | Cumulative Energy Savings (MWh or mTherms) | Achievable Economic TRC Potential | 0 | 0 | 0 | 0 | 0 | 0 | 0 | 0 | 0 | 0 | 0 | 0 | 0 | 0 | 0 | 0 | 0 | 0 | 0 | 0 | 0 | 0 | 0 | 0 | 0 | 0 | 0
F8_Commercial_WA - Health_New_Space Heating_Natural Gas_Gas Boiler - Insulate Hot Water Lines_A_Achievable Economic TRC Potential | F8 | Commercial | WA - Health | New | Space Heating | Natural Gas | Gas Boiler - Insulate Hot Water Lines | A | Cumulative Summer Peak Savings (MW) | Achievable Economic TRC Potential | 0 | 0 | 0 | 0 | 0 | 0 | 0 | 0 | 0 | 0 | 0 | 0 | 0 | 0 | 0 | 0 | 0 | 0 | 0 | 0 | 0 | 0 | 0 | 0 | 0 | 0 | 0
F9_Commercial_WA - Health_New_Space Heating_Natural Gas_Gas Boiler - Insulate Hot Water Lines_A_Achievable Economic TRC Potential | F9 | Commercial | WA - Health | New | Space Heating | Natural Gas | Gas Boiler - Insulate Hot Water Lines | A | Cumulative Winter Peak Savings (MW) | Achievable Economic TRC Potential | 0 | 0 | 0 | 0 | 0 | 0 | 0 | 0 | 0 | 0 | 0 | 0 | 0 | 0 | 0 | 0 | 0 | 0 | 0 | 0 | 0 | 0 | 0 | 0 | 0 | 0 | 0
F10_Commercial_WA - Health_New_Space Heating_Natural Gas_Gas Boiler - Insulate Hot Water Lines_A_Achievable Economic TRC Potential | F10 | Commercial | WA - Health | New | Space Heating | Natural Gas | Gas Boiler - Insulate Hot Water Lines | A | Purchases (Incremental) | Achievable Economic TRC Potential | 0 | 0 | 0 | 0 | 0 | 0 | 0 | 0 | 0 | 0 | 0 | 0 | 0 | 0 | 0 | 0 | 0 | 0 | 0 | 0 | 0 | 0 | 0 | 0 | 0 | 0 | 0
F11_Commercial_WA - Health_New_Space Heating_Natural Gas_Gas Boiler - Insulate Hot Water Lines_A_Achievable Economic TRC Potential | F11 | Commercial | WA - Health | New | Space Heating | Natural Gas | Gas Boiler - Insulate Hot Water Lines | A | Purchases (Cumulative) | Achievable Economic TRC Potential | 0 | 0 | 0 | 0 | 0 | 0 | 0 | 0 | 0 | 0 | 0 | 0 | 0 | 0 | 0 | 0 | 0 | 0 | 0 | 0 | 0 | 0 | 0 | 0 | 0 | 0 | 0
F1_Commercial_WA - Health_New_Space Heating_Natural Gas_Condensing RTU_A_Achievable Economic TRC Potential | F1 | Commercial | WA - Health | New | Space Heating | Natural Gas | Condensing RTU | A | Integrated Unit Energy Savings (kWh or therms) | Achievable Economic TRC Potential | 0 | 0 | 0 | 0 | 0 | 0 | 0 | 0 | 0 | 0 | 0 | 0 | 0 | 0 | 0 | 0 | 0 | 0 | 0 | 0 | 0 | 0 | 0 | 0 | 0 | 0 | 0
F2_Commercial_WA - Health_New_Space Heating_Natural Gas_Condensing RTU_A_Achievable Economic TRC Potential | F2 | Commercial | WA - Health | New | Space Heating | Natural Gas | Condensing RTU | A | Integrated Unit Summer Peak Savings (kW) | Achievable Economic TRC Potential | 0 | 0 | 0 | 0 | 0 | 0 | 0 | 0 | 0 | 0 | 0 | 0 | 0 | 0 | 0 | 0 | 0 | 0 | 0 | 0 | 0 | 0 | 0 | 0 | 0 | 0 | 0
F3_Commercial_WA - Health_New_Space Heating_Natural Gas_Condensing RTU_A_Achievable Economic TRC Potential | F3 | Commercial | WA - Health | New | Space Heating | Natural Gas | Condensing RTU | A | Integrated Unit Winter Peak Savings (kW) | Achievable Economic TRC Potential | 0 | 0 | 0 | 0 | 0 | 0 | 0 | 0 | 0 | 0 | 0 | 0 | 0 | 0 | 0 | 0 | 0 | 0 | 0 | 0 | 0 | 0 | 0 | 0 | 0 | 0 | 0
F4_Commercial_WA - Health_New_Space Heating_Natural Gas_Condensing RTU_A_Achievable Economic TRC Potential | F4 | Commercial | WA - Health | New | Space Heating | Natural Gas | Condensing RTU | A | Incremental Energy Savings (MWh or mTherms) | Achievable Economic TRC Potential | 0 | 0 | 0 | 0 | 0 | 0 | 0 | 0 | 0 | 0 | 0 | 0 | 0 | 0 | 0 | 0 | 0 | 0 | 0 | 0 | 0 | 0 | 0 | 0 | 0 | 0 | 0
F5_Commercial_WA - Health_New_Space Heating_Natural Gas_Condensing RTU_A_Achievable Economic TRC Potential | F5 | Commercial | WA - Health | New | Space Heating | Natural Gas | Condensing RTU | A | Incremental Summer Peak Savings (MW) | Achievable Economic TRC Potential | 0 | 0 | 0 | 0 | 0 | 0 | 0 | 0 | 0 | 0 | 0 | 0 | 0 | 0 | 0 | 0 | 0 | 0 | 0 | 0 | 0 | 0 | 0 | 0 | 0 | 0 | 0
F6_Commercial_WA - Health_New_Space Heating_Natural Gas_Condensing RTU_A_Achievable Economic TRC Potential | F6 | Commercial | WA - Health | New | Space Heating | Natural Gas | Condensing RTU | A | Incremental Winter Peak Savings (MW) | Achievable Economic TRC Potential | 0 | 0 | 0 | 0 | 0 | 0 | 0 | 0 | 0 | 0 | 0 | 0 | 0 | 0 | 0 | 0 | 0 | 0 | 0 | 0 | 0 | 0 | 0 | 0 | 0 | 0 | 0
F7_Commercial_WA - Health_New_Space Heating_Natural Gas_Condensing RTU_A_Achievable Economic TRC Potential | F7 | Commercial | WA - Health | New | Space Heating | Natural Gas | Condensing RTU | A | Cumulative Energy Savings (MWh or mTherms) | Achievable Economic TRC Potential | 0 | 0 | 0 | 0 | 0 | 0 | 0 | 0 | 0 | 0 | 0 | 0 | 0 | 0 | 0 | 0 | 0 | 0 | 0 | 0 | 0 | 0 | 0 | 0 | 0 | 0 | 0
F8_Commercial_WA - Health_New_Space Heating_Natural Gas_Condensing RTU_A_Achievable Economic TRC Potential | F8 | Commercial | WA - Health | New | Space Heating | Natural Gas | Condensing RTU | A | Cumulative Summer Peak Savings (MW) | Achievable Economic TRC Potential | 0 | 0 | 0 | 0 | 0 | 0 | 0 | 0 | 0 | 0 | 0 | 0 | 0 | 0 | 0 | 0 | 0 | 0 | 0 | 0 | 0 | 0 | 0 | 0 | 0 | 0 | 0
F9_Commercial_WA - Health_New_Space Heating_Natural Gas_Condensing RTU_A_Achievable Economic TRC Potential | F9 | Commercial | WA - Health | New | Space Heating | Natural Gas | Condensing RTU | A | Cumulative Winter Peak Savings (MW) | Achievable Economic TRC Potential | 0 | 0 | 0 | 0 | 0 | 0 | 0 | 0 | 0 | 0 | 0 | 0 | 0 | 0 | 0 | 0 | 0 | 0 | 0 | 0 | 0 | 0 | 0 | 0 | 0 | 0 | 0
F10_Commercial_WA - Health_New_Space Heating_Natural Gas_Condensing RTU_A_Achievable Economic TRC Potential | F10 | Commercial | WA - Health | New | Space Heating | Natural Gas | Condensing RTU | A | Purchases (Incremental) | Achievable Economic TRC Potential | 0 | 0 | 0 | 0 | 0 | 0 | 0 | 0 | 0 | 0 | 0 | 0 | 0 | 0 | 0 | 0 | 0 | 0 | 0 | 0 | 0 | 0 | 0 | 0 | 0 | 0 | 0
F11_Commercial_WA - Health_New_Space Heating_Natural Gas_Condensing RTU_A_Achievable Economic TRC Potential | F11 | Commercial | WA - Health | New | Space Heating | Natural Gas | Condensing RTU | A | Purchases (Cumulative) | Achievable Economic TRC Potential | 0 | 0 | 0 | 0 | 0 | 0 | 0 | 0 | 0 | 0 | 0 | 0 | 0 | 0 | 0 | 0 | 0 | 0 | 0 | 0 | 0 | 0 | 0 | 0 | 0 | 0 | 0
F1_Commercial_WA - Health_New_Space Heating_Natural Gas_Hydronic Heating Radiator Replacement_A_Achievable Economic TRC Potential | F1 | Commercial | WA - Health | New | Space Heating | Natural Gas | Hydronic Heating Radiator Replacement | A | Integrated Unit Energy Savings (kWh or therms) | Achievable Economic TRC Potential | 0 | 0 | 0 | 0 | 0 | 0 | 0 | 0 | 0 | 0 | 0 | 0 | 0 | 0 | 0 | 0 | 0 | 0 | 0 | 0 | 0 | 0 | 0 | 0 | 0 | 0 | 0
F2_Commercial_WA - Health_New_Space Heating_Natural Gas_Hydronic Heating Radiator Replacement_A_Achievable Economic TRC Potential | F2 | Commercial | WA - Health | New | Space Heating | Natural Gas | Hydronic Heating Radiator Replacement | A | Integrated Unit Summer Peak Savings (kW) | Achievable Economic TRC Potential | 0 | 0 | 0 | 0 | 0 | 0 | 0 | 0 | 0 | 0 | 0 | 0 | 0 | 0 | 0 | 0 | 0 | 0 | 0 | 0 | 0 | 0 | 0 | 0 | 0 | 0 | 0
F3_Commercial_WA - Health_New_Space Heating_Natural Gas_Hydronic Heating Radiator Replacement_A_Achievable Economic TRC Potential | F3 | Commercial | WA - Health | New | Space Heating | Natural Gas | Hydronic Heating Radiator Replacement | A | Integrated Unit Winter Peak Savings (kW) | Achievable Economic TRC Potential | 0 | 0 | 0 | 0 | 0 | 0 | 0 | 0 | 0 | 0 | 0 | 0 | 0 | 0 | 0 | 0 | 0 | 0 | 0 | 0 | 0 | 0 | 0 | 0 | 0 | 0 | 0
F4_Commercial_WA - Health_New_Space Heating_Natural Gas_Hydronic Heating Radiator Replacement_A_Achievable Economic TRC Potential | F4 | Commercial | WA - Health | New | Space Heating | Natural Gas | Hydronic Heating Radiator Replacement | A | Incremental Energy Savings (MWh or mTherms) | Achievable Economic TRC Potential | 0 | 0 | 0 | 0 | 0 | 0 | 0 | 0 | 0 | 0 | 0 | 0 | 0 | 0 | 0 | 0 | 0 | 0 | 0 | 0 | 0 | 0 | 0 | 0 | 0 | 0 | 0
F5_Commercial_WA - Health_New_Space Heating_Natural Gas_Hydronic Heating Radiator Replacement_A_Achievable Economic TRC Potential | F5 | Commercial | WA - Health | New | Space Heating | Natural Gas | Hydronic Heating Radiator Replacement | A | Incremental Summer Peak Savings (MW) | Achievable Economic TRC Potential | 0 | 0 | 0 | 0 | 0 | 0 | 0 | 0 | 0 | 0 | 0 | 0 | 0 | 0 | 0 | 0 | 0 | 0 | 0 | 0 | 0 | 0 | 0 | 0 | 0 | 0 | 0
F6_Commercial_WA - Health_New_Space Heating_Natural Gas_Hydronic Heating Radiator Replacement_A_Achievable Economic TRC Potential | F6 | Commercial | WA - Health | New | Space Heating | Natural Gas | Hydronic Heating Radiator Replacement | A | Incremental Winter Peak Savings (MW) | Achievable Economic TRC Potential | 0 | 0 | 0 | 0 | 0 | 0 | 0 | 0 | 0 | 0 | 0 | 0 | 0 | 0 | 0 | 0 | 0 | 0 | 0 | 0 | 0 | 0 | 0 | 0 | 0 | 0 | 0
F7_Commercial_WA - Health_New_Space Heating_Natural Gas_Hydronic Heating Radiator Replacement_A_Achievable Economic TRC Potential | F7 | Commercial | WA - Health | New | Space Heating | Natural Gas | Hydronic Heating Radiator Replacement | A | Cumulative Energy Savings (MWh or mTherms) | Achievable Economic TRC Potential | 0 | 0 | 0 | 0 | 0 | 0 | 0 | 0 | 0 | 0 | 0 | 0 | 0 | 0 | 0 | 0 | 0 | 0 | 0 | 0 | 0 | 0 | 0 | 0 | 0 | 0 | 0
F8_Commercial_WA - Health_New_Space Heating_Natural Gas_Hydronic Heating Radiator Replacement_A_Achievable Economic TRC Potential | F8 | Commercial | WA - Health | New | Space Heating | Natural Gas | Hydronic Heating Radiator Replacement | A | Cumulative Summer Peak Savings (MW) | Achievable Economic TRC Potential | 0 | 0 | 0 | 0 | 0 | 0 | 0 | 0 | 0 | 0 | 0 | 0 | 0 | 0 | 0 | 0 | 0 | 0 | 0 | 0 | 0 | 0 | 0 | 0 | 0 | 0 | 0
F9_Commercial_WA - Health_New_Space Heating_Natural Gas_Hydronic Heating Radiator Replacement_A_Achievable Economic TRC Potential | F9 | Commercial | WA - Health | New | Space Heating | Natural Gas | Hydronic Heating Radiator Replacement | A | Cumulative Winter Peak Savings (MW) | Achievable Economic TRC Potential | 0 | 0 | 0 | 0 | 0 | 0 | 0 | 0 | 0 | 0 | 0 | 0 | 0 | 0 | 0 | 0 | 0 | 0 | 0 | 0 | 0 | 0 | 0 | 0 | 0 | 0 | 0
F10_Commercial_WA - Health_New_Space Heating_Natural Gas_Hydronic Heating Radiator Replacement_A_Achievable Economic TRC Potential | F10 | Commercial | WA - Health | New | Space Heating | Natural Gas | Hydronic Heating Radiator Replacement | A | Purchases (Incremental) | Achievable Economic TRC Potential | 0 | 0 | 0 | 0 | 0 | 0 | 0 | 0 | 0 | 0 | 0 | 0 | 0 | 0 | 0 | 0 | 0 | 0 | 0 | 0 | 0 | 0 | 0 | 0 | 0 | 0 | 0
F11_Commercial_WA - Health_New_Space Heating_Natural Gas_Hydronic Heating Radiator Replacement_A_Achievable Economic TRC Potential | F11 | Commercial | WA - Health | New | Space Heating | Natural Gas | Hydronic Heating Radiator Replacement | A | Purchases (Cumulative) | Achievable Economic TRC Potential | 0 | 0 | 0 | 0 | 0 | 0 | 0 | 0 | 0 | 0 | 0 | 0 | 0 | 0 | 0 | 0 | 0 | 0 | 0 | 0 | 0 | 0 | 0 | 0 | 0 | 0 | 0
F1_Commercial_WA - Health_New_Space Heating_Natural Gas_Thermostat - Connected_A_Achievable Economic TRC Potential | F1 | Commercial | WA - Health | New | Space Heating | Natural Gas | Thermostat - Connected | A | Integrated Unit Energy Savings (kWh or therms) | Achievable Economic TRC Potential | 0 | 0 | 0 | 0 | 0 | 0 | 0 | 0 | 0 | 0 | 0 | 0 | 0 | 0 | 0 | 0 | 0 | 0 | 0 | 0 | 0 | 0 | 0 | 0 | 0 | 0 | 0
F2_Commercial_WA - Health_New_Space Heating_Natural Gas_Thermostat - Connected_A_Achievable Economic TRC Potential | F2 | Commercial | WA - Health | New | Space Heating | Natural Gas | Thermostat - Connected | A | Integrated Unit Summer Peak Savings (kW) | Achievable Economic TRC Potential | 0 | 0 | 0 | 0 | 0 | 0 | 0 | 0 | 0 | 0 | 0 | 0 | 0 | 0 | 0 | 0 | 0 | 0 | 0 | 0 | 0 | 0 | 0 | 0 | 0 | 0 | 0
F3_Commercial_WA - Health_New_Space Heating_Natural Gas_Thermostat - Connected_A_Achievable Economic TRC Potential | F3 | Commercial | WA - Health | New | Space Heating | Natural Gas | Thermostat - Connected | A | Integrated Unit Winter Peak Savings (kW) | Achievable Economic TRC Potential | 0 | 0 | 0 | 0 | 0 | 0 | 0 | 0 | 0 | 0 | 0 | 0 | 0 | 0 | 0 | 0 | 0 | 0 | 0 | 0 | 0 | 0 | 0 | 0 | 0 | 0 | 0
F4_Commercial_WA - Health_New_Space Heating_Natural Gas_Thermostat - Connected_A_Achievable Economic TRC Potential | F4 | Commercial | WA - Health | New | Space Heating | Natural Gas | Thermostat - Connected | A | Incremental Energy Savings (MWh or mTherms) | Achievable Economic TRC Potential | 0 | 0 | 0 | 0 | 0 | 0 | 0 | 0 | 0 | 0 | 0 | 0 | 0 | 0 | 0 | 0 | 0 | 0 | 0 | 0 | 0 | 0 | 0 | 0 | 0 | 0 | 0
F5_Commercial_WA - Health_New_Space Heating_Natural Gas_Thermostat - Connected_A_Achievable Economic TRC Potential | F5 | Commercial | WA - Health | New | Space Heating | Natural Gas | Thermostat - Connected | A | Incremental Summer Peak Savings (MW) | Achievable Economic TRC Potential | 0 | 0 | 0 | 0 | 0 | 0 | 0 | 0 | 0 | 0 | 0 | 0 | 0 | 0 | 0 | 0 | 0 | 0 | 0 | 0 | 0 | 0 | 0 | 0 | 0 | 0 | 0
F6_Commercial_WA - Health_New_Space Heating_Natural Gas_Thermostat - Connected_A_Achievable Economic TRC Potential | F6 | Commercial | WA - Health | New | Space Heating | Natural Gas | Thermostat - Connected | A | Incremental Winter Peak Savings (MW) | Achievable Economic TRC Potential | 0 | 0 | 0 | 0 | 0 | 0 | 0 | 0 | 0 | 0 | 0 | 0 | 0 | 0 | 0 | 0 | 0 | 0 | 0 | 0 | 0 | 0 | 0 | 0 | 0 | 0 | 0
F7_Commercial_WA - Health_New_Space Heating_Natural Gas_Thermostat - Connected_A_Achievable Economic TRC Potential | F7 | Commercial | WA - Health | New | Space Heating | Natural Gas | Thermostat - Connected | A | Cumulative Energy Savings (MWh or mTherms) | Achievable Economic TRC Potential | 0 | 0 | 0 | 0 | 0 | 0 | 0 | 0 | 0 | 0 | 0 | 0 | 0 | 0 | 0 | 0 | 0 | 0 | 0 | 0 | 0 | 0 | 0 | 0 | 0 | 0 | 0
F8_Commercial_WA - Health_New_Space Heating_Natural Gas_Thermostat - Connected_A_Achievable Economic TRC Potential | F8 | Commercial | WA - Health | New | Space Heating | Natural Gas | Thermostat - Connected | A | Cumulative Summer Peak Savings (MW) | Achievable Economic TRC Potential | 0 | 0 | 0 | 0 | 0 | 0 | 0 | 0 | 0 | 0 | 0 | 0 | 0 | 0 | 0 | 0 | 0 | 0 | 0 | 0 | 0 | 0 | 0 | 0 | 0 | 0 | 0
F9_Commercial_WA - Health_New_Space Heating_Natural Gas_Thermostat - Connected_A_Achievable Economic TRC Potential | F9 | Commercial | WA - Health | New | Space Heating | Natural Gas | Thermostat - Connected | A | Cumulative Winter Peak Savings (MW) | Achievable Economic TRC Potential | 0 | 0 | 0 | 0 | 0 | 0 | 0 | 0 | 0 | 0 | 0 | 0 | 0 | 0 | 0 | 0 | 0 | 0 | 0 | 0 | 0 | 0 | 0 | 0 | 0 | 0 | 0
F10_Commercial_WA - Health_New_Space Heating_Natural Gas_Thermostat - Connected_A_Achievable Economic TRC Potential | F10 | Commercial | WA - Health | New | Space Heating | Natural Gas | Thermostat - Connected | A | Purchases (Incremental) | Achievable Economic TRC Potential | 0 | 0 | 0 | 0 | 0 | 0 | 0 | 0 | 0 | 0 | 0 | 0 | 0 | 0 | 0 | 0 | 0 | 0 | 0 | 0 | 0 | 0 | 0 | 0 | 0 | 0 | 0
F11_Commercial_WA - Health_New_Space Heating_Natural Gas_Thermostat - Connected_A_Achievable Economic TRC Potential | F11 | Commercial | WA - Health | New | Space Heating | Natural Gas | Thermostat - Connected | A | Purchases (Cumulative) | Achievable Economic TRC Potential | 0 | 0 | 0 | 0 | 0 | 0 | 0 | 0 | 0 | 0 | 0 | 0 | 0 | 0 | 0 | 0 | 0 | 0 | 0 | 0 | 0 | 0 | 0 | 0 | 0 | 0 | 0
F1_Commercial_WA - Health_New_Water Heating_Natural Gas_Water Heater - Thermostatic Shower Restriction Valve_A_Achievable Economic TRC Potential | F1 | Commercial | WA - Health | New | Water Heating | Natural Gas | Water Heater - Thermostatic Shower Restriction Valve | A | Integrated Unit Energy Savings (kWh or therms) | Achievable Economic TRC Potential | 0 | 0 | 0 | 0 | 0 | 0 | 0 | 0 | 0 | 0 | 0 | 0 | 0 | 0 | 0 | 0 | 0 | 0 | 0 | 0 | 0 | 0 | 0 | 0 | 0 | 0 | 0
F2_Commercial_WA - Health_New_Water Heating_Natural Gas_Water Heater - Thermostatic Shower Restriction Valve_A_Achievable Economic TRC Potential | F2 | Commercial | WA - Health | New | Water Heating | Natural Gas | Water Heater - Thermostatic Shower Restriction Valve | A | Integrated Unit Summer Peak Savings (kW) | Achievable Economic TRC Potential | 0 | 0 | 0 | 0 | 0 | 0 | 0 | 0 | 0 | 0 | 0 | 0 | 0 | 0 | 0 | 0 | 0 | 0 | 0 | 0 | 0 | 0 | 0 | 0 | 0 | 0 | 0
F3_Commercial_WA - Health_New_Water Heating_Natural Gas_Water Heater - Thermostatic Shower Restriction Valve_A_Achievable Economic TRC Potential | F3 | Commercial | WA - Health | New | Water Heating | Natural Gas | Water Heater - Thermostatic Shower Restriction Valve | A | Integrated Unit Winter Peak Savings (kW) | Achievable Economic TRC Potential | 0 | 0 | 0 | 0 | 0 | 0 | 0 | 0 | 0 | 0 | 0 | 0 | 0 | 0 | 0 | 0 | 0 | 0 | 0 | 0 | 0 | 0 | 0 | 0 | 0 | 0 | 0
F4_Commercial_WA - Health_New_Water Heating_Natural Gas_Water Heater - Thermostatic Shower Restriction Valve_A_Achievable Economic TRC Potential | F4 | Commercial | WA - Health | New | Water Heating | Natural Gas | Water Heater - Thermostatic Shower Restriction Valve | A | Incremental Energy Savings (MWh or mTherms) | Achievable Economic TRC Potential | 0 | 0 | 0 | 0 | 0 | 0 | 0 | 0 | 0 | 0 | 0 | 0 | 0 | 0 | 0 | 0 | 0 | 0 | 0 | 0 | 0 | 0 | 0 | 0 | 0 | 0 | 0
F5_Commercial_WA - Health_New_Water Heating_Natural Gas_Water Heater - Thermostatic Shower Restriction Valve_A_Achievable Economic TRC Potential | F5 | Commercial | WA - Health | New | Water Heating | Natural Gas | Water Heater - Thermostatic Shower Restriction Valve | A | Incremental Summer Peak Savings (MW) | Achievable Economic TRC Potential | 0 | 0 | 0 | 0 | 0 | 0 | 0 | 0 | 0 | 0 | 0 | 0 | 0 | 0 | 0 | 0 | 0 | 0 | 0 | 0 | 0 | 0 | 0 | 0 | 0 | 0 | 0
F6_Commercial_WA - Health_New_Water Heating_Natural Gas_Water Heater - Thermostatic Shower Restriction Valve_A_Achievable Economic TRC Potential | F6 | Commercial | WA - Health | New | Water Heating | Natural Gas | Water Heater - Thermostatic Shower Restriction Valve | A | Incremental Winter Peak Savings (MW) | Achievable Economic TRC Potential | 0 | 0 | 0 | 0 | 0 | 0 | 0 | 0 | 0 | 0 | 0 | 0 | 0 | 0 | 0 | 0 | 0 | 0 | 0 | 0 | 0 | 0 | 0 | 0 | 0 | 0 | 0
F7_Commercial_WA - Health_New_Water Heating_Natural Gas_Water Heater - Thermostatic Shower Restriction Valve_A_Achievable Economic TRC Potential | F7 | Commercial | WA - Health | New | Water Heating | Natural Gas | Water Heater - Thermostatic Shower Restriction Valve | A | Cumulative Energy Savings (MWh or mTherms) | Achievable Economic TRC Potential | 0 | 0 | 0 | 0 | 0 | 0 | 0 | 0 | 0 | 0 | 0 | 0 | 0 | 0 | 0 | 0 | 0 | 0 | 0 | 0 | 0 | 0 | 0 | 0 | 0 | 0 | 0
F8_Commercial_WA - Health_New_Water Heating_Natural Gas_Water Heater - Thermostatic Shower Restriction Valve_A_Achievable Economic TRC Potential | F8 | Commercial | WA - Health | New | Water Heating | Natural Gas | Water Heater - Thermostatic Shower Restriction Valve | A | Cumulative Summer Peak Savings (MW) | Achievable Economic TRC Potential | 0 | 0 | 0 | 0 | 0 | 0 | 0 | 0 | 0 | 0 | 0 | 0 | 0 | 0 | 0 | 0 | 0 | 0 | 0 | 0 | 0 | 0 | 0 | 0 | 0 | 0 | 0
F9_Commercial_WA - Health_New_Water Heating_Natural Gas_Water Heater - Thermostatic Shower Restriction Valve_A_Achievable Economic TRC Potential | F9 | Commercial | WA - Health | New | Water Heating | Natural Gas | Water Heater - Thermostatic Shower Restriction Valve | A | Cumulative Winter Peak Savings (MW) | Achievable Economic TRC Potential | 0 | 0 | 0 | 0 | 0 | 0 | 0 | 0 | 0 | 0 | 0 | 0 | 0 | 0 | 0 | 0 | 0 | 0 | 0 | 0 | 0 | 0 | 0 | 0 | 0 | 0 | 0
F10_Commercial_WA - Health_New_Water Heating_Natural Gas_Water Heater - Thermostatic Shower Restriction Valve_A_Achievable Economic TRC Potential | F10 | Commercial | WA - Health | New | Water Heating | Natural Gas | Water Heater - Thermostatic Shower Restriction Valve | A | Purchases (Incremental) | Achievable Economic TRC Potential | 0 | 0 | 0 | 0 | 0 | 0 | 0 | 0 | 0 | 0 | 0 | 0 | 0 | 0 | 0 | 0 | 0 | 0 | 0 | 0 | 0 | 0 | 0 | 0 | 0 | 0 | 0
F11_Commercial_WA - Health_New_Water Heating_Natural Gas_Water Heater - Thermostatic Shower Restriction Valve_A_Achievable Economic TRC Potential | F11 | Commercial | WA - Health | New | Water Heating | Natural Gas | Water Heater - Thermostatic Shower Restriction Valve | A | Purchases (Cumulative) | Achievable Economic TRC Potential | 0 | 0 | 0 | 0 | 0 | 0 | 0 | 0 | 0 | 0 | 0 | 0 | 0 | 0 | 0 | 0 | 0 | 0 | 0 | 0 | 0 | 0 | 0 | 0 | 0 | 0 | 0
F1_Commercial_WA - Health_New_Water Heating_Natural Gas_Water Heater - Pre-Rinse Spray Valve_A_Achievable Economic TRC Potential | F1 | Commercial | WA - Health | New | Water Heating | Natural Gas | Water Heater - Pre-Rinse Spray Valve | A | Integrated Unit Energy Savings (kWh or therms) | Achievable Economic TRC Potential | 0 | 0 | 0 | 0 | 0 | 0 | 0 | 0 | 0 | 0 | 0 | 0 | 0 | 0 | 0 | 0 | 0 | 0 | 0 | 0 | 0 | 0 | 0 | 0 | 0 | 0 | 0
F2_Commercial_WA - Health_New_Water Heating_Natural Gas_Water Heater - Pre-Rinse Spray Valve_A_Achievable Economic TRC Potential | F2 | Commercial | WA - Health | New | Water Heating | Natural Gas | Water Heater - Pre-Rinse Spray Valve | A | Integrated Unit Summer Peak Savings (kW) | Achievable Economic TRC Potential | 0 | 0 | 0 | 0 | 0 | 0 | 0 | 0 | 0 | 0 | 0 | 0 | 0 | 0 | 0 | 0 | 0 | 0 | 0 | 0 | 0 | 0 | 0 | 0 | 0 | 0 | 0
F3_Commercial_WA - Health_New_Water Heating_Natural Gas_Water Heater - Pre-Rinse Spray Valve_A_Achievable Economic TRC Potential | F3 | Commercial | WA - Health | New | Water Heating | Natural Gas | Water Heater - Pre-Rinse Spray Valve | A | Integrated Unit Winter Peak Savings (kW) | Achievable Economic TRC Potential | 0 | 0 | 0 | 0 | 0 | 0 | 0 | 0 | 0 | 0 | 0 | 0 | 0 | 0 | 0 | 0 | 0 | 0 | 0 | 0 | 0 | 0 | 0 | 0 | 0 | 0 | 0
F4_Commercial_WA - Health_New_Water Heating_Natural Gas_Water Heater - Pre-Rinse Spray Valve_A_Achievable Economic TRC Potential | F4 | Commercial | WA - Health | New | Water Heating | Natural Gas | Water Heater - Pre-Rinse Spray Valve | A | Incremental Energy Savings (MWh or mTherms) | Achievable Economic TRC Potential | 0 | 0 | 0 | 0 | 0 | 0 | 0 | 0 | 0 | 0 | 0 | 0 | 0 | 0 | 0 | 0 | 0 | 0 | 0 | 0 | 0 | 0 | 0 | 0 | 0 | 0 | 0
F5_Commercial_WA - Health_New_Water Heating_Natural Gas_Water Heater - Pre-Rinse Spray Valve_A_Achievable Economic TRC Potential | F5 | Commercial | WA - Health | New | Water Heating | Natural Gas | Water Heater - Pre-Rinse Spray Valve | A | Incremental Summer Peak Savings (MW) | Achievable Economic TRC Potential | 0 | 0 | 0 | 0 | 0 | 0 | 0 | 0 | 0 | 0 | 0 | 0 | 0 | 0 | 0 | 0 | 0 | 0 | 0 | 0 | 0 | 0 | 0 | 0 | 0 | 0 | 0
F6_Commercial_WA - Health_New_Water Heating_Natural Gas_Water Heater - Pre-Rinse Spray Valve_A_Achievable Economic TRC Potential | F6 | Commercial | WA - Health | New | Water Heating | Natural Gas | Water Heater - Pre-Rinse Spray Valve | A | Incremental Winter Peak Savings (MW) | Achievable Economic TRC Potential | 0 | 0 | 0 | 0 | 0 | 0 | 0 | 0 | 0 | 0 | 0 | 0 | 0 | 0 | 0 | 0 | 0 | 0 | 0 | 0 | 0 | 0 | 0 | 0 | 0 | 0 | 0
F7_Commercial_WA - Health_New_Water Heating_Natural Gas_Water Heater - Pre-Rinse Spray Valve_A_Achievable Economic TRC Potential | F7 | Commercial | WA - Health | New | Water Heating | Natural Gas | Water Heater - Pre-Rinse Spray Valve | A | Cumulative Energy Savings (MWh or mTherms) | Achievable Economic TRC Potential | 0 | 0 | 0 | 0 | 0 | 0 | 0 | 0 | 0 | 0 | 0 | 0 | 0 | 0 | 0 | 0 | 0 | 0 | 0 | 0 | 0 | 0 | 0 | 0 | 0 | 0 | 0
F8_Commercial_WA - Health_New_Water Heating_Natural Gas_Water Heater - Pre-Rinse Spray Valve_A_Achievable Economic TRC Potential | F8 | Commercial | WA - Health | New | Water Heating | Natural Gas | Water Heater - Pre-Rinse Spray Valve | A | Cumulative Summer Peak Savings (MW) | Achievable Economic TRC Potential | 0 | 0 | 0 | 0 | 0 | 0 | 0 | 0 | 0 | 0 | 0 | 0 | 0 | 0 | 0 | 0 | 0 | 0 | 0 | 0 | 0 | 0 | 0 | 0 | 0 | 0 | 0
F9_Commercial_WA - Health_New_Water Heating_Natural Gas_Water Heater - Pre-Rinse Spray Valve_A_Achievable Economic TRC Potential | F9 | Commercial | WA - Health | New | Water Heating | Natural Gas | Water Heater - Pre-Rinse Spray Valve | A | Cumulative Winter Peak Savings (MW) | Achievable Economic TRC Potential | 0 | 0 | 0 | 0 | 0 | 0 | 0 | 0 | 0 | 0 | 0 | 0 | 0 | 0 | 0 | 0 | 0 | 0 | 0 | 0 | 0 | 0 | 0 | 0 | 0 | 0 | 0
F10_Commercial_WA - Health_New_Water Heating_Natural Gas_Water Heater - Pre-Rinse Spray Valve_A_Achievable Economic TRC Potential | F10 | Commercial | WA - Health | New | Water Heating | Natural Gas | Water Heater - Pre-Rinse Spray Valve | A | Purchases (Incremental) | Achievable Economic TRC Potential | 0 | 0 | 0 | 0 | 0 | 0 | 0 | 0 | 0 | 0 | 0 | 0 | 0 | 0 | 0 | 0 | 0 | 0 | 0 | 0 | 0 | 0 | 0 | 0 | 0 | 0 | 0
F11_Commercial_WA - Health_New_Water Heating_Natural Gas_Water Heater - Pre-Rinse Spray Valve_A_Achievable Economic TRC Potential | F11 | Commercial | WA - Health | New | Water Heating | Natural Gas | Water Heater - Pre-Rinse Spray Valve | A | Purchases (Cumulative) | Achievable Economic TRC Potential | 0 | 0 | 0 | 0 | 0 | 0 | 0 | 0 | 0 | 0 | 0 | 0 | 0 | 0 | 0 | 0 | 0 | 0 | 0 | 0 | 0 | 0 | 0 | 0 | 0 | 0 | 0
F1_Commercial_WA - Health_New_Water Heating_Natural Gas_Water Heater - Temperature Setback_A_Achievable Economic TRC Potential | F1 | Commercial | WA - Health | New | Water Heating | Natural Gas | Water Heater - Temperature Setback | A | Integrated Unit Energy Savings (kWh or therms) | Achievable Economic TRC Potential | 0 | 0 | 0 | 0 | 0 | 0 | 0 | 0 | 0 | 0 | 0 | 0 | 0 | 0 | 0 | 0 | 0 | 0 | 0 | 0 | 0 | 0 | 0 | 0 | 0 | 0 | 0
F2_Commercial_WA - Health_New_Water Heating_Natural Gas_Water Heater - Temperature Setback_A_Achievable Economic TRC Potential | F2 | Commercial | WA - Health | New | Water Heating | Natural Gas | Water Heater - Temperature Setback | A | Integrated Unit Summer Peak Savings (kW) | Achievable Economic TRC Potential | 0 | 0 | 0 | 0 | 0 | 0 | 0 | 0 | 0 | 0 | 0 | 0 | 0 | 0 | 0 | 0 | 0 | 0 | 0 | 0 | 0 | 0 | 0 | 0 | 0 | 0 | 0
F3_Commercial_WA - Health_New_Water Heating_Natural Gas_Water Heater - Temperature Setback_A_Achievable Economic TRC Potential | F3 | Commercial | WA - Health | New | Water Heating | Natural Gas | Water Heater - Temperature Setback | A | Integrated Unit Winter Peak Savings (kW) | Achievable Economic TRC Potential | 0 | 0 | 0 | 0 | 0 | 0 | 0 | 0 | 0 | 0 | 0 | 0 | 0 | 0 | 0 | 0 | 0 | 0 | 0 | 0 | 0 | 0 | 0 | 0 | 0 | 0 | 0
F4_Commercial_WA - Health_New_Water Heating_Natural Gas_Water Heater - Temperature Setback_A_Achievable Economic TRC Potential | F4 | Commercial | WA - Health | New | Water Heating | Natural Gas | Water Heater - Temperature Setback | A | Incremental Energy Savings (MWh or mTherms) | Achievable Economic TRC Potential | 0 | 0 | 0 | 0 | 0 | 0 | 0 | 0 | 0 | 0 | 0 | 0 | 0 | 0 | 0 | 0 | 0 | 0 | 0 | 0 | 0 | 0 | 0 | 0 | 0 | 0 | 0
F5_Commercial_WA - Health_New_Water Heating_Natural Gas_Water Heater - Temperature Setback_A_Achievable Economic TRC Potential | F5 | Commercial | WA - Health | New | Water Heating | Natural Gas | Water Heater - Temperature Setback | A | Incremental Summer Peak Savings (MW) | Achievable Economic TRC Potential | 0 | 0 | 0 | 0 | 0 | 0 | 0 | 0 | 0 | 0 | 0 | 0 | 0 | 0 | 0 | 0 | 0 | 0 | 0 | 0 | 0 | 0 | 0 | 0 | 0 | 0 | 0
F6_Commercial_WA - Health_New_Water Heating_Natural Gas_Water Heater - Temperature Setback_A_Achievable Economic TRC Potential | F6 | Commercial | WA - Health | New | Water Heating | Natural Gas | Water Heater - Temperature Setback | A | Incremental Winter Peak Savings (MW) | Achievable Economic TRC Potential | 0 | 0 | 0 | 0 | 0 | 0 | 0 | 0 | 0 | 0 | 0 | 0 | 0 | 0 | 0 | 0 | 0 | 0 | 0 | 0 | 0 | 0 | 0 | 0 | 0 | 0 | 0
F7_Commercial_WA - Health_New_Water Heating_Natural Gas_Water Heater - Temperature Setback_A_Achievable Economic TRC Potential | F7 | Commercial | WA - Health | New | Water Heating | Natural Gas | Water Heater - Temperature Setback | A | Cumulative Energy Savings (MWh or mTherms) | Achievable Economic TRC Potential | 0 | 0 | 0 | 0 | 0 | 0 | 0 | 0 | 0 | 0 | 0 | 0 | 0 | 0 | 0 | 0 | 0 | 0 | 0 | 0 | 0 | 0 | 0 | 0 | 0 | 0 | 0
F8_Commercial_WA - Health_New_Water Heating_Natural Gas_Water Heater - Temperature Setback_A_Achievable Economic TRC Potential | F8 | Commercial | WA - Health | New | Water Heating | Natural Gas | Water Heater - Temperature Setback | A | Cumulative Summer Peak Savings (MW) | Achievable Economic TRC Potential | 0 | 0 | 0 | 0 | 0 | 0 | 0 | 0 | 0 | 0 | 0 | 0 | 0 | 0 | 0 | 0 | 0 | 0 | 0 | 0 | 0 | 0 | 0 | 0 | 0 | 0 | 0
F9_Commercial_WA - Health_New_Water Heating_Natural Gas_Water Heater - Temperature Setback_A_Achievable Economic TRC Potential | F9 | Commercial | WA - Health | New | Water Heating | Natural Gas | Water Heater - Temperature Setback | A | Cumulative Winter Peak Savings (MW) | Achievable Economic TRC Potential | 0 | 0 | 0 | 0 | 0 | 0 | 0 | 0 | 0 | 0 | 0 | 0 | 0 | 0 | 0 | 0 | 0 | 0 | 0 | 0 | 0 | 0 | 0 | 0 | 0 | 0 | 0
F10_Commercial_WA - Health_New_Water Heating_Natural Gas_Water Heater - Temperature Setback_A_Achievable Economic TRC Potential | F10 | Commercial | WA - Health | New | Water Heating | Natural Gas | Water Heater - Temperature Setback | A | Purchases (Incremental) | Achievable Economic TRC Potential | 0 | 0 | 0 | 0 | 0 | 0 | 0 | 0 | 0 | 0 | 0 | 0 | 0 | 0 | 0 | 0 | 0 | 0 | 0 | 0 | 0 | 0 | 0 | 0 | 0 | 0 | 0
F11_Commercial_WA - Health_New_Water Heating_Natural Gas_Water Heater - Temperature Setback_A_Achievable Economic TRC Potential | F11 | Commercial | WA - Health | New | Water Heating | Natural Gas | Water Heater - Temperature Setback | A | Purchases (Cumulative) | Achievable Economic TRC Potential | 0 | 0 | 0 | 0 | 0 | 0 | 0 | 0 | 0 | 0 | 0 | 0 | 0 | 0 | 0 | 0 | 0 | 0 | 0 | 0 | 0 | 0 | 0 | 0 | 0 | 0 | 0
F1_Commercial_WA - Health_New_Water Heating_Natural Gas_Water Heater - Faucet Aerators_A_Achievable Economic TRC Potential | F1 | Commercial | WA - Health | New | Water Heating | Natural Gas | Water Heater - Faucet Aerators | A | Integrated Unit Energy Savings (kWh or therms) | Achievable Economic TRC Potential | 0 | 0 | 0 | 0 | 0 | 0 | 0 | 0 | 0 | 0 | 0 | 0 | 0 | 0 | 0 | 0 | 0 | 0 | 0 | 0 | 0 | 0 | 0 | 0 | 0 | 0 | 0
F2_Commercial_WA - Health_New_Water Heating_Natural Gas_Water Heater - Faucet Aerators_A_Achievable Economic TRC Potential | F2 | Commercial | WA - Health | New | Water Heating | Natural Gas | Water Heater - Faucet Aerators | A | Integrated Unit Summer Peak Savings (kW) | Achievable Economic TRC Potential | 0 | 0 | 0 | 0 | 0 | 0 | 0 | 0 | 0 | 0 | 0 | 0 | 0 | 0 | 0 | 0 | 0 | 0 | 0 | 0 | 0 | 0 | 0 | 0 | 0 | 0 | 0
F3_Commercial_WA - Health_New_Water Heating_Natural Gas_Water Heater - Faucet Aerators_A_Achievable Economic TRC Potential | F3 | Commercial | WA - Health | New | Water Heating | Natural Gas | Water Heater - Faucet Aerators | A | Integrated Unit Winter Peak Savings (kW) | Achievable Economic TRC Potential | 0 | 0 | 0 | 0 | 0 | 0 | 0 | 0 | 0 | 0 | 0 | 0 | 0 | 0 | 0 | 0 | 0 | 0 | 0 | 0 | 0 | 0 | 0 | 0 | 0 | 0 | 0
F4_Commercial_WA - Health_New_Water Heating_Natural Gas_Water Heater - Faucet Aerators_A_Achievable Economic TRC Potential | F4 | Commercial | WA - Health | New | Water Heating | Natural Gas | Water Heater - Faucet Aerators | A | Incremental Energy Savings (MWh or mTherms) | Achievable Economic TRC Potential | 0 | 0 | 0 | 0 | 0 | 0 | 0 | 0 | 0 | 0 | 0 | 0 | 0 | 0 | 0 | 0 | 0 | 0 | 0 | 0 | 0 | 0 | 0 | 0 | 0 | 0 | 0
F5_Commercial_WA - Health_New_Water Heating_Natural Gas_Water Heater - Faucet Aerators_A_Achievable Economic TRC Potential | F5 | Commercial | WA - Health | New | Water Heating | Natural Gas | Water Heater - Faucet Aerators | A | Incremental Summer Peak Savings (MW) | Achievable Economic TRC Potential | 0 | 0 | 0 | 0 | 0 | 0 | 0 | 0 | 0 | 0 | 0 | 0 | 0 | 0 | 0 | 0 | 0 | 0 | 0 | 0 | 0 | 0 | 0 | 0 | 0 | 0 | 0
F6_Commercial_WA - Health_New_Water Heating_Natural Gas_Water Heater - Faucet Aerators_A_Achievable Economic TRC Potential | F6 | Commercial | WA - Health | New | Water Heating | Natural Gas | Water Heater - Faucet Aerators | A | Incremental Winter Peak Savings (MW) | Achievable Economic TRC Potential | 0 | 0 | 0 | 0 | 0 | 0 | 0 | 0 | 0 | 0 | 0 | 0 | 0 | 0 | 0 | 0 | 0 | 0 | 0 | 0 | 0 | 0 | 0 | 0 | 0 | 0 | 0
F7_Commercial_WA - Health_New_Water Heating_Natural Gas_Water Heater - Faucet Aerators_A_Achievable Economic TRC Potential | F7 | Commercial | WA - Health | New | Water Heating | Natural Gas | Water Heater - Faucet Aerators | A | Cumulative Energy Savings (MWh or mTherms) | Achievable Economic TRC Potential | 0 | 0 | 0 | 0 | 0 | 0 | 0 | 0 | 0 | 0 | 0 | 0 | 0 | 0 | 0 | 0 | 0 | 0 | 0 | 0 | 0 | 0 | 0 | 0 | 0 | 0 | 0
F8_Commercial_WA - Health_New_Water Heating_Natural Gas_Water Heater - Faucet Aerators_A_Achievable Economic TRC Potential | F8 | Commercial | WA - Health | New | Water Heating | Natural Gas | Water Heater - Faucet Aerators | A | Cumulative Summer Peak Savings (MW) | Achievable Economic TRC Potential | 0 | 0 | 0 | 0 | 0 | 0 | 0 | 0 | 0 | 0 | 0 | 0 | 0 | 0 | 0 | 0 | 0 | 0 | 0 | 0 | 0 | 0 | 0 | 0 | 0 | 0 | 0
F9_Commercial_WA - Health_New_Water Heating_Natural Gas_Water Heater - Faucet Aerators_A_Achievable Economic TRC Potential | F9 | Commercial | WA - Health | New | Water Heating | Natural Gas | Water Heater - Faucet Aerators | A | Cumulative Winter Peak Savings (MW) | Achievable Economic TRC Potential | 0 | 0 | 0 | 0 | 0 | 0 | 0 | 0 | 0 | 0 | 0 | 0 | 0 | 0 | 0 | 0 | 0 | 0 | 0 | 0 | 0 | 0 | 0 | 0 | 0 | 0 | 0
F10_Commercial_WA - Health_New_Water Heating_Natural Gas_Water Heater - Faucet Aerators_A_Achievable Economic TRC Potential | F10 | Commercial | WA - Health | New | Water Heating | Natural Gas | Water Heater - Faucet Aerators | A | Purchases (Incremental) | Achievable Economic TRC Potential | 0 | 0 | 0 | 0 | 0 | 0 | 0 | 0 | 0 | 0 | 0 | 0 | 0 | 0 | 0 | 0 | 0 | 0 | 0 | 0 | 0 | 0 | 0 | 0 | 0 | 0 | 0
F11_Commercial_WA - Health_New_Water Heating_Natural Gas_Water Heater - Faucet Aerators_A_Achievable Economic TRC Potential | F11 | Commercial | WA - Health | New | Water Heating | Natural Gas | Water Heater - Faucet Aerators | A | Purchases (Cumulative) | Achievable Economic TRC Potential | 0 | 0 | 0 | 0 | 0 | 0 | 0 | 0 | 0 | 0 | 0 | 0 | 0 | 0 | 0 | 0 | 0 | 0 | 0 | 0 | 0 | 0 | 0 | 0 | 0 | 0 | 0
F1_Commercial_WA - Health_New_Water Heating_Natural Gas_Water Heater - Low-Flow Showerheads_A_Achievable Economic TRC Potential | F1 | Commercial | WA - Health | New | Water Heating | Natural Gas | Water Heater - Low-Flow Showerheads | A | Integrated Unit Energy Savings (kWh or therms) | Achievable Economic TRC Potential | 0 | 0 | 0 | 0 | 0 | 0 | 0 | 0 | 0 | 0 | 0 | 0 | 0 | 0 | 0 | 0 | 0 | 0 | 0 | 0 | 0 | 0 | 0 | 0 | 0 | 0 | 0
F2_Commercial_WA - Health_New_Water Heating_Natural Gas_Water Heater - Low-Flow Showerheads_A_Achievable Economic TRC Potential | F2 | Commercial | WA - Health | New | Water Heating | Natural Gas | Water Heater - Low-Flow Showerheads | A | Integrated Unit Summer Peak Savings (kW) | Achievable Economic TRC Potential | 0 | 0 | 0 | 0 | 0 | 0 | 0 | 0 | 0 | 0 | 0 | 0 | 0 | 0 | 0 | 0 | 0 | 0 | 0 | 0 | 0 | 0 | 0 | 0 | 0 | 0 | 0
F3_Commercial_WA - Health_New_Water Heating_Natural Gas_Water Heater - Low-Flow Showerheads_A_Achievable Economic TRC Potential | F3 | Commercial | WA - Health | New | Water Heating | Natural Gas | Water Heater - Low-Flow Showerheads | A | Integrated Unit Winter Peak Savings (kW) | Achievable Economic TRC Potential | 0 | 0 | 0 | 0 | 0 | 0 | 0 | 0 | 0 | 0 | 0 | 0 | 0 | 0 | 0 | 0 | 0 | 0 | 0 | 0 | 0 | 0 | 0 | 0 | 0 | 0 | 0
F4_Commercial_WA - Health_New_Water Heating_Natural Gas_Water Heater - Low-Flow Showerheads_A_Achievable Economic TRC Potential | F4 | Commercial | WA - Health | New | Water Heating | Natural Gas | Water Heater - Low-Flow Showerheads | A | Incremental Energy Savings (MWh or mTherms) | Achievable Economic TRC Potential | 0 | 0 | 0 | 0 | 0 | 0 | 0 | 0 | 0 | 0 | 0 | 0 | 0 | 0 | 0 | 0 | 0 | 0 | 0 | 0 | 0 | 0 | 0 | 0 | 0 | 0 | 0
F5_Commercial_WA - Health_New_Water Heating_Natural Gas_Water Heater - Low-Flow Showerheads_A_Achievable Economic TRC Potential | F5 | Commercial | WA - Health | New | Water Heating | Natural Gas | Water Heater - Low-Flow Showerheads | A | Incremental Summer Peak Savings (MW) | Achievable Economic TRC Potential | 0 | 0 | 0 | 0 | 0 | 0 | 0 | 0 | 0 | 0 | 0 | 0 | 0 | 0 | 0 | 0 | 0 | 0 | 0 | 0 | 0 | 0 | 0 | 0 | 0 | 0 | 0
F6_Commercial_WA - Health_New_Water Heating_Natural Gas_Water Heater - Low-Flow Showerheads_A_Achievable Economic TRC Potential | F6 | Commercial | WA - Health | New | Water Heating | Natural Gas | Water Heater - Low-Flow Showerheads | A | Incremental Winter Peak Savings (MW) | Achievable Economic TRC Potential | 0 | 0 | 0 | 0 | 0 | 0 | 0 | 0 | 0 | 0 | 0 | 0 | 0 | 0 | 0 | 0 | 0 | 0 | 0 | 0 | 0 | 0 | 0 | 0 | 0 | 0 | 0
F7_Commercial_WA - Health_New_Water Heating_Natural Gas_Water Heater - Low-Flow Showerheads_A_Achievable Economic TRC Potential | F7 | Commercial | WA - Health | New | Water Heating | Natural Gas | Water Heater - Low-Flow Showerheads | A | Cumulative Energy Savings (MWh or mTherms) | Achievable Economic TRC Potential | 0 | 0 | 0 | 0 | 0 | 0 | 0 | 0 | 0 | 0 | 0 | 0 | 0 | 0 | 0 | 0 | 0 | 0 | 0 | 0 | 0 | 0 | 0 | 0 | 0 | 0 | 0
F8_Commercial_WA - Health_New_Water Heating_Natural Gas_Water Heater - Low-Flow Showerheads_A_Achievable Economic TRC Potential | F8 | Commercial | WA - Health | New | Water Heating | Natural Gas | Water Heater - Low-Flow Showerheads | A | Cumulative Summer Peak Savings (MW) | Achievable Economic TRC Potential | 0 | 0 | 0 | 0 | 0 | 0 | 0 | 0 | 0 | 0 | 0 | 0 | 0 | 0 | 0 | 0 | 0 | 0 | 0 | 0 | 0 | 0 | 0 | 0 | 0 | 0 | 0
F9_Commercial_WA - Health_New_Water Heating_Natural Gas_Water Heater - Low-Flow Showerheads_A_Achievable Economic TRC Potential | F9 | Commercial | WA - Health | New | Water Heating | Natural Gas | Water Heater - Low-Flow Showerheads | A | Cumulative Winter Peak Savings (MW) | Achievable Economic TRC Potential | 0 | 0 | 0 | 0 | 0 | 0 | 0 | 0 | 0 | 0 | 0 | 0 | 0 | 0 | 0 | 0 | 0 | 0 | 0 | 0 | 0 | 0 | 0 | 0 | 0 | 0 | 0
F10_Commercial_WA - Health_New_Water Heating_Natural Gas_Water Heater - Low-Flow Showerheads_A_Achievable Economic TRC Potential | F10 | Commercial | WA - Health | New | Water Heating | Natural Gas | Water Heater - Low-Flow Showerheads | A | Purchases (Incremental) | Achievable Economic TRC Potential | 0 | 0 | 0 | 0 | 0 | 0 | 0 | 0 | 0 | 0 | 0 | 0 | 0 | 0 | 0 | 0 | 0 | 0 | 0 | 0 | 0 | 0 | 0 | 0 | 0 | 0 | 0
F11_Commercial_WA - Health_New_Water Heating_Natural Gas_Water Heater - Low-Flow Showerheads_A_Achievable Economic TRC Potential | F11 | Commercial | WA - Health | New | Water Heating | Natural Gas | Water Heater - Low-Flow Showerheads | A | Purchases (Cumulative) | Achievable Economic TRC Potential | 0 | 0 | 0 | 0 | 0 | 0 | 0 | 0 | 0 | 0 | 0 | 0 | 0 | 0 | 0 | 0 | 0 | 0 | 0 | 0 | 0 | 0 | 0 | 0 | 0 | 0 | 0
F1_Commercial_WA - Health_New_Water Heating_Natural Gas_Water Heater - Tank Blanket/Insulation_A_Achievable Economic TRC Potential | F1 | Commercial | WA - Health | New | Water Heating | Natural Gas | Water Heater - Tank Blanket/Insulation | A | Integrated Unit Energy Savings (kWh or therms) | Achievable Economic TRC Potential | 0 | 0 | 0 | 0 | 0 | 0 | 0 | 0 | 0 | 0 | 0 | 0 | 0 | 0 | 0 | 0 | 0 | 0 | 0 | 0 | 0 | 0 | 0 | 0 | 0 | 0 | 0
F2_Commercial_WA - Health_New_Water Heating_Natural Gas_Water Heater - Tank Blanket/Insulation_A_Achievable Economic TRC Potential | F2 | Commercial | WA - Health | New | Water Heating | Natural Gas | Water Heater - Tank Blanket/Insulation | A | Integrated Unit Summer Peak Savings (kW) | Achievable Economic TRC Potential | 0 | 0 | 0 | 0 | 0 | 0 | 0 | 0 | 0 | 0 | 0 | 0 | 0 | 0 | 0 | 0 | 0 | 0 | 0 | 0 | 0 | 0 | 0 | 0 | 0 | 0 | 0
F3_Commercial_WA - Health_New_Water Heating_Natural Gas_Water Heater - Tank Blanket/Insulation_A_Achievable Economic TRC Potential | F3 | Commercial | WA - Health | New | Water Heating | Natural Gas | Water Heater - Tank Blanket/Insulation | A | Integrated Unit Winter Peak Savings (kW) | Achievable Economic TRC Potential | 0 | 0 | 0 | 0 | 0 | 0 | 0 | 0 | 0 | 0 | 0 | 0 | 0 | 0 | 0 | 0 | 0 | 0 | 0 | 0 | 0 | 0 | 0 | 0 | 0 | 0 | 0
F4_Commercial_WA - Health_New_Water Heating_Natural Gas_Water Heater - Tank Blanket/Insulation_A_Achievable Economic TRC Potential | F4 | Commercial | WA - Health | New | Water Heating | Natural Gas | Water Heater - Tank Blanket/Insulation | A | Incremental Energy Savings (MWh or mTherms) | Achievable Economic TRC Potential | 0 | 0 | 0 | 0 | 0 | 0 | 0 | 0 | 0 | 0 | 0 | 0 | 0 | 0 | 0 | 0 | 0 | 0 | 0 | 0 | 0 | 0 | 0 | 0 | 0 | 0 | 0
F5_Commercial_WA - Health_New_Water Heating_Natural Gas_Water Heater - Tank Blanket/Insulation_A_Achievable Economic TRC Potential | F5 | Commercial | WA - Health | New | Water Heating | Natural Gas | Water Heater - Tank Blanket/Insulation | A | Incremental Summer Peak Savings (MW) | Achievable Economic TRC Potential | 0 | 0 | 0 | 0 | 0 | 0 | 0 | 0 | 0 | 0 | 0 | 0 | 0 | 0 | 0 | 0 | 0 | 0 | 0 | 0 | 0 | 0 | 0 | 0 | 0 | 0 | 0
F6_Commercial_WA - Health_New_Water Heating_Natural Gas_Water Heater - Tank Blanket/Insulation_A_Achievable Economic TRC Potential | F6 | Commercial | WA - Health | New | Water Heating | Natural Gas | Water Heater - Tank Blanket/Insulation | A | Incremental Winter Peak Savings (MW) | Achievable Economic TRC Potential | 0 | 0 | 0 | 0 | 0 | 0 | 0 | 0 | 0 | 0 | 0 | 0 | 0 | 0 | 0 | 0 | 0 | 0 | 0 | 0 | 0 | 0 | 0 | 0 | 0 | 0 | 0
F7_Commercial_WA - Health_New_Water Heating_Natural Gas_Water Heater - Tank Blanket/Insulation_A_Achievable Economic TRC Potential | F7 | Commercial | WA - Health | New | Water Heating | Natural Gas | Water Heater - Tank Blanket/Insulation | A | Cumulative Energy Savings (MWh or mTherms) | Achievable Economic TRC Potential | 0 | 0 | 0 | 0 | 0 | 0 | 0 | 0 | 0 | 0 | 0 | 0 | 0 | 0 | 0 | 0 | 0 | 0 | 0 | 0 | 0 | 0 | 0 | 0 | 0 | 0 | 0
F8_Commercial_WA - Health_New_Water Heating_Natural Gas_Water Heater - Tank Blanket/Insulation_A_Achievable Economic TRC Potential | F8 | Commercial | WA - Health | New | Water Heating | Natural Gas | Water Heater - Tank Blanket/Insulation | A | Cumulative Summer Peak Savings (MW) | Achievable Economic TRC Potential | 0 | 0 | 0 | 0 | 0 | 0 | 0 | 0 | 0 | 0 | 0 | 0 | 0 | 0 | 0 | 0 | 0 | 0 | 0 | 0 | 0 | 0 | 0 | 0 | 0 | 0 | 0
F9_Commercial_WA - Health_New_Water Heating_Natural Gas_Water Heater - Tank Blanket/Insulation_A_Achievable Economic TRC Potential | F9 | Commercial | WA - Health | New | Water Heating | Natural Gas | Water Heater - Tank Blanket/Insulation | A | Cumulative Winter Peak Savings (MW) | Achievable Economic TRC Potential | 0 | 0 | 0 | 0 | 0 | 0 | 0 | 0 | 0 | 0 | 0 | 0 | 0 | 0 | 0 | 0 | 0 | 0 | 0 | 0 | 0 | 0 | 0 | 0 | 0 | 0 | 0
F10_Commercial_WA - Health_New_Water Heating_Natural Gas_Water Heater - Tank Blanket/Insulation_A_Achievable Economic TRC Potential | F10 | Commercial | WA - Health | New | Water Heating | Natural Gas | Water Heater - Tank Blanket/Insulation | A | Purchases (Incremental) | Achievable Economic TRC Potential | 0 | 0 | 0 | 0 | 0 | 0 | 0 | 0 | 0 | 0 | 0 | 0 | 0 | 0 | 0 | 0 | 0 | 0 | 0 | 0 | 0 | 0 | 0 | 0 | 0 | 0 | 0
F11_Commercial_WA - Health_New_Water Heating_Natural Gas_Water Heater - Tank Blanket/Insulation_A_Achievable Economic TRC Potential | F11 | Commercial | WA - Health | New | Water Heating | Natural Gas | Water Heater - Tank Blanket/Insulation | A | Purchases (Cumulative) | Achievable Economic TRC Potential | 0 | 0 | 0 | 0 | 0 | 0 | 0 | 0 | 0 | 0 | 0 | 0 | 0 | 0 | 0 | 0 | 0 | 0 | 0 | 0 | 0 | 0 | 0 | 0 | 0 | 0 | 0
F1_Commercial_WA - Health_New_Water Heating_Natural Gas_Water Heater - Drainwater Heat Recovery_A_Achievable Economic TRC Potential | F1 | Commercial | WA - Health | New | Water Heating | Natural Gas | Water Heater - Drainwater Heat Recovery | A | Integrated Unit Energy Savings (kWh or therms) | Achievable Economic TRC Potential | 0 | 0 | 0 | 0 | 0 | 0 | 0 | 0 | 0 | 0 | 0 | 0 | 0 | 0 | 0 | 0 | 0 | 0 | 0 | 0 | 0 | 0 | 0 | 0 | 0 | 0 | 0
F2_Commercial_WA - Health_New_Water Heating_Natural Gas_Water Heater - Drainwater Heat Recovery_A_Achievable Economic TRC Potential | F2 | Commercial | WA - Health | New | Water Heating | Natural Gas | Water Heater - Drainwater Heat Recovery | A | Integrated Unit Summer Peak Savings (kW) | Achievable Economic TRC Potential | 0 | 0 | 0 | 0 | 0 | 0 | 0 | 0 | 0 | 0 | 0 | 0 | 0 | 0 | 0 | 0 | 0 | 0 | 0 | 0 | 0 | 0 | 0 | 0 | 0 | 0 | 0
F3_Commercial_WA - Health_New_Water Heating_Natural Gas_Water Heater - Drainwater Heat Recovery_A_Achievable Economic TRC Potential | F3 | Commercial | WA - Health | New | Water Heating | Natural Gas | Water Heater - Drainwater Heat Recovery | A | Integrated Unit Winter Peak Savings (kW) | Achievable Economic TRC Potential | 0 | 0 | 0 | 0 | 0 | 0 | 0 | 0 | 0 | 0 | 0 | 0 | 0 | 0 | 0 | 0 | 0 | 0 | 0 | 0 | 0 | 0 | 0 | 0 | 0 | 0 | 0
F4_Commercial_WA - Health_New_Water Heating_Natural Gas_Water Heater - Drainwater Heat Recovery_A_Achievable Economic TRC Potential | F4 | Commercial | WA - Health | New | Water Heating | Natural Gas | Water Heater - Drainwater Heat Recovery | A | Incremental Energy Savings (MWh or mTherms) | Achievable Economic TRC Potential | 0 | 0 | 0 | 0 | 0 | 0 | 0 | 0 | 0 | 0 | 0 | 0 | 0 | 0 | 0 | 0 | 0 | 0 | 0 | 0 | 0 | 0 | 0 | 0 | 0 | 0 | 0
F5_Commercial_WA - Health_New_Water Heating_Natural Gas_Water Heater - Drainwater Heat Recovery_A_Achievable Economic TRC Potential | F5 | Commercial | WA - Health | New | Water Heating | Natural Gas | Water Heater - Drainwater Heat Recovery | A | Incremental Summer Peak Savings (MW) | Achievable Economic TRC Potential | 0 | 0 | 0 | 0 | 0 | 0 | 0 | 0 | 0 | 0 | 0 | 0 | 0 | 0 | 0 | 0 | 0 | 0 | 0 | 0 | 0 | 0 | 0 | 0 | 0 | 0 | 0
F6_Commercial_WA - Health_New_Water Heating_Natural Gas_Water Heater - Drainwater Heat Recovery_A_Achievable Economic TRC Potential | F6 | Commercial | WA - Health | New | Water Heating | Natural Gas | Water Heater - Drainwater Heat Recovery | A | Incremental Winter Peak Savings (MW) | Achievable Economic TRC Potential | 0 | 0 | 0 | 0 | 0 | 0 | 0 | 0 | 0 | 0 | 0 | 0 | 0 | 0 | 0 | 0 | 0 | 0 | 0 | 0 | 0 | 0 | 0 | 0 | 0 | 0 | 0
F7_Commercial_WA - Health_New_Water Heating_Natural Gas_Water Heater - Drainwater Heat Recovery_A_Achievable Economic TRC Potential | F7 | Commercial | WA - Health | New | Water Heating | Natural Gas | Water Heater - Drainwater Heat Recovery | A | Cumulative Energy Savings (MWh or mTherms) | Achievable Economic TRC Potential | 0 | 0 | 0 | 0 | 0 | 0 | 0 | 0 | 0 | 0 | 0 | 0 | 0 | 0 | 0 | 0 | 0 | 0 | 0 | 0 | 0 | 0 | 0 | 0 | 0 | 0 | 0
F8_Commercial_WA - Health_New_Water Heating_Natural Gas_Water Heater - Drainwater Heat Recovery_A_Achievable Economic TRC Potential | F8 | Commercial | WA - Health | New | Water Heating | Natural Gas | Water Heater - Drainwater Heat Recovery | A | Cumulative Summer Peak Savings (MW) | Achievable Economic TRC Potential | 0 | 0 | 0 | 0 | 0 | 0 | 0 | 0 | 0 | 0 | 0 | 0 | 0 | 0 | 0 | 0 | 0 | 0 | 0 | 0 | 0 | 0 | 0 | 0 | 0 | 0 | 0
F9_Commercial_WA - Health_New_Water Heating_Natural Gas_Water Heater - Drainwater Heat Recovery_A_Achievable Economic TRC Potential | F9 | Commercial | WA - Health | New | Water Heating | Natural Gas | Water Heater - Drainwater Heat Recovery | A | Cumulative Winter Peak Savings (MW) | Achievable Economic TRC Potential | 0 | 0 | 0 | 0 | 0 | 0 | 0 | 0 | 0 | 0 | 0 | 0 | 0 | 0 | 0 | 0 | 0 | 0 | 0 | 0 | 0 | 0 | 0 | 0 | 0 | 0 | 0
F10_Commercial_WA - Health_New_Water Heating_Natural Gas_Water Heater - Drainwater Heat Recovery_A_Achievable Economic TRC Potential | F10 | Commercial | WA - Health | New | Water Heating | Natural Gas | Water Heater - Drainwater Heat Recovery | A | Purchases (Incremental) | Achievable Economic TRC Potential | 0 | 0 | 0 | 0 | 0 | 0 | 0 | 0 | 0 | 0 | 0 | 0 | 0 | 0 | 0 | 0 | 0 | 0 | 0 | 0 | 0 | 0 | 0 | 0 | 0 | 0 | 0
F11_Commercial_WA - Health_New_Water Heating_Natural Gas_Water Heater - Drainwater Heat Recovery_A_Achievable Economic TRC Potential | F11 | Commercial | WA - Health | New | Water Heating | Natural Gas | Water Heater - Drainwater Heat Recovery | A | Purchases (Cumulative) | Achievable Economic TRC Potential | 0 | 0 | 0 | 0 | 0 | 0 | 0 | 0 | 0 | 0 | 0 | 0 | 0 | 0 | 0 | 0 | 0 | 0 | 0 | 0 | 0 | 0 | 0 | 0 | 0 | 0 | 0
F1_Commercial_WA - Health_New_Water Heating_Natural Gas_Water Heater - Circulation Pump Controls_A_Achievable Economic TRC Potential | F1 | Commercial | WA - Health | New | Water Heating | Natural Gas | Water Heater - Circulation Pump Controls | A | Integrated Unit Energy Savings (kWh or therms) | Achievable Economic TRC Potential | 0 | 0 | 0 | 0 | 0 | 0 | 0 | 0 | 0 | 0 | 0 | 0 | 0 | 0 | 0 | 0 | 0 | 0 | 0 | 0 | 0 | 0 | 0 | 0 | 0 | 0 | 0
F2_Commercial_WA - Health_New_Water Heating_Natural Gas_Water Heater - Circulation Pump Controls_A_Achievable Economic TRC Potential | F2 | Commercial | WA - Health | New | Water Heating | Natural Gas | Water Heater - Circulation Pump Controls | A | Integrated Unit Summer Peak Savings (kW) | Achievable Economic TRC Potential | 0 | 0 | 0 | 0 | 0 | 0 | 0 | 0 | 0 | 0 | 0 | 0 | 0 | 0 | 0 | 0 | 0 | 0 | 0 | 0 | 0 | 0 | 0 | 0 | 0 | 0 | 0
F3_Commercial_WA - Health_New_Water Heating_Natural Gas_Water Heater - Circulation Pump Controls_A_Achievable Economic TRC Potential | F3 | Commercial | WA - Health | New | Water Heating | Natural Gas | Water Heater - Circulation Pump Controls | A | Integrated Unit Winter Peak Savings (kW) | Achievable Economic TRC Potential | 0 | 0 | 0 | 0 | 0 | 0 | 0 | 0 | 0 | 0 | 0 | 0 | 0 | 0 | 0 | 0 | 0 | 0 | 0 | 0 | 0 | 0 | 0 | 0 | 0 | 0 | 0
F4_Commercial_WA - Health_New_Water Heating_Natural Gas_Water Heater - Circulation Pump Controls_A_Achievable Economic TRC Potential | F4 | Commercial | WA - Health | New | Water Heating | Natural Gas | Water Heater - Circulation Pump Controls | A | Incremental Energy Savings (MWh or mTherms) | Achievable Economic TRC Potential | 0 | 0 | 0 | 0 | 0 | 0 | 0 | 0 | 0 | 0 | 0 | 0 | 0 | 0 | 0 | 0 | 0 | 0 | 0 | 0 | 0 | 0 | 0 | 0 | 0 | 0 | 0
F5_Commercial_WA - Health_New_Water Heating_Natural Gas_Water Heater - Circulation Pump Controls_A_Achievable Economic TRC Potential | F5 | Commercial | WA - Health | New | Water Heating | Natural Gas | Water Heater - Circulation Pump Controls | A | Incremental Summer Peak Savings (MW) | Achievable Economic TRC Potential | 0 | 0 | 0 | 0 | 0 | 0 | 0 | 0 | 0 | 0 | 0 | 0 | 0 | 0 | 0 | 0 | 0 | 0 | 0 | 0 | 0 | 0 | 0 | 0 | 0 | 0 | 0
F6_Commercial_WA - Health_New_Water Heating_Natural Gas_Water Heater - Circulation Pump Controls_A_Achievable Economic TRC Potential | F6 | Commercial | WA - Health | New | Water Heating | Natural Gas | Water Heater - Circulation Pump Controls | A | Incremental Winter Peak Savings (MW) | Achievable Economic TRC Potential | 0 | 0 | 0 | 0 | 0 | 0 | 0 | 0 | 0 | 0 | 0 | 0 | 0 | 0 | 0 | 0 | 0 | 0 | 0 | 0 | 0 | 0 | 0 | 0 | 0 | 0 | 0
F7_Commercial_WA - Health_New_Water Heating_Natural Gas_Water Heater - Circulation Pump Controls_A_Achievable Economic TRC Potential | F7 | Commercial | WA - Health | New | Water Heating | Natural Gas | Water Heater - Circulation Pump Controls | A | Cumulative Energy Savings (MWh or mTherms) | Achievable Economic TRC Potential | 0 | 0 | 0 | 0 | 0 | 0 | 0 | 0 | 0 | 0 | 0 | 0 | 0 | 0 | 0 | 0 | 0 | 0 | 0 | 0 | 0 | 0 | 0 | 0 | 0 | 0 | 0
F8_Commercial_WA - Health_New_Water Heating_Natural Gas_Water Heater - Circulation Pump Controls_A_Achievable Economic TRC Potential | F8 | Commercial | WA - Health | New | Water Heating | Natural Gas | Water Heater - Circulation Pump Controls | A | Cumulative Summer Peak Savings (MW) | Achievable Economic TRC Potential | 0 | 0 | 0 | 0 | 0 | 0 | 0 | 0 | 0 | 0 | 0 | 0 | 0 | 0 | 0 | 0 | 0 | 0 | 0 | 0 | 0 | 0 | 0 | 0 | 0 | 0 | 0
F9_Commercial_WA - Health_New_Water Heating_Natural Gas_Water Heater - Circulation Pump Controls_A_Achievable Economic TRC Potential | F9 | Commercial | WA - Health | New | Water Heating | Natural Gas | Water Heater - Circulation Pump Controls | A | Cumulative Winter Peak Savings (MW) | Achievable Economic TRC Potential | 0 | 0 | 0 | 0 | 0 | 0 | 0 | 0 | 0 | 0 | 0 | 0 | 0 | 0 | 0 | 0 | 0 | 0 | 0 | 0 | 0 | 0 | 0 | 0 | 0 | 0 | 0
F10_Commercial_WA - Health_New_Water Heating_Natural Gas_Water Heater - Circulation Pump Controls_A_Achievable Economic TRC Potential | F10 | Commercial | WA - Health | New | Water Heating | Natural Gas | Water Heater - Circulation Pump Controls | A | Purchases (Incremental) | Achievable Economic TRC Potential | 0 | 0 | 0 | 0 | 0 | 0 | 0 | 0 | 0 | 0 | 0 | 0 | 0 | 0 | 0 | 0 | 0 | 0 | 0 | 0 | 0 | 0 | 0 | 0 | 0 | 0 | 0
F11_Commercial_WA - Health_New_Water Heating_Natural Gas_Water Heater - Circulation Pump Controls_A_Achievable Economic TRC Potential | F11 | Commercial | WA - Health | New | Water Heating | Natural Gas | Water Heater - Circulation Pump Controls | A | Purchases (Cumulative) | Achievable Economic TRC Potential | 0 | 0 | 0 | 0 | 0 | 0 | 0 | 0 | 0 | 0 | 0 | 0 | 0 | 0 | 0 | 0 | 0 | 0 | 0 | 0 | 0 | 0 | 0 | 0 | 0 | 0 | 0
F1_Commercial_WA - Health_New_Water Heating_Natural Gas_Water Heater - Pipe Insulation_A_Achievable Economic TRC Potential | F1 | Commercial | WA - Health | New | Water Heating | Natural Gas | Water Heater - Pipe Insulation | A | Integrated Unit Energy Savings (kWh or therms) | Achievable Economic TRC Potential | 0 | 0 | 0 | 0 | 0 | 0 | 0 | 0 | 0 | 0 | 0 | 0 | 0 | 0 | 0 | 0 | 0 | 0 | 0 | 0 | 0 | 0 | 0 | 0 | 0 | 0 | 0
F2_Commercial_WA - Health_New_Water Heating_Natural Gas_Water Heater - Pipe Insulation_A_Achievable Economic TRC Potential | F2 | Commercial | WA - Health | New | Water Heating | Natural Gas | Water Heater - Pipe Insulation | A | Integrated Unit Summer Peak Savings (kW) | Achievable Economic TRC Potential | 0 | 0 | 0 | 0 | 0 | 0 | 0 | 0 | 0 | 0 | 0 | 0 | 0 | 0 | 0 | 0 | 0 | 0 | 0 | 0 | 0 | 0 | 0 | 0 | 0 | 0 | 0
F3_Commercial_WA - Health_New_Water Heating_Natural Gas_Water Heater - Pipe Insulation_A_Achievable Economic TRC Potential | F3 | Commercial | WA - Health | New | Water Heating | Natural Gas | Water Heater - Pipe Insulation | A | Integrated Unit Winter Peak Savings (kW) | Achievable Economic TRC Potential | 0 | 0 | 0 | 0 | 0 | 0 | 0 | 0 | 0 | 0 | 0 | 0 | 0 | 0 | 0 | 0 | 0 | 0 | 0 | 0 | 0 | 0 | 0 | 0 | 0 | 0 | 0
F4_Commercial_WA - Health_New_Water Heating_Natural Gas_Water Heater - Pipe Insulation_A_Achievable Economic TRC Potential | F4 | Commercial | WA - Health | New | Water Heating | Natural Gas | Water Heater - Pipe Insulation | A | Incremental Energy Savings (MWh or mTherms) | Achievable Economic TRC Potential | 0 | 0 | 0 | 0 | 0 | 0 | 0 | 0 | 0 | 0 | 0 | 0 | 0 | 0 | 0 | 0 | 0 | 0 | 0 | 0 | 0 | 0 | 0 | 0 | 0 | 0 | 0
F5_Commercial_WA - Health_New_Water Heating_Natural Gas_Water Heater - Pipe Insulation_A_Achievable Economic TRC Potential | F5 | Commercial | WA - Health | New | Water Heating | Natural Gas | Water Heater - Pipe Insulation | A | Incremental Summer Peak Savings (MW) | Achievable Economic TRC Potential | 0 | 0 | 0 | 0 | 0 | 0 | 0 | 0 | 0 | 0 | 0 | 0 | 0 | 0 | 0 | 0 | 0 | 0 | 0 | 0 | 0 | 0 | 0 | 0 | 0 | 0 | 0
F6_Commercial_WA - Health_New_Water Heating_Natural Gas_Water Heater - Pipe Insulation_A_Achievable Economic TRC Potential | F6 | Commercial | WA - Health | New | Water Heating | Natural Gas | Water Heater - Pipe Insulation | A | Incremental Winter Peak Savings (MW) | Achievable Economic TRC Potential | 0 | 0 | 0 | 0 | 0 | 0 | 0 | 0 | 0 | 0 | 0 | 0 | 0 | 0 | 0 | 0 | 0 | 0 | 0 | 0 | 0 | 0 | 0 | 0 | 0 | 0 | 0
F7_Commercial_WA - Health_New_Water Heating_Natural Gas_Water Heater - Pipe Insulation_A_Achievable Economic TRC Potential | F7 | Commercial | WA - Health | New | Water Heating | Natural Gas | Water Heater - Pipe Insulation | A | Cumulative Energy Savings (MWh or mTherms) | Achievable Economic TRC Potential | 0 | 0 | 0 | 0 | 0 | 0 | 0 | 0 | 0 | 0 | 0 | 0 | 0 | 0 | 0 | 0 | 0 | 0 | 0 | 0 | 0 | 0 | 0 | 0 | 0 | 0 | 0
F8_Commercial_WA - Health_New_Water Heating_Natural Gas_Water Heater - Pipe Insulation_A_Achievable Economic TRC Potential | F8 | Commercial | WA - Health | New | Water Heating | Natural Gas | Water Heater - Pipe Insulation | A | Cumulative Summer Peak Savings (MW) | Achievable Economic TRC Potential | 0 | 0 | 0 | 0 | 0 | 0 | 0 | 0 | 0 | 0 | 0 | 0 | 0 | 0 | 0 | 0 | 0 | 0 | 0 | 0 | 0 | 0 | 0 | 0 | 0 | 0 | 0
F9_Commercial_WA - Health_New_Water Heating_Natural Gas_Water Heater - Pipe Insulation_A_Achievable Economic TRC Potential | F9 | Commercial | WA - Health | New | Water Heating | Natural Gas | Water Heater - Pipe Insulation | A | Cumulative Winter Peak Savings (MW) | Achievable Economic TRC Potential | 0 | 0 | 0 | 0 | 0 | 0 | 0 | 0 | 0 | 0 | 0 | 0 | 0 | 0 | 0 | 0 | 0 | 0 | 0 | 0 | 0 | 0 | 0 | 0 | 0 | 0 | 0
F10_Commercial_WA - Health_New_Water Heating_Natural Gas_Water Heater - Pipe Insulation_A_Achievable Economic TRC Potential | F10 | Commercial | WA - Health | New | Water Heating | Natural Gas | Water Heater - Pipe Insulation | A | Purchases (Incremental) | Achievable Economic TRC Potential | 0 | 0 | 0 | 0 | 0 | 0 | 0 | 0 | 0 | 0 | 0 | 0 | 0 | 0 | 0 | 0 | 0 | 0 | 0 | 0 | 0 | 0 | 0 | 0 | 0 | 0 | 0
F11_Commercial_WA - Health_New_Water Heating_Natural Gas_Water Heater - Pipe Insulation_A_Achievable Economic TRC Potential | F11 | Commercial | WA - Health | New | Water Heating | Natural Gas | Water Heater - Pipe Insulation | A | Purchases (Cumulative) | Achievable Economic TRC Potential | 0 | 0 | 0 | 0 | 0 | 0 | 0 | 0 | 0 | 0 | 0 | 0 | 0 | 0 | 0 | 0 | 0 | 0 | 0 | 0 | 0 | 0 | 0 | 0 | 0 | 0 | 0
F1_Commercial_WA - Health_New_Water Heating_Natural Gas_Water Heater - Motion Control Faucet_A_Achievable Economic TRC Potential | F1 | Commercial | WA - Health | New | Water Heating | Natural Gas | Water Heater - Motion Control Faucet | A | Integrated Unit Energy Savings (kWh or therms) | Achievable Economic TRC Potential | 0 | 0 | 0 | 0 | 0 | 0 | 0 | 0 | 0 | 0 | 0 | 0 | 0 | 0 | 0 | 0 | 0 | 0 | 0 | 0 | 0 | 0 | 0 | 0 | 0 | 0 | 0
F2_Commercial_WA - Health_New_Water Heating_Natural Gas_Water Heater - Motion Control Faucet_A_Achievable Economic TRC Potential | F2 | Commercial | WA - Health | New | Water Heating | Natural Gas | Water Heater - Motion Control Faucet | A | Integrated Unit Summer Peak Savings (kW) | Achievable Economic TRC Potential | 0 | 0 | 0 | 0 | 0 | 0 | 0 | 0 | 0 | 0 | 0 | 0 | 0 | 0 | 0 | 0 | 0 | 0 | 0 | 0 | 0 | 0 | 0 | 0 | 0 | 0 | 0
F3_Commercial_WA - Health_New_Water Heating_Natural Gas_Water Heater - Motion Control Faucet_A_Achievable Economic TRC Potential | F3 | Commercial | WA - Health | New | Water Heating | Natural Gas | Water Heater - Motion Control Faucet | A | Integrated Unit Winter Peak Savings (kW) | Achievable Economic TRC Potential | 0 | 0 | 0 | 0 | 0 | 0 | 0 | 0 | 0 | 0 | 0 | 0 | 0 | 0 | 0 | 0 | 0 | 0 | 0 | 0 | 0 | 0 | 0 | 0 | 0 | 0 | 0
F4_Commercial_WA - Health_New_Water Heating_Natural Gas_Water Heater - Motion Control Faucet_A_Achievable Economic TRC Potential | F4 | Commercial | WA - Health | New | Water Heating | Natural Gas | Water Heater - Motion Control Faucet | A | Incremental Energy Savings (MWh or mTherms) | Achievable Economic TRC Potential | 0 | 0 | 0 | 0 | 0 | 0 | 0 | 0 | 0 | 0 | 0 | 0 | 0 | 0 | 0 | 0 | 0 | 0 | 0 | 0 | 0 | 0 | 0 | 0 | 0 | 0 | 0
F5_Commercial_WA - Health_New_Water Heating_Natural Gas_Water Heater - Motion Control Faucet_A_Achievable Economic TRC Potential | F5 | Commercial | WA - Health | New | Water Heating | Natural Gas | Water Heater - Motion Control Faucet | A | Incremental Summer Peak Savings (MW) | Achievable Economic TRC Potential | 0 | 0 | 0 | 0 | 0 | 0 | 0 | 0 | 0 | 0 | 0 | 0 | 0 | 0 | 0 | 0 | 0 | 0 | 0 | 0 | 0 | 0 | 0 | 0 | 0 | 0 | 0
F6_Commercial_WA - Health_New_Water Heating_Natural Gas_Water Heater - Motion Control Faucet_A_Achievable Economic TRC Potential | F6 | Commercial | WA - Health | New | Water Heating | Natural Gas | Water Heater - Motion Control Faucet | A | Incremental Winter Peak Savings (MW) | Achievable Economic TRC Potential | 0 | 0 | 0 | 0 | 0 | 0 | 0 | 0 | 0 | 0 | 0 | 0 | 0 | 0 | 0 | 0 | 0 | 0 | 0 | 0 | 0 | 0 | 0 | 0 | 0 | 0 | 0
F7_Commercial_WA - Health_New_Water Heating_Natural Gas_Water Heater - Motion Control Faucet_A_Achievable Economic TRC Potential | F7 | Commercial | WA - Health | New | Water Heating | Natural Gas | Water Heater - Motion Control Faucet | A | Cumulative Energy Savings (MWh or mTherms) | Achievable Economic TRC Potential | 0 | 0 | 0 | 0 | 0 | 0 | 0 | 0 | 0 | 0 | 0 | 0 | 0 | 0 | 0 | 0 | 0 | 0 | 0 | 0 | 0 | 0 | 0 | 0 | 0 | 0 | 0
F8_Commercial_WA - Health_New_Water Heating_Natural Gas_Water Heater - Motion Control Faucet_A_Achievable Economic TRC Potential | F8 | Commercial | WA - Health | New | Water Heating | Natural Gas | Water Heater - Motion Control Faucet | A | Cumulative Summer Peak Savings (MW) | Achievable Economic TRC Potential | 0 | 0 | 0 | 0 | 0 | 0 | 0 | 0 | 0 | 0 | 0 | 0 | 0 | 0 | 0 | 0 | 0 | 0 | 0 | 0 | 0 | 0 | 0 | 0 | 0 | 0 | 0
F9_Commercial_WA - Health_New_Water Heating_Natural Gas_Water Heater - Motion Control Faucet_A_Achievable Economic TRC Potential | F9 | Commercial | WA - Health | New | Water Heating | Natural Gas | Water Heater - Motion Control Faucet | A | Cumulative Winter Peak Savings (MW) | Achievable Economic TRC Potential | 0 | 0 | 0 | 0 | 0 | 0 | 0 | 0 | 0 | 0 | 0 | 0 | 0 | 0 | 0 | 0 | 0 | 0 | 0 | 0 | 0 | 0 | 0 | 0 | 0 | 0 | 0
F10_Commercial_WA - Health_New_Water Heating_Natural Gas_Water Heater - Motion Control Faucet_A_Achievable Economic TRC Potential | F10 | Commercial | WA - Health | New | Water Heating | Natural Gas | Water Heater - Motion Control Faucet | A | Purchases (Incremental) | Achievable Economic TRC Potential | 0 | 0 | 0 | 0 | 0 | 0 | 0 | 0 | 0 | 0 | 0 | 0 | 0 | 0 | 0 | 0 | 0 | 0 | 0 | 0 | 0 | 0 | 0 | 0 | 0 | 0 | 0
F11_Commercial_WA - Health_New_Water Heating_Natural Gas_Water Heater - Motion Control Faucet_A_Achievable Economic TRC Potential | F11 | Commercial | WA - Health | New | Water Heating | Natural Gas | Water Heater - Motion Control Faucet | A | Purchases (Cumulative) | Achievable Economic TRC Potential | 0 | 0 | 0 | 0 | 0 | 0 | 0 | 0 | 0 | 0 | 0 | 0 | 0 | 0 | 0 | 0 | 0 | 0 | 0 | 0 | 0 | 0 | 0 | 0 | 0 | 0 | 0
F1_Commercial_WA - Health_New_Water Heating_Natural Gas_Water Heater - Solar System_A_Achievable Economic TRC Potential | F1 | Commercial | WA - Health | New | Water Heating | Natural Gas | Water Heater - Solar System | A | Integrated Unit Energy Savings (kWh or therms) | Achievable Economic TRC Potential | 0 | 0 | 0 | 0 | 0 | 0 | 0 | 0 | 0 | 0 | 0 | 0 | 0 | 0 | 0 | 0 | 0 | 0 | 0 | 0 | 0 | 0 | 0 | 0 | 0 | 0 | 0
F2_Commercial_WA - Health_New_Water Heating_Natural Gas_Water Heater - Solar System_A_Achievable Economic TRC Potential | F2 | Commercial | WA - Health | New | Water Heating | Natural Gas | Water Heater - Solar System | A | Integrated Unit Summer Peak Savings (kW) | Achievable Economic TRC Potential | 0 | 0 | 0 | 0 | 0 | 0 | 0 | 0 | 0 | 0 | 0 | 0 | 0 | 0 | 0 | 0 | 0 | 0 | 0 | 0 | 0 | 0 | 0 | 0 | 0 | 0 | 0
F3_Commercial_WA - Health_New_Water Heating_Natural Gas_Water Heater - Solar System_A_Achievable Economic TRC Potential | F3 | Commercial | WA - Health | New | Water Heating | Natural Gas | Water Heater - Solar System | A | Integrated Unit Winter Peak Savings (kW) | Achievable Economic TRC Potential | 0 | 0 | 0 | 0 | 0 | 0 | 0 | 0 | 0 | 0 | 0 | 0 | 0 | 0 | 0 | 0 | 0 | 0 | 0 | 0 | 0 | 0 | 0 | 0 | 0 | 0 | 0
F4_Commercial_WA - Health_New_Water Heating_Natural Gas_Water Heater - Solar System_A_Achievable Economic TRC Potential | F4 | Commercial | WA - Health | New | Water Heating | Natural Gas | Water Heater - Solar System | A | Incremental Energy Savings (MWh or mTherms) | Achievable Economic TRC Potential | 0 | 0 | 0 | 0 | 0 | 0 | 0 | 0 | 0 | 0 | 0 | 0 | 0 | 0 | 0 | 0 | 0 | 0 | 0 | 0 | 0 | 0 | 0 | 0 | 0 | 0 | 0
F5_Commercial_WA - Health_New_Water Heating_Natural Gas_Water Heater - Solar System_A_Achievable Economic TRC Potential | F5 | Commercial | WA - Health | New | Water Heating | Natural Gas | Water Heater - Solar System | A | Incremental Summer Peak Savings (MW) | Achievable Economic TRC Potential | 0 | 0 | 0 | 0 | 0 | 0 | 0 | 0 | 0 | 0 | 0 | 0 | 0 | 0 | 0 | 0 | 0 | 0 | 0 | 0 | 0 | 0 | 0 | 0 | 0 | 0 | 0
F6_Commercial_WA - Health_New_Water Heating_Natural Gas_Water Heater - Solar System_A_Achievable Economic TRC Potential | F6 | Commercial | WA - Health | New | Water Heating | Natural Gas | Water Heater - Solar System | A | Incremental Winter Peak Savings (MW) | Achievable Economic TRC Potential | 0 | 0 | 0 | 0 | 0 | 0 | 0 | 0 | 0 | 0 | 0 | 0 | 0 | 0 | 0 | 0 | 0 | 0 | 0 | 0 | 0 | 0 | 0 | 0 | 0 | 0 | 0
F7_Commercial_WA - Health_New_Water Heating_Natural Gas_Water Heater - Solar System_A_Achievable Economic TRC Potential | F7 | Commercial | WA - Health | New | Water Heating | Natural Gas | Water Heater - Solar System | A | Cumulative Energy Savings (MWh or mTherms) | Achievable Economic TRC Potential | 0 | 0 | 0 | 0 | 0 | 0 | 0 | 0 | 0 | 0 | 0 | 0 | 0 | 0 | 0 | 0 | 0 | 0 | 0 | 0 | 0 | 0 | 0 | 0 | 0 | 0 | 0
F8_Commercial_WA - Health_New_Water Heating_Natural Gas_Water Heater - Solar System_A_Achievable Economic TRC Potential | F8 | Commercial | WA - Health | New | Water Heating | Natural Gas | Water Heater - Solar System | A | Cumulative Summer Peak Savings (MW) | Achievable Economic TRC Potential | 0 | 0 | 0 | 0 | 0 | 0 | 0 | 0 | 0 | 0 | 0 | 0 | 0 | 0 | 0 | 0 | 0 | 0 | 0 | 0 | 0 | 0 | 0 | 0 | 0 | 0 | 0
F9_Commercial_WA - Health_New_Water Heating_Natural Gas_Water Heater - Solar System_A_Achievable Economic TRC Potential | F9 | Commercial | WA - Health | New | Water Heating | Natural Gas | Water Heater - Solar System | A | Cumulative Winter Peak Savings (MW) | Achievable Economic TRC Potential | 0 | 0 | 0 | 0 | 0 | 0 | 0 | 0 | 0 | 0 | 0 | 0 | 0 | 0 | 0 | 0 | 0 | 0 | 0 | 0 | 0 | 0 | 0 | 0 | 0 | 0 | 0
F10_Commercial_WA - Health_New_Water Heating_Natural Gas_Water Heater - Solar System_A_Achievable Economic TRC Potential | F10 | Commercial | WA - Health | New | Water Heating | Natural Gas | Water Heater - Solar System | A | Purchases (Incremental) | Achievable Economic TRC Potential | 0 | 0 | 0 | 0 | 0 | 0 | 0 | 0 | 0 | 0 | 0 | 0 | 0 | 0 | 0 | 0 | 0 | 0 | 0 | 0 | 0 | 0 | 0 | 0 | 0 | 0 | 0
F11_Commercial_WA - Health_New_Water Heating_Natural Gas_Water Heater - Solar System_A_Achievable Economic TRC Potential | F11 | Commercial | WA - Health | New | Water Heating | Natural Gas | Water Heater - Solar System | A | Purchases (Cumulative) | Achievable Economic TRC Potential | 0 | 0 | 0 | 0 | 0 | 0 | 0 | 0 | 0 | 0 | 0 | 0 | 0 | 0 | 0 | 0 | 0 | 0 | 0 | 0 | 0 | 0 | 0 | 0 | 0 | 0 | 0
F1_Commercial_WA - Health_New_Water Heating_Natural Gas_Commercial Laundry - Ozone Treatment_A_Achievable Economic TRC Potential | F1 | Commercial | WA - Health | New | Water Heating | Natural Gas | Commercial Laundry - Ozone Treatment | A | Integrated Unit Energy Savings (kWh or therms) | Achievable Economic TRC Potential | 0 | 0 | 0 | 0 | 0 | 0 | 0 | 0 | 0 | 0 | 0 | 0 | 0 | 0 | 0 | 0 | 0 | 0 | 0 | 0 | 0 | 0 | 0 | 0 | 0 | 0 | 0
F2_Commercial_WA - Health_New_Water Heating_Natural Gas_Commercial Laundry - Ozone Treatment_A_Achievable Economic TRC Potential | F2 | Commercial | WA - Health | New | Water Heating | Natural Gas | Commercial Laundry - Ozone Treatment | A | Integrated Unit Summer Peak Savings (kW) | Achievable Economic TRC Potential | 0 | 0 | 0 | 0 | 0 | 0 | 0 | 0 | 0 | 0 | 0 | 0 | 0 | 0 | 0 | 0 | 0 | 0 | 0 | 0 | 0 | 0 | 0 | 0 | 0 | 0 | 0
F3_Commercial_WA - Health_New_Water Heating_Natural Gas_Commercial Laundry - Ozone Treatment_A_Achievable Economic TRC Potential | F3 | Commercial | WA - Health | New | Water Heating | Natural Gas | Commercial Laundry - Ozone Treatment | A | Integrated Unit Winter Peak Savings (kW) | Achievable Economic TRC Potential | 0 | 0 | 0 | 0 | 0 | 0 | 0 | 0 | 0 | 0 | 0 | 0 | 0 | 0 | 0 | 0 | 0 | 0 | 0 | 0 | 0 | 0 | 0 | 0 | 0 | 0 | 0
F4_Commercial_WA - Health_New_Water Heating_Natural Gas_Commercial Laundry - Ozone Treatment_A_Achievable Economic TRC Potential | F4 | Commercial | WA - Health | New | Water Heating | Natural Gas | Commercial Laundry - Ozone Treatment | A | Incremental Energy Savings (MWh or mTherms) | Achievable Economic TRC Potential | 0 | 0 | 0 | 0 | 0 | 0 | 0 | 0 | 0 | 0 | 0 | 0 | 0 | 0 | 0 | 0 | 0 | 0 | 0 | 0 | 0 | 0 | 0 | 0 | 0 | 0 | 0
F5_Commercial_WA - Health_New_Water Heating_Natural Gas_Commercial Laundry - Ozone Treatment_A_Achievable Economic TRC Potential | F5 | Commercial | WA - Health | New | Water Heating | Natural Gas | Commercial Laundry - Ozone Treatment | A | Incremental Summer Peak Savings (MW) | Achievable Economic TRC Potential | 0 | 0 | 0 | 0 | 0 | 0 | 0 | 0 | 0 | 0 | 0 | 0 | 0 | 0 | 0 | 0 | 0 | 0 | 0 | 0 | 0 | 0 | 0 | 0 | 0 | 0 | 0
F6_Commercial_WA - Health_New_Water Heating_Natural Gas_Commercial Laundry - Ozone Treatment_A_Achievable Economic TRC Potential | F6 | Commercial | WA - Health | New | Water Heating | Natural Gas | Commercial Laundry - Ozone Treatment | A | Incremental Winter Peak Savings (MW) | Achievable Economic TRC Potential | 0 | 0 | 0 | 0 | 0 | 0 | 0 | 0 | 0 | 0 | 0 | 0 | 0 | 0 | 0 | 0 | 0 | 0 | 0 | 0 | 0 | 0 | 0 | 0 | 0 | 0 | 0
F7_Commercial_WA - Health_New_Water Heating_Natural Gas_Commercial Laundry - Ozone Treatment_A_Achievable Economic TRC Potential | F7 | Commercial | WA - Health | New | Water Heating | Natural Gas | Commercial Laundry - Ozone Treatment | A | Cumulative Energy Savings (MWh or mTherms) | Achievable Economic TRC Potential | 0 | 0 | 0 | 0 | 0 | 0 | 0 | 0 | 0 | 0 | 0 | 0 | 0 | 0 | 0 | 0 | 0 | 0 | 0 | 0 | 0 | 0 | 0 | 0 | 0 | 0 | 0
F8_Commercial_WA - Health_New_Water Heating_Natural Gas_Commercial Laundry - Ozone Treatment_A_Achievable Economic TRC Potential | F8 | Commercial | WA - Health | New | Water Heating | Natural Gas | Commercial Laundry - Ozone Treatment | A | Cumulative Summer Peak Savings (MW) | Achievable Economic TRC Potential | 0 | 0 | 0 | 0 | 0 | 0 | 0 | 0 | 0 | 0 | 0 | 0 | 0 | 0 | 0 | 0 | 0 | 0 | 0 | 0 | 0 | 0 | 0 | 0 | 0 | 0 | 0
F9_Commercial_WA - Health_New_Water Heating_Natural Gas_Commercial Laundry - Ozone Treatment_A_Achievable Economic TRC Potential | F9 | Commercial | WA - Health | New | Water Heating | Natural Gas | Commercial Laundry - Ozone Treatment | A | Cumulative Winter Peak Savings (MW) | Achievable Economic TRC Potential | 0 | 0 | 0 | 0 | 0 | 0 | 0 | 0 | 0 | 0 | 0 | 0 | 0 | 0 | 0 | 0 | 0 | 0 | 0 | 0 | 0 | 0 | 0 | 0 | 0 | 0 | 0
F10_Commercial_WA - Health_New_Water Heating_Natural Gas_Commercial Laundry - Ozone Treatment_A_Achievable Economic TRC Potential | F10 | Commercial | WA - Health | New | Water Heating | Natural Gas | Commercial Laundry - Ozone Treatment | A | Purchases (Incremental) | Achievable Economic TRC Potential | 0 | 0 | 0 | 0 | 0 | 0 | 0 | 0 | 0 | 0 | 0 | 0 | 0 | 0 | 0 | 0 | 0 | 0 | 0 | 0 | 0 | 0 | 0 | 0 | 0 | 0 | 0
F11_Commercial_WA - Health_New_Water Heating_Natural Gas_Commercial Laundry - Ozone Treatment_A_Achievable Economic TRC Potential | F11 | Commercial | WA - Health | New | Water Heating | Natural Gas | Commercial Laundry - Ozone Treatment | A | Purchases (Cumulative) | Achievable Economic TRC Potential | 0 | 0 | 0 | 0 | 0 | 0 | 0 | 0 | 0 | 0 | 0 | 0 | 0 | 0 | 0 | 0 | 0 | 0 | 0 | 0 | 0 | 0 | 0 | 0 | 0 | 0 | 0
F1_Commercial_WA - Health_New_Water Heating_Natural Gas_Commercial Laundry - ENERGY STAR Washer_A_Achievable Economic TRC Potential | F1 | Commercial | WA - Health | New | Water Heating | Natural Gas | Commercial Laundry - ENERGY STAR Washer | A | Integrated Unit Energy Savings (kWh or therms) | Achievable Economic TRC Potential | 0 | 0 | 0 | 0 | 0 | 0 | 0 | 0 | 0 | 0 | 0 | 0 | 0 | 0 | 0 | 0 | 0 | 0 | 0 | 0 | 0 | 0 | 0 | 0 | 0 | 0 | 0
F2_Commercial_WA - Health_New_Water Heating_Natural Gas_Commercial Laundry - ENERGY STAR Washer_A_Achievable Economic TRC Potential | F2 | Commercial | WA - Health | New | Water Heating | Natural Gas | Commercial Laundry - ENERGY STAR Washer | A | Integrated Unit Summer Peak Savings (kW) | Achievable Economic TRC Potential | 0 | 0 | 0 | 0 | 0 | 0 | 0 | 0 | 0 | 0 | 0 | 0 | 0 | 0 | 0 | 0 | 0 | 0 | 0 | 0 | 0 | 0 | 0 | 0 | 0 | 0 | 0
F3_Commercial_WA - Health_New_Water Heating_Natural Gas_Commercial Laundry - ENERGY STAR Washer_A_Achievable Economic TRC Potential | F3 | Commercial | WA - Health | New | Water Heating | Natural Gas | Commercial Laundry - ENERGY STAR Washer | A | Integrated Unit Winter Peak Savings (kW) | Achievable Economic TRC Potential | 0 | 0 | 0 | 0 | 0 | 0 | 0 | 0 | 0 | 0 | 0 | 0 | 0 | 0 | 0 | 0 | 0 | 0 | 0 | 0 | 0 | 0 | 0 | 0 | 0 | 0 | 0
F4_Commercial_WA - Health_New_Water Heating_Natural Gas_Commercial Laundry - ENERGY STAR Washer_A_Achievable Economic TRC Potential | F4 | Commercial | WA - Health | New | Water Heating | Natural Gas | Commercial Laundry - ENERGY STAR Washer | A | Incremental Energy Savings (MWh or mTherms) | Achievable Economic TRC Potential | 0 | 0 | 0 | 0 | 0 | 0 | 0 | 0 | 0 | 0 | 0 | 0 | 0 | 0 | 0 | 0 | 0 | 0 | 0 | 0 | 0 | 0 | 0 | 0 | 0 | 0 | 0
F5_Commercial_WA - Health_New_Water Heating_Natural Gas_Commercial Laundry - ENERGY STAR Washer_A_Achievable Economic TRC Potential | F5 | Commercial | WA - Health | New | Water Heating | Natural Gas | Commercial Laundry - ENERGY STAR Washer | A | Incremental Summer Peak Savings (MW) | Achievable Economic TRC Potential | 0 | 0 | 0 | 0 | 0 | 0 | 0 | 0 | 0 | 0 | 0 | 0 | 0 | 0 | 0 | 0 | 0 | 0 | 0 | 0 | 0 | 0 | 0 | 0 | 0 | 0 | 0
F6_Commercial_WA - Health_New_Water Heating_Natural Gas_Commercial Laundry - ENERGY STAR Washer_A_Achievable Economic TRC Potential | F6 | Commercial | WA - Health | New | Water Heating | Natural Gas | Commercial Laundry - ENERGY STAR Washer | A | Incremental Winter Peak Savings (MW) | Achievable Economic TRC Potential | 0 | 0 | 0 | 0 | 0 | 0 | 0 | 0 | 0 | 0 | 0 | 0 | 0 | 0 | 0 | 0 | 0 | 0 | 0 | 0 | 0 | 0 | 0 | 0 | 0 | 0 | 0
F7_Commercial_WA - Health_New_Water Heating_Natural Gas_Commercial Laundry - ENERGY STAR Washer_A_Achievable Economic TRC Potential | F7 | Commercial | WA - Health | New | Water Heating | Natural Gas | Commercial Laundry - ENERGY STAR Washer | A | Cumulative Energy Savings (MWh or mTherms) | Achievable Economic TRC Potential | 0 | 0 | 0 | 0 | 0 | 0 | 0 | 0 | 0 | 0 | 0 | 0 | 0 | 0 | 0 | 0 | 0 | 0 | 0 | 0 | 0 | 0 | 0 | 0 | 0 | 0 | 0
F8_Commercial_WA - Health_New_Water Heating_Natural Gas_Commercial Laundry - ENERGY STAR Washer_A_Achievable Economic TRC Potential | F8 | Commercial | WA - Health | New | Water Heating | Natural Gas | Commercial Laundry - ENERGY STAR Washer | A | Cumulative Summer Peak Savings (MW) | Achievable Economic TRC Potential | 0 | 0 | 0 | 0 | 0 | 0 | 0 | 0 | 0 | 0 | 0 | 0 | 0 | 0 | 0 | 0 | 0 | 0 | 0 | 0 | 0 | 0 | 0 | 0 | 0 | 0 | 0
F9_Commercial_WA - Health_New_Water Heating_Natural Gas_Commercial Laundry - ENERGY STAR Washer_A_Achievable Economic TRC Potential | F9 | Commercial | WA - Health | New | Water Heating | Natural Gas | Commercial Laundry - ENERGY STAR Washer | A | Cumulative Winter Peak Savings (MW) | Achievable Economic TRC Potential | 0 | 0 | 0 | 0 | 0 | 0 | 0 | 0 | 0 | 0 | 0 | 0 | 0 | 0 | 0 | 0 | 0 | 0 | 0 | 0 | 0 | 0 | 0 | 0 | 0 | 0 | 0
F10_Commercial_WA - Health_New_Water Heating_Natural Gas_Commercial Laundry - ENERGY STAR Washer_A_Achievable Economic TRC Potential | F10 | Commercial | WA - Health | New | Water Heating | Natural Gas | Commercial Laundry - ENERGY STAR Washer | A | Purchases (Incremental) | Achievable Economic TRC Potential | 0 | 0 | 0 | 0 | 0 | 0 | 0 | 0 | 0 | 0 | 0 | 0 | 0 | 0 | 0 | 0 | 0 | 0 | 0 | 0 | 0 | 0 | 0 | 0 | 0 | 0 | 0
F11_Commercial_WA - Health_New_Water Heating_Natural Gas_Commercial Laundry - ENERGY STAR Washer_A_Achievable Economic TRC Potential | F11 | Commercial | WA - Health | New | Water Heating | Natural Gas | Commercial Laundry - ENERGY STAR Washer | A | Purchases (Cumulative) | Achievable Economic TRC Potential | 0 | 0 | 0 | 0 | 0 | 0 | 0 | 0 | 0 | 0 | 0 | 0 | 0 | 0 | 0 | 0 | 0 | 0 | 0 | 0 | 0 | 0 | 0 | 0 | 0 | 0 | 0
F1_Commercial_WA - Health_New_Water Heating_Natural Gas_Water Heater - Efficient Dishwasher_A_Achievable Economic TRC Potential | F1 | Commercial | WA - Health | New | Water Heating | Natural Gas | Water Heater - Efficient Dishwasher | A | Integrated Unit Energy Savings (kWh or therms) | Achievable Economic TRC Potential | 0 | 0 | 0 | 0 | 0 | 0 | 0 | 0 | 0 | 0 | 0 | 0 | 0 | 0 | 0 | 0 | 0 | 0 | 0 | 0 | 0 | 0 | 0 | 0 | 0 | 0 | 0
F2_Commercial_WA - Health_New_Water Heating_Natural Gas_Water Heater - Efficient Dishwasher_A_Achievable Economic TRC Potential | F2 | Commercial | WA - Health | New | Water Heating | Natural Gas | Water Heater - Efficient Dishwasher | A | Integrated Unit Summer Peak Savings (kW) | Achievable Economic TRC Potential | 0 | 0 | 0 | 0 | 0 | 0 | 0 | 0 | 0 | 0 | 0 | 0 | 0 | 0 | 0 | 0 | 0 | 0 | 0 | 0 | 0 | 0 | 0 | 0 | 0 | 0 | 0
F3_Commercial_WA - Health_New_Water Heating_Natural Gas_Water Heater - Efficient Dishwasher_A_Achievable Economic TRC Potential | F3 | Commercial | WA - Health | New | Water Heating | Natural Gas | Water Heater - Efficient Dishwasher | A | Integrated Unit Winter Peak Savings (kW) | Achievable Economic TRC Potential | 0 | 0 | 0 | 0 | 0 | 0 | 0 | 0 | 0 | 0 | 0 | 0 | 0 | 0 | 0 | 0 | 0 | 0 | 0 | 0 | 0 | 0 | 0 | 0 | 0 | 0 | 0
F4_Commercial_WA - Health_New_Water Heating_Natural Gas_Water Heater - Efficient Dishwasher_A_Achievable Economic TRC Potential | F4 | Commercial | WA - Health | New | Water Heating | Natural Gas | Water Heater - Efficient Dishwasher | A | Incremental Energy Savings (MWh or mTherms) | Achievable Economic TRC Potential | 0 | 0 | 0 | 0 | 0 | 0 | 0 | 0 | 0 | 0 | 0 | 0 | 0 | 0 | 0 | 0 | 0 | 0 | 0 | 0 | 0 | 0 | 0 | 0 | 0 | 0 | 0
F5_Commercial_WA - Health_New_Water Heating_Natural Gas_Water Heater - Efficient Dishwasher_A_Achievable Economic TRC Potential | F5 | Commercial | WA - Health | New | Water Heating | Natural Gas | Water Heater - Efficient Dishwasher | A | Incremental Summer Peak Savings (MW) | Achievable Economic TRC Potential | 0 | 0 | 0 | 0 | 0 | 0 | 0 | 0 | 0 | 0 | 0 | 0 | 0 | 0 | 0 | 0 | 0 | 0 | 0 | 0 | 0 | 0 | 0 | 0 | 0 | 0 | 0
F6_Commercial_WA - Health_New_Water Heating_Natural Gas_Water Heater - Efficient Dishwasher_A_Achievable Economic TRC Potential | F6 | Commercial | WA - Health | New | Water Heating | Natural Gas | Water Heater - Efficient Dishwasher | A | Incremental Winter Peak Savings (MW) | Achievable Economic TRC Potential | 0 | 0 | 0 | 0 | 0 | 0 | 0 | 0 | 0 | 0 | 0 | 0 | 0 | 0 | 0 | 0 | 0 | 0 | 0 | 0 | 0 | 0 | 0 | 0 | 0 | 0 | 0
F7_Commercial_WA - Health_New_Water Heating_Natural Gas_Water Heater - Efficient Dishwasher_A_Achievable Economic TRC Potential | F7 | Commercial | WA - Health | New | Water Heating | Natural Gas | Water Heater - Efficient Dishwasher | A | Cumulative Energy Savings (MWh or mTherms) | Achievable Economic TRC Potential | 0 | 0 | 0 | 0 | 0 | 0 | 0 | 0 | 0 | 0 | 0 | 0 | 0 | 0 | 0 | 0 | 0 | 0 | 0 | 0 | 0 | 0 | 0 | 0 | 0 | 0 | 0
F8_Commercial_WA - Health_New_Water Heating_Natural Gas_Water Heater - Efficient Dishwasher_A_Achievable Economic TRC Potential | F8 | Commercial | WA - Health | New | Water Heating | Natural Gas | Water Heater - Efficient Dishwasher | A | Cumulative Summer Peak Savings (MW) | Achievable Economic TRC Potential | 0 | 0 | 0 | 0 | 0 | 0 | 0 | 0 | 0 | 0 | 0 | 0 | 0 | 0 | 0 | 0 | 0 | 0 | 0 | 0 | 0 | 0 | 0 | 0 | 0 | 0 | 0
F9_Commercial_WA - Health_New_Water Heating_Natural Gas_Water Heater - Efficient Dishwasher_A_Achievable Economic TRC Potential | F9 | Commercial | WA - Health | New | Water Heating | Natural Gas | Water Heater - Efficient Dishwasher | A | Cumulative Winter Peak Savings (MW) | Achievable Economic TRC Potential | 0 | 0 | 0 | 0 | 0 | 0 | 0 | 0 | 0 | 0 | 0 | 0 | 0 | 0 | 0 | 0 | 0 | 0 | 0 | 0 | 0 | 0 | 0 | 0 | 0 | 0 | 0
F10_Commercial_WA - Health_New_Water Heating_Natural Gas_Water Heater - Efficient Dishwasher_A_Achievable Economic TRC Potential | F10 | Commercial | WA - Health | New | Water Heating | Natural Gas | Water Heater - Efficient Dishwasher | A | Purchases (Incremental) | Achievable Economic TRC Potential | 0 | 0 | 0 | 0 | 0 | 0 | 0 | 0 | 0 | 0 | 0 | 0 | 0 | 0 | 0 | 0 | 0 | 0 | 0 | 0 | 0 | 0 | 0 | 0 | 0 | 0 | 0
F11_Commercial_WA - Health_New_Water Heating_Natural Gas_Water Heater - Efficient Dishwasher_A_Achievable Economic TRC Potential | F11 | Commercial | WA - Health | New | Water Heating | Natural Gas | Water Heater - Efficient Dishwasher | A | Purchases (Cumulative) | Achievable Economic TRC Potential | 0 | 0 | 0 | 0 | 0 | 0 | 0 | 0 | 0 | 0 | 0 | 0 | 0 | 0 | 0 | 0 | 0 | 0 | 0 | 0 | 0 | 0 | 0 | 0 | 0 | 0 | 0
F1_Commercial_WA - Health_New_Water Heating_Natural Gas_Commercial Laundry - Alternative Dry-Cleaning Methods_A_Achievable Economic TRC Potential | F1 | Commercial | WA - Health | New | Water Heating | Natural Gas | Commercial Laundry - Alternative Dry-Cleaning Methods | A | Integrated Unit Energy Savings (kWh or therms) | Achievable Economic TRC Potential | 0 | 0 | 0 | 0 | 0 | 0 | 0 | 0 | 0 | 0 | 0 | 0 | 0 | 0 | 0 | 0 | 0 | 0 | 0 | 0 | 0 | 0 | 0 | 0 | 0 | 0 | 0
F2_Commercial_WA - Health_New_Water Heating_Natural Gas_Commercial Laundry - Alternative Dry-Cleaning Methods_A_Achievable Economic TRC Potential | F2 | Commercial | WA - Health | New | Water Heating | Natural Gas | Commercial Laundry - Alternative Dry-Cleaning Methods | A | Integrated Unit Summer Peak Savings (kW) | Achievable Economic TRC Potential | 0 | 0 | 0 | 0 | 0 | 0 | 0 | 0 | 0 | 0 | 0 | 0 | 0 | 0 | 0 | 0 | 0 | 0 | 0 | 0 | 0 | 0 | 0 | 0 | 0 | 0 | 0
F3_Commercial_WA - Health_New_Water Heating_Natural Gas_Commercial Laundry - Alternative Dry-Cleaning Methods_A_Achievable Economic TRC Potential | F3 | Commercial | WA - Health | New | Water Heating | Natural Gas | Commercial Laundry - Alternative Dry-Cleaning Methods | A | Integrated Unit Winter Peak Savings (kW) | Achievable Economic TRC Potential | 0 | 0 | 0 | 0 | 0 | 0 | 0 | 0 | 0 | 0 | 0 | 0 | 0 | 0 | 0 | 0 | 0 | 0 | 0 | 0 | 0 | 0 | 0 | 0 | 0 | 0 | 0
F4_Commercial_WA - Health_New_Water Heating_Natural Gas_Commercial Laundry - Alternative Dry-Cleaning Methods_A_Achievable Economic TRC Potential | F4 | Commercial | WA - Health | New | Water Heating | Natural Gas | Commercial Laundry - Alternative Dry-Cleaning Methods | A | Incremental Energy Savings (MWh or mTherms) | Achievable Economic TRC Potential | 0 | 0 | 0 | 0 | 0 | 0 | 0 | 0 | 0 | 0 | 0 | 0 | 0 | 0 | 0 | 0 | 0 | 0 | 0 | 0 | 0 | 0 | 0 | 0 | 0 | 0 | 0
F5_Commercial_WA - Health_New_Water Heating_Natural Gas_Commercial Laundry - Alternative Dry-Cleaning Methods_A_Achievable Economic TRC Potential | F5 | Commercial | WA - Health | New | Water Heating | Natural Gas | Commercial Laundry - Alternative Dry-Cleaning Methods | A | Incremental Summer Peak Savings (MW) | Achievable Economic TRC Potential | 0 | 0 | 0 | 0 | 0 | 0 | 0 | 0 | 0 | 0 | 0 | 0 | 0 | 0 | 0 | 0 | 0 | 0 | 0 | 0 | 0 | 0 | 0 | 0 | 0 | 0 | 0
F6_Commercial_WA - Health_New_Water Heating_Natural Gas_Commercial Laundry - Alternative Dry-Cleaning Methods_A_Achievable Economic TRC Potential | F6 | Commercial | WA - Health | New | Water Heating | Natural Gas | Commercial Laundry - Alternative Dry-Cleaning Methods | A | Incremental Winter Peak Savings (MW) | Achievable Economic TRC Potential | 0 | 0 | 0 | 0 | 0 | 0 | 0 | 0 | 0 | 0 | 0 | 0 | 0 | 0 | 0 | 0 | 0 | 0 | 0 | 0 | 0 | 0 | 0 | 0 | 0 | 0 | 0
F7_Commercial_WA - Health_New_Water Heating_Natural Gas_Commercial Laundry - Alternative Dry-Cleaning Methods_A_Achievable Economic TRC Potential | F7 | Commercial | WA - Health | New | Water Heating | Natural Gas | Commercial Laundry - Alternative Dry-Cleaning Methods | A | Cumulative Energy Savings (MWh or mTherms) | Achievable Economic TRC Potential | 0 | 0 | 0 | 0 | 0 | 0 | 0 | 0 | 0 | 0 | 0 | 0 | 0 | 0 | 0 | 0 | 0 | 0 | 0 | 0 | 0 | 0 | 0 | 0 | 0 | 0 | 0
F8_Commercial_WA - Health_New_Water Heating_Natural Gas_Commercial Laundry - Alternative Dry-Cleaning Methods_A_Achievable Economic TRC Potential | F8 | Commercial | WA - Health | New | Water Heating | Natural Gas | Commercial Laundry - Alternative Dry-Cleaning Methods | A | Cumulative Summer Peak Savings (MW) | Achievable Economic TRC Potential | 0 | 0 | 0 | 0 | 0 | 0 | 0 | 0 | 0 | 0 | 0 | 0 | 0 | 0 | 0 | 0 | 0 | 0 | 0 | 0 | 0 | 0 | 0 | 0 | 0 | 0 | 0
F9_Commercial_WA - Health_New_Water Heating_Natural Gas_Commercial Laundry - Alternative Dry-Cleaning Methods_A_Achievable Economic TRC Potential | F9 | Commercial | WA - Health | New | Water Heating | Natural Gas | Commercial Laundry - Alternative Dry-Cleaning Methods | A | Cumulative Winter Peak Savings (MW) | Achievable Economic TRC Potential | 0 | 0 | 0 | 0 | 0 | 0 | 0 | 0 | 0 | 0 | 0 | 0 | 0 | 0 | 0 | 0 | 0 | 0 | 0 | 0 | 0 | 0 | 0 | 0 | 0 | 0 | 0
F10_Commercial_WA - Health_New_Water Heating_Natural Gas_Commercial Laundry - Alternative Dry-Cleaning Methods_A_Achievable Economic TRC Potential | F10 | Commercial | WA - Health | New | Water Heating | Natural Gas | Commercial Laundry - Alternative Dry-Cleaning Methods | A | Purchases (Incremental) | Achievable Economic TRC Potential | 0 | 0 | 0 | 0 | 0 | 0 | 0 | 0 | 0 | 0 | 0 | 0 | 0 | 0 | 0 | 0 | 0 | 0 | 0 | 0 | 0 | 0 | 0 | 0 | 0 | 0 | 0
F11_Commercial_WA - Health_New_Water Heating_Natural Gas_Commercial Laundry - Alternative Dry-Cleaning Methods_A_Achievable Economic TRC Potential | F11 | Commercial | WA - Health | New | Water Heating | Natural Gas | Commercial Laundry - Alternative Dry-Cleaning Methods | A | Purchases (Cumulative) | Achievable Economic TRC Potential | 0 | 0 | 0 | 0 | 0 | 0 | 0 | 0 | 0 | 0 | 0 | 0 | 0 | 0 | 0 | 0 | 0 | 0 | 0 | 0 | 0 | 0 | 0 | 0 | 0 | 0 | 0
F1_Commercial_WA - Health_New_Space Heating_Natural Gas_Advanced Kitchen Ventilation Controls_A_Achievable Economic TRC Potential | F1 | Commercial | WA - Health | New | Space Heating | Natural Gas | Advanced Kitchen Ventilation Controls | A | Integrated Unit Energy Savings (kWh or therms) | Achievable Economic TRC Potential | 0 | 0 | 0 | 0 | 0 | 0 | 0 | 0 | 0 | 0 | 0 | 0 | 0 | 0 | 0 | 0 | 0 | 0 | 0 | 0 | 0 | 0 | 0 | 0 | 0 | 0 | 0
F2_Commercial_WA - Health_New_Space Heating_Natural Gas_Advanced Kitchen Ventilation Controls_A_Achievable Economic TRC Potential | F2 | Commercial | WA - Health | New | Space Heating | Natural Gas | Advanced Kitchen Ventilation Controls | A | Integrated Unit Summer Peak Savings (kW) | Achievable Economic TRC Potential | 0 | 0 | 0 | 0 | 0 | 0 | 0 | 0 | 0 | 0 | 0 | 0 | 0 | 0 | 0 | 0 | 0 | 0 | 0 | 0 | 0 | 0 | 0 | 0 | 0 | 0 | 0
F3_Commercial_WA - Health_New_Space Heating_Natural Gas_Advanced Kitchen Ventilation Controls_A_Achievable Economic TRC Potential | F3 | Commercial | WA - Health | New | Space Heating | Natural Gas | Advanced Kitchen Ventilation Controls | A | Integrated Unit Winter Peak Savings (kW) | Achievable Economic TRC Potential | 0 | 0 | 0 | 0 | 0 | 0 | 0 | 0 | 0 | 0 | 0 | 0 | 0 | 0 | 0 | 0 | 0 | 0 | 0 | 0 | 0 | 0 | 0 | 0 | 0 | 0 | 0
F4_Commercial_WA - Health_New_Space Heating_Natural Gas_Advanced Kitchen Ventilation Controls_A_Achievable Economic TRC Potential | F4 | Commercial | WA - Health | New | Space Heating | Natural Gas | Advanced Kitchen Ventilation Controls | A | Incremental Energy Savings (MWh or mTherms) | Achievable Economic TRC Potential | 0 | 0 | 0 | 0 | 0 | 0 | 0 | 0 | 0 | 0 | 0 | 0 | 0 | 0 | 0 | 0 | 0 | 0 | 0 | 0 | 0 | 0 | 0 | 0 | 0 | 0 | 0
F5_Commercial_WA - Health_New_Space Heating_Natural Gas_Advanced Kitchen Ventilation Controls_A_Achievable Economic TRC Potential | F5 | Commercial | WA - Health | New | Space Heating | Natural Gas | Advanced Kitchen Ventilation Controls | A | Incremental Summer Peak Savings (MW) | Achievable Economic TRC Potential | 0 | 0 | 0 | 0 | 0 | 0 | 0 | 0 | 0 | 0 | 0 | 0 | 0 | 0 | 0 | 0 | 0 | 0 | 0 | 0 | 0 | 0 | 0 | 0 | 0 | 0 | 0
F6_Commercial_WA - Health_New_Space Heating_Natural Gas_Advanced Kitchen Ventilation Controls_A_Achievable Economic TRC Potential | F6 | Commercial | WA - Health | New | Space Heating | Natural Gas | Advanced Kitchen Ventilation Controls | A | Incremental Winter Peak Savings (MW) | Achievable Economic TRC Potential | 0 | 0 | 0 | 0 | 0 | 0 | 0 | 0 | 0 | 0 | 0 | 0 | 0 | 0 | 0 | 0 | 0 | 0 | 0 | 0 | 0 | 0 | 0 | 0 | 0 | 0 | 0
F7_Commercial_WA - Health_New_Space Heating_Natural Gas_Advanced Kitchen Ventilation Controls_A_Achievable Economic TRC Potential | F7 | Commercial | WA - Health | New | Space Heating | Natural Gas | Advanced Kitchen Ventilation Controls | A | Cumulative Energy Savings (MWh or mTherms) | Achievable Economic TRC Potential | 0 | 0 | 0 | 0 | 0 | 0 | 0 | 0 | 0 | 0 | 0 | 0 | 0 | 0 | 0 | 0 | 0 | 0 | 0 | 0 | 0 | 0 | 0 | 0 | 0 | 0 | 0
F8_Commercial_WA - Health_New_Space Heating_Natural Gas_Advanced Kitchen Ventilation Controls_A_Achievable Economic TRC Potential | F8 | Commercial | WA - Health | New | Space Heating | Natural Gas | Advanced Kitchen Ventilation Controls | A | Cumulative Summer Peak Savings (MW) | Achievable Economic TRC Potential | 0 | 0 | 0 | 0 | 0 | 0 | 0 | 0 | 0 | 0 | 0 | 0 | 0 | 0 | 0 | 0 | 0 | 0 | 0 | 0 | 0 | 0 | 0 | 0 | 0 | 0 | 0
F9_Commercial_WA - Health_New_Space Heating_Natural Gas_Advanced Kitchen Ventilation Controls_A_Achievable Economic TRC Potential | F9 | Commercial | WA - Health | New | Space Heating | Natural Gas | Advanced Kitchen Ventilation Controls | A | Cumulative Winter Peak Savings (MW) | Achievable Economic TRC Potential | 0 | 0 | 0 | 0 | 0 | 0 | 0 | 0 | 0 | 0 | 0 | 0 | 0 | 0 | 0 | 0 | 0 | 0 | 0 | 0 | 0 | 0 | 0 | 0 | 0 | 0 | 0
F10_Commercial_WA - Health_New_Space Heating_Natural Gas_Advanced Kitchen Ventilation Controls_A_Achievable Economic TRC Potential | F10 | Commercial | WA - Health | New | Space Heating | Natural Gas | Advanced Kitchen Ventilation Controls | A | Purchases (Incremental) | Achievable Economic TRC Potential | 0 | 0 | 0 | 0 | 0 | 0 | 0 | 0 | 0 | 0 | 0 | 0 | 0 | 0 | 0 | 0 | 0 | 0 | 0 | 0 | 0 | 0 | 0 | 0 | 0 | 0 | 0
F11_Commercial_WA - Health_New_Space Heating_Natural Gas_Advanced Kitchen Ventilation Controls_A_Achievable Economic TRC Potential | F11 | Commercial | WA - Health | New | Space Heating | Natural Gas | Advanced Kitchen Ventilation Controls | A | Purchases (Cumulative) | Achievable Economic TRC Potential | 0 | 0 | 0 | 0 | 0 | 0 | 0 | 0 | 0 | 0 | 0 | 0 | 0 | 0 | 0 | 0 | 0 | 0 | 0 | 0 | 0 | 0 | 0 | 0 | 0 | 0 | 0
F1_Commercial_WA - Health_New_Space Heating_Natural Gas_Infiltration Control - Loading Dock Sealing_A_Achievable Economic TRC Potential | F1 | Commercial | WA - Health | New | Space Heating | Natural Gas | Infiltration Control - Loading Dock Sealing | A | Integrated Unit Energy Savings (kWh or therms) | Achievable Economic TRC Potential | 0 | 0 | 0 | 0 | 0 | 0 | 0 | 0 | 0 | 0 | 0 | 0 | 0 | 0 | 0 | 0 | 0 | 0 | 0 | 0 | 0 | 0 | 0 | 0 | 0 | 0 | 0
F2_Commercial_WA - Health_New_Space Heating_Natural Gas_Infiltration Control - Loading Dock Sealing_A_Achievable Economic TRC Potential | F2 | Commercial | WA - Health | New | Space Heating | Natural Gas | Infiltration Control - Loading Dock Sealing | A | Integrated Unit Summer Peak Savings (kW) | Achievable Economic TRC Potential | 0 | 0 | 0 | 0 | 0 | 0 | 0 | 0 | 0 | 0 | 0 | 0 | 0 | 0 | 0 | 0 | 0 | 0 | 0 | 0 | 0 | 0 | 0 | 0 | 0 | 0 | 0
F3_Commercial_WA - Health_New_Space Heating_Natural Gas_Infiltration Control - Loading Dock Sealing_A_Achievable Economic TRC Potential | F3 | Commercial | WA - Health | New | Space Heating | Natural Gas | Infiltration Control - Loading Dock Sealing | A | Integrated Unit Winter Peak Savings (kW) | Achievable Economic TRC Potential | 0 | 0 | 0 | 0 | 0 | 0 | 0 | 0 | 0 | 0 | 0 | 0 | 0 | 0 | 0 | 0 | 0 | 0 | 0 | 0 | 0 | 0 | 0 | 0 | 0 | 0 | 0
F4_Commercial_WA - Health_New_Space Heating_Natural Gas_Infiltration Control - Loading Dock Sealing_A_Achievable Economic TRC Potential | F4 | Commercial | WA - Health | New | Space Heating | Natural Gas | Infiltration Control - Loading Dock Sealing | A | Incremental Energy Savings (MWh or mTherms) | Achievable Economic TRC Potential | 0 | 0 | 0 | 0 | 0 | 0 | 0 | 0 | 0 | 0 | 0 | 0 | 0 | 0 | 0 | 0 | 0 | 0 | 0 | 0 | 0 | 0 | 0 | 0 | 0 | 0 | 0
F5_Commercial_WA - Health_New_Space Heating_Natural Gas_Infiltration Control - Loading Dock Sealing_A_Achievable Economic TRC Potential | F5 | Commercial | WA - Health | New | Space Heating | Natural Gas | Infiltration Control - Loading Dock Sealing | A | Incremental Summer Peak Savings (MW) | Achievable Economic TRC Potential | 0 | 0 | 0 | 0 | 0 | 0 | 0 | 0 | 0 | 0 | 0 | 0 | 0 | 0 | 0 | 0 | 0 | 0 | 0 | 0 | 0 | 0 | 0 | 0 | 0 | 0 | 0
F6_Commercial_WA - Health_New_Space Heating_Natural Gas_Infiltration Control - Loading Dock Sealing_A_Achievable Economic TRC Potential | F6 | Commercial | WA - Health | New | Space Heating | Natural Gas | Infiltration Control - Loading Dock Sealing | A | Incremental Winter Peak Savings (MW) | Achievable Economic TRC Potential | 0 | 0 | 0 | 0 | 0 | 0 | 0 | 0 | 0 | 0 | 0 | 0 | 0 | 0 | 0 | 0 | 0 | 0 | 0 | 0 | 0 | 0 | 0 | 0 | 0 | 0 | 0
F7_Commercial_WA - Health_New_Space Heating_Natural Gas_Infiltration Control - Loading Dock Sealing_A_Achievable Economic TRC Potential | F7 | Commercial | WA - Health | New | Space Heating | Natural Gas | Infiltration Control - Loading Dock Sealing | A | Cumulative Energy Savings (MWh or mTherms) | Achievable Economic TRC Potential | 0 | 0 | 0 | 0 | 0 | 0 | 0 | 0 | 0 | 0 | 0 | 0 | 0 | 0 | 0 | 0 | 0 | 0 | 0 | 0 | 0 | 0 | 0 | 0 | 0 | 0 | 0
F8_Commercial_WA - Health_New_Space Heating_Natural Gas_Infiltration Control - Loading Dock Sealing_A_Achievable Economic TRC Potential | F8 | Commercial | WA - Health | New | Space Heating | Natural Gas | Infiltration Control - Loading Dock Sealing | A | Cumulative Summer Peak Savings (MW) | Achievable Economic TRC Potential | 0 | 0 | 0 | 0 | 0 | 0 | 0 | 0 | 0 | 0 | 0 | 0 | 0 | 0 | 0 | 0 | 0 | 0 | 0 | 0 | 0 | 0 | 0 | 0 | 0 | 0 | 0
F9_Commercial_WA - Health_New_Space Heating_Natural Gas_Infiltration Control - Loading Dock Sealing_A_Achievable Economic TRC Potential | F9 | Commercial | WA - Health | New | Space Heating | Natural Gas | Infiltration Control - Loading Dock Sealing | A | Cumulative Winter Peak Savings (MW) | Achievable Economic TRC Potential | 0 | 0 | 0 | 0 | 0 | 0 | 0 | 0 | 0 | 0 | 0 | 0 | 0 | 0 | 0 | 0 | 0 | 0 | 0 | 0 | 0 | 0 | 0 | 0 | 0 | 0 | 0
F10_Commercial_WA - Health_New_Space Heating_Natural Gas_Infiltration Control - Loading Dock Sealing_A_Achievable Economic TRC Potential | F10 | Commercial | WA - Health | New | Space Heating | Natural Gas | Infiltration Control - Loading Dock Sealing | A | Purchases (Incremental) | Achievable Economic TRC Potential | 0 | 0 | 0 | 0 | 0 | 0 | 0 | 0 | 0 | 0 | 0 | 0 | 0 | 0 | 0 | 0 | 0 | 0 | 0 | 0 | 0 | 0 | 0 | 0 | 0 | 0 | 0
F11_Commercial_WA - Health_New_Space Heating_Natural Gas_Infiltration Control - Loading Dock Sealing_A_Achievable Economic TRC Potential | F11 | Commercial | WA - Health | New | Space Heating | Natural Gas | Infiltration Control - Loading Dock Sealing | A | Purchases (Cumulative) | Achievable Economic TRC Potential | 0 | 0 | 0 | 0 | 0 | 0 | 0 | 0 | 0 | 0 | 0 | 0 | 0 | 0 | 0 | 0 | 0 | 0 | 0 | 0 | 0 | 0 | 0 | 0 | 0 | 0 | 0
F1_Commercial_WA - Health_New_Space Heating_Natural Gas_Greenhouse Heat Curtain_A_Achievable Economic TRC Potential | F1 | Commercial | WA - Health | New | Space Heating | Natural Gas | Greenhouse Heat Curtain | A | Integrated Unit Energy Savings (kWh or therms) | Achievable Economic TRC Potential | 0 | 0 | 0 | 0 | 0 | 0 | 0 | 0 | 0 | 0 | 0 | 0 | 0 | 0 | 0 | 0 | 0 | 0 | 0 | 0 | 0 | 0 | 0 | 0 | 0 | 0 | 0
F2_Commercial_WA - Health_New_Space Heating_Natural Gas_Greenhouse Heat Curtain_A_Achievable Economic TRC Potential | F2 | Commercial | WA - Health | New | Space Heating | Natural Gas | Greenhouse Heat Curtain | A | Integrated Unit Summer Peak Savings (kW) | Achievable Economic TRC Potential | 0 | 0 | 0 | 0 | 0 | 0 | 0 | 0 | 0 | 0 | 0 | 0 | 0 | 0 | 0 | 0 | 0 | 0 | 0 | 0 | 0 | 0 | 0 | 0 | 0 | 0 | 0
F3_Commercial_WA - Health_New_Space Heating_Natural Gas_Greenhouse Heat Curtain_A_Achievable Economic TRC Potential | F3 | Commercial | WA - Health | New | Space Heating | Natural Gas | Greenhouse Heat Curtain | A | Integrated Unit Winter Peak Savings (kW) | Achievable Economic TRC Potential | 0 | 0 | 0 | 0 | 0 | 0 | 0 | 0 | 0 | 0 | 0 | 0 | 0 | 0 | 0 | 0 | 0 | 0 | 0 | 0 | 0 | 0 | 0 | 0 | 0 | 0 | 0
F4_Commercial_WA - Health_New_Space Heating_Natural Gas_Greenhouse Heat Curtain_A_Achievable Economic TRC Potential | F4 | Commercial | WA - Health | New | Space Heating | Natural Gas | Greenhouse Heat Curtain | A | Incremental Energy Savings (MWh or mTherms) | Achievable Economic TRC Potential | 0 | 0 | 0 | 0 | 0 | 0 | 0 | 0 | 0 | 0 | 0 | 0 | 0 | 0 | 0 | 0 | 0 | 0 | 0 | 0 | 0 | 0 | 0 | 0 | 0 | 0 | 0
F5_Commercial_WA - Health_New_Space Heating_Natural Gas_Greenhouse Heat Curtain_A_Achievable Economic TRC Potential | F5 | Commercial | WA - Health | New | Space Heating | Natural Gas | Greenhouse Heat Curtain | A | Incremental Summer Peak Savings (MW) | Achievable Economic TRC Potential | 0 | 0 | 0 | 0 | 0 | 0 | 0 | 0 | 0 | 0 | 0 | 0 | 0 | 0 | 0 | 0 | 0 | 0 | 0 | 0 | 0 | 0 | 0 | 0 | 0 | 0 | 0
F6_Commercial_WA - Health_New_Space Heating_Natural Gas_Greenhouse Heat Curtain_A_Achievable Economic TRC Potential | F6 | Commercial | WA - Health | New | Space Heating | Natural Gas | Greenhouse Heat Curtain | A | Incremental Winter Peak Savings (MW) | Achievable Economic TRC Potential | 0 | 0 | 0 | 0 | 0 | 0 | 0 | 0 | 0 | 0 | 0 | 0 | 0 | 0 | 0 | 0 | 0 | 0 | 0 | 0 | 0 | 0 | 0 | 0 | 0 | 0 | 0
F7_Commercial_WA - Health_New_Space Heating_Natural Gas_Greenhouse Heat Curtain_A_Achievable Economic TRC Potential | F7 | Commercial | WA - Health | New | Space Heating | Natural Gas | Greenhouse Heat Curtain | A | Cumulative Energy Savings (MWh or mTherms) | Achievable Economic TRC Potential | 0 | 0 | 0 | 0 | 0 | 0 | 0 | 0 | 0 | 0 | 0 | 0 | 0 | 0 | 0 | 0 | 0 | 0 | 0 | 0 | 0 | 0 | 0 | 0 | 0 | 0 | 0
F8_Commercial_WA - Health_New_Space Heating_Natural Gas_Greenhouse Heat Curtain_A_Achievable Economic TRC Potential | F8 | Commercial | WA - Health | New | Space Heating | Natural Gas | Greenhouse Heat Curtain | A | Cumulative Summer Peak Savings (MW) | Achievable Economic TRC Potential | 0 | 0 | 0 | 0 | 0 | 0 | 0 | 0 | 0 | 0 | 0 | 0 | 0 | 0 | 0 | 0 | 0 | 0 | 0 | 0 | 0 | 0 | 0 | 0 | 0 | 0 | 0
F9_Commercial_WA - Health_New_Space Heating_Natural Gas_Greenhouse Heat Curtain_A_Achievable Economic TRC Potential | F9 | Commercial | WA - Health | New | Space Heating | Natural Gas | Greenhouse Heat Curtain | A | Cumulative Winter Peak Savings (MW) | Achievable Economic TRC Potential | 0 | 0 | 0 | 0 | 0 | 0 | 0 | 0 | 0 | 0 | 0 | 0 | 0 | 0 | 0 | 0 | 0 | 0 | 0 | 0 | 0 | 0 | 0 | 0 | 0 | 0 | 0
F10_Commercial_WA - Health_New_Space Heating_Natural Gas_Greenhouse Heat Curtain_A_Achievable Economic TRC Potential | F10 | Commercial | WA - Health | New | Space Heating | Natural Gas | Greenhouse Heat Curtain | A | Purchases (Incremental) | Achievable Economic TRC Potential | 0 | 0 | 0 | 0 | 0 | 0 | 0 | 0 | 0 | 0 | 0 | 0 | 0 | 0 | 0 | 0 | 0 | 0 | 0 | 0 | 0 | 0 | 0 | 0 | 0 | 0 | 0
F11_Commercial_WA - Health_New_Space Heating_Natural Gas_Greenhouse Heat Curtain_A_Achievable Economic TRC Potential | F11 | Commercial | WA - Health | New | Space Heating | Natural Gas | Greenhouse Heat Curtain | A | Purchases (Cumulative) | Achievable Economic TRC Potential | 0 | 0 | 0 | 0 | 0 | 0 | 0 | 0 | 0 | 0 | 0 | 0 | 0 | 0 | 0 | 0 | 0 | 0 | 0 | 0 | 0 | 0 | 0 | 0 | 0 | 0 | 0
F1_Commercial_WA - Health_New_Space Heating_Natural Gas_Ventilation - Parking Garages, Demand Controlled_A_Achievable Economic TRC Potential | F1 | Commercial | WA - Health | New | Space Heating | Natural Gas | Ventilation - Parking Garages, Demand Controlled | A | Integrated Unit Energy Savings (kWh or therms) | Achievable Economic TRC Potential | 0 | 0 | 0 | 0 | 0 | 0 | 0 | 0 | 0 | 0 | 0 | 0 | 0 | 0 | 0 | 0 | 0 | 0 | 0 | 0 | 0 | 0 | 0 | 0 | 0 | 0 | 0
F2_Commercial_WA - Health_New_Space Heating_Natural Gas_Ventilation - Parking Garages, Demand Controlled_A_Achievable Economic TRC Potential | F2 | Commercial | WA - Health | New | Space Heating | Natural Gas | Ventilation - Parking Garages, Demand Controlled | A | Integrated Unit Summer Peak Savings (kW) | Achievable Economic TRC Potential | 0 | 0 | 0 | 0 | 0 | 0 | 0 | 0 | 0 | 0 | 0 | 0 | 0 | 0 | 0 | 0 | 0 | 0 | 0 | 0 | 0 | 0 | 0 | 0 | 0 | 0 | 0
F3_Commercial_WA - Health_New_Space Heating_Natural Gas_Ventilation - Parking Garages, Demand Controlled_A_Achievable Economic TRC Potential | F3 | Commercial | WA - Health | New | Space Heating | Natural Gas | Ventilation - Parking Garages, Demand Controlled | A | Integrated Unit Winter Peak Savings (kW) | Achievable Economic TRC Potential | 0 | 0 | 0 | 0 | 0 | 0 | 0 | 0 | 0 | 0 | 0 | 0 | 0 | 0 | 0 | 0 | 0 | 0 | 0 | 0 | 0 | 0 | 0 | 0 | 0 | 0 | 0
F4_Commercial_WA - Health_New_Space Heating_Natural Gas_Ventilation - Parking Garages, Demand Controlled_A_Achievable Economic TRC Potential | F4 | Commercial | WA - Health | New | Space Heating | Natural Gas | Ventilation - Parking Garages, Demand Controlled | A | Incremental Energy Savings (MWh or mTherms) | Achievable Economic TRC Potential | 0 | 0 | 0 | 0 | 0 | 0 | 0 | 0 | 0 | 0 | 0 | 0 | 0 | 0 | 0 | 0 | 0 | 0 | 0 | 0 | 0 | 0 | 0 | 0 | 0 | 0 | 0
F5_Commercial_WA - Health_New_Space Heating_Natural Gas_Ventilation - Parking Garages, Demand Controlled_A_Achievable Economic TRC Potential | F5 | Commercial | WA - Health | New | Space Heating | Natural Gas | Ventilation - Parking Garages, Demand Controlled | A | Incremental Summer Peak Savings (MW) | Achievable Economic TRC Potential | 0 | 0 | 0 | 0 | 0 | 0 | 0 | 0 | 0 | 0 | 0 | 0 | 0 | 0 | 0 | 0 | 0 | 0 | 0 | 0 | 0 | 0 | 0 | 0 | 0 | 0 | 0
F6_Commercial_WA - Health_New_Space Heating_Natural Gas_Ventilation - Parking Garages, Demand Controlled_A_Achievable Economic TRC Potential | F6 | Commercial | WA - Health | New | Space Heating | Natural Gas | Ventilation - Parking Garages, Demand Controlled | A | Incremental Winter Peak Savings (MW) | Achievable Economic TRC Potential | 0 | 0 | 0 | 0 | 0 | 0 | 0 | 0 | 0 | 0 | 0 | 0 | 0 | 0 | 0 | 0 | 0 | 0 | 0 | 0 | 0 | 0 | 0 | 0 | 0 | 0 | 0
F7_Commercial_WA - Health_New_Space Heating_Natural Gas_Ventilation - Parking Garages, Demand Controlled_A_Achievable Economic TRC Potential | F7 | Commercial | WA - Health | New | Space Heating | Natural Gas | Ventilation - Parking Garages, Demand Controlled | A | Cumulative Energy Savings (MWh or mTherms) | Achievable Economic TRC Potential | 0 | 0 | 0 | 0 | 0 | 0 | 0 | 0 | 0 | 0 | 0 | 0 | 0 | 0 | 0 | 0 | 0 | 0 | 0 | 0 | 0 | 0 | 0 | 0 | 0 | 0 | 0
F8_Commercial_WA - Health_New_Space Heating_Natural Gas_Ventilation - Parking Garages, Demand Controlled_A_Achievable Economic TRC Potential | F8 | Commercial | WA - Health | New | Space Heating | Natural Gas | Ventilation - Parking Garages, Demand Controlled | A | Cumulative Summer Peak Savings (MW) | Achievable Economic TRC Potential | 0 | 0 | 0 | 0 | 0 | 0 | 0 | 0 | 0 | 0 | 0 | 0 | 0 | 0 | 0 | 0 | 0 | 0 | 0 | 0 | 0 | 0 | 0 | 0 | 0 | 0 | 0
F9_Commercial_WA - Health_New_Space Heating_Natural Gas_Ventilation - Parking Garages, Demand Controlled_A_Achievable Economic TRC Potential | F9 | Commercial | WA - Health | New | Space Heating | Natural Gas | Ventilation - Parking Garages, Demand Controlled | A | Cumulative Winter Peak Savings (MW) | Achievable Economic TRC Potential | 0 | 0 | 0 | 0 | 0 | 0 | 0 | 0 | 0 | 0 | 0 | 0 | 0 | 0 | 0 | 0 | 0 | 0 | 0 | 0 | 0 | 0 | 0 | 0 | 0 | 0 | 0
F10_Commercial_WA - Health_New_Space Heating_Natural Gas_Ventilation - Parking Garages, Demand Controlled_A_Achievable Economic TRC Potential | F10 | Commercial | WA - Health | New | Space Heating | Natural Gas | Ventilation - Parking Garages, Demand Controlled | A | Purchases (Incremental) | Achievable Economic TRC Potential | 0 | 0 | 0 | 0 | 0 | 0 | 0 | 0 | 0 | 0 | 0 | 0 | 0 | 0 | 0 | 0 | 0 | 0 | 0 | 0 | 0 | 0 | 0 | 0 | 0 | 0 | 0
F11_Commercial_WA - Health_New_Space Heating_Natural Gas_Ventilation - Parking Garages, Demand Controlled_A_Achievable Economic TRC Potential | F11 | Commercial | WA - Health | New | Space Heating | Natural Gas | Ventilation - Parking Garages, Demand Controlled | A | Purchases (Cumulative) | Achievable Economic TRC Potential | 0 | 0 | 0 | 0 | 0 | 0 | 0 | 0 | 0 | 0 | 0 | 0 | 0 | 0 | 0 | 0 | 0 | 0 | 0 | 0 | 0 | 0 | 0 | 0 | 0 | 0 | 0
F1_Commercial_WA - Health_New_Miscellaneous_Natural Gas_Pool Heater - Night Covers_A_Achievable Economic TRC Potential | F1 | Commercial | WA - Health | New | Miscellaneous | Natural Gas | Pool Heater - Night Covers | A | Integrated Unit Energy Savings (kWh or therms) | Achievable Economic TRC Potential | 0 | 0 | 0 | 0 | 0 | 0 | 0 | 0 | 0 | 0 | 0 | 0 | 0 | 0 | 0 | 0 | 0 | 0 | 0 | 0 | 0 | 0 | 0 | 0 | 0 | 0 | 0
F2_Commercial_WA - Health_New_Miscellaneous_Natural Gas_Pool Heater - Night Covers_A_Achievable Economic TRC Potential | F2 | Commercial | WA - Health | New | Miscellaneous | Natural Gas | Pool Heater - Night Covers | A | Integrated Unit Summer Peak Savings (kW) | Achievable Economic TRC Potential | 0 | 0 | 0 | 0 | 0 | 0 | 0 | 0 | 0 | 0 | 0 | 0 | 0 | 0 | 0 | 0 | 0 | 0 | 0 | 0 | 0 | 0 | 0 | 0 | 0 | 0 | 0
F3_Commercial_WA - Health_New_Miscellaneous_Natural Gas_Pool Heater - Night Covers_A_Achievable Economic TRC Potential | F3 | Commercial | WA - Health | New | Miscellaneous | Natural Gas | Pool Heater - Night Covers | A | Integrated Unit Winter Peak Savings (kW) | Achievable Economic TRC Potential | 0 | 0 | 0 | 0 | 0 | 0 | 0 | 0 | 0 | 0 | 0 | 0 | 0 | 0 | 0 | 0 | 0 | 0 | 0 | 0 | 0 | 0 | 0 | 0 | 0 | 0 | 0
F4_Commercial_WA - Health_New_Miscellaneous_Natural Gas_Pool Heater - Night Covers_A_Achievable Economic TRC Potential | F4 | Commercial | WA - Health | New | Miscellaneous | Natural Gas | Pool Heater - Night Covers | A | Incremental Energy Savings (MWh or mTherms) | Achievable Economic TRC Potential | 0 | 0 | 0 | 0 | 0 | 0 | 0 | 0 | 0 | 0 | 0 | 0 | 0 | 0 | 0 | 0 | 0 | 0 | 0 | 0 | 0 | 0 | 0 | 0 | 0 | 0 | 0
F5_Commercial_WA - Health_New_Miscellaneous_Natural Gas_Pool Heater - Night Covers_A_Achievable Economic TRC Potential | F5 | Commercial | WA - Health | New | Miscellaneous | Natural Gas | Pool Heater - Night Covers | A | Incremental Summer Peak Savings (MW) | Achievable Economic TRC Potential | 0 | 0 | 0 | 0 | 0 | 0 | 0 | 0 | 0 | 0 | 0 | 0 | 0 | 0 | 0 | 0 | 0 | 0 | 0 | 0 | 0 | 0 | 0 | 0 | 0 | 0 | 0
F6_Commercial_WA - Health_New_Miscellaneous_Natural Gas_Pool Heater - Night Covers_A_Achievable Economic TRC Potential | F6 | Commercial | WA - Health | New | Miscellaneous | Natural Gas | Pool Heater - Night Covers | A | Incremental Winter Peak Savings (MW) | Achievable Economic TRC Potential | 0 | 0 | 0 | 0 | 0 | 0 | 0 | 0 | 0 | 0 | 0 | 0 | 0 | 0 | 0 | 0 | 0 | 0 | 0 | 0 | 0 | 0 | 0 | 0 | 0 | 0 | 0
F7_Commercial_WA - Health_New_Miscellaneous_Natural Gas_Pool Heater - Night Covers_A_Achievable Economic TRC Potential | F7 | Commercial | WA - Health | New | Miscellaneous | Natural Gas | Pool Heater - Night Covers | A | Cumulative Energy Savings (MWh or mTherms) | Achievable Economic TRC Potential | 0 | 0 | 0 | 0 | 0 | 0 | 0 | 0 | 0 | 0 | 0 | 0 | 0 | 0 | 0 | 0 | 0 | 0 | 0 | 0 | 0 | 0 | 0 | 0 | 0 | 0 | 0
F8_Commercial_WA - Health_New_Miscellaneous_Natural Gas_Pool Heater - Night Covers_A_Achievable Economic TRC Potential | F8 | Commercial | WA - Health | New | Miscellaneous | Natural Gas | Pool Heater - Night Covers | A | Cumulative Summer Peak Savings (MW) | Achievable Economic TRC Potential | 0 | 0 | 0 | 0 | 0 | 0 | 0 | 0 | 0 | 0 | 0 | 0 | 0 | 0 | 0 | 0 | 0 | 0 | 0 | 0 | 0 | 0 | 0 | 0 | 0 | 0 | 0
F9_Commercial_WA - Health_New_Miscellaneous_Natural Gas_Pool Heater - Night Covers_A_Achievable Economic TRC Potential | F9 | Commercial | WA - Health | New | Miscellaneous | Natural Gas | Pool Heater - Night Covers | A | Cumulative Winter Peak Savings (MW) | Achievable Economic TRC Potential | 0 | 0 | 0 | 0 | 0 | 0 | 0 | 0 | 0 | 0 | 0 | 0 | 0 | 0 | 0 | 0 | 0 | 0 | 0 | 0 | 0 | 0 | 0 | 0 | 0 | 0 | 0
F10_Commercial_WA - Health_New_Miscellaneous_Natural Gas_Pool Heater - Night Covers_A_Achievable Economic TRC Potential | F10 | Commercial | WA - Health | New | Miscellaneous | Natural Gas | Pool Heater - Night Covers | A | Purchases (Incremental) | Achievable Economic TRC Potential | 0 | 0 | 0 | 0 | 0 | 0 | 0 | 0 | 0 | 0 | 0 | 0 | 0 | 0 | 0 | 0 | 0 | 0 | 0 | 0 | 0 | 0 | 0 | 0 | 0 | 0 | 0
F11_Commercial_WA - Health_New_Miscellaneous_Natural Gas_Pool Heater - Night Covers_A_Achievable Economic TRC Potential | F11 | Commercial | WA - Health | New | Miscellaneous | Natural Gas | Pool Heater - Night Covers | A | Purchases (Cumulative) | Achievable Economic TRC Potential | 0 | 0 | 0 | 0 | 0 | 0 | 0 | 0 | 0 | 0 | 0 | 0 | 0 | 0 | 0 | 0 | 0 | 0 | 0 | 0 | 0 | 0 | 0 | 0 | 0 | 0 | 0
F1_Commercial_WA - Health_New_Space Heating_Natural Gas_Advanced New Construction Designs_A_Achievable Economic TRC Potential | F1 | Commercial | WA - Health | New | Space Heating | Natural Gas | Advanced New Construction Designs | A | Integrated Unit Energy Savings (kWh or therms) | Achievable Economic TRC Potential | 0 | 0 | 0 | 0 | 0 | 0 | 0 | 0 | 0 | 0 | 0 | 0 | 0 | 0 | 0 | 0 | 0 | 0 | 0 | 0 | 0 | 0 | 0 | 0 | 0 | 0 | 0
F2_Commercial_WA - Health_New_Space Heating_Natural Gas_Advanced New Construction Designs_A_Achievable Economic TRC Potential | F2 | Commercial | WA - Health | New | Space Heating | Natural Gas | Advanced New Construction Designs | A | Integrated Unit Summer Peak Savings (kW) | Achievable Economic TRC Potential | 0 | 0 | 0 | 0 | 0 | 0 | 0 | 0 | 0 | 0 | 0 | 0 | 0 | 0 | 0 | 0 | 0 | 0 | 0 | 0 | 0 | 0 | 0 | 0 | 0 | 0 | 0
F3_Commercial_WA - Health_New_Space Heating_Natural Gas_Advanced New Construction Designs_A_Achievable Economic TRC Potential | F3 | Commercial | WA - Health | New | Space Heating | Natural Gas | Advanced New Construction Designs | A | Integrated Unit Winter Peak Savings (kW) | Achievable Economic TRC Potential | 0 | 0 | 0 | 0 | 0 | 0 | 0 | 0 | 0 | 0 | 0 | 0 | 0 | 0 | 0 | 0 | 0 | 0 | 0 | 0 | 0 | 0 | 0 | 0 | 0 | 0 | 0
F4_Commercial_WA - Health_New_Space Heating_Natural Gas_Advanced New Construction Designs_A_Achievable Economic TRC Potential | F4 | Commercial | WA - Health | New | Space Heating | Natural Gas | Advanced New Construction Designs | A | Incremental Energy Savings (MWh or mTherms) | Achievable Economic TRC Potential | 0 | 0 | 0 | 0 | 0 | 0 | 0 | 0 | 0 | 0 | 0 | 0 | 0 | 0 | 0 | 0 | 0 | 0 | 0 | 0 | 0 | 0 | 0 | 0 | 0 | 0 | 0
F5_Commercial_WA - Health_New_Space Heating_Natural Gas_Advanced New Construction Designs_A_Achievable Economic TRC Potential | F5 | Commercial | WA - Health | New | Space Heating | Natural Gas | Advanced New Construction Designs | A | Incremental Summer Peak Savings (MW) | Achievable Economic TRC Potential | 0 | 0 | 0 | 0 | 0 | 0 | 0 | 0 | 0 | 0 | 0 | 0 | 0 | 0 | 0 | 0 | 0 | 0 | 0 | 0 | 0 | 0 | 0 | 0 | 0 | 0 | 0
F6_Commercial_WA - Health_New_Space Heating_Natural Gas_Advanced New Construction Designs_A_Achievable Economic TRC Potential | F6 | Commercial | WA - Health | New | Space Heating | Natural Gas | Advanced New Construction Designs | A | Incremental Winter Peak Savings (MW) | Achievable Economic TRC Potential | 0 | 0 | 0 | 0 | 0 | 0 | 0 | 0 | 0 | 0 | 0 | 0 | 0 | 0 | 0 | 0 | 0 | 0 | 0 | 0 | 0 | 0 | 0 | 0 | 0 | 0 | 0
F7_Commercial_WA - Health_New_Space Heating_Natural Gas_Advanced New Construction Designs_A_Achievable Economic TRC Potential | F7 | Commercial | WA - Health | New | Space Heating | Natural Gas | Advanced New Construction Designs | A | Cumulative Energy Savings (MWh or mTherms) | Achievable Economic TRC Potential | 0 | 0 | 0 | 0 | 0 | 0 | 0 | 0 | 0 | 0 | 0 | 0 | 0 | 0 | 0 | 0 | 0 | 0 | 0 | 0 | 0 | 0 | 0 | 0 | 0 | 0 | 0
F8_Commercial_WA - Health_New_Space Heating_Natural Gas_Advanced New Construction Designs_A_Achievable Economic TRC Potential | F8 | Commercial | WA - Health | New | Space Heating | Natural Gas | Advanced New Construction Designs | A | Cumulative Summer Peak Savings (MW) | Achievable Economic TRC Potential | 0 | 0 | 0 | 0 | 0 | 0 | 0 | 0 | 0 | 0 | 0 | 0 | 0 | 0 | 0 | 0 | 0 | 0 | 0 | 0 | 0 | 0 | 0 | 0 | 0 | 0 | 0
F9_Commercial_WA - Health_New_Space Heating_Natural Gas_Advanced New Construction Designs_A_Achievable Economic TRC Potential | F9 | Commercial | WA - Health | New | Space Heating | Natural Gas | Advanced New Construction Designs | A | Cumulative Winter Peak Savings (MW) | Achievable Economic TRC Potential | 0 | 0 | 0 | 0 | 0 | 0 | 0 | 0 | 0 | 0 | 0 | 0 | 0 | 0 | 0 | 0 | 0 | 0 | 0 | 0 | 0 | 0 | 0 | 0 | 0 | 0 | 0
F10_Commercial_WA - Health_New_Space Heating_Natural Gas_Advanced New Construction Designs_A_Achievable Economic TRC Potential | F10 | Commercial | WA - Health | New | Space Heating | Natural Gas | Advanced New Construction Designs | A | Purchases (Incremental) | Achievable Economic TRC Potential | 0 | 0 | 0 | 0 | 0 | 0 | 0 | 0 | 0 | 0 | 0 | 0 | 0 | 0 | 0 | 0 | 0 | 0 | 0 | 0 | 0 | 0 | 0 | 0 | 0 | 0 | 0
F11_Commercial_WA - Health_New_Space Heating_Natural Gas_Advanced New Construction Designs_A_Achievable Economic TRC Potential | F11 | Commercial | WA - Health | New | Space Heating | Natural Gas | Advanced New Construction Designs | A | Purchases (Cumulative) | Achievable Economic TRC Potential | 0 | 0 | 0 | 0 | 0 | 0 | 0 | 0 | 0 | 0 | 0 | 0 | 0 | 0 | 0 | 0 | 0 | 0 | 0 | 0 | 0 | 0 | 0 | 0 | 0 | 0 | 0
F1_Commercial_WA - Health_New_Water Heating_Natural Gas_Advanced New Construction Designs_A_Achievable Economic TRC Potential | F1 | Commercial | WA - Health | New | Water Heating | Natural Gas | Advanced New Construction Designs | A | Integrated Unit Energy Savings (kWh or therms) | Achievable Economic TRC Potential | 0 | 0 | 0 | 0 | 0 | 0 | 0 | 0 | 0 | 0 | 0 | 0 | 0 | 0 | 0 | 0 | 0 | 0 | 0 | 0 | 0 | 0 | 0 | 0 | 0 | 0 | 0
F2_Commercial_WA - Health_New_Water Heating_Natural Gas_Advanced New Construction Designs_A_Achievable Economic TRC Potential | F2 | Commercial | WA - Health | New | Water Heating | Natural Gas | Advanced New Construction Designs | A | Integrated Unit Summer Peak Savings (kW) | Achievable Economic TRC Potential | 0 | 0 | 0 | 0 | 0 | 0 | 0 | 0 | 0 | 0 | 0 | 0 | 0 | 0 | 0 | 0 | 0 | 0 | 0 | 0 | 0 | 0 | 0 | 0 | 0 | 0 | 0
F3_Commercial_WA - Health_New_Water Heating_Natural Gas_Advanced New Construction Designs_A_Achievable Economic TRC Potential | F3 | Commercial | WA - Health | New | Water Heating | Natural Gas | Advanced New Construction Designs | A | Integrated Unit Winter Peak Savings (kW) | Achievable Economic TRC Potential | 0 | 0 | 0 | 0 | 0 | 0 | 0 | 0 | 0 | 0 | 0 | 0 | 0 | 0 | 0 | 0 | 0 | 0 | 0 | 0 | 0 | 0 | 0 | 0 | 0 | 0 | 0
F4_Commercial_WA - Health_New_Water Heating_Natural Gas_Advanced New Construction Designs_A_Achievable Economic TRC Potential | F4 | Commercial | WA - Health | New | Water Heating | Natural Gas | Advanced New Construction Designs | A | Incremental Energy Savings (MWh or mTherms) | Achievable Economic TRC Potential | 0 | 0 | 0 | 0 | 0 | 0 | 0 | 0 | 0 | 0 | 0 | 0 | 0 | 0 | 0 | 0 | 0 | 0 | 0 | 0 | 0 | 0 | 0 | 0 | 0 | 0 | 0
F5_Commercial_WA - Health_New_Water Heating_Natural Gas_Advanced New Construction Designs_A_Achievable Economic TRC Potential | F5 | Commercial | WA - Health | New | Water Heating | Natural Gas | Advanced New Construction Designs | A | Incremental Summer Peak Savings (MW) | Achievable Economic TRC Potential | 0 | 0 | 0 | 0 | 0 | 0 | 0 | 0 | 0 | 0 | 0 | 0 | 0 | 0 | 0 | 0 | 0 | 0 | 0 | 0 | 0 | 0 | 0 | 0 | 0 | 0 | 0
F6_Commercial_WA - Health_New_Water Heating_Natural Gas_Advanced New Construction Designs_A_Achievable Economic TRC Potential | F6 | Commercial | WA - Health | New | Water Heating | Natural Gas | Advanced New Construction Designs | A | Incremental Winter Peak Savings (MW) | Achievable Economic TRC Potential | 0 | 0 | 0 | 0 | 0 | 0 | 0 | 0 | 0 | 0 | 0 | 0 | 0 | 0 | 0 | 0 | 0 | 0 | 0 | 0 | 0 | 0 | 0 | 0 | 0 | 0 | 0
F7_Commercial_WA - Health_New_Water Heating_Natural Gas_Advanced New Construction Designs_A_Achievable Economic TRC Potential | F7 | Commercial | WA - Health | New | Water Heating | Natural Gas | Advanced New Construction Designs | A | Cumulative Energy Savings (MWh or mTherms) | Achievable Economic TRC Potential | 0 | 0 | 0 | 0 | 0 | 0 | 0 | 0 | 0 | 0 | 0 | 0 | 0 | 0 | 0 | 0 | 0 | 0 | 0 | 0 | 0 | 0 | 0 | 0 | 0 | 0 | 0
F8_Commercial_WA - Health_New_Water Heating_Natural Gas_Advanced New Construction Designs_A_Achievable Economic TRC Potential | F8 | Commercial | WA - Health | New | Water Heating | Natural Gas | Advanced New Construction Designs | A | Cumulative Summer Peak Savings (MW) | Achievable Economic TRC Potential | 0 | 0 | 0 | 0 | 0 | 0 | 0 | 0 | 0 | 0 | 0 | 0 | 0 | 0 | 0 | 0 | 0 | 0 | 0 | 0 | 0 | 0 | 0 | 0 | 0 | 0 | 0
F9_Commercial_WA - Health_New_Water Heating_Natural Gas_Advanced New Construction Designs_A_Achievable Economic TRC Potential | F9 | Commercial | WA - Health | New | Water Heating | Natural Gas | Advanced New Construction Designs | A | Cumulative Winter Peak Savings (MW) | Achievable Economic TRC Potential | 0 | 0 | 0 | 0 | 0 | 0 | 0 | 0 | 0 | 0 | 0 | 0 | 0 | 0 | 0 | 0 | 0 | 0 | 0 | 0 | 0 | 0 | 0 | 0 | 0 | 0 | 0
F10_Commercial_WA - Health_New_Water Heating_Natural Gas_Advanced New Construction Designs_A_Achievable Economic TRC Potential | F10 | Commercial | WA - Health | New | Water Heating | Natural Gas | Advanced New Construction Designs | A | Purchases (Incremental) | Achievable Economic TRC Potential | 0 | 0 | 0 | 0 | 0 | 0 | 0 | 0 | 0 | 0 | 0 | 0 | 0 | 0 | 0 | 0 | 0 | 0 | 0 | 0 | 0 | 0 | 0 | 0 | 0 | 0 | 0
F11_Commercial_WA - Health_New_Water Heating_Natural Gas_Advanced New Construction Designs_A_Achievable Economic TRC Potential | F11 | Commercial | WA - Health | New | Water Heating | Natural Gas | Advanced New Construction Designs | A | Purchases (Cumulative) | Achievable Economic TRC Potential | 0 | 0 | 0 | 0 | 0 | 0 | 0 | 0 | 0 | 0 | 0 | 0 | 0 | 0 | 0 | 0 | 0 | 0 | 0 | 0 | 0 | 0 | 0 | 0 | 0 | 0 | 0
F1_Commercial_WA - Health_New_Space Heating_Natural Gas_Strategic Energy Management_A_Achievable Economic TRC Potential | F1 | Commercial | WA - Health | New | Space Heating | Natural Gas | Strategic Energy Management | A | Integrated Unit Energy Savings (kWh or therms) | Achievable Economic TRC Potential | 0 | 0 | 0 | 0 | 0 | 0 | 0 | 0 | 0 | 0 | 0 | 0 | 0 | 0 | 0 | 0 | 0 | 0 | 0 | 0 | 0 | 0 | 0 | 0 | 0 | 0 | 0
F2_Commercial_WA - Health_New_Space Heating_Natural Gas_Strategic Energy Management_A_Achievable Economic TRC Potential | F2 | Commercial | WA - Health | New | Space Heating | Natural Gas | Strategic Energy Management | A | Integrated Unit Summer Peak Savings (kW) | Achievable Economic TRC Potential | 0 | 0 | 0 | 0 | 0 | 0 | 0 | 0 | 0 | 0 | 0 | 0 | 0 | 0 | 0 | 0 | 0 | 0 | 0 | 0 | 0 | 0 | 0 | 0 | 0 | 0 | 0
F3_Commercial_WA - Health_New_Space Heating_Natural Gas_Strategic Energy Management_A_Achievable Economic TRC Potential | F3 | Commercial | WA - Health | New | Space Heating | Natural Gas | Strategic Energy Management | A | Integrated Unit Winter Peak Savings (kW) | Achievable Economic TRC Potential | 0 | 0 | 0 | 0 | 0 | 0 | 0 | 0 | 0 | 0 | 0 | 0 | 0 | 0 | 0 | 0 | 0 | 0 | 0 | 0 | 0 | 0 | 0 | 0 | 0 | 0 | 0
F4_Commercial_WA - Health_New_Space Heating_Natural Gas_Strategic Energy Management_A_Achievable Economic TRC Potential | F4 | Commercial | WA - Health | New | Space Heating | Natural Gas | Strategic Energy Management | A | Incremental Energy Savings (MWh or mTherms) | Achievable Economic TRC Potential | 0 | 0 | 0 | 0 | 0 | 0 | 0 | 0 | 0 | 0 | 0 | 0 | 0 | 0 | 0 | 0 | 0 | 0 | 0 | 0 | 0 | 0 | 0 | 0 | 0 | 0 | 0
F5_Commercial_WA - Health_New_Space Heating_Natural Gas_Strategic Energy Management_A_Achievable Economic TRC Potential | F5 | Commercial | WA - Health | New | Space Heating | Natural Gas | Strategic Energy Management | A | Incremental Summer Peak Savings (MW) | Achievable Economic TRC Potential | 0 | 0 | 0 | 0 | 0 | 0 | 0 | 0 | 0 | 0 | 0 | 0 | 0 | 0 | 0 | 0 | 0 | 0 | 0 | 0 | 0 | 0 | 0 | 0 | 0 | 0 | 0
F6_Commercial_WA - Health_New_Space Heating_Natural Gas_Strategic Energy Management_A_Achievable Economic TRC Potential | F6 | Commercial | WA - Health | New | Space Heating | Natural Gas | Strategic Energy Management | A | Incremental Winter Peak Savings (MW) | Achievable Economic TRC Potential | 0 | 0 | 0 | 0 | 0 | 0 | 0 | 0 | 0 | 0 | 0 | 0 | 0 | 0 | 0 | 0 | 0 | 0 | 0 | 0 | 0 | 0 | 0 | 0 | 0 | 0 | 0
F7_Commercial_WA - Health_New_Space Heating_Natural Gas_Strategic Energy Management_A_Achievable Economic TRC Potential | F7 | Commercial | WA - Health | New | Space Heating | Natural Gas | Strategic Energy Management | A | Cumulative Energy Savings (MWh or mTherms) | Achievable Economic TRC Potential | 0 | 0 | 0 | 0 | 0 | 0 | 0 | 0 | 0 | 0 | 0 | 0 | 0 | 0 | 0 | 0 | 0 | 0 | 0 | 0 | 0 | 0 | 0 | 0 | 0 | 0 | 0
F8_Commercial_WA - Health_New_Space Heating_Natural Gas_Strategic Energy Management_A_Achievable Economic TRC Potential | F8 | Commercial | WA - Health | New | Space Heating | Natural Gas | Strategic Energy Management | A | Cumulative Summer Peak Savings (MW) | Achievable Economic TRC Potential | 0 | 0 | 0 | 0 | 0 | 0 | 0 | 0 | 0 | 0 | 0 | 0 | 0 | 0 | 0 | 0 | 0 | 0 | 0 | 0 | 0 | 0 | 0 | 0 | 0 | 0 | 0
F9_Commercial_WA - Health_New_Space Heating_Natural Gas_Strategic Energy Management_A_Achievable Economic TRC Potential | F9 | Commercial | WA - Health | New | Space Heating | Natural Gas | Strategic Energy Management | A | Cumulative Winter Peak Savings (MW) | Achievable Economic TRC Potential | 0 | 0 | 0 | 0 | 0 | 0 | 0 | 0 | 0 | 0 | 0 | 0 | 0 | 0 | 0 | 0 | 0 | 0 | 0 | 0 | 0 | 0 | 0 | 0 | 0 | 0 | 0
F10_Commercial_WA - Health_New_Space Heating_Natural Gas_Strategic Energy Management_A_Achievable Economic TRC Potential | F10 | Commercial | WA - Health | New | Space Heating | Natural Gas | Strategic Energy Management | A | Purchases (Incremental) | Achievable Economic TRC Potential | 0 | 0 | 0 | 0 | 0 | 0 | 0 | 0 | 0 | 0 | 0 | 0 | 0 | 0 | 0 | 0 | 0 | 0 | 0 | 0 | 0 | 0 | 0 | 0 | 0 | 0 | 0
F11_Commercial_WA - Health_New_Space Heating_Natural Gas_Strategic Energy Management_A_Achievable Economic TRC Potential | F11 | Commercial | WA - Health | New | Space Heating | Natural Gas | Strategic Energy Management | A | Purchases (Cumulative) | Achievable Economic TRC Potential | 0 | 0 | 0 | 0 | 0 | 0 | 0 | 0 | 0 | 0 | 0 | 0 | 0 | 0 | 0 | 0 | 0 | 0 | 0 | 0 | 0 | 0 | 0 | 0 | 0 | 0 | 0
F1_Commercial_WA - Health_New_Water Heating_Natural Gas_Strategic Energy Management_A_Achievable Economic TRC Potential | F1 | Commercial | WA - Health | New | Water Heating | Natural Gas | Strategic Energy Management | A | Integrated Unit Energy Savings (kWh or therms) | Achievable Economic TRC Potential | 0 | 0 | 0 | 0 | 0 | 0 | 0 | 0 | 0 | 0 | 0 | 0 | 0 | 0 | 0 | 0 | 0 | 0 | 0 | 0 | 0 | 0 | 0 | 0 | 0 | 0 | 0
F2_Commercial_WA - Health_New_Water Heating_Natural Gas_Strategic Energy Management_A_Achievable Economic TRC Potential | F2 | Commercial | WA - Health | New | Water Heating | Natural Gas | Strategic Energy Management | A | Integrated Unit Summer Peak Savings (kW) | Achievable Economic TRC Potential | 0 | 0 | 0 | 0 | 0 | 0 | 0 | 0 | 0 | 0 | 0 | 0 | 0 | 0 | 0 | 0 | 0 | 0 | 0 | 0 | 0 | 0 | 0 | 0 | 0 | 0 | 0
F3_Commercial_WA - Health_New_Water Heating_Natural Gas_Strategic Energy Management_A_Achievable Economic TRC Potential | F3 | Commercial | WA - Health | New | Water Heating | Natural Gas | Strategic Energy Management | A | Integrated Unit Winter Peak Savings (kW) | Achievable Economic TRC Potential | 0 | 0 | 0 | 0 | 0 | 0 | 0 | 0 | 0 | 0 | 0 | 0 | 0 | 0 | 0 | 0 | 0 | 0 | 0 | 0 | 0 | 0 | 0 | 0 | 0 | 0 | 0
F4_Commercial_WA - Health_New_Water Heating_Natural Gas_Strategic Energy Management_A_Achievable Economic TRC Potential | F4 | Commercial | WA - Health | New | Water Heating | Natural Gas | Strategic Energy Management | A | Incremental Energy Savings (MWh or mTherms) | Achievable Economic TRC Potential | 0 | 0 | 0 | 0 | 0 | 0 | 0 | 0 | 0 | 0 | 0 | 0 | 0 | 0 | 0 | 0 | 0 | 0 | 0 | 0 | 0 | 0 | 0 | 0 | 0 | 0 | 0
F5_Commercial_WA - Health_New_Water Heating_Natural Gas_Strategic Energy Management_A_Achievable Economic TRC Potential | F5 | Commercial | WA - Health | New | Water Heating | Natural Gas | Strategic Energy Management | A | Incremental Summer Peak Savings (MW) | Achievable Economic TRC Potential | 0 | 0 | 0 | 0 | 0 | 0 | 0 | 0 | 0 | 0 | 0 | 0 | 0 | 0 | 0 | 0 | 0 | 0 | 0 | 0 | 0 | 0 | 0 | 0 | 0 | 0 | 0
F6_Commercial_WA - Health_New_Water Heating_Natural Gas_Strategic Energy Management_A_Achievable Economic TRC Potential | F6 | Commercial | WA - Health | New | Water Heating | Natural Gas | Strategic Energy Management | A | Incremental Winter Peak Savings (MW) | Achievable Economic TRC Potential | 0 | 0 | 0 | 0 | 0 | 0 | 0 | 0 | 0 | 0 | 0 | 0 | 0 | 0 | 0 | 0 | 0 | 0 | 0 | 0 | 0 | 0 | 0 | 0 | 0 | 0 | 0
F7_Commercial_WA - Health_New_Water Heating_Natural Gas_Strategic Energy Management_A_Achievable Economic TRC Potential | F7 | Commercial | WA - Health | New | Water Heating | Natural Gas | Strategic Energy Management | A | Cumulative Energy Savings (MWh or mTherms) | Achievable Economic TRC Potential | 0 | 0 | 0 | 0 | 0 | 0 | 0 | 0 | 0 | 0 | 0 | 0 | 0 | 0 | 0 | 0 | 0 | 0 | 0 | 0 | 0 | 0 | 0 | 0 | 0 | 0 | 0
F8_Commercial_WA - Health_New_Water Heating_Natural Gas_Strategic Energy Management_A_Achievable Economic TRC Potential | F8 | Commercial | WA - Health | New | Water Heating | Natural Gas | Strategic Energy Management | A | Cumulative Summer Peak Savings (MW) | Achievable Economic TRC Potential | 0 | 0 | 0 | 0 | 0 | 0 | 0 | 0 | 0 | 0 | 0 | 0 | 0 | 0 | 0 | 0 | 0 | 0 | 0 | 0 | 0 | 0 | 0 | 0 | 0 | 0 | 0
F9_Commercial_WA - Health_New_Water Heating_Natural Gas_Strategic Energy Management_A_Achievable Economic TRC Potential | F9 | Commercial | WA - Health | New | Water Heating | Natural Gas | Strategic Energy Management | A | Cumulative Winter Peak Savings (MW) | Achievable Economic TRC Potential | 0 | 0 | 0 | 0 | 0 | 0 | 0 | 0 | 0 | 0 | 0 | 0 | 0 | 0 | 0 | 0 | 0 | 0 | 0 | 0 | 0 | 0 | 0 | 0 | 0 | 0 | 0
F10_Commercial_WA - Health_New_Water Heating_Natural Gas_Strategic Energy Management_A_Achievable Economic TRC Potential | F10 | Commercial | WA - Health | New | Water Heating | Natural Gas | Strategic Energy Management | A | Purchases (Incremental) | Achievable Economic TRC Potential | 0 | 0 | 0 | 0 | 0 | 0 | 0 | 0 | 0 | 0 | 0 | 0 | 0 | 0 | 0 | 0 | 0 | 0 | 0 | 0 | 0 | 0 | 0 | 0 | 0 | 0 | 0
F11_Commercial_WA - Health_New_Water Heating_Natural Gas_Strategic Energy Management_A_Achievable Economic TRC Potential | F11 | Commercial | WA - Health | New | Water Heating | Natural Gas | Strategic Energy Management | A | Purchases (Cumulative) | Achievable Economic TRC Potential | 0 | 0 | 0 | 0 | 0 | 0 | 0 | 0 | 0 | 0 | 0 | 0 | 0 | 0 | 0 | 0 | 0 | 0 | 0 | 0 | 0 | 0 | 0 | 0 | 0 | 0 | 0
F1_Commercial_WA - Health_New_Space Heating_Natural Gas_Retrocommissioning_A_Achievable Economic TRC Potential | F1 | Commercial | WA - Health | New | Space Heating | Natural Gas | Retrocommissioning | A | Integrated Unit Energy Savings (kWh or therms) | Achievable Economic TRC Potential | 0 | 0 | 0 | 0 | 0 | 0 | 0 | 0 | 0 | 0 | 0 | 0 | 0 | 0 | 0 | 0 | 0 | 0 | 0 | 0 | 0 | 0 | 0 | 0 | 0 | 0 | 0
F2_Commercial_WA - Health_New_Space Heating_Natural Gas_Retrocommissioning_A_Achievable Economic TRC Potential | F2 | Commercial | WA - Health | New | Space Heating | Natural Gas | Retrocommissioning | A | Integrated Unit Summer Peak Savings (kW) | Achievable Economic TRC Potential | 0 | 0 | 0 | 0 | 0 | 0 | 0 | 0 | 0 | 0 | 0 | 0 | 0 | 0 | 0 | 0 | 0 | 0 | 0 | 0 | 0 | 0 | 0 | 0 | 0 | 0 | 0
F3_Commercial_WA - Health_New_Space Heating_Natural Gas_Retrocommissioning_A_Achievable Economic TRC Potential | F3 | Commercial | WA - Health | New | Space Heating | Natural Gas | Retrocommissioning | A | Integrated Unit Winter Peak Savings (kW) | Achievable Economic TRC Potential | 0 | 0 | 0 | 0 | 0 | 0 | 0 | 0 | 0 | 0 | 0 | 0 | 0 | 0 | 0 | 0 | 0 | 0 | 0 | 0 | 0 | 0 | 0 | 0 | 0 | 0 | 0
F4_Commercial_WA - Health_New_Space Heating_Natural Gas_Retrocommissioning_A_Achievable Economic TRC Potential | F4 | Commercial | WA - Health | New | Space Heating | Natural Gas | Retrocommissioning | A | Incremental Energy Savings (MWh or mTherms) | Achievable Economic TRC Potential | 0 | 0 | 0 | 0 | 0 | 0 | 0 | 0 | 0 | 0 | 0 | 0 | 0 | 0 | 0 | 0 | 0 | 0 | 0 | 0 | 0 | 0 | 0 | 0 | 0 | 0 | 0
F5_Commercial_WA - Health_New_Space Heating_Natural Gas_Retrocommissioning_A_Achievable Economic TRC Potential | F5 | Commercial | WA - Health | New | Space Heating | Natural Gas | Retrocommissioning | A | Incremental Summer Peak Savings (MW) | Achievable Economic TRC Potential | 0 | 0 | 0 | 0 | 0 | 0 | 0 | 0 | 0 | 0 | 0 | 0 | 0 | 0 | 0 | 0 | 0 | 0 | 0 | 0 | 0 | 0 | 0 | 0 | 0 | 0 | 0
F6_Commercial_WA - Health_New_Space Heating_Natural Gas_Retrocommissioning_A_Achievable Economic TRC Potential | F6 | Commercial | WA - Health | New | Space Heating | Natural Gas | Retrocommissioning | A | Incremental Winter Peak Savings (MW) | Achievable Economic TRC Potential | 0 | 0 | 0 | 0 | 0 | 0 | 0 | 0 | 0 | 0 | 0 | 0 | 0 | 0 | 0 | 0 | 0 | 0 | 0 | 0 | 0 | 0 | 0 | 0 | 0 | 0 | 0
F7_Commercial_WA - Health_New_Space Heating_Natural Gas_Retrocommissioning_A_Achievable Economic TRC Potential | F7 | Commercial | WA - Health | New | Space Heating | Natural Gas | Retrocommissioning | A | Cumulative Energy Savings (MWh or mTherms) | Achievable Economic TRC Potential | 0 | 0 | 0 | 0 | 0 | 0 | 0 | 0 | 0 | 0 | 0 | 0 | 0 | 0 | 0 | 0 | 0 | 0 | 0 | 0 | 0 | 0 | 0 | 0 | 0 | 0 | 0
F8_Commercial_WA - Health_New_Space Heating_Natural Gas_Retrocommissioning_A_Achievable Economic TRC Potential | F8 | Commercial | WA - Health | New | Space Heating | Natural Gas | Retrocommissioning | A | Cumulative Summer Peak Savings (MW) | Achievable Economic TRC Potential | 0 | 0 | 0 | 0 | 0 | 0 | 0 | 0 | 0 | 0 | 0 | 0 | 0 | 0 | 0 | 0 | 0 | 0 | 0 | 0 | 0 | 0 | 0 | 0 | 0 | 0 | 0
F9_Commercial_WA - Health_New_Space Heating_Natural Gas_Retrocommissioning_A_Achievable Economic TRC Potential | F9 | Commercial | WA - Health | New | Space Heating | Natural Gas | Retrocommissioning | A | Cumulative Winter Peak Savings (MW) | Achievable Economic TRC Potential | 0 | 0 | 0 | 0 | 0 | 0 | 0 | 0 | 0 | 0 | 0 | 0 | 0 | 0 | 0 | 0 | 0 | 0 | 0 | 0 | 0 | 0 | 0 | 0 | 0 | 0 | 0
F10_Commercial_WA - Health_New_Space Heating_Natural Gas_Retrocommissioning_A_Achievable Economic TRC Potential | F10 | Commercial | WA - Health | New | Space Heating | Natural Gas | Retrocommissioning | A | Purchases (Incremental) | Achievable Economic TRC Potential | 0 | 0 | 0 | 0 | 0 | 0 | 0 | 0 | 0 | 0 | 0 | 0 | 0 | 0 | 0 | 0 | 0 | 0 | 0 | 0 | 0 | 0 | 0 | 0 | 0 | 0 | 0
F11_Commercial_WA - Health_New_Space Heating_Natural Gas_Retrocommissioning_A_Achievable Economic TRC Potential | F11 | Commercial | WA - Health | New | Space Heating | Natural Gas | Retrocommissioning | A | Purchases (Cumulative) | Achievable Economic TRC Potential | 0 | 0 | 0 | 0 | 0 | 0 | 0 | 0 | 0 | 0 | 0 | 0 | 0 | 0 | 0 | 0 | 0 | 0 | 0 | 0 | 0 | 0 | 0 | 0 | 0 | 0 | 0
F1_Commercial_WA - Health_New_Water Heating_Natural Gas_Retrocommissioning_A_Achievable Economic TRC Potential | F1 | Commercial | WA - Health | New | Water Heating | Natural Gas | Retrocommissioning | A | Integrated Unit Energy Savings (kWh or therms) | Achievable Economic TRC Potential | 0 | 0 | 0 | 0 | 0 | 0 | 0 | 0 | 0 | 0 | 0 | 0 | 0 | 0 | 0 | 0 | 0 | 0 | 0 | 0 | 0 | 0 | 0 | 0 | 0 | 0 | 0
F2_Commercial_WA - Health_New_Water Heating_Natural Gas_Retrocommissioning_A_Achievable Economic TRC Potential | F2 | Commercial | WA - Health | New | Water Heating | Natural Gas | Retrocommissioning | A | Integrated Unit Summer Peak Savings (kW) | Achievable Economic TRC Potential | 0 | 0 | 0 | 0 | 0 | 0 | 0 | 0 | 0 | 0 | 0 | 0 | 0 | 0 | 0 | 0 | 0 | 0 | 0 | 0 | 0 | 0 | 0 | 0 | 0 | 0 | 0
F3_Commercial_WA - Health_New_Water Heating_Natural Gas_Retrocommissioning_A_Achievable Economic TRC Potential | F3 | Commercial | WA - Health | New | Water Heating | Natural Gas | Retrocommissioning | A | Integrated Unit Winter Peak Savings (kW) | Achievable Economic TRC Potential | 0 | 0 | 0 | 0 | 0 | 0 | 0 | 0 | 0 | 0 | 0 | 0 | 0 | 0 | 0 | 0 | 0 | 0 | 0 | 0 | 0 | 0 | 0 | 0 | 0 | 0 | 0
F4_Commercial_WA - Health_New_Water Heating_Natural Gas_Retrocommissioning_A_Achievable Economic TRC Potential | F4 | Commercial | WA - Health | New | Water Heating | Natural Gas | Retrocommissioning | A | Incremental Energy Savings (MWh or mTherms) | Achievable Economic TRC Potential | 0 | 0 | 0 | 0 | 0 | 0 | 0 | 0 | 0 | 0 | 0 | 0 | 0 | 0 | 0 | 0 | 0 | 0 | 0 | 0 | 0 | 0 | 0 | 0 | 0 | 0 | 0
F5_Commercial_WA - Health_New_Water Heating_Natural Gas_Retrocommissioning_A_Achievable Economic TRC Potential | F5 | Commercial | WA - Health | New | Water Heating | Natural Gas | Retrocommissioning | A | Incremental Summer Peak Savings (MW) | Achievable Economic TRC Potential | 0 | 0 | 0 | 0 | 0 | 0 | 0 | 0 | 0 | 0 | 0 | 0 | 0 | 0 | 0 | 0 | 0 | 0 | 0 | 0 | 0 | 0 | 0 | 0 | 0 | 0 | 0
F6_Commercial_WA - Health_New_Water Heating_Natural Gas_Retrocommissioning_A_Achievable Economic TRC Potential | F6 | Commercial | WA - Health | New | Water Heating | Natural Gas | Retrocommissioning | A | Incremental Winter Peak Savings (MW) | Achievable Economic TRC Potential | 0 | 0 | 0 | 0 | 0 | 0 | 0 | 0 | 0 | 0 | 0 | 0 | 0 | 0 | 0 | 0 | 0 | 0 | 0 | 0 | 0 | 0 | 0 | 0 | 0 | 0 | 0
F7_Commercial_WA - Health_New_Water Heating_Natural Gas_Retrocommissioning_A_Achievable Economic TRC Potential | F7 | Commercial | WA - Health | New | Water Heating | Natural Gas | Retrocommissioning | A | Cumulative Energy Savings (MWh or mTherms) | Achievable Economic TRC Potential | 0 | 0 | 0 | 0 | 0 | 0 | 0 | 0 | 0 | 0 | 0 | 0 | 0 | 0 | 0 | 0 | 0 | 0 | 0 | 0 | 0 | 0 | 0 | 0 | 0 | 0 | 0
F8_Commercial_WA - Health_New_Water Heating_Natural Gas_Retrocommissioning_A_Achievable Economic TRC Potential | F8 | Commercial | WA - Health | New | Water Heating | Natural Gas | Retrocommissioning | A | Cumulative Summer Peak Savings (MW) | Achievable Economic TRC Potential | 0 | 0 | 0 | 0 | 0 | 0 | 0 | 0 | 0 | 0 | 0 | 0 | 0 | 0 | 0 | 0 | 0 | 0 | 0 | 0 | 0 | 0 | 0 | 0 | 0 | 0 | 0
F9_Commercial_WA - Health_New_Water Heating_Natural Gas_Retrocommissioning_A_Achievable Economic TRC Potential | F9 | Commercial | WA - Health | New | Water Heating | Natural Gas | Retrocommissioning | A | Cumulative Winter Peak Savings (MW) | Achievable Economic TRC Potential | 0 | 0 | 0 | 0 | 0 | 0 | 0 | 0 | 0 | 0 | 0 | 0 | 0 | 0 | 0 | 0 | 0 | 0 | 0 | 0 | 0 | 0 | 0 | 0 | 0 | 0 | 0
F10_Commercial_WA - Health_New_Water Heating_Natural Gas_Retrocommissioning_A_Achievable Economic TRC Potential | F10 | Commercial | WA - Health | New | Water Heating | Natural Gas | Retrocommissioning | A | Purchases (Incremental) | Achievable Economic TRC Potential | 0 | 0 | 0 | 0 | 0 | 0 | 0 | 0 | 0 | 0 | 0 | 0 | 0 | 0 | 0 | 0 | 0 | 0 | 0 | 0 | 0 | 0 | 0 | 0 | 0 | 0 | 0
F11_Commercial_WA - Health_New_Water Heating_Natural Gas_Retrocommissioning_A_Achievable Economic TRC Potential | F11 | Commercial | WA - Health | New | Water Heating | Natural Gas | Retrocommissioning | A | Purchases (Cumulative) | Achievable Economic TRC Potential | 0 | 0 | 0 | 0 | 0 | 0 | 0 | 0 | 0 | 0 | 0 | 0 | 0 | 0 | 0 | 0 | 0 | 0 | 0 | 0 | 0 | 0 | 0 | 0 | 0 | 0 | 0
F1_Commercial_OR - College_Existing_Space Heating_Natural Gas_Insulation - Ceiling_A_Achievable Economic TRC Potential | F1 | Commercial | OR - College | Existing | Space Heating | Natural Gas | Insulation - Ceiling | A | Integrated Unit Energy Savings (kWh or therms) | Achievable Economic TRC Potential | 0 | 0 | 0.062202 | 0.061617 | 0.060997 | 0.060348 | 0.05966 | 0.058921 | 0.058131 | 0.057289 | 0.0564 | 0.055476 | 0.054565 | 0.053662 | 0.052774 | 0.051931 | 0.051157 | 0.05054 | 0.050087 | 0.049702 | 0.04941 | 0.049138 | 0.049068 | 0.049005 | 0.048947 | 0.048894 | 0.048845
F2_Commercial_OR - College_Existing_Space Heating_Natural Gas_Insulation - Ceiling_A_Achievable Economic TRC Potential | F2 | Commercial | OR - College | Existing | Space Heating | Natural Gas | Insulation - Ceiling | A | Integrated Unit Summer Peak Savings (kW) | Achievable Economic TRC Potential | 0 | 0 | 0 | 0 | 0 | 0 | 0 | 0 | 0 | 0 | 0 | 0 | 0 | 0 | 0 | 0 | 0 | 0 | 0 | 0 | 0 | 0 | 0 | 0 | 0 | 0 | 0
F3_Commercial_OR - College_Existing_Space Heating_Natural Gas_Insulation - Ceiling_A_Achievable Economic TRC Potential | F3 | Commercial | OR - College | Existing | Space Heating | Natural Gas | Insulation - Ceiling | A | Integrated Unit Winter Peak Savings (kW) | Achievable Economic TRC Potential | 0 | 0 | 0 | 0 | 0 | 0 | 0 | 0 | 0 | 0 | 0 | 0 | 0 | 0 | 0 | 0 | 0 | 0 | 0 | 0 | 0 | 0 | 0 | 0 | 0 | 0 | 0
F4_Commercial_OR - College_Existing_Space Heating_Natural Gas_Insulation - Ceiling_A_Achievable Economic TRC Potential | F4 | Commercial | OR - College | Existing | Space Heating | Natural Gas | Insulation - Ceiling | A | Incremental Energy Savings (MWh or mTherms) | Achievable Economic TRC Potential | 0 | 0 | 0 | 0 | 0 | 0 | 0.46374 | 0.65595 | 0.88031 | 1.1247 | 1.3694 | 1.5884 | 1.7529 | 1.8338 | 1.8111 | 1.6799 | 1.455 | 1.1701 | 0.86677 | 0.63018 | 0.34182 | 0.27195 | 0 | 0 | 0 | 0 | 0
F5_Commercial_OR - College_Existing_Space Heating_Natural Gas_Insulation - Ceiling_A_Achievable Economic TRC Potential | F5 | Commercial | OR - College | Existing | Space Heating | Natural Gas | Insulation - Ceiling | A | Incremental Summer Peak Savings (MW) | Achievable Economic TRC Potential | 0 | 0 | 0 | 0 | 0 | 0 | 0 | 0 | 0 | 0 | 0 | 0 | 0 | 0 | 0 | 0 | 0 | 0 | 0 | 0 | 0 | 0 | 0 | 0 | 0 | 0 | 0
F6_Commercial_OR - College_Existing_Space Heating_Natural Gas_Insulation - Ceiling_A_Achievable Economic TRC Potential | F6 | Commercial | OR - College | Existing | Space Heating | Natural Gas | Insulation - Ceiling | A | Incremental Winter Peak Savings (MW) | Achievable Economic TRC Potential | 0 | 0 | 0 | 0 | 0 | 0 | 0 | 0 | 0 | 0 | 0 | 0 | 0 | 0 | 0 | 0 | 0 | 0 | 0 | 0 | 0 | 0 | 0 | 0 | 0 | 0 | 0
F7_Commercial_OR - College_Existing_Space Heating_Natural Gas_Insulation - Ceiling_A_Achievable Economic TRC Potential | F7 | Commercial | OR - College | Existing | Space Heating | Natural Gas | Insulation - Ceiling | A | Cumulative Energy Savings (MWh or mTherms) | Achievable Economic TRC Potential | 0 | 0 | 0 | 0 | 0 | 0 | 0.46374 | 1.114 | 1.9793 | 3.0753 | 4.397 | 5.9134 | 7.5693 | 9.2778 | 10.9354 | 12.4406 | 13.7102 | 14.715 | 15.4497 | 15.9613 | 16.2092 | 16.3919 | 16.3688 | 16.3477 | 16.3284 | 16.3107 | 16.2944
F8_Commercial_OR - College_Existing_Space Heating_Natural Gas_Insulation - Ceiling_A_Achievable Economic TRC Potential | F8 | Commercial | OR - College | Existing | Space Heating | Natural Gas | Insulation - Ceiling | A | Cumulative Summer Peak Savings (MW) | Achievable Economic TRC Potential | 0 | 0 | 0 | 0 | 0 | 0 | 0 | 0 | 0 | 0 | 0 | 0 | 0 | 0 | 0 | 0 | 0 | 0 | 0 | 0 | 0 | 0 | 0 | 0 | 0 | 0 | 0
F9_Commercial_OR - College_Existing_Space Heating_Natural Gas_Insulation - Ceiling_A_Achievable Economic TRC Potential | F9 | Commercial | OR - College | Existing | Space Heating | Natural Gas | Insulation - Ceiling | A | Cumulative Winter Peak Savings (MW) | Achievable Economic TRC Potential | 0 | 0 | 0 | 0 | 0 | 0 | 0 | 0 | 0 | 0 | 0 | 0 | 0 | 0 | 0 | 0 | 0 | 0 | 0 | 0 | 0 | 0 | 0 | 0 | 0 | 0 | 0
F10_Commercial_OR - College_Existing_Space Heating_Natural Gas_Insulation - Ceiling_A_Achievable Economic TRC Potential | F10 | Commercial | OR - College | Existing | Space Heating | Natural Gas | Insulation - Ceiling | A | Purchases (Incremental) | Achievable Economic TRC Potential | 0 | 0 | 0 | 0 | 0 | 0 | 7773.1151 | 11132.7618 | 15143.6133 | 19631.5924 | 24280.8963 | 28632.9447 | 32124.3032 | 34174.2103 | 34316.8831 | 32349.4497 | 28442.4015 | 23152.6667 | 17305.4854 | 12679.0979 | 6918.1035 | 5534.4828 | 0 | 0 | 0 | 0 | 0
F11_Commercial_OR - College_Existing_Space Heating_Natural Gas_Insulation - Ceiling_A_Achievable Economic TRC Potential | F11 | Commercial | OR - College | Existing | Space Heating | Natural Gas | Insulation - Ceiling | A | Purchases (Cumulative) | Achievable Economic TRC Potential | 0 | 0 | 0 | 0 | 0 | 0 | 7773.1151 | 18905.8769 | 34049.4902 | 53681.0826 | 77961.9789 | 106594.9236 | 138719.2268 | 172893.437 | 207210.3201 | 239559.7698 | 268002.1713 | 291154.838 | 308460.3234 | 321139.4213 | 328057.5247 | 333592.0075 | 333592.0075 | 333592.0075 | 333592.0075 | 333592.0075 | 333592.0075
F1_Commercial_OR - College_Existing_Space Heating_Natural Gas_Insulation - Ducting_A_Achievable Economic TRC Potential | F1 | Commercial | OR - College | Existing | Space Heating | Natural Gas | Insulation - Ducting | A | Integrated Unit Energy Savings (kWh or therms) | Achievable Economic TRC Potential | 0 | 0 | 0 | 0 | 0 | 0 | 0 | 0 | 0 | 0 | 0 | 0 | 0 | 0 | 0 | 0 | 0 | 0 | 0 | 0 | 0 | 0 | 0 | 0 | 0 | 0 | 0
F2_Commercial_OR - College_Existing_Space Heating_Natural Gas_Insulation - Ducting_A_Achievable Economic TRC Potential | F2 | Commercial | OR - College | Existing | Space Heating | Natural Gas | Insulation - Ducting | A | Integrated Unit Summer Peak Savings (kW) | Achievable Economic TRC Potential | 0 | 0 | 0 | 0 | 0 | 0 | 0 | 0 | 0 | 0 | 0 | 0 | 0 | 0 | 0 | 0 | 0 | 0 | 0 | 0 | 0 | 0 | 0 | 0 | 0 | 0 | 0
F3_Commercial_OR - College_Existing_Space Heating_Natural Gas_Insulation - Ducting_A_Achievable Economic TRC Potential | F3 | Commercial | OR - College | Existing | Space Heating | Natural Gas | Insulation - Ducting | A | Integrated Unit Winter Peak Savings (kW) | Achievable Economic TRC Potential | 0 | 0 | 0 | 0 | 0 | 0 | 0 | 0 | 0 | 0 | 0 | 0 | 0 | 0 | 0 | 0 | 0 | 0 | 0 | 0 | 0 | 0 | 0 | 0 | 0 | 0 | 0
F4_Commercial_OR - College_Existing_Space Heating_Natural Gas_Insulation - Ducting_A_Achievable Economic TRC Potential | F4 | Commercial | OR - College | Existing | Space Heating | Natural Gas | Insulation - Ducting | A | Incremental Energy Savings (MWh or mTherms) | Achievable Economic TRC Potential | 0 | 0 | 0 | 0 | 0 | 0 | 0 | 0 | 0 | 0 | 0 | 0 | 0 | 0 | 0 | 0 | 0 | 0 | 0 | 0 | 0 | 0 | 0 | 0 | 0 | 0 | 0
F5_Commercial_OR - College_Existing_Space Heating_Natural Gas_Insulation - Ducting_A_Achievable Economic TRC Potential | F5 | Commercial | OR - College | Existing | Space Heating | Natural Gas | Insulation - Ducting | A | Incremental Summer Peak Savings (MW) | Achievable Economic TRC Potential | 0 | 0 | 0 | 0 | 0 | 0 | 0 | 0 | 0 | 0 | 0 | 0 | 0 | 0 | 0 | 0 | 0 | 0 | 0 | 0 | 0 | 0 | 0 | 0 | 0 | 0 | 0
F6_Commercial_OR - College_Existing_Space Heating_Natural Gas_Insulation - Ducting_A_Achievable Economic TRC Potential | F6 | Commercial | OR - College | Existing | Space Heating | Natural Gas | Insulation - Ducting | A | Incremental Winter Peak Savings (MW) | Achievable Economic TRC Potential | 0 | 0 | 0 | 0 | 0 | 0 | 0 | 0 | 0 | 0 | 0 | 0 | 0 | 0 | 0 | 0 | 0 | 0 | 0 | 0 | 0 | 0 | 0 | 0 | 0 | 0 | 0
F7_Commercial_OR - College_Existing_Space Heating_Natural Gas_Insulation - Ducting_A_Achievable Economic TRC Potential | F7 | Commercial | OR - College | Existing | Space Heating | Natural Gas | Insulation - Ducting | A | Cumulative Energy Savings (MWh or mTherms) | Achievable Economic TRC Potential | 0 | 0 | 0 | 0 | 0 | 0 | 0 | 0 | 0 | 0 | 0 | 0 | 0 | 0 | 0 | 0 | 0 | 0 | 0 | 0 | 0 | 0 | 0 | 0 | 0 | 0 | 0
F8_Commercial_OR - College_Existing_Space Heating_Natural Gas_Insulation - Ducting_A_Achievable Economic TRC Potential | F8 | Commercial | OR - College | Existing | Space Heating | Natural Gas | Insulation - Ducting | A | Cumulative Summer Peak Savings (MW) | Achievable Economic TRC Potential | 0 | 0 | 0 | 0 | 0 | 0 | 0 | 0 | 0 | 0 | 0 | 0 | 0 | 0 | 0 | 0 | 0 | 0 | 0 | 0 | 0 | 0 | 0 | 0 | 0 | 0 | 0
F9_Commercial_OR - College_Existing_Space Heating_Natural Gas_Insulation - Ducting_A_Achievable Economic TRC Potential | F9 | Commercial | OR - College | Existing | Space Heating | Natural Gas | Insulation - Ducting | A | Cumulative Winter Peak Savings (MW) | Achievable Economic TRC Potential | 0 | 0 | 0 | 0 | 0 | 0 | 0 | 0 | 0 | 0 | 0 | 0 | 0 | 0 | 0 | 0 | 0 | 0 | 0 | 0 | 0 | 0 | 0 | 0 | 0 | 0 | 0
F10_Commercial_OR - College_Existing_Space Heating_Natural Gas_Insulation - Ducting_A_Achievable Economic TRC Potential | F10 | Commercial | OR - College | Existing | Space Heating | Natural Gas | Insulation - Ducting | A | Purchases (Incremental) | Achievable Economic TRC Potential | 0 | 0 | 0 | 0 | 0 | 0 | 0 | 0 | 0 | 0 | 0 | 0 | 0 | 0 | 0 | 0 | 0 | 0 | 0 | 0 | 0 | 0 | 0 | 0 | 0 | 0 | 0
F11_Commercial_OR - College_Existing_Space Heating_Natural Gas_Insulation - Ducting_A_Achievable Economic TRC Potential | F11 | Commercial | OR - College | Existing | Space Heating | Natural Gas | Insulation - Ducting | A | Purchases (Cumulative) | Achievable Economic TRC Potential | 0 | 0 | 0 | 0 | 0 | 0 | 0 | 0 | 0 | 0 | 0 | 0 | 0 | 0 | 0 | 0 | 0 | 0 | 0 | 0 | 0 | 0 | 0 | 0 | 0 | 0 | 0
F1_Commercial_OR - College_Existing_Space Heating_Natural Gas_Insulation - Wall Cavity_A_Achievable Economic TRC Potential | F1 | Commercial | OR - College | Existing | Space Heating | Natural Gas | Insulation - Wall Cavity | A | Integrated Unit Energy Savings (kWh or therms) | Achievable Economic TRC Potential | 0 | 0 | 0.19656 | 0.19582 | 0.19509 | 0.19437 | 0.19366 | 0.19295 | 0.19225 | 0.19157 | 0.1909 | 0.19023 | 0.18958 | 0.18894 | 0.18832 | 0.18772 | 0.18716 | 0.18663 | 0.18614 | 0.18568 | 0.18524 | 0.18483 | 0.18457 | 0.18434 | 0.18412 | 0.18392 | 0.18374
F2_Commercial_OR - College_Existing_Space Heating_Natural Gas_Insulation - Wall Cavity_A_Achievable Economic TRC Potential | F2 | Commercial | OR - College | Existing | Space Heating | Natural Gas | Insulation - Wall Cavity | A | Integrated Unit Summer Peak Savings (kW) | Achievable Economic TRC Potential | 0 | 0 | 0 | 0 | 0 | 0 | 0 | 0 | 0 | 0 | 0 | 0 | 0 | 0 | 0 | 0 | 0 | 0 | 0 | 0 | 0 | 0 | 0 | 0 | 0 | 0 | 0
F3_Commercial_OR - College_Existing_Space Heating_Natural Gas_Insulation - Wall Cavity_A_Achievable Economic TRC Potential | F3 | Commercial | OR - College | Existing | Space Heating | Natural Gas | Insulation - Wall Cavity | A | Integrated Unit Winter Peak Savings (kW) | Achievable Economic TRC Potential | 0 | 0 | 0 | 0 | 0 | 0 | 0 | 0 | 0 | 0 | 0 | 0 | 0 | 0 | 0 | 0 | 0 | 0 | 0 | 0 | 0 | 0 | 0 | 0 | 0 | 0 | 0
F4_Commercial_OR - College_Existing_Space Heating_Natural Gas_Insulation - Wall Cavity_A_Achievable Economic TRC Potential | F4 | Commercial | OR - College | Existing | Space Heating | Natural Gas | Insulation - Wall Cavity | A | Incremental Energy Savings (MWh or mTherms) | Achievable Economic TRC Potential | 0 | 0 | 0.12952 | 0.069434 | 0.23401 | 0.37924 | 0.57352 | 0.8184 | 1.1092 | 1.4329 | 1.766 | 2.0753 | 2.3203 | 2.46 | 2.4622 | 2.3137 | 2.0281 | 1.6463 | 1.2273 | 0.89695 | 0.48826 | 0.38975 | 0 | 0 | 0 | 0 | 0
F5_Commercial_OR - College_Existing_Space Heating_Natural Gas_Insulation - Wall Cavity_A_Achievable Economic TRC Potential | F5 | Commercial | OR - College | Existing | Space Heating | Natural Gas | Insulation - Wall Cavity | A | Incremental Summer Peak Savings (MW) | Achievable Economic TRC Potential | 0 | 0 | 0 | 0 | 0 | 0 | 0 | 0 | 0 | 0 | 0 | 0 | 0 | 0 | 0 | 0 | 0 | 0 | 0 | 0 | 0 | 0 | 0 | 0 | 0 | 0 | 0
F6_Commercial_OR - College_Existing_Space Heating_Natural Gas_Insulation - Wall Cavity_A_Achievable Economic TRC Potential | F6 | Commercial | OR - College | Existing | Space Heating | Natural Gas | Insulation - Wall Cavity | A | Incremental Winter Peak Savings (MW) | Achievable Economic TRC Potential | 0 | 0 | 0 | 0 | 0 | 0 | 0 | 0 | 0 | 0 | 0 | 0 | 0 | 0 | 0 | 0 | 0 | 0 | 0 | 0 | 0 | 0 | 0 | 0 | 0 | 0 | 0
F7_Commercial_OR - College_Existing_Space Heating_Natural Gas_Insulation - Wall Cavity_A_Achievable Economic TRC Potential | F7 | Commercial | OR - College | Existing | Space Heating | Natural Gas | Insulation - Wall Cavity | A | Cumulative Energy Savings (MWh or mTherms) | Achievable Economic TRC Potential | 0 | 0 | 0.12952 | 0.19847 | 0.43174 | 0.80939 | 1.3799 | 2.1933 | 3.2946 | 4.7159 | 6.4653 | 8.5179 | 10.809 | 13.2324 | 15.6512 | 17.9155 | 19.8898 | 21.4798 | 22.6506 | 23.4915 | 23.9247 | 24.2617 | 24.2277 | 24.1965 | 24.168 | 24.1419 | 24.118
F8_Commercial_OR - College_Existing_Space Heating_Natural Gas_Insulation - Wall Cavity_A_Achievable Economic TRC Potential | F8 | Commercial | OR - College | Existing | Space Heating | Natural Gas | Insulation - Wall Cavity | A | Cumulative Summer Peak Savings (MW) | Achievable Economic TRC Potential | 0 | 0 | 0 | 0 | 0 | 0 | 0 | 0 | 0 | 0 | 0 | 0 | 0 | 0 | 0 | 0 | 0 | 0 | 0 | 0 | 0 | 0 | 0 | 0 | 0 | 0 | 0
F9_Commercial_OR - College_Existing_Space Heating_Natural Gas_Insulation - Wall Cavity_A_Achievable Economic TRC Potential | F9 | Commercial | OR - College | Existing | Space Heating | Natural Gas | Insulation - Wall Cavity | A | Cumulative Winter Peak Savings (MW) | Achievable Economic TRC Potential | 0 | 0 | 0 | 0 | 0 | 0 | 0 | 0 | 0 | 0 | 0 | 0 | 0 | 0 | 0 | 0 | 0 | 0 | 0 | 0 | 0 | 0 | 0 | 0 | 0 | 0 | 0
F10_Commercial_OR - College_Existing_Space Heating_Natural Gas_Insulation - Wall Cavity_A_Achievable Economic TRC Potential | F10 | Commercial | OR - College | Existing | Space Heating | Natural Gas | Insulation - Wall Cavity | A | Purchases (Incremental) | Achievable Economic TRC Potential | 0 | 0 | 658.9494 | 354.5752 | 1199.4927 | 1951.1392 | 2961.5569 | 4241.5822 | 5769.7167 | 7479.6367 | 9251.0215 | 10909.1519 | 12239.3595 | 13020.3741 | 13074.7325 | 12325.1403 | 10836.555 | 8821.166 | 6593.3899 | 4830.7363 | 2635.7974 | 2108.6379 | 0 | 0 | 0 | 0 | 0
F11_Commercial_OR - College_Existing_Space Heating_Natural Gas_Insulation - Wall Cavity_A_Achievable Economic TRC Potential | F11 | Commercial | OR - College | Existing | Space Heating | Natural Gas | Insulation - Wall Cavity | A | Purchases (Cumulative) | Achievable Economic TRC Potential | 0 | 0 | 658.9494 | 1013.5245 | 2213.0172 | 4164.1565 | 7125.7133 | 11367.2956 | 17137.0123 | 24616.649 | 33867.6704 | 44776.8224 | 57016.1819 | 70036.556 | 83111.2884 | 95436.4288 | 106272.9837 | 115094.1498 | 121687.5397 | 126518.276 | 129154.0734 | 131262.7113 | 131262.7113 | 131262.7113 | 131262.7113 | 131262.7113 | 131262.7113
F1_Commercial_OR - College_Existing_Space Heating_Natural Gas_Green Roof - Vegetated Rooftop_A_Achievable Economic TRC Potential | F1 | Commercial | OR - College | Existing | Space Heating | Natural Gas | Green Roof - Vegetated Rooftop | A | Integrated Unit Energy Savings (kWh or therms) | Achievable Economic TRC Potential | 0 | 0 | 0.0035428 | 0.0035014 | 0.0034581 | 0.0034172 | 0.0033757 | 0.0033304 | 0.003281 | 0.0032274 | 0.0031699 | 0.0031094 | 0.0030489 | 0.0029884 | 0.0029292 | 0.0028733 | 0.0028226 | 0.0027823 | 0.0027526 | 0.0027281 | 0.0027102 | 0.0026938 | 0.00269 | 0.0026865 | 0.0026833 | 0.0026804 | 0.0026778
F2_Commercial_OR - College_Existing_Space Heating_Natural Gas_Green Roof - Vegetated Rooftop_A_Achievable Economic TRC Potential | F2 | Commercial | OR - College | Existing | Space Heating | Natural Gas | Green Roof - Vegetated Rooftop | A | Integrated Unit Summer Peak Savings (kW) | Achievable Economic TRC Potential | 0 | 0 | 0 | 0 | 0 | 0 | 0 | 0 | 0 | 0 | 0 | 0 | 0 | 0 | 0 | 0 | 0 | 0 | 0 | 0 | 0 | 0 | 0 | 0 | 0 | 0 | 0
F3_Commercial_OR - College_Existing_Space Heating_Natural Gas_Green Roof - Vegetated Rooftop_A_Achievable Economic TRC Potential | F3 | Commercial | OR - College | Existing | Space Heating | Natural Gas | Green Roof - Vegetated Rooftop | A | Integrated Unit Winter Peak Savings (kW) | Achievable Economic TRC Potential | 0 | 0 | 0 | 0 | 0 | 0 | 0 | 0 | 0 | 0 | 0 | 0 | 0 | 0 | 0 | 0 | 0 | 0 | 0 | 0 | 0 | 0 | 0 | 0 | 0 | 0 | 0
F4_Commercial_OR - College_Existing_Space Heating_Natural Gas_Green Roof - Vegetated Rooftop_A_Achievable Economic TRC Potential | F4 | Commercial | OR - College | Existing | Space Heating | Natural Gas | Green Roof - Vegetated Rooftop | A | Incremental Energy Savings (MWh or mTherms) | Achievable Economic TRC Potential | 0 | 0 | 0 | 0 | 0 | 0 | 0 | 0 | 0 | 0 | 0 | 0 | 0 | 0 | 0 | 0 | 0 | 0 | 0 | 0 | 0 | 0 | 0 | 0 | 0 | 0 | 0
F5_Commercial_OR - College_Existing_Space Heating_Natural Gas_Green Roof - Vegetated Rooftop_A_Achievable Economic TRC Potential | F5 | Commercial | OR - College | Existing | Space Heating | Natural Gas | Green Roof - Vegetated Rooftop | A | Incremental Summer Peak Savings (MW) | Achievable Economic TRC Potential | 0 | 0 | 0 | 0 | 0 | 0 | 0 | 0 | 0 | 0 | 0 | 0 | 0 | 0 | 0 | 0 | 0 | 0 | 0 | 0 | 0 | 0 | 0 | 0 | 0 | 0 | 0
F6_Commercial_OR - College_Existing_Space Heating_Natural Gas_Green Roof - Vegetated Rooftop_A_Achievable Economic TRC Potential | F6 | Commercial | OR - College | Existing | Space Heating | Natural Gas | Green Roof - Vegetated Rooftop | A | Incremental Winter Peak Savings (MW) | Achievable Economic TRC Potential | 0 | 0 | 0 | 0 | 0 | 0 | 0 | 0 | 0 | 0 | 0 | 0 | 0 | 0 | 0 | 0 | 0 | 0 | 0 | 0 | 0 | 0 | 0 | 0 | 0 | 0 | 0
F7_Commercial_OR - College_Existing_Space Heating_Natural Gas_Green Roof - Vegetated Rooftop_A_Achievable Economic TRC Potential | F7 | Commercial | OR - College | Existing | Space Heating | Natural Gas | Green Roof - Vegetated Rooftop | A | Cumulative Energy Savings (MWh or mTherms) | Achievable Economic TRC Potential | 0 | 0 | 0 | 0 | 0 | 0 | 0 | 0 | 0 | 0 | 0 | 0 | 0 | 0 | 0 | 0 | 0 | 0 | 0 | 0 | 0 | 0 | 0 | 0 | 0 | 0 | 0
F8_Commercial_OR - College_Existing_Space Heating_Natural Gas_Green Roof - Vegetated Rooftop_A_Achievable Economic TRC Potential | F8 | Commercial | OR - College | Existing | Space Heating | Natural Gas | Green Roof - Vegetated Rooftop | A | Cumulative Summer Peak Savings (MW) | Achievable Economic TRC Potential | 0 | 0 | 0 | 0 | 0 | 0 | 0 | 0 | 0 | 0 | 0 | 0 | 0 | 0 | 0 | 0 | 0 | 0 | 0 | 0 | 0 | 0 | 0 | 0 | 0 | 0 | 0
F9_Commercial_OR - College_Existing_Space Heating_Natural Gas_Green Roof - Vegetated Rooftop_A_Achievable Economic TRC Potential | F9 | Commercial | OR - College | Existing | Space Heating | Natural Gas | Green Roof - Vegetated Rooftop | A | Cumulative Winter Peak Savings (MW) | Achievable Economic TRC Potential | 0 | 0 | 0 | 0 | 0 | 0 | 0 | 0 | 0 | 0 | 0 | 0 | 0 | 0 | 0 | 0 | 0 | 0 | 0 | 0 | 0 | 0 | 0 | 0 | 0 | 0 | 0
F10_Commercial_OR - College_Existing_Space Heating_Natural Gas_Green Roof - Vegetated Rooftop_A_Achievable Economic TRC Potential | F10 | Commercial | OR - College | Existing | Space Heating | Natural Gas | Green Roof - Vegetated Rooftop | A | Purchases (Incremental) | Achievable Economic TRC Potential | 0 | 0 | 0 | 0 | 0 | 0 | 0 | 0 | 0 | 0 | 0 | 0 | 0 | 0 | 0 | 0 | 0 | 0 | 0 | 0 | 0 | 0 | 0 | 0 | 0 | 0 | 0
F11_Commercial_OR - College_Existing_Space Heating_Natural Gas_Green Roof - Vegetated Rooftop_A_Achievable Economic TRC Potential | F11 | Commercial | OR - College | Existing | Space Heating | Natural Gas | Green Roof - Vegetated Rooftop | A | Purchases (Cumulative) | Achievable Economic TRC Potential | 0 | 0 | 0 | 0 | 0 | 0 | 0 | 0 | 0 | 0 | 0 | 0 | 0 | 0 | 0 | 0 | 0 | 0 | 0 | 0 | 0 | 0 | 0 | 0 | 0 | 0 | 0
F1_Commercial_OR - College_Existing_Space Heating_Natural Gas_Ducting - Repair and Sealing_A_Achievable Economic TRC Potential | F1 | Commercial | OR - College | Existing | Space Heating | Natural Gas | Ducting - Repair and Sealing | A | Integrated Unit Energy Savings (kWh or therms) | Achievable Economic TRC Potential | 0 | 0 | 0.20327 | 0.20242 | 0.20152 | 0.20058 | 0.1996 | 0.19854 | 0.19742 | 0.1962 | 0.1949 | 0.1935 | 0.19205 | 0.19057 | 0.18912 | 0.18774 | 0.18648 | 0.18541 | 0.18454 | 0.18381 | 0.18323 | 0.1827 | 0.18244 | 0.18221 | 0.182 | 0.1818 | 0.18162
F2_Commercial_OR - College_Existing_Space Heating_Natural Gas_Ducting - Repair and Sealing_A_Achievable Economic TRC Potential | F2 | Commercial | OR - College | Existing | Space Heating | Natural Gas | Ducting - Repair and Sealing | A | Integrated Unit Summer Peak Savings (kW) | Achievable Economic TRC Potential | 0 | 0 | 0 | 0 | 0 | 0 | 0 | 0 | 0 | 0 | 0 | 0 | 0 | 0 | 0 | 0 | 0 | 0 | 0 | 0 | 0 | 0 | 0 | 0 | 0 | 0 | 0
F3_Commercial_OR - College_Existing_Space Heating_Natural Gas_Ducting - Repair and Sealing_A_Achievable Economic TRC Potential | F3 | Commercial | OR - College | Existing | Space Heating | Natural Gas | Ducting - Repair and Sealing | A | Integrated Unit Winter Peak Savings (kW) | Achievable Economic TRC Potential | 0 | 0 | 0 | 0 | 0 | 0 | 0 | 0 | 0 | 0 | 0 | 0 | 0 | 0 | 0 | 0 | 0 | 0 | 0 | 0 | 0 | 0 | 0 | 0 | 0 | 0 | 0
F4_Commercial_OR - College_Existing_Space Heating_Natural Gas_Ducting - Repair and Sealing_A_Achievable Economic TRC Potential | F4 | Commercial | OR - College | Existing | Space Heating | Natural Gas | Ducting - Repair and Sealing | A | Incremental Energy Savings (MWh or mTherms) | Achievable Economic TRC Potential | 0 | 0 | 0.1434 | 0.076838 | 0.25878 | 0.419 | 0.63285 | 0.90159 | 1.2194 | 1.5711 | 1.9303 | 2.26 | 2.5165 | 2.6565 | 2.6472 | 2.4772 | 2.1635 | 1.751 | 1.3027 | 0.95061 | 0.38778 | 0.34309 | 0 | 0 | 0 | 0 | 0
F5_Commercial_OR - College_Existing_Space Heating_Natural Gas_Ducting - Repair and Sealing_A_Achievable Economic TRC Potential | F5 | Commercial | OR - College | Existing | Space Heating | Natural Gas | Ducting - Repair and Sealing | A | Incremental Summer Peak Savings (MW) | Achievable Economic TRC Potential | 0 | 0 | 0 | 0 | 0 | 0 | 0 | 0 | 0 | 0 | 0 | 0 | 0 | 0 | 0 | 0 | 0 | 0 | 0 | 0 | 0 | 0 | 0 | 0 | 0 | 0 | 0
F6_Commercial_OR - College_Existing_Space Heating_Natural Gas_Ducting - Repair and Sealing_A_Achievable Economic TRC Potential | F6 | Commercial | OR - College | Existing | Space Heating | Natural Gas | Ducting - Repair and Sealing | A | Incremental Winter Peak Savings (MW) | Achievable Economic TRC Potential | 0 | 0 | 0 | 0 | 0 | 0 | 0 | 0 | 0 | 0 | 0 | 0 | 0 | 0 | 0 | 0 | 0 | 0 | 0 | 0 | 0 | 0 | 0 | 0 | 0 | 0 | 0
F7_Commercial_OR - College_Existing_Space Heating_Natural Gas_Ducting - Repair and Sealing_A_Achievable Economic TRC Potential | F7 | Commercial | OR - College | Existing | Space Heating | Natural Gas | Ducting - Repair and Sealing | A | Cumulative Energy Savings (MWh or mTherms) | Achievable Economic TRC Potential | 0 | 0 | 0.1434 | 0.21963 | 0.47744 | 0.89423 | 1.5227 | 2.4162 | 3.6219 | 5.1708 | 7.0666 | 9.2762 | 11.7231 | 14.2893 | 16.8274 | 19.1818 | 21.2168 | 22.846 | 24.0417 | 24.8966 | 25.2056 | 25.4765 | 25.4407 | 25.4081 | 25.3781 | 25.3507 | 25.3256
F8_Commercial_OR - College_Existing_Space Heating_Natural Gas_Ducting - Repair and Sealing_A_Achievable Economic TRC Potential | F8 | Commercial | OR - College | Existing | Space Heating | Natural Gas | Ducting - Repair and Sealing | A | Cumulative Summer Peak Savings (MW) | Achievable Economic TRC Potential | 0 | 0 | 0 | 0 | 0 | 0 | 0 | 0 | 0 | 0 | 0 | 0 | 0 | 0 | 0 | 0 | 0 | 0 | 0 | 0 | 0 | 0 | 0 | 0 | 0 | 0 | 0
F9_Commercial_OR - College_Existing_Space Heating_Natural Gas_Ducting - Repair and Sealing_A_Achievable Economic TRC Potential | F9 | Commercial | OR - College | Existing | Space Heating | Natural Gas | Ducting - Repair and Sealing | A | Cumulative Winter Peak Savings (MW) | Achievable Economic TRC Potential | 0 | 0 | 0 | 0 | 0 | 0 | 0 | 0 | 0 | 0 | 0 | 0 | 0 | 0 | 0 | 0 | 0 | 0 | 0 | 0 | 0 | 0 | 0 | 0 | 0 | 0 | 0
F10_Commercial_OR - College_Existing_Space Heating_Natural Gas_Ducting - Repair and Sealing_A_Achievable Economic TRC Potential | F10 | Commercial | OR - College | Existing | Space Heating | Natural Gas | Ducting - Repair and Sealing | A | Purchases (Incremental) | Achievable Economic TRC Potential | 0 | 0 | 705.4645 | 379.6046 | 1284.1647 | 2088.8699 | 3170.6127 | 4540.9949 | 6177.0002 | 8007.6232 | 9904.0498 | 11679.2274 | 13103.3342 | 13939.4805 | 13997.676 | 13195.1703 | 11601.5059 | 9443.8509 | 7058.8164 | 5171.7373 | 2116.3935 | 1877.8818 | 0 | 0 | 0 | 0 | 0
F11_Commercial_OR - College_Existing_Space Heating_Natural Gas_Ducting - Repair and Sealing_A_Achievable Economic TRC Potential | F11 | Commercial | OR - College | Existing | Space Heating | Natural Gas | Ducting - Repair and Sealing | A | Purchases (Cumulative) | Achievable Economic TRC Potential | 0 | 0 | 705.4645 | 1085.0691 | 2369.2338 | 4458.1037 | 7628.7165 | 12169.7114 | 18346.7116 | 26354.3348 | 36258.3846 | 47937.612 | 61040.9462 | 74980.4267 | 88978.1027 | 102173.273 | 113774.7788 | 123218.6297 | 130277.4461 | 135449.1834 | 137565.5769 | 139443.4587 | 139443.4587 | 139443.4587 | 139443.4587 | 139443.4587 | 139443.4587
F1_Commercial_OR - College_Existing_Space Heating_Natural Gas_Windows - High Efficiency Glazing_A_Achievable Economic TRC Potential | F1 | Commercial | OR - College | Existing | Space Heating | Natural Gas | Windows - High Efficiency Glazing | A | Integrated Unit Energy Savings (kWh or therms) | Achievable Economic TRC Potential | 0 | 0 | 0 | 0 | 0 | 0 | 0 | 0 | 0 | 0 | 0 | 0 | 0 | 0 | 0 | 0 | 0 | 0 | 0 | 0 | 0 | 0 | 0 | 0 | 0 | 0 | 0
F2_Commercial_OR - College_Existing_Space Heating_Natural Gas_Windows - High Efficiency Glazing_A_Achievable Economic TRC Potential | F2 | Commercial | OR - College | Existing | Space Heating | Natural Gas | Windows - High Efficiency Glazing | A | Integrated Unit Summer Peak Savings (kW) | Achievable Economic TRC Potential | 0 | 0 | 0 | 0 | 0 | 0 | 0 | 0 | 0 | 0 | 0 | 0 | 0 | 0 | 0 | 0 | 0 | 0 | 0 | 0 | 0 | 0 | 0 | 0 | 0 | 0 | 0
F3_Commercial_OR - College_Existing_Space Heating_Natural Gas_Windows - High Efficiency Glazing_A_Achievable Economic TRC Potential | F3 | Commercial | OR - College | Existing | Space Heating | Natural Gas | Windows - High Efficiency Glazing | A | Integrated Unit Winter Peak Savings (kW) | Achievable Economic TRC Potential | 0 | 0 | 0 | 0 | 0 | 0 | 0 | 0 | 0 | 0 | 0 | 0 | 0 | 0 | 0 | 0 | 0 | 0 | 0 | 0 | 0 | 0 | 0 | 0 | 0 | 0 | 0
F4_Commercial_OR - College_Existing_Space Heating_Natural Gas_Windows - High Efficiency Glazing_A_Achievable Economic TRC Potential | F4 | Commercial | OR - College | Existing | Space Heating | Natural Gas | Windows - High Efficiency Glazing | A | Incremental Energy Savings (MWh or mTherms) | Achievable Economic TRC Potential | 0 | 0 | 0 | 0 | 0 | 0 | 0 | 0 | 0 | 0 | 0 | 0 | 0 | 0 | 0 | 0 | 0 | 0 | 0 | 0 | 0 | 0 | 0 | 0 | 0 | 0 | 0
F5_Commercial_OR - College_Existing_Space Heating_Natural Gas_Windows - High Efficiency Glazing_A_Achievable Economic TRC Potential | F5 | Commercial | OR - College | Existing | Space Heating | Natural Gas | Windows - High Efficiency Glazing | A | Incremental Summer Peak Savings (MW) | Achievable Economic TRC Potential | 0 | 0 | 0 | 0 | 0 | 0 | 0 | 0 | 0 | 0 | 0 | 0 | 0 | 0 | 0 | 0 | 0 | 0 | 0 | 0 | 0 | 0 | 0 | 0 | 0 | 0 | 0
F6_Commercial_OR - College_Existing_Space Heating_Natural Gas_Windows - High Efficiency Glazing_A_Achievable Economic TRC Potential | F6 | Commercial | OR - College | Existing | Space Heating | Natural Gas | Windows - High Efficiency Glazing | A | Incremental Winter Peak Savings (MW) | Achievable Economic TRC Potential | 0 | 0 | 0 | 0 | 0 | 0 | 0 | 0 | 0 | 0 | 0 | 0 | 0 | 0 | 0 | 0 | 0 | 0 | 0 | 0 | 0 | 0 | 0 | 0 | 0 | 0 | 0
F7_Commercial_OR - College_Existing_Space Heating_Natural Gas_Windows - High Efficiency Glazing_A_Achievable Economic TRC Potential | F7 | Commercial | OR - College | Existing | Space Heating | Natural Gas | Windows - High Efficiency Glazing | A | Cumulative Energy Savings (MWh or mTherms) | Achievable Economic TRC Potential | 0 | 0 | 0 | 0 | 0 | 0 | 0 | 0 | 0 | 0 | 0 | 0 | 0 | 0 | 0 | 0 | 0 | 0 | 0 | 0 | 0 | 0 | 0 | 0 | 0 | 0 | 0
F8_Commercial_OR - College_Existing_Space Heating_Natural Gas_Windows - High Efficiency Glazing_A_Achievable Economic TRC Potential | F8 | Commercial | OR - College | Existing | Space Heating | Natural Gas | Windows - High Efficiency Glazing | A | Cumulative Summer Peak Savings (MW) | Achievable Economic TRC Potential | 0 | 0 | 0 | 0 | 0 | 0 | 0 | 0 | 0 | 0 | 0 | 0 | 0 | 0 | 0 | 0 | 0 | 0 | 0 | 0 | 0 | 0 | 0 | 0 | 0 | 0 | 0
F9_Commercial_OR - College_Existing_Space Heating_Natural Gas_Windows - High Efficiency Glazing_A_Achievable Economic TRC Potential | F9 | Commercial | OR - College | Existing | Space Heating | Natural Gas | Windows - High Efficiency Glazing | A | Cumulative Winter Peak Savings (MW) | Achievable Economic TRC Potential | 0 | 0 | 0 | 0 | 0 | 0 | 0 | 0 | 0 | 0 | 0 | 0 | 0 | 0 | 0 | 0 | 0 | 0 | 0 | 0 | 0 | 0 | 0 | 0 | 0 | 0 | 0
F10_Commercial_OR - College_Existing_Space Heating_Natural Gas_Windows - High Efficiency Glazing_A_Achievable Economic TRC Potential | F10 | Commercial | OR - College | Existing | Space Heating | Natural Gas | Windows - High Efficiency Glazing | A | Purchases (Incremental) | Achievable Economic TRC Potential | 0 | 0 | 0 | 0 | 0 | 0 | 0 | 0 | 0 | 0 | 0 | 0 | 0 | 0 | 0 | 0 | 0 | 0 | 0 | 0 | 0 | 0 | 0 | 0 | 0 | 0 | 0
F11_Commercial_OR - College_Existing_Space Heating_Natural Gas_Windows - High Efficiency Glazing_A_Achievable Economic TRC Potential | F11 | Commercial | OR - College | Existing | Space Heating | Natural Gas | Windows - High Efficiency Glazing | A | Purchases (Cumulative) | Achievable Economic TRC Potential | 0 | 0 | 0 | 0 | 0 | 0 | 0 | 0 | 0 | 0 | 0 | 0 | 0 | 0 | 0 | 0 | 0 | 0 | 0 | 0 | 0 | 0 | 0 | 0 | 0 | 0 | 0
F1_Commercial_OR - College_Existing_Space Heating_Natural Gas_Windows - Secondary Glazing Systems_A_Achievable Economic TRC Potential | F1 | Commercial | OR - College | Existing | Space Heating | Natural Gas | Windows - Secondary Glazing Systems | A | Integrated Unit Energy Savings (kWh or therms) | Achievable Economic TRC Potential | 0 | 0 | 2.1496 | 2.1294 | 2.108 | 2.0855 | 2.0602 | 2.0325 | 2.0024 | 1.9697 | 1.9346 | 1.8976 | 1.8607 | 1.8238 | 1.7877 | 1.7536 | 1.7227 | 1.698 | 1.6799 | 1.6649 | 1.654 | 1.644 | 1.6417 | 1.6396 | 1.6376 | 1.6359 | 1.6342
F2_Commercial_OR - College_Existing_Space Heating_Natural Gas_Windows - Secondary Glazing Systems_A_Achievable Economic TRC Potential | F2 | Commercial | OR - College | Existing | Space Heating | Natural Gas | Windows - Secondary Glazing Systems | A | Integrated Unit Summer Peak Savings (kW) | Achievable Economic TRC Potential | 0 | 0 | 0 | 0 | 0 | 0 | 0 | 0 | 0 | 0 | 0 | 0 | 0 | 0 | 0 | 0 | 0 | 0 | 0 | 0 | 0 | 0 | 0 | 0 | 0 | 0 | 0
F3_Commercial_OR - College_Existing_Space Heating_Natural Gas_Windows - Secondary Glazing Systems_A_Achievable Economic TRC Potential | F3 | Commercial | OR - College | Existing | Space Heating | Natural Gas | Windows - Secondary Glazing Systems | A | Integrated Unit Winter Peak Savings (kW) | Achievable Economic TRC Potential | 0 | 0 | 0 | 0 | 0 | 0 | 0 | 0 | 0 | 0 | 0 | 0 | 0 | 0 | 0 | 0 | 0 | 0 | 0 | 0 | 0 | 0 | 0 | 0 | 0 | 0 | 0
F4_Commercial_OR - College_Existing_Space Heating_Natural Gas_Windows - Secondary Glazing Systems_A_Achievable Economic TRC Potential | F4 | Commercial | OR - College | Existing | Space Heating | Natural Gas | Windows - Secondary Glazing Systems | A | Incremental Energy Savings (MWh or mTherms) | Achievable Economic TRC Potential | 0 | 0 | 0 | 0 | 0 | 0 | 0 | 0 | 0 | 0 | 0 | 0 | 0 | 0 | 0 | 0 | 0 | 0 | 0 | 0 | 0 | 0 | 0 | 0 | 0 | 0 | 0
F5_Commercial_OR - College_Existing_Space Heating_Natural Gas_Windows - Secondary Glazing Systems_A_Achievable Economic TRC Potential | F5 | Commercial | OR - College | Existing | Space Heating | Natural Gas | Windows - Secondary Glazing Systems | A | Incremental Summer Peak Savings (MW) | Achievable Economic TRC Potential | 0 | 0 | 0 | 0 | 0 | 0 | 0 | 0 | 0 | 0 | 0 | 0 | 0 | 0 | 0 | 0 | 0 | 0 | 0 | 0 | 0 | 0 | 0 | 0 | 0 | 0 | 0
F6_Commercial_OR - College_Existing_Space Heating_Natural Gas_Windows - Secondary Glazing Systems_A_Achievable Economic TRC Potential | F6 | Commercial | OR - College | Existing | Space Heating | Natural Gas | Windows - Secondary Glazing Systems | A | Incremental Winter Peak Savings (MW) | Achievable Economic TRC Potential | 0 | 0 | 0 | 0 | 0 | 0 | 0 | 0 | 0 | 0 | 0 | 0 | 0 | 0 | 0 | 0 | 0 | 0 | 0 | 0 | 0 | 0 | 0 | 0 | 0 | 0 | 0
F7_Commercial_OR - College_Existing_Space Heating_Natural Gas_Windows - Secondary Glazing Systems_A_Achievable Economic TRC Potential | F7 | Commercial | OR - College | Existing | Space Heating | Natural Gas | Windows - Secondary Glazing Systems | A | Cumulative Energy Savings (MWh or mTherms) | Achievable Economic TRC Potential | 0 | 0 | 0 | 0 | 0 | 0 | 0 | 0 | 0 | 0 | 0 | 0 | 0 | 0 | 0 | 0 | 0 | 0 | 0 | 0 | 0 | 0 | 0 | 0 | 0 | 0 | 0
F8_Commercial_OR - College_Existing_Space Heating_Natural Gas_Windows - Secondary Glazing Systems_A_Achievable Economic TRC Potential | F8 | Commercial | OR - College | Existing | Space Heating | Natural Gas | Windows - Secondary Glazing Systems | A | Cumulative Summer Peak Savings (MW) | Achievable Economic TRC Potential | 0 | 0 | 0 | 0 | 0 | 0 | 0 | 0 | 0 | 0 | 0 | 0 | 0 | 0 | 0 | 0 | 0 | 0 | 0 | 0 | 0 | 0 | 0 | 0 | 0 | 0 | 0
F9_Commercial_OR - College_Existing_Space Heating_Natural Gas_Windows - Secondary Glazing Systems_A_Achievable Economic TRC Potential | F9 | Commercial | OR - College | Existing | Space Heating | Natural Gas | Windows - Secondary Glazing Systems | A | Cumulative Winter Peak Savings (MW) | Achievable Economic TRC Potential | 0 | 0 | 0 | 0 | 0 | 0 | 0 | 0 | 0 | 0 | 0 | 0 | 0 | 0 | 0 | 0 | 0 | 0 | 0 | 0 | 0 | 0 | 0 | 0 | 0 | 0 | 0
F10_Commercial_OR - College_Existing_Space Heating_Natural Gas_Windows - Secondary Glazing Systems_A_Achievable Economic TRC Potential | F10 | Commercial | OR - College | Existing | Space Heating | Natural Gas | Windows - Secondary Glazing Systems | A | Purchases (Incremental) | Achievable Economic TRC Potential | 0 | 0 | 0 | 0 | 0 | 0 | 0 | 0 | 0 | 0 | 0 | 0 | 0 | 0 | 0 | 0 | 0 | 0 | 0 | 0 | 0 | 0 | 0 | 0 | 0 | 0 | 0
F11_Commercial_OR - College_Existing_Space Heating_Natural Gas_Windows - Secondary Glazing Systems_A_Achievable Economic TRC Potential | F11 | Commercial | OR - College | Existing | Space Heating | Natural Gas | Windows - Secondary Glazing Systems | A | Purchases (Cumulative) | Achievable Economic TRC Potential | 0 | 0 | 0 | 0 | 0 | 0 | 0 | 0 | 0 | 0 | 0 | 0 | 0 | 0 | 0 | 0 | 0 | 0 | 0 | 0 | 0 | 0 | 0 | 0 | 0 | 0 | 0
F1_Commercial_OR - College_Existing_Space Heating_Natural Gas_HVAC - Energy Recovery Ventilator_A_Achievable Economic TRC Potential | F1 | Commercial | OR - College | Existing | Space Heating | Natural Gas | HVAC - Energy Recovery Ventilator | A | Integrated Unit Energy Savings (kWh or therms) | Achievable Economic TRC Potential | 0 | 0 | 0.15223 | 0.1512 | 0.1501 | 0.14893 | 0.14768 | 0.14633 | 0.14485 | 0.14324 | 0.14149 | 0.13961 | 0.13764 | 0.13564 | 0.13366 | 0.13179 | 0.13009 | 0.12878 | 0.12788 | 0.12716 | 0.12667 | 0.12623 | 0.12605 | 0.12589 | 0.12574 | 0.1256 | 0.12548
F2_Commercial_OR - College_Existing_Space Heating_Natural Gas_HVAC - Energy Recovery Ventilator_A_Achievable Economic TRC Potential | F2 | Commercial | OR - College | Existing | Space Heating | Natural Gas | HVAC - Energy Recovery Ventilator | A | Integrated Unit Summer Peak Savings (kW) | Achievable Economic TRC Potential | 0 | 0 | 0 | 0 | 0 | 0 | 0 | 0 | 0 | 0 | 0 | 0 | 0 | 0 | 0 | 0 | 0 | 0 | 0 | 0 | 0 | 0 | 0 | 0 | 0 | 0 | 0
F3_Commercial_OR - College_Existing_Space Heating_Natural Gas_HVAC - Energy Recovery Ventilator_A_Achievable Economic TRC Potential | F3 | Commercial | OR - College | Existing | Space Heating | Natural Gas | HVAC - Energy Recovery Ventilator | A | Integrated Unit Winter Peak Savings (kW) | Achievable Economic TRC Potential | 0 | 0 | 0 | 0 | 0 | 0 | 0 | 0 | 0 | 0 | 0 | 0 | 0 | 0 | 0 | 0 | 0 | 0 | 0 | 0 | 0 | 0 | 0 | 0 | 0 | 0 | 0
F4_Commercial_OR - College_Existing_Space Heating_Natural Gas_HVAC - Energy Recovery Ventilator_A_Achievable Economic TRC Potential | F4 | Commercial | OR - College | Existing | Space Heating | Natural Gas | HVAC - Energy Recovery Ventilator | A | Incremental Energy Savings (MWh or mTherms) | Achievable Economic TRC Potential | 0 | 0 | 0.62358 | 1.2713 | 1.262 | 1.2522 | 1.2417 | 1.2304 | 1.2179 | 1.2044 | 1.1897 | 1.1739 | 1.1573 | 1.1404 | 1.1238 | 1.1081 | 1.0938 | 1.0828 | 1.0753 | 1.0692 | 1.065 | 1.0613 | 0 | 0 | 0 | 0 | 0
F5_Commercial_OR - College_Existing_Space Heating_Natural Gas_HVAC - Energy Recovery Ventilator_A_Achievable Economic TRC Potential | F5 | Commercial | OR - College | Existing | Space Heating | Natural Gas | HVAC - Energy Recovery Ventilator | A | Incremental Summer Peak Savings (MW) | Achievable Economic TRC Potential | 0 | 0 | 0 | 0 | 0 | 0 | 0 | 0 | 0 | 0 | 0 | 0 | 0 | 0 | 0 | 0 | 0 | 0 | 0 | 0 | 0 | 0 | 0 | 0 | 0 | 0 | 0
F6_Commercial_OR - College_Existing_Space Heating_Natural Gas_HVAC - Energy Recovery Ventilator_A_Achievable Economic TRC Potential | F6 | Commercial | OR - College | Existing | Space Heating | Natural Gas | HVAC - Energy Recovery Ventilator | A | Incremental Winter Peak Savings (MW) | Achievable Economic TRC Potential | 0 | 0 | 0 | 0 | 0 | 0 | 0 | 0 | 0 | 0 | 0 | 0 | 0 | 0 | 0 | 0 | 0 | 0 | 0 | 0 | 0 | 0 | 0 | 0 | 0 | 0 | 0
F7_Commercial_OR - College_Existing_Space Heating_Natural Gas_HVAC - Energy Recovery Ventilator_A_Achievable Economic TRC Potential | F7 | Commercial | OR - College | Existing | Space Heating | Natural Gas | HVAC - Energy Recovery Ventilator | A | Cumulative Energy Savings (MWh or mTherms) | Achievable Economic TRC Potential | 0 | 0 | 0.62358 | 1.8907 | 3.1389 | 4.3667 | 5.5719 | 6.7512 | 7.901 | 9.0176 | 10.0969 | 11.1367 | 12.137 | 13.1005 | 14.0336 | 14.9453 | 15.8461 | 16.7694 | 17.728 | 18.6968 | 19.6897 | 20.6826 | 20.6534 | 20.6268 | 20.6024 | 20.58 | 20.5596
F8_Commercial_OR - College_Existing_Space Heating_Natural Gas_HVAC - Energy Recovery Ventilator_A_Achievable Economic TRC Potential | F8 | Commercial | OR - College | Existing | Space Heating | Natural Gas | HVAC - Energy Recovery Ventilator | A | Cumulative Summer Peak Savings (MW) | Achievable Economic TRC Potential | 0 | 0 | 0 | 0 | 0 | 0 | 0 | 0 | 0 | 0 | 0 | 0 | 0 | 0 | 0 | 0 | 0 | 0 | 0 | 0 | 0 | 0 | 0 | 0 | 0 | 0 | 0
F9_Commercial_OR - College_Existing_Space Heating_Natural Gas_HVAC - Energy Recovery Ventilator_A_Achievable Economic TRC Potential | F9 | Commercial | OR - College | Existing | Space Heating | Natural Gas | HVAC - Energy Recovery Ventilator | A | Cumulative Winter Peak Savings (MW) | Achievable Economic TRC Potential | 0 | 0 | 0 | 0 | 0 | 0 | 0 | 0 | 0 | 0 | 0 | 0 | 0 | 0 | 0 | 0 | 0 | 0 | 0 | 0 | 0 | 0 | 0 | 0 | 0 | 0 | 0
F10_Commercial_OR - College_Existing_Space Heating_Natural Gas_HVAC - Energy Recovery Ventilator_A_Achievable Economic TRC Potential | F10 | Commercial | OR - College | Existing | Space Heating | Natural Gas | HVAC - Energy Recovery Ventilator | A | Purchases (Incremental) | Achievable Economic TRC Potential | 0 | 0 | 4096.2455 | 8408.0828 | 8408.0828 | 8408.0828 | 8408.0828 | 8408.0828 | 8408.0828 | 8408.0828 | 8408.0828 | 8408.0828 | 8408.0828 | 8408.0828 | 8408.0828 | 8408.0828 | 8408.0828 | 8408.0828 | 8408.0828 | 8408.0828 | 8408.0828 | 8408.0828 | 0 | 0 | 0 | 0 | 0
F11_Commercial_OR - College_Existing_Space Heating_Natural Gas_HVAC - Energy Recovery Ventilator_A_Achievable Economic TRC Potential | F11 | Commercial | OR - College | Existing | Space Heating | Natural Gas | HVAC - Energy Recovery Ventilator | A | Purchases (Cumulative) | Achievable Economic TRC Potential | 0 | 0 | 4096.2455 | 12504.3283 | 20912.4111 | 29320.4939 | 37728.5767 | 46136.6595 | 54544.7423 | 62952.8251 | 71360.9079 | 79768.9907 | 88177.0735 | 96585.1563 | 104993.2391 | 113401.3219 | 121809.4047 | 130217.4875 | 138625.5703 | 147033.6531 | 155441.7359 | 163849.8187 | 163849.8187 | 163849.8187 | 163849.8187 | 163849.8187 | 163849.8187
F1_Commercial_OR - College_Existing_Space Heating_Natural Gas_Building Shell - Air Sealing (Infiltration Control)_A_Achievable Economic TRC Potential | F1 | Commercial | OR - College | Existing | Space Heating | Natural Gas | Building Shell - Air Sealing (Infiltration Control) | A | Integrated Unit Energy Savings (kWh or therms) | Achievable Economic TRC Potential | 0 | 0 | 6.5689 | 6.5493 | 6.5299 | 6.5109 | 6.4923 | 6.4741 | 6.4563 | 6.439 | 6.4221 | 6.4057 | 6.3898 | 6.3745 | 6.3598 | 6.3456 | 6.332 | 6.3191 | 6.3069 | 6.2955 | 6.285 | 6.2754 | 6.2666 | 6.2585 | 6.2512 | 6.2444 | 6.2383
F2_Commercial_OR - College_Existing_Space Heating_Natural Gas_Building Shell - Air Sealing (Infiltration Control)_A_Achievable Economic TRC Potential | F2 | Commercial | OR - College | Existing | Space Heating | Natural Gas | Building Shell - Air Sealing (Infiltration Control) | A | Integrated Unit Summer Peak Savings (kW) | Achievable Economic TRC Potential | 0 | 0 | 0 | 0 | 0 | 0 | 0 | 0 | 0 | 0 | 0 | 0 | 0 | 0 | 0 | 0 | 0 | 0 | 0 | 0 | 0 | 0 | 0 | 0 | 0 | 0 | 0
F3_Commercial_OR - College_Existing_Space Heating_Natural Gas_Building Shell - Air Sealing (Infiltration Control)_A_Achievable Economic TRC Potential | F3 | Commercial | OR - College | Existing | Space Heating | Natural Gas | Building Shell - Air Sealing (Infiltration Control) | A | Integrated Unit Winter Peak Savings (kW) | Achievable Economic TRC Potential | 0 | 0 | 0 | 0 | 0 | 0 | 0 | 0 | 0 | 0 | 0 | 0 | 0 | 0 | 0 | 0 | 0 | 0 | 0 | 0 | 0 | 0 | 0 | 0 | 0 | 0 | 0
F4_Commercial_OR - College_Existing_Space Heating_Natural Gas_Building Shell - Air Sealing (Infiltration Control)_A_Achievable Economic TRC Potential | F4 | Commercial | OR - College | Existing | Space Heating | Natural Gas | Building Shell - Air Sealing (Infiltration Control) | A | Incremental Energy Savings (MWh or mTherms) | Achievable Economic TRC Potential | 0 | 0 | 0.010883 | 0.0058384 | 0.019692 | 0.031939 | 0.048341 | 0.06904 | 0.093655 | 0.12108 | 0.14937 | 0.17569 | 0.18604 | 0.20299 | 0.18988 | 0.16551 | 0.12537 | 0.072757 | 0.013061 | 0 | 0 | 0 | 0 | 0 | 0 | 0 | 0
F5_Commercial_OR - College_Existing_Space Heating_Natural Gas_Building Shell - Air Sealing (Infiltration Control)_A_Achievable Economic TRC Potential | F5 | Commercial | OR - College | Existing | Space Heating | Natural Gas | Building Shell - Air Sealing (Infiltration Control) | A | Incremental Summer Peak Savings (MW) | Achievable Economic TRC Potential | 0 | 0 | 0 | 0 | 0 | 0 | 0 | 0 | 0 | 0 | 0 | 0 | 0 | 0 | 0 | 0 | 0 | 0 | 0 | 0 | 0 | 0 | 0 | 0 | 0 | 0 | 0
F6_Commercial_OR - College_Existing_Space Heating_Natural Gas_Building Shell - Air Sealing (Infiltration Control)_A_Achievable Economic TRC Potential | F6 | Commercial | OR - College | Existing | Space Heating | Natural Gas | Building Shell - Air Sealing (Infiltration Control) | A | Incremental Winter Peak Savings (MW) | Achievable Economic TRC Potential | 0 | 0 | 0 | 0 | 0 | 0 | 0 | 0 | 0 | 0 | 0 | 0 | 0 | 0 | 0 | 0 | 0 | 0 | 0 | 0 | 0 | 0 | 0 | 0 | 0 | 0 | 0
F7_Commercial_OR - College_Existing_Space Heating_Natural Gas_Building Shell - Air Sealing (Infiltration Control)_A_Achievable Economic TRC Potential | F7 | Commercial | OR - College | Existing | Space Heating | Natural Gas | Building Shell - Air Sealing (Infiltration Control) | A | Cumulative Energy Savings (MWh or mTherms) | Achievable Economic TRC Potential | 0 | 0 | 0.010883 | 0.016689 | 0.036332 | 0.068165 | 0.11631 | 0.18502 | 0.27817 | 0.39851 | 0.54683 | 0.72113 | 0.90538 | 1.1062 | 1.2935 | 1.4561 | 1.5784 | 1.6479 | 1.6578 | 1.6548 | 1.652 | 1.6495 | 1.6472 | 1.6451 | 1.6432 | 1.6414 | 1.6398
F8_Commercial_OR - College_Existing_Space Heating_Natural Gas_Building Shell - Air Sealing (Infiltration Control)_A_Achievable Economic TRC Potential | F8 | Commercial | OR - College | Existing | Space Heating | Natural Gas | Building Shell - Air Sealing (Infiltration Control) | A | Cumulative Summer Peak Savings (MW) | Achievable Economic TRC Potential | 0 | 0 | 0 | 0 | 0 | 0 | 0 | 0 | 0 | 0 | 0 | 0 | 0 | 0 | 0 | 0 | 0 | 0 | 0 | 0 | 0 | 0 | 0 | 0 | 0 | 0 | 0
F9_Commercial_OR - College_Existing_Space Heating_Natural Gas_Building Shell - Air Sealing (Infiltration Control)_A_Achievable Economic TRC Potential | F9 | Commercial | OR - College | Existing | Space Heating | Natural Gas | Building Shell - Air Sealing (Infiltration Control) | A | Cumulative Winter Peak Savings (MW) | Achievable Economic TRC Potential | 0 | 0 | 0 | 0 | 0 | 0 | 0 | 0 | 0 | 0 | 0 | 0 | 0 | 0 | 0 | 0 | 0 | 0 | 0 | 0 | 0 | 0 | 0 | 0 | 0 | 0 | 0
F10_Commercial_OR - College_Existing_Space Heating_Natural Gas_Building Shell - Air Sealing (Infiltration Control)_A_Achievable Economic TRC Potential | F10 | Commercial | OR - College | Existing | Space Heating | Natural Gas | Building Shell - Air Sealing (Infiltration Control) | A | Purchases (Incremental) | Achievable Economic TRC Potential | 0 | 0 | 1.6567 | 0.89146 | 3.0157 | 4.9055 | 7.4458 | 10.664 | 14.506 | 18.805 | 23.2585 | 27.4273 | 29.115 | 31.8438 | 29.8562 | 26.0819 | 19.799 | 11.5138 | 2.0708 | 0 | 0 | 0 | 0 | 0 | 0 | 0 | 0
F11_Commercial_OR - College_Existing_Space Heating_Natural Gas_Building Shell - Air Sealing (Infiltration Control)_A_Achievable Economic TRC Potential | F11 | Commercial | OR - College | Existing | Space Heating | Natural Gas | Building Shell - Air Sealing (Infiltration Control) | A | Purchases (Cumulative) | Achievable Economic TRC Potential | 0 | 0 | 1.6567 | 2.5482 | 5.5639 | 10.4694 | 17.9152 | 28.5792 | 43.0852 | 61.8902 | 85.1487 | 112.5761 | 141.6911 | 173.5349 | 203.3912 | 229.473 | 249.272 | 260.7858 | 262.8567 | 262.8567 | 262.8567 | 262.8567 | 262.8567 | 262.8567 | 262.8567 | 262.8567 | 262.8567
F1_Commercial_OR - College_Existing_Space Heating_Natural Gas_Ventilation - Demand Controlled_A_Achievable Economic TRC Potential | F1 | Commercial | OR - College | Existing | Space Heating | Natural Gas | Ventilation - Demand Controlled | A | Integrated Unit Energy Savings (kWh or therms) | Achievable Economic TRC Potential | 0 | 0 | 0.037427 | 0.0371 | 0.036757 | 0.0364 | 0.036023 | 0.035622 | 0.035193 | 0.034733 | 0.03424 | 0.033717 | 0.033175 | 0.032626 | 0.032087 | 0.031574 | 0.031103 | 0.030728 | 0.030452 | 0.030219 | 0.030041 | 0.029875 | 0.029833 | 0.029795 | 0.02976 | 0.029727 | 0.029698
F2_Commercial_OR - College_Existing_Space Heating_Natural Gas_Ventilation - Demand Controlled_A_Achievable Economic TRC Potential | F2 | Commercial | OR - College | Existing | Space Heating | Natural Gas | Ventilation - Demand Controlled | A | Integrated Unit Summer Peak Savings (kW) | Achievable Economic TRC Potential | 0 | 0 | 0 | 0 | 0 | 0 | 0 | 0 | 0 | 0 | 0 | 0 | 0 | 0 | 0 | 0 | 0 | 0 | 0 | 0 | 0 | 0 | 0 | 0 | 0 | 0 | 0
F3_Commercial_OR - College_Existing_Space Heating_Natural Gas_Ventilation - Demand Controlled_A_Achievable Economic TRC Potential | F3 | Commercial | OR - College | Existing | Space Heating | Natural Gas | Ventilation - Demand Controlled | A | Integrated Unit Winter Peak Savings (kW) | Achievable Economic TRC Potential | 0 | 0 | 0 | 0 | 0 | 0 | 0 | 0 | 0 | 0 | 0 | 0 | 0 | 0 | 0 | 0 | 0 | 0 | 0 | 0 | 0 | 0 | 0 | 0 | 0 | 0 | 0
F4_Commercial_OR - College_Existing_Space Heating_Natural Gas_Ventilation - Demand Controlled_A_Achievable Economic TRC Potential | F4 | Commercial | OR - College | Existing | Space Heating | Natural Gas | Ventilation - Demand Controlled | A | Incremental Energy Savings (MWh or mTherms) | Achievable Economic TRC Potential | 0 | 0 | 0.35159 | 0.42793 | 0.51881 | 0.59641 | 0.67325 | 0.77834 | 0.84357 | 0.85049 | 0.7901 | 0.6688 | 0.19758 | 0 | 0 | 0 | 0 | 0 | 0 | 0 | 0 | 0 | 0 | 0 | 0 | 0 | 0
F5_Commercial_OR - College_Existing_Space Heating_Natural Gas_Ventilation - Demand Controlled_A_Achievable Economic TRC Potential | F5 | Commercial | OR - College | Existing | Space Heating | Natural Gas | Ventilation - Demand Controlled | A | Incremental Summer Peak Savings (MW) | Achievable Economic TRC Potential | 0 | 0 | 0 | 0 | 0 | 0 | 0 | 0 | 0 | 0 | 0 | 0 | 0 | 0 | 0 | 0 | 0 | 0 | 0 | 0 | 0 | 0 | 0 | 0 | 0 | 0 | 0
F6_Commercial_OR - College_Existing_Space Heating_Natural Gas_Ventilation - Demand Controlled_A_Achievable Economic TRC Potential | F6 | Commercial | OR - College | Existing | Space Heating | Natural Gas | Ventilation - Demand Controlled | A | Incremental Winter Peak Savings (MW) | Achievable Economic TRC Potential | 0 | 0 | 0 | 0 | 0 | 0 | 0 | 0 | 0 | 0 | 0 | 0 | 0 | 0 | 0 | 0 | 0 | 0 | 0 | 0 | 0 | 0 | 0 | 0 | 0 | 0 | 0
F7_Commercial_OR - College_Existing_Space Heating_Natural Gas_Ventilation - Demand Controlled_A_Achievable Economic TRC Potential | F7 | Commercial | OR - College | Existing | Space Heating | Natural Gas | Ventilation - Demand Controlled | A | Cumulative Energy Savings (MWh or mTherms) | Achievable Economic TRC Potential | 0 | 0 | 0.35159 | 0.77645 | 1.2881 | 1.872 | 2.5259 | 3.2761 | 4.0802 | 4.8773 | 5.5981 | 6.1816 | 6.2798 | 6.1758 | 6.0737 | 5.9766 | 5.8876 | 5.8165 | 5.7644 | 5.7201 | 5.6864 | 5.6551 | 5.6472 | 5.6399 | 5.6332 | 5.6271 | 5.6215
F8_Commercial_OR - College_Existing_Space Heating_Natural Gas_Ventilation - Demand Controlled_A_Achievable Economic TRC Potential | F8 | Commercial | OR - College | Existing | Space Heating | Natural Gas | Ventilation - Demand Controlled | A | Cumulative Summer Peak Savings (MW) | Achievable Economic TRC Potential | 0 | 0 | 0 | 0 | 0 | 0 | 0 | 0 | 0 | 0 | 0 | 0 | 0 | 0 | 0 | 0 | 0 | 0 | 0 | 0 | 0 | 0 | 0 | 0 | 0 | 0 | 0
F9_Commercial_OR - College_Existing_Space Heating_Natural Gas_Ventilation - Demand Controlled_A_Achievable Economic TRC Potential | F9 | Commercial | OR - College | Existing | Space Heating | Natural Gas | Ventilation - Demand Controlled | A | Cumulative Winter Peak Savings (MW) | Achievable Economic TRC Potential | 0 | 0 | 0 | 0 | 0 | 0 | 0 | 0 | 0 | 0 | 0 | 0 | 0 | 0 | 0 | 0 | 0 | 0 | 0 | 0 | 0 | 0 | 0 | 0 | 0 | 0 | 0
F10_Commercial_OR - College_Existing_Space Heating_Natural Gas_Ventilation - Demand Controlled_A_Achievable Economic TRC Potential | F10 | Commercial | OR - College | Existing | Space Heating | Natural Gas | Ventilation - Demand Controlled | A | Purchases (Incremental) | Achievable Economic TRC Potential | 0 | 0 | 9394.0563 | 11534.4029 | 14114.7337 | 16384.9819 | 18689.1467 | 21849.859 | 23969.6346 | 24486.6749 | 23075.7524 | 19835.5638 | 5955.5405 | 0 | 0 | 0 | 0 | 0 | 0 | 0 | 0 | 0 | 0 | 0 | 0 | 0 | 0
F11_Commercial_OR - College_Existing_Space Heating_Natural Gas_Ventilation - Demand Controlled_A_Achievable Economic TRC Potential | F11 | Commercial | OR - College | Existing | Space Heating | Natural Gas | Ventilation - Demand Controlled | A | Purchases (Cumulative) | Achievable Economic TRC Potential | 0 | 0 | 9394.0563 | 20928.4592 | 35043.1929 | 51428.1748 | 70117.3215 | 91967.1805 | 115936.8151 | 140423.49 | 163499.2424 | 183334.8062 | 189290.3467 | 189290.3467 | 189290.3467 | 189290.3467 | 189290.3467 | 189290.3467 | 189290.3467 | 189290.3467 | 189290.3467 | 189290.3467 | 189290.3467 | 189290.3467 | 189290.3467 | 189290.3467 | 189290.3467
F1_Commercial_OR - College_Existing_Space Heating_Natural Gas_HVAC - Dedicated Outdoor Air System (DOAS)_A_Achievable Economic TRC Potential | F1 | Commercial | OR - College | Existing | Space Heating | Natural Gas | HVAC - Dedicated Outdoor Air System (DOAS) | A | Integrated Unit Energy Savings (kWh or therms) | Achievable Economic TRC Potential | 0 | 0 | -0.032495 | -0.032398 | -0.032303 | -0.032209 | -0.032117 | -0.032026 | -0.031938 | -0.031853 | -0.031769 | -0.031688 | -0.03161 | -0.031534 | -0.031461 | -0.031391 | -0.031324 | -0.03126 | -0.031199 | -0.031143 | -0.031091 | -0.031043 | -0.031 | -0.03096 | -0.030924 | -0.03089 | -0.03086
F2_Commercial_OR - College_Existing_Space Heating_Natural Gas_HVAC - Dedicated Outdoor Air System (DOAS)_A_Achievable Economic TRC Potential | F2 | Commercial | OR - College | Existing | Space Heating | Natural Gas | HVAC - Dedicated Outdoor Air System (DOAS) | A | Integrated Unit Summer Peak Savings (kW) | Achievable Economic TRC Potential | 0 | 0 | 0 | 0 | 0 | 0 | 0 | 0 | 0 | 0 | 0 | 0 | 0 | 0 | 0 | 0 | 0 | 0 | 0 | 0 | 0 | 0 | 0 | 0 | 0 | 0 | 0
F3_Commercial_OR - College_Existing_Space Heating_Natural Gas_HVAC - Dedicated Outdoor Air System (DOAS)_A_Achievable Economic TRC Potential | F3 | Commercial | OR - College | Existing | Space Heating | Natural Gas | HVAC - Dedicated Outdoor Air System (DOAS) | A | Integrated Unit Winter Peak Savings (kW) | Achievable Economic TRC Potential | 0 | 0 | 0 | 0 | 0 | 0 | 0 | 0 | 0 | 0 | 0 | 0 | 0 | 0 | 0 | 0 | 0 | 0 | 0 | 0 | 0 | 0 | 0 | 0 | 0 | 0 | 0
F4_Commercial_OR - College_Existing_Space Heating_Natural Gas_HVAC - Dedicated Outdoor Air System (DOAS)_A_Achievable Economic TRC Potential | F4 | Commercial | OR - College | Existing | Space Heating | Natural Gas | HVAC - Dedicated Outdoor Air System (DOAS) | A | Incremental Energy Savings (MWh or mTherms) | Achievable Economic TRC Potential | 0 | 0 | 0 | 0 | 0 | 0 | 0 | 0 | 0 | 0 | 0 | 0 | 0 | 0 | 0 | 0 | 0 | 0 | 0 | 0 | 0 | 0 | 0 | 0 | 0 | 0 | 0
F5_Commercial_OR - College_Existing_Space Heating_Natural Gas_HVAC - Dedicated Outdoor Air System (DOAS)_A_Achievable Economic TRC Potential | F5 | Commercial | OR - College | Existing | Space Heating | Natural Gas | HVAC - Dedicated Outdoor Air System (DOAS) | A | Incremental Summer Peak Savings (MW) | Achievable Economic TRC Potential | 0 | 0 | 0 | 0 | 0 | 0 | 0 | 0 | 0 | 0 | 0 | 0 | 0 | 0 | 0 | 0 | 0 | 0 | 0 | 0 | 0 | 0 | 0 | 0 | 0 | 0 | 0
F6_Commercial_OR - College_Existing_Space Heating_Natural Gas_HVAC - Dedicated Outdoor Air System (DOAS)_A_Achievable Economic TRC Potential | F6 | Commercial | OR - College | Existing | Space Heating | Natural Gas | HVAC - Dedicated Outdoor Air System (DOAS) | A | Incremental Winter Peak Savings (MW) | Achievable Economic TRC Potential | 0 | 0 | 0 | 0 | 0 | 0 | 0 | 0 | 0 | 0 | 0 | 0 | 0 | 0 | 0 | 0 | 0 | 0 | 0 | 0 | 0 | 0 | 0 | 0 | 0 | 0 | 0
F7_Commercial_OR - College_Existing_Space Heating_Natural Gas_HVAC - Dedicated Outdoor Air System (DOAS)_A_Achievable Economic TRC Potential | F7 | Commercial | OR - College | Existing | Space Heating | Natural Gas | HVAC - Dedicated Outdoor Air System (DOAS) | A | Cumulative Energy Savings (MWh or mTherms) | Achievable Economic TRC Potential | 0 | 0 | 0 | 0 | 0 | 0 | 0 | 0 | 0 | 0 | 0 | 0 | 0 | 0 | 0 | 0 | 0 | 0 | 0 | 0 | 0 | 0 | 0 | 0 | 0 | 0 | 0
F8_Commercial_OR - College_Existing_Space Heating_Natural Gas_HVAC - Dedicated Outdoor Air System (DOAS)_A_Achievable Economic TRC Potential | F8 | Commercial | OR - College | Existing | Space Heating | Natural Gas | HVAC - Dedicated Outdoor Air System (DOAS) | A | Cumulative Summer Peak Savings (MW) | Achievable Economic TRC Potential | 0 | 0 | 0 | 0 | 0 | 0 | 0 | 0 | 0 | 0 | 0 | 0 | 0 | 0 | 0 | 0 | 0 | 0 | 0 | 0 | 0 | 0 | 0 | 0 | 0 | 0 | 0
F9_Commercial_OR - College_Existing_Space Heating_Natural Gas_HVAC - Dedicated Outdoor Air System (DOAS)_A_Achievable Economic TRC Potential | F9 | Commercial | OR - College | Existing | Space Heating | Natural Gas | HVAC - Dedicated Outdoor Air System (DOAS) | A | Cumulative Winter Peak Savings (MW) | Achievable Economic TRC Potential | 0 | 0 | 0 | 0 | 0 | 0 | 0 | 0 | 0 | 0 | 0 | 0 | 0 | 0 | 0 | 0 | 0 | 0 | 0 | 0 | 0 | 0 | 0 | 0 | 0 | 0 | 0
F10_Commercial_OR - College_Existing_Space Heating_Natural Gas_HVAC - Dedicated Outdoor Air System (DOAS)_A_Achievable Economic TRC Potential | F10 | Commercial | OR - College | Existing | Space Heating | Natural Gas | HVAC - Dedicated Outdoor Air System (DOAS) | A | Purchases (Incremental) | Achievable Economic TRC Potential | 0 | 0 | 0 | 0 | 0 | 0 | 0 | 0 | 0 | 0 | 0 | 0 | 0 | 0 | 0 | 0 | 0 | 0 | 0 | 0 | 0 | 0 | 0 | 0 | 0 | 0 | 0
F11_Commercial_OR - College_Existing_Space Heating_Natural Gas_HVAC - Dedicated Outdoor Air System (DOAS)_A_Achievable Economic TRC Potential | F11 | Commercial | OR - College | Existing | Space Heating | Natural Gas | HVAC - Dedicated Outdoor Air System (DOAS) | A | Purchases (Cumulative) | Achievable Economic TRC Potential | 0 | 0 | 0 | 0 | 0 | 0 | 0 | 0 | 0 | 0 | 0 | 0 | 0 | 0 | 0 | 0 | 0 | 0 | 0 | 0 | 0 | 0 | 0 | 0 | 0 | 0 | 0
F1_Commercial_OR - College_Existing_Space Heating_Natural Gas_Destratification Fans (HVLS)_A_Achievable Economic TRC Potential | F1 | Commercial | OR - College | Existing | Space Heating | Natural Gas | Destratification Fans (HVLS) | A | Integrated Unit Energy Savings (kWh or therms) | Achievable Economic TRC Potential | 0 | 0 | 763.0562 | 755.8896 | 748.2831 | 740.3141 | 731.3288 | 721.5075 | 710.7962 | 699.1858 | 686.7307 | 673.619 | 660.5096 | 647.423 | 634.5939 | 622.4861 | 611.5034 | 602.7554 | 596.3322 | 591.0154 | 587.1377 | 583.5854 | 582.7631 | 582.0111 | 581.3229 | 580.6926 | 580.115
F2_Commercial_OR - College_Existing_Space Heating_Natural Gas_Destratification Fans (HVLS)_A_Achievable Economic TRC Potential | F2 | Commercial | OR - College | Existing | Space Heating | Natural Gas | Destratification Fans (HVLS) | A | Integrated Unit Summer Peak Savings (kW) | Achievable Economic TRC Potential | 0 | 0 | 0 | 0 | 0 | 0 | 0 | 0 | 0 | 0 | 0 | 0 | 0 | 0 | 0 | 0 | 0 | 0 | 0 | 0 | 0 | 0 | 0 | 0 | 0 | 0 | 0
F3_Commercial_OR - College_Existing_Space Heating_Natural Gas_Destratification Fans (HVLS)_A_Achievable Economic TRC Potential | F3 | Commercial | OR - College | Existing | Space Heating | Natural Gas | Destratification Fans (HVLS) | A | Integrated Unit Winter Peak Savings (kW) | Achievable Economic TRC Potential | 0 | 0 | 0 | 0 | 0 | 0 | 0 | 0 | 0 | 0 | 0 | 0 | 0 | 0 | 0 | 0 | 0 | 0 | 0 | 0 | 0 | 0 | 0 | 0 | 0 | 0 | 0
F4_Commercial_OR - College_Existing_Space Heating_Natural Gas_Destratification Fans (HVLS)_A_Achievable Economic TRC Potential | F4 | Commercial | OR - College | Existing | Space Heating | Natural Gas | Destratification Fans (HVLS) | A | Incremental Energy Savings (MWh or mTherms) | Achievable Economic TRC Potential | 0 | 0 | 0 | 0 | 0 | 0 | 0 | 0 | 0 | 0 | 0 | 0 | 0 | 0 | 0 | 0 | 0 | 0 | 0 | 0 | 0 | 0 | 0 | 0 | 0 | 0 | 0
F5_Commercial_OR - College_Existing_Space Heating_Natural Gas_Destratification Fans (HVLS)_A_Achievable Economic TRC Potential | F5 | Commercial | OR - College | Existing | Space Heating | Natural Gas | Destratification Fans (HVLS) | A | Incremental Summer Peak Savings (MW) | Achievable Economic TRC Potential | 0 | 0 | 0 | 0 | 0 | 0 | 0 | 0 | 0 | 0 | 0 | 0 | 0 | 0 | 0 | 0 | 0 | 0 | 0 | 0 | 0 | 0 | 0 | 0 | 0 | 0 | 0
F6_Commercial_OR - College_Existing_Space Heating_Natural Gas_Destratification Fans (HVLS)_A_Achievable Economic TRC Potential | F6 | Commercial | OR - College | Existing | Space Heating | Natural Gas | Destratification Fans (HVLS) | A | Incremental Winter Peak Savings (MW) | Achievable Economic TRC Potential | 0 | 0 | 0 | 0 | 0 | 0 | 0 | 0 | 0 | 0 | 0 | 0 | 0 | 0 | 0 | 0 | 0 | 0 | 0 | 0 | 0 | 0 | 0 | 0 | 0 | 0 | 0
F7_Commercial_OR - College_Existing_Space Heating_Natural Gas_Destratification Fans (HVLS)_A_Achievable Economic TRC Potential | F7 | Commercial | OR - College | Existing | Space Heating | Natural Gas | Destratification Fans (HVLS) | A | Cumulative Energy Savings (MWh or mTherms) | Achievable Economic TRC Potential | 0 | 0 | 0 | 0 | 0 | 0 | 0 | 0 | 0 | 0 | 0 | 0 | 0 | 0 | 0 | 0 | 0 | 0 | 0 | 0 | 0 | 0 | 0 | 0 | 0 | 0 | 0
F8_Commercial_OR - College_Existing_Space Heating_Natural Gas_Destratification Fans (HVLS)_A_Achievable Economic TRC Potential | F8 | Commercial | OR - College | Existing | Space Heating | Natural Gas | Destratification Fans (HVLS) | A | Cumulative Summer Peak Savings (MW) | Achievable Economic TRC Potential | 0 | 0 | 0 | 0 | 0 | 0 | 0 | 0 | 0 | 0 | 0 | 0 | 0 | 0 | 0 | 0 | 0 | 0 | 0 | 0 | 0 | 0 | 0 | 0 | 0 | 0 | 0
F9_Commercial_OR - College_Existing_Space Heating_Natural Gas_Destratification Fans (HVLS)_A_Achievable Economic TRC Potential | F9 | Commercial | OR - College | Existing | Space Heating | Natural Gas | Destratification Fans (HVLS) | A | Cumulative Winter Peak Savings (MW) | Achievable Economic TRC Potential | 0 | 0 | 0 | 0 | 0 | 0 | 0 | 0 | 0 | 0 | 0 | 0 | 0 | 0 | 0 | 0 | 0 | 0 | 0 | 0 | 0 | 0 | 0 | 0 | 0 | 0 | 0
F10_Commercial_OR - College_Existing_Space Heating_Natural Gas_Destratification Fans (HVLS)_A_Achievable Economic TRC Potential | F10 | Commercial | OR - College | Existing | Space Heating | Natural Gas | Destratification Fans (HVLS) | A | Purchases (Incremental) | Achievable Economic TRC Potential | 0 | 0 | 0 | 0 | 0 | 0 | 0 | 0 | 0 | 0 | 0 | 0 | 0 | 0 | 0 | 0 | 0 | 0 | 0 | 0 | 0 | 0 | 0 | 0 | 0 | 0 | 0
F11_Commercial_OR - College_Existing_Space Heating_Natural Gas_Destratification Fans (HVLS)_A_Achievable Economic TRC Potential | F11 | Commercial | OR - College | Existing | Space Heating | Natural Gas | Destratification Fans (HVLS) | A | Purchases (Cumulative) | Achievable Economic TRC Potential | 0 | 0 | 0 | 0 | 0 | 0 | 0 | 0 | 0 | 0 | 0 | 0 | 0 | 0 | 0 | 0 | 0 | 0 | 0 | 0 | 0 | 0 | 0 | 0 | 0 | 0 | 0
F1_Commercial_OR - College_Existing_Space Heating_Natural Gas_Gas Boiler - Maintenance_A_Achievable Economic TRC Potential | F1 | Commercial | OR - College | Existing | Space Heating | Natural Gas | Gas Boiler - Maintenance | A | Integrated Unit Energy Savings (kWh or therms) | Achievable Economic TRC Potential | 0 | 0 | 0.14915 | 0.1474 | 0.14557 | 0.14385 | 0.14211 | 0.1402 | 0.13813 | 0.13589 | 0.13348 | 0.13094 | 0.12841 | 0.12588 | 0.12341 | 0.12107 | 0.11896 | 0.11728 | 0.11605 | 0.11504 | 0.1143 | 0.11363 | 0.11349 | 0.11336 | 0.11324 | 0.11313 | 0.11303
F2_Commercial_OR - College_Existing_Space Heating_Natural Gas_Gas Boiler - Maintenance_A_Achievable Economic TRC Potential | F2 | Commercial | OR - College | Existing | Space Heating | Natural Gas | Gas Boiler - Maintenance | A | Integrated Unit Summer Peak Savings (kW) | Achievable Economic TRC Potential | 0 | 0 | 0 | 0 | 0 | 0 | 0 | 0 | 0 | 0 | 0 | 0 | 0 | 0 | 0 | 0 | 0 | 0 | 0 | 0 | 0 | 0 | 0 | 0 | 0 | 0 | 0
F3_Commercial_OR - College_Existing_Space Heating_Natural Gas_Gas Boiler - Maintenance_A_Achievable Economic TRC Potential | F3 | Commercial | OR - College | Existing | Space Heating | Natural Gas | Gas Boiler - Maintenance | A | Integrated Unit Winter Peak Savings (kW) | Achievable Economic TRC Potential | 0 | 0 | 0 | 0 | 0 | 0 | 0 | 0 | 0 | 0 | 0 | 0 | 0 | 0 | 0 | 0 | 0 | 0 | 0 | 0 | 0 | 0 | 0 | 0 | 0 | 0 | 0
F4_Commercial_OR - College_Existing_Space Heating_Natural Gas_Gas Boiler - Maintenance_A_Achievable Economic TRC Potential | F4 | Commercial | OR - College | Existing | Space Heating | Natural Gas | Gas Boiler - Maintenance | A | Incremental Energy Savings (MWh or mTherms) | Achievable Economic TRC Potential | 0 | 0 | 0 | 0 | 0 | 0 | 0 | 0 | 0 | 0 | 0 | 0 | 0 | 0 | 0 | 0 | 0 | 0 | 0 | 0 | 0 | 0 | 0 | 0 | 0 | 0 | 0
F5_Commercial_OR - College_Existing_Space Heating_Natural Gas_Gas Boiler - Maintenance_A_Achievable Economic TRC Potential | F5 | Commercial | OR - College | Existing | Space Heating | Natural Gas | Gas Boiler - Maintenance | A | Incremental Summer Peak Savings (MW) | Achievable Economic TRC Potential | 0 | 0 | 0 | 0 | 0 | 0 | 0 | 0 | 0 | 0 | 0 | 0 | 0 | 0 | 0 | 0 | 0 | 0 | 0 | 0 | 0 | 0 | 0 | 0 | 0 | 0 | 0
F6_Commercial_OR - College_Existing_Space Heating_Natural Gas_Gas Boiler - Maintenance_A_Achievable Economic TRC Potential | F6 | Commercial | OR - College | Existing | Space Heating | Natural Gas | Gas Boiler - Maintenance | A | Incremental Winter Peak Savings (MW) | Achievable Economic TRC Potential | 0 | 0 | 0 | 0 | 0 | 0 | 0 | 0 | 0 | 0 | 0 | 0 | 0 | 0 | 0 | 0 | 0 | 0 | 0 | 0 | 0 | 0 | 0 | 0 | 0 | 0 | 0
F7_Commercial_OR - College_Existing_Space Heating_Natural Gas_Gas Boiler - Maintenance_A_Achievable Economic TRC Potential | F7 | Commercial | OR - College | Existing | Space Heating | Natural Gas | Gas Boiler - Maintenance | A | Cumulative Energy Savings (MWh or mTherms) | Achievable Economic TRC Potential | 0 | 0 | 0 | 0 | 0 | 0 | 0 | 0 | 0 | 0 | 0 | 0 | 0 | 0 | 0 | 0 | 0 | 0 | 0 | 0 | 0 | 0 | 0 | 0 | 0 | 0 | 0
F8_Commercial_OR - College_Existing_Space Heating_Natural Gas_Gas Boiler - Maintenance_A_Achievable Economic TRC Potential | F8 | Commercial | OR - College | Existing | Space Heating | Natural Gas | Gas Boiler - Maintenance | A | Cumulative Summer Peak Savings (MW) | Achievable Economic TRC Potential | 0 | 0 | 0 | 0 | 0 | 0 | 0 | 0 | 0 | 0 | 0 | 0 | 0 | 0 | 0 | 0 | 0 | 0 | 0 | 0 | 0 | 0 | 0 | 0 | 0 | 0 | 0
F9_Commercial_OR - College_Existing_Space Heating_Natural Gas_Gas Boiler - Maintenance_A_Achievable Economic TRC Potential | F9 | Commercial | OR - College | Existing | Space Heating | Natural Gas | Gas Boiler - Maintenance | A | Cumulative Winter Peak Savings (MW) | Achievable Economic TRC Potential | 0 | 0 | 0 | 0 | 0 | 0 | 0 | 0 | 0 | 0 | 0 | 0 | 0 | 0 | 0 | 0 | 0 | 0 | 0 | 0 | 0 | 0 | 0 | 0 | 0 | 0 | 0
F10_Commercial_OR - College_Existing_Space Heating_Natural Gas_Gas Boiler - Maintenance_A_Achievable Economic TRC Potential | F10 | Commercial | OR - College | Existing | Space Heating | Natural Gas | Gas Boiler - Maintenance | A | Purchases (Incremental) | Achievable Economic TRC Potential | 0 | 0 | 0 | 0 | 0 | 0 | 0 | 0 | 0 | 0 | 0 | 0 | 0 | 0 | 0 | 0 | 0 | 0 | 0 | 0 | 0 | 0 | 0 | 0 | 0 | 0 | 0
F11_Commercial_OR - College_Existing_Space Heating_Natural Gas_Gas Boiler - Maintenance_A_Achievable Economic TRC Potential | F11 | Commercial | OR - College | Existing | Space Heating | Natural Gas | Gas Boiler - Maintenance | A | Purchases (Cumulative) | Achievable Economic TRC Potential | 0 | 0 | 0 | 0 | 0 | 0 | 0 | 0 | 0 | 0 | 0 | 0 | 0 | 0 | 0 | 0 | 0 | 0 | 0 | 0 | 0 | 0 | 0 | 0 | 0 | 0 | 0
F1_Commercial_OR - College_Existing_Space Heating_Natural Gas_Gas Furnace - Maintenance_A_Achievable Economic TRC Potential | F1 | Commercial | OR - College | Existing | Space Heating | Natural Gas | Gas Furnace - Maintenance | A | Integrated Unit Energy Savings (kWh or therms) | Achievable Economic TRC Potential | 0 | 0 | 0.067592 | 0.066844 | 0.066039 | 0.065257 | 0.064443 | 0.063533 | 0.062524 | 0.061415 | 0.060215 | 0.058942 | 0.057658 | 0.056365 | 0.055087 | 0.053866 | 0.052737 | 0.051796 | 0.05105 | 0.050412 | 0.049907 | 0.049444 | 0.049225 | 0.049022 | 0.048835 | 0.048662 | 0.048502
F2_Commercial_OR - College_Existing_Space Heating_Natural Gas_Gas Furnace - Maintenance_A_Achievable Economic TRC Potential | F2 | Commercial | OR - College | Existing | Space Heating | Natural Gas | Gas Furnace - Maintenance | A | Integrated Unit Summer Peak Savings (kW) | Achievable Economic TRC Potential | 0 | 0 | 0 | 0 | 0 | 0 | 0 | 0 | 0 | 0 | 0 | 0 | 0 | 0 | 0 | 0 | 0 | 0 | 0 | 0 | 0 | 0 | 0 | 0 | 0 | 0 | 0
F3_Commercial_OR - College_Existing_Space Heating_Natural Gas_Gas Furnace - Maintenance_A_Achievable Economic TRC Potential | F3 | Commercial | OR - College | Existing | Space Heating | Natural Gas | Gas Furnace - Maintenance | A | Integrated Unit Winter Peak Savings (kW) | Achievable Economic TRC Potential | 0 | 0 | 0 | 0 | 0 | 0 | 0 | 0 | 0 | 0 | 0 | 0 | 0 | 0 | 0 | 0 | 0 | 0 | 0 | 0 | 0 | 0 | 0 | 0 | 0 | 0 | 0
F4_Commercial_OR - College_Existing_Space Heating_Natural Gas_Gas Furnace - Maintenance_A_Achievable Economic TRC Potential | F4 | Commercial | OR - College | Existing | Space Heating | Natural Gas | Gas Furnace - Maintenance | A | Incremental Energy Savings (MWh or mTherms) | Achievable Economic TRC Potential | 0 | 0 | 0 | 0 | 0 | 0 | 0 | 0 | 0 | 0 | 0 | 0 | 0 | 0 | 0 | 0 | 0 | 0 | 0 | 0 | 0 | 0 | 0 | 0 | 0 | 0 | 0
F5_Commercial_OR - College_Existing_Space Heating_Natural Gas_Gas Furnace - Maintenance_A_Achievable Economic TRC Potential | F5 | Commercial | OR - College | Existing | Space Heating | Natural Gas | Gas Furnace - Maintenance | A | Incremental Summer Peak Savings (MW) | Achievable Economic TRC Potential | 0 | 0 | 0 | 0 | 0 | 0 | 0 | 0 | 0 | 0 | 0 | 0 | 0 | 0 | 0 | 0 | 0 | 0 | 0 | 0 | 0 | 0 | 0 | 0 | 0 | 0 | 0
F6_Commercial_OR - College_Existing_Space Heating_Natural Gas_Gas Furnace - Maintenance_A_Achievable Economic TRC Potential | F6 | Commercial | OR - College | Existing | Space Heating | Natural Gas | Gas Furnace - Maintenance | A | Incremental Winter Peak Savings (MW) | Achievable Economic TRC Potential | 0 | 0 | 0 | 0 | 0 | 0 | 0 | 0 | 0 | 0 | 0 | 0 | 0 | 0 | 0 | 0 | 0 | 0 | 0 | 0 | 0 | 0 | 0 | 0 | 0 | 0 | 0
F7_Commercial_OR - College_Existing_Space Heating_Natural Gas_Gas Furnace - Maintenance_A_Achievable Economic TRC Potential | F7 | Commercial | OR - College | Existing | Space Heating | Natural Gas | Gas Furnace - Maintenance | A | Cumulative Energy Savings (MWh or mTherms) | Achievable Economic TRC Potential | 0 | 0 | 0 | 0 | 0 | 0 | 0 | 0 | 0 | 0 | 0 | 0 | 0 | 0 | 0 | 0 | 0 | 0 | 0 | 0 | 0 | 0 | 0 | 0 | 0 | 0 | 0
F8_Commercial_OR - College_Existing_Space Heating_Natural Gas_Gas Furnace - Maintenance_A_Achievable Economic TRC Potential | F8 | Commercial | OR - College | Existing | Space Heating | Natural Gas | Gas Furnace - Maintenance | A | Cumulative Summer Peak Savings (MW) | Achievable Economic TRC Potential | 0 | 0 | 0 | 0 | 0 | 0 | 0 | 0 | 0 | 0 | 0 | 0 | 0 | 0 | 0 | 0 | 0 | 0 | 0 | 0 | 0 | 0 | 0 | 0 | 0 | 0 | 0
F9_Commercial_OR - College_Existing_Space Heating_Natural Gas_Gas Furnace - Maintenance_A_Achievable Economic TRC Potential | F9 | Commercial | OR - College | Existing | Space Heating | Natural Gas | Gas Furnace - Maintenance | A | Cumulative Winter Peak Savings (MW) | Achievable Economic TRC Potential | 0 | 0 | 0 | 0 | 0 | 0 | 0 | 0 | 0 | 0 | 0 | 0 | 0 | 0 | 0 | 0 | 0 | 0 | 0 | 0 | 0 | 0 | 0 | 0 | 0 | 0 | 0
F10_Commercial_OR - College_Existing_Space Heating_Natural Gas_Gas Furnace - Maintenance_A_Achievable Economic TRC Potential | F10 | Commercial | OR - College | Existing | Space Heating | Natural Gas | Gas Furnace - Maintenance | A | Purchases (Incremental) | Achievable Economic TRC Potential | 0 | 0 | 0 | 0 | 0 | 0 | 0 | 0 | 0 | 0 | 0 | 0 | 0 | 0 | 0 | 0 | 0 | 0 | 0 | 0 | 0 | 0 | 0 | 0 | 0 | 0 | 0
F11_Commercial_OR - College_Existing_Space Heating_Natural Gas_Gas Furnace - Maintenance_A_Achievable Economic TRC Potential | F11 | Commercial | OR - College | Existing | Space Heating | Natural Gas | Gas Furnace - Maintenance | A | Purchases (Cumulative) | Achievable Economic TRC Potential | 0 | 0 | 0 | 0 | 0 | 0 | 0 | 0 | 0 | 0 | 0 | 0 | 0 | 0 | 0 | 0 | 0 | 0 | 0 | 0 | 0 | 0 | 0 | 0 | 0 | 0 | 0
F1_Commercial_OR - College_Existing_Space Heating_Natural Gas_Gas Boiler - Hot Water Reset_A_Achievable Economic TRC Potential | F1 | Commercial | OR - College | Existing | Space Heating | Natural Gas | Gas Boiler - Hot Water Reset | A | Integrated Unit Energy Savings (kWh or therms) | Achievable Economic TRC Potential | 0 | 0 | 266.4188 | 265.6118 | 264.8156 | 264.0326 | 263.2628 | 262.5056 | 261.7605 | 261.0274 | 260.3066 | 259.5996 | 258.9135 | 258.2461 | 257.6103 | 257.0113 | 256.4563 | 255.9514 | 255.5001 | 255.0864 | 254.7056 | 254.358 | 254.0409 | 253.7515 | 253.4871 | 253.2454 | 253.0242
F2_Commercial_OR - College_Existing_Space Heating_Natural Gas_Gas Boiler - Hot Water Reset_A_Achievable Economic TRC Potential | F2 | Commercial | OR - College | Existing | Space Heating | Natural Gas | Gas Boiler - Hot Water Reset | A | Integrated Unit Summer Peak Savings (kW) | Achievable Economic TRC Potential | 0 | 0 | 0 | 0 | 0 | 0 | 0 | 0 | 0 | 0 | 0 | 0 | 0 | 0 | 0 | 0 | 0 | 0 | 0 | 0 | 0 | 0 | 0 | 0 | 0 | 0 | 0
F3_Commercial_OR - College_Existing_Space Heating_Natural Gas_Gas Boiler - Hot Water Reset_A_Achievable Economic TRC Potential | F3 | Commercial | OR - College | Existing | Space Heating | Natural Gas | Gas Boiler - Hot Water Reset | A | Integrated Unit Winter Peak Savings (kW) | Achievable Economic TRC Potential | 0 | 0 | 0 | 0 | 0 | 0 | 0 | 0 | 0 | 0 | 0 | 0 | 0 | 0 | 0 | 0 | 0 | 0 | 0 | 0 | 0 | 0 | 0 | 0 | 0 | 0 | 0
F4_Commercial_OR - College_Existing_Space Heating_Natural Gas_Gas Boiler - Hot Water Reset_A_Achievable Economic TRC Potential | F4 | Commercial | OR - College | Existing | Space Heating | Natural Gas | Gas Boiler - Hot Water Reset | A | Incremental Energy Savings (MWh or mTherms) | Achievable Economic TRC Potential | 0 | 0 | 0.21099 | 0.43177 | 0.43047 | 0.4292 | 0.42795 | 0.42672 | 0.42551 | 0.42432 | 0.42314 | 0.422 | 0.42088 | 0.4198 | 0.41876 | 0.41779 | 0.41689 | 0.41606 | 0.41533 | 0.41466 | 0.41404 | 0.41347 | 0 | 0 | 0 | 0 | 0
F5_Commercial_OR - College_Existing_Space Heating_Natural Gas_Gas Boiler - Hot Water Reset_A_Achievable Economic TRC Potential | F5 | Commercial | OR - College | Existing | Space Heating | Natural Gas | Gas Boiler - Hot Water Reset | A | Incremental Summer Peak Savings (MW) | Achievable Economic TRC Potential | 0 | 0 | 0 | 0 | 0 | 0 | 0 | 0 | 0 | 0 | 0 | 0 | 0 | 0 | 0 | 0 | 0 | 0 | 0 | 0 | 0 | 0 | 0 | 0 | 0 | 0 | 0
F6_Commercial_OR - College_Existing_Space Heating_Natural Gas_Gas Boiler - Hot Water Reset_A_Achievable Economic TRC Potential | F6 | Commercial | OR - College | Existing | Space Heating | Natural Gas | Gas Boiler - Hot Water Reset | A | Incremental Winter Peak Savings (MW) | Achievable Economic TRC Potential | 0 | 0 | 0 | 0 | 0 | 0 | 0 | 0 | 0 | 0 | 0 | 0 | 0 | 0 | 0 | 0 | 0 | 0 | 0 | 0 | 0 | 0 | 0 | 0 | 0 | 0 | 0
F7_Commercial_OR - College_Existing_Space Heating_Natural Gas_Gas Boiler - Hot Water Reset_A_Achievable Economic TRC Potential | F7 | Commercial | OR - College | Existing | Space Heating | Natural Gas | Gas Boiler - Hot Water Reset | A | Cumulative Energy Savings (MWh or mTherms) | Achievable Economic TRC Potential | 0 | 0 | 0.21099 | 0.64212 | 1.0707 | 1.4967 | 1.9203 | 2.3415 | 2.7603 | 3.1769 | 3.5913 | 4.0035 | 4.4138 | 4.8223 | 5.2292 | 5.6348 | 6.0395 | 6.4437 | 6.8476 | 7.2512 | 7.6544 | 8.0575 | 8.0474 | 8.0382 | 8.0299 | 8.0222 | 8.0152
F8_Commercial_OR - College_Existing_Space Heating_Natural Gas_Gas Boiler - Hot Water Reset_A_Achievable Economic TRC Potential | F8 | Commercial | OR - College | Existing | Space Heating | Natural Gas | Gas Boiler - Hot Water Reset | A | Cumulative Summer Peak Savings (MW) | Achievable Economic TRC Potential | 0 | 0 | 0 | 0 | 0 | 0 | 0 | 0 | 0 | 0 | 0 | 0 | 0 | 0 | 0 | 0 | 0 | 0 | 0 | 0 | 0 | 0 | 0 | 0 | 0 | 0 | 0
F9_Commercial_OR - College_Existing_Space Heating_Natural Gas_Gas Boiler - Hot Water Reset_A_Achievable Economic TRC Potential | F9 | Commercial | OR - College | Existing | Space Heating | Natural Gas | Gas Boiler - Hot Water Reset | A | Cumulative Winter Peak Savings (MW) | Achievable Economic TRC Potential | 0 | 0 | 0 | 0 | 0 | 0 | 0 | 0 | 0 | 0 | 0 | 0 | 0 | 0 | 0 | 0 | 0 | 0 | 0 | 0 | 0 | 0 | 0 | 0 | 0 | 0 | 0
F10_Commercial_OR - College_Existing_Space Heating_Natural Gas_Gas Boiler - Hot Water Reset_A_Achievable Economic TRC Potential | F10 | Commercial | OR - College | Existing | Space Heating | Natural Gas | Gas Boiler - Hot Water Reset | A | Purchases (Incremental) | Achievable Economic TRC Potential | 0 | 0 | 0.79194 | 1.6256 | 1.6256 | 1.6256 | 1.6256 | 1.6256 | 1.6256 | 1.6256 | 1.6256 | 1.6256 | 1.6256 | 1.6256 | 1.6256 | 1.6256 | 1.6256 | 1.6256 | 1.6256 | 1.6256 | 1.6256 | 1.6256 | 0 | 0 | 0 | 0 | 0
F11_Commercial_OR - College_Existing_Space Heating_Natural Gas_Gas Boiler - Hot Water Reset_A_Achievable Economic TRC Potential | F11 | Commercial | OR - College | Existing | Space Heating | Natural Gas | Gas Boiler - Hot Water Reset | A | Purchases (Cumulative) | Achievable Economic TRC Potential | 0 | 0 | 0.79194 | 2.4175 | 4.0431 | 5.6686 | 7.2942 | 8.9198 | 10.5453 | 12.1709 | 13.7964 | 15.422 | 17.0476 | 18.6731 | 20.2987 | 21.9243 | 23.5498 | 25.1754 | 26.8009 | 28.4265 | 30.0521 | 31.6776 | 31.6776 | 31.6776 | 31.6776 | 31.6776 | 31.6776
F1_Commercial_OR - College_Existing_Space Heating_Natural Gas_Gas Boiler - Steam Trap Replacement_A_Achievable Economic TRC Potential | F1 | Commercial | OR - College | Existing | Space Heating | Natural Gas | Gas Boiler - Steam Trap Replacement | A | Integrated Unit Energy Savings (kWh or therms) | Achievable Economic TRC Potential | 0 | 0 | 79.6124 | 79.3186 | 79.0284 | 78.7425 | 78.4607 | 78.183 | 77.9093 | 77.6393 | 77.3733 | 77.1117 | 76.8565 | 76.6071 | 76.3673 | 76.1387 | 75.9233 | 75.7229 | 75.5386 | 75.3655 | 75.2023 | 75.049 | 74.9553 | 74.8698 | 74.7916 | 74.7202 | 74.6548
F2_Commercial_OR - College_Existing_Space Heating_Natural Gas_Gas Boiler - Steam Trap Replacement_A_Achievable Economic TRC Potential | F2 | Commercial | OR - College | Existing | Space Heating | Natural Gas | Gas Boiler - Steam Trap Replacement | A | Integrated Unit Summer Peak Savings (kW) | Achievable Economic TRC Potential | 0 | 0 | 0 | 0 | 0 | 0 | 0 | 0 | 0 | 0 | 0 | 0 | 0 | 0 | 0 | 0 | 0 | 0 | 0 | 0 | 0 | 0 | 0 | 0 | 0 | 0 | 0
F3_Commercial_OR - College_Existing_Space Heating_Natural Gas_Gas Boiler - Steam Trap Replacement_A_Achievable Economic TRC Potential | F3 | Commercial | OR - College | Existing | Space Heating | Natural Gas | Gas Boiler - Steam Trap Replacement | A | Integrated Unit Winter Peak Savings (kW) | Achievable Economic TRC Potential | 0 | 0 | 0 | 0 | 0 | 0 | 0 | 0 | 0 | 0 | 0 | 0 | 0 | 0 | 0 | 0 | 0 | 0 | 0 | 0 | 0 | 0 | 0 | 0 | 0 | 0 | 0
F4_Commercial_OR - College_Existing_Space Heating_Natural Gas_Gas Boiler - Steam Trap Replacement_A_Achievable Economic TRC Potential | F4 | Commercial | OR - College | Existing | Space Heating | Natural Gas | Gas Boiler - Steam Trap Replacement | A | Incremental Energy Savings (MWh or mTherms) | Achievable Economic TRC Potential | 0 | 0 | 0.02627 | 0.053724 | 0.053527 | 0.053334 | 0.053143 | 0.052955 | 0.027061 | 0 | 0 | 0 | 1.7066e-17 | 0 | 1.6957e-17 | 1.0989e-16 | 0 | 1.177e-16 | 0 | 1.0041e-16 | 0 | 0 | 0 | 0 | 0 | 0 | 0
F5_Commercial_OR - College_Existing_Space Heating_Natural Gas_Gas Boiler - Steam Trap Replacement_A_Achievable Economic TRC Potential | F5 | Commercial | OR - College | Existing | Space Heating | Natural Gas | Gas Boiler - Steam Trap Replacement | A | Incremental Summer Peak Savings (MW) | Achievable Economic TRC Potential | 0 | 0 | 0 | 0 | 0 | 0 | 0 | 0 | 0 | 0 | 0 | 0 | 0 | 0 | 0 | 0 | 0 | 0 | 0 | 0 | 0 | 0 | 0 | 0 | 0 | 0 | 0
F6_Commercial_OR - College_Existing_Space Heating_Natural Gas_Gas Boiler - Steam Trap Replacement_A_Achievable Economic TRC Potential | F6 | Commercial | OR - College | Existing | Space Heating | Natural Gas | Gas Boiler - Steam Trap Replacement | A | Incremental Winter Peak Savings (MW) | Achievable Economic TRC Potential | 0 | 0 | 0 | 0 | 0 | 0 | 0 | 0 | 0 | 0 | 0 | 0 | 0 | 0 | 0 | 0 | 0 | 0 | 0 | 0 | 0 | 0 | 0 | 0 | 0 | 0 | 0
F7_Commercial_OR - College_Existing_Space Heating_Natural Gas_Gas Boiler - Steam Trap Replacement_A_Achievable Economic TRC Potential | F7 | Commercial | OR - College | Existing | Space Heating | Natural Gas | Gas Boiler - Steam Trap Replacement | A | Cumulative Energy Savings (MWh or mTherms) | Achievable Economic TRC Potential | 0 | 0 | 0.02627 | 0.079897 | 0.13313 | 0.18598 | 0.23846 | 0.29057 | 0.31662 | 0.31552 | 0.31444 | 0.31337 | 0.31234 | 0.31132 | 0.31035 | 0.30942 | 0.30855 | 0.30773 | 0.30698 | 0.30628 | 0.30562 | 0.30499 | 0.30461 | 0.30426 | 0.30395 | 0.30366 | 0.30339
F8_Commercial_OR - College_Existing_Space Heating_Natural Gas_Gas Boiler - Steam Trap Replacement_A_Achievable Economic TRC Potential | F8 | Commercial | OR - College | Existing | Space Heating | Natural Gas | Gas Boiler - Steam Trap Replacement | A | Cumulative Summer Peak Savings (MW) | Achievable Economic TRC Potential | 0 | 0 | 0 | 0 | 0 | 0 | 0 | 0 | 0 | 0 | 0 | 0 | 0 | 0 | 0 | 0 | 0 | 0 | 0 | 0 | 0 | 0 | 0 | 0 | 0 | 0 | 0
F9_Commercial_OR - College_Existing_Space Heating_Natural Gas_Gas Boiler - Steam Trap Replacement_A_Achievable Economic TRC Potential | F9 | Commercial | OR - College | Existing | Space Heating | Natural Gas | Gas Boiler - Steam Trap Replacement | A | Cumulative Winter Peak Savings (MW) | Achievable Economic TRC Potential | 0 | 0 | 0 | 0 | 0 | 0 | 0 | 0 | 0 | 0 | 0 | 0 | 0 | 0 | 0 | 0 | 0 | 0 | 0 | 0 | 0 | 0 | 0 | 0 | 0 | 0 | 0
F10_Commercial_OR - College_Existing_Space Heating_Natural Gas_Gas Boiler - Steam Trap Replacement_A_Achievable Economic TRC Potential | F10 | Commercial | OR - College | Existing | Space Heating | Natural Gas | Gas Boiler - Steam Trap Replacement | A | Purchases (Incremental) | Achievable Economic TRC Potential | 0 | 0 | 0.32998 | 0.67732 | 0.67732 | 0.67732 | 0.67732 | 0.67732 | 0.34734 | 0 | 0 | 0 | 2.2204e-16 | 0 | 2.2204e-16 | 1.4433e-15 | 0 | 1.5543e-15 | 0 | 1.3323e-15 | 0 | 0 | 0 | 0 | 0 | 0 | 0
F11_Commercial_OR - College_Existing_Space Heating_Natural Gas_Gas Boiler - Steam Trap Replacement_A_Achievable Economic TRC Potential | F11 | Commercial | OR - College | Existing | Space Heating | Natural Gas | Gas Boiler - Steam Trap Replacement | A | Purchases (Cumulative) | Achievable Economic TRC Potential | 0 | 0 | 0.32998 | 1.0073 | 1.6846 | 2.3619 | 3.0392 | 3.7166 | 4.0639 | 4.0639 | 4.0639 | 4.0639 | 4.0639 | 4.0639 | 4.0639 | 4.0639 | 4.0639 | 4.0639 | 4.0639 | 4.0639 | 4.0639 | 4.0639 | 4.0639 | 4.0639 | 4.0639 | 4.0639 | 4.0639
F1_Commercial_OR - College_Existing_Space Heating_Natural Gas_Gas Boiler - High Turndown Burner_A_Achievable Economic TRC Potential | F1 | Commercial | OR - College | Existing | Space Heating | Natural Gas | Gas Boiler - High Turndown Burner | A | Integrated Unit Energy Savings (kWh or therms) | Achievable Economic TRC Potential | 0 | 0 | 0.24886 | 0.24651 | 0.24403 | 0.24143 | 0.2385 | 0.23531 | 0.23183 | 0.22806 | 0.22402 | 0.21976 | 0.21551 | 0.21127 | 0.20712 | 0.2032 | 0.19965 | 0.19683 | 0.19477 | 0.19307 | 0.19184 | 0.19071 | 0.19047 | 0.19025 | 0.19005 | 0.18987 | 0.1897
F2_Commercial_OR - College_Existing_Space Heating_Natural Gas_Gas Boiler - High Turndown Burner_A_Achievable Economic TRC Potential | F2 | Commercial | OR - College | Existing | Space Heating | Natural Gas | Gas Boiler - High Turndown Burner | A | Integrated Unit Summer Peak Savings (kW) | Achievable Economic TRC Potential | 0 | 0 | 0 | 0 | 0 | 0 | 0 | 0 | 0 | 0 | 0 | 0 | 0 | 0 | 0 | 0 | 0 | 0 | 0 | 0 | 0 | 0 | 0 | 0 | 0 | 0 | 0
F3_Commercial_OR - College_Existing_Space Heating_Natural Gas_Gas Boiler - High Turndown Burner_A_Achievable Economic TRC Potential | F3 | Commercial | OR - College | Existing | Space Heating | Natural Gas | Gas Boiler - High Turndown Burner | A | Integrated Unit Winter Peak Savings (kW) | Achievable Economic TRC Potential | 0 | 0 | 0 | 0 | 0 | 0 | 0 | 0 | 0 | 0 | 0 | 0 | 0 | 0 | 0 | 0 | 0 | 0 | 0 | 0 | 0 | 0 | 0 | 0 | 0 | 0 | 0
F4_Commercial_OR - College_Existing_Space Heating_Natural Gas_Gas Boiler - High Turndown Burner_A_Achievable Economic TRC Potential | F4 | Commercial | OR - College | Existing | Space Heating | Natural Gas | Gas Boiler - High Turndown Burner | A | Incremental Energy Savings (MWh or mTherms) | Achievable Economic TRC Potential | 0 | 0 | 0 | 0 | 0 | 0 | 0 | 0 | 0 | 0 | 0 | 0 | 0 | 0 | 0 | 0 | 0 | 0 | 0 | 0 | 0 | 0 | 0 | 0 | 0 | 0 | 0
F5_Commercial_OR - College_Existing_Space Heating_Natural Gas_Gas Boiler - High Turndown Burner_A_Achievable Economic TRC Potential | F5 | Commercial | OR - College | Existing | Space Heating | Natural Gas | Gas Boiler - High Turndown Burner | A | Incremental Summer Peak Savings (MW) | Achievable Economic TRC Potential | 0 | 0 | 0 | 0 | 0 | 0 | 0 | 0 | 0 | 0 | 0 | 0 | 0 | 0 | 0 | 0 | 0 | 0 | 0 | 0 | 0 | 0 | 0 | 0 | 0 | 0 | 0
F6_Commercial_OR - College_Existing_Space Heating_Natural Gas_Gas Boiler - High Turndown Burner_A_Achievable Economic TRC Potential | F6 | Commercial | OR - College | Existing | Space Heating | Natural Gas | Gas Boiler - High Turndown Burner | A | Incremental Winter Peak Savings (MW) | Achievable Economic TRC Potential | 0 | 0 | 0 | 0 | 0 | 0 | 0 | 0 | 0 | 0 | 0 | 0 | 0 | 0 | 0 | 0 | 0 | 0 | 0 | 0 | 0 | 0 | 0 | 0 | 0 | 0 | 0
F7_Commercial_OR - College_Existing_Space Heating_Natural Gas_Gas Boiler - High Turndown Burner_A_Achievable Economic TRC Potential | F7 | Commercial | OR - College | Existing | Space Heating | Natural Gas | Gas Boiler - High Turndown Burner | A | Cumulative Energy Savings (MWh or mTherms) | Achievable Economic TRC Potential | 0 | 0 | 0 | 0 | 0 | 0 | 0 | 0 | 0 | 0 | 0 | 0 | 0 | 0 | 0 | 0 | 0 | 0 | 0 | 0 | 0 | 0 | 0 | 0 | 0 | 0 | 0
F8_Commercial_OR - College_Existing_Space Heating_Natural Gas_Gas Boiler - High Turndown Burner_A_Achievable Economic TRC Potential | F8 | Commercial | OR - College | Existing | Space Heating | Natural Gas | Gas Boiler - High Turndown Burner | A | Cumulative Summer Peak Savings (MW) | Achievable Economic TRC Potential | 0 | 0 | 0 | 0 | 0 | 0 | 0 | 0 | 0 | 0 | 0 | 0 | 0 | 0 | 0 | 0 | 0 | 0 | 0 | 0 | 0 | 0 | 0 | 0 | 0 | 0 | 0
F9_Commercial_OR - College_Existing_Space Heating_Natural Gas_Gas Boiler - High Turndown Burner_A_Achievable Economic TRC Potential | F9 | Commercial | OR - College | Existing | Space Heating | Natural Gas | Gas Boiler - High Turndown Burner | A | Cumulative Winter Peak Savings (MW) | Achievable Economic TRC Potential | 0 | 0 | 0 | 0 | 0 | 0 | 0 | 0 | 0 | 0 | 0 | 0 | 0 | 0 | 0 | 0 | 0 | 0 | 0 | 0 | 0 | 0 | 0 | 0 | 0 | 0 | 0
F10_Commercial_OR - College_Existing_Space Heating_Natural Gas_Gas Boiler - High Turndown Burner_A_Achievable Economic TRC Potential | F10 | Commercial | OR - College | Existing | Space Heating | Natural Gas | Gas Boiler - High Turndown Burner | A | Purchases (Incremental) | Achievable Economic TRC Potential | 0 | 0 | 0 | 0 | 0 | 0 | 0 | 0 | 0 | 0 | 0 | 0 | 0 | 0 | 0 | 0 | 0 | 0 | 0 | 0 | 0 | 0 | 0 | 0 | 0 | 0 | 0
F11_Commercial_OR - College_Existing_Space Heating_Natural Gas_Gas Boiler - High Turndown Burner_A_Achievable Economic TRC Potential | F11 | Commercial | OR - College | Existing | Space Heating | Natural Gas | Gas Boiler - High Turndown Burner | A | Purchases (Cumulative) | Achievable Economic TRC Potential | 0 | 0 | 0 | 0 | 0 | 0 | 0 | 0 | 0 | 0 | 0 | 0 | 0 | 0 | 0 | 0 | 0 | 0 | 0 | 0 | 0 | 0 | 0 | 0 | 0 | 0 | 0
F1_Commercial_OR - College_Existing_Space Heating_Natural Gas_Gas Boiler - Burner Control Optimization_A_Achievable Economic TRC Potential | F1 | Commercial | OR - College | Existing | Space Heating | Natural Gas | Gas Boiler - Burner Control Optimization | A | Integrated Unit Energy Savings (kWh or therms) | Achievable Economic TRC Potential | 0 | 0 | 0.072168 | 0.071488 | 0.070767 | 0.070014 | 0.069165 | 0.068239 | 0.06723 | 0.066136 | 0.064964 | 0.063731 | 0.062499 | 0.061269 | 0.060064 | 0.058928 | 0.057898 | 0.057081 | 0.056483 | 0.05599 | 0.055633 | 0.055305 | 0.055236 | 0.055173 | 0.055115 | 0.055062 | 0.055014
F2_Commercial_OR - College_Existing_Space Heating_Natural Gas_Gas Boiler - Burner Control Optimization_A_Achievable Economic TRC Potential | F2 | Commercial | OR - College | Existing | Space Heating | Natural Gas | Gas Boiler - Burner Control Optimization | A | Integrated Unit Summer Peak Savings (kW) | Achievable Economic TRC Potential | 0 | 0 | 0 | 0 | 0 | 0 | 0 | 0 | 0 | 0 | 0 | 0 | 0 | 0 | 0 | 0 | 0 | 0 | 0 | 0 | 0 | 0 | 0 | 0 | 0 | 0 | 0
F3_Commercial_OR - College_Existing_Space Heating_Natural Gas_Gas Boiler - Burner Control Optimization_A_Achievable Economic TRC Potential | F3 | Commercial | OR - College | Existing | Space Heating | Natural Gas | Gas Boiler - Burner Control Optimization | A | Integrated Unit Winter Peak Savings (kW) | Achievable Economic TRC Potential | 0 | 0 | 0 | 0 | 0 | 0 | 0 | 0 | 0 | 0 | 0 | 0 | 0 | 0 | 0 | 0 | 0 | 0 | 0 | 0 | 0 | 0 | 0 | 0 | 0 | 0 | 0
F4_Commercial_OR - College_Existing_Space Heating_Natural Gas_Gas Boiler - Burner Control Optimization_A_Achievable Economic TRC Potential | F4 | Commercial | OR - College | Existing | Space Heating | Natural Gas | Gas Boiler - Burner Control Optimization | A | Incremental Energy Savings (MWh or mTherms) | Achievable Economic TRC Potential | 0 | 0 | 0 | 0 | 0 | 0 | 0 | 0 | 0 | 0 | 0 | 0 | 0 | 0 | 0 | 0 | 0 | 0 | 0 | 0 | 0 | 0 | 0 | 0 | 0 | 0 | 0
F5_Commercial_OR - College_Existing_Space Heating_Natural Gas_Gas Boiler - Burner Control Optimization_A_Achievable Economic TRC Potential | F5 | Commercial | OR - College | Existing | Space Heating | Natural Gas | Gas Boiler - Burner Control Optimization | A | Incremental Summer Peak Savings (MW) | Achievable Economic TRC Potential | 0 | 0 | 0 | 0 | 0 | 0 | 0 | 0 | 0 | 0 | 0 | 0 | 0 | 0 | 0 | 0 | 0 | 0 | 0 | 0 | 0 | 0 | 0 | 0 | 0 | 0 | 0
F6_Commercial_OR - College_Existing_Space Heating_Natural Gas_Gas Boiler - Burner Control Optimization_A_Achievable Economic TRC Potential | F6 | Commercial | OR - College | Existing | Space Heating | Natural Gas | Gas Boiler - Burner Control Optimization | A | Incremental Winter Peak Savings (MW) | Achievable Economic TRC Potential | 0 | 0 | 0 | 0 | 0 | 0 | 0 | 0 | 0 | 0 | 0 | 0 | 0 | 0 | 0 | 0 | 0 | 0 | 0 | 0 | 0 | 0 | 0 | 0 | 0 | 0 | 0
F7_Commercial_OR - College_Existing_Space Heating_Natural Gas_Gas Boiler - Burner Control Optimization_A_Achievable Economic TRC Potential | F7 | Commercial | OR - College | Existing | Space Heating | Natural Gas | Gas Boiler - Burner Control Optimization | A | Cumulative Energy Savings (MWh or mTherms) | Achievable Economic TRC Potential | 0 | 0 | 0 | 0 | 0 | 0 | 0 | 0 | 0 | 0 | 0 | 0 | 0 | 0 | 0 | 0 | 0 | 0 | 0 | 0 | 0 | 0 | 0 | 0 | 0 | 0 | 0
F8_Commercial_OR - College_Existing_Space Heating_Natural Gas_Gas Boiler - Burner Control Optimization_A_Achievable Economic TRC Potential | F8 | Commercial | OR - College | Existing | Space Heating | Natural Gas | Gas Boiler - Burner Control Optimization | A | Cumulative Summer Peak Savings (MW) | Achievable Economic TRC Potential | 0 | 0 | 0 | 0 | 0 | 0 | 0 | 0 | 0 | 0 | 0 | 0 | 0 | 0 | 0 | 0 | 0 | 0 | 0 | 0 | 0 | 0 | 0 | 0 | 0 | 0 | 0
F9_Commercial_OR - College_Existing_Space Heating_Natural Gas_Gas Boiler - Burner Control Optimization_A_Achievable Economic TRC Potential | F9 | Commercial | OR - College | Existing | Space Heating | Natural Gas | Gas Boiler - Burner Control Optimization | A | Cumulative Winter Peak Savings (MW) | Achievable Economic TRC Potential | 0 | 0 | 0 | 0 | 0 | 0 | 0 | 0 | 0 | 0 | 0 | 0 | 0 | 0 | 0 | 0 | 0 | 0 | 0 | 0 | 0 | 0 | 0 | 0 | 0 | 0 | 0
F10_Commercial_OR - College_Existing_Space Heating_Natural Gas_Gas Boiler - Burner Control Optimization_A_Achievable Economic TRC Potential | F10 | Commercial | OR - College | Existing | Space Heating | Natural Gas | Gas Boiler - Burner Control Optimization | A | Purchases (Incremental) | Achievable Economic TRC Potential | 0 | 0 | 0 | 0 | 0 | 0 | 0 | 0 | 0 | 0 | 0 | 0 | 0 | 0 | 0 | 0 | 0 | 0 | 0 | 0 | 0 | 0 | 0 | 0 | 0 | 0 | 0
F11_Commercial_OR - College_Existing_Space Heating_Natural Gas_Gas Boiler - Burner Control Optimization_A_Achievable Economic TRC Potential | F11 | Commercial | OR - College | Existing | Space Heating | Natural Gas | Gas Boiler - Burner Control Optimization | A | Purchases (Cumulative) | Achievable Economic TRC Potential | 0 | 0 | 0 | 0 | 0 | 0 | 0 | 0 | 0 | 0 | 0 | 0 | 0 | 0 | 0 | 0 | 0 | 0 | 0 | 0 | 0 | 0 | 0 | 0 | 0 | 0 | 0
F1_Commercial_OR - College_Existing_Space Heating_Natural Gas_Gas Boiler - Stack Economizer_A_Achievable Economic TRC Potential | F1 | Commercial | OR - College | Existing | Space Heating | Natural Gas | Gas Boiler - Stack Economizer | A | Integrated Unit Energy Savings (kWh or therms) | Achievable Economic TRC Potential | 0 | 0 | 0.23863 | 0.23584 | 0.23292 | 0.23016 | 0.22737 | 0.22433 | 0.22101 | 0.21742 | 0.21356 | 0.20951 | 0.20546 | 0.20141 | 0.19745 | 0.19372 | 0.19033 | 0.18765 | 0.18568 | 0.18406 | 0.18289 | 0.18181 | 0.18158 | 0.18137 | 0.18118 | 0.18101 | 0.18085
F2_Commercial_OR - College_Existing_Space Heating_Natural Gas_Gas Boiler - Stack Economizer_A_Achievable Economic TRC Potential | F2 | Commercial | OR - College | Existing | Space Heating | Natural Gas | Gas Boiler - Stack Economizer | A | Integrated Unit Summer Peak Savings (kW) | Achievable Economic TRC Potential | 0 | 0 | 0 | 0 | 0 | 0 | 0 | 0 | 0 | 0 | 0 | 0 | 0 | 0 | 0 | 0 | 0 | 0 | 0 | 0 | 0 | 0 | 0 | 0 | 0 | 0 | 0
F3_Commercial_OR - College_Existing_Space Heating_Natural Gas_Gas Boiler - Stack Economizer_A_Achievable Economic TRC Potential | F3 | Commercial | OR - College | Existing | Space Heating | Natural Gas | Gas Boiler - Stack Economizer | A | Integrated Unit Winter Peak Savings (kW) | Achievable Economic TRC Potential | 0 | 0 | 0 | 0 | 0 | 0 | 0 | 0 | 0 | 0 | 0 | 0 | 0 | 0 | 0 | 0 | 0 | 0 | 0 | 0 | 0 | 0 | 0 | 0 | 0 | 0 | 0
F4_Commercial_OR - College_Existing_Space Heating_Natural Gas_Gas Boiler - Stack Economizer_A_Achievable Economic TRC Potential | F4 | Commercial | OR - College | Existing | Space Heating | Natural Gas | Gas Boiler - Stack Economizer | A | Incremental Energy Savings (MWh or mTherms) | Achievable Economic TRC Potential | 0 | 0 | 0 | 0 | 0 | 0 | 0 | 0 | 0 | 0 | 0 | 0 | 0 | 0 | 0 | 0 | 0 | 0 | 0 | 0 | 0 | 0 | 0 | 0 | 0 | 0 | 0
F5_Commercial_OR - College_Existing_Space Heating_Natural Gas_Gas Boiler - Stack Economizer_A_Achievable Economic TRC Potential | F5 | Commercial | OR - College | Existing | Space Heating | Natural Gas | Gas Boiler - Stack Economizer | A | Incremental Summer Peak Savings (MW) | Achievable Economic TRC Potential | 0 | 0 | 0 | 0 | 0 | 0 | 0 | 0 | 0 | 0 | 0 | 0 | 0 | 0 | 0 | 0 | 0 | 0 | 0 | 0 | 0 | 0 | 0 | 0 | 0 | 0 | 0
F6_Commercial_OR - College_Existing_Space Heating_Natural Gas_Gas Boiler - Stack Economizer_A_Achievable Economic TRC Potential | F6 | Commercial | OR - College | Existing | Space Heating | Natural Gas | Gas Boiler - Stack Economizer | A | Incremental Winter Peak Savings (MW) | Achievable Economic TRC Potential | 0 | 0 | 0 | 0 | 0 | 0 | 0 | 0 | 0 | 0 | 0 | 0 | 0 | 0 | 0 | 0 | 0 | 0 | 0 | 0 | 0 | 0 | 0 | 0 | 0 | 0 | 0
F7_Commercial_OR - College_Existing_Space Heating_Natural Gas_Gas Boiler - Stack Economizer_A_Achievable Economic TRC Potential | F7 | Commercial | OR - College | Existing | Space Heating | Natural Gas | Gas Boiler - Stack Economizer | A | Cumulative Energy Savings (MWh or mTherms) | Achievable Economic TRC Potential | 0 | 0 | 0 | 0 | 0 | 0 | 0 | 0 | 0 | 0 | 0 | 0 | 0 | 0 | 0 | 0 | 0 | 0 | 0 | 0 | 0 | 0 | 0 | 0 | 0 | 0 | 0
F8_Commercial_OR - College_Existing_Space Heating_Natural Gas_Gas Boiler - Stack Economizer_A_Achievable Economic TRC Potential | F8 | Commercial | OR - College | Existing | Space Heating | Natural Gas | Gas Boiler - Stack Economizer | A | Cumulative Summer Peak Savings (MW) | Achievable Economic TRC Potential | 0 | 0 | 0 | 0 | 0 | 0 | 0 | 0 | 0 | 0 | 0 | 0 | 0 | 0 | 0 | 0 | 0 | 0 | 0 | 0 | 0 | 0 | 0 | 0 | 0 | 0 | 0
F9_Commercial_OR - College_Existing_Space Heating_Natural Gas_Gas Boiler - Stack Economizer_A_Achievable Economic TRC Potential | F9 | Commercial | OR - College | Existing | Space Heating | Natural Gas | Gas Boiler - Stack Economizer | A | Cumulative Winter Peak Savings (MW) | Achievable Economic TRC Potential | 0 | 0 | 0 | 0 | 0 | 0 | 0 | 0 | 0 | 0 | 0 | 0 | 0 | 0 | 0 | 0 | 0 | 0 | 0 | 0 | 0 | 0 | 0 | 0 | 0 | 0 | 0
F10_Commercial_OR - College_Existing_Space Heating_Natural Gas_Gas Boiler - Stack Economizer_A_Achievable Economic TRC Potential | F10 | Commercial | OR - College | Existing | Space Heating | Natural Gas | Gas Boiler - Stack Economizer | A | Purchases (Incremental) | Achievable Economic TRC Potential | 0 | 0 | 0 | 0 | 0 | 0 | 0 | 0 | 0 | 0 | 0 | 0 | 0 | 0 | 0 | 0 | 0 | 0 | 0 | 0 | 0 | 0 | 0 | 0 | 0 | 0 | 0
F11_Commercial_OR - College_Existing_Space Heating_Natural Gas_Gas Boiler - Stack Economizer_A_Achievable Economic TRC Potential | F11 | Commercial | OR - College | Existing | Space Heating | Natural Gas | Gas Boiler - Stack Economizer | A | Purchases (Cumulative) | Achievable Economic TRC Potential | 0 | 0 | 0 | 0 | 0 | 0 | 0 | 0 | 0 | 0 | 0 | 0 | 0 | 0 | 0 | 0 | 0 | 0 | 0 | 0 | 0 | 0 | 0 | 0 | 0 | 0 | 0
F1_Commercial_OR - College_Existing_Space Heating_Natural Gas_Gas Boiler - Thermostatic Radiator Valves_A_Achievable Economic TRC Potential | F1 | Commercial | OR - College | Existing | Space Heating | Natural Gas | Gas Boiler - Thermostatic Radiator Valves | A | Integrated Unit Energy Savings (kWh or therms) | Achievable Economic TRC Potential | 0 | 0 | 16.7505 | 16.6622 | 16.566 | 16.4631 | 16.3511 | 16.2271 | 16.0896 | 15.9369 | 15.7683 | 15.5851 | 15.3916 | 15.1933 | 14.9982 | 14.8143 | 14.6489 | 14.5161 | 14.4179 | 14.339 | 14.2863 | 14.239 | 14.2212 | 14.205 | 14.1901 | 14.1765 | 14.1641
F2_Commercial_OR - College_Existing_Space Heating_Natural Gas_Gas Boiler - Thermostatic Radiator Valves_A_Achievable Economic TRC Potential | F2 | Commercial | OR - College | Existing | Space Heating | Natural Gas | Gas Boiler - Thermostatic Radiator Valves | A | Integrated Unit Summer Peak Savings (kW) | Achievable Economic TRC Potential | 0 | 0 | 0 | 0 | 0 | 0 | 0 | 0 | 0 | 0 | 0 | 0 | 0 | 0 | 0 | 0 | 0 | 0 | 0 | 0 | 0 | 0 | 0 | 0 | 0 | 0 | 0
F3_Commercial_OR - College_Existing_Space Heating_Natural Gas_Gas Boiler - Thermostatic Radiator Valves_A_Achievable Economic TRC Potential | F3 | Commercial | OR - College | Existing | Space Heating | Natural Gas | Gas Boiler - Thermostatic Radiator Valves | A | Integrated Unit Winter Peak Savings (kW) | Achievable Economic TRC Potential | 0 | 0 | 0 | 0 | 0 | 0 | 0 | 0 | 0 | 0 | 0 | 0 | 0 | 0 | 0 | 0 | 0 | 0 | 0 | 0 | 0 | 0 | 0 | 0 | 0 | 0 | 0
F4_Commercial_OR - College_Existing_Space Heating_Natural Gas_Gas Boiler - Thermostatic Radiator Valves_A_Achievable Economic TRC Potential | F4 | Commercial | OR - College | Existing | Space Heating | Natural Gas | Gas Boiler - Thermostatic Radiator Valves | A | Incremental Energy Savings (MWh or mTherms) | Achievable Economic TRC Potential | 0 | 0 | 0.49381 | 1.0083 | 1.0024 | 0.99622 | 0.98944 | 0.98194 | 0.97362 | 0.96438 | 0.95417 | 0.94309 | 0.93138 | 0.91938 | 0.90757 | 0.89644 | 0.88643 | 0.45046 | 0 | 1.3245e-15 | 0 | 0 | 0 | 0 | 0 | 0 | 0
F5_Commercial_OR - College_Existing_Space Heating_Natural Gas_Gas Boiler - Thermostatic Radiator Valves_A_Achievable Economic TRC Potential | F5 | Commercial | OR - College | Existing | Space Heating | Natural Gas | Gas Boiler - Thermostatic Radiator Valves | A | Incremental Summer Peak Savings (MW) | Achievable Economic TRC Potential | 0 | 0 | 0 | 0 | 0 | 0 | 0 | 0 | 0 | 0 | 0 | 0 | 0 | 0 | 0 | 0 | 0 | 0 | 0 | 0 | 0 | 0 | 0 | 0 | 0 | 0 | 0
F6_Commercial_OR - College_Existing_Space Heating_Natural Gas_Gas Boiler - Thermostatic Radiator Valves_A_Achievable Economic TRC Potential | F6 | Commercial | OR - College | Existing | Space Heating | Natural Gas | Gas Boiler - Thermostatic Radiator Valves | A | Incremental Winter Peak Savings (MW) | Achievable Economic TRC Potential | 0 | 0 | 0 | 0 | 0 | 0 | 0 | 0 | 0 | 0 | 0 | 0 | 0 | 0 | 0 | 0 | 0 | 0 | 0 | 0 | 0 | 0 | 0 | 0 | 0 | 0 | 0
F7_Commercial_OR - College_Existing_Space Heating_Natural Gas_Gas Boiler - Thermostatic Radiator Valves_A_Achievable Economic TRC Potential | F7 | Commercial | OR - College | Existing | Space Heating | Natural Gas | Gas Boiler - Thermostatic Radiator Valves | A | Cumulative Energy Savings (MWh or mTherms) | Achievable Economic TRC Potential | 0 | 0 | 0.49381 | 1.4995 | 2.4933 | 3.474 | 4.4398 | 5.3881 | 6.316 | 7.2205 | 8.0982 | 8.9473 | 9.7676 | 10.5611 | 11.333 | 12.0905 | 12.8419 | 13.176 | 13.0869 | 13.0153 | 12.9674 | 12.9245 | 12.9084 | 12.8936 | 12.8801 | 12.8678 | 12.8565
F8_Commercial_OR - College_Existing_Space Heating_Natural Gas_Gas Boiler - Thermostatic Radiator Valves_A_Achievable Economic TRC Potential | F8 | Commercial | OR - College | Existing | Space Heating | Natural Gas | Gas Boiler - Thermostatic Radiator Valves | A | Cumulative Summer Peak Savings (MW) | Achievable Economic TRC Potential | 0 | 0 | 0 | 0 | 0 | 0 | 0 | 0 | 0 | 0 | 0 | 0 | 0 | 0 | 0 | 0 | 0 | 0 | 0 | 0 | 0 | 0 | 0 | 0 | 0 | 0 | 0
F9_Commercial_OR - College_Existing_Space Heating_Natural Gas_Gas Boiler - Thermostatic Radiator Valves_A_Achievable Economic TRC Potential | F9 | Commercial | OR - College | Existing | Space Heating | Natural Gas | Gas Boiler - Thermostatic Radiator Valves | A | Cumulative Winter Peak Savings (MW) | Achievable Economic TRC Potential | 0 | 0 | 0 | 0 | 0 | 0 | 0 | 0 | 0 | 0 | 0 | 0 | 0 | 0 | 0 | 0 | 0 | 0 | 0 | 0 | 0 | 0 | 0 | 0 | 0 | 0 | 0
F10_Commercial_OR - College_Existing_Space Heating_Natural Gas_Gas Boiler - Thermostatic Radiator Valves_A_Achievable Economic TRC Potential | F10 | Commercial | OR - College | Existing | Space Heating | Natural Gas | Gas Boiler - Thermostatic Radiator Valves | A | Purchases (Incremental) | Achievable Economic TRC Potential | 0 | 0 | 29.4803 | 60.5122 | 60.5122 | 60.5122 | 60.5122 | 60.5122 | 60.5122 | 60.5122 | 60.5122 | 60.5122 | 60.5122 | 60.5122 | 60.5122 | 60.5122 | 60.5122 | 31.0319 | 0 | 9.2371e-14 | 0 | 0 | 0 | 0 | 0 | 0 | 0
F11_Commercial_OR - College_Existing_Space Heating_Natural Gas_Gas Boiler - Thermostatic Radiator Valves_A_Achievable Economic TRC Potential | F11 | Commercial | OR - College | Existing | Space Heating | Natural Gas | Gas Boiler - Thermostatic Radiator Valves | A | Purchases (Cumulative) | Achievable Economic TRC Potential | 0 | 0 | 29.4803 | 89.9925 | 150.5047 | 211.0169 | 271.5291 | 332.0412 | 392.5534 | 453.0656 | 513.5778 | 574.09 | 634.6022 | 695.1144 | 755.6266 | 816.1387 | 876.6509 | 907.6828 | 907.6828 | 907.6828 | 907.6828 | 907.6828 | 907.6828 | 907.6828 | 907.6828 | 907.6828 | 907.6828
F1_Commercial_OR - College_Existing_Space Heating_Natural Gas_HVAC - Shut Off Damper_A_Achievable Economic TRC Potential | F1 | Commercial | OR - College | Existing | Space Heating | Natural Gas | HVAC - Shut Off Damper | A | Integrated Unit Energy Savings (kWh or therms) | Achievable Economic TRC Potential | 0 | 0 | 31.2416 | 30.8765 | 30.4949 | 30.1342 | 29.7685 | 29.3687 | 28.9327 | 28.4601 | 27.9531 | 27.4194 | 26.8858 | 26.3531 | 25.8309 | 25.3381 | 24.891 | 24.5349 | 24.2735 | 24.0571 | 23.8992 | 23.7546 | 23.7212 | 23.6906 | 23.6625 | 23.6369 | 23.6134
F2_Commercial_OR - College_Existing_Space Heating_Natural Gas_HVAC - Shut Off Damper_A_Achievable Economic TRC Potential | F2 | Commercial | OR - College | Existing | Space Heating | Natural Gas | HVAC - Shut Off Damper | A | Integrated Unit Summer Peak Savings (kW) | Achievable Economic TRC Potential | 0 | 0 | 0 | 0 | 0 | 0 | 0 | 0 | 0 | 0 | 0 | 0 | 0 | 0 | 0 | 0 | 0 | 0 | 0 | 0 | 0 | 0 | 0 | 0 | 0 | 0 | 0
F3_Commercial_OR - College_Existing_Space Heating_Natural Gas_HVAC - Shut Off Damper_A_Achievable Economic TRC Potential | F3 | Commercial | OR - College | Existing | Space Heating | Natural Gas | HVAC - Shut Off Damper | A | Integrated Unit Winter Peak Savings (kW) | Achievable Economic TRC Potential | 0 | 0 | 0 | 0 | 0 | 0 | 0 | 0 | 0 | 0 | 0 | 0 | 0 | 0 | 0 | 0 | 0 | 0 | 0 | 0 | 0 | 0 | 0 | 0 | 0 | 0 | 0
F4_Commercial_OR - College_Existing_Space Heating_Natural Gas_HVAC - Shut Off Damper_A_Achievable Economic TRC Potential | F4 | Commercial | OR - College | Existing | Space Heating | Natural Gas | HVAC - Shut Off Damper | A | Incremental Energy Savings (MWh or mTherms) | Achievable Economic TRC Potential | 0 | 0 | 0 | 0 | 0 | 0 | 0 | 0 | 0 | 0 | 0 | 0 | 0 | 0 | 0 | 0 | 0 | 0 | 0 | 0 | 0 | 0 | 0 | 0 | 0 | 0 | 0
F5_Commercial_OR - College_Existing_Space Heating_Natural Gas_HVAC - Shut Off Damper_A_Achievable Economic TRC Potential | F5 | Commercial | OR - College | Existing | Space Heating | Natural Gas | HVAC - Shut Off Damper | A | Incremental Summer Peak Savings (MW) | Achievable Economic TRC Potential | 0 | 0 | 0 | 0 | 0 | 0 | 0 | 0 | 0 | 0 | 0 | 0 | 0 | 0 | 0 | 0 | 0 | 0 | 0 | 0 | 0 | 0 | 0 | 0 | 0 | 0 | 0
F6_Commercial_OR - College_Existing_Space Heating_Natural Gas_HVAC - Shut Off Damper_A_Achievable Economic TRC Potential | F6 | Commercial | OR - College | Existing | Space Heating | Natural Gas | HVAC - Shut Off Damper | A | Incremental Winter Peak Savings (MW) | Achievable Economic TRC Potential | 0 | 0 | 0 | 0 | 0 | 0 | 0 | 0 | 0 | 0 | 0 | 0 | 0 | 0 | 0 | 0 | 0 | 0 | 0 | 0 | 0 | 0 | 0 | 0 | 0 | 0 | 0
F7_Commercial_OR - College_Existing_Space Heating_Natural Gas_HVAC - Shut Off Damper_A_Achievable Economic TRC Potential | F7 | Commercial | OR - College | Existing | Space Heating | Natural Gas | HVAC - Shut Off Damper | A | Cumulative Energy Savings (MWh or mTherms) | Achievable Economic TRC Potential | 0 | 0 | 0 | 0 | 0 | 0 | 0 | 0 | 0 | 0 | 0 | 0 | 0 | 0 | 0 | 0 | 0 | 0 | 0 | 0 | 0 | 0 | 0 | 0 | 0 | 0 | 0
F8_Commercial_OR - College_Existing_Space Heating_Natural Gas_HVAC - Shut Off Damper_A_Achievable Economic TRC Potential | F8 | Commercial | OR - College | Existing | Space Heating | Natural Gas | HVAC - Shut Off Damper | A | Cumulative Summer Peak Savings (MW) | Achievable Economic TRC Potential | 0 | 0 | 0 | 0 | 0 | 0 | 0 | 0 | 0 | 0 | 0 | 0 | 0 | 0 | 0 | 0 | 0 | 0 | 0 | 0 | 0 | 0 | 0 | 0 | 0 | 0 | 0
F9_Commercial_OR - College_Existing_Space Heating_Natural Gas_HVAC - Shut Off Damper_A_Achievable Economic TRC Potential | F9 | Commercial | OR - College | Existing | Space Heating | Natural Gas | HVAC - Shut Off Damper | A | Cumulative Winter Peak Savings (MW) | Achievable Economic TRC Potential | 0 | 0 | 0 | 0 | 0 | 0 | 0 | 0 | 0 | 0 | 0 | 0 | 0 | 0 | 0 | 0 | 0 | 0 | 0 | 0 | 0 | 0 | 0 | 0 | 0 | 0 | 0
F10_Commercial_OR - College_Existing_Space Heating_Natural Gas_HVAC - Shut Off Damper_A_Achievable Economic TRC Potential | F10 | Commercial | OR - College | Existing | Space Heating | Natural Gas | HVAC - Shut Off Damper | A | Purchases (Incremental) | Achievable Economic TRC Potential | 0 | 0 | 0 | 0 | 0 | 0 | 0 | 0 | 0 | 0 | 0 | 0 | 0 | 0 | 0 | 0 | 0 | 0 | 0 | 0 | 0 | 0 | 0 | 0 | 0 | 0 | 0
F11_Commercial_OR - College_Existing_Space Heating_Natural Gas_HVAC - Shut Off Damper_A_Achievable Economic TRC Potential | F11 | Commercial | OR - College | Existing | Space Heating | Natural Gas | HVAC - Shut Off Damper | A | Purchases (Cumulative) | Achievable Economic TRC Potential | 0 | 0 | 0 | 0 | 0 | 0 | 0 | 0 | 0 | 0 | 0 | 0 | 0 | 0 | 0 | 0 | 0 | 0 | 0 | 0 | 0 | 0 | 0 | 0 | 0 | 0 | 0
F1_Commercial_OR - College_Existing_Space Heating_Natural Gas_Gas Furnace - Tube Inserts_A_Achievable Economic TRC Potential | F1 | Commercial | OR - College | Existing | Space Heating | Natural Gas | Gas Furnace - Tube Inserts | A | Integrated Unit Energy Savings (kWh or therms) | Achievable Economic TRC Potential | 0 | 0 | 0 | 0 | 0 | 0 | 0 | 0 | 0 | 0 | 0 | 0 | 0 | 0 | 0 | 0 | 0 | 0 | 0 | 0 | 0 | 0 | 0 | 0 | 0 | 0 | 0
F2_Commercial_OR - College_Existing_Space Heating_Natural Gas_Gas Furnace - Tube Inserts_A_Achievable Economic TRC Potential | F2 | Commercial | OR - College | Existing | Space Heating | Natural Gas | Gas Furnace - Tube Inserts | A | Integrated Unit Summer Peak Savings (kW) | Achievable Economic TRC Potential | 0 | 0 | 0 | 0 | 0 | 0 | 0 | 0 | 0 | 0 | 0 | 0 | 0 | 0 | 0 | 0 | 0 | 0 | 0 | 0 | 0 | 0 | 0 | 0 | 0 | 0 | 0
F3_Commercial_OR - College_Existing_Space Heating_Natural Gas_Gas Furnace - Tube Inserts_A_Achievable Economic TRC Potential | F3 | Commercial | OR - College | Existing | Space Heating | Natural Gas | Gas Furnace - Tube Inserts | A | Integrated Unit Winter Peak Savings (kW) | Achievable Economic TRC Potential | 0 | 0 | 0 | 0 | 0 | 0 | 0 | 0 | 0 | 0 | 0 | 0 | 0 | 0 | 0 | 0 | 0 | 0 | 0 | 0 | 0 | 0 | 0 | 0 | 0 | 0 | 0
F4_Commercial_OR - College_Existing_Space Heating_Natural Gas_Gas Furnace - Tube Inserts_A_Achievable Economic TRC Potential | F4 | Commercial | OR - College | Existing | Space Heating | Natural Gas | Gas Furnace - Tube Inserts | A | Incremental Energy Savings (MWh or mTherms) | Achievable Economic TRC Potential | 0 | 0 | 0 | 0 | 0 | 0 | 0 | 0 | 0 | 0 | 0 | 0 | 0 | 0 | 0 | 0 | 0 | 0 | 0 | 0 | 0 | 0 | 0 | 0 | 0 | 0 | 0
F5_Commercial_OR - College_Existing_Space Heating_Natural Gas_Gas Furnace - Tube Inserts_A_Achievable Economic TRC Potential | F5 | Commercial | OR - College | Existing | Space Heating | Natural Gas | Gas Furnace - Tube Inserts | A | Incremental Summer Peak Savings (MW) | Achievable Economic TRC Potential | 0 | 0 | 0 | 0 | 0 | 0 | 0 | 0 | 0 | 0 | 0 | 0 | 0 | 0 | 0 | 0 | 0 | 0 | 0 | 0 | 0 | 0 | 0 | 0 | 0 | 0 | 0
F6_Commercial_OR - College_Existing_Space Heating_Natural Gas_Gas Furnace - Tube Inserts_A_Achievable Economic TRC Potential | F6 | Commercial | OR - College | Existing | Space Heating | Natural Gas | Gas Furnace - Tube Inserts | A | Incremental Winter Peak Savings (MW) | Achievable Economic TRC Potential | 0 | 0 | 0 | 0 | 0 | 0 | 0 | 0 | 0 | 0 | 0 | 0 | 0 | 0 | 0 | 0 | 0 | 0 | 0 | 0 | 0 | 0 | 0 | 0 | 0 | 0 | 0
F7_Commercial_OR - College_Existing_Space Heating_Natural Gas_Gas Furnace - Tube Inserts_A_Achievable Economic TRC Potential | F7 | Commercial | OR - College | Existing | Space Heating | Natural Gas | Gas Furnace - Tube Inserts | A | Cumulative Energy Savings (MWh or mTherms) | Achievable Economic TRC Potential | 0 | 0 | 0 | 0 | 0 | 0 | 0 | 0 | 0 | 0 | 0 | 0 | 0 | 0 | 0 | 0 | 0 | 0 | 0 | 0 | 0 | 0 | 0 | 0 | 0 | 0 | 0
F8_Commercial_OR - College_Existing_Space Heating_Natural Gas_Gas Furnace - Tube Inserts_A_Achievable Economic TRC Potential | F8 | Commercial | OR - College | Existing | Space Heating | Natural Gas | Gas Furnace - Tube Inserts | A | Cumulative Summer Peak Savings (MW) | Achievable Economic TRC Potential | 0 | 0 | 0 | 0 | 0 | 0 | 0 | 0 | 0 | 0 | 0 | 0 | 0 | 0 | 0 | 0 | 0 | 0 | 0 | 0 | 0 | 0 | 0 | 0 | 0 | 0 | 0
F9_Commercial_OR - College_Existing_Space Heating_Natural Gas_Gas Furnace - Tube Inserts_A_Achievable Economic TRC Potential | F9 | Commercial | OR - College | Existing | Space Heating | Natural Gas | Gas Furnace - Tube Inserts | A | Cumulative Winter Peak Savings (MW) | Achievable Economic TRC Potential | 0 | 0 | 0 | 0 | 0 | 0 | 0 | 0 | 0 | 0 | 0 | 0 | 0 | 0 | 0 | 0 | 0 | 0 | 0 | 0 | 0 | 0 | 0 | 0 | 0 | 0 | 0
F10_Commercial_OR - College_Existing_Space Heating_Natural Gas_Gas Furnace - Tube Inserts_A_Achievable Economic TRC Potential | F10 | Commercial | OR - College | Existing | Space Heating | Natural Gas | Gas Furnace - Tube Inserts | A | Purchases (Incremental) | Achievable Economic TRC Potential | 0 | 0 | 0 | 0 | 0 | 0 | 0 | 0 | 0 | 0 | 0 | 0 | 0 | 0 | 0 | 0 | 0 | 0 | 0 | 0 | 0 | 0 | 0 | 0 | 0 | 0 | 0
F11_Commercial_OR - College_Existing_Space Heating_Natural Gas_Gas Furnace - Tube Inserts_A_Achievable Economic TRC Potential | F11 | Commercial | OR - College | Existing | Space Heating | Natural Gas | Gas Furnace - Tube Inserts | A | Purchases (Cumulative) | Achievable Economic TRC Potential | 0 | 0 | 0 | 0 | 0 | 0 | 0 | 0 | 0 | 0 | 0 | 0 | 0 | 0 | 0 | 0 | 0 | 0 | 0 | 0 | 0 | 0 | 0 | 0 | 0 | 0 | 0
F1_Commercial_OR - College_Existing_Space Heating_Natural Gas_Gas Boiler - Insulate Steam Lines/Condensate Tank_A_Achievable Economic TRC Potential | F1 | Commercial | OR - College | Existing | Space Heating | Natural Gas | Gas Boiler - Insulate Steam Lines/Condensate Tank | A | Integrated Unit Energy Savings (kWh or therms) | Achievable Economic TRC Potential | 0 | 0 | 4.2798 | 4.2612 | 4.2405 | 4.2181 | 4.1933 | 4.1654 | 4.134 | 4.0986 | 4.0591 | 4.0157 | 3.9696 | 3.9221 | 3.8754 | 3.8315 | 3.7923 | 3.7597 | 3.7343 | 3.7139 | 3.7003 | 3.688 | 3.6834 | 3.6792 | 3.6754 | 3.6719 | 3.6686
F2_Commercial_OR - College_Existing_Space Heating_Natural Gas_Gas Boiler - Insulate Steam Lines/Condensate Tank_A_Achievable Economic TRC Potential | F2 | Commercial | OR - College | Existing | Space Heating | Natural Gas | Gas Boiler - Insulate Steam Lines/Condensate Tank | A | Integrated Unit Summer Peak Savings (kW) | Achievable Economic TRC Potential | 0 | 0 | 0 | 0 | 0 | 0 | 0 | 0 | 0 | 0 | 0 | 0 | 0 | 0 | 0 | 0 | 0 | 0 | 0 | 0 | 0 | 0 | 0 | 0 | 0 | 0 | 0
F3_Commercial_OR - College_Existing_Space Heating_Natural Gas_Gas Boiler - Insulate Steam Lines/Condensate Tank_A_Achievable Economic TRC Potential | F3 | Commercial | OR - College | Existing | Space Heating | Natural Gas | Gas Boiler - Insulate Steam Lines/Condensate Tank | A | Integrated Unit Winter Peak Savings (kW) | Achievable Economic TRC Potential | 0 | 0 | 0 | 0 | 0 | 0 | 0 | 0 | 0 | 0 | 0 | 0 | 0 | 0 | 0 | 0 | 0 | 0 | 0 | 0 | 0 | 0 | 0 | 0 | 0 | 0 | 0
F4_Commercial_OR - College_Existing_Space Heating_Natural Gas_Gas Boiler - Insulate Steam Lines/Condensate Tank_A_Achievable Economic TRC Potential | F4 | Commercial | OR - College | Existing | Space Heating | Natural Gas | Gas Boiler - Insulate Steam Lines/Condensate Tank | A | Incremental Energy Savings (MWh or mTherms) | Achievable Economic TRC Potential | 0 | 0 | 0.29588 | 0.60469 | 0.60176 | 0.59858 | 0.59506 | 0.59111 | 0.58664 | 0.58162 | 0.57601 | 0.56985 | 0.56331 | 0.55657 | 0.54994 | 0.54371 | 0.53815 | 0.27361 | 0 | 8.4444e-16 | 0 | 0 | 0 | 0 | 0 | 0 | 0
F5_Commercial_OR - College_Existing_Space Heating_Natural Gas_Gas Boiler - Insulate Steam Lines/Condensate Tank_A_Achievable Economic TRC Potential | F5 | Commercial | OR - College | Existing | Space Heating | Natural Gas | Gas Boiler - Insulate Steam Lines/Condensate Tank | A | Incremental Summer Peak Savings (MW) | Achievable Economic TRC Potential | 0 | 0 | 0 | 0 | 0 | 0 | 0 | 0 | 0 | 0 | 0 | 0 | 0 | 0 | 0 | 0 | 0 | 0 | 0 | 0 | 0 | 0 | 0 | 0 | 0 | 0 | 0
F6_Commercial_OR - College_Existing_Space Heating_Natural Gas_Gas Boiler - Insulate Steam Lines/Condensate Tank_A_Achievable Economic TRC Potential | F6 | Commercial | OR - College | Existing | Space Heating | Natural Gas | Gas Boiler - Insulate Steam Lines/Condensate Tank | A | Incremental Winter Peak Savings (MW) | Achievable Economic TRC Potential | 0 | 0 | 0 | 0 | 0 | 0 | 0 | 0 | 0 | 0 | 0 | 0 | 0 | 0 | 0 | 0 | 0 | 0 | 0 | 0 | 0 | 0 | 0 | 0 | 0 | 0 | 0
F7_Commercial_OR - College_Existing_Space Heating_Natural Gas_Gas Boiler - Insulate Steam Lines/Condensate Tank_A_Achievable Economic TRC Potential | F7 | Commercial | OR - College | Existing | Space Heating | Natural Gas | Gas Boiler - Insulate Steam Lines/Condensate Tank | A | Cumulative Energy Savings (MWh or mTherms) | Achievable Economic TRC Potential | 0 | 0 | 0.29588 | 0.89929 | 1.4967 | 2.0874 | 2.6702 | 3.2435 | 3.8057 | 4.3547 | 4.8887 | 5.4063 | 5.9075 | 6.3934 | 6.8672 | 7.3332 | 7.7963 | 8.003 | 7.9489 | 7.9054 | 7.8764 | 7.8503 | 7.8405 | 7.8316 | 7.8234 | 7.8159 | 7.8091
F8_Commercial_OR - College_Existing_Space Heating_Natural Gas_Gas Boiler - Insulate Steam Lines/Condensate Tank_A_Achievable Economic TRC Potential | F8 | Commercial | OR - College | Existing | Space Heating | Natural Gas | Gas Boiler - Insulate Steam Lines/Condensate Tank | A | Cumulative Summer Peak Savings (MW) | Achievable Economic TRC Potential | 0 | 0 | 0 | 0 | 0 | 0 | 0 | 0 | 0 | 0 | 0 | 0 | 0 | 0 | 0 | 0 | 0 | 0 | 0 | 0 | 0 | 0 | 0 | 0 | 0 | 0 | 0
F9_Commercial_OR - College_Existing_Space Heating_Natural Gas_Gas Boiler - Insulate Steam Lines/Condensate Tank_A_Achievable Economic TRC Potential | F9 | Commercial | OR - College | Existing | Space Heating | Natural Gas | Gas Boiler - Insulate Steam Lines/Condensate Tank | A | Cumulative Winter Peak Savings (MW) | Achievable Economic TRC Potential | 0 | 0 | 0 | 0 | 0 | 0 | 0 | 0 | 0 | 0 | 0 | 0 | 0 | 0 | 0 | 0 | 0 | 0 | 0 | 0 | 0 | 0 | 0 | 0 | 0 | 0 | 0
F10_Commercial_OR - College_Existing_Space Heating_Natural Gas_Gas Boiler - Insulate Steam Lines/Condensate Tank_A_Achievable Economic TRC Potential | F10 | Commercial | OR - College | Existing | Space Heating | Natural Gas | Gas Boiler - Insulate Steam Lines/Condensate Tank | A | Purchases (Incremental) | Achievable Economic TRC Potential | 0 | 0 | 69.1342 | 141.907 | 141.907 | 141.907 | 141.907 | 141.907 | 141.907 | 141.907 | 141.907 | 141.907 | 141.907 | 141.907 | 141.907 | 141.907 | 141.907 | 72.7728 | 0 | 2.2737e-13 | 0 | 0 | 0 | 0 | 0 | 0 | 0
F11_Commercial_OR - College_Existing_Space Heating_Natural Gas_Gas Boiler - Insulate Steam Lines/Condensate Tank_A_Achievable Economic TRC Potential | F11 | Commercial | OR - College | Existing | Space Heating | Natural Gas | Gas Boiler - Insulate Steam Lines/Condensate Tank | A | Purchases (Cumulative) | Achievable Economic TRC Potential | 0 | 0 | 69.1342 | 211.0411 | 352.9481 | 494.855 | 636.762 | 778.6689 | 920.5759 | 1062.4828 | 1204.3898 | 1346.2967 | 1488.2037 | 1630.1106 | 1772.0176 | 1913.9245 | 2055.8315 | 2128.6043 | 2128.6043 | 2128.6043 | 2128.6043 | 2128.6043 | 2128.6043 | 2128.6043 | 2128.6043 | 2128.6043 | 2128.6043
F1_Commercial_OR - College_Existing_Space Heating_Natural Gas_Gas Boiler - Insulate Hot Water Lines_A_Achievable Economic TRC Potential | F1 | Commercial | OR - College | Existing | Space Heating | Natural Gas | Gas Boiler - Insulate Hot Water Lines | A | Integrated Unit Energy Savings (kWh or therms) | Achievable Economic TRC Potential | 0 | 0 | 2.8574 | 2.8304 | 2.8019 | 2.7721 | 2.7385 | 2.7018 | 2.6618 | 2.6185 | 2.5721 | 2.5233 | 2.4745 | 2.4258 | 2.3781 | 2.3331 | 2.2924 | 2.26 | 2.2363 | 2.2168 | 2.2027 | 2.1897 | 2.187 | 2.1845 | 2.1822 | 2.1801 | 2.1782
F2_Commercial_OR - College_Existing_Space Heating_Natural Gas_Gas Boiler - Insulate Hot Water Lines_A_Achievable Economic TRC Potential | F2 | Commercial | OR - College | Existing | Space Heating | Natural Gas | Gas Boiler - Insulate Hot Water Lines | A | Integrated Unit Summer Peak Savings (kW) | Achievable Economic TRC Potential | 0 | 0 | 0 | 0 | 0 | 0 | 0 | 0 | 0 | 0 | 0 | 0 | 0 | 0 | 0 | 0 | 0 | 0 | 0 | 0 | 0 | 0 | 0 | 0 | 0 | 0 | 0
F3_Commercial_OR - College_Existing_Space Heating_Natural Gas_Gas Boiler - Insulate Hot Water Lines_A_Achievable Economic TRC Potential | F3 | Commercial | OR - College | Existing | Space Heating | Natural Gas | Gas Boiler - Insulate Hot Water Lines | A | Integrated Unit Winter Peak Savings (kW) | Achievable Economic TRC Potential | 0 | 0 | 0 | 0 | 0 | 0 | 0 | 0 | 0 | 0 | 0 | 0 | 0 | 0 | 0 | 0 | 0 | 0 | 0 | 0 | 0 | 0 | 0 | 0 | 0 | 0 | 0
F4_Commercial_OR - College_Existing_Space Heating_Natural Gas_Gas Boiler - Insulate Hot Water Lines_A_Achievable Economic TRC Potential | F4 | Commercial | OR - College | Existing | Space Heating | Natural Gas | Gas Boiler - Insulate Hot Water Lines | A | Incremental Energy Savings (MWh or mTherms) | Achievable Economic TRC Potential | 0 | 0 | 0 | 0 | 0 | 0 | 0 | 0 | 0 | 0 | 0 | 0 | 0 | 0 | 0 | 0 | 0 | 0 | 0 | 0 | 0 | 0 | 0 | 0 | 0 | 0 | 0
F5_Commercial_OR - College_Existing_Space Heating_Natural Gas_Gas Boiler - Insulate Hot Water Lines_A_Achievable Economic TRC Potential | F5 | Commercial | OR - College | Existing | Space Heating | Natural Gas | Gas Boiler - Insulate Hot Water Lines | A | Incremental Summer Peak Savings (MW) | Achievable Economic TRC Potential | 0 | 0 | 0 | 0 | 0 | 0 | 0 | 0 | 0 | 0 | 0 | 0 | 0 | 0 | 0 | 0 | 0 | 0 | 0 | 0 | 0 | 0 | 0 | 0 | 0 | 0 | 0
F6_Commercial_OR - College_Existing_Space Heating_Natural Gas_Gas Boiler - Insulate Hot Water Lines_A_Achievable Economic TRC Potential | F6 | Commercial | OR - College | Existing | Space Heating | Natural Gas | Gas Boiler - Insulate Hot Water Lines | A | Incremental Winter Peak Savings (MW) | Achievable Economic TRC Potential | 0 | 0 | 0 | 0 | 0 | 0 | 0 | 0 | 0 | 0 | 0 | 0 | 0 | 0 | 0 | 0 | 0 | 0 | 0 | 0 | 0 | 0 | 0 | 0 | 0 | 0 | 0
F7_Commercial_OR - College_Existing_Space Heating_Natural Gas_Gas Boiler - Insulate Hot Water Lines_A_Achievable Economic TRC Potential | F7 | Commercial | OR - College | Existing | Space Heating | Natural Gas | Gas Boiler - Insulate Hot Water Lines | A | Cumulative Energy Savings (MWh or mTherms) | Achievable Economic TRC Potential | 0 | 0 | 0 | 0 | 0 | 0 | 0 | 0 | 0 | 0 | 0 | 0 | 0 | 0 | 0 | 0 | 0 | 0 | 0 | 0 | 0 | 0 | 0 | 0 | 0 | 0 | 0
F8_Commercial_OR - College_Existing_Space Heating_Natural Gas_Gas Boiler - Insulate Hot Water Lines_A_Achievable Economic TRC Potential | F8 | Commercial | OR - College | Existing | Space Heating | Natural Gas | Gas Boiler - Insulate Hot Water Lines | A | Cumulative Summer Peak Savings (MW) | Achievable Economic TRC Potential | 0 | 0 | 0 | 0 | 0 | 0 | 0 | 0 | 0 | 0 | 0 | 0 | 0 | 0 | 0 | 0 | 0 | 0 | 0 | 0 | 0 | 0 | 0 | 0 | 0 | 0 | 0
F9_Commercial_OR - College_Existing_Space Heating_Natural Gas_Gas Boiler - Insulate Hot Water Lines_A_Achievable Economic TRC Potential | F9 | Commercial | OR - College | Existing | Space Heating | Natural Gas | Gas Boiler - Insulate Hot Water Lines | A | Cumulative Winter Peak Savings (MW) | Achievable Economic TRC Potential | 0 | 0 | 0 | 0 | 0 | 0 | 0 | 0 | 0 | 0 | 0 | 0 | 0 | 0 | 0 | 0 | 0 | 0 | 0 | 0 | 0 | 0 | 0 | 0 | 0 | 0 | 0
F10_Commercial_OR - College_Existing_Space Heating_Natural Gas_Gas Boiler - Insulate Hot Water Lines_A_Achievable Economic TRC Potential | F10 | Commercial | OR - College | Existing | Space Heating | Natural Gas | Gas Boiler - Insulate Hot Water Lines | A | Purchases (Incremental) | Achievable Economic TRC Potential | 0 | 0 | 0 | 0 | 0 | 0 | 0 | 0 | 0 | 0 | 0 | 0 | 0 | 0 | 0 | 0 | 0 | 0 | 0 | 0 | 0 | 0 | 0 | 0 | 0 | 0 | 0
F11_Commercial_OR - College_Existing_Space Heating_Natural Gas_Gas Boiler - Insulate Hot Water Lines_A_Achievable Economic TRC Potential | F11 | Commercial | OR - College | Existing | Space Heating | Natural Gas | Gas Boiler - Insulate Hot Water Lines | A | Purchases (Cumulative) | Achievable Economic TRC Potential | 0 | 0 | 0 | 0 | 0 | 0 | 0 | 0 | 0 | 0 | 0 | 0 | 0 | 0 | 0 | 0 | 0 | 0 | 0 | 0 | 0 | 0 | 0 | 0 | 0 | 0 | 0
F1_Commercial_OR - College_Existing_Space Heating_Natural Gas_Condensing RTU_A_Achievable Economic TRC Potential | F1 | Commercial | OR - College | Existing | Space Heating | Natural Gas | Condensing RTU | A | Integrated Unit Energy Savings (kWh or therms) | Achievable Economic TRC Potential | 0 | 0 | 0.028327 | 0.028013 | 0.027676 | 0.027348 | 0.027007 | 0.026626 | 0.026203 | 0.025738 | 0.025235 | 0.024702 | 0.024163 | 0.023622 | 0.023086 | 0.022574 | 0.022101 | 0.021707 | 0.021394 | 0.021127 | 0.020915 | 0.020721 | 0.020629 | 0.020544 | 0.020466 | 0.020393 | 0.020326
F2_Commercial_OR - College_Existing_Space Heating_Natural Gas_Condensing RTU_A_Achievable Economic TRC Potential | F2 | Commercial | OR - College | Existing | Space Heating | Natural Gas | Condensing RTU | A | Integrated Unit Summer Peak Savings (kW) | Achievable Economic TRC Potential | 0 | 0 | 0 | 0 | 0 | 0 | 0 | 0 | 0 | 0 | 0 | 0 | 0 | 0 | 0 | 0 | 0 | 0 | 0 | 0 | 0 | 0 | 0 | 0 | 0 | 0 | 0
F3_Commercial_OR - College_Existing_Space Heating_Natural Gas_Condensing RTU_A_Achievable Economic TRC Potential | F3 | Commercial | OR - College | Existing | Space Heating | Natural Gas | Condensing RTU | A | Integrated Unit Winter Peak Savings (kW) | Achievable Economic TRC Potential | 0 | 0 | 0 | 0 | 0 | 0 | 0 | 0 | 0 | 0 | 0 | 0 | 0 | 0 | 0 | 0 | 0 | 0 | 0 | 0 | 0 | 0 | 0 | 0 | 0 | 0 | 0
F4_Commercial_OR - College_Existing_Space Heating_Natural Gas_Condensing RTU_A_Achievable Economic TRC Potential | F4 | Commercial | OR - College | Existing | Space Heating | Natural Gas | Condensing RTU | A | Incremental Energy Savings (MWh or mTherms) | Achievable Economic TRC Potential | 0 | 0 | 0 | 0 | 0 | 0 | 0 | 0 | 0 | 0 | 0 | 0 | 0 | 0 | 0 | 0 | 0 | 0 | 0 | 0 | 0 | 0 | 0 | 0 | 0 | 0 | 0
F5_Commercial_OR - College_Existing_Space Heating_Natural Gas_Condensing RTU_A_Achievable Economic TRC Potential | F5 | Commercial | OR - College | Existing | Space Heating | Natural Gas | Condensing RTU | A | Incremental Summer Peak Savings (MW) | Achievable Economic TRC Potential | 0 | 0 | 0 | 0 | 0 | 0 | 0 | 0 | 0 | 0 | 0 | 0 | 0 | 0 | 0 | 0 | 0 | 0 | 0 | 0 | 0 | 0 | 0 | 0 | 0 | 0 | 0
F6_Commercial_OR - College_Existing_Space Heating_Natural Gas_Condensing RTU_A_Achievable Economic TRC Potential | F6 | Commercial | OR - College | Existing | Space Heating | Natural Gas | Condensing RTU | A | Incremental Winter Peak Savings (MW) | Achievable Economic TRC Potential | 0 | 0 | 0 | 0 | 0 | 0 | 0 | 0 | 0 | 0 | 0 | 0 | 0 | 0 | 0 | 0 | 0 | 0 | 0 | 0 | 0 | 0 | 0 | 0 | 0 | 0 | 0
F7_Commercial_OR - College_Existing_Space Heating_Natural Gas_Condensing RTU_A_Achievable Economic TRC Potential | F7 | Commercial | OR - College | Existing | Space Heating | Natural Gas | Condensing RTU | A | Cumulative Energy Savings (MWh or mTherms) | Achievable Economic TRC Potential | 0 | 0 | 0 | 0 | 0 | 0 | 0 | 0 | 0 | 0 | 0 | 0 | 0 | 0 | 0 | 0 | 0 | 0 | 0 | 0 | 0 | 0 | 0 | 0 | 0 | 0 | 0
F8_Commercial_OR - College_Existing_Space Heating_Natural Gas_Condensing RTU_A_Achievable Economic TRC Potential | F8 | Commercial | OR - College | Existing | Space Heating | Natural Gas | Condensing RTU | A | Cumulative Summer Peak Savings (MW) | Achievable Economic TRC Potential | 0 | 0 | 0 | 0 | 0 | 0 | 0 | 0 | 0 | 0 | 0 | 0 | 0 | 0 | 0 | 0 | 0 | 0 | 0 | 0 | 0 | 0 | 0 | 0 | 0 | 0 | 0
F9_Commercial_OR - College_Existing_Space Heating_Natural Gas_Condensing RTU_A_Achievable Economic TRC Potential | F9 | Commercial | OR - College | Existing | Space Heating | Natural Gas | Condensing RTU | A | Cumulative Winter Peak Savings (MW) | Achievable Economic TRC Potential | 0 | 0 | 0 | 0 | 0 | 0 | 0 | 0 | 0 | 0 | 0 | 0 | 0 | 0 | 0 | 0 | 0 | 0 | 0 | 0 | 0 | 0 | 0 | 0 | 0 | 0 | 0
F10_Commercial_OR - College_Existing_Space Heating_Natural Gas_Condensing RTU_A_Achievable Economic TRC Potential | F10 | Commercial | OR - College | Existing | Space Heating | Natural Gas | Condensing RTU | A | Purchases (Incremental) | Achievable Economic TRC Potential | 0 | 0 | 0 | 0 | 0 | 0 | 0 | 0 | 0 | 0 | 0 | 0 | 0 | 0 | 0 | 0 | 0 | 0 | 0 | 0 | 0 | 0 | 0 | 0 | 0 | 0 | 0
F11_Commercial_OR - College_Existing_Space Heating_Natural Gas_Condensing RTU_A_Achievable Economic TRC Potential | F11 | Commercial | OR - College | Existing | Space Heating | Natural Gas | Condensing RTU | A | Purchases (Cumulative) | Achievable Economic TRC Potential | 0 | 0 | 0 | 0 | 0 | 0 | 0 | 0 | 0 | 0 | 0 | 0 | 0 | 0 | 0 | 0 | 0 | 0 | 0 | 0 | 0 | 0 | 0 | 0 | 0 | 0 | 0
F1_Commercial_OR - College_Existing_Space Heating_Natural Gas_Hydronic Heating Radiator Replacement_A_Achievable Economic TRC Potential | F1 | Commercial | OR - College | Existing | Space Heating | Natural Gas | Hydronic Heating Radiator Replacement | A | Integrated Unit Energy Savings (kWh or therms) | Achievable Economic TRC Potential | 0 | 0 | 36.0784 | 35.7383 | 35.3781 | 35.0013 | 34.5772 | 34.1141 | 33.6095 | 33.063 | 32.4771 | 31.8605 | 31.2444 | 30.6296 | 30.0273 | 29.4592 | 28.9446 | 28.5358 | 28.2373 | 27.9907 | 27.812 | 27.6483 | 27.6137 | 27.582 | 27.5531 | 27.5266 | 27.5024
F2_Commercial_OR - College_Existing_Space Heating_Natural Gas_Hydronic Heating Radiator Replacement_A_Achievable Economic TRC Potential | F2 | Commercial | OR - College | Existing | Space Heating | Natural Gas | Hydronic Heating Radiator Replacement | A | Integrated Unit Summer Peak Savings (kW) | Achievable Economic TRC Potential | 0 | 0 | 0 | 0 | 0 | 0 | 0 | 0 | 0 | 0 | 0 | 0 | 0 | 0 | 0 | 0 | 0 | 0 | 0 | 0 | 0 | 0 | 0 | 0 | 0 | 0 | 0
F3_Commercial_OR - College_Existing_Space Heating_Natural Gas_Hydronic Heating Radiator Replacement_A_Achievable Economic TRC Potential | F3 | Commercial | OR - College | Existing | Space Heating | Natural Gas | Hydronic Heating Radiator Replacement | A | Integrated Unit Winter Peak Savings (kW) | Achievable Economic TRC Potential | 0 | 0 | 0 | 0 | 0 | 0 | 0 | 0 | 0 | 0 | 0 | 0 | 0 | 0 | 0 | 0 | 0 | 0 | 0 | 0 | 0 | 0 | 0 | 0 | 0 | 0 | 0
F4_Commercial_OR - College_Existing_Space Heating_Natural Gas_Hydronic Heating Radiator Replacement_A_Achievable Economic TRC Potential | F4 | Commercial | OR - College | Existing | Space Heating | Natural Gas | Hydronic Heating Radiator Replacement | A | Incremental Energy Savings (MWh or mTherms) | Achievable Economic TRC Potential | 0 | 0 | 0 | 0 | 0 | 0 | 0 | 0 | 0 | 0 | 0 | 0 | 0 | 0 | 0 | 0 | 0 | 0 | 0 | 0 | 0 | 0 | 0 | 0 | 0 | 0 | 0
F5_Commercial_OR - College_Existing_Space Heating_Natural Gas_Hydronic Heating Radiator Replacement_A_Achievable Economic TRC Potential | F5 | Commercial | OR - College | Existing | Space Heating | Natural Gas | Hydronic Heating Radiator Replacement | A | Incremental Summer Peak Savings (MW) | Achievable Economic TRC Potential | 0 | 0 | 0 | 0 | 0 | 0 | 0 | 0 | 0 | 0 | 0 | 0 | 0 | 0 | 0 | 0 | 0 | 0 | 0 | 0 | 0 | 0 | 0 | 0 | 0 | 0 | 0
F6_Commercial_OR - College_Existing_Space Heating_Natural Gas_Hydronic Heating Radiator Replacement_A_Achievable Economic TRC Potential | F6 | Commercial | OR - College | Existing | Space Heating | Natural Gas | Hydronic Heating Radiator Replacement | A | Incremental Winter Peak Savings (MW) | Achievable Economic TRC Potential | 0 | 0 | 0 | 0 | 0 | 0 | 0 | 0 | 0 | 0 | 0 | 0 | 0 | 0 | 0 | 0 | 0 | 0 | 0 | 0 | 0 | 0 | 0 | 0 | 0 | 0 | 0
F7_Commercial_OR - College_Existing_Space Heating_Natural Gas_Hydronic Heating Radiator Replacement_A_Achievable Economic TRC Potential | F7 | Commercial | OR - College | Existing | Space Heating | Natural Gas | Hydronic Heating Radiator Replacement | A | Cumulative Energy Savings (MWh or mTherms) | Achievable Economic TRC Potential | 0 | 0 | 0 | 0 | 0 | 0 | 0 | 0 | 0 | 0 | 0 | 0 | 0 | 0 | 0 | 0 | 0 | 0 | 0 | 0 | 0 | 0 | 0 | 0 | 0 | 0 | 0
F8_Commercial_OR - College_Existing_Space Heating_Natural Gas_Hydronic Heating Radiator Replacement_A_Achievable Economic TRC Potential | F8 | Commercial | OR - College | Existing | Space Heating | Natural Gas | Hydronic Heating Radiator Replacement | A | Cumulative Summer Peak Savings (MW) | Achievable Economic TRC Potential | 0 | 0 | 0 | 0 | 0 | 0 | 0 | 0 | 0 | 0 | 0 | 0 | 0 | 0 | 0 | 0 | 0 | 0 | 0 | 0 | 0 | 0 | 0 | 0 | 0 | 0 | 0
F9_Commercial_OR - College_Existing_Space Heating_Natural Gas_Hydronic Heating Radiator Replacement_A_Achievable Economic TRC Potential | F9 | Commercial | OR - College | Existing | Space Heating | Natural Gas | Hydronic Heating Radiator Replacement | A | Cumulative Winter Peak Savings (MW) | Achievable Economic TRC Potential | 0 | 0 | 0 | 0 | 0 | 0 | 0 | 0 | 0 | 0 | 0 | 0 | 0 | 0 | 0 | 0 | 0 | 0 | 0 | 0 | 0 | 0 | 0 | 0 | 0 | 0 | 0
F10_Commercial_OR - College_Existing_Space Heating_Natural Gas_Hydronic Heating Radiator Replacement_A_Achievable Economic TRC Potential | F10 | Commercial | OR - College | Existing | Space Heating | Natural Gas | Hydronic Heating Radiator Replacement | A | Purchases (Incremental) | Achievable Economic TRC Potential | 0 | 0 | 0 | 0 | 0 | 0 | 0 | 0 | 0 | 0 | 0 | 0 | 0 | 0 | 0 | 0 | 0 | 0 | 0 | 0 | 0 | 0 | 0 | 0 | 0 | 0 | 0
F11_Commercial_OR - College_Existing_Space Heating_Natural Gas_Hydronic Heating Radiator Replacement_A_Achievable Economic TRC Potential | F11 | Commercial | OR - College | Existing | Space Heating | Natural Gas | Hydronic Heating Radiator Replacement | A | Purchases (Cumulative) | Achievable Economic TRC Potential | 0 | 0 | 0 | 0 | 0 | 0 | 0 | 0 | 0 | 0 | 0 | 0 | 0 | 0 | 0 | 0 | 0 | 0 | 0 | 0 | 0 | 0 | 0 | 0 | 0 | 0 | 0
F1_Commercial_OR - College_Existing_Space Heating_Natural Gas_Thermostat - Connected_A_Achievable Economic TRC Potential | F1 | Commercial | OR - College | Existing | Space Heating | Natural Gas | Thermostat - Connected | A | Integrated Unit Energy Savings (kWh or therms) | Achievable Economic TRC Potential | 0 | 0 | 33.7807 | 33.4634 | 33.1267 | 32.7739 | 32.3761 | 31.9413 | 31.4671 | 30.9531 | 30.4017 | 29.8213 | 29.2409 | 28.6616 | 28.0936 | 27.5576 | 27.0714 | 26.6841 | 26.3998 | 26.1644 | 25.9927 | 25.8355 | 25.7991 | 25.7658 | 25.7353 | 25.7074 | 25.6818
F2_Commercial_OR - College_Existing_Space Heating_Natural Gas_Thermostat - Connected_A_Achievable Economic TRC Potential | F2 | Commercial | OR - College | Existing | Space Heating | Natural Gas | Thermostat - Connected | A | Integrated Unit Summer Peak Savings (kW) | Achievable Economic TRC Potential | 0 | 0 | 0 | 0 | 0 | 0 | 0 | 0 | 0 | 0 | 0 | 0 | 0 | 0 | 0 | 0 | 0 | 0 | 0 | 0 | 0 | 0 | 0 | 0 | 0 | 0 | 0
F3_Commercial_OR - College_Existing_Space Heating_Natural Gas_Thermostat - Connected_A_Achievable Economic TRC Potential | F3 | Commercial | OR - College | Existing | Space Heating | Natural Gas | Thermostat - Connected | A | Integrated Unit Winter Peak Savings (kW) | Achievable Economic TRC Potential | 0 | 0 | 0 | 0 | 0 | 0 | 0 | 0 | 0 | 0 | 0 | 0 | 0 | 0 | 0 | 0 | 0 | 0 | 0 | 0 | 0 | 0 | 0 | 0 | 0 | 0 | 0
F4_Commercial_OR - College_Existing_Space Heating_Natural Gas_Thermostat - Connected_A_Achievable Economic TRC Potential | F4 | Commercial | OR - College | Existing | Space Heating | Natural Gas | Thermostat - Connected | A | Incremental Energy Savings (MWh or mTherms) | Achievable Economic TRC Potential | 0 | 0 | 0 | 0 | 0 | 0 | 0 | 0 | 0 | 0 | 0 | 0 | 0 | 0 | 0 | 0 | 0 | 0 | 0 | 0 | 0 | 0 | 0 | 0 | 0 | 0 | 0
F5_Commercial_OR - College_Existing_Space Heating_Natural Gas_Thermostat - Connected_A_Achievable Economic TRC Potential | F5 | Commercial | OR - College | Existing | Space Heating | Natural Gas | Thermostat - Connected | A | Incremental Summer Peak Savings (MW) | Achievable Economic TRC Potential | 0 | 0 | 0 | 0 | 0 | 0 | 0 | 0 | 0 | 0 | 0 | 0 | 0 | 0 | 0 | 0 | 0 | 0 | 0 | 0 | 0 | 0 | 0 | 0 | 0 | 0 | 0
F6_Commercial_OR - College_Existing_Space Heating_Natural Gas_Thermostat - Connected_A_Achievable Economic TRC Potential | F6 | Commercial | OR - College | Existing | Space Heating | Natural Gas | Thermostat - Connected | A | Incremental Winter Peak Savings (MW) | Achievable Economic TRC Potential | 0 | 0 | 0 | 0 | 0 | 0 | 0 | 0 | 0 | 0 | 0 | 0 | 0 | 0 | 0 | 0 | 0 | 0 | 0 | 0 | 0 | 0 | 0 | 0 | 0 | 0 | 0
F7_Commercial_OR - College_Existing_Space Heating_Natural Gas_Thermostat - Connected_A_Achievable Economic TRC Potential | F7 | Commercial | OR - College | Existing | Space Heating | Natural Gas | Thermostat - Connected | A | Cumulative Energy Savings (MWh or mTherms) | Achievable Economic TRC Potential | 0 | 0 | 0 | 0 | 0 | 0 | 0 | 0 | 0 | 0 | 0 | 0 | 0 | 0 | 0 | 0 | 0 | 0 | 0 | 0 | 0 | 0 | 0 | 0 | 0 | 0 | 0
F8_Commercial_OR - College_Existing_Space Heating_Natural Gas_Thermostat - Connected_A_Achievable Economic TRC Potential | F8 | Commercial | OR - College | Existing | Space Heating | Natural Gas | Thermostat - Connected | A | Cumulative Summer Peak Savings (MW) | Achievable Economic TRC Potential | 0 | 0 | 0 | 0 | 0 | 0 | 0 | 0 | 0 | 0 | 0 | 0 | 0 | 0 | 0 | 0 | 0 | 0 | 0 | 0 | 0 | 0 | 0 | 0 | 0 | 0 | 0
F9_Commercial_OR - College_Existing_Space Heating_Natural Gas_Thermostat - Connected_A_Achievable Economic TRC Potential | F9 | Commercial | OR - College | Existing | Space Heating | Natural Gas | Thermostat - Connected | A | Cumulative Winter Peak Savings (MW) | Achievable Economic TRC Potential | 0 | 0 | 0 | 0 | 0 | 0 | 0 | 0 | 0 | 0 | 0 | 0 | 0 | 0 | 0 | 0 | 0 | 0 | 0 | 0 | 0 | 0 | 0 | 0 | 0 | 0 | 0
F10_Commercial_OR - College_Existing_Space Heating_Natural Gas_Thermostat - Connected_A_Achievable Economic TRC Potential | F10 | Commercial | OR - College | Existing | Space Heating | Natural Gas | Thermostat - Connected | A | Purchases (Incremental) | Achievable Economic TRC Potential | 0 | 0 | 0 | 0 | 0 | 0 | 0 | 0 | 0 | 0 | 0 | 0 | 0 | 0 | 0 | 0 | 0 | 0 | 0 | 0 | 0 | 0 | 0 | 0 | 0 | 0 | 0
F11_Commercial_OR - College_Existing_Space Heating_Natural Gas_Thermostat - Connected_A_Achievable Economic TRC Potential | F11 | Commercial | OR - College | Existing | Space Heating | Natural Gas | Thermostat - Connected | A | Purchases (Cumulative) | Achievable Economic TRC Potential | 0 | 0 | 0 | 0 | 0 | 0 | 0 | 0 | 0 | 0 | 0 | 0 | 0 | 0 | 0 | 0 | 0 | 0 | 0 | 0 | 0 | 0 | 0 | 0 | 0 | 0 | 0
F1_Commercial_OR - College_Existing_Water Heating_Natural Gas_Water Heater - Thermostatic Shower Restriction Valve_A_Achievable Economic TRC Potential | F1 | Commercial | OR - College | Existing | Water Heating | Natural Gas | Water Heater - Thermostatic Shower Restriction Valve | A | Integrated Unit Energy Savings (kWh or therms) | Achievable Economic TRC Potential | 0 | 0 | 3.7839 | 3.7041 | 3.6304 | 3.5602 | 3.4933 | 3.4284 | 3.3687 | 3.3138 | 3.2634 | 3.2188 | 3.1826 | 3.1545 | 3.1364 | 3.1182 | 3.1049 | 3.0944 | 3.0861 | 3.0794 | 3.0747 | 3.0713 | 3.069 | 3.0673 | 3.065 | 3.0644 | 3.0639
F2_Commercial_OR - College_Existing_Water Heating_Natural Gas_Water Heater - Thermostatic Shower Restriction Valve_A_Achievable Economic TRC Potential | F2 | Commercial | OR - College | Existing | Water Heating | Natural Gas | Water Heater - Thermostatic Shower Restriction Valve | A | Integrated Unit Summer Peak Savings (kW) | Achievable Economic TRC Potential | 0 | 0 | 0 | 0 | 0 | 0 | 0 | 0 | 0 | 0 | 0 | 0 | 0 | 0 | 0 | 0 | 0 | 0 | 0 | 0 | 0 | 0 | 0 | 0 | 0 | 0 | 0
F3_Commercial_OR - College_Existing_Water Heating_Natural Gas_Water Heater - Thermostatic Shower Restriction Valve_A_Achievable Economic TRC Potential | F3 | Commercial | OR - College | Existing | Water Heating | Natural Gas | Water Heater - Thermostatic Shower Restriction Valve | A | Integrated Unit Winter Peak Savings (kW) | Achievable Economic TRC Potential | 0 | 0 | 0 | 0 | 0 | 0 | 0 | 0 | 0 | 0 | 0 | 0 | 0 | 0 | 0 | 0 | 0 | 0 | 0 | 0 | 0 | 0 | 0 | 0 | 0 | 0 | 0
F4_Commercial_OR - College_Existing_Water Heating_Natural Gas_Water Heater - Thermostatic Shower Restriction Valve_A_Achievable Economic TRC Potential | F4 | Commercial | OR - College | Existing | Water Heating | Natural Gas | Water Heater - Thermostatic Shower Restriction Valve | A | Incremental Energy Savings (MWh or mTherms) | Achievable Economic TRC Potential | 0 | 0 | 0 | 0 | 0 | 0 | 0 | 0 | 0 | 0 | 0 | 0 | 0 | 0 | 0 | 0 | 0 | 0 | 0 | 0 | 0 | 0 | 0 | 0 | 0 | 0 | 0
F5_Commercial_OR - College_Existing_Water Heating_Natural Gas_Water Heater - Thermostatic Shower Restriction Valve_A_Achievable Economic TRC Potential | F5 | Commercial | OR - College | Existing | Water Heating | Natural Gas | Water Heater - Thermostatic Shower Restriction Valve | A | Incremental Summer Peak Savings (MW) | Achievable Economic TRC Potential | 0 | 0 | 0 | 0 | 0 | 0 | 0 | 0 | 0 | 0 | 0 | 0 | 0 | 0 | 0 | 0 | 0 | 0 | 0 | 0 | 0 | 0 | 0 | 0 | 0 | 0 | 0
F6_Commercial_OR - College_Existing_Water Heating_Natural Gas_Water Heater - Thermostatic Shower Restriction Valve_A_Achievable Economic TRC Potential | F6 | Commercial | OR - College | Existing | Water Heating | Natural Gas | Water Heater - Thermostatic Shower Restriction Valve | A | Incremental Winter Peak Savings (MW) | Achievable Economic TRC Potential | 0 | 0 | 0 | 0 | 0 | 0 | 0 | 0 | 0 | 0 | 0 | 0 | 0 | 0 | 0 | 0 | 0 | 0 | 0 | 0 | 0 | 0 | 0 | 0 | 0 | 0 | 0
F7_Commercial_OR - College_Existing_Water Heating_Natural Gas_Water Heater - Thermostatic Shower Restriction Valve_A_Achievable Economic TRC Potential | F7 | Commercial | OR - College | Existing | Water Heating | Natural Gas | Water Heater - Thermostatic Shower Restriction Valve | A | Cumulative Energy Savings (MWh or mTherms) | Achievable Economic TRC Potential | 0 | 0 | 0 | 0 | 0 | 0 | 0 | 0 | 0 | 0 | 0 | 0 | 0 | 0 | 0 | 0 | 0 | 0 | 0 | 0 | 0 | 0 | 0 | 0 | 0 | 0 | 0
F8_Commercial_OR - College_Existing_Water Heating_Natural Gas_Water Heater - Thermostatic Shower Restriction Valve_A_Achievable Economic TRC Potential | F8 | Commercial | OR - College | Existing | Water Heating | Natural Gas | Water Heater - Thermostatic Shower Restriction Valve | A | Cumulative Summer Peak Savings (MW) | Achievable Economic TRC Potential | 0 | 0 | 0 | 0 | 0 | 0 | 0 | 0 | 0 | 0 | 0 | 0 | 0 | 0 | 0 | 0 | 0 | 0 | 0 | 0 | 0 | 0 | 0 | 0 | 0 | 0 | 0
F9_Commercial_OR - College_Existing_Water Heating_Natural Gas_Water Heater - Thermostatic Shower Restriction Valve_A_Achievable Economic TRC Potential | F9 | Commercial | OR - College | Existing | Water Heating | Natural Gas | Water Heater - Thermostatic Shower Restriction Valve | A | Cumulative Winter Peak Savings (MW) | Achievable Economic TRC Potential | 0 | 0 | 0 | 0 | 0 | 0 | 0 | 0 | 0 | 0 | 0 | 0 | 0 | 0 | 0 | 0 | 0 | 0 | 0 | 0 | 0 | 0 | 0 | 0 | 0 | 0 | 0
F10_Commercial_OR - College_Existing_Water Heating_Natural Gas_Water Heater - Thermostatic Shower Restriction Valve_A_Achievable Economic TRC Potential | F10 | Commercial | OR - College | Existing | Water Heating | Natural Gas | Water Heater - Thermostatic Shower Restriction Valve | A | Purchases (Incremental) | Achievable Economic TRC Potential | 0 | 0 | 0 | 0 | 0 | 0 | 0 | 0 | 0 | 0 | 0 | 0 | 0 | 0 | 0 | 0 | 0 | 0 | 0 | 0 | 0 | 0 | 0 | 0 | 0 | 0 | 0
F11_Commercial_OR - College_Existing_Water Heating_Natural Gas_Water Heater - Thermostatic Shower Restriction Valve_A_Achievable Economic TRC Potential | F11 | Commercial | OR - College | Existing | Water Heating | Natural Gas | Water Heater - Thermostatic Shower Restriction Valve | A | Purchases (Cumulative) | Achievable Economic TRC Potential | 0 | 0 | 0 | 0 | 0 | 0 | 0 | 0 | 0 | 0 | 0 | 0 | 0 | 0 | 0 | 0 | 0 | 0 | 0 | 0 | 0 | 0 | 0 | 0 | 0 | 0 | 0
F1_Commercial_OR - College_Existing_Water Heating_Natural Gas_Water Heater - Pre-Rinse Spray Valve_A_Achievable Economic TRC Potential | F1 | Commercial | OR - College | Existing | Water Heating | Natural Gas | Water Heater - Pre-Rinse Spray Valve | A | Integrated Unit Energy Savings (kWh or therms) | Achievable Economic TRC Potential | 0 | 0 | 16.1001 | 15.7114 | 15.3482 | 15.0167 | 14.7158 | 14.4205 | 14.1458 | 13.8917 | 13.6587 | 13.454 | 13.2887 | 13.1616 | 13.0862 | 13.0103 | 12.9548 | 12.9107 | 12.8762 | 12.8484 | 12.8286 | 12.8146 | 12.8047 | 12.7976 | 12.788 | 12.7856 | 12.7837
F2_Commercial_OR - College_Existing_Water Heating_Natural Gas_Water Heater - Pre-Rinse Spray Valve_A_Achievable Economic TRC Potential | F2 | Commercial | OR - College | Existing | Water Heating | Natural Gas | Water Heater - Pre-Rinse Spray Valve | A | Integrated Unit Summer Peak Savings (kW) | Achievable Economic TRC Potential | 0 | 0 | 0 | 0 | 0 | 0 | 0 | 0 | 0 | 0 | 0 | 0 | 0 | 0 | 0 | 0 | 0 | 0 | 0 | 0 | 0 | 0 | 0 | 0 | 0 | 0 | 0
F3_Commercial_OR - College_Existing_Water Heating_Natural Gas_Water Heater - Pre-Rinse Spray Valve_A_Achievable Economic TRC Potential | F3 | Commercial | OR - College | Existing | Water Heating | Natural Gas | Water Heater - Pre-Rinse Spray Valve | A | Integrated Unit Winter Peak Savings (kW) | Achievable Economic TRC Potential | 0 | 0 | 0 | 0 | 0 | 0 | 0 | 0 | 0 | 0 | 0 | 0 | 0 | 0 | 0 | 0 | 0 | 0 | 0 | 0 | 0 | 0 | 0 | 0 | 0 | 0 | 0
F4_Commercial_OR - College_Existing_Water Heating_Natural Gas_Water Heater - Pre-Rinse Spray Valve_A_Achievable Economic TRC Potential | F4 | Commercial | OR - College | Existing | Water Heating | Natural Gas | Water Heater - Pre-Rinse Spray Valve | A | Incremental Energy Savings (MWh or mTherms) | Achievable Economic TRC Potential | 0 | 0 | 0 | 0 | 0 | 0 | 0 | 0 | 0 | 0 | 0 | 0 | 0 | 0 | 0 | 0 | 0 | 0 | 0 | 0 | 0 | 0 | 0 | 0 | 0 | 0 | 0
F5_Commercial_OR - College_Existing_Water Heating_Natural Gas_Water Heater - Pre-Rinse Spray Valve_A_Achievable Economic TRC Potential | F5 | Commercial | OR - College | Existing | Water Heating | Natural Gas | Water Heater - Pre-Rinse Spray Valve | A | Incremental Summer Peak Savings (MW) | Achievable Economic TRC Potential | 0 | 0 | 0 | 0 | 0 | 0 | 0 | 0 | 0 | 0 | 0 | 0 | 0 | 0 | 0 | 0 | 0 | 0 | 0 | 0 | 0 | 0 | 0 | 0 | 0 | 0 | 0
F6_Commercial_OR - College_Existing_Water Heating_Natural Gas_Water Heater - Pre-Rinse Spray Valve_A_Achievable Economic TRC Potential | F6 | Commercial | OR - College | Existing | Water Heating | Natural Gas | Water Heater - Pre-Rinse Spray Valve | A | Incremental Winter Peak Savings (MW) | Achievable Economic TRC Potential | 0 | 0 | 0 | 0 | 0 | 0 | 0 | 0 | 0 | 0 | 0 | 0 | 0 | 0 | 0 | 0 | 0 | 0 | 0 | 0 | 0 | 0 | 0 | 0 | 0 | 0 | 0
F7_Commercial_OR - College_Existing_Water Heating_Natural Gas_Water Heater - Pre-Rinse Spray Valve_A_Achievable Economic TRC Potential | F7 | Commercial | OR - College | Existing | Water Heating | Natural Gas | Water Heater - Pre-Rinse Spray Valve | A | Cumulative Energy Savings (MWh or mTherms) | Achievable Economic TRC Potential | 0 | 0 | 0 | 0 | 0 | 0 | 0 | 0 | 0 | 0 | 0 | 0 | 0 | 0 | 0 | 0 | 0 | 0 | 0 | 0 | 0 | 0 | 0 | 0 | 0 | 0 | 0
F8_Commercial_OR - College_Existing_Water Heating_Natural Gas_Water Heater - Pre-Rinse Spray Valve_A_Achievable Economic TRC Potential | F8 | Commercial | OR - College | Existing | Water Heating | Natural Gas | Water Heater - Pre-Rinse Spray Valve | A | Cumulative Summer Peak Savings (MW) | Achievable Economic TRC Potential | 0 | 0 | 0 | 0 | 0 | 0 | 0 | 0 | 0 | 0 | 0 | 0 | 0 | 0 | 0 | 0 | 0 | 0 | 0 | 0 | 0 | 0 | 0 | 0 | 0 | 0 | 0
F9_Commercial_OR - College_Existing_Water Heating_Natural Gas_Water Heater - Pre-Rinse Spray Valve_A_Achievable Economic TRC Potential | F9 | Commercial | OR - College | Existing | Water Heating | Natural Gas | Water Heater - Pre-Rinse Spray Valve | A | Cumulative Winter Peak Savings (MW) | Achievable Economic TRC Potential | 0 | 0 | 0 | 0 | 0 | 0 | 0 | 0 | 0 | 0 | 0 | 0 | 0 | 0 | 0 | 0 | 0 | 0 | 0 | 0 | 0 | 0 | 0 | 0 | 0 | 0 | 0
F10_Commercial_OR - College_Existing_Water Heating_Natural Gas_Water Heater - Pre-Rinse Spray Valve_A_Achievable Economic TRC Potential | F10 | Commercial | OR - College | Existing | Water Heating | Natural Gas | Water Heater - Pre-Rinse Spray Valve | A | Purchases (Incremental) | Achievable Economic TRC Potential | 0 | 0 | 0 | 0 | 0 | 0 | 0 | 0 | 0 | 0 | 0 | 0 | 0 | 0 | 0 | 0 | 0 | 0 | 0 | 0 | 0 | 0 | 0 | 0 | 0 | 0 | 0
F11_Commercial_OR - College_Existing_Water Heating_Natural Gas_Water Heater - Pre-Rinse Spray Valve_A_Achievable Economic TRC Potential | F11 | Commercial | OR - College | Existing | Water Heating | Natural Gas | Water Heater - Pre-Rinse Spray Valve | A | Purchases (Cumulative) | Achievable Economic TRC Potential | 0 | 0 | 0 | 0 | 0 | 0 | 0 | 0 | 0 | 0 | 0 | 0 | 0 | 0 | 0 | 0 | 0 | 0 | 0 | 0 | 0 | 0 | 0 | 0 | 0 | 0 | 0
F1_Commercial_OR - College_Existing_Water Heating_Natural Gas_Water Heater - Temperature Setback_A_Achievable Economic TRC Potential | F1 | Commercial | OR - College | Existing | Water Heating | Natural Gas | Water Heater - Temperature Setback | A | Integrated Unit Energy Savings (kWh or therms) | Achievable Economic TRC Potential | 0 | 0 | 100.0384 | 98.3184 | 96.7389 | 95.2903 | 93.963 | 92.7484 | 91.6523 | 90.6826 | 89.8029 | 89.0088 | 88.3413 | 87.7883 | 87.3361 | 86.8591 | 86.4887 | 86.1945 | 85.9638 | 85.7782 | 85.6463 | 85.5528 | 85.4865 | 85.4391 | 85.3752 | 85.3591 | 85.3462
F2_Commercial_OR - College_Existing_Water Heating_Natural Gas_Water Heater - Temperature Setback_A_Achievable Economic TRC Potential | F2 | Commercial | OR - College | Existing | Water Heating | Natural Gas | Water Heater - Temperature Setback | A | Integrated Unit Summer Peak Savings (kW) | Achievable Economic TRC Potential | 0 | 0 | 0 | 0 | 0 | 0 | 0 | 0 | 0 | 0 | 0 | 0 | 0 | 0 | 0 | 0 | 0 | 0 | 0 | 0 | 0 | 0 | 0 | 0 | 0 | 0 | 0
F3_Commercial_OR - College_Existing_Water Heating_Natural Gas_Water Heater - Temperature Setback_A_Achievable Economic TRC Potential | F3 | Commercial | OR - College | Existing | Water Heating | Natural Gas | Water Heater - Temperature Setback | A | Integrated Unit Winter Peak Savings (kW) | Achievable Economic TRC Potential | 0 | 0 | 0 | 0 | 0 | 0 | 0 | 0 | 0 | 0 | 0 | 0 | 0 | 0 | 0 | 0 | 0 | 0 | 0 | 0 | 0 | 0 | 0 | 0 | 0 | 0 | 0
F4_Commercial_OR - College_Existing_Water Heating_Natural Gas_Water Heater - Temperature Setback_A_Achievable Economic TRC Potential | F4 | Commercial | OR - College | Existing | Water Heating | Natural Gas | Water Heater - Temperature Setback | A | Incremental Energy Savings (MWh or mTherms) | Achievable Economic TRC Potential | 0 | 0 | 0.29066 | 0.35075 | 0.14124 | 0.14296 | 0.13294 | 0.15677 | 0 | 0 | 0 | 0 | 0 | 0 | 0 | 0 | 0 | 0 | 0 | 0 | 0 | 0 | 0 | 0 | 0 | 0 | 0
F5_Commercial_OR - College_Existing_Water Heating_Natural Gas_Water Heater - Temperature Setback_A_Achievable Economic TRC Potential | F5 | Commercial | OR - College | Existing | Water Heating | Natural Gas | Water Heater - Temperature Setback | A | Incremental Summer Peak Savings (MW) | Achievable Economic TRC Potential | 0 | 0 | 0 | 0 | 0 | 0 | 0 | 0 | 0 | 0 | 0 | 0 | 0 | 0 | 0 | 0 | 0 | 0 | 0 | 0 | 0 | 0 | 0 | 0 | 0 | 0 | 0
F6_Commercial_OR - College_Existing_Water Heating_Natural Gas_Water Heater - Temperature Setback_A_Achievable Economic TRC Potential | F6 | Commercial | OR - College | Existing | Water Heating | Natural Gas | Water Heater - Temperature Setback | A | Incremental Winter Peak Savings (MW) | Achievable Economic TRC Potential | 0 | 0 | 0 | 0 | 0 | 0 | 0 | 0 | 0 | 0 | 0 | 0 | 0 | 0 | 0 | 0 | 0 | 0 | 0 | 0 | 0 | 0 | 0 | 0 | 0 | 0 | 0
F7_Commercial_OR - College_Existing_Water Heating_Natural Gas_Water Heater - Temperature Setback_A_Achievable Economic TRC Potential | F7 | Commercial | OR - College | Existing | Water Heating | Natural Gas | Water Heater - Temperature Setback | A | Cumulative Energy Savings (MWh or mTherms) | Achievable Economic TRC Potential | 0 | 0 | 0.29066 | 0.63641 | 0.76743 | 0.89889 | 1.0193 | 1.1629 | 1.1492 | 1.137 | 1.126 | 1.116 | 1.1076 | 1.1007 | 1.095 | 1.0891 | 1.0844 | 1.0807 | 1.0778 | 1.0755 | 1.0739 | 1.0727 | 1.0718 | 1.0713 | 1.0705 | 1.0703 | 1.0701
F8_Commercial_OR - College_Existing_Water Heating_Natural Gas_Water Heater - Temperature Setback_A_Achievable Economic TRC Potential | F8 | Commercial | OR - College | Existing | Water Heating | Natural Gas | Water Heater - Temperature Setback | A | Cumulative Summer Peak Savings (MW) | Achievable Economic TRC Potential | 0 | 0 | 0 | 0 | 0 | 0 | 0 | 0 | 0 | 0 | 0 | 0 | 0 | 0 | 0 | 0 | 0 | 0 | 0 | 0 | 0 | 0 | 0 | 0 | 0 | 0 | 0
F9_Commercial_OR - College_Existing_Water Heating_Natural Gas_Water Heater - Temperature Setback_A_Achievable Economic TRC Potential | F9 | Commercial | OR - College | Existing | Water Heating | Natural Gas | Water Heater - Temperature Setback | A | Cumulative Winter Peak Savings (MW) | Achievable Economic TRC Potential | 0 | 0 | 0 | 0 | 0 | 0 | 0 | 0 | 0 | 0 | 0 | 0 | 0 | 0 | 0 | 0 | 0 | 0 | 0 | 0 | 0 | 0 | 0 | 0 | 0 | 0 | 0
F10_Commercial_OR - College_Existing_Water Heating_Natural Gas_Water Heater - Temperature Setback_A_Achievable Economic TRC Potential | F10 | Commercial | OR - College | Existing | Water Heating | Natural Gas | Water Heater - Temperature Setback | A | Purchases (Incremental) | Achievable Economic TRC Potential | 0 | 0 | 2.9055 | 3.5675 | 1.46 | 1.5002 | 1.4148 | 1.6902 | 0 | 0 | 0 | 0 | 0 | 0 | 0 | 0 | 0 | 0 | 0 | 0 | 0 | 0 | 0 | 0 | 0 | 0 | 0
F11_Commercial_OR - College_Existing_Water Heating_Natural Gas_Water Heater - Temperature Setback_A_Achievable Economic TRC Potential | F11 | Commercial | OR - College | Existing | Water Heating | Natural Gas | Water Heater - Temperature Setback | A | Purchases (Cumulative) | Achievable Economic TRC Potential | 0 | 0 | 2.9055 | 6.4729 | 7.933 | 9.4332 | 10.848 | 12.5382 | 12.5382 | 12.5382 | 12.5382 | 12.5382 | 12.5382 | 12.5382 | 12.5382 | 12.5382 | 12.5382 | 12.5382 | 12.5382 | 12.5382 | 12.5382 | 12.5382 | 12.5382 | 12.5382 | 12.5382 | 12.5382 | 12.5382
F1_Commercial_OR - College_Existing_Water Heating_Natural Gas_Water Heater - Faucet Aerators_A_Achievable Economic TRC Potential | F1 | Commercial | OR - College | Existing | Water Heating | Natural Gas | Water Heater - Faucet Aerators | A | Integrated Unit Energy Savings (kWh or therms) | Achievable Economic TRC Potential | 0 | 0 | 12.8618 | 12.626 | 12.4173 | 12.2253 | 12.0495 | 11.8872 | 11.7467 | 11.6224 | 11.5097 | 11.4079 | 11.3224 | 11.2515 | 11.1935 | 11.1324 | 11.0849 | 11.0472 | 11.0176 | 10.9939 | 10.9769 | 10.965 | 10.9565 | 10.9504 | 10.9422 | 10.9401 | 10.9385
F2_Commercial_OR - College_Existing_Water Heating_Natural Gas_Water Heater - Faucet Aerators_A_Achievable Economic TRC Potential | F2 | Commercial | OR - College | Existing | Water Heating | Natural Gas | Water Heater - Faucet Aerators | A | Integrated Unit Summer Peak Savings (kW) | Achievable Economic TRC Potential | 0 | 0 | 0 | 0 | 0 | 0 | 0 | 0 | 0 | 0 | 0 | 0 | 0 | 0 | 0 | 0 | 0 | 0 | 0 | 0 | 0 | 0 | 0 | 0 | 0 | 0 | 0
F3_Commercial_OR - College_Existing_Water Heating_Natural Gas_Water Heater - Faucet Aerators_A_Achievable Economic TRC Potential | F3 | Commercial | OR - College | Existing | Water Heating | Natural Gas | Water Heater - Faucet Aerators | A | Integrated Unit Winter Peak Savings (kW) | Achievable Economic TRC Potential | 0 | 0 | 0 | 0 | 0 | 0 | 0 | 0 | 0 | 0 | 0 | 0 | 0 | 0 | 0 | 0 | 0 | 0 | 0 | 0 | 0 | 0 | 0 | 0 | 0 | 0 | 0
F4_Commercial_OR - College_Existing_Water Heating_Natural Gas_Water Heater - Faucet Aerators_A_Achievable Economic TRC Potential | F4 | Commercial | OR - College | Existing | Water Heating | Natural Gas | Water Heater - Faucet Aerators | A | Incremental Energy Savings (MWh or mTherms) | Achievable Economic TRC Potential | 0 | 0 | 0 | 0 | 0 | 0 | 0 | 0 | 0 | 0 | 0 | 0 | 0 | 0 | 0 | 0 | 0 | 0 | 0 | 0 | 0 | 0 | 0 | 0 | 0 | 0 | 0
F5_Commercial_OR - College_Existing_Water Heating_Natural Gas_Water Heater - Faucet Aerators_A_Achievable Economic TRC Potential | F5 | Commercial | OR - College | Existing | Water Heating | Natural Gas | Water Heater - Faucet Aerators | A | Incremental Summer Peak Savings (MW) | Achievable Economic TRC Potential | 0 | 0 | 0 | 0 | 0 | 0 | 0 | 0 | 0 | 0 | 0 | 0 | 0 | 0 | 0 | 0 | 0 | 0 | 0 | 0 | 0 | 0 | 0 | 0 | 0 | 0 | 0
F6_Commercial_OR - College_Existing_Water Heating_Natural Gas_Water Heater - Faucet Aerators_A_Achievable Economic TRC Potential | F6 | Commercial | OR - College | Existing | Water Heating | Natural Gas | Water Heater - Faucet Aerators | A | Incremental Winter Peak Savings (MW) | Achievable Economic TRC Potential | 0 | 0 | 0 | 0 | 0 | 0 | 0 | 0 | 0 | 0 | 0 | 0 | 0 | 0 | 0 | 0 | 0 | 0 | 0 | 0 | 0 | 0 | 0 | 0 | 0 | 0 | 0
F7_Commercial_OR - College_Existing_Water Heating_Natural Gas_Water Heater - Faucet Aerators_A_Achievable Economic TRC Potential | F7 | Commercial | OR - College | Existing | Water Heating | Natural Gas | Water Heater - Faucet Aerators | A | Cumulative Energy Savings (MWh or mTherms) | Achievable Economic TRC Potential | 0 | 0 | 0 | 0 | 0 | 0 | 0 | 0 | 0 | 0 | 0 | 0 | 0 | 0 | 0 | 0 | 0 | 0 | 0 | 0 | 0 | 0 | 0 | 0 | 0 | 0 | 0
F8_Commercial_OR - College_Existing_Water Heating_Natural Gas_Water Heater - Faucet Aerators_A_Achievable Economic TRC Potential | F8 | Commercial | OR - College | Existing | Water Heating | Natural Gas | Water Heater - Faucet Aerators | A | Cumulative Summer Peak Savings (MW) | Achievable Economic TRC Potential | 0 | 0 | 0 | 0 | 0 | 0 | 0 | 0 | 0 | 0 | 0 | 0 | 0 | 0 | 0 | 0 | 0 | 0 | 0 | 0 | 0 | 0 | 0 | 0 | 0 | 0 | 0
F9_Commercial_OR - College_Existing_Water Heating_Natural Gas_Water Heater - Faucet Aerators_A_Achievable Economic TRC Potential | F9 | Commercial | OR - College | Existing | Water Heating | Natural Gas | Water Heater - Faucet Aerators | A | Cumulative Winter Peak Savings (MW) | Achievable Economic TRC Potential | 0 | 0 | 0 | 0 | 0 | 0 | 0 | 0 | 0 | 0 | 0 | 0 | 0 | 0 | 0 | 0 | 0 | 0 | 0 | 0 | 0 | 0 | 0 | 0 | 0 | 0 | 0
F10_Commercial_OR - College_Existing_Water Heating_Natural Gas_Water Heater - Faucet Aerators_A_Achievable Economic TRC Potential | F10 | Commercial | OR - College | Existing | Water Heating | Natural Gas | Water Heater - Faucet Aerators | A | Purchases (Incremental) | Achievable Economic TRC Potential | 0 | 0 | 0 | 0 | 0 | 0 | 0 | 0 | 0 | 0 | 0 | 0 | 0 | 0 | 0 | 0 | 0 | 0 | 0 | 0 | 0 | 0 | 0 | 0 | 0 | 0 | 0
F11_Commercial_OR - College_Existing_Water Heating_Natural Gas_Water Heater - Faucet Aerators_A_Achievable Economic TRC Potential | F11 | Commercial | OR - College | Existing | Water Heating | Natural Gas | Water Heater - Faucet Aerators | A | Purchases (Cumulative) | Achievable Economic TRC Potential | 0 | 0 | 0 | 0 | 0 | 0 | 0 | 0 | 0 | 0 | 0 | 0 | 0 | 0 | 0 | 0 | 0 | 0 | 0 | 0 | 0 | 0 | 0 | 0 | 0 | 0 | 0
F1_Commercial_OR - College_Existing_Water Heating_Natural Gas_Water Heater - Low-Flow Showerheads_A_Achievable Economic TRC Potential | F1 | Commercial | OR - College | Existing | Water Heating | Natural Gas | Water Heater - Low-Flow Showerheads | A | Integrated Unit Energy Savings (kWh or therms) | Achievable Economic TRC Potential | 0 | 0 | 11.4438 | 11.2146 | 11.006 | 10.8093 | 10.6239 | 10.4464 | 10.2855 | 10.1389 | 10.0053 | 9.8868 | 9.7896 | 9.7126 | 9.6626 | 9.6098 | 9.5688 | 9.5363 | 9.5107 | 9.4902 | 9.4756 | 9.4653 | 9.4579 | 9.4527 | 9.4456 | 9.4438 | 9.4424
F2_Commercial_OR - College_Existing_Water Heating_Natural Gas_Water Heater - Low-Flow Showerheads_A_Achievable Economic TRC Potential | F2 | Commercial | OR - College | Existing | Water Heating | Natural Gas | Water Heater - Low-Flow Showerheads | A | Integrated Unit Summer Peak Savings (kW) | Achievable Economic TRC Potential | 0 | 0 | 0 | 0 | 0 | 0 | 0 | 0 | 0 | 0 | 0 | 0 | 0 | 0 | 0 | 0 | 0 | 0 | 0 | 0 | 0 | 0 | 0 | 0 | 0 | 0 | 0
F3_Commercial_OR - College_Existing_Water Heating_Natural Gas_Water Heater - Low-Flow Showerheads_A_Achievable Economic TRC Potential | F3 | Commercial | OR - College | Existing | Water Heating | Natural Gas | Water Heater - Low-Flow Showerheads | A | Integrated Unit Winter Peak Savings (kW) | Achievable Economic TRC Potential | 0 | 0 | 0 | 0 | 0 | 0 | 0 | 0 | 0 | 0 | 0 | 0 | 0 | 0 | 0 | 0 | 0 | 0 | 0 | 0 | 0 | 0 | 0 | 0 | 0 | 0 | 0
F4_Commercial_OR - College_Existing_Water Heating_Natural Gas_Water Heater - Low-Flow Showerheads_A_Achievable Economic TRC Potential | F4 | Commercial | OR - College | Existing | Water Heating | Natural Gas | Water Heater - Low-Flow Showerheads | A | Incremental Energy Savings (MWh or mTherms) | Achievable Economic TRC Potential | 0 | 0 | 0 | 0 | 0 | 0 | 0 | 0 | 0 | 0 | 0 | 0 | 0 | 0 | 0 | 0 | 0 | 0 | 0 | 0 | 0 | 0 | 0 | 0 | 0 | 0 | 0
F5_Commercial_OR - College_Existing_Water Heating_Natural Gas_Water Heater - Low-Flow Showerheads_A_Achievable Economic TRC Potential | F5 | Commercial | OR - College | Existing | Water Heating | Natural Gas | Water Heater - Low-Flow Showerheads | A | Incremental Summer Peak Savings (MW) | Achievable Economic TRC Potential | 0 | 0 | 0 | 0 | 0 | 0 | 0 | 0 | 0 | 0 | 0 | 0 | 0 | 0 | 0 | 0 | 0 | 0 | 0 | 0 | 0 | 0 | 0 | 0 | 0 | 0 | 0
F6_Commercial_OR - College_Existing_Water Heating_Natural Gas_Water Heater - Low-Flow Showerheads_A_Achievable Economic TRC Potential | F6 | Commercial | OR - College | Existing | Water Heating | Natural Gas | Water Heater - Low-Flow Showerheads | A | Incremental Winter Peak Savings (MW) | Achievable Economic TRC Potential | 0 | 0 | 0 | 0 | 0 | 0 | 0 | 0 | 0 | 0 | 0 | 0 | 0 | 0 | 0 | 0 | 0 | 0 | 0 | 0 | 0 | 0 | 0 | 0 | 0 | 0 | 0
F7_Commercial_OR - College_Existing_Water Heating_Natural Gas_Water Heater - Low-Flow Showerheads_A_Achievable Economic TRC Potential | F7 | Commercial | OR - College | Existing | Water Heating | Natural Gas | Water Heater - Low-Flow Showerheads | A | Cumulative Energy Savings (MWh or mTherms) | Achievable Economic TRC Potential | 0 | 0 | 0 | 0 | 0 | 0 | 0 | 0 | 0 | 0 | 0 | 0 | 0 | 0 | 0 | 0 | 0 | 0 | 0 | 0 | 0 | 0 | 0 | 0 | 0 | 0 | 0
F8_Commercial_OR - College_Existing_Water Heating_Natural Gas_Water Heater - Low-Flow Showerheads_A_Achievable Economic TRC Potential | F8 | Commercial | OR - College | Existing | Water Heating | Natural Gas | Water Heater - Low-Flow Showerheads | A | Cumulative Summer Peak Savings (MW) | Achievable Economic TRC Potential | 0 | 0 | 0 | 0 | 0 | 0 | 0 | 0 | 0 | 0 | 0 | 0 | 0 | 0 | 0 | 0 | 0 | 0 | 0 | 0 | 0 | 0 | 0 | 0 | 0 | 0 | 0
F9_Commercial_OR - College_Existing_Water Heating_Natural Gas_Water Heater - Low-Flow Showerheads_A_Achievable Economic TRC Potential | F9 | Commercial | OR - College | Existing | Water Heating | Natural Gas | Water Heater - Low-Flow Showerheads | A | Cumulative Winter Peak Savings (MW) | Achievable Economic TRC Potential | 0 | 0 | 0 | 0 | 0 | 0 | 0 | 0 | 0 | 0 | 0 | 0 | 0 | 0 | 0 | 0 | 0 | 0 | 0 | 0 | 0 | 0 | 0 | 0 | 0 | 0 | 0
F10_Commercial_OR - College_Existing_Water Heating_Natural Gas_Water Heater - Low-Flow Showerheads_A_Achievable Economic TRC Potential | F10 | Commercial | OR - College | Existing | Water Heating | Natural Gas | Water Heater - Low-Flow Showerheads | A | Purchases (Incremental) | Achievable Economic TRC Potential | 0 | 0 | 0 | 0 | 0 | 0 | 0 | 0 | 0 | 0 | 0 | 0 | 0 | 0 | 0 | 0 | 0 | 0 | 0 | 0 | 0 | 0 | 0 | 0 | 0 | 0 | 0
F11_Commercial_OR - College_Existing_Water Heating_Natural Gas_Water Heater - Low-Flow Showerheads_A_Achievable Economic TRC Potential | F11 | Commercial | OR - College | Existing | Water Heating | Natural Gas | Water Heater - Low-Flow Showerheads | A | Purchases (Cumulative) | Achievable Economic TRC Potential | 0 | 0 | 0 | 0 | 0 | 0 | 0 | 0 | 0 | 0 | 0 | 0 | 0 | 0 | 0 | 0 | 0 | 0 | 0 | 0 | 0 | 0 | 0 | 0 | 0 | 0 | 0
F1_Commercial_OR - College_Existing_Water Heating_Natural Gas_Water Heater - Tank Blanket/Insulation_A_Achievable Economic TRC Potential | F1 | Commercial | OR - College | Existing | Water Heating | Natural Gas | Water Heater - Tank Blanket/Insulation | A | Integrated Unit Energy Savings (kWh or therms) | Achievable Economic TRC Potential | 0 | 0 | 193.3769 | 190.1773 | 187.2731 | 184.6418 | 182.2648 | 180.1343 | 178.2505 | 176.6129 | 175.132 | 173.782 | 172.6315 | 171.6552 | 170.833 | 169.929 | 169.2043 | 168.6287 | 168.1774 | 167.8144 | 167.5563 | 167.3734 | 167.2436 | 167.1509 | 167.0259 | 166.9943 | 166.9691
F2_Commercial_OR - College_Existing_Water Heating_Natural Gas_Water Heater - Tank Blanket/Insulation_A_Achievable Economic TRC Potential | F2 | Commercial | OR - College | Existing | Water Heating | Natural Gas | Water Heater - Tank Blanket/Insulation | A | Integrated Unit Summer Peak Savings (kW) | Achievable Economic TRC Potential | 0 | 0 | 0 | 0 | 0 | 0 | 0 | 0 | 0 | 0 | 0 | 0 | 0 | 0 | 0 | 0 | 0 | 0 | 0 | 0 | 0 | 0 | 0 | 0 | 0 | 0 | 0
F3_Commercial_OR - College_Existing_Water Heating_Natural Gas_Water Heater - Tank Blanket/Insulation_A_Achievable Economic TRC Potential | F3 | Commercial | OR - College | Existing | Water Heating | Natural Gas | Water Heater - Tank Blanket/Insulation | A | Integrated Unit Winter Peak Savings (kW) | Achievable Economic TRC Potential | 0 | 0 | 0 | 0 | 0 | 0 | 0 | 0 | 0 | 0 | 0 | 0 | 0 | 0 | 0 | 0 | 0 | 0 | 0 | 0 | 0 | 0 | 0 | 0 | 0 | 0 | 0
F4_Commercial_OR - College_Existing_Water Heating_Natural Gas_Water Heater - Tank Blanket/Insulation_A_Achievable Economic TRC Potential | F4 | Commercial | OR - College | Existing | Water Heating | Natural Gas | Water Heater - Tank Blanket/Insulation | A | Incremental Energy Savings (MWh or mTherms) | Achievable Economic TRC Potential | 0 | 0 | 0.16525 | 0.19954 | 0.24045 | 0.27521 | 0.30987 | 0.35804 | 0.38867 | 0.3934 | 0.36763 | 0.31357 | 0.24105 | 0.16449 | 0.09796 | 0.045512 | 0 | 0 | 0 | 0 | 0 | 0 | 0 | 0 | 0 | 0 | 0
F5_Commercial_OR - College_Existing_Water Heating_Natural Gas_Water Heater - Tank Blanket/Insulation_A_Achievable Economic TRC Potential | F5 | Commercial | OR - College | Existing | Water Heating | Natural Gas | Water Heater - Tank Blanket/Insulation | A | Incremental Summer Peak Savings (MW) | Achievable Economic TRC Potential | 0 | 0 | 0 | 0 | 0 | 0 | 0 | 0 | 0 | 0 | 0 | 0 | 0 | 0 | 0 | 0 | 0 | 0 | 0 | 0 | 0 | 0 | 0 | 0 | 0 | 0 | 0
F6_Commercial_OR - College_Existing_Water Heating_Natural Gas_Water Heater - Tank Blanket/Insulation_A_Achievable Economic TRC Potential | F6 | Commercial | OR - College | Existing | Water Heating | Natural Gas | Water Heater - Tank Blanket/Insulation | A | Incremental Winter Peak Savings (MW) | Achievable Economic TRC Potential | 0 | 0 | 0 | 0 | 0 | 0 | 0 | 0 | 0 | 0 | 0 | 0 | 0 | 0 | 0 | 0 | 0 | 0 | 0 | 0 | 0 | 0 | 0 | 0 | 0 | 0 | 0
F7_Commercial_OR - College_Existing_Water Heating_Natural Gas_Water Heater - Tank Blanket/Insulation_A_Achievable Economic TRC Potential | F7 | Commercial | OR - College | Existing | Water Heating | Natural Gas | Water Heater - Tank Blanket/Insulation | A | Cumulative Energy Savings (MWh or mTherms) | Achievable Economic TRC Potential | 0 | 0 | 0.16525 | 0.36206 | 0.59698 | 0.8638 | 1.1626 | 1.507 | 1.8799 | 2.256 | 2.6047 | 2.8982 | 3.1201 | 3.2669 | 3.3493 | 3.377 | 3.3626 | 3.3512 | 3.3422 | 3.335 | 3.3299 | 3.3263 | 3.3237 | 3.3218 | 3.3193 | 3.3187 | 3.3182
F8_Commercial_OR - College_Existing_Water Heating_Natural Gas_Water Heater - Tank Blanket/Insulation_A_Achievable Economic TRC Potential | F8 | Commercial | OR - College | Existing | Water Heating | Natural Gas | Water Heater - Tank Blanket/Insulation | A | Cumulative Summer Peak Savings (MW) | Achievable Economic TRC Potential | 0 | 0 | 0 | 0 | 0 | 0 | 0 | 0 | 0 | 0 | 0 | 0 | 0 | 0 | 0 | 0 | 0 | 0 | 0 | 0 | 0 | 0 | 0 | 0 | 0 | 0 | 0
F9_Commercial_OR - College_Existing_Water Heating_Natural Gas_Water Heater - Tank Blanket/Insulation_A_Achievable Economic TRC Potential | F9 | Commercial | OR - College | Existing | Water Heating | Natural Gas | Water Heater - Tank Blanket/Insulation | A | Cumulative Winter Peak Savings (MW) | Achievable Economic TRC Potential | 0 | 0 | 0 | 0 | 0 | 0 | 0 | 0 | 0 | 0 | 0 | 0 | 0 | 0 | 0 | 0 | 0 | 0 | 0 | 0 | 0 | 0 | 0 | 0 | 0 | 0 | 0
F10_Commercial_OR - College_Existing_Water Heating_Natural Gas_Water Heater - Tank Blanket/Insulation_A_Achievable Economic TRC Potential | F10 | Commercial | OR - College | Existing | Water Heating | Natural Gas | Water Heater - Tank Blanket/Insulation | A | Purchases (Incremental) | Achievable Economic TRC Potential | 0 | 0 | 0.85455 | 1.0493 | 1.284 | 1.4905 | 1.7001 | 1.9876 | 2.1804 | 2.2275 | 2.0991 | 1.8044 | 1.3963 | 0.95826 | 0.57343 | 0.26783 | 0 | 0 | 0 | 0 | 0 | 0 | 0 | 0 | 0 | 0 | 0
F11_Commercial_OR - College_Existing_Water Heating_Natural Gas_Water Heater - Tank Blanket/Insulation_A_Achievable Economic TRC Potential | F11 | Commercial | OR - College | Existing | Water Heating | Natural Gas | Water Heater - Tank Blanket/Insulation | A | Purchases (Cumulative) | Achievable Economic TRC Potential | 0 | 0 | 0.85455 | 1.9038 | 3.1878 | 4.6783 | 6.3784 | 8.366 | 10.5464 | 12.7739 | 14.873 | 16.6774 | 18.0737 | 19.032 | 19.6054 | 19.8733 | 19.8733 | 19.8733 | 19.8733 | 19.8733 | 19.8733 | 19.8733 | 19.8733 | 19.8733 | 19.8733 | 19.8733 | 19.8733
F1_Commercial_OR - College_Existing_Water Heating_Natural Gas_Water Heater - Drainwater Heat Recovery_A_Achievable Economic TRC Potential | F1 | Commercial | OR - College | Existing | Water Heating | Natural Gas | Water Heater - Drainwater Heat Recovery | A | Integrated Unit Energy Savings (kWh or therms) | Achievable Economic TRC Potential | 0 | 0 | 26.522 | 25.9621 | 25.4456 | 24.9538 | 24.4852 | 24.0301 | 23.6114 | 23.2265 | 22.8732 | 22.5611 | 22.3075 | 22.1102 | 21.9834 | 21.856 | 21.7628 | 21.6887 | 21.6307 | 21.584 | 21.5508 | 21.5273 | 21.5106 | 21.4987 | 21.4826 | 21.4785 | 21.4753
F2_Commercial_OR - College_Existing_Water Heating_Natural Gas_Water Heater - Drainwater Heat Recovery_A_Achievable Economic TRC Potential | F2 | Commercial | OR - College | Existing | Water Heating | Natural Gas | Water Heater - Drainwater Heat Recovery | A | Integrated Unit Summer Peak Savings (kW) | Achievable Economic TRC Potential | 0 | 0 | 0 | 0 | 0 | 0 | 0 | 0 | 0 | 0 | 0 | 0 | 0 | 0 | 0 | 0 | 0 | 0 | 0 | 0 | 0 | 0 | 0 | 0 | 0 | 0 | 0
F3_Commercial_OR - College_Existing_Water Heating_Natural Gas_Water Heater - Drainwater Heat Recovery_A_Achievable Economic TRC Potential | F3 | Commercial | OR - College | Existing | Water Heating | Natural Gas | Water Heater - Drainwater Heat Recovery | A | Integrated Unit Winter Peak Savings (kW) | Achievable Economic TRC Potential | 0 | 0 | 0 | 0 | 0 | 0 | 0 | 0 | 0 | 0 | 0 | 0 | 0 | 0 | 0 | 0 | 0 | 0 | 0 | 0 | 0 | 0 | 0 | 0 | 0 | 0 | 0
F4_Commercial_OR - College_Existing_Water Heating_Natural Gas_Water Heater - Drainwater Heat Recovery_A_Achievable Economic TRC Potential | F4 | Commercial | OR - College | Existing | Water Heating | Natural Gas | Water Heater - Drainwater Heat Recovery | A | Incremental Energy Savings (MWh or mTherms) | Achievable Economic TRC Potential | 0 | 0 | 0 | 0 | 0 | 0 | 0 | 0 | 0 | 0 | 0 | 0 | 0 | 0 | 0 | 0 | 0 | 0 | 0 | 0 | 0 | 0 | 0 | 0 | 0 | 0 | 0
F5_Commercial_OR - College_Existing_Water Heating_Natural Gas_Water Heater - Drainwater Heat Recovery_A_Achievable Economic TRC Potential | F5 | Commercial | OR - College | Existing | Water Heating | Natural Gas | Water Heater - Drainwater Heat Recovery | A | Incremental Summer Peak Savings (MW) | Achievable Economic TRC Potential | 0 | 0 | 0 | 0 | 0 | 0 | 0 | 0 | 0 | 0 | 0 | 0 | 0 | 0 | 0 | 0 | 0 | 0 | 0 | 0 | 0 | 0 | 0 | 0 | 0 | 0 | 0
F6_Commercial_OR - College_Existing_Water Heating_Natural Gas_Water Heater - Drainwater Heat Recovery_A_Achievable Economic TRC Potential | F6 | Commercial | OR - College | Existing | Water Heating | Natural Gas | Water Heater - Drainwater Heat Recovery | A | Incremental Winter Peak Savings (MW) | Achievable Economic TRC Potential | 0 | 0 | 0 | 0 | 0 | 0 | 0 | 0 | 0 | 0 | 0 | 0 | 0 | 0 | 0 | 0 | 0 | 0 | 0 | 0 | 0 | 0 | 0 | 0 | 0 | 0 | 0
F7_Commercial_OR - College_Existing_Water Heating_Natural Gas_Water Heater - Drainwater Heat Recovery_A_Achievable Economic TRC Potential | F7 | Commercial | OR - College | Existing | Water Heating | Natural Gas | Water Heater - Drainwater Heat Recovery | A | Cumulative Energy Savings (MWh or mTherms) | Achievable Economic TRC Potential | 0 | 0 | 0 | 0 | 0 | 0 | 0 | 0 | 0 | 0 | 0 | 0 | 0 | 0 | 0 | 0 | 0 | 0 | 0 | 0 | 0 | 0 | 0 | 0 | 0 | 0 | 0
F8_Commercial_OR - College_Existing_Water Heating_Natural Gas_Water Heater - Drainwater Heat Recovery_A_Achievable Economic TRC Potential | F8 | Commercial | OR - College | Existing | Water Heating | Natural Gas | Water Heater - Drainwater Heat Recovery | A | Cumulative Summer Peak Savings (MW) | Achievable Economic TRC Potential | 0 | 0 | 0 | 0 | 0 | 0 | 0 | 0 | 0 | 0 | 0 | 0 | 0 | 0 | 0 | 0 | 0 | 0 | 0 | 0 | 0 | 0 | 0 | 0 | 0 | 0 | 0
F9_Commercial_OR - College_Existing_Water Heating_Natural Gas_Water Heater - Drainwater Heat Recovery_A_Achievable Economic TRC Potential | F9 | Commercial | OR - College | Existing | Water Heating | Natural Gas | Water Heater - Drainwater Heat Recovery | A | Cumulative Winter Peak Savings (MW) | Achievable Economic TRC Potential | 0 | 0 | 0 | 0 | 0 | 0 | 0 | 0 | 0 | 0 | 0 | 0 | 0 | 0 | 0 | 0 | 0 | 0 | 0 | 0 | 0 | 0 | 0 | 0 | 0 | 0 | 0
F10_Commercial_OR - College_Existing_Water Heating_Natural Gas_Water Heater - Drainwater Heat Recovery_A_Achievable Economic TRC Potential | F10 | Commercial | OR - College | Existing | Water Heating | Natural Gas | Water Heater - Drainwater Heat Recovery | A | Purchases (Incremental) | Achievable Economic TRC Potential | 0 | 0 | 0 | 0 | 0 | 0 | 0 | 0 | 0 | 0 | 0 | 0 | 0 | 0 | 0 | 0 | 0 | 0 | 0 | 0 | 0 | 0 | 0 | 0 | 0 | 0 | 0
F11_Commercial_OR - College_Existing_Water Heating_Natural Gas_Water Heater - Drainwater Heat Recovery_A_Achievable Economic TRC Potential | F11 | Commercial | OR - College | Existing | Water Heating | Natural Gas | Water Heater - Drainwater Heat Recovery | A | Purchases (Cumulative) | Achievable Economic TRC Potential | 0 | 0 | 0 | 0 | 0 | 0 | 0 | 0 | 0 | 0 | 0 | 0 | 0 | 0 | 0 | 0 | 0 | 0 | 0 | 0 | 0 | 0 | 0 | 0 | 0 | 0 | 0
F1_Commercial_OR - College_Existing_Water Heating_Natural Gas_Water Heater - Circulation Pump Controls_A_Achievable Economic TRC Potential | F1 | Commercial | OR - College | Existing | Water Heating | Natural Gas | Water Heater - Circulation Pump Controls | A | Integrated Unit Energy Savings (kWh or therms) | Achievable Economic TRC Potential | 0 | 0 | 1395.8373 | 1370.248 | 1347.5946 | 1326.7672 | 1307.6836 | 1290.0695 | 1274.8237 | 1261.3355 | 1249.0987 | 1238.0542 | 1228.7695 | 1221.0777 | 1214.7869 | 1208.1529 | 1203.0007 | 1198.9082 | 1195.6997 | 1193.1183 | 1191.2836 | 1189.9836 | 1189.0607 | 1188.4012 | 1187.5123 | 1187.2881 | 1187.1087
F2_Commercial_OR - College_Existing_Water Heating_Natural Gas_Water Heater - Circulation Pump Controls_A_Achievable Economic TRC Potential | F2 | Commercial | OR - College | Existing | Water Heating | Natural Gas | Water Heater - Circulation Pump Controls | A | Integrated Unit Summer Peak Savings (kW) | Achievable Economic TRC Potential | 0 | 0 | 0 | 0 | 0 | 0 | 0 | 0 | 0 | 0 | 0 | 0 | 0 | 0 | 0 | 0 | 0 | 0 | 0 | 0 | 0 | 0 | 0 | 0 | 0 | 0 | 0
F3_Commercial_OR - College_Existing_Water Heating_Natural Gas_Water Heater - Circulation Pump Controls_A_Achievable Economic TRC Potential | F3 | Commercial | OR - College | Existing | Water Heating | Natural Gas | Water Heater - Circulation Pump Controls | A | Integrated Unit Winter Peak Savings (kW) | Achievable Economic TRC Potential | 0 | 0 | 0 | 0 | 0 | 0 | 0 | 0 | 0 | 0 | 0 | 0 | 0 | 0 | 0 | 0 | 0 | 0 | 0 | 0 | 0 | 0 | 0 | 0 | 0 | 0 | 0
F4_Commercial_OR - College_Existing_Water Heating_Natural Gas_Water Heater - Circulation Pump Controls_A_Achievable Economic TRC Potential | F4 | Commercial | OR - College | Existing | Water Heating | Natural Gas | Water Heater - Circulation Pump Controls | A | Incremental Energy Savings (MWh or mTherms) | Achievable Economic TRC Potential | 0 | 0 | 0.43082 | 0.51928 | 0.62494 | 0.71424 | 0.80296 | 0.92612 | 1.004 | 1.0148 | 0.94701 | 0.80684 | 0.61969 | 0.42261 | 0 | 0 | 0 | 0 | 0 | 0 | 0 | 0 | 0 | 0 | 0 | 0 | 0
F5_Commercial_OR - College_Existing_Water Heating_Natural Gas_Water Heater - Circulation Pump Controls_A_Achievable Economic TRC Potential | F5 | Commercial | OR - College | Existing | Water Heating | Natural Gas | Water Heater - Circulation Pump Controls | A | Incremental Summer Peak Savings (MW) | Achievable Economic TRC Potential | 0 | 0 | 0 | 0 | 0 | 0 | 0 | 0 | 0 | 0 | 0 | 0 | 0 | 0 | 0 | 0 | 0 | 0 | 0 | 0 | 0 | 0 | 0 | 0 | 0 | 0 | 0
F6_Commercial_OR - College_Existing_Water Heating_Natural Gas_Water Heater - Circulation Pump Controls_A_Achievable Economic TRC Potential | F6 | Commercial | OR - College | Existing | Water Heating | Natural Gas | Water Heater - Circulation Pump Controls | A | Incremental Winter Peak Savings (MW) | Achievable Economic TRC Potential | 0 | 0 | 0 | 0 | 0 | 0 | 0 | 0 | 0 | 0 | 0 | 0 | 0 | 0 | 0 | 0 | 0 | 0 | 0 | 0 | 0 | 0 | 0 | 0 | 0 | 0 | 0
F7_Commercial_OR - College_Existing_Water Heating_Natural Gas_Water Heater - Circulation Pump Controls_A_Achievable Economic TRC Potential | F7 | Commercial | OR - College | Existing | Water Heating | Natural Gas | Water Heater - Circulation Pump Controls | A | Cumulative Energy Savings (MWh or mTherms) | Achievable Economic TRC Potential | 0 | 0 | 0.43082 | 0.94219 | 1.5516 | 2.2418 | 3.0125 | 3.8981 | 4.856 | 5.8193 | 6.7099 | 7.4574 | 8.0212 | 8.3936 | 8.3503 | 8.3047 | 8.2693 | 8.2412 | 8.2191 | 8.2014 | 8.1888 | 8.1798 | 8.1735 | 8.169 | 8.1629 | 8.1613 | 8.1601
F8_Commercial_OR - College_Existing_Water Heating_Natural Gas_Water Heater - Circulation Pump Controls_A_Achievable Economic TRC Potential | F8 | Commercial | OR - College | Existing | Water Heating | Natural Gas | Water Heater - Circulation Pump Controls | A | Cumulative Summer Peak Savings (MW) | Achievable Economic TRC Potential | 0 | 0 | 0 | 0 | 0 | 0 | 0 | 0 | 0 | 0 | 0 | 0 | 0 | 0 | 0 | 0 | 0 | 0 | 0 | 0 | 0 | 0 | 0 | 0 | 0 | 0 | 0
F9_Commercial_OR - College_Existing_Water Heating_Natural Gas_Water Heater - Circulation Pump Controls_A_Achievable Economic TRC Potential | F9 | Commercial | OR - College | Existing | Water Heating | Natural Gas | Water Heater - Circulation Pump Controls | A | Cumulative Winter Peak Savings (MW) | Achievable Economic TRC Potential | 0 | 0 | 0 | 0 | 0 | 0 | 0 | 0 | 0 | 0 | 0 | 0 | 0 | 0 | 0 | 0 | 0 | 0 | 0 | 0 | 0 | 0 | 0 | 0 | 0 | 0 | 0
F10_Commercial_OR - College_Existing_Water Heating_Natural Gas_Water Heater - Circulation Pump Controls_A_Achievable Economic TRC Potential | F10 | Commercial | OR - College | Existing | Water Heating | Natural Gas | Water Heater - Circulation Pump Controls | A | Purchases (Incremental) | Achievable Economic TRC Potential | 0 | 0 | 0.30864 | 0.37897 | 0.46374 | 0.53833 | 0.61404 | 0.71788 | 0.78753 | 0.80451 | 0.75816 | 0.6517 | 0.50431 | 0.3461 | 0 | 0 | 0 | 0 | 0 | 0 | 0 | 0 | 0 | 0 | 0 | 0 | 0
F11_Commercial_OR - College_Existing_Water Heating_Natural Gas_Water Heater - Circulation Pump Controls_A_Achievable Economic TRC Potential | F11 | Commercial | OR - College | Existing | Water Heating | Natural Gas | Water Heater - Circulation Pump Controls | A | Purchases (Cumulative) | Achievable Economic TRC Potential | 0 | 0 | 0.30864 | 0.68761 | 1.1514 | 1.6897 | 2.3037 | 3.0216 | 3.8091 | 4.6136 | 5.3718 | 6.0235 | 6.5278 | 6.8739 | 6.8739 | 6.8739 | 6.8739 | 6.8739 | 6.8739 | 6.8739 | 6.8739 | 6.8739 | 6.8739 | 6.8739 | 6.8739 | 6.8739 | 6.8739
F1_Commercial_OR - College_Existing_Water Heating_Natural Gas_Water Heater - Pipe Insulation_A_Achievable Economic TRC Potential | F1 | Commercial | OR - College | Existing | Water Heating | Natural Gas | Water Heater - Pipe Insulation | A | Integrated Unit Energy Savings (kWh or therms) | Achievable Economic TRC Potential | 0 | 0 | 4.8211 | 4.7245 | 4.6366 | 4.5538 | 4.4757 | 4.4009 | 4.3331 | 4.2714 | 4.2151 | 4.1652 | 4.1242 | 4.0918 | 4.0707 | 4.0484 | 4.0312 | 4.0175 | 4.0067 | 3.9981 | 3.9919 | 3.9876 | 3.9845 | 3.9823 | 3.9793 | 3.9785 | 3.9779
F2_Commercial_OR - College_Existing_Water Heating_Natural Gas_Water Heater - Pipe Insulation_A_Achievable Economic TRC Potential | F2 | Commercial | OR - College | Existing | Water Heating | Natural Gas | Water Heater - Pipe Insulation | A | Integrated Unit Summer Peak Savings (kW) | Achievable Economic TRC Potential | 0 | 0 | 0 | 0 | 0 | 0 | 0 | 0 | 0 | 0 | 0 | 0 | 0 | 0 | 0 | 0 | 0 | 0 | 0 | 0 | 0 | 0 | 0 | 0 | 0 | 0 | 0
F3_Commercial_OR - College_Existing_Water Heating_Natural Gas_Water Heater - Pipe Insulation_A_Achievable Economic TRC Potential | F3 | Commercial | OR - College | Existing | Water Heating | Natural Gas | Water Heater - Pipe Insulation | A | Integrated Unit Winter Peak Savings (kW) | Achievable Economic TRC Potential | 0 | 0 | 0 | 0 | 0 | 0 | 0 | 0 | 0 | 0 | 0 | 0 | 0 | 0 | 0 | 0 | 0 | 0 | 0 | 0 | 0 | 0 | 0 | 0 | 0 | 0 | 0
F4_Commercial_OR - College_Existing_Water Heating_Natural Gas_Water Heater - Pipe Insulation_A_Achievable Economic TRC Potential | F4 | Commercial | OR - College | Existing | Water Heating | Natural Gas | Water Heater - Pipe Insulation | A | Incremental Energy Savings (MWh or mTherms) | Achievable Economic TRC Potential | 0 | 0 | 0.053696 | 0.06461 | 0.077592 | 0.088463 | 0.099172 | 0.11401 | 0.12314 | 0.124 | 0.11532 | 0.097953 | 0.075055 | 0.051103 | 0.030423 | 0.014132 | 0 | 0 | 0 | 0 | 0 | 0 | 0 | 0 | 0 | 0 | 0
F5_Commercial_OR - College_Existing_Water Heating_Natural Gas_Water Heater - Pipe Insulation_A_Achievable Economic TRC Potential | F5 | Commercial | OR - College | Existing | Water Heating | Natural Gas | Water Heater - Pipe Insulation | A | Incremental Summer Peak Savings (MW) | Achievable Economic TRC Potential | 0 | 0 | 0 | 0 | 0 | 0 | 0 | 0 | 0 | 0 | 0 | 0 | 0 | 0 | 0 | 0 | 0 | 0 | 0 | 0 | 0 | 0 | 0 | 0 | 0 | 0 | 0
F6_Commercial_OR - College_Existing_Water Heating_Natural Gas_Water Heater - Pipe Insulation_A_Achievable Economic TRC Potential | F6 | Commercial | OR - College | Existing | Water Heating | Natural Gas | Water Heater - Pipe Insulation | A | Incremental Winter Peak Savings (MW) | Achievable Economic TRC Potential | 0 | 0 | 0 | 0 | 0 | 0 | 0 | 0 | 0 | 0 | 0 | 0 | 0 | 0 | 0 | 0 | 0 | 0 | 0 | 0 | 0 | 0 | 0 | 0 | 0 | 0 | 0
F7_Commercial_OR - College_Existing_Water Heating_Natural Gas_Water Heater - Pipe Insulation_A_Achievable Economic TRC Potential | F7 | Commercial | OR - College | Existing | Water Heating | Natural Gas | Water Heater - Pipe Insulation | A | Cumulative Energy Savings (MWh or mTherms) | Achievable Economic TRC Potential | 0 | 0 | 0.053696 | 0.11723 | 0.19264 | 0.27766 | 0.37207 | 0.47986 | 0.59561 | 0.71113 | 0.81708 | 0.90535 | 0.97151 | 1.015 | 1.0402 | 1.0486 | 1.0441 | 1.0406 | 1.0378 | 1.0356 | 1.034 | 1.0328 | 1.032 | 1.0315 | 1.0307 | 1.0305 | 1.0303
F8_Commercial_OR - College_Existing_Water Heating_Natural Gas_Water Heater - Pipe Insulation_A_Achievable Economic TRC Potential | F8 | Commercial | OR - College | Existing | Water Heating | Natural Gas | Water Heater - Pipe Insulation | A | Cumulative Summer Peak Savings (MW) | Achievable Economic TRC Potential | 0 | 0 | 0 | 0 | 0 | 0 | 0 | 0 | 0 | 0 | 0 | 0 | 0 | 0 | 0 | 0 | 0 | 0 | 0 | 0 | 0 | 0 | 0 | 0 | 0 | 0 | 0
F9_Commercial_OR - College_Existing_Water Heating_Natural Gas_Water Heater - Pipe Insulation_A_Achievable Economic TRC Potential | F9 | Commercial | OR - College | Existing | Water Heating | Natural Gas | Water Heater - Pipe Insulation | A | Cumulative Winter Peak Savings (MW) | Achievable Economic TRC Potential | 0 | 0 | 0 | 0 | 0 | 0 | 0 | 0 | 0 | 0 | 0 | 0 | 0 | 0 | 0 | 0 | 0 | 0 | 0 | 0 | 0 | 0 | 0 | 0 | 0 | 0 | 0
F10_Commercial_OR - College_Existing_Water Heating_Natural Gas_Water Heater - Pipe Insulation_A_Achievable Economic TRC Potential | F10 | Commercial | OR - College | Existing | Water Heating | Natural Gas | Water Heater - Pipe Insulation | A | Purchases (Incremental) | Achievable Economic TRC Potential | 0 | 0 | 11.1377 | 13.6753 | 16.7346 | 19.4262 | 22.158 | 25.9054 | 28.4186 | 29.0316 | 27.3588 | 23.5172 | 18.1986 | 12.4893 | 7.4737 | 3.4907 | 0 | 0 | 0 | 0 | 0 | 0 | 0 | 0 | 0 | 0 | 0
F11_Commercial_OR - College_Existing_Water Heating_Natural Gas_Water Heater - Pipe Insulation_A_Achievable Economic TRC Potential | F11 | Commercial | OR - College | Existing | Water Heating | Natural Gas | Water Heater - Pipe Insulation | A | Purchases (Cumulative) | Achievable Economic TRC Potential | 0 | 0 | 11.1377 | 24.813 | 41.5475 | 60.9737 | 83.1317 | 109.0371 | 137.4557 | 166.4873 | 193.8461 | 217.3633 | 235.5619 | 248.0513 | 255.525 | 259.0157 | 259.0157 | 259.0157 | 259.0157 | 259.0157 | 259.0157 | 259.0157 | 259.0157 | 259.0157 | 259.0157 | 259.0157 | 259.0157
F1_Commercial_OR - College_Existing_Water Heating_Natural Gas_Water Heater - Motion Control Faucet_A_Achievable Economic TRC Potential | F1 | Commercial | OR - College | Existing | Water Heating | Natural Gas | Water Heater - Motion Control Faucet | A | Integrated Unit Energy Savings (kWh or therms) | Achievable Economic TRC Potential | 0 | 0 | 0 | 0 | 0 | 0 | 0 | 0 | 0 | 0 | 0 | 0 | 0 | 0 | 0 | 0 | 0 | 0 | 0 | 0 | 0 | 0 | 0 | 0 | 0 | 0 | 0
F2_Commercial_OR - College_Existing_Water Heating_Natural Gas_Water Heater - Motion Control Faucet_A_Achievable Economic TRC Potential | F2 | Commercial | OR - College | Existing | Water Heating | Natural Gas | Water Heater - Motion Control Faucet | A | Integrated Unit Summer Peak Savings (kW) | Achievable Economic TRC Potential | 0 | 0 | 0 | 0 | 0 | 0 | 0 | 0 | 0 | 0 | 0 | 0 | 0 | 0 | 0 | 0 | 0 | 0 | 0 | 0 | 0 | 0 | 0 | 0 | 0 | 0 | 0
F3_Commercial_OR - College_Existing_Water Heating_Natural Gas_Water Heater - Motion Control Faucet_A_Achievable Economic TRC Potential | F3 | Commercial | OR - College | Existing | Water Heating | Natural Gas | Water Heater - Motion Control Faucet | A | Integrated Unit Winter Peak Savings (kW) | Achievable Economic TRC Potential | 0 | 0 | 0 | 0 | 0 | 0 | 0 | 0 | 0 | 0 | 0 | 0 | 0 | 0 | 0 | 0 | 0 | 0 | 0 | 0 | 0 | 0 | 0 | 0 | 0 | 0 | 0
F4_Commercial_OR - College_Existing_Water Heating_Natural Gas_Water Heater - Motion Control Faucet_A_Achievable Economic TRC Potential | F4 | Commercial | OR - College | Existing | Water Heating | Natural Gas | Water Heater - Motion Control Faucet | A | Incremental Energy Savings (MWh or mTherms) | Achievable Economic TRC Potential | 0 | 0 | 0 | 0 | 0 | 0 | 0 | 0 | 0 | 0 | 0 | 0 | 0 | 0 | 0 | 0 | 0 | 0 | 0 | 0 | 0 | 0 | 0 | 0 | 0 | 0 | 0
F5_Commercial_OR - College_Existing_Water Heating_Natural Gas_Water Heater - Motion Control Faucet_A_Achievable Economic TRC Potential | F5 | Commercial | OR - College | Existing | Water Heating | Natural Gas | Water Heater - Motion Control Faucet | A | Incremental Summer Peak Savings (MW) | Achievable Economic TRC Potential | 0 | 0 | 0 | 0 | 0 | 0 | 0 | 0 | 0 | 0 | 0 | 0 | 0 | 0 | 0 | 0 | 0 | 0 | 0 | 0 | 0 | 0 | 0 | 0 | 0 | 0 | 0
F6_Commercial_OR - College_Existing_Water Heating_Natural Gas_Water Heater - Motion Control Faucet_A_Achievable Economic TRC Potential | F6 | Commercial | OR - College | Existing | Water Heating | Natural Gas | Water Heater - Motion Control Faucet | A | Incremental Winter Peak Savings (MW) | Achievable Economic TRC Potential | 0 | 0 | 0 | 0 | 0 | 0 | 0 | 0 | 0 | 0 | 0 | 0 | 0 | 0 | 0 | 0 | 0 | 0 | 0 | 0 | 0 | 0 | 0 | 0 | 0 | 0 | 0
F7_Commercial_OR - College_Existing_Water Heating_Natural Gas_Water Heater - Motion Control Faucet_A_Achievable Economic TRC Potential | F7 | Commercial | OR - College | Existing | Water Heating | Natural Gas | Water Heater - Motion Control Faucet | A | Cumulative Energy Savings (MWh or mTherms) | Achievable Economic TRC Potential | 0 | 0 | 0 | 0 | 0 | 0 | 0 | 0 | 0 | 0 | 0 | 0 | 0 | 0 | 0 | 0 | 0 | 0 | 0 | 0 | 0 | 0 | 0 | 0 | 0 | 0 | 0
F8_Commercial_OR - College_Existing_Water Heating_Natural Gas_Water Heater - Motion Control Faucet_A_Achievable Economic TRC Potential | F8 | Commercial | OR - College | Existing | Water Heating | Natural Gas | Water Heater - Motion Control Faucet | A | Cumulative Summer Peak Savings (MW) | Achievable Economic TRC Potential | 0 | 0 | 0 | 0 | 0 | 0 | 0 | 0 | 0 | 0 | 0 | 0 | 0 | 0 | 0 | 0 | 0 | 0 | 0 | 0 | 0 | 0 | 0 | 0 | 0 | 0 | 0
F9_Commercial_OR - College_Existing_Water Heating_Natural Gas_Water Heater - Motion Control Faucet_A_Achievable Economic TRC Potential | F9 | Commercial | OR - College | Existing | Water Heating | Natural Gas | Water Heater - Motion Control Faucet | A | Cumulative Winter Peak Savings (MW) | Achievable Economic TRC Potential | 0 | 0 | 0 | 0 | 0 | 0 | 0 | 0 | 0 | 0 | 0 | 0 | 0 | 0 | 0 | 0 | 0 | 0 | 0 | 0 | 0 | 0 | 0 | 0 | 0 | 0 | 0
F10_Commercial_OR - College_Existing_Water Heating_Natural Gas_Water Heater - Motion Control Faucet_A_Achievable Economic TRC Potential | F10 | Commercial | OR - College | Existing | Water Heating | Natural Gas | Water Heater - Motion Control Faucet | A | Purchases (Incremental) | Achievable Economic TRC Potential | 0 | 0 | 0 | 0 | 0 | 0 | 0 | 0 | 0 | 0 | 0 | 0 | 0 | 0 | 0 | 0 | 0 | 0 | 0 | 0 | 0 | 0 | 0 | 0 | 0 | 0 | 0
F11_Commercial_OR - College_Existing_Water Heating_Natural Gas_Water Heater - Motion Control Faucet_A_Achievable Economic TRC Potential | F11 | Commercial | OR - College | Existing | Water Heating | Natural Gas | Water Heater - Motion Control Faucet | A | Purchases (Cumulative) | Achievable Economic TRC Potential | 0 | 0 | 0 | 0 | 0 | 0 | 0 | 0 | 0 | 0 | 0 | 0 | 0 | 0 | 0 | 0 | 0 | 0 | 0 | 0 | 0 | 0 | 0 | 0 | 0 | 0 | 0
F1_Commercial_OR - College_Existing_Water Heating_Natural Gas_Water Heater - Solar System_A_Achievable Economic TRC Potential | F1 | Commercial | OR - College | Existing | Water Heating | Natural Gas | Water Heater - Solar System | A | Integrated Unit Energy Savings (kWh or therms) | Achievable Economic TRC Potential | 0 | 0 | 38.5565 | 37.7764 | 37.0638 | 36.3903 | 35.7539 | 35.142 | 34.5855 | 34.077 | 33.6135 | 33.2031 | 32.8672 | 32.6022 | 32.4304 | 32.2516 | 32.114 | 32.0048 | 31.9191 | 31.8502 | 31.8012 | 31.7665 | 31.7419 | 31.7243 | 31.7006 | 31.6946 | 31.6898
F2_Commercial_OR - College_Existing_Water Heating_Natural Gas_Water Heater - Solar System_A_Achievable Economic TRC Potential | F2 | Commercial | OR - College | Existing | Water Heating | Natural Gas | Water Heater - Solar System | A | Integrated Unit Summer Peak Savings (kW) | Achievable Economic TRC Potential | 0 | 0 | 0 | 0 | 0 | 0 | 0 | 0 | 0 | 0 | 0 | 0 | 0 | 0 | 0 | 0 | 0 | 0 | 0 | 0 | 0 | 0 | 0 | 0 | 0 | 0 | 0
F3_Commercial_OR - College_Existing_Water Heating_Natural Gas_Water Heater - Solar System_A_Achievable Economic TRC Potential | F3 | Commercial | OR - College | Existing | Water Heating | Natural Gas | Water Heater - Solar System | A | Integrated Unit Winter Peak Savings (kW) | Achievable Economic TRC Potential | 0 | 0 | 0 | 0 | 0 | 0 | 0 | 0 | 0 | 0 | 0 | 0 | 0 | 0 | 0 | 0 | 0 | 0 | 0 | 0 | 0 | 0 | 0 | 0 | 0 | 0 | 0
F4_Commercial_OR - College_Existing_Water Heating_Natural Gas_Water Heater - Solar System_A_Achievable Economic TRC Potential | F4 | Commercial | OR - College | Existing | Water Heating | Natural Gas | Water Heater - Solar System | A | Incremental Energy Savings (MWh or mTherms) | Achievable Economic TRC Potential | 0 | 0 | 0.2352 | 0.26923 | 0.31007 | 0.34139 | 0.37181 | 0.41735 | 0.44204 | 0.43805 | 0.4326 | 0.37939 | 0.29484 | 0.20128 | 0.11926 | 0.072027 | 0 | 0 | 0 | 0 | 0 | 0 | 0 | 0 | 0 | 0 | 0
F5_Commercial_OR - College_Existing_Water Heating_Natural Gas_Water Heater - Solar System_A_Achievable Economic TRC Potential | F5 | Commercial | OR - College | Existing | Water Heating | Natural Gas | Water Heater - Solar System | A | Incremental Summer Peak Savings (MW) | Achievable Economic TRC Potential | 0 | 0 | 0 | 0 | 0 | 0 | 0 | 0 | 0 | 0 | 0 | 0 | 0 | 0 | 0 | 0 | 0 | 0 | 0 | 0 | 0 | 0 | 0 | 0 | 0 | 0 | 0
F6_Commercial_OR - College_Existing_Water Heating_Natural Gas_Water Heater - Solar System_A_Achievable Economic TRC Potential | F6 | Commercial | OR - College | Existing | Water Heating | Natural Gas | Water Heater - Solar System | A | Incremental Winter Peak Savings (MW) | Achievable Economic TRC Potential | 0 | 0 | 0 | 0 | 0 | 0 | 0 | 0 | 0 | 0 | 0 | 0 | 0 | 0 | 0 | 0 | 0 | 0 | 0 | 0 | 0 | 0 | 0 | 0 | 0 | 0 | 0
F7_Commercial_OR - College_Existing_Water Heating_Natural Gas_Water Heater - Solar System_A_Achievable Economic TRC Potential | F7 | Commercial | OR - College | Existing | Water Heating | Natural Gas | Water Heater - Solar System | A | Cumulative Energy Savings (MWh or mTherms) | Achievable Economic TRC Potential | 0 | 0 | 0.2352 | 0.49968 | 0.80032 | 1.1272 | 1.4793 | 1.8713 | 2.2837 | 2.6882 | 3.0842 | 3.4259 | 3.6861 | 3.8577 | 3.9566 | 4.0068 | 3.9897 | 3.9762 | 3.9655 | 3.957 | 3.9509 | 3.9466 | 3.9435 | 3.9413 | 3.9384 | 3.9376 | 3.937
F8_Commercial_OR - College_Existing_Water Heating_Natural Gas_Water Heater - Solar System_A_Achievable Economic TRC Potential | F8 | Commercial | OR - College | Existing | Water Heating | Natural Gas | Water Heater - Solar System | A | Cumulative Summer Peak Savings (MW) | Achievable Economic TRC Potential | 0 | 0 | 0 | 0 | 0 | 0 | 0 | 0 | 0 | 0 | 0 | 0 | 0 | 0 | 0 | 0 | 0 | 0 | 0 | 0 | 0 | 0 | 0 | 0 | 0 | 0 | 0
F9_Commercial_OR - College_Existing_Water Heating_Natural Gas_Water Heater - Solar System_A_Achievable Economic TRC Potential | F9 | Commercial | OR - College | Existing | Water Heating | Natural Gas | Water Heater - Solar System | A | Cumulative Winter Peak Savings (MW) | Achievable Economic TRC Potential | 0 | 0 | 0 | 0 | 0 | 0 | 0 | 0 | 0 | 0 | 0 | 0 | 0 | 0 | 0 | 0 | 0 | 0 | 0 | 0 | 0 | 0 | 0 | 0 | 0 | 0 | 0
F10_Commercial_OR - College_Existing_Water Heating_Natural Gas_Water Heater - Solar System_A_Achievable Economic TRC Potential | F10 | Commercial | OR - College | Existing | Water Heating | Natural Gas | Water Heater - Solar System | A | Purchases (Incremental) | Achievable Economic TRC Potential | 0 | 0 | 6.1003 | 7.127 | 8.3658 | 9.3812 | 10.3992 | 11.8762 | 12.781 | 12.8546 | 12.8697 | 11.4262 | 8.9706 | 6.1738 | 3.6774 | 2.2333 | 0 | 0 | 0 | 0 | 0 | 0 | 0 | 0 | 0 | 0 | 0
F11_Commercial_OR - College_Existing_Water Heating_Natural Gas_Water Heater - Solar System_A_Achievable Economic TRC Potential | F11 | Commercial | OR - College | Existing | Water Heating | Natural Gas | Water Heater - Solar System | A | Purchases (Cumulative) | Achievable Economic TRC Potential | 0 | 0 | 6.1003 | 13.2272 | 21.5931 | 30.9743 | 41.3735 | 53.2497 | 66.0307 | 78.8853 | 91.7551 | 103.1813 | 112.1519 | 118.3256 | 122.003 | 124.2363 | 124.2363 | 124.2363 | 124.2363 | 124.2363 | 124.2363 | 124.2363 | 124.2363 | 124.2363 | 124.2363 | 124.2363 | 124.2363
F1_Commercial_OR - College_Existing_Water Heating_Natural Gas_Commercial Laundry - Ozone Treatment_A_Achievable Economic TRC Potential | F1 | Commercial | OR - College | Existing | Water Heating | Natural Gas | Commercial Laundry - Ozone Treatment | A | Integrated Unit Energy Savings (kWh or therms) | Achievable Economic TRC Potential | 0 | 0 | 350.1545 | 341.9696 | 334.3889 | 327.5351 | 321.385 | 315.4116 | 309.9162 | 304.8631 | 300.2259 | 296.1303 | 292.8005 | 290.2119 | 288.5476 | 286.8745 | 285.6511 | 284.6793 | 283.9175 | 283.3045 | 282.8689 | 282.5602 | 282.341 | 282.1844 | 281.9734 | 281.9201 | 281.8775
F2_Commercial_OR - College_Existing_Water Heating_Natural Gas_Commercial Laundry - Ozone Treatment_A_Achievable Economic TRC Potential | F2 | Commercial | OR - College | Existing | Water Heating | Natural Gas | Commercial Laundry - Ozone Treatment | A | Integrated Unit Summer Peak Savings (kW) | Achievable Economic TRC Potential | 0 | 0 | 0 | 0 | 0 | 0 | 0 | 0 | 0 | 0 | 0 | 0 | 0 | 0 | 0 | 0 | 0 | 0 | 0 | 0 | 0 | 0 | 0 | 0 | 0 | 0 | 0
F3_Commercial_OR - College_Existing_Water Heating_Natural Gas_Commercial Laundry - Ozone Treatment_A_Achievable Economic TRC Potential | F3 | Commercial | OR - College | Existing | Water Heating | Natural Gas | Commercial Laundry - Ozone Treatment | A | Integrated Unit Winter Peak Savings (kW) | Achievable Economic TRC Potential | 0 | 0 | 0 | 0 | 0 | 0 | 0 | 0 | 0 | 0 | 0 | 0 | 0 | 0 | 0 | 0 | 0 | 0 | 0 | 0 | 0 | 0 | 0 | 0 | 0 | 0 | 0
F4_Commercial_OR - College_Existing_Water Heating_Natural Gas_Commercial Laundry - Ozone Treatment_A_Achievable Economic TRC Potential | F4 | Commercial | OR - College | Existing | Water Heating | Natural Gas | Commercial Laundry - Ozone Treatment | A | Incremental Energy Savings (MWh or mTherms) | Achievable Economic TRC Potential | 0 | 0 | 0 | 0 | 0 | 0 | 0 | 0 | 0 | 0 | 0 | 0 | 0 | 0 | 0 | 0 | 0 | 0 | 0 | 0 | 0 | 0 | 0 | 0 | 0 | 0 | 0
F5_Commercial_OR - College_Existing_Water Heating_Natural Gas_Commercial Laundry - Ozone Treatment_A_Achievable Economic TRC Potential | F5 | Commercial | OR - College | Existing | Water Heating | Natural Gas | Commercial Laundry - Ozone Treatment | A | Incremental Summer Peak Savings (MW) | Achievable Economic TRC Potential | 0 | 0 | 0 | 0 | 0 | 0 | 0 | 0 | 0 | 0 | 0 | 0 | 0 | 0 | 0 | 0 | 0 | 0 | 0 | 0 | 0 | 0 | 0 | 0 | 0 | 0 | 0
F6_Commercial_OR - College_Existing_Water Heating_Natural Gas_Commercial Laundry - Ozone Treatment_A_Achievable Economic TRC Potential | F6 | Commercial | OR - College | Existing | Water Heating | Natural Gas | Commercial Laundry - Ozone Treatment | A | Incremental Winter Peak Savings (MW) | Achievable Economic TRC Potential | 0 | 0 | 0 | 0 | 0 | 0 | 0 | 0 | 0 | 0 | 0 | 0 | 0 | 0 | 0 | 0 | 0 | 0 | 0 | 0 | 0 | 0 | 0 | 0 | 0 | 0 | 0
F7_Commercial_OR - College_Existing_Water Heating_Natural Gas_Commercial Laundry - Ozone Treatment_A_Achievable Economic TRC Potential | F7 | Commercial | OR - College | Existing | Water Heating | Natural Gas | Commercial Laundry - Ozone Treatment | A | Cumulative Energy Savings (MWh or mTherms) | Achievable Economic TRC Potential | 0 | 0 | 0 | 0 | 0 | 0 | 0 | 0 | 0 | 0 | 0 | 0 | 0 | 0 | 0 | 0 | 0 | 0 | 0 | 0 | 0 | 0 | 0 | 0 | 0 | 0 | 0
F8_Commercial_OR - College_Existing_Water Heating_Natural Gas_Commercial Laundry - Ozone Treatment_A_Achievable Economic TRC Potential | F8 | Commercial | OR - College | Existing | Water Heating | Natural Gas | Commercial Laundry - Ozone Treatment | A | Cumulative Summer Peak Savings (MW) | Achievable Economic TRC Potential | 0 | 0 | 0 | 0 | 0 | 0 | 0 | 0 | 0 | 0 | 0 | 0 | 0 | 0 | 0 | 0 | 0 | 0 | 0 | 0 | 0 | 0 | 0 | 0 | 0 | 0 | 0
F9_Commercial_OR - College_Existing_Water Heating_Natural Gas_Commercial Laundry - Ozone Treatment_A_Achievable Economic TRC Potential | F9 | Commercial | OR - College | Existing | Water Heating | Natural Gas | Commercial Laundry - Ozone Treatment | A | Cumulative Winter Peak Savings (MW) | Achievable Economic TRC Potential | 0 | 0 | 0 | 0 | 0 | 0 | 0 | 0 | 0 | 0 | 0 | 0 | 0 | 0 | 0 | 0 | 0 | 0 | 0 | 0 | 0 | 0 | 0 | 0 | 0 | 0 | 0
F10_Commercial_OR - College_Existing_Water Heating_Natural Gas_Commercial Laundry - Ozone Treatment_A_Achievable Economic TRC Potential | F10 | Commercial | OR - College | Existing | Water Heating | Natural Gas | Commercial Laundry - Ozone Treatment | A | Purchases (Incremental) | Achievable Economic TRC Potential | 0 | 0 | 0 | 0 | 0 | 0 | 0 | 0 | 0 | 0 | 0 | 0 | 0 | 0 | 0 | 0 | 0 | 0 | 0 | 0 | 0 | 0 | 0 | 0 | 0 | 0 | 0
F11_Commercial_OR - College_Existing_Water Heating_Natural Gas_Commercial Laundry - Ozone Treatment_A_Achievable Economic TRC Potential | F11 | Commercial | OR - College | Existing | Water Heating | Natural Gas | Commercial Laundry - Ozone Treatment | A | Purchases (Cumulative) | Achievable Economic TRC Potential | 0 | 0 | 0 | 0 | 0 | 0 | 0 | 0 | 0 | 0 | 0 | 0 | 0 | 0 | 0 | 0 | 0 | 0 | 0 | 0 | 0 | 0 | 0 | 0 | 0 | 0 | 0
F1_Commercial_OR - College_Existing_Water Heating_Natural Gas_Commercial Laundry - ENERGY STAR Washer_A_Achievable Economic TRC Potential | F1 | Commercial | OR - College | Existing | Water Heating | Natural Gas | Commercial Laundry - ENERGY STAR Washer | A | Integrated Unit Energy Savings (kWh or therms) | Achievable Economic TRC Potential | 0 | 0 | 34.0097 | 33.1887 | 32.4218 | 31.7219 | 31.0867 | 30.4634 | 29.8837 | 29.3472 | 28.8552 | 28.4228 | 28.0736 | 27.8052 | 27.6458 | 27.4855 | 27.3683 | 27.2752 | 27.2022 | 27.1434 | 27.1017 | 27.0721 | 27.0511 | 27.0361 | 27.0159 | 27.0108 | 27.0067
F2_Commercial_OR - College_Existing_Water Heating_Natural Gas_Commercial Laundry - ENERGY STAR Washer_A_Achievable Economic TRC Potential | F2 | Commercial | OR - College | Existing | Water Heating | Natural Gas | Commercial Laundry - ENERGY STAR Washer | A | Integrated Unit Summer Peak Savings (kW) | Achievable Economic TRC Potential | 0 | 0 | 0 | 0 | 0 | 0 | 0 | 0 | 0 | 0 | 0 | 0 | 0 | 0 | 0 | 0 | 0 | 0 | 0 | 0 | 0 | 0 | 0 | 0 | 0 | 0 | 0
F3_Commercial_OR - College_Existing_Water Heating_Natural Gas_Commercial Laundry - ENERGY STAR Washer_A_Achievable Economic TRC Potential | F3 | Commercial | OR - College | Existing | Water Heating | Natural Gas | Commercial Laundry - ENERGY STAR Washer | A | Integrated Unit Winter Peak Savings (kW) | Achievable Economic TRC Potential | 0 | 0 | 0 | 0 | 0 | 0 | 0 | 0 | 0 | 0 | 0 | 0 | 0 | 0 | 0 | 0 | 0 | 0 | 0 | 0 | 0 | 0 | 0 | 0 | 0 | 0 | 0
F4_Commercial_OR - College_Existing_Water Heating_Natural Gas_Commercial Laundry - ENERGY STAR Washer_A_Achievable Economic TRC Potential | F4 | Commercial | OR - College | Existing | Water Heating | Natural Gas | Commercial Laundry - ENERGY STAR Washer | A | Incremental Energy Savings (MWh or mTherms) | Achievable Economic TRC Potential | 0 | 0 | 0.0020899 | 0.0025041 | 0.0029935 | 0.0034 | 0.0038004 | 0.0043541 | 0.0046856 | 0.0028973 | 0.0021785 | 0.0010636 | 0 | 0 | 0 | 0 | 0 | 0 | 0 | 0 | 0 | 0 | 0 | 0 | 0 | 0 | 0
F5_Commercial_OR - College_Existing_Water Heating_Natural Gas_Commercial Laundry - ENERGY STAR Washer_A_Achievable Economic TRC Potential | F5 | Commercial | OR - College | Existing | Water Heating | Natural Gas | Commercial Laundry - ENERGY STAR Washer | A | Incremental Summer Peak Savings (MW) | Achievable Economic TRC Potential | 0 | 0 | 0 | 0 | 0 | 0 | 0 | 0 | 0 | 0 | 0 | 0 | 0 | 0 | 0 | 0 | 0 | 0 | 0 | 0 | 0 | 0 | 0 | 0 | 0 | 0 | 0
F6_Commercial_OR - College_Existing_Water Heating_Natural Gas_Commercial Laundry - ENERGY STAR Washer_A_Achievable Economic TRC Potential | F6 | Commercial | OR - College | Existing | Water Heating | Natural Gas | Commercial Laundry - ENERGY STAR Washer | A | Incremental Winter Peak Savings (MW) | Achievable Economic TRC Potential | 0 | 0 | 0 | 0 | 0 | 0 | 0 | 0 | 0 | 0 | 0 | 0 | 0 | 0 | 0 | 0 | 0 | 0 | 0 | 0 | 0 | 0 | 0 | 0 | 0 | 0 | 0
F7_Commercial_OR - College_Existing_Water Heating_Natural Gas_Commercial Laundry - ENERGY STAR Washer_A_Achievable Economic TRC Potential | F7 | Commercial | OR - College | Existing | Water Heating | Natural Gas | Commercial Laundry - ENERGY STAR Washer | A | Cumulative Energy Savings (MWh or mTherms) | Achievable Economic TRC Potential | 0 | 0 | 0.0020899 | 0.0045435 | 0.0074321 | 0.010672 | 0.014258 | 0.018327 | 0.022663 | 0.025154 | 0.026911 | 0.027571 | 0.027232 | 0.026972 | 0.026817 | 0.026662 | 0.026548 | 0.026458 | 0.026387 | 0.02633 | 0.026289 | 0.026261 | 0.02624 | 0.026226 | 0.026206 | 0.026201 | 0.026197
F8_Commercial_OR - College_Existing_Water Heating_Natural Gas_Commercial Laundry - ENERGY STAR Washer_A_Achievable Economic TRC Potential | F8 | Commercial | OR - College | Existing | Water Heating | Natural Gas | Commercial Laundry - ENERGY STAR Washer | A | Cumulative Summer Peak Savings (MW) | Achievable Economic TRC Potential | 0 | 0 | 0 | 0 | 0 | 0 | 0 | 0 | 0 | 0 | 0 | 0 | 0 | 0 | 0 | 0 | 0 | 0 | 0 | 0 | 0 | 0 | 0 | 0 | 0 | 0 | 0
F9_Commercial_OR - College_Existing_Water Heating_Natural Gas_Commercial Laundry - ENERGY STAR Washer_A_Achievable Economic TRC Potential | F9 | Commercial | OR - College | Existing | Water Heating | Natural Gas | Commercial Laundry - ENERGY STAR Washer | A | Cumulative Winter Peak Savings (MW) | Achievable Economic TRC Potential | 0 | 0 | 0 | 0 | 0 | 0 | 0 | 0 | 0 | 0 | 0 | 0 | 0 | 0 | 0 | 0 | 0 | 0 | 0 | 0 | 0 | 0 | 0 | 0 | 0 | 0 | 0
F10_Commercial_OR - College_Existing_Water Heating_Natural Gas_Commercial Laundry - ENERGY STAR Washer_A_Achievable Economic TRC Potential | F10 | Commercial | OR - College | Existing | Water Heating | Natural Gas | Commercial Laundry - ENERGY STAR Washer | A | Purchases (Incremental) | Achievable Economic TRC Potential | 0 | 0 | 0.06145 | 0.075451 | 0.092329 | 0.10718 | 0.12225 | 0.14293 | 0.15679 | 0.098726 | 0.075496 | 0.037422 | 0 | 0 | 0 | 0 | 0 | 0 | 0 | 0 | 0 | 0 | 0 | 0 | 0 | 0 | 0
F11_Commercial_OR - College_Existing_Water Heating_Natural Gas_Commercial Laundry - ENERGY STAR Washer_A_Achievable Economic TRC Potential | F11 | Commercial | OR - College | Existing | Water Heating | Natural Gas | Commercial Laundry - ENERGY STAR Washer | A | Purchases (Cumulative) | Achievable Economic TRC Potential | 0 | 0 | 0.06145 | 0.1369 | 0.22923 | 0.33641 | 0.45866 | 0.60159 | 0.75838 | 0.85711 | 0.93261 | 0.97003 | 0.97003 | 0.97003 | 0.97003 | 0.97003 | 0.97003 | 0.97003 | 0.97003 | 0.97003 | 0.97003 | 0.97003 | 0.97003 | 0.97003 | 0.97003 | 0.97003 | 0.97003
F1_Commercial_OR - College_Existing_Water Heating_Natural Gas_Water Heater - Efficient Dishwasher_A_Achievable Economic TRC Potential | F1 | Commercial | OR - College | Existing | Water Heating | Natural Gas | Water Heater - Efficient Dishwasher | A | Integrated Unit Energy Savings (kWh or therms) | Achievable Economic TRC Potential | 0 | 0 | 98.5383 | 96.235 | 94.1016 | 92.1729 | 90.4422 | 88.7612 | 87.2147 | 85.7927 | 84.4877 | 83.3352 | 82.3981 | 81.6696 | 81.2013 | 80.7304 | 80.3862 | 80.1127 | 79.8983 | 79.7258 | 79.6032 | 79.5163 | 79.4547 | 79.4106 | 79.3512 | 79.3362 | 79.3242
F2_Commercial_OR - College_Existing_Water Heating_Natural Gas_Water Heater - Efficient Dishwasher_A_Achievable Economic TRC Potential | F2 | Commercial | OR - College | Existing | Water Heating | Natural Gas | Water Heater - Efficient Dishwasher | A | Integrated Unit Summer Peak Savings (kW) | Achievable Economic TRC Potential | 0 | 0 | 0 | 0 | 0 | 0 | 0 | 0 | 0 | 0 | 0 | 0 | 0 | 0 | 0 | 0 | 0 | 0 | 0 | 0 | 0 | 0 | 0 | 0 | 0 | 0 | 0
F3_Commercial_OR - College_Existing_Water Heating_Natural Gas_Water Heater - Efficient Dishwasher_A_Achievable Economic TRC Potential | F3 | Commercial | OR - College | Existing | Water Heating | Natural Gas | Water Heater - Efficient Dishwasher | A | Integrated Unit Winter Peak Savings (kW) | Achievable Economic TRC Potential | 0 | 0 | 0 | 0 | 0 | 0 | 0 | 0 | 0 | 0 | 0 | 0 | 0 | 0 | 0 | 0 | 0 | 0 | 0 | 0 | 0 | 0 | 0 | 0 | 0 | 0 | 0
F4_Commercial_OR - College_Existing_Water Heating_Natural Gas_Water Heater - Efficient Dishwasher_A_Achievable Economic TRC Potential | F4 | Commercial | OR - College | Existing | Water Heating | Natural Gas | Water Heater - Efficient Dishwasher | A | Incremental Energy Savings (MWh or mTherms) | Achievable Economic TRC Potential | 0 | 0 | 0.19551 | 0.23445 | 0.28054 | 0.31898 | 0.35701 | 0.40963 | 0.44154 | 0.44371 | 0.41178 | 0.34913 | 0.26714 | 0.18171 | 0 | 0 | 0 | 0 | 0 | 0 | 0 | 0 | 0 | 0 | 0 | 0 | 0
F5_Commercial_OR - College_Existing_Water Heating_Natural Gas_Water Heater - Efficient Dishwasher_A_Achievable Economic TRC Potential | F5 | Commercial | OR - College | Existing | Water Heating | Natural Gas | Water Heater - Efficient Dishwasher | A | Incremental Summer Peak Savings (MW) | Achievable Economic TRC Potential | 0 | 0 | 0 | 0 | 0 | 0 | 0 | 0 | 0 | 0 | 0 | 0 | 0 | 0 | 0 | 0 | 0 | 0 | 0 | 0 | 0 | 0 | 0 | 0 | 0 | 0 | 0
F6_Commercial_OR - College_Existing_Water Heating_Natural Gas_Water Heater - Efficient Dishwasher_A_Achievable Economic TRC Potential | F6 | Commercial | OR - College | Existing | Water Heating | Natural Gas | Water Heater - Efficient Dishwasher | A | Incremental Winter Peak Savings (MW) | Achievable Economic TRC Potential | 0 | 0 | 0 | 0 | 0 | 0 | 0 | 0 | 0 | 0 | 0 | 0 | 0 | 0 | 0 | 0 | 0 | 0 | 0 | 0 | 0 | 0 | 0 | 0 | 0 | 0 | 0
F7_Commercial_OR - College_Existing_Water Heating_Natural Gas_Water Heater - Efficient Dishwasher_A_Achievable Economic TRC Potential | F7 | Commercial | OR - College | Existing | Water Heating | Natural Gas | Water Heater - Efficient Dishwasher | A | Cumulative Energy Savings (MWh or mTherms) | Achievable Economic TRC Potential | 0 | 0 | 0.19551 | 0.42539 | 0.6965 | 1.0012 | 1.3394 | 1.7241 | 2.1356 | 2.5445 | 2.9176 | 3.2269 | 3.4578 | 3.6089 | 3.5882 | 3.5674 | 3.5522 | 3.5401 | 3.5307 | 3.523 | 3.5176 | 3.5138 | 3.5111 | 3.5091 | 3.5065 | 3.5058 | 3.5053
F8_Commercial_OR - College_Existing_Water Heating_Natural Gas_Water Heater - Efficient Dishwasher_A_Achievable Economic TRC Potential | F8 | Commercial | OR - College | Existing | Water Heating | Natural Gas | Water Heater - Efficient Dishwasher | A | Cumulative Summer Peak Savings (MW) | Achievable Economic TRC Potential | 0 | 0 | 0 | 0 | 0 | 0 | 0 | 0 | 0 | 0 | 0 | 0 | 0 | 0 | 0 | 0 | 0 | 0 | 0 | 0 | 0 | 0 | 0 | 0 | 0 | 0 | 0
F9_Commercial_OR - College_Existing_Water Heating_Natural Gas_Water Heater - Efficient Dishwasher_A_Achievable Economic TRC Potential | F9 | Commercial | OR - College | Existing | Water Heating | Natural Gas | Water Heater - Efficient Dishwasher | A | Cumulative Winter Peak Savings (MW) | Achievable Economic TRC Potential | 0 | 0 | 0 | 0 | 0 | 0 | 0 | 0 | 0 | 0 | 0 | 0 | 0 | 0 | 0 | 0 | 0 | 0 | 0 | 0 | 0 | 0 | 0 | 0 | 0 | 0 | 0
F10_Commercial_OR - College_Existing_Water Heating_Natural Gas_Water Heater - Efficient Dishwasher_A_Achievable Economic TRC Potential | F10 | Commercial | OR - College | Existing | Water Heating | Natural Gas | Water Heater - Efficient Dishwasher | A | Purchases (Incremental) | Achievable Economic TRC Potential | 0 | 0 | 1.9841 | 2.4362 | 2.9812 | 3.4607 | 3.9474 | 4.615 | 5.0627 | 5.1719 | 4.8739 | 4.1895 | 3.242 | 2.2249 | 0 | 0 | 0 | 0 | 0 | 0 | 0 | 0 | 0 | 0 | 0 | 0 | 0
F11_Commercial_OR - College_Existing_Water Heating_Natural Gas_Water Heater - Efficient Dishwasher_A_Achievable Economic TRC Potential | F11 | Commercial | OR - College | Existing | Water Heating | Natural Gas | Water Heater - Efficient Dishwasher | A | Purchases (Cumulative) | Achievable Economic TRC Potential | 0 | 0 | 1.9841 | 4.4203 | 7.4015 | 10.8622 | 14.8096 | 19.4246 | 24.4872 | 29.6591 | 34.533 | 38.7225 | 41.9645 | 44.1895 | 44.1895 | 44.1895 | 44.1895 | 44.1895 | 44.1895 | 44.1895 | 44.1895 | 44.1895 | 44.1895 | 44.1895 | 44.1895 | 44.1895 | 44.1895
F1_Commercial_OR - College_Existing_Water Heating_Natural Gas_Commercial Laundry - Alternative Dry-Cleaning Methods_A_Achievable Economic TRC Potential | F1 | Commercial | OR - College | Existing | Water Heating | Natural Gas | Commercial Laundry - Alternative Dry-Cleaning Methods | A | Integrated Unit Energy Savings (kWh or therms) | Achievable Economic TRC Potential | 0 | 0 | 0 | 0 | 0 | 0 | 0 | 0 | 0 | 0 | 0 | 0 | 0 | 0 | 0 | 0 | 0 | 0 | 0 | 0 | 0 | 0 | 0 | 0 | 0 | 0 | 0
F2_Commercial_OR - College_Existing_Water Heating_Natural Gas_Commercial Laundry - Alternative Dry-Cleaning Methods_A_Achievable Economic TRC Potential | F2 | Commercial | OR - College | Existing | Water Heating | Natural Gas | Commercial Laundry - Alternative Dry-Cleaning Methods | A | Integrated Unit Summer Peak Savings (kW) | Achievable Economic TRC Potential | 0 | 0 | 0 | 0 | 0 | 0 | 0 | 0 | 0 | 0 | 0 | 0 | 0 | 0 | 0 | 0 | 0 | 0 | 0 | 0 | 0 | 0 | 0 | 0 | 0 | 0 | 0
F3_Commercial_OR - College_Existing_Water Heating_Natural Gas_Commercial Laundry - Alternative Dry-Cleaning Methods_A_Achievable Economic TRC Potential | F3 | Commercial | OR - College | Existing | Water Heating | Natural Gas | Commercial Laundry - Alternative Dry-Cleaning Methods | A | Integrated Unit Winter Peak Savings (kW) | Achievable Economic TRC Potential | 0 | 0 | 0 | 0 | 0 | 0 | 0 | 0 | 0 | 0 | 0 | 0 | 0 | 0 | 0 | 0 | 0 | 0 | 0 | 0 | 0 | 0 | 0 | 0 | 0 | 0 | 0
F4_Commercial_OR - College_Existing_Water Heating_Natural Gas_Commercial Laundry - Alternative Dry-Cleaning Methods_A_Achievable Economic TRC Potential | F4 | Commercial | OR - College | Existing | Water Heating | Natural Gas | Commercial Laundry - Alternative Dry-Cleaning Methods | A | Incremental Energy Savings (MWh or mTherms) | Achievable Economic TRC Potential | 0 | 0 | 0 | 0 | 0 | 0 | 0 | 0 | 0 | 0 | 0 | 0 | 0 | 0 | 0 | 0 | 0 | 0 | 0 | 0 | 0 | 0 | 0 | 0 | 0 | 0 | 0
F5_Commercial_OR - College_Existing_Water Heating_Natural Gas_Commercial Laundry - Alternative Dry-Cleaning Methods_A_Achievable Economic TRC Potential | F5 | Commercial | OR - College | Existing | Water Heating | Natural Gas | Commercial Laundry - Alternative Dry-Cleaning Methods | A | Incremental Summer Peak Savings (MW) | Achievable Economic TRC Potential | 0 | 0 | 0 | 0 | 0 | 0 | 0 | 0 | 0 | 0 | 0 | 0 | 0 | 0 | 0 | 0 | 0 | 0 | 0 | 0 | 0 | 0 | 0 | 0 | 0 | 0 | 0
F6_Commercial_OR - College_Existing_Water Heating_Natural Gas_Commercial Laundry - Alternative Dry-Cleaning Methods_A_Achievable Economic TRC Potential | F6 | Commercial | OR - College | Existing | Water Heating | Natural Gas | Commercial Laundry - Alternative Dry-Cleaning Methods | A | Incremental Winter Peak Savings (MW) | Achievable Economic TRC Potential | 0 | 0 | 0 | 0 | 0 | 0 | 0 | 0 | 0 | 0 | 0 | 0 | 0 | 0 | 0 | 0 | 0 | 0 | 0 | 0 | 0 | 0 | 0 | 0 | 0 | 0 | 0
F7_Commercial_OR - College_Existing_Water Heating_Natural Gas_Commercial Laundry - Alternative Dry-Cleaning Methods_A_Achievable Economic TRC Potential | F7 | Commercial | OR - College | Existing | Water Heating | Natural Gas | Commercial Laundry - Alternative Dry-Cleaning Methods | A | Cumulative Energy Savings (MWh or mTherms) | Achievable Economic TRC Potential | 0 | 0 | 0 | 0 | 0 | 0 | 0 | 0 | 0 | 0 | 0 | 0 | 0 | 0 | 0 | 0 | 0 | 0 | 0 | 0 | 0 | 0 | 0 | 0 | 0 | 0 | 0
F8_Commercial_OR - College_Existing_Water Heating_Natural Gas_Commercial Laundry - Alternative Dry-Cleaning Methods_A_Achievable Economic TRC Potential | F8 | Commercial | OR - College | Existing | Water Heating | Natural Gas | Commercial Laundry - Alternative Dry-Cleaning Methods | A | Cumulative Summer Peak Savings (MW) | Achievable Economic TRC Potential | 0 | 0 | 0 | 0 | 0 | 0 | 0 | 0 | 0 | 0 | 0 | 0 | 0 | 0 | 0 | 0 | 0 | 0 | 0 | 0 | 0 | 0 | 0 | 0 | 0 | 0 | 0
F9_Commercial_OR - College_Existing_Water Heating_Natural Gas_Commercial Laundry - Alternative Dry-Cleaning Methods_A_Achievable Economic TRC Potential | F9 | Commercial | OR - College | Existing | Water Heating | Natural Gas | Commercial Laundry - Alternative Dry-Cleaning Methods | A | Cumulative Winter Peak Savings (MW) | Achievable Economic TRC Potential | 0 | 0 | 0 | 0 | 0 | 0 | 0 | 0 | 0 | 0 | 0 | 0 | 0 | 0 | 0 | 0 | 0 | 0 | 0 | 0 | 0 | 0 | 0 | 0 | 0 | 0 | 0
F10_Commercial_OR - College_Existing_Water Heating_Natural Gas_Commercial Laundry - Alternative Dry-Cleaning Methods_A_Achievable Economic TRC Potential | F10 | Commercial | OR - College | Existing | Water Heating | Natural Gas | Commercial Laundry - Alternative Dry-Cleaning Methods | A | Purchases (Incremental) | Achievable Economic TRC Potential | 0 | 0 | 0 | 0 | 0 | 0 | 0 | 0 | 0 | 0 | 0 | 0 | 0 | 0 | 0 | 0 | 0 | 0 | 0 | 0 | 0 | 0 | 0 | 0 | 0 | 0 | 0
F11_Commercial_OR - College_Existing_Water Heating_Natural Gas_Commercial Laundry - Alternative Dry-Cleaning Methods_A_Achievable Economic TRC Potential | F11 | Commercial | OR - College | Existing | Water Heating | Natural Gas | Commercial Laundry - Alternative Dry-Cleaning Methods | A | Purchases (Cumulative) | Achievable Economic TRC Potential | 0 | 0 | 0 | 0 | 0 | 0 | 0 | 0 | 0 | 0 | 0 | 0 | 0 | 0 | 0 | 0 | 0 | 0 | 0 | 0 | 0 | 0 | 0 | 0 | 0 | 0 | 0
F1_Commercial_OR - College_Existing_Space Heating_Natural Gas_Advanced Kitchen Ventilation Controls_A_Achievable Economic TRC Potential | F1 | Commercial | OR - College | Existing | Space Heating | Natural Gas | Advanced Kitchen Ventilation Controls | A | Integrated Unit Energy Savings (kWh or therms) | Achievable Economic TRC Potential | 0 | 0 | 0.04066 | 0.040504 | 0.040339 | 0.040166 | 0.039982 | 0.039785 | 0.039573 | 0.039344 | 0.039095 | 0.038829 | 0.038552 | 0.038268 | 0.037989 | 0.037725 | 0.037486 | 0.037277 | 0.037103 | 0.036955 | 0.036838 | 0.036733 | 0.036681 | 0.036634 | 0.036591 | 0.036551 | 0.036515
F2_Commercial_OR - College_Existing_Space Heating_Natural Gas_Advanced Kitchen Ventilation Controls_A_Achievable Economic TRC Potential | F2 | Commercial | OR - College | Existing | Space Heating | Natural Gas | Advanced Kitchen Ventilation Controls | A | Integrated Unit Summer Peak Savings (kW) | Achievable Economic TRC Potential | 0 | 0 | 0 | 0 | 0 | 0 | 0 | 0 | 0 | 0 | 0 | 0 | 0 | 0 | 0 | 0 | 0 | 0 | 0 | 0 | 0 | 0 | 0 | 0 | 0 | 0 | 0
F3_Commercial_OR - College_Existing_Space Heating_Natural Gas_Advanced Kitchen Ventilation Controls_A_Achievable Economic TRC Potential | F3 | Commercial | OR - College | Existing | Space Heating | Natural Gas | Advanced Kitchen Ventilation Controls | A | Integrated Unit Winter Peak Savings (kW) | Achievable Economic TRC Potential | 0 | 0 | 0 | 0 | 0 | 0 | 0 | 0 | 0 | 0 | 0 | 0 | 0 | 0 | 0 | 0 | 0 | 0 | 0 | 0 | 0 | 0 | 0 | 0 | 0 | 0 | 0
F4_Commercial_OR - College_Existing_Space Heating_Natural Gas_Advanced Kitchen Ventilation Controls_A_Achievable Economic TRC Potential | F4 | Commercial | OR - College | Existing | Space Heating | Natural Gas | Advanced Kitchen Ventilation Controls | A | Incremental Energy Savings (MWh or mTherms) | Achievable Economic TRC Potential | 0 | 0 | 0.11104 | 0.22704 | 0.22611 | 0.22514 | 0.22412 | 0.22301 | 0.22182 | 0.22054 | 0.21914 | 0.21765 | 0.2161 | 0.21451 | 0.21294 | 0.21146 | 0.21012 | 0.10716 | 0 | 3.0249e-16 | 0 | 0 | 0 | 0 | 0 | 0 | 0
F5_Commercial_OR - College_Existing_Space Heating_Natural Gas_Advanced Kitchen Ventilation Controls_A_Achievable Economic TRC Potential | F5 | Commercial | OR - College | Existing | Space Heating | Natural Gas | Advanced Kitchen Ventilation Controls | A | Incremental Summer Peak Savings (MW) | Achievable Economic TRC Potential | 0 | 0 | 0 | 0 | 0 | 0 | 0 | 0 | 0 | 0 | 0 | 0 | 0 | 0 | 0 | 0 | 0 | 0 | 0 | 0 | 0 | 0 | 0 | 0 | 0 | 0 | 0
F6_Commercial_OR - College_Existing_Space Heating_Natural Gas_Advanced Kitchen Ventilation Controls_A_Achievable Economic TRC Potential | F6 | Commercial | OR - College | Existing | Space Heating | Natural Gas | Advanced Kitchen Ventilation Controls | A | Incremental Winter Peak Savings (MW) | Achievable Economic TRC Potential | 0 | 0 | 0 | 0 | 0 | 0 | 0 | 0 | 0 | 0 | 0 | 0 | 0 | 0 | 0 | 0 | 0 | 0 | 0 | 0 | 0 | 0 | 0 | 0 | 0 | 0 | 0
F7_Commercial_OR - College_Existing_Space Heating_Natural Gas_Advanced Kitchen Ventilation Controls_A_Achievable Economic TRC Potential | F7 | Commercial | OR - College | Existing | Space Heating | Natural Gas | Advanced Kitchen Ventilation Controls | A | Cumulative Energy Savings (MWh or mTherms) | Achievable Economic TRC Potential | 0 | 0 | 0.11104 | 0.33765 | 0.56239 | 0.78512 | 1.0057 | 1.2237 | 1.439 | 1.6512 | 1.8599 | 2.0649 | 2.2663 | 2.4641 | 2.6591 | 2.8521 | 3.0441 | 3.1343 | 3.1196 | 3.1072 | 3.0974 | 3.0885 | 3.0842 | 3.0802 | 3.0766 | 3.0733 | 3.0702
F8_Commercial_OR - College_Existing_Space Heating_Natural Gas_Advanced Kitchen Ventilation Controls_A_Achievable Economic TRC Potential | F8 | Commercial | OR - College | Existing | Space Heating | Natural Gas | Advanced Kitchen Ventilation Controls | A | Cumulative Summer Peak Savings (MW) | Achievable Economic TRC Potential | 0 | 0 | 0 | 0 | 0 | 0 | 0 | 0 | 0 | 0 | 0 | 0 | 0 | 0 | 0 | 0 | 0 | 0 | 0 | 0 | 0 | 0 | 0 | 0 | 0 | 0 | 0
F9_Commercial_OR - College_Existing_Space Heating_Natural Gas_Advanced Kitchen Ventilation Controls_A_Achievable Economic TRC Potential | F9 | Commercial | OR - College | Existing | Space Heating | Natural Gas | Advanced Kitchen Ventilation Controls | A | Cumulative Winter Peak Savings (MW) | Achievable Economic TRC Potential | 0 | 0 | 0 | 0 | 0 | 0 | 0 | 0 | 0 | 0 | 0 | 0 | 0 | 0 | 0 | 0 | 0 | 0 | 0 | 0 | 0 | 0 | 0 | 0 | 0 | 0 | 0
F10_Commercial_OR - College_Existing_Space Heating_Natural Gas_Advanced Kitchen Ventilation Controls_A_Achievable Economic TRC Potential | F10 | Commercial | OR - College | Existing | Space Heating | Natural Gas | Advanced Kitchen Ventilation Controls | A | Purchases (Incremental) | Achievable Economic TRC Potential | 0 | 0 | 2730.8303 | 5605.3885 | 5605.3885 | 5605.3885 | 5605.3885 | 5605.3885 | 5605.3885 | 5605.3885 | 5605.3885 | 5605.3885 | 5605.3885 | 5605.3885 | 5605.3885 | 5605.3885 | 5605.3885 | 2874.5582 | 0 | 8.1855e-12 | 0 | 0 | 0 | 0 | 0 | 0 | 0
F11_Commercial_OR - College_Existing_Space Heating_Natural Gas_Advanced Kitchen Ventilation Controls_A_Achievable Economic TRC Potential | F11 | Commercial | OR - College | Existing | Space Heating | Natural Gas | Advanced Kitchen Ventilation Controls | A | Purchases (Cumulative) | Achievable Economic TRC Potential | 0 | 0 | 2730.8303 | 8336.2188 | 13941.6074 | 19546.9959 | 25152.3844 | 30757.773 | 36363.1615 | 41968.55 | 47573.9386 | 53179.3271 | 58784.7156 | 64390.1042 | 69995.4927 | 75600.8813 | 81206.2698 | 84080.828 | 84080.828 | 84080.828 | 84080.828 | 84080.828 | 84080.828 | 84080.828 | 84080.828 | 84080.828 | 84080.828
F1_Commercial_OR - College_Existing_Space Heating_Natural Gas_Infiltration Control - Loading Dock Sealing_A_Achievable Economic TRC Potential | F1 | Commercial | OR - College | Existing | Space Heating | Natural Gas | Infiltration Control - Loading Dock Sealing | A | Integrated Unit Energy Savings (kWh or therms) | Achievable Economic TRC Potential | 0 | 0 | 213.3381 | 211.3345 | 209.2078 | 206.9798 | 204.4677 | 201.7218 | 198.7271 | 195.481 | 191.9988 | 188.3329 | 184.6678 | 181.009 | 177.4221 | 174.037 | 170.9664 | 168.5206 | 166.7248 | 165.2383 | 164.1542 | 163.161 | 162.9311 | 162.7209 | 162.5284 | 162.3522 | 162.1907
F2_Commercial_OR - College_Existing_Space Heating_Natural Gas_Infiltration Control - Loading Dock Sealing_A_Achievable Economic TRC Potential | F2 | Commercial | OR - College | Existing | Space Heating | Natural Gas | Infiltration Control - Loading Dock Sealing | A | Integrated Unit Summer Peak Savings (kW) | Achievable Economic TRC Potential | 0 | 0 | 0 | 0 | 0 | 0 | 0 | 0 | 0 | 0 | 0 | 0 | 0 | 0 | 0 | 0 | 0 | 0 | 0 | 0 | 0 | 0 | 0 | 0 | 0 | 0 | 0
F3_Commercial_OR - College_Existing_Space Heating_Natural Gas_Infiltration Control - Loading Dock Sealing_A_Achievable Economic TRC Potential | F3 | Commercial | OR - College | Existing | Space Heating | Natural Gas | Infiltration Control - Loading Dock Sealing | A | Integrated Unit Winter Peak Savings (kW) | Achievable Economic TRC Potential | 0 | 0 | 0 | 0 | 0 | 0 | 0 | 0 | 0 | 0 | 0 | 0 | 0 | 0 | 0 | 0 | 0 | 0 | 0 | 0 | 0 | 0 | 0 | 0 | 0 | 0 | 0
F4_Commercial_OR - College_Existing_Space Heating_Natural Gas_Infiltration Control - Loading Dock Sealing_A_Achievable Economic TRC Potential | F4 | Commercial | OR - College | Existing | Space Heating | Natural Gas | Infiltration Control - Loading Dock Sealing | A | Incremental Energy Savings (MWh or mTherms) | Achievable Economic TRC Potential | 0 | 0 | 0 | 0 | 0 | 0 | 0 | 0 | 0 | 0 | 0 | 0 | 0 | 0 | 0 | 0 | 0 | 0 | 0 | 0 | 0 | 0 | 0 | 0 | 0 | 0 | 0
F5_Commercial_OR - College_Existing_Space Heating_Natural Gas_Infiltration Control - Loading Dock Sealing_A_Achievable Economic TRC Potential | F5 | Commercial | OR - College | Existing | Space Heating | Natural Gas | Infiltration Control - Loading Dock Sealing | A | Incremental Summer Peak Savings (MW) | Achievable Economic TRC Potential | 0 | 0 | 0 | 0 | 0 | 0 | 0 | 0 | 0 | 0 | 0 | 0 | 0 | 0 | 0 | 0 | 0 | 0 | 0 | 0 | 0 | 0 | 0 | 0 | 0 | 0 | 0
F6_Commercial_OR - College_Existing_Space Heating_Natural Gas_Infiltration Control - Loading Dock Sealing_A_Achievable Economic TRC Potential | F6 | Commercial | OR - College | Existing | Space Heating | Natural Gas | Infiltration Control - Loading Dock Sealing | A | Incremental Winter Peak Savings (MW) | Achievable Economic TRC Potential | 0 | 0 | 0 | 0 | 0 | 0 | 0 | 0 | 0 | 0 | 0 | 0 | 0 | 0 | 0 | 0 | 0 | 0 | 0 | 0 | 0 | 0 | 0 | 0 | 0 | 0 | 0
F7_Commercial_OR - College_Existing_Space Heating_Natural Gas_Infiltration Control - Loading Dock Sealing_A_Achievable Economic TRC Potential | F7 | Commercial | OR - College | Existing | Space Heating | Natural Gas | Infiltration Control - Loading Dock Sealing | A | Cumulative Energy Savings (MWh or mTherms) | Achievable Economic TRC Potential | 0 | 0 | 0 | 0 | 0 | 0 | 0 | 0 | 0 | 0 | 0 | 0 | 0 | 0 | 0 | 0 | 0 | 0 | 0 | 0 | 0 | 0 | 0 | 0 | 0 | 0 | 0
F8_Commercial_OR - College_Existing_Space Heating_Natural Gas_Infiltration Control - Loading Dock Sealing_A_Achievable Economic TRC Potential | F8 | Commercial | OR - College | Existing | Space Heating | Natural Gas | Infiltration Control - Loading Dock Sealing | A | Cumulative Summer Peak Savings (MW) | Achievable Economic TRC Potential | 0 | 0 | 0 | 0 | 0 | 0 | 0 | 0 | 0 | 0 | 0 | 0 | 0 | 0 | 0 | 0 | 0 | 0 | 0 | 0 | 0 | 0 | 0 | 0 | 0 | 0 | 0
F9_Commercial_OR - College_Existing_Space Heating_Natural Gas_Infiltration Control - Loading Dock Sealing_A_Achievable Economic TRC Potential | F9 | Commercial | OR - College | Existing | Space Heating | Natural Gas | Infiltration Control - Loading Dock Sealing | A | Cumulative Winter Peak Savings (MW) | Achievable Economic TRC Potential | 0 | 0 | 0 | 0 | 0 | 0 | 0 | 0 | 0 | 0 | 0 | 0 | 0 | 0 | 0 | 0 | 0 | 0 | 0 | 0 | 0 | 0 | 0 | 0 | 0 | 0 | 0
F10_Commercial_OR - College_Existing_Space Heating_Natural Gas_Infiltration Control - Loading Dock Sealing_A_Achievable Economic TRC Potential | F10 | Commercial | OR - College | Existing | Space Heating | Natural Gas | Infiltration Control - Loading Dock Sealing | A | Purchases (Incremental) | Achievable Economic TRC Potential | 0 | 0 | 0 | 0 | 0 | 0 | 0 | 0 | 0 | 0 | 0 | 0 | 0 | 0 | 0 | 0 | 0 | 0 | 0 | 0 | 0 | 0 | 0 | 0 | 0 | 0 | 0
F11_Commercial_OR - College_Existing_Space Heating_Natural Gas_Infiltration Control - Loading Dock Sealing_A_Achievable Economic TRC Potential | F11 | Commercial | OR - College | Existing | Space Heating | Natural Gas | Infiltration Control - Loading Dock Sealing | A | Purchases (Cumulative) | Achievable Economic TRC Potential | 0 | 0 | 0 | 0 | 0 | 0 | 0 | 0 | 0 | 0 | 0 | 0 | 0 | 0 | 0 | 0 | 0 | 0 | 0 | 0 | 0 | 0 | 0 | 0 | 0 | 0 | 0
F1_Commercial_OR - College_Existing_Space Heating_Natural Gas_Greenhouse Heat Curtain_A_Achievable Economic TRC Potential | F1 | Commercial | OR - College | Existing | Space Heating | Natural Gas | Greenhouse Heat Curtain | A | Integrated Unit Energy Savings (kWh or therms) | Achievable Economic TRC Potential | 0 | 0 | 186.3734 | 184.7455 | 183.035 | 181.2567 | 179.383 | 177.3861 | 175.2489 | 172.9562 | 170.5001 | 167.9 | 165.2016 | 162.466 | 159.7792 | 157.2264 | 154.8831 | 153.0146 | 151.6419 | 150.4777 | 149.5924 | 148.7685 | 148.5589 | 148.3672 | 148.1918 | 148.0311 | 147.8838
F2_Commercial_OR - College_Existing_Space Heating_Natural Gas_Greenhouse Heat Curtain_A_Achievable Economic TRC Potential | F2 | Commercial | OR - College | Existing | Space Heating | Natural Gas | Greenhouse Heat Curtain | A | Integrated Unit Summer Peak Savings (kW) | Achievable Economic TRC Potential | 0 | 0 | 0 | 0 | 0 | 0 | 0 | 0 | 0 | 0 | 0 | 0 | 0 | 0 | 0 | 0 | 0 | 0 | 0 | 0 | 0 | 0 | 0 | 0 | 0 | 0 | 0
F3_Commercial_OR - College_Existing_Space Heating_Natural Gas_Greenhouse Heat Curtain_A_Achievable Economic TRC Potential | F3 | Commercial | OR - College | Existing | Space Heating | Natural Gas | Greenhouse Heat Curtain | A | Integrated Unit Winter Peak Savings (kW) | Achievable Economic TRC Potential | 0 | 0 | 0 | 0 | 0 | 0 | 0 | 0 | 0 | 0 | 0 | 0 | 0 | 0 | 0 | 0 | 0 | 0 | 0 | 0 | 0 | 0 | 0 | 0 | 0 | 0 | 0
F4_Commercial_OR - College_Existing_Space Heating_Natural Gas_Greenhouse Heat Curtain_A_Achievable Economic TRC Potential | F4 | Commercial | OR - College | Existing | Space Heating | Natural Gas | Greenhouse Heat Curtain | A | Incremental Energy Savings (MWh or mTherms) | Achievable Economic TRC Potential | 0 | 0 | 0 | 0 | 0 | 0 | 0 | 0 | 0 | 0 | 0 | 0 | 0 | 0 | 0 | 0 | 0 | 0 | 0 | 0 | 0 | 0 | 0 | 0 | 0 | 0 | 0
F5_Commercial_OR - College_Existing_Space Heating_Natural Gas_Greenhouse Heat Curtain_A_Achievable Economic TRC Potential | F5 | Commercial | OR - College | Existing | Space Heating | Natural Gas | Greenhouse Heat Curtain | A | Incremental Summer Peak Savings (MW) | Achievable Economic TRC Potential | 0 | 0 | 0 | 0 | 0 | 0 | 0 | 0 | 0 | 0 | 0 | 0 | 0 | 0 | 0 | 0 | 0 | 0 | 0 | 0 | 0 | 0 | 0 | 0 | 0 | 0 | 0
F6_Commercial_OR - College_Existing_Space Heating_Natural Gas_Greenhouse Heat Curtain_A_Achievable Economic TRC Potential | F6 | Commercial | OR - College | Existing | Space Heating | Natural Gas | Greenhouse Heat Curtain | A | Incremental Winter Peak Savings (MW) | Achievable Economic TRC Potential | 0 | 0 | 0 | 0 | 0 | 0 | 0 | 0 | 0 | 0 | 0 | 0 | 0 | 0 | 0 | 0 | 0 | 0 | 0 | 0 | 0 | 0 | 0 | 0 | 0 | 0 | 0
F7_Commercial_OR - College_Existing_Space Heating_Natural Gas_Greenhouse Heat Curtain_A_Achievable Economic TRC Potential | F7 | Commercial | OR - College | Existing | Space Heating | Natural Gas | Greenhouse Heat Curtain | A | Cumulative Energy Savings (MWh or mTherms) | Achievable Economic TRC Potential | 0 | 0 | 0 | 0 | 0 | 0 | 0 | 0 | 0 | 0 | 0 | 0 | 0 | 0 | 0 | 0 | 0 | 0 | 0 | 0 | 0 | 0 | 0 | 0 | 0 | 0 | 0
F8_Commercial_OR - College_Existing_Space Heating_Natural Gas_Greenhouse Heat Curtain_A_Achievable Economic TRC Potential | F8 | Commercial | OR - College | Existing | Space Heating | Natural Gas | Greenhouse Heat Curtain | A | Cumulative Summer Peak Savings (MW) | Achievable Economic TRC Potential | 0 | 0 | 0 | 0 | 0 | 0 | 0 | 0 | 0 | 0 | 0 | 0 | 0 | 0 | 0 | 0 | 0 | 0 | 0 | 0 | 0 | 0 | 0 | 0 | 0 | 0 | 0
F9_Commercial_OR - College_Existing_Space Heating_Natural Gas_Greenhouse Heat Curtain_A_Achievable Economic TRC Potential | F9 | Commercial | OR - College | Existing | Space Heating | Natural Gas | Greenhouse Heat Curtain | A | Cumulative Winter Peak Savings (MW) | Achievable Economic TRC Potential | 0 | 0 | 0 | 0 | 0 | 0 | 0 | 0 | 0 | 0 | 0 | 0 | 0 | 0 | 0 | 0 | 0 | 0 | 0 | 0 | 0 | 0 | 0 | 0 | 0 | 0 | 0
F10_Commercial_OR - College_Existing_Space Heating_Natural Gas_Greenhouse Heat Curtain_A_Achievable Economic TRC Potential | F10 | Commercial | OR - College | Existing | Space Heating | Natural Gas | Greenhouse Heat Curtain | A | Purchases (Incremental) | Achievable Economic TRC Potential | 0 | 0 | 0 | 0 | 0 | 0 | 0 | 0 | 0 | 0 | 0 | 0 | 0 | 0 | 0 | 0 | 0 | 0 | 0 | 0 | 0 | 0 | 0 | 0 | 0 | 0 | 0
F11_Commercial_OR - College_Existing_Space Heating_Natural Gas_Greenhouse Heat Curtain_A_Achievable Economic TRC Potential | F11 | Commercial | OR - College | Existing | Space Heating | Natural Gas | Greenhouse Heat Curtain | A | Purchases (Cumulative) | Achievable Economic TRC Potential | 0 | 0 | 0 | 0 | 0 | 0 | 0 | 0 | 0 | 0 | 0 | 0 | 0 | 0 | 0 | 0 | 0 | 0 | 0 | 0 | 0 | 0 | 0 | 0 | 0 | 0 | 0
F1_Commercial_OR - College_Existing_Space Heating_Natural Gas_Ventilation - Parking Garages, Demand Controlled_A_Achievable Economic TRC Potential | F1 | Commercial | OR - College | Existing | Space Heating | Natural Gas | Ventilation - Parking Garages, Demand Controlled | A | Integrated Unit Energy Savings (kWh or therms) | Achievable Economic TRC Potential | 0 | 0 | 0 | 0 | 0 | 0 | 0 | 0 | 0 | 0 | 0 | 0 | 0 | 0 | 0 | 0 | 0 | 0 | 0 | 0 | 0 | 0 | 0 | 0 | 0 | 0 | 0
F2_Commercial_OR - College_Existing_Space Heating_Natural Gas_Ventilation - Parking Garages, Demand Controlled_A_Achievable Economic TRC Potential | F2 | Commercial | OR - College | Existing | Space Heating | Natural Gas | Ventilation - Parking Garages, Demand Controlled | A | Integrated Unit Summer Peak Savings (kW) | Achievable Economic TRC Potential | 0 | 0 | 0 | 0 | 0 | 0 | 0 | 0 | 0 | 0 | 0 | 0 | 0 | 0 | 0 | 0 | 0 | 0 | 0 | 0 | 0 | 0 | 0 | 0 | 0 | 0 | 0
F3_Commercial_OR - College_Existing_Space Heating_Natural Gas_Ventilation - Parking Garages, Demand Controlled_A_Achievable Economic TRC Potential | F3 | Commercial | OR - College | Existing | Space Heating | Natural Gas | Ventilation - Parking Garages, Demand Controlled | A | Integrated Unit Winter Peak Savings (kW) | Achievable Economic TRC Potential | 0 | 0 | 0 | 0 | 0 | 0 | 0 | 0 | 0 | 0 | 0 | 0 | 0 | 0 | 0 | 0 | 0 | 0 | 0 | 0 | 0 | 0 | 0 | 0 | 0 | 0 | 0
F4_Commercial_OR - College_Existing_Space Heating_Natural Gas_Ventilation - Parking Garages, Demand Controlled_A_Achievable Economic TRC Potential | F4 | Commercial | OR - College | Existing | Space Heating | Natural Gas | Ventilation - Parking Garages, Demand Controlled | A | Incremental Energy Savings (MWh or mTherms) | Achievable Economic TRC Potential | 0 | 0 | 0 | 0 | 0 | 0 | 0 | 0 | 0 | 0 | 0 | 0 | 0 | 0 | 0 | 0 | 0 | 0 | 0 | 0 | 0 | 0 | 0 | 0 | 0 | 0 | 0
F5_Commercial_OR - College_Existing_Space Heating_Natural Gas_Ventilation - Parking Garages, Demand Controlled_A_Achievable Economic TRC Potential | F5 | Commercial | OR - College | Existing | Space Heating | Natural Gas | Ventilation - Parking Garages, Demand Controlled | A | Incremental Summer Peak Savings (MW) | Achievable Economic TRC Potential | 0 | 0 | 0 | 0 | 0 | 0 | 0 | 0 | 0 | 0 | 0 | 0 | 0 | 0 | 0 | 0 | 0 | 0 | 0 | 0 | 0 | 0 | 0 | 0 | 0 | 0 | 0
F6_Commercial_OR - College_Existing_Space Heating_Natural Gas_Ventilation - Parking Garages, Demand Controlled_A_Achievable Economic TRC Potential | F6 | Commercial | OR - College | Existing | Space Heating | Natural Gas | Ventilation - Parking Garages, Demand Controlled | A | Incremental Winter Peak Savings (MW) | Achievable Economic TRC Potential | 0 | 0 | 0 | 0 | 0 | 0 | 0 | 0 | 0 | 0 | 0 | 0 | 0 | 0 | 0 | 0 | 0 | 0 | 0 | 0 | 0 | 0 | 0 | 0 | 0 | 0 | 0
F7_Commercial_OR - College_Existing_Space Heating_Natural Gas_Ventilation - Parking Garages, Demand Controlled_A_Achievable Economic TRC Potential | F7 | Commercial | OR - College | Existing | Space Heating | Natural Gas | Ventilation - Parking Garages, Demand Controlled | A | Cumulative Energy Savings (MWh or mTherms) | Achievable Economic TRC Potential | 0 | 0 | 0 | 0 | 0 | 0 | 0 | 0 | 0 | 0 | 0 | 0 | 0 | 0 | 0 | 0 | 0 | 0 | 0 | 0 | 0 | 0 | 0 | 0 | 0 | 0 | 0
F8_Commercial_OR - College_Existing_Space Heating_Natural Gas_Ventilation - Parking Garages, Demand Controlled_A_Achievable Economic TRC Potential | F8 | Commercial | OR - College | Existing | Space Heating | Natural Gas | Ventilation - Parking Garages, Demand Controlled | A | Cumulative Summer Peak Savings (MW) | Achievable Economic TRC Potential | 0 | 0 | 0 | 0 | 0 | 0 | 0 | 0 | 0 | 0 | 0 | 0 | 0 | 0 | 0 | 0 | 0 | 0 | 0 | 0 | 0 | 0 | 0 | 0 | 0 | 0 | 0
F9_Commercial_OR - College_Existing_Space Heating_Natural Gas_Ventilation - Parking Garages, Demand Controlled_A_Achievable Economic TRC Potential | F9 | Commercial | OR - College | Existing | Space Heating | Natural Gas | Ventilation - Parking Garages, Demand Controlled | A | Cumulative Winter Peak Savings (MW) | Achievable Economic TRC Potential | 0 | 0 | 0 | 0 | 0 | 0 | 0 | 0 | 0 | 0 | 0 | 0 | 0 | 0 | 0 | 0 | 0 | 0 | 0 | 0 | 0 | 0 | 0 | 0 | 0 | 0 | 0
F10_Commercial_OR - College_Existing_Space Heating_Natural Gas_Ventilation - Parking Garages, Demand Controlled_A_Achievable Economic TRC Potential | F10 | Commercial | OR - College | Existing | Space Heating | Natural Gas | Ventilation - Parking Garages, Demand Controlled | A | Purchases (Incremental) | Achievable Economic TRC Potential | 0 | 0 | 0 | 0 | 0 | 0 | 0 | 0 | 0 | 0 | 0 | 0 | 0 | 0 | 0 | 0 | 0 | 0 | 0 | 0 | 0 | 0 | 0 | 0 | 0 | 0 | 0
F11_Commercial_OR - College_Existing_Space Heating_Natural Gas_Ventilation - Parking Garages, Demand Controlled_A_Achievable Economic TRC Potential | F11 | Commercial | OR - College | Existing | Space Heating | Natural Gas | Ventilation - Parking Garages, Demand Controlled | A | Purchases (Cumulative) | Achievable Economic TRC Potential | 0 | 0 | 0 | 0 | 0 | 0 | 0 | 0 | 0 | 0 | 0 | 0 | 0 | 0 | 0 | 0 | 0 | 0 | 0 | 0 | 0 | 0 | 0 | 0 | 0 | 0 | 0
F1_Commercial_OR - College_Existing_Miscellaneous_Natural Gas_Pool Heater - Night Covers_A_Achievable Economic TRC Potential | F1 | Commercial | OR - College | Existing | Miscellaneous | Natural Gas | Pool Heater - Night Covers | A | Integrated Unit Energy Savings (kWh or therms) | Achievable Economic TRC Potential | 0 | 0 | 0.0011799 | 0.0011799 | 0.0011799 | 0.0011799 | 0.0011799 | 0.0011799 | 0.0011799 | 0.0011799 | 0.0011799 | 0.0011799 | 0.0011799 | 0.0011799 | 0.0011799 | 0.0011799 | 0.0011799 | 0.0011799 | 0.0011799 | 0.0011799 | 0.0011799 | 0.0011799 | 0.0011799 | 0.0011799 | 0.0011799 | 0.0011799 | 0.0011799
F2_Commercial_OR - College_Existing_Miscellaneous_Natural Gas_Pool Heater - Night Covers_A_Achievable Economic TRC Potential | F2 | Commercial | OR - College | Existing | Miscellaneous | Natural Gas | Pool Heater - Night Covers | A | Integrated Unit Summer Peak Savings (kW) | Achievable Economic TRC Potential | 0 | 0 | 0 | 0 | 0 | 0 | 0 | 0 | 0 | 0 | 0 | 0 | 0 | 0 | 0 | 0 | 0 | 0 | 0 | 0 | 0 | 0 | 0 | 0 | 0 | 0 | 0
F3_Commercial_OR - College_Existing_Miscellaneous_Natural Gas_Pool Heater - Night Covers_A_Achievable Economic TRC Potential | F3 | Commercial | OR - College | Existing | Miscellaneous | Natural Gas | Pool Heater - Night Covers | A | Integrated Unit Winter Peak Savings (kW) | Achievable Economic TRC Potential | 0 | 0 | 0 | 0 | 0 | 0 | 0 | 0 | 0 | 0 | 0 | 0 | 0 | 0 | 0 | 0 | 0 | 0 | 0 | 0 | 0 | 0 | 0 | 0 | 0 | 0 | 0
F4_Commercial_OR - College_Existing_Miscellaneous_Natural Gas_Pool Heater - Night Covers_A_Achievable Economic TRC Potential | F4 | Commercial | OR - College | Existing | Miscellaneous | Natural Gas | Pool Heater - Night Covers | A | Incremental Energy Savings (MWh or mTherms) | Achievable Economic TRC Potential | 0 | 0 | 0 | 0 | 0 | 0 | 0 | 0 | 0 | 0 | 0 | 0 | 0 | 0 | 0 | 0 | 0 | 0 | 0 | 0 | 0 | 0 | 0 | 0 | 0 | 0 | 0
F5_Commercial_OR - College_Existing_Miscellaneous_Natural Gas_Pool Heater - Night Covers_A_Achievable Economic TRC Potential | F5 | Commercial | OR - College | Existing | Miscellaneous | Natural Gas | Pool Heater - Night Covers | A | Incremental Summer Peak Savings (MW) | Achievable Economic TRC Potential | 0 | 0 | 0 | 0 | 0 | 0 | 0 | 0 | 0 | 0 | 0 | 0 | 0 | 0 | 0 | 0 | 0 | 0 | 0 | 0 | 0 | 0 | 0 | 0 | 0 | 0 | 0
F6_Commercial_OR - College_Existing_Miscellaneous_Natural Gas_Pool Heater - Night Covers_A_Achievable Economic TRC Potential | F6 | Commercial | OR - College | Existing | Miscellaneous | Natural Gas | Pool Heater - Night Covers | A | Incremental Winter Peak Savings (MW) | Achievable Economic TRC Potential | 0 | 0 | 0 | 0 | 0 | 0 | 0 | 0 | 0 | 0 | 0 | 0 | 0 | 0 | 0 | 0 | 0 | 0 | 0 | 0 | 0 | 0 | 0 | 0 | 0 | 0 | 0
F7_Commercial_OR - College_Existing_Miscellaneous_Natural Gas_Pool Heater - Night Covers_A_Achievable Economic TRC Potential | F7 | Commercial | OR - College | Existing | Miscellaneous | Natural Gas | Pool Heater - Night Covers | A | Cumulative Energy Savings (MWh or mTherms) | Achievable Economic TRC Potential | 0 | 0 | 0 | 0 | 0 | 0 | 0 | 0 | 0 | 0 | 0 | 0 | 0 | 0 | 0 | 0 | 0 | 0 | 0 | 0 | 0 | 0 | 0 | 0 | 0 | 0 | 0
F8_Commercial_OR - College_Existing_Miscellaneous_Natural Gas_Pool Heater - Night Covers_A_Achievable Economic TRC Potential | F8 | Commercial | OR - College | Existing | Miscellaneous | Natural Gas | Pool Heater - Night Covers | A | Cumulative Summer Peak Savings (MW) | Achievable Economic TRC Potential | 0 | 0 | 0 | 0 | 0 | 0 | 0 | 0 | 0 | 0 | 0 | 0 | 0 | 0 | 0 | 0 | 0 | 0 | 0 | 0 | 0 | 0 | 0 | 0 | 0 | 0 | 0
F9_Commercial_OR - College_Existing_Miscellaneous_Natural Gas_Pool Heater - Night Covers_A_Achievable Economic TRC Potential | F9 | Commercial | OR - College | Existing | Miscellaneous | Natural Gas | Pool Heater - Night Covers | A | Cumulative Winter Peak Savings (MW) | Achievable Economic TRC Potential | 0 | 0 | 0 | 0 | 0 | 0 | 0 | 0 | 0 | 0 | 0 | 0 | 0 | 0 | 0 | 0 | 0 | 0 | 0 | 0 | 0 | 0 | 0 | 0 | 0 | 0 | 0
F10_Commercial_OR - College_Existing_Miscellaneous_Natural Gas_Pool Heater - Night Covers_A_Achievable Economic TRC Potential | F10 | Commercial | OR - College | Existing | Miscellaneous | Natural Gas | Pool Heater - Night Covers | A | Purchases (Incremental) | Achievable Economic TRC Potential | 0 | 0 | 0 | 0 | 0 | 0 | 0 | 0 | 0 | 0 | 0 | 0 | 0 | 0 | 0 | 0 | 0 | 0 | 0 | 0 | 0 | 0 | 0 | 0 | 0 | 0 | 0
F11_Commercial_OR - College_Existing_Miscellaneous_Natural Gas_Pool Heater - Night Covers_A_Achievable Economic TRC Potential | F11 | Commercial | OR - College | Existing | Miscellaneous | Natural Gas | Pool Heater - Night Covers | A | Purchases (Cumulative) | Achievable Economic TRC Potential | 0 | 0 | 0 | 0 | 0 | 0 | 0 | 0 | 0 | 0 | 0 | 0 | 0 | 0 | 0 | 0 | 0 | 0 | 0 | 0 | 0 | 0 | 0 | 0 | 0 | 0 | 0
F1_Commercial_OR - College_Existing_Space Heating_Natural Gas_Advanced New Construction Designs_A_Achievable Economic TRC Potential | F1 | Commercial | OR - College | Existing | Space Heating | Natural Gas | Advanced New Construction Designs | A | Integrated Unit Energy Savings (kWh or therms) | Achievable Economic TRC Potential | 0 | 0 | 0 | 0 | 0 | 0 | 0 | 0 | 0 | 0 | 0 | 0 | 0 | 0 | 0 | 0 | 0 | 0 | 0 | 0 | 0 | 0 | 0 | 0 | 0 | 0 | 0
F2_Commercial_OR - College_Existing_Space Heating_Natural Gas_Advanced New Construction Designs_A_Achievable Economic TRC Potential | F2 | Commercial | OR - College | Existing | Space Heating | Natural Gas | Advanced New Construction Designs | A | Integrated Unit Summer Peak Savings (kW) | Achievable Economic TRC Potential | 0 | 0 | 0 | 0 | 0 | 0 | 0 | 0 | 0 | 0 | 0 | 0 | 0 | 0 | 0 | 0 | 0 | 0 | 0 | 0 | 0 | 0 | 0 | 0 | 0 | 0 | 0
F3_Commercial_OR - College_Existing_Space Heating_Natural Gas_Advanced New Construction Designs_A_Achievable Economic TRC Potential | F3 | Commercial | OR - College | Existing | Space Heating | Natural Gas | Advanced New Construction Designs | A | Integrated Unit Winter Peak Savings (kW) | Achievable Economic TRC Potential | 0 | 0 | 0 | 0 | 0 | 0 | 0 | 0 | 0 | 0 | 0 | 0 | 0 | 0 | 0 | 0 | 0 | 0 | 0 | 0 | 0 | 0 | 0 | 0 | 0 | 0 | 0
F4_Commercial_OR - College_Existing_Space Heating_Natural Gas_Advanced New Construction Designs_A_Achievable Economic TRC Potential | F4 | Commercial | OR - College | Existing | Space Heating | Natural Gas | Advanced New Construction Designs | A | Incremental Energy Savings (MWh or mTherms) | Achievable Economic TRC Potential | 0 | 0 | 0 | 0 | 0 | 0 | 0 | 0 | 0 | 0 | 0 | 0 | 0 | 0 | 0 | 0 | 0 | 0 | 0 | 0 | 0 | 0 | 0 | 0 | 0 | 0 | 0
F5_Commercial_OR - College_Existing_Space Heating_Natural Gas_Advanced New Construction Designs_A_Achievable Economic TRC Potential | F5 | Commercial | OR - College | Existing | Space Heating | Natural Gas | Advanced New Construction Designs | A | Incremental Summer Peak Savings (MW) | Achievable Economic TRC Potential | 0 | 0 | 0 | 0 | 0 | 0 | 0 | 0 | 0 | 0 | 0 | 0 | 0 | 0 | 0 | 0 | 0 | 0 | 0 | 0 | 0 | 0 | 0 | 0 | 0 | 0 | 0
F6_Commercial_OR - College_Existing_Space Heating_Natural Gas_Advanced New Construction Designs_A_Achievable Economic TRC Potential | F6 | Commercial | OR - College | Existing | Space Heating | Natural Gas | Advanced New Construction Designs | A | Incremental Winter Peak Savings (MW) | Achievable Economic TRC Potential | 0 | 0 | 0 | 0 | 0 | 0 | 0 | 0 | 0 | 0 | 0 | 0 | 0 | 0 | 0 | 0 | 0 | 0 | 0 | 0 | 0 | 0 | 0 | 0 | 0 | 0 | 0
F7_Commercial_OR - College_Existing_Space Heating_Natural Gas_Advanced New Construction Designs_A_Achievable Economic TRC Potential | F7 | Commercial | OR - College | Existing | Space Heating | Natural Gas | Advanced New Construction Designs | A | Cumulative Energy Savings (MWh or mTherms) | Achievable Economic TRC Potential | 0 | 0 | 0 | 0 | 0 | 0 | 0 | 0 | 0 | 0 | 0 | 0 | 0 | 0 | 0 | 0 | 0 | 0 | 0 | 0 | 0 | 0 | 0 | 0 | 0 | 0 | 0
F8_Commercial_OR - College_Existing_Space Heating_Natural Gas_Advanced New Construction Designs_A_Achievable Economic TRC Potential | F8 | Commercial | OR - College | Existing | Space Heating | Natural Gas | Advanced New Construction Designs | A | Cumulative Summer Peak Savings (MW) | Achievable Economic TRC Potential | 0 | 0 | 0 | 0 | 0 | 0 | 0 | 0 | 0 | 0 | 0 | 0 | 0 | 0 | 0 | 0 | 0 | 0 | 0 | 0 | 0 | 0 | 0 | 0 | 0 | 0 | 0
F9_Commercial_OR - College_Existing_Space Heating_Natural Gas_Advanced New Construction Designs_A_Achievable Economic TRC Potential | F9 | Commercial | OR - College | Existing | Space Heating | Natural Gas | Advanced New Construction Designs | A | Cumulative Winter Peak Savings (MW) | Achievable Economic TRC Potential | 0 | 0 | 0 | 0 | 0 | 0 | 0 | 0 | 0 | 0 | 0 | 0 | 0 | 0 | 0 | 0 | 0 | 0 | 0 | 0 | 0 | 0 | 0 | 0 | 0 | 0 | 0
F10_Commercial_OR - College_Existing_Space Heating_Natural Gas_Advanced New Construction Designs_A_Achievable Economic TRC Potential | F10 | Commercial | OR - College | Existing | Space Heating | Natural Gas | Advanced New Construction Designs | A | Purchases (Incremental) | Achievable Economic TRC Potential | 0 | 0 | 0 | 0 | 0 | 0 | 0 | 0 | 0 | 0 | 0 | 0 | 0 | 0 | 0 | 0 | 0 | 0 | 0 | 0 | 0 | 0 | 0 | 0 | 0 | 0 | 0
F11_Commercial_OR - College_Existing_Space Heating_Natural Gas_Advanced New Construction Designs_A_Achievable Economic TRC Potential | F11 | Commercial | OR - College | Existing | Space Heating | Natural Gas | Advanced New Construction Designs | A | Purchases (Cumulative) | Achievable Economic TRC Potential | 0 | 0 | 0 | 0 | 0 | 0 | 0 | 0 | 0 | 0 | 0 | 0 | 0 | 0 | 0 | 0 | 0 | 0 | 0 | 0 | 0 | 0 | 0 | 0 | 0 | 0 | 0
F1_Commercial_OR - College_Existing_Water Heating_Natural Gas_Advanced New Construction Designs_A_Achievable Economic TRC Potential | F1 | Commercial | OR - College | Existing | Water Heating | Natural Gas | Advanced New Construction Designs | A | Integrated Unit Energy Savings (kWh or therms) | Achievable Economic TRC Potential | 0 | 0 | 0 | 0 | 0 | 0 | 0 | 0 | 0 | 0 | 0 | 0 | 0 | 0 | 0 | 0 | 0 | 0 | 0 | 0 | 0 | 0 | 0 | 0 | 0 | 0 | 0
F2_Commercial_OR - College_Existing_Water Heating_Natural Gas_Advanced New Construction Designs_A_Achievable Economic TRC Potential | F2 | Commercial | OR - College | Existing | Water Heating | Natural Gas | Advanced New Construction Designs | A | Integrated Unit Summer Peak Savings (kW) | Achievable Economic TRC Potential | 0 | 0 | 0 | 0 | 0 | 0 | 0 | 0 | 0 | 0 | 0 | 0 | 0 | 0 | 0 | 0 | 0 | 0 | 0 | 0 | 0 | 0 | 0 | 0 | 0 | 0 | 0
F3_Commercial_OR - College_Existing_Water Heating_Natural Gas_Advanced New Construction Designs_A_Achievable Economic TRC Potential | F3 | Commercial | OR - College | Existing | Water Heating | Natural Gas | Advanced New Construction Designs | A | Integrated Unit Winter Peak Savings (kW) | Achievable Economic TRC Potential | 0 | 0 | 0 | 0 | 0 | 0 | 0 | 0 | 0 | 0 | 0 | 0 | 0 | 0 | 0 | 0 | 0 | 0 | 0 | 0 | 0 | 0 | 0 | 0 | 0 | 0 | 0
F4_Commercial_OR - College_Existing_Water Heating_Natural Gas_Advanced New Construction Designs_A_Achievable Economic TRC Potential | F4 | Commercial | OR - College | Existing | Water Heating | Natural Gas | Advanced New Construction Designs | A | Incremental Energy Savings (MWh or mTherms) | Achievable Economic TRC Potential | 0 | 0 | 0 | 0 | 0 | 0 | 0 | 0 | 0 | 0 | 0 | 0 | 0 | 0 | 0 | 0 | 0 | 0 | 0 | 0 | 0 | 0 | 0 | 0 | 0 | 0 | 0
F5_Commercial_OR - College_Existing_Water Heating_Natural Gas_Advanced New Construction Designs_A_Achievable Economic TRC Potential | F5 | Commercial | OR - College | Existing | Water Heating | Natural Gas | Advanced New Construction Designs | A | Incremental Summer Peak Savings (MW) | Achievable Economic TRC Potential | 0 | 0 | 0 | 0 | 0 | 0 | 0 | 0 | 0 | 0 | 0 | 0 | 0 | 0 | 0 | 0 | 0 | 0 | 0 | 0 | 0 | 0 | 0 | 0 | 0 | 0 | 0
F6_Commercial_OR - College_Existing_Water Heating_Natural Gas_Advanced New Construction Designs_A_Achievable Economic TRC Potential | F6 | Commercial | OR - College | Existing | Water Heating | Natural Gas | Advanced New Construction Designs | A | Incremental Winter Peak Savings (MW) | Achievable Economic TRC Potential | 0 | 0 | 0 | 0 | 0 | 0 | 0 | 0 | 0 | 0 | 0 | 0 | 0 | 0 | 0 | 0 | 0 | 0 | 0 | 0 | 0 | 0 | 0 | 0 | 0 | 0 | 0
F7_Commercial_OR - College_Existing_Water Heating_Natural Gas_Advanced New Construction Designs_A_Achievable Economic TRC Potential | F7 | Commercial | OR - College | Existing | Water Heating | Natural Gas | Advanced New Construction Designs | A | Cumulative Energy Savings (MWh or mTherms) | Achievable Economic TRC Potential | 0 | 0 | 0 | 0 | 0 | 0 | 0 | 0 | 0 | 0 | 0 | 0 | 0 | 0 | 0 | 0 | 0 | 0 | 0 | 0 | 0 | 0 | 0 | 0 | 0 | 0 | 0
F8_Commercial_OR - College_Existing_Water Heating_Natural Gas_Advanced New Construction Designs_A_Achievable Economic TRC Potential | F8 | Commercial | OR - College | Existing | Water Heating | Natural Gas | Advanced New Construction Designs | A | Cumulative Summer Peak Savings (MW) | Achievable Economic TRC Potential | 0 | 0 | 0 | 0 | 0 | 0 | 0 | 0 | 0 | 0 | 0 | 0 | 0 | 0 | 0 | 0 | 0 | 0 | 0 | 0 | 0 | 0 | 0 | 0 | 0 | 0 | 0
F9_Commercial_OR - College_Existing_Water Heating_Natural Gas_Advanced New Construction Designs_A_Achievable Economic TRC Potential | F9 | Commercial | OR - College | Existing | Water Heating | Natural Gas | Advanced New Construction Designs | A | Cumulative Winter Peak Savings (MW) | Achievable Economic TRC Potential | 0 | 0 | 0 | 0 | 0 | 0 | 0 | 0 | 0 | 0 | 0 | 0 | 0 | 0 | 0 | 0 | 0 | 0 | 0 | 0 | 0 | 0 | 0 | 0 | 0 | 0 | 0
F10_Commercial_OR - College_Existing_Water Heating_Natural Gas_Advanced New Construction Designs_A_Achievable Economic TRC Potential | F10 | Commercial | OR - College | Existing | Water Heating | Natural Gas | Advanced New Construction Designs | A | Purchases (Incremental) | Achievable Economic TRC Potential | 0 | 0 | 0 | 0 | 0 | 0 | 0 | 0 | 0 | 0 | 0 | 0 | 0 | 0 | 0 | 0 | 0 | 0 | 0 | 0 | 0 | 0 | 0 | 0 | 0 | 0 | 0
F11_Commercial_OR - College_Existing_Water Heating_Natural Gas_Advanced New Construction Designs_A_Achievable Economic TRC Potential | F11 | Commercial | OR - College | Existing | Water Heating | Natural Gas | Advanced New Construction Designs | A | Purchases (Cumulative) | Achievable Economic TRC Potential | 0 | 0 | 0 | 0 | 0 | 0 | 0 | 0 | 0 | 0 | 0 | 0 | 0 | 0 | 0 | 0 | 0 | 0 | 0 | 0 | 0 | 0 | 0 | 0 | 0 | 0 | 0
F1_Commercial_OR - College_Existing_Space Heating_Natural Gas_Strategic Energy Management_A_Achievable Economic TRC Potential | F1 | Commercial | OR - College | Existing | Space Heating | Natural Gas | Strategic Energy Management | A | Integrated Unit Energy Savings (kWh or therms) | Achievable Economic TRC Potential | 0 | 0 | 0.02474 | 0.02447 | 0.024187 | 0.023911 | 0.02362 | 0.023303 | 0.022957 | 0.022582 | 0.02218 | 0.021756 | 0.021333 | 0.02091 | 0.020496 | 0.020105 | 0.01975 | 0.019468 | 0.01926 | 0.019089 | 0.018963 | 0.018849 | 0.018822 | 0.018798 | 0.018775 | 0.018755 | 0.018736
F2_Commercial_OR - College_Existing_Space Heating_Natural Gas_Strategic Energy Management_A_Achievable Economic TRC Potential | F2 | Commercial | OR - College | Existing | Space Heating | Natural Gas | Strategic Energy Management | A | Integrated Unit Summer Peak Savings (kW) | Achievable Economic TRC Potential | 0 | 0 | 0 | 0 | 0 | 0 | 0 | 0 | 0 | 0 | 0 | 0 | 0 | 0 | 0 | 0 | 0 | 0 | 0 | 0 | 0 | 0 | 0 | 0 | 0 | 0 | 0
F3_Commercial_OR - College_Existing_Space Heating_Natural Gas_Strategic Energy Management_A_Achievable Economic TRC Potential | F3 | Commercial | OR - College | Existing | Space Heating | Natural Gas | Strategic Energy Management | A | Integrated Unit Winter Peak Savings (kW) | Achievable Economic TRC Potential | 0 | 0 | 0 | 0 | 0 | 0 | 0 | 0 | 0 | 0 | 0 | 0 | 0 | 0 | 0 | 0 | 0 | 0 | 0 | 0 | 0 | 0 | 0 | 0 | 0 | 0 | 0
F4_Commercial_OR - College_Existing_Space Heating_Natural Gas_Strategic Energy Management_A_Achievable Economic TRC Potential | F4 | Commercial | OR - College | Existing | Space Heating | Natural Gas | Strategic Energy Management | A | Incremental Energy Savings (MWh or mTherms) | Achievable Economic TRC Potential | 0 | 0 | 0.24998 | 0.50751 | 0.50164 | 0.25431 | 0 | 0 | 0 | 0 | 0 | 0 | 0 | 0 | 0 | 0 | 0 | 0 | 0 | 0 | 0 | 0 | 0 | 0 | 0 | 0 | 0
F5_Commercial_OR - College_Existing_Space Heating_Natural Gas_Strategic Energy Management_A_Achievable Economic TRC Potential | F5 | Commercial | OR - College | Existing | Space Heating | Natural Gas | Strategic Energy Management | A | Incremental Summer Peak Savings (MW) | Achievable Economic TRC Potential | 0 | 0 | 0 | 0 | 0 | 0 | 0 | 0 | 0 | 0 | 0 | 0 | 0 | 0 | 0 | 0 | 0 | 0 | 0 | 0 | 0 | 0 | 0 | 0 | 0 | 0 | 0
F6_Commercial_OR - College_Existing_Space Heating_Natural Gas_Strategic Energy Management_A_Achievable Economic TRC Potential | F6 | Commercial | OR - College | Existing | Space Heating | Natural Gas | Strategic Energy Management | A | Incremental Winter Peak Savings (MW) | Achievable Economic TRC Potential | 0 | 0 | 0 | 0 | 0 | 0 | 0 | 0 | 0 | 0 | 0 | 0 | 0 | 0 | 0 | 0 | 0 | 0 | 0 | 0 | 0 | 0 | 0 | 0 | 0 | 0 | 0
F7_Commercial_OR - College_Existing_Space Heating_Natural Gas_Strategic Energy Management_A_Achievable Economic TRC Potential | F7 | Commercial | OR - College | Existing | Space Heating | Natural Gas | Strategic Energy Management | A | Cumulative Energy Savings (MWh or mTherms) | Achievable Economic TRC Potential | 0 | 0 | 0.24998 | 0.75476 | 1.2477 | 1.4877 | 1.4697 | 1.4499 | 1.4284 | 1.4051 | 1.38 | 1.3537 | 1.3273 | 1.301 | 1.2753 | 1.2509 | 1.2289 | 1.2113 | 1.1984 | 1.1877 | 1.1799 | 1.1728 | 1.1711 | 1.1696 | 1.1682 | 1.1669 | 1.1658
F8_Commercial_OR - College_Existing_Space Heating_Natural Gas_Strategic Energy Management_A_Achievable Economic TRC Potential | F8 | Commercial | OR - College | Existing | Space Heating | Natural Gas | Strategic Energy Management | A | Cumulative Summer Peak Savings (MW) | Achievable Economic TRC Potential | 0 | 0 | 0 | 0 | 0 | 0 | 0 | 0 | 0 | 0 | 0 | 0 | 0 | 0 | 0 | 0 | 0 | 0 | 0 | 0 | 0 | 0 | 0 | 0 | 0 | 0 | 0
F9_Commercial_OR - College_Existing_Space Heating_Natural Gas_Strategic Energy Management_A_Achievable Economic TRC Potential | F9 | Commercial | OR - College | Existing | Space Heating | Natural Gas | Strategic Energy Management | A | Cumulative Winter Peak Savings (MW) | Achievable Economic TRC Potential | 0 | 0 | 0 | 0 | 0 | 0 | 0 | 0 | 0 | 0 | 0 | 0 | 0 | 0 | 0 | 0 | 0 | 0 | 0 | 0 | 0 | 0 | 0 | 0 | 0 | 0 | 0
F10_Commercial_OR - College_Existing_Space Heating_Natural Gas_Strategic Energy Management_A_Achievable Economic TRC Potential | F10 | Commercial | OR - College | Existing | Space Heating | Natural Gas | Strategic Energy Management | A | Purchases (Incremental) | Achievable Economic TRC Potential | 0 | 0 | 10104.0722 | 20739.9376 | 20739.9376 | 10635.8654 | 0 | 0 | 0 | 0 | 0 | 0 | 0 | 0 | 0 | 0 | 0 | 0 | 0 | 0 | 0 | 0 | 0 | 0 | 0 | 0 | 0
F11_Commercial_OR - College_Existing_Space Heating_Natural Gas_Strategic Energy Management_A_Achievable Economic TRC Potential | F11 | Commercial | OR - College | Existing | Space Heating | Natural Gas | Strategic Energy Management | A | Purchases (Cumulative) | Achievable Economic TRC Potential | 0 | 0 | 10104.0722 | 30844.0097 | 51583.9473 | 62219.8127 | 62219.8127 | 62219.8127 | 62219.8127 | 62219.8127 | 62219.8127 | 62219.8127 | 62219.8127 | 62219.8127 | 62219.8127 | 62219.8127 | 62219.8127 | 62219.8127 | 62219.8127 | 62219.8127 | 62219.8127 | 62219.8127 | 62219.8127 | 62219.8127 | 62219.8127 | 62219.8127 | 62219.8127
F1_Commercial_OR - College_Existing_Water Heating_Natural Gas_Strategic Energy Management_A_Achievable Economic TRC Potential | F1 | Commercial | OR - College | Existing | Water Heating | Natural Gas | Strategic Energy Management | A | Integrated Unit Energy Savings (kWh or therms) | Achievable Economic TRC Potential | 0 | 0 | 0.01036 | 0.010126 | 0.0099091 | 0.00971 | 0.0095277 | 0.0093506 | 0.0091877 | 0.0090379 | 0.0089004 | 0.008779 | 0.0086802 | 0.0086035 | 0.0085542 | 0.0085046 | 0.0084683 | 0.0084395 | 0.0084169 | 0.0083987 | 0.0083858 | 0.0083767 | 0.0083702 | 0.0083655 | 0.0083593 | 0.0083577 | 0.0083564
F2_Commercial_OR - College_Existing_Water Heating_Natural Gas_Strategic Energy Management_A_Achievable Economic TRC Potential | F2 | Commercial | OR - College | Existing | Water Heating | Natural Gas | Strategic Energy Management | A | Integrated Unit Summer Peak Savings (kW) | Achievable Economic TRC Potential | 0 | 0 | 0 | 0 | 0 | 0 | 0 | 0 | 0 | 0 | 0 | 0 | 0 | 0 | 0 | 0 | 0 | 0 | 0 | 0 | 0 | 0 | 0 | 0 | 0 | 0 | 0
F3_Commercial_OR - College_Existing_Water Heating_Natural Gas_Strategic Energy Management_A_Achievable Economic TRC Potential | F3 | Commercial | OR - College | Existing | Water Heating | Natural Gas | Strategic Energy Management | A | Integrated Unit Winter Peak Savings (kW) | Achievable Economic TRC Potential | 0 | 0 | 0 | 0 | 0 | 0 | 0 | 0 | 0 | 0 | 0 | 0 | 0 | 0 | 0 | 0 | 0 | 0 | 0 | 0 | 0 | 0 | 0 | 0 | 0 | 0 | 0
F4_Commercial_OR - College_Existing_Water Heating_Natural Gas_Strategic Energy Management_A_Achievable Economic TRC Potential | F4 | Commercial | OR - College | Existing | Water Heating | Natural Gas | Strategic Energy Management | A | Incremental Energy Savings (MWh or mTherms) | Achievable Economic TRC Potential | 0 | 0 | 0.11792 | 0.23657 | 0.23151 | 0.11633 | 0 | 0 | 0 | 0 | 0 | 0 | 0 | 0 | 0 | 0 | 0 | 0 | 0 | 0 | 0 | 0 | 0 | 0 | 0 | 0 | 0
F5_Commercial_OR - College_Existing_Water Heating_Natural Gas_Strategic Energy Management_A_Achievable Economic TRC Potential | F5 | Commercial | OR - College | Existing | Water Heating | Natural Gas | Strategic Energy Management | A | Incremental Summer Peak Savings (MW) | Achievable Economic TRC Potential | 0 | 0 | 0 | 0 | 0 | 0 | 0 | 0 | 0 | 0 | 0 | 0 | 0 | 0 | 0 | 0 | 0 | 0 | 0 | 0 | 0 | 0 | 0 | 0 | 0 | 0 | 0
F6_Commercial_OR - College_Existing_Water Heating_Natural Gas_Strategic Energy Management_A_Achievable Economic TRC Potential | F6 | Commercial | OR - College | Existing | Water Heating | Natural Gas | Strategic Energy Management | A | Incremental Winter Peak Savings (MW) | Achievable Economic TRC Potential | 0 | 0 | 0 | 0 | 0 | 0 | 0 | 0 | 0 | 0 | 0 | 0 | 0 | 0 | 0 | 0 | 0 | 0 | 0 | 0 | 0 | 0 | 0 | 0 | 0 | 0 | 0
F7_Commercial_OR - College_Existing_Water Heating_Natural Gas_Strategic Energy Management_A_Achievable Economic TRC Potential | F7 | Commercial | OR - College | Existing | Water Heating | Natural Gas | Strategic Energy Management | A | Cumulative Energy Savings (MWh or mTherms) | Achievable Economic TRC Potential | 0 | 0 | 0.11792 | 0.35182 | 0.5758 | 0.68056 | 0.66778 | 0.65537 | 0.64395 | 0.63345 | 0.62381 | 0.6153 | 0.60838 | 0.60301 | 0.59955 | 0.59607 | 0.59353 | 0.59151 | 0.58993 | 0.58865 | 0.58775 | 0.58711 | 0.58665 | 0.58633 | 0.58589 | 0.58578 | 0.58569
F8_Commercial_OR - College_Existing_Water Heating_Natural Gas_Strategic Energy Management_A_Achievable Economic TRC Potential | F8 | Commercial | OR - College | Existing | Water Heating | Natural Gas | Strategic Energy Management | A | Cumulative Summer Peak Savings (MW) | Achievable Economic TRC Potential | 0 | 0 | 0 | 0 | 0 | 0 | 0 | 0 | 0 | 0 | 0 | 0 | 0 | 0 | 0 | 0 | 0 | 0 | 0 | 0 | 0 | 0 | 0 | 0 | 0 | 0 | 0
F9_Commercial_OR - College_Existing_Water Heating_Natural Gas_Strategic Energy Management_A_Achievable Economic TRC Potential | F9 | Commercial | OR - College | Existing | Water Heating | Natural Gas | Strategic Energy Management | A | Cumulative Winter Peak Savings (MW) | Achievable Economic TRC Potential | 0 | 0 | 0 | 0 | 0 | 0 | 0 | 0 | 0 | 0 | 0 | 0 | 0 | 0 | 0 | 0 | 0 | 0 | 0 | 0 | 0 | 0 | 0 | 0 | 0 | 0 | 0
F10_Commercial_OR - College_Existing_Water Heating_Natural Gas_Strategic Energy Management_A_Achievable Economic TRC Potential | F10 | Commercial | OR - College | Existing | Water Heating | Natural Gas | Strategic Energy Management | A | Purchases (Incremental) | Achievable Economic TRC Potential | 0 | 0 | 11381.8721 | 23362.7901 | 23362.7901 | 11980.918 | 0 | 0 | 0 | 0 | 0 | 0 | 0 | 0 | 0 | 0 | 0 | 0 | 0 | 0 | 0 | 0 | 0 | 0 | 0 | 0 | 0
F11_Commercial_OR - College_Existing_Water Heating_Natural Gas_Strategic Energy Management_A_Achievable Economic TRC Potential | F11 | Commercial | OR - College | Existing | Water Heating | Natural Gas | Strategic Energy Management | A | Purchases (Cumulative) | Achievable Economic TRC Potential | 0 | 0 | 11381.8721 | 34744.6622 | 58107.4523 | 70088.3703 | 70088.3703 | 70088.3703 | 70088.3703 | 70088.3703 | 70088.3703 | 70088.3703 | 70088.3703 | 70088.3703 | 70088.3703 | 70088.3703 | 70088.3703 | 70088.3703 | 70088.3703 | 70088.3703 | 70088.3703 | 70088.3703 | 70088.3703 | 70088.3703 | 70088.3703 | 70088.3703 | 70088.3703
F1_Commercial_OR - College_Existing_Space Heating_Natural Gas_Retrocommissioning_A_Achievable Economic TRC Potential | F1 | Commercial | OR - College | Existing | Space Heating | Natural Gas | Retrocommissioning | A | Integrated Unit Energy Savings (kWh or therms) | Achievable Economic TRC Potential | 0 | 0 | 0.030401 | 0.030116 | 0.029812 | 0.029495 | 0.029137 | 0.028746 | 0.028319 | 0.027856 | 0.02736 | 0.026838 | 0.026315 | 0.025794 | 0.025283 | 0.024801 | 0.024363 | 0.024014 | 0.023759 | 0.023547 | 0.023392 | 0.023251 | 0.023218 | 0.023188 | 0.023161 | 0.023135 | 0.023112
F2_Commercial_OR - College_Existing_Space Heating_Natural Gas_Retrocommissioning_A_Achievable Economic TRC Potential | F2 | Commercial | OR - College | Existing | Space Heating | Natural Gas | Retrocommissioning | A | Integrated Unit Summer Peak Savings (kW) | Achievable Economic TRC Potential | 0 | 0 | 0 | 0 | 0 | 0 | 0 | 0 | 0 | 0 | 0 | 0 | 0 | 0 | 0 | 0 | 0 | 0 | 0 | 0 | 0 | 0 | 0 | 0 | 0 | 0 | 0
F3_Commercial_OR - College_Existing_Space Heating_Natural Gas_Retrocommissioning_A_Achievable Economic TRC Potential | F3 | Commercial | OR - College | Existing | Space Heating | Natural Gas | Retrocommissioning | A | Integrated Unit Winter Peak Savings (kW) | Achievable Economic TRC Potential | 0 | 0 | 0 | 0 | 0 | 0 | 0 | 0 | 0 | 0 | 0 | 0 | 0 | 0 | 0 | 0 | 0 | 0 | 0 | 0 | 0 | 0 | 0 | 0 | 0 | 0 | 0
F4_Commercial_OR - College_Existing_Space Heating_Natural Gas_Retrocommissioning_A_Achievable Economic TRC Potential | F4 | Commercial | OR - College | Existing | Space Heating | Natural Gas | Retrocommissioning | A | Incremental Energy Savings (MWh or mTherms) | Achievable Economic TRC Potential | 0 | 0 | 0.48428 | 0.98472 | 0.97481 | 0.49458 | 0 | 0 | 1.0302e-16 | 0 | 0 | 0 | 0 | 0 | 0 | 0 | 0 | 0 | 0 | 0 | 0 | 0 | 0 | 0 | 0 | 0 | 0
F5_Commercial_OR - College_Existing_Space Heating_Natural Gas_Retrocommissioning_A_Achievable Economic TRC Potential | F5 | Commercial | OR - College | Existing | Space Heating | Natural Gas | Retrocommissioning | A | Incremental Summer Peak Savings (MW) | Achievable Economic TRC Potential | 0 | 0 | 0 | 0 | 0 | 0 | 0 | 0 | 0 | 0 | 0 | 0 | 0 | 0 | 0 | 0 | 0 | 0 | 0 | 0 | 0 | 0 | 0 | 0 | 0 | 0 | 0
F6_Commercial_OR - College_Existing_Space Heating_Natural Gas_Retrocommissioning_A_Achievable Economic TRC Potential | F6 | Commercial | OR - College | Existing | Space Heating | Natural Gas | Retrocommissioning | A | Incremental Winter Peak Savings (MW) | Achievable Economic TRC Potential | 0 | 0 | 0 | 0 | 0 | 0 | 0 | 0 | 0 | 0 | 0 | 0 | 0 | 0 | 0 | 0 | 0 | 0 | 0 | 0 | 0 | 0 | 0 | 0 | 0 | 0 | 0
F7_Commercial_OR - College_Existing_Space Heating_Natural Gas_Retrocommissioning_A_Achievable Economic TRC Potential | F7 | Commercial | OR - College | Existing | Space Heating | Natural Gas | Retrocommissioning | A | Cumulative Energy Savings (MWh or mTherms) | Achievable Economic TRC Potential | 0 | 0 | 0.48428 | 1.4645 | 2.4245 | 2.8933 | 2.8582 | 2.8198 | 2.7779 | 2.7326 | 2.6839 | 2.6326 | 2.5814 | 2.5303 | 2.4801 | 2.4328 | 2.3899 | 2.3557 | 2.3306 | 2.3098 | 2.2946 | 2.2808 | 2.2776 | 2.2746 | 2.2719 | 2.2695 | 2.2672
F8_Commercial_OR - College_Existing_Space Heating_Natural Gas_Retrocommissioning_A_Achievable Economic TRC Potential | F8 | Commercial | OR - College | Existing | Space Heating | Natural Gas | Retrocommissioning | A | Cumulative Summer Peak Savings (MW) | Achievable Economic TRC Potential | 0 | 0 | 0 | 0 | 0 | 0 | 0 | 0 | 0 | 0 | 0 | 0 | 0 | 0 | 0 | 0 | 0 | 0 | 0 | 0 | 0 | 0 | 0 | 0 | 0 | 0 | 0
F9_Commercial_OR - College_Existing_Space Heating_Natural Gas_Retrocommissioning_A_Achievable Economic TRC Potential | F9 | Commercial | OR - College | Existing | Space Heating | Natural Gas | Retrocommissioning | A | Cumulative Winter Peak Savings (MW) | Achievable Economic TRC Potential | 0 | 0 | 0 | 0 | 0 | 0 | 0 | 0 | 0 | 0 | 0 | 0 | 0 | 0 | 0 | 0 | 0 | 0 | 0 | 0 | 0 | 0 | 0 | 0 | 0 | 0 | 0
F10_Commercial_OR - College_Existing_Space Heating_Natural Gas_Retrocommissioning_A_Achievable Economic TRC Potential | F10 | Commercial | OR - College | Existing | Space Heating | Natural Gas | Retrocommissioning | A | Purchases (Incremental) | Achievable Economic TRC Potential | 0 | 0 | 15929.8435 | 32698.0998 | 32698.0998 | 16768.2563 | 0 | 0 | 3.638e-12 | 0 | 0 | 0 | 0 | 0 | 0 | 0 | 0 | 0 | 0 | 0 | 0 | 0 | 0 | 0 | 0 | 0 | 0
F11_Commercial_OR - College_Existing_Space Heating_Natural Gas_Retrocommissioning_A_Achievable Economic TRC Potential | F11 | Commercial | OR - College | Existing | Space Heating | Natural Gas | Retrocommissioning | A | Purchases (Cumulative) | Achievable Economic TRC Potential | 0 | 0 | 15929.8435 | 48627.9433 | 81326.043 | 98094.2993 | 98094.2993 | 98094.2993 | 98094.2993 | 98094.2993 | 98094.2993 | 98094.2993 | 98094.2993 | 98094.2993 | 98094.2993 | 98094.2993 | 98094.2993 | 98094.2993 | 98094.2993 | 98094.2993 | 98094.2993 | 98094.2993 | 98094.2993 | 98094.2993 | 98094.2993 | 98094.2993 | 98094.2993
F1_Commercial_OR - College_Existing_Water Heating_Natural Gas_Retrocommissioning_A_Achievable Economic TRC Potential | F1 | Commercial | OR - College | Existing | Water Heating | Natural Gas | Retrocommissioning | A | Integrated Unit Energy Savings (kWh or therms) | Achievable Economic TRC Potential | 0 | 0 | 0.012731 | 0.012462 | 0.012214 | 0.011978 | 0.011753 | 0.011534 | 0.011333 | 0.011149 | 0.010979 | 0.010829 | 0.010708 | 0.010613 | 0.010552 | 0.010491 | 0.010446 | 0.010411 | 0.010383 | 0.01036 | 0.010344 | 0.010333 | 0.010325 | 0.010319 | 0.010312 | 0.01031 | 0.010308
F2_Commercial_OR - College_Existing_Water Heating_Natural Gas_Retrocommissioning_A_Achievable Economic TRC Potential | F2 | Commercial | OR - College | Existing | Water Heating | Natural Gas | Retrocommissioning | A | Integrated Unit Summer Peak Savings (kW) | Achievable Economic TRC Potential | 0 | 0 | 0 | 0 | 0 | 0 | 0 | 0 | 0 | 0 | 0 | 0 | 0 | 0 | 0 | 0 | 0 | 0 | 0 | 0 | 0 | 0 | 0 | 0 | 0 | 0 | 0
F3_Commercial_OR - College_Existing_Water Heating_Natural Gas_Retrocommissioning_A_Achievable Economic TRC Potential | F3 | Commercial | OR - College | Existing | Water Heating | Natural Gas | Retrocommissioning | A | Integrated Unit Winter Peak Savings (kW) | Achievable Economic TRC Potential | 0 | 0 | 0 | 0 | 0 | 0 | 0 | 0 | 0 | 0 | 0 | 0 | 0 | 0 | 0 | 0 | 0 | 0 | 0 | 0 | 0 | 0 | 0 | 0 | 0 | 0 | 0
F4_Commercial_OR - College_Existing_Water Heating_Natural Gas_Retrocommissioning_A_Achievable Economic TRC Potential | F4 | Commercial | OR - College | Existing | Water Heating | Natural Gas | Retrocommissioning | A | Incremental Energy Savings (MWh or mTherms) | Achievable Economic TRC Potential | 0 | 0 | 0.22844 | 0.45901 | 0.44988 | 0.22625 | 0 | 0 | 0 | 0 | 0 | 0 | 0 | 0 | 0 | 0 | 0 | 0 | 0 | 0 | 0 | 0 | 0 | 0 | 0 | 0 | 0
F5_Commercial_OR - College_Existing_Water Heating_Natural Gas_Retrocommissioning_A_Achievable Economic TRC Potential | F5 | Commercial | OR - College | Existing | Water Heating | Natural Gas | Retrocommissioning | A | Incremental Summer Peak Savings (MW) | Achievable Economic TRC Potential | 0 | 0 | 0 | 0 | 0 | 0 | 0 | 0 | 0 | 0 | 0 | 0 | 0 | 0 | 0 | 0 | 0 | 0 | 0 | 0 | 0 | 0 | 0 | 0 | 0 | 0 | 0
F6_Commercial_OR - College_Existing_Water Heating_Natural Gas_Retrocommissioning_A_Achievable Economic TRC Potential | F6 | Commercial | OR - College | Existing | Water Heating | Natural Gas | Retrocommissioning | A | Incremental Winter Peak Savings (MW) | Achievable Economic TRC Potential | 0 | 0 | 0 | 0 | 0 | 0 | 0 | 0 | 0 | 0 | 0 | 0 | 0 | 0 | 0 | 0 | 0 | 0 | 0 | 0 | 0 | 0 | 0 | 0 | 0 | 0 | 0
F7_Commercial_OR - College_Existing_Water Heating_Natural Gas_Retrocommissioning_A_Achievable Economic TRC Potential | F7 | Commercial | OR - College | Existing | Water Heating | Natural Gas | Retrocommissioning | A | Cumulative Energy Savings (MWh or mTherms) | Achievable Economic TRC Potential | 0 | 0 | 0.22844 | 0.68263 | 1.1189 | 1.3235 | 1.2987 | 1.2746 | 1.2523 | 1.2319 | 1.2132 | 1.1966 | 1.1832 | 1.1727 | 1.166 | 1.1592 | 1.1543 | 1.1504 | 1.1473 | 1.1448 | 1.1431 | 1.1418 | 1.1409 | 1.1403 | 1.1394 | 1.1392 | 1.139
F8_Commercial_OR - College_Existing_Water Heating_Natural Gas_Retrocommissioning_A_Achievable Economic TRC Potential | F8 | Commercial | OR - College | Existing | Water Heating | Natural Gas | Retrocommissioning | A | Cumulative Summer Peak Savings (MW) | Achievable Economic TRC Potential | 0 | 0 | 0 | 0 | 0 | 0 | 0 | 0 | 0 | 0 | 0 | 0 | 0 | 0 | 0 | 0 | 0 | 0 | 0 | 0 | 0 | 0 | 0 | 0 | 0 | 0 | 0
F9_Commercial_OR - College_Existing_Water Heating_Natural Gas_Retrocommissioning_A_Achievable Economic TRC Potential | F9 | Commercial | OR - College | Existing | Water Heating | Natural Gas | Retrocommissioning | A | Cumulative Winter Peak Savings (MW) | Achievable Economic TRC Potential | 0 | 0 | 0 | 0 | 0 | 0 | 0 | 0 | 0 | 0 | 0 | 0 | 0 | 0 | 0 | 0 | 0 | 0 | 0 | 0 | 0 | 0 | 0 | 0 | 0 | 0 | 0
F10_Commercial_OR - College_Existing_Water Heating_Natural Gas_Retrocommissioning_A_Achievable Economic TRC Potential | F10 | Commercial | OR - College | Existing | Water Heating | Natural Gas | Retrocommissioning | A | Purchases (Incremental) | Achievable Economic TRC Potential | 0 | 0 | 17944.393 | 36833.2277 | 36833.2277 | 18888.8347 | 0 | 0 | 0 | 0 | 0 | 0 | 0 | 0 | 0 | 0 | 0 | 0 | 0 | 0 | 0 | 0 | 0 | 0 | 0 | 0 | 0
F11_Commercial_OR - College_Existing_Water Heating_Natural Gas_Retrocommissioning_A_Achievable Economic TRC Potential | F11 | Commercial | OR - College | Existing | Water Heating | Natural Gas | Retrocommissioning | A | Purchases (Cumulative) | Achievable Economic TRC Potential | 0 | 0 | 17944.393 | 54777.6206 | 91610.8483 | 110499.683 | 110499.683 | 110499.683 | 110499.683 | 110499.683 | 110499.683 | 110499.683 | 110499.683 | 110499.683 | 110499.683 | 110499.683 | 110499.683 | 110499.683 | 110499.683 | 110499.683 | 110499.683 | 110499.683 | 110499.683 | 110499.683 | 110499.683 | 110499.683 | 110499.683
F1_Commercial_OR - College_New_Space Heating_Natural Gas_Insulation - Ceiling_A_Achievable Economic TRC Potential | F1 | Commercial | OR - College | New | Space Heating | Natural Gas | Insulation - Ceiling | A | Integrated Unit Energy Savings (kWh or therms) | Achievable Economic TRC Potential | 0 | 0 | 0 | 0 | 0 | 0 | 0 | 0 | 0 | 0 | 0 | 0 | 0 | 0 | 0 | 0 | 0 | 0 | 0 | 0 | 0 | 0 | 0 | 0 | 0 | 0 | 0
F2_Commercial_OR - College_New_Space Heating_Natural Gas_Insulation - Ceiling_A_Achievable Economic TRC Potential | F2 | Commercial | OR - College | New | Space Heating | Natural Gas | Insulation - Ceiling | A | Integrated Unit Summer Peak Savings (kW) | Achievable Economic TRC Potential | 0 | 0 | 0 | 0 | 0 | 0 | 0 | 0 | 0 | 0 | 0 | 0 | 0 | 0 | 0 | 0 | 0 | 0 | 0 | 0 | 0 | 0 | 0 | 0 | 0 | 0 | 0
F3_Commercial_OR - College_New_Space Heating_Natural Gas_Insulation - Ceiling_A_Achievable Economic TRC Potential | F3 | Commercial | OR - College | New | Space Heating | Natural Gas | Insulation - Ceiling | A | Integrated Unit Winter Peak Savings (kW) | Achievable Economic TRC Potential | 0 | 0 | 0 | 0 | 0 | 0 | 0 | 0 | 0 | 0 | 0 | 0 | 0 | 0 | 0 | 0 | 0 | 0 | 0 | 0 | 0 | 0 | 0 | 0 | 0 | 0 | 0
F4_Commercial_OR - College_New_Space Heating_Natural Gas_Insulation - Ceiling_A_Achievable Economic TRC Potential | F4 | Commercial | OR - College | New | Space Heating | Natural Gas | Insulation - Ceiling | A | Incremental Energy Savings (MWh or mTherms) | Achievable Economic TRC Potential | 0 | 0 | 0 | 0 | 0 | 0 | 0 | 0 | 0 | 0 | 0 | 0 | 0 | 0 | 0 | 0 | 0 | 0 | 0 | 0 | 0 | 0 | 0 | 0 | 0 | 0 | 0
F5_Commercial_OR - College_New_Space Heating_Natural Gas_Insulation - Ceiling_A_Achievable Economic TRC Potential | F5 | Commercial | OR - College | New | Space Heating | Natural Gas | Insulation - Ceiling | A | Incremental Summer Peak Savings (MW) | Achievable Economic TRC Potential | 0 | 0 | 0 | 0 | 0 | 0 | 0 | 0 | 0 | 0 | 0 | 0 | 0 | 0 | 0 | 0 | 0 | 0 | 0 | 0 | 0 | 0 | 0 | 0 | 0 | 0 | 0
F6_Commercial_OR - College_New_Space Heating_Natural Gas_Insulation - Ceiling_A_Achievable Economic TRC Potential | F6 | Commercial | OR - College | New | Space Heating | Natural Gas | Insulation - Ceiling | A | Incremental Winter Peak Savings (MW) | Achievable Economic TRC Potential | 0 | 0 | 0 | 0 | 0 | 0 | 0 | 0 | 0 | 0 | 0 | 0 | 0 | 0 | 0 | 0 | 0 | 0 | 0 | 0 | 0 | 0 | 0 | 0 | 0 | 0 | 0
F7_Commercial_OR - College_New_Space Heating_Natural Gas_Insulation - Ceiling_A_Achievable Economic TRC Potential | F7 | Commercial | OR - College | New | Space Heating | Natural Gas | Insulation - Ceiling | A | Cumulative Energy Savings (MWh or mTherms) | Achievable Economic TRC Potential | 0 | 0 | 0 | 0 | 0 | 0 | 0 | 0 | 0 | 0 | 0 | 0 | 0 | 0 | 0 | 0 | 0 | 0 | 0 | 0 | 0 | 0 | 0 | 0 | 0 | 0 | 0
F8_Commercial_OR - College_New_Space Heating_Natural Gas_Insulation - Ceiling_A_Achievable Economic TRC Potential | F8 | Commercial | OR - College | New | Space Heating | Natural Gas | Insulation - Ceiling | A | Cumulative Summer Peak Savings (MW) | Achievable Economic TRC Potential | 0 | 0 | 0 | 0 | 0 | 0 | 0 | 0 | 0 | 0 | 0 | 0 | 0 | 0 | 0 | 0 | 0 | 0 | 0 | 0 | 0 | 0 | 0 | 0 | 0 | 0 | 0
F9_Commercial_OR - College_New_Space Heating_Natural Gas_Insulation - Ceiling_A_Achievable Economic TRC Potential | F9 | Commercial | OR - College | New | Space Heating | Natural Gas | Insulation - Ceiling | A | Cumulative Winter Peak Savings (MW) | Achievable Economic TRC Potential | 0 | 0 | 0 | 0 | 0 | 0 | 0 | 0 | 0 | 0 | 0 | 0 | 0 | 0 | 0 | 0 | 0 | 0 | 0 | 0 | 0 | 0 | 0 | 0 | 0 | 0 | 0
F10_Commercial_OR - College_New_Space Heating_Natural Gas_Insulation - Ceiling_A_Achievable Economic TRC Potential | F10 | Commercial | OR - College | New | Space Heating | Natural Gas | Insulation - Ceiling | A | Purchases (Incremental) | Achievable Economic TRC Potential | 0 | 0 | 0 | 0 | 0 | 0 | 0 | 0 | 0 | 0 | 0 | 0 | 0 | 0 | 0 | 0 | 0 | 0 | 0 | 0 | 0 | 0 | 0 | 0 | 0 | 0 | 0
F11_Commercial_OR - College_New_Space Heating_Natural Gas_Insulation - Ceiling_A_Achievable Economic TRC Potential | F11 | Commercial | OR - College | New | Space Heating | Natural Gas | Insulation - Ceiling | A | Purchases (Cumulative) | Achievable Economic TRC Potential | 0 | 0 | 0 | 0 | 0 | 0 | 0 | 0 | 0 | 0 | 0 | 0 | 0 | 0 | 0 | 0 | 0 | 0 | 0 | 0 | 0 | 0 | 0 | 0 | 0 | 0 | 0
F1_Commercial_OR - College_New_Space Heating_Natural Gas_Insulation - Ducting_A_Achievable Economic TRC Potential | F1 | Commercial | OR - College | New | Space Heating | Natural Gas | Insulation - Ducting | A | Integrated Unit Energy Savings (kWh or therms) | Achievable Economic TRC Potential | 0 | 0 | 0 | 0 | 0 | 0 | 0 | 0 | 0 | 0 | 0 | 0 | 0 | 0 | 0 | 0 | 0 | 0 | 0 | 0 | 0 | 0 | 0 | 0 | 0 | 0 | 0
F2_Commercial_OR - College_New_Space Heating_Natural Gas_Insulation - Ducting_A_Achievable Economic TRC Potential | F2 | Commercial | OR - College | New | Space Heating | Natural Gas | Insulation - Ducting | A | Integrated Unit Summer Peak Savings (kW) | Achievable Economic TRC Potential | 0 | 0 | 0 | 0 | 0 | 0 | 0 | 0 | 0 | 0 | 0 | 0 | 0 | 0 | 0 | 0 | 0 | 0 | 0 | 0 | 0 | 0 | 0 | 0 | 0 | 0 | 0
F3_Commercial_OR - College_New_Space Heating_Natural Gas_Insulation - Ducting_A_Achievable Economic TRC Potential | F3 | Commercial | OR - College | New | Space Heating | Natural Gas | Insulation - Ducting | A | Integrated Unit Winter Peak Savings (kW) | Achievable Economic TRC Potential | 0 | 0 | 0 | 0 | 0 | 0 | 0 | 0 | 0 | 0 | 0 | 0 | 0 | 0 | 0 | 0 | 0 | 0 | 0 | 0 | 0 | 0 | 0 | 0 | 0 | 0 | 0
F4_Commercial_OR - College_New_Space Heating_Natural Gas_Insulation - Ducting_A_Achievable Economic TRC Potential | F4 | Commercial | OR - College | New | Space Heating | Natural Gas | Insulation - Ducting | A | Incremental Energy Savings (MWh or mTherms) | Achievable Economic TRC Potential | 0 | 0 | 0 | 0 | 0 | 0 | 0 | 0 | 0 | 0 | 0 | 0 | 0 | 0 | 0 | 0 | 0 | 0 | 0 | 0 | 0 | 0 | 0 | 0 | 0 | 0 | 0
F5_Commercial_OR - College_New_Space Heating_Natural Gas_Insulation - Ducting_A_Achievable Economic TRC Potential | F5 | Commercial | OR - College | New | Space Heating | Natural Gas | Insulation - Ducting | A | Incremental Summer Peak Savings (MW) | Achievable Economic TRC Potential | 0 | 0 | 0 | 0 | 0 | 0 | 0 | 0 | 0 | 0 | 0 | 0 | 0 | 0 | 0 | 0 | 0 | 0 | 0 | 0 | 0 | 0 | 0 | 0 | 0 | 0 | 0
F6_Commercial_OR - College_New_Space Heating_Natural Gas_Insulation - Ducting_A_Achievable Economic TRC Potential | F6 | Commercial | OR - College | New | Space Heating | Natural Gas | Insulation - Ducting | A | Incremental Winter Peak Savings (MW) | Achievable Economic TRC Potential | 0 | 0 | 0 | 0 | 0 | 0 | 0 | 0 | 0 | 0 | 0 | 0 | 0 | 0 | 0 | 0 | 0 | 0 | 0 | 0 | 0 | 0 | 0 | 0 | 0 | 0 | 0
F7_Commercial_OR - College_New_Space Heating_Natural Gas_Insulation - Ducting_A_Achievable Economic TRC Potential | F7 | Commercial | OR - College | New | Space Heating | Natural Gas | Insulation - Ducting | A | Cumulative Energy Savings (MWh or mTherms) | Achievable Economic TRC Potential | 0 | 0 | 0 | 0 | 0 | 0 | 0 | 0 | 0 | 0 | 0 | 0 | 0 | 0 | 0 | 0 | 0 | 0 | 0 | 0 | 0 | 0 | 0 | 0 | 0 | 0 | 0
F8_Commercial_OR - College_New_Space Heating_Natural Gas_Insulation - Ducting_A_Achievable Economic TRC Potential | F8 | Commercial | OR - College | New | Space Heating | Natural Gas | Insulation - Ducting | A | Cumulative Summer Peak Savings (MW) | Achievable Economic TRC Potential | 0 | 0 | 0 | 0 | 0 | 0 | 0 | 0 | 0 | 0 | 0 | 0 | 0 | 0 | 0 | 0 | 0 | 0 | 0 | 0 | 0 | 0 | 0 | 0 | 0 | 0 | 0
F9_Commercial_OR - College_New_Space Heating_Natural Gas_Insulation - Ducting_A_Achievable Economic TRC Potential | F9 | Commercial | OR - College | New | Space Heating | Natural Gas | Insulation - Ducting | A | Cumulative Winter Peak Savings (MW) | Achievable Economic TRC Potential | 0 | 0 | 0 | 0 | 0 | 0 | 0 | 0 | 0 | 0 | 0 | 0 | 0 | 0 | 0 | 0 | 0 | 0 | 0 | 0 | 0 | 0 | 0 | 0 | 0 | 0 | 0
F10_Commercial_OR - College_New_Space Heating_Natural Gas_Insulation - Ducting_A_Achievable Economic TRC Potential | F10 | Commercial | OR - College | New | Space Heating | Natural Gas | Insulation - Ducting | A | Purchases (Incremental) | Achievable Economic TRC Potential | 0 | 0 | 0 | 0 | 0 | 0 | 0 | 0 | 0 | 0 | 0 | 0 | 0 | 0 | 0 | 0 | 0 | 0 | 0 | 0 | 0 | 0 | 0 | 0 | 0 | 0 | 0
F11_Commercial_OR - College_New_Space Heating_Natural Gas_Insulation - Ducting_A_Achievable Economic TRC Potential | F11 | Commercial | OR - College | New | Space Heating | Natural Gas | Insulation - Ducting | A | Purchases (Cumulative) | Achievable Economic TRC Potential | 0 | 0 | 0 | 0 | 0 | 0 | 0 | 0 | 0 | 0 | 0 | 0 | 0 | 0 | 0 | 0 | 0 | 0 | 0 | 0 | 0 | 0 | 0 | 0 | 0 | 0 | 0
F1_Commercial_OR - College_New_Space Heating_Natural Gas_Insulation - Wall Cavity_A_Achievable Economic TRC Potential | F1 | Commercial | OR - College | New | Space Heating | Natural Gas | Insulation - Wall Cavity | A | Integrated Unit Energy Savings (kWh or therms) | Achievable Economic TRC Potential | 0 | 0 | 0 | 0 | 0 | 0 | 0 | 0 | 0 | 0 | 0 | 0 | 0 | 0 | 0 | 0 | 0 | 0 | 0 | 0 | 0 | 0 | 0 | 0 | 0 | 0 | 0
F2_Commercial_OR - College_New_Space Heating_Natural Gas_Insulation - Wall Cavity_A_Achievable Economic TRC Potential | F2 | Commercial | OR - College | New | Space Heating | Natural Gas | Insulation - Wall Cavity | A | Integrated Unit Summer Peak Savings (kW) | Achievable Economic TRC Potential | 0 | 0 | 0 | 0 | 0 | 0 | 0 | 0 | 0 | 0 | 0 | 0 | 0 | 0 | 0 | 0 | 0 | 0 | 0 | 0 | 0 | 0 | 0 | 0 | 0 | 0 | 0
F3_Commercial_OR - College_New_Space Heating_Natural Gas_Insulation - Wall Cavity_A_Achievable Economic TRC Potential | F3 | Commercial | OR - College | New | Space Heating | Natural Gas | Insulation - Wall Cavity | A | Integrated Unit Winter Peak Savings (kW) | Achievable Economic TRC Potential | 0 | 0 | 0 | 0 | 0 | 0 | 0 | 0 | 0 | 0 | 0 | 0 | 0 | 0 | 0 | 0 | 0 | 0 | 0 | 0 | 0 | 0 | 0 | 0 | 0 | 0 | 0
F4_Commercial_OR - College_New_Space Heating_Natural Gas_Insulation - Wall Cavity_A_Achievable Economic TRC Potential | F4 | Commercial | OR - College | New | Space Heating | Natural Gas | Insulation - Wall Cavity | A | Incremental Energy Savings (MWh or mTherms) | Achievable Economic TRC Potential | 0 | 0 | 0 | 0 | 0 | 0 | 0 | 0 | 0 | 0 | 0 | 0 | 0 | 0 | 0 | 0 | 0 | 0 | 0 | 0 | 0 | 0 | 0 | 0 | 0 | 0 | 0
F5_Commercial_OR - College_New_Space Heating_Natural Gas_Insulation - Wall Cavity_A_Achievable Economic TRC Potential | F5 | Commercial | OR - College | New | Space Heating | Natural Gas | Insulation - Wall Cavity | A | Incremental Summer Peak Savings (MW) | Achievable Economic TRC Potential | 0 | 0 | 0 | 0 | 0 | 0 | 0 | 0 | 0 | 0 | 0 | 0 | 0 | 0 | 0 | 0 | 0 | 0 | 0 | 0 | 0 | 0 | 0 | 0 | 0 | 0 | 0
F6_Commercial_OR - College_New_Space Heating_Natural Gas_Insulation - Wall Cavity_A_Achievable Economic TRC Potential | F6 | Commercial | OR - College | New | Space Heating | Natural Gas | Insulation - Wall Cavity | A | Incremental Winter Peak Savings (MW) | Achievable Economic TRC Potential | 0 | 0 | 0 | 0 | 0 | 0 | 0 | 0 | 0 | 0 | 0 | 0 | 0 | 0 | 0 | 0 | 0 | 0 | 0 | 0 | 0 | 0 | 0 | 0 | 0 | 0 | 0
F7_Commercial_OR - College_New_Space Heating_Natural Gas_Insulation - Wall Cavity_A_Achievable Economic TRC Potential | F7 | Commercial | OR - College | New | Space Heating | Natural Gas | Insulation - Wall Cavity | A | Cumulative Energy Savings (MWh or mTherms) | Achievable Economic TRC Potential | 0 | 0 | 0 | 0 | 0 | 0 | 0 | 0 | 0 | 0 | 0 | 0 | 0 | 0 | 0 | 0 | 0 | 0 | 0 | 0 | 0 | 0 | 0 | 0 | 0 | 0 | 0
F8_Commercial_OR - College_New_Space Heating_Natural Gas_Insulation - Wall Cavity_A_Achievable Economic TRC Potential | F8 | Commercial | OR - College | New | Space Heating | Natural Gas | Insulation - Wall Cavity | A | Cumulative Summer Peak Savings (MW) | Achievable Economic TRC Potential | 0 | 0 | 0 | 0 | 0 | 0 | 0 | 0 | 0 | 0 | 0 | 0 | 0 | 0 | 0 | 0 | 0 | 0 | 0 | 0 | 0 | 0 | 0 | 0 | 0 | 0 | 0
F9_Commercial_OR - College_New_Space Heating_Natural Gas_Insulation - Wall Cavity_A_Achievable Economic TRC Potential | F9 | Commercial | OR - College | New | Space Heating | Natural Gas | Insulation - Wall Cavity | A | Cumulative Winter Peak Savings (MW) | Achievable Economic TRC Potential | 0 | 0 | 0 | 0 | 0 | 0 | 0 | 0 | 0 | 0 | 0 | 0 | 0 | 0 | 0 | 0 | 0 | 0 | 0 | 0 | 0 | 0 | 0 | 0 | 0 | 0 | 0
F10_Commercial_OR - College_New_Space Heating_Natural Gas_Insulation - Wall Cavity_A_Achievable Economic TRC Potential | F10 | Commercial | OR - College | New | Space Heating | Natural Gas | Insulation - Wall Cavity | A | Purchases (Incremental) | Achievable Economic TRC Potential | 0 | 0 | 0 | 0 | 0 | 0 | 0 | 0 | 0 | 0 | 0 | 0 | 0 | 0 | 0 | 0 | 0 | 0 | 0 | 0 | 0 | 0 | 0 | 0 | 0 | 0 | 0
F11_Commercial_OR - College_New_Space Heating_Natural Gas_Insulation - Wall Cavity_A_Achievable Economic TRC Potential | F11 | Commercial | OR - College | New | Space Heating | Natural Gas | Insulation - Wall Cavity | A | Purchases (Cumulative) | Achievable Economic TRC Potential | 0 | 0 | 0 | 0 | 0 | 0 | 0 | 0 | 0 | 0 | 0 | 0 | 0 | 0 | 0 | 0 | 0 | 0 | 0 | 0 | 0 | 0 | 0 | 0 | 0 | 0 | 0
F1_Commercial_OR - College_New_Space Heating_Natural Gas_Green Roof - Vegetated Rooftop_A_Achievable Economic TRC Potential | F1 | Commercial | OR - College | New | Space Heating | Natural Gas | Green Roof - Vegetated Rooftop | A | Integrated Unit Energy Savings (kWh or therms) | Achievable Economic TRC Potential | 0 | 0 | 0 | 0 | 0 | 0 | 0 | 0 | 0 | 0 | 0 | 0 | 0 | 0 | 0 | 0 | 0 | 0 | 0 | 0 | 0 | 0 | 0 | 0 | 0 | 0 | 0
F2_Commercial_OR - College_New_Space Heating_Natural Gas_Green Roof - Vegetated Rooftop_A_Achievable Economic TRC Potential | F2 | Commercial | OR - College | New | Space Heating | Natural Gas | Green Roof - Vegetated Rooftop | A | Integrated Unit Summer Peak Savings (kW) | Achievable Economic TRC Potential | 0 | 0 | 0 | 0 | 0 | 0 | 0 | 0 | 0 | 0 | 0 | 0 | 0 | 0 | 0 | 0 | 0 | 0 | 0 | 0 | 0 | 0 | 0 | 0 | 0 | 0 | 0
F3_Commercial_OR - College_New_Space Heating_Natural Gas_Green Roof - Vegetated Rooftop_A_Achievable Economic TRC Potential | F3 | Commercial | OR - College | New | Space Heating | Natural Gas | Green Roof - Vegetated Rooftop | A | Integrated Unit Winter Peak Savings (kW) | Achievable Economic TRC Potential | 0 | 0 | 0 | 0 | 0 | 0 | 0 | 0 | 0 | 0 | 0 | 0 | 0 | 0 | 0 | 0 | 0 | 0 | 0 | 0 | 0 | 0 | 0 | 0 | 0 | 0 | 0
F4_Commercial_OR - College_New_Space Heating_Natural Gas_Green Roof - Vegetated Rooftop_A_Achievable Economic TRC Potential | F4 | Commercial | OR - College | New | Space Heating | Natural Gas | Green Roof - Vegetated Rooftop | A | Incremental Energy Savings (MWh or mTherms) | Achievable Economic TRC Potential | 0 | 0 | 0 | 0 | 0 | 0 | 0 | 0 | 0 | 0 | 0 | 0 | 0 | 0 | 0 | 0 | 0 | 0 | 0 | 0 | 0 | 0 | 0 | 0 | 0 | 0 | 0
F5_Commercial_OR - College_New_Space Heating_Natural Gas_Green Roof - Vegetated Rooftop_A_Achievable Economic TRC Potential | F5 | Commercial | OR - College | New | Space Heating | Natural Gas | Green Roof - Vegetated Rooftop | A | Incremental Summer Peak Savings (MW) | Achievable Economic TRC Potential | 0 | 0 | 0 | 0 | 0 | 0 | 0 | 0 | 0 | 0 | 0 | 0 | 0 | 0 | 0 | 0 | 0 | 0 | 0 | 0 | 0 | 0 | 0 | 0 | 0 | 0 | 0
F6_Commercial_OR - College_New_Space Heating_Natural Gas_Green Roof - Vegetated Rooftop_A_Achievable Economic TRC Potential | F6 | Commercial | OR - College | New | Space Heating | Natural Gas | Green Roof - Vegetated Rooftop | A | Incremental Winter Peak Savings (MW) | Achievable Economic TRC Potential | 0 | 0 | 0 | 0 | 0 | 0 | 0 | 0 | 0 | 0 | 0 | 0 | 0 | 0 | 0 | 0 | 0 | 0 | 0 | 0 | 0 | 0 | 0 | 0 | 0 | 0 | 0
F7_Commercial_OR - College_New_Space Heating_Natural Gas_Green Roof - Vegetated Rooftop_A_Achievable Economic TRC Potential | F7 | Commercial | OR - College | New | Space Heating | Natural Gas | Green Roof - Vegetated Rooftop | A | Cumulative Energy Savings (MWh or mTherms) | Achievable Economic TRC Potential | 0 | 0 | 0 | 0 | 0 | 0 | 0 | 0 | 0 | 0 | 0 | 0 | 0 | 0 | 0 | 0 | 0 | 0 | 0 | 0 | 0 | 0 | 0 | 0 | 0 | 0 | 0
F8_Commercial_OR - College_New_Space Heating_Natural Gas_Green Roof - Vegetated Rooftop_A_Achievable Economic TRC Potential | F8 | Commercial | OR - College | New | Space Heating | Natural Gas | Green Roof - Vegetated Rooftop | A | Cumulative Summer Peak Savings (MW) | Achievable Economic TRC Potential | 0 | 0 | 0 | 0 | 0 | 0 | 0 | 0 | 0 | 0 | 0 | 0 | 0 | 0 | 0 | 0 | 0 | 0 | 0 | 0 | 0 | 0 | 0 | 0 | 0 | 0 | 0
F9_Commercial_OR - College_New_Space Heating_Natural Gas_Green Roof - Vegetated Rooftop_A_Achievable Economic TRC Potential | F9 | Commercial | OR - College | New | Space Heating | Natural Gas | Green Roof - Vegetated Rooftop | A | Cumulative Winter Peak Savings (MW) | Achievable Economic TRC Potential | 0 | 0 | 0 | 0 | 0 | 0 | 0 | 0 | 0 | 0 | 0 | 0 | 0 | 0 | 0 | 0 | 0 | 0 | 0 | 0 | 0 | 0 | 0 | 0 | 0 | 0 | 0
F10_Commercial_OR - College_New_Space Heating_Natural Gas_Green Roof - Vegetated Rooftop_A_Achievable Economic TRC Potential | F10 | Commercial | OR - College | New | Space Heating | Natural Gas | Green Roof - Vegetated Rooftop | A | Purchases (Incremental) | Achievable Economic TRC Potential | 0 | 0 | 0 | 0 | 0 | 0 | 0 | 0 | 0 | 0 | 0 | 0 | 0 | 0 | 0 | 0 | 0 | 0 | 0 | 0 | 0 | 0 | 0 | 0 | 0 | 0 | 0
F11_Commercial_OR - College_New_Space Heating_Natural Gas_Green Roof - Vegetated Rooftop_A_Achievable Economic TRC Potential | F11 | Commercial | OR - College | New | Space Heating | Natural Gas | Green Roof - Vegetated Rooftop | A | Purchases (Cumulative) | Achievable Economic TRC Potential | 0 | 0 | 0 | 0 | 0 | 0 | 0 | 0 | 0 | 0 | 0 | 0 | 0 | 0 | 0 | 0 | 0 | 0 | 0 | 0 | 0 | 0 | 0 | 0 | 0 | 0 | 0
F1_Commercial_OR - College_New_Space Heating_Natural Gas_Ducting - Repair and Sealing_A_Achievable Economic TRC Potential | F1 | Commercial | OR - College | New | Space Heating | Natural Gas | Ducting - Repair and Sealing | A | Integrated Unit Energy Savings (kWh or therms) | Achievable Economic TRC Potential | 0 | 0 | 0 | 0 | 0 | 0 | 0 | 0 | 0 | 0 | 0 | 0 | 0 | 0 | 0 | 0 | 0 | 0 | 0 | 0 | 0 | 0 | 0 | 0 | 0 | 0 | 0
F2_Commercial_OR - College_New_Space Heating_Natural Gas_Ducting - Repair and Sealing_A_Achievable Economic TRC Potential | F2 | Commercial | OR - College | New | Space Heating | Natural Gas | Ducting - Repair and Sealing | A | Integrated Unit Summer Peak Savings (kW) | Achievable Economic TRC Potential | 0 | 0 | 0 | 0 | 0 | 0 | 0 | 0 | 0 | 0 | 0 | 0 | 0 | 0 | 0 | 0 | 0 | 0 | 0 | 0 | 0 | 0 | 0 | 0 | 0 | 0 | 0
F3_Commercial_OR - College_New_Space Heating_Natural Gas_Ducting - Repair and Sealing_A_Achievable Economic TRC Potential | F3 | Commercial | OR - College | New | Space Heating | Natural Gas | Ducting - Repair and Sealing | A | Integrated Unit Winter Peak Savings (kW) | Achievable Economic TRC Potential | 0 | 0 | 0 | 0 | 0 | 0 | 0 | 0 | 0 | 0 | 0 | 0 | 0 | 0 | 0 | 0 | 0 | 0 | 0 | 0 | 0 | 0 | 0 | 0 | 0 | 0 | 0
F4_Commercial_OR - College_New_Space Heating_Natural Gas_Ducting - Repair and Sealing_A_Achievable Economic TRC Potential | F4 | Commercial | OR - College | New | Space Heating | Natural Gas | Ducting - Repair and Sealing | A | Incremental Energy Savings (MWh or mTherms) | Achievable Economic TRC Potential | 0 | 0 | 0 | 0 | 0 | 0 | 0 | 0 | 0 | 0 | 0 | 0 | 0 | 0 | 0 | 0 | 0 | 0 | 0 | 0 | 0 | 0 | 0 | 0 | 0 | 0 | 0
F5_Commercial_OR - College_New_Space Heating_Natural Gas_Ducting - Repair and Sealing_A_Achievable Economic TRC Potential | F5 | Commercial | OR - College | New | Space Heating | Natural Gas | Ducting - Repair and Sealing | A | Incremental Summer Peak Savings (MW) | Achievable Economic TRC Potential | 0 | 0 | 0 | 0 | 0 | 0 | 0 | 0 | 0 | 0 | 0 | 0 | 0 | 0 | 0 | 0 | 0 | 0 | 0 | 0 | 0 | 0 | 0 | 0 | 0 | 0 | 0
F6_Commercial_OR - College_New_Space Heating_Natural Gas_Ducting - Repair and Sealing_A_Achievable Economic TRC Potential | F6 | Commercial | OR - College | New | Space Heating | Natural Gas | Ducting - Repair and Sealing | A | Incremental Winter Peak Savings (MW) | Achievable Economic TRC Potential | 0 | 0 | 0 | 0 | 0 | 0 | 0 | 0 | 0 | 0 | 0 | 0 | 0 | 0 | 0 | 0 | 0 | 0 | 0 | 0 | 0 | 0 | 0 | 0 | 0 | 0 | 0
F7_Commercial_OR - College_New_Space Heating_Natural Gas_Ducting - Repair and Sealing_A_Achievable Economic TRC Potential | F7 | Commercial | OR - College | New | Space Heating | Natural Gas | Ducting - Repair and Sealing | A | Cumulative Energy Savings (MWh or mTherms) | Achievable Economic TRC Potential | 0 | 0 | 0 | 0 | 0 | 0 | 0 | 0 | 0 | 0 | 0 | 0 | 0 | 0 | 0 | 0 | 0 | 0 | 0 | 0 | 0 | 0 | 0 | 0 | 0 | 0 | 0
F8_Commercial_OR - College_New_Space Heating_Natural Gas_Ducting - Repair and Sealing_A_Achievable Economic TRC Potential | F8 | Commercial | OR - College | New | Space Heating | Natural Gas | Ducting - Repair and Sealing | A | Cumulative Summer Peak Savings (MW) | Achievable Economic TRC Potential | 0 | 0 | 0 | 0 | 0 | 0 | 0 | 0 | 0 | 0 | 0 | 0 | 0 | 0 | 0 | 0 | 0 | 0 | 0 | 0 | 0 | 0 | 0 | 0 | 0 | 0 | 0
F9_Commercial_OR - College_New_Space Heating_Natural Gas_Ducting - Repair and Sealing_A_Achievable Economic TRC Potential | F9 | Commercial | OR - College | New | Space Heating | Natural Gas | Ducting - Repair and Sealing | A | Cumulative Winter Peak Savings (MW) | Achievable Economic TRC Potential | 0 | 0 | 0 | 0 | 0 | 0 | 0 | 0 | 0 | 0 | 0 | 0 | 0 | 0 | 0 | 0 | 0 | 0 | 0 | 0 | 0 | 0 | 0 | 0 | 0 | 0 | 0
F10_Commercial_OR - College_New_Space Heating_Natural Gas_Ducting - Repair and Sealing_A_Achievable Economic TRC Potential | F10 | Commercial | OR - College | New | Space Heating | Natural Gas | Ducting - Repair and Sealing | A | Purchases (Incremental) | Achievable Economic TRC Potential | 0 | 0 | 0 | 0 | 0 | 0 | 0 | 0 | 0 | 0 | 0 | 0 | 0 | 0 | 0 | 0 | 0 | 0 | 0 | 0 | 0 | 0 | 0 | 0 | 0 | 0 | 0
F11_Commercial_OR - College_New_Space Heating_Natural Gas_Ducting - Repair and Sealing_A_Achievable Economic TRC Potential | F11 | Commercial | OR - College | New | Space Heating | Natural Gas | Ducting - Repair and Sealing | A | Purchases (Cumulative) | Achievable Economic TRC Potential | 0 | 0 | 0 | 0 | 0 | 0 | 0 | 0 | 0 | 0 | 0 | 0 | 0 | 0 | 0 | 0 | 0 | 0 | 0 | 0 | 0 | 0 | 0 | 0 | 0 | 0 | 0
F1_Commercial_OR - College_New_Space Heating_Natural Gas_Windows - High Efficiency Glazing_A_Achievable Economic TRC Potential | F1 | Commercial | OR - College | New | Space Heating | Natural Gas | Windows - High Efficiency Glazing | A | Integrated Unit Energy Savings (kWh or therms) | Achievable Economic TRC Potential | 0 | 0 | 0 | 0 | 0 | 0 | 0 | 0 | 0 | 0 | 0 | 0 | 0 | 0 | 0 | 0 | 0 | 0 | 0 | 0 | 0 | 0 | 0 | 0 | 0 | 0 | 0
F2_Commercial_OR - College_New_Space Heating_Natural Gas_Windows - High Efficiency Glazing_A_Achievable Economic TRC Potential | F2 | Commercial | OR - College | New | Space Heating | Natural Gas | Windows - High Efficiency Glazing | A | Integrated Unit Summer Peak Savings (kW) | Achievable Economic TRC Potential | 0 | 0 | 0 | 0 | 0 | 0 | 0 | 0 | 0 | 0 | 0 | 0 | 0 | 0 | 0 | 0 | 0 | 0 | 0 | 0 | 0 | 0 | 0 | 0 | 0 | 0 | 0
F3_Commercial_OR - College_New_Space Heating_Natural Gas_Windows - High Efficiency Glazing_A_Achievable Economic TRC Potential | F3 | Commercial | OR - College | New | Space Heating | Natural Gas | Windows - High Efficiency Glazing | A | Integrated Unit Winter Peak Savings (kW) | Achievable Economic TRC Potential | 0 | 0 | 0 | 0 | 0 | 0 | 0 | 0 | 0 | 0 | 0 | 0 | 0 | 0 | 0 | 0 | 0 | 0 | 0 | 0 | 0 | 0 | 0 | 0 | 0 | 0 | 0
F4_Commercial_OR - College_New_Space Heating_Natural Gas_Windows - High Efficiency Glazing_A_Achievable Economic TRC Potential | F4 | Commercial | OR - College | New | Space Heating | Natural Gas | Windows - High Efficiency Glazing | A | Incremental Energy Savings (MWh or mTherms) | Achievable Economic TRC Potential | 0 | 0 | 0 | 0 | 0 | 0 | 0 | 0 | 0 | 0 | 0 | 0 | 0 | 0 | 0 | 0 | 0 | 0 | 0 | 0 | 0 | 0 | 0 | 0 | 0 | 0 | 0
F5_Commercial_OR - College_New_Space Heating_Natural Gas_Windows - High Efficiency Glazing_A_Achievable Economic TRC Potential | F5 | Commercial | OR - College | New | Space Heating | Natural Gas | Windows - High Efficiency Glazing | A | Incremental Summer Peak Savings (MW) | Achievable Economic TRC Potential | 0 | 0 | 0 | 0 | 0 | 0 | 0 | 0 | 0 | 0 | 0 | 0 | 0 | 0 | 0 | 0 | 0 | 0 | 0 | 0 | 0 | 0 | 0 | 0 | 0 | 0 | 0
F6_Commercial_OR - College_New_Space Heating_Natural Gas_Windows - High Efficiency Glazing_A_Achievable Economic TRC Potential | F6 | Commercial | OR - College | New | Space Heating | Natural Gas | Windows - High Efficiency Glazing | A | Incremental Winter Peak Savings (MW) | Achievable Economic TRC Potential | 0 | 0 | 0 | 0 | 0 | 0 | 0 | 0 | 0 | 0 | 0 | 0 | 0 | 0 | 0 | 0 | 0 | 0 | 0 | 0 | 0 | 0 | 0 | 0 | 0 | 0 | 0
F7_Commercial_OR - College_New_Space Heating_Natural Gas_Windows - High Efficiency Glazing_A_Achievable Economic TRC Potential | F7 | Commercial | OR - College | New | Space Heating | Natural Gas | Windows - High Efficiency Glazing | A | Cumulative Energy Savings (MWh or mTherms) | Achievable Economic TRC Potential | 0 | 0 | 0 | 0 | 0 | 0 | 0 | 0 | 0 | 0 | 0 | 0 | 0 | 0 | 0 | 0 | 0 | 0 | 0 | 0 | 0 | 0 | 0 | 0 | 0 | 0 | 0
F8_Commercial_OR - College_New_Space Heating_Natural Gas_Windows - High Efficiency Glazing_A_Achievable Economic TRC Potential | F8 | Commercial | OR - College | New | Space Heating | Natural Gas | Windows - High Efficiency Glazing | A | Cumulative Summer Peak Savings (MW) | Achievable Economic TRC Potential | 0 | 0 | 0 | 0 | 0 | 0 | 0 | 0 | 0 | 0 | 0 | 0 | 0 | 0 | 0 | 0 | 0 | 0 | 0 | 0 | 0 | 0 | 0 | 0 | 0 | 0 | 0
F9_Commercial_OR - College_New_Space Heating_Natural Gas_Windows - High Efficiency Glazing_A_Achievable Economic TRC Potential | F9 | Commercial | OR - College | New | Space Heating | Natural Gas | Windows - High Efficiency Glazing | A | Cumulative Winter Peak Savings (MW) | Achievable Economic TRC Potential | 0 | 0 | 0 | 0 | 0 | 0 | 0 | 0 | 0 | 0 | 0 | 0 | 0 | 0 | 0 | 0 | 0 | 0 | 0 | 0 | 0 | 0 | 0 | 0 | 0 | 0 | 0
F10_Commercial_OR - College_New_Space Heating_Natural Gas_Windows - High Efficiency Glazing_A_Achievable Economic TRC Potential | F10 | Commercial | OR - College | New | Space Heating | Natural Gas | Windows - High Efficiency Glazing | A | Purchases (Incremental) | Achievable Economic TRC Potential | 0 | 0 | 0 | 0 | 0 | 0 | 0 | 0 | 0 | 0 | 0 | 0 | 0 | 0 | 0 | 0 | 0 | 0 | 0 | 0 | 0 | 0 | 0 | 0 | 0 | 0 | 0
F11_Commercial_OR - College_New_Space Heating_Natural Gas_Windows - High Efficiency Glazing_A_Achievable Economic TRC Potential | F11 | Commercial | OR - College | New | Space Heating | Natural Gas | Windows - High Efficiency Glazing | A | Purchases (Cumulative) | Achievable Economic TRC Potential | 0 | 0 | 0 | 0 | 0 | 0 | 0 | 0 | 0 | 0 | 0 | 0 | 0 | 0 | 0 | 0 | 0 | 0 | 0 | 0 | 0 | 0 | 0 | 0 | 0 | 0 | 0
F1_Commercial_OR - College_New_Space Heating_Natural Gas_Windows - Secondary Glazing Systems_A_Achievable Economic TRC Potential | F1 | Commercial | OR - College | New | Space Heating | Natural Gas | Windows - Secondary Glazing Systems | A | Integrated Unit Energy Savings (kWh or therms) | Achievable Economic TRC Potential | 0 | 0 | 0 | 0 | 0 | 0 | 0 | 0 | 0 | 0 | 0 | 0 | 0 | 0 | 0 | 0 | 0 | 0 | 0 | 0 | 0 | 0 | 0 | 0 | 0 | 0 | 0
F2_Commercial_OR - College_New_Space Heating_Natural Gas_Windows - Secondary Glazing Systems_A_Achievable Economic TRC Potential | F2 | Commercial | OR - College | New | Space Heating | Natural Gas | Windows - Secondary Glazing Systems | A | Integrated Unit Summer Peak Savings (kW) | Achievable Economic TRC Potential | 0 | 0 | 0 | 0 | 0 | 0 | 0 | 0 | 0 | 0 | 0 | 0 | 0 | 0 | 0 | 0 | 0 | 0 | 0 | 0 | 0 | 0 | 0 | 0 | 0 | 0 | 0
F3_Commercial_OR - College_New_Space Heating_Natural Gas_Windows - Secondary Glazing Systems_A_Achievable Economic TRC Potential | F3 | Commercial | OR - College | New | Space Heating | Natural Gas | Windows - Secondary Glazing Systems | A | Integrated Unit Winter Peak Savings (kW) | Achievable Economic TRC Potential | 0 | 0 | 0 | 0 | 0 | 0 | 0 | 0 | 0 | 0 | 0 | 0 | 0 | 0 | 0 | 0 | 0 | 0 | 0 | 0 | 0 | 0 | 0 | 0 | 0 | 0 | 0
F4_Commercial_OR - College_New_Space Heating_Natural Gas_Windows - Secondary Glazing Systems_A_Achievable Economic TRC Potential | F4 | Commercial | OR - College | New | Space Heating | Natural Gas | Windows - Secondary Glazing Systems | A | Incremental Energy Savings (MWh or mTherms) | Achievable Economic TRC Potential | 0 | 0 | 0 | 0 | 0 | 0 | 0 | 0 | 0 | 0 | 0 | 0 | 0 | 0 | 0 | 0 | 0 | 0 | 0 | 0 | 0 | 0 | 0 | 0 | 0 | 0 | 0
F5_Commercial_OR - College_New_Space Heating_Natural Gas_Windows - Secondary Glazing Systems_A_Achievable Economic TRC Potential | F5 | Commercial | OR - College | New | Space Heating | Natural Gas | Windows - Secondary Glazing Systems | A | Incremental Summer Peak Savings (MW) | Achievable Economic TRC Potential | 0 | 0 | 0 | 0 | 0 | 0 | 0 | 0 | 0 | 0 | 0 | 0 | 0 | 0 | 0 | 0 | 0 | 0 | 0 | 0 | 0 | 0 | 0 | 0 | 0 | 0 | 0
F6_Commercial_OR - College_New_Space Heating_Natural Gas_Windows - Secondary Glazing Systems_A_Achievable Economic TRC Potential | F6 | Commercial | OR - College | New | Space Heating | Natural Gas | Windows - Secondary Glazing Systems | A | Incremental Winter Peak Savings (MW) | Achievable Economic TRC Potential | 0 | 0 | 0 | 0 | 0 | 0 | 0 | 0 | 0 | 0 | 0 | 0 | 0 | 0 | 0 | 0 | 0 | 0 | 0 | 0 | 0 | 0 | 0 | 0 | 0 | 0 | 0
F7_Commercial_OR - College_New_Space Heating_Natural Gas_Windows - Secondary Glazing Systems_A_Achievable Economic TRC Potential | F7 | Commercial | OR - College | New | Space Heating | Natural Gas | Windows - Secondary Glazing Systems | A | Cumulative Energy Savings (MWh or mTherms) | Achievable Economic TRC Potential | 0 | 0 | 0 | 0 | 0 | 0 | 0 | 0 | 0 | 0 | 0 | 0 | 0 | 0 | 0 | 0 | 0 | 0 | 0 | 0 | 0 | 0 | 0 | 0 | 0 | 0 | 0
F8_Commercial_OR - College_New_Space Heating_Natural Gas_Windows - Secondary Glazing Systems_A_Achievable Economic TRC Potential | F8 | Commercial | OR - College | New | Space Heating | Natural Gas | Windows - Secondary Glazing Systems | A | Cumulative Summer Peak Savings (MW) | Achievable Economic TRC Potential | 0 | 0 | 0 | 0 | 0 | 0 | 0 | 0 | 0 | 0 | 0 | 0 | 0 | 0 | 0 | 0 | 0 | 0 | 0 | 0 | 0 | 0 | 0 | 0 | 0 | 0 | 0
F9_Commercial_OR - College_New_Space Heating_Natural Gas_Windows - Secondary Glazing Systems_A_Achievable Economic TRC Potential | F9 | Commercial | OR - College | New | Space Heating | Natural Gas | Windows - Secondary Glazing Systems | A | Cumulative Winter Peak Savings (MW) | Achievable Economic TRC Potential | 0 | 0 | 0 | 0 | 0 | 0 | 0 | 0 | 0 | 0 | 0 | 0 | 0 | 0 | 0 | 0 | 0 | 0 | 0 | 0 | 0 | 0 | 0 | 0 | 0 | 0 | 0
F10_Commercial_OR - College_New_Space Heating_Natural Gas_Windows - Secondary Glazing Systems_A_Achievable Economic TRC Potential | F10 | Commercial | OR - College | New | Space Heating | Natural Gas | Windows - Secondary Glazing Systems | A | Purchases (Incremental) | Achievable Economic TRC Potential | 0 | 0 | 0 | 0 | 0 | 0 | 0 | 0 | 0 | 0 | 0 | 0 | 0 | 0 | 0 | 0 | 0 | 0 | 0 | 0 | 0 | 0 | 0 | 0 | 0 | 0 | 0
F11_Commercial_OR - College_New_Space Heating_Natural Gas_Windows - Secondary Glazing Systems_A_Achievable Economic TRC Potential | F11 | Commercial | OR - College | New | Space Heating | Natural Gas | Windows - Secondary Glazing Systems | A | Purchases (Cumulative) | Achievable Economic TRC Potential | 0 | 0 | 0 | 0 | 0 | 0 | 0 | 0 | 0 | 0 | 0 | 0 | 0 | 0 | 0 | 0 | 0 | 0 | 0 | 0 | 0 | 0 | 0 | 0 | 0 | 0 | 0
F1_Commercial_OR - College_New_Space Heating_Natural Gas_HVAC - Energy Recovery Ventilator_A_Achievable Economic TRC Potential | F1 | Commercial | OR - College | New | Space Heating | Natural Gas | HVAC - Energy Recovery Ventilator | A | Integrated Unit Energy Savings (kWh or therms) | Achievable Economic TRC Potential | 0 | 0 | 0 | 0 | 0 | 0 | 0 | 0 | 0 | 0 | 0 | 0 | 0 | 0 | 0 | 0 | 0 | 0 | 0 | 0 | 0 | 0 | 0 | 0 | 0 | 0 | 0
F2_Commercial_OR - College_New_Space Heating_Natural Gas_HVAC - Energy Recovery Ventilator_A_Achievable Economic TRC Potential | F2 | Commercial | OR - College | New | Space Heating | Natural Gas | HVAC - Energy Recovery Ventilator | A | Integrated Unit Summer Peak Savings (kW) | Achievable Economic TRC Potential | 0 | 0 | 0 | 0 | 0 | 0 | 0 | 0 | 0 | 0 | 0 | 0 | 0 | 0 | 0 | 0 | 0 | 0 | 0 | 0 | 0 | 0 | 0 | 0 | 0 | 0 | 0
F3_Commercial_OR - College_New_Space Heating_Natural Gas_HVAC - Energy Recovery Ventilator_A_Achievable Economic TRC Potential | F3 | Commercial | OR - College | New | Space Heating | Natural Gas | HVAC - Energy Recovery Ventilator | A | Integrated Unit Winter Peak Savings (kW) | Achievable Economic TRC Potential | 0 | 0 | 0 | 0 | 0 | 0 | 0 | 0 | 0 | 0 | 0 | 0 | 0 | 0 | 0 | 0 | 0 | 0 | 0 | 0 | 0 | 0 | 0 | 0 | 0 | 0 | 0
F4_Commercial_OR - College_New_Space Heating_Natural Gas_HVAC - Energy Recovery Ventilator_A_Achievable Economic TRC Potential | F4 | Commercial | OR - College | New | Space Heating | Natural Gas | HVAC - Energy Recovery Ventilator | A | Incremental Energy Savings (MWh or mTherms) | Achievable Economic TRC Potential | 0 | 0 | 0 | 0 | 0 | 0 | 0 | 0 | 0 | 0 | 0 | 0 | 0 | 0 | 0 | 0 | 0 | 0 | 0 | 0 | 0 | 0 | 0 | 0 | 0 | 0 | 0
F5_Commercial_OR - College_New_Space Heating_Natural Gas_HVAC - Energy Recovery Ventilator_A_Achievable Economic TRC Potential | F5 | Commercial | OR - College | New | Space Heating | Natural Gas | HVAC - Energy Recovery Ventilator | A | Incremental Summer Peak Savings (MW) | Achievable Economic TRC Potential | 0 | 0 | 0 | 0 | 0 | 0 | 0 | 0 | 0 | 0 | 0 | 0 | 0 | 0 | 0 | 0 | 0 | 0 | 0 | 0 | 0 | 0 | 0 | 0 | 0 | 0 | 0
F6_Commercial_OR - College_New_Space Heating_Natural Gas_HVAC - Energy Recovery Ventilator_A_Achievable Economic TRC Potential | F6 | Commercial | OR - College | New | Space Heating | Natural Gas | HVAC - Energy Recovery Ventilator | A | Incremental Winter Peak Savings (MW) | Achievable Economic TRC Potential | 0 | 0 | 0 | 0 | 0 | 0 | 0 | 0 | 0 | 0 | 0 | 0 | 0 | 0 | 0 | 0 | 0 | 0 | 0 | 0 | 0 | 0 | 0 | 0 | 0 | 0 | 0
F7_Commercial_OR - College_New_Space Heating_Natural Gas_HVAC - Energy Recovery Ventilator_A_Achievable Economic TRC Potential | F7 | Commercial | OR - College | New | Space Heating | Natural Gas | HVAC - Energy Recovery Ventilator | A | Cumulative Energy Savings (MWh or mTherms) | Achievable Economic TRC Potential | 0 | 0 | 0 | 0 | 0 | 0 | 0 | 0 | 0 | 0 | 0 | 0 | 0 | 0 | 0 | 0 | 0 | 0 | 0 | 0 | 0 | 0 | 0 | 0 | 0 | 0 | 0
F8_Commercial_OR - College_New_Space Heating_Natural Gas_HVAC - Energy Recovery Ventilator_A_Achievable Economic TRC Potential | F8 | Commercial | OR - College | New | Space Heating | Natural Gas | HVAC - Energy Recovery Ventilator | A | Cumulative Summer Peak Savings (MW) | Achievable Economic TRC Potential | 0 | 0 | 0 | 0 | 0 | 0 | 0 | 0 | 0 | 0 | 0 | 0 | 0 | 0 | 0 | 0 | 0 | 0 | 0 | 0 | 0 | 0 | 0 | 0 | 0 | 0 | 0
F9_Commercial_OR - College_New_Space Heating_Natural Gas_HVAC - Energy Recovery Ventilator_A_Achievable Economic TRC Potential | F9 | Commercial | OR - College | New | Space Heating | Natural Gas | HVAC - Energy Recovery Ventilator | A | Cumulative Winter Peak Savings (MW) | Achievable Economic TRC Potential | 0 | 0 | 0 | 0 | 0 | 0 | 0 | 0 | 0 | 0 | 0 | 0 | 0 | 0 | 0 | 0 | 0 | 0 | 0 | 0 | 0 | 0 | 0 | 0 | 0 | 0 | 0
F10_Commercial_OR - College_New_Space Heating_Natural Gas_HVAC - Energy Recovery Ventilator_A_Achievable Economic TRC Potential | F10 | Commercial | OR - College | New | Space Heating | Natural Gas | HVAC - Energy Recovery Ventilator | A | Purchases (Incremental) | Achievable Economic TRC Potential | 0 | 0 | 0 | 0 | 0 | 0 | 0 | 0 | 0 | 0 | 0 | 0 | 0 | 0 | 0 | 0 | 0 | 0 | 0 | 0 | 0 | 0 | 0 | 0 | 0 | 0 | 0
F11_Commercial_OR - College_New_Space Heating_Natural Gas_HVAC - Energy Recovery Ventilator_A_Achievable Economic TRC Potential | F11 | Commercial | OR - College | New | Space Heating | Natural Gas | HVAC - Energy Recovery Ventilator | A | Purchases (Cumulative) | Achievable Economic TRC Potential | 0 | 0 | 0 | 0 | 0 | 0 | 0 | 0 | 0 | 0 | 0 | 0 | 0 | 0 | 0 | 0 | 0 | 0 | 0 | 0 | 0 | 0 | 0 | 0 | 0 | 0 | 0
F1_Commercial_OR - College_New_Space Heating_Natural Gas_Building Shell - Air Sealing (Infiltration Control)_A_Achievable Economic TRC Potential | F1 | Commercial | OR - College | New | Space Heating | Natural Gas | Building Shell - Air Sealing (Infiltration Control) | A | Integrated Unit Energy Savings (kWh or therms) | Achievable Economic TRC Potential | 0 | 0 | 0 | 0 | 0 | 0 | 0 | 0 | 0 | 0 | 0 | 0 | 0 | 0 | 0 | 0 | 0 | 0 | 0 | 0 | 0 | 0 | 0 | 0 | 0 | 0 | 0
F2_Commercial_OR - College_New_Space Heating_Natural Gas_Building Shell - Air Sealing (Infiltration Control)_A_Achievable Economic TRC Potential | F2 | Commercial | OR - College | New | Space Heating | Natural Gas | Building Shell - Air Sealing (Infiltration Control) | A | Integrated Unit Summer Peak Savings (kW) | Achievable Economic TRC Potential | 0 | 0 | 0 | 0 | 0 | 0 | 0 | 0 | 0 | 0 | 0 | 0 | 0 | 0 | 0 | 0 | 0 | 0 | 0 | 0 | 0 | 0 | 0 | 0 | 0 | 0 | 0
F3_Commercial_OR - College_New_Space Heating_Natural Gas_Building Shell - Air Sealing (Infiltration Control)_A_Achievable Economic TRC Potential | F3 | Commercial | OR - College | New | Space Heating | Natural Gas | Building Shell - Air Sealing (Infiltration Control) | A | Integrated Unit Winter Peak Savings (kW) | Achievable Economic TRC Potential | 0 | 0 | 0 | 0 | 0 | 0 | 0 | 0 | 0 | 0 | 0 | 0 | 0 | 0 | 0 | 0 | 0 | 0 | 0 | 0 | 0 | 0 | 0 | 0 | 0 | 0 | 0
F4_Commercial_OR - College_New_Space Heating_Natural Gas_Building Shell - Air Sealing (Infiltration Control)_A_Achievable Economic TRC Potential | F4 | Commercial | OR - College | New | Space Heating | Natural Gas | Building Shell - Air Sealing (Infiltration Control) | A | Incremental Energy Savings (MWh or mTherms) | Achievable Economic TRC Potential | 0 | 0 | 0 | 0 | 0 | 0 | 0 | 0 | 0 | 0 | 0 | 0 | 0 | 0 | 0 | 0 | 0 | 0 | 0 | 0 | 0 | 0 | 0 | 0 | 0 | 0 | 0
F5_Commercial_OR - College_New_Space Heating_Natural Gas_Building Shell - Air Sealing (Infiltration Control)_A_Achievable Economic TRC Potential | F5 | Commercial | OR - College | New | Space Heating | Natural Gas | Building Shell - Air Sealing (Infiltration Control) | A | Incremental Summer Peak Savings (MW) | Achievable Economic TRC Potential | 0 | 0 | 0 | 0 | 0 | 0 | 0 | 0 | 0 | 0 | 0 | 0 | 0 | 0 | 0 | 0 | 0 | 0 | 0 | 0 | 0 | 0 | 0 | 0 | 0 | 0 | 0
F6_Commercial_OR - College_New_Space Heating_Natural Gas_Building Shell - Air Sealing (Infiltration Control)_A_Achievable Economic TRC Potential | F6 | Commercial | OR - College | New | Space Heating | Natural Gas | Building Shell - Air Sealing (Infiltration Control) | A | Incremental Winter Peak Savings (MW) | Achievable Economic TRC Potential | 0 | 0 | 0 | 0 | 0 | 0 | 0 | 0 | 0 | 0 | 0 | 0 | 0 | 0 | 0 | 0 | 0 | 0 | 0 | 0 | 0 | 0 | 0 | 0 | 0 | 0 | 0
F7_Commercial_OR - College_New_Space Heating_Natural Gas_Building Shell - Air Sealing (Infiltration Control)_A_Achievable Economic TRC Potential | F7 | Commercial | OR - College | New | Space Heating | Natural Gas | Building Shell - Air Sealing (Infiltration Control) | A | Cumulative Energy Savings (MWh or mTherms) | Achievable Economic TRC Potential | 0 | 0 | 0 | 0 | 0 | 0 | 0 | 0 | 0 | 0 | 0 | 0 | 0 | 0 | 0 | 0 | 0 | 0 | 0 | 0 | 0 | 0 | 0 | 0 | 0 | 0 | 0
F8_Commercial_OR - College_New_Space Heating_Natural Gas_Building Shell - Air Sealing (Infiltration Control)_A_Achievable Economic TRC Potential | F8 | Commercial | OR - College | New | Space Heating | Natural Gas | Building Shell - Air Sealing (Infiltration Control) | A | Cumulative Summer Peak Savings (MW) | Achievable Economic TRC Potential | 0 | 0 | 0 | 0 | 0 | 0 | 0 | 0 | 0 | 0 | 0 | 0 | 0 | 0 | 0 | 0 | 0 | 0 | 0 | 0 | 0 | 0 | 0 | 0 | 0 | 0 | 0
F9_Commercial_OR - College_New_Space Heating_Natural Gas_Building Shell - Air Sealing (Infiltration Control)_A_Achievable Economic TRC Potential | F9 | Commercial | OR - College | New | Space Heating | Natural Gas | Building Shell - Air Sealing (Infiltration Control) | A | Cumulative Winter Peak Savings (MW) | Achievable Economic TRC Potential | 0 | 0 | 0 | 0 | 0 | 0 | 0 | 0 | 0 | 0 | 0 | 0 | 0 | 0 | 0 | 0 | 0 | 0 | 0 | 0 | 0 | 0 | 0 | 0 | 0 | 0 | 0
F10_Commercial_OR - College_New_Space Heating_Natural Gas_Building Shell - Air Sealing (Infiltration Control)_A_Achievable Economic TRC Potential | F10 | Commercial | OR - College | New | Space Heating | Natural Gas | Building Shell - Air Sealing (Infiltration Control) | A | Purchases (Incremental) | Achievable Economic TRC Potential | 0 | 0 | 0 | 0 | 0 | 0 | 0 | 0 | 0 | 0 | 0 | 0 | 0 | 0 | 0 | 0 | 0 | 0 | 0 | 0 | 0 | 0 | 0 | 0 | 0 | 0 | 0
F11_Commercial_OR - College_New_Space Heating_Natural Gas_Building Shell - Air Sealing (Infiltration Control)_A_Achievable Economic TRC Potential | F11 | Commercial | OR - College | New | Space Heating | Natural Gas | Building Shell - Air Sealing (Infiltration Control) | A | Purchases (Cumulative) | Achievable Economic TRC Potential | 0 | 0 | 0 | 0 | 0 | 0 | 0 | 0 | 0 | 0 | 0 | 0 | 0 | 0 | 0 | 0 | 0 | 0 | 0 | 0 | 0 | 0 | 0 | 0 | 0 | 0 | 0
F1_Commercial_OR - College_New_Space Heating_Natural Gas_Ventilation - Demand Controlled_A_Achievable Economic TRC Potential | F1 | Commercial | OR - College | New | Space Heating | Natural Gas | Ventilation - Demand Controlled | A | Integrated Unit Energy Savings (kWh or therms) | Achievable Economic TRC Potential | 0 | 0 | 0 | 0 | 0 | 0 | 0 | 0 | 0 | 0 | 0 | 0 | 0 | 0 | 0 | 0 | 0 | 0 | 0 | 0 | 0 | 0 | 0 | 0 | 0 | 0 | 0
F2_Commercial_OR - College_New_Space Heating_Natural Gas_Ventilation - Demand Controlled_A_Achievable Economic TRC Potential | F2 | Commercial | OR - College | New | Space Heating | Natural Gas | Ventilation - Demand Controlled | A | Integrated Unit Summer Peak Savings (kW) | Achievable Economic TRC Potential | 0 | 0 | 0 | 0 | 0 | 0 | 0 | 0 | 0 | 0 | 0 | 0 | 0 | 0 | 0 | 0 | 0 | 0 | 0 | 0 | 0 | 0 | 0 | 0 | 0 | 0 | 0
F3_Commercial_OR - College_New_Space Heating_Natural Gas_Ventilation - Demand Controlled_A_Achievable Economic TRC Potential | F3 | Commercial | OR - College | New | Space Heating | Natural Gas | Ventilation - Demand Controlled | A | Integrated Unit Winter Peak Savings (kW) | Achievable Economic TRC Potential | 0 | 0 | 0 | 0 | 0 | 0 | 0 | 0 | 0 | 0 | 0 | 0 | 0 | 0 | 0 | 0 | 0 | 0 | 0 | 0 | 0 | 0 | 0 | 0 | 0 | 0 | 0
F4_Commercial_OR - College_New_Space Heating_Natural Gas_Ventilation - Demand Controlled_A_Achievable Economic TRC Potential | F4 | Commercial | OR - College | New | Space Heating | Natural Gas | Ventilation - Demand Controlled | A | Incremental Energy Savings (MWh or mTherms) | Achievable Economic TRC Potential | 0 | 0 | 0 | 0 | 0 | 0 | 0 | 0 | 0 | 0 | 0 | 0 | 0 | 0 | 0 | 0 | 0 | 0 | 0 | 0 | 0 | 0 | 0 | 0 | 0 | 0 | 0
F5_Commercial_OR - College_New_Space Heating_Natural Gas_Ventilation - Demand Controlled_A_Achievable Economic TRC Potential | F5 | Commercial | OR - College | New | Space Heating | Natural Gas | Ventilation - Demand Controlled | A | Incremental Summer Peak Savings (MW) | Achievable Economic TRC Potential | 0 | 0 | 0 | 0 | 0 | 0 | 0 | 0 | 0 | 0 | 0 | 0 | 0 | 0 | 0 | 0 | 0 | 0 | 0 | 0 | 0 | 0 | 0 | 0 | 0 | 0 | 0
F6_Commercial_OR - College_New_Space Heating_Natural Gas_Ventilation - Demand Controlled_A_Achievable Economic TRC Potential | F6 | Commercial | OR - College | New | Space Heating | Natural Gas | Ventilation - Demand Controlled | A | Incremental Winter Peak Savings (MW) | Achievable Economic TRC Potential | 0 | 0 | 0 | 0 | 0 | 0 | 0 | 0 | 0 | 0 | 0 | 0 | 0 | 0 | 0 | 0 | 0 | 0 | 0 | 0 | 0 | 0 | 0 | 0 | 0 | 0 | 0
F7_Commercial_OR - College_New_Space Heating_Natural Gas_Ventilation - Demand Controlled_A_Achievable Economic TRC Potential | F7 | Commercial | OR - College | New | Space Heating | Natural Gas | Ventilation - Demand Controlled | A | Cumulative Energy Savings (MWh or mTherms) | Achievable Economic TRC Potential | 0 | 0 | 0 | 0 | 0 | 0 | 0 | 0 | 0 | 0 | 0 | 0 | 0 | 0 | 0 | 0 | 0 | 0 | 0 | 0 | 0 | 0 | 0 | 0 | 0 | 0 | 0
F8_Commercial_OR - College_New_Space Heating_Natural Gas_Ventilation - Demand Controlled_A_Achievable Economic TRC Potential | F8 | Commercial | OR - College | New | Space Heating | Natural Gas | Ventilation - Demand Controlled | A | Cumulative Summer Peak Savings (MW) | Achievable Economic TRC Potential | 0 | 0 | 0 | 0 | 0 | 0 | 0 | 0 | 0 | 0 | 0 | 0 | 0 | 0 | 0 | 0 | 0 | 0 | 0 | 0 | 0 | 0 | 0 | 0 | 0 | 0 | 0
F9_Commercial_OR - College_New_Space Heating_Natural Gas_Ventilation - Demand Controlled_A_Achievable Economic TRC Potential | F9 | Commercial | OR - College | New | Space Heating | Natural Gas | Ventilation - Demand Controlled | A | Cumulative Winter Peak Savings (MW) | Achievable Economic TRC Potential | 0 | 0 | 0 | 0 | 0 | 0 | 0 | 0 | 0 | 0 | 0 | 0 | 0 | 0 | 0 | 0 | 0 | 0 | 0 | 0 | 0 | 0 | 0 | 0 | 0 | 0 | 0
F10_Commercial_OR - College_New_Space Heating_Natural Gas_Ventilation - Demand Controlled_A_Achievable Economic TRC Potential | F10 | Commercial | OR - College | New | Space Heating | Natural Gas | Ventilation - Demand Controlled | A | Purchases (Incremental) | Achievable Economic TRC Potential | 0 | 0 | 0 | 0 | 0 | 0 | 0 | 0 | 0 | 0 | 0 | 0 | 0 | 0 | 0 | 0 | 0 | 0 | 0 | 0 | 0 | 0 | 0 | 0 | 0 | 0 | 0
F11_Commercial_OR - College_New_Space Heating_Natural Gas_Ventilation - Demand Controlled_A_Achievable Economic TRC Potential | F11 | Commercial | OR - College | New | Space Heating | Natural Gas | Ventilation - Demand Controlled | A | Purchases (Cumulative) | Achievable Economic TRC Potential | 0 | 0 | 0 | 0 | 0 | 0 | 0 | 0 | 0 | 0 | 0 | 0 | 0 | 0 | 0 | 0 | 0 | 0 | 0 | 0 | 0 | 0 | 0 | 0 | 0 | 0 | 0
F1_Commercial_OR - College_New_Space Heating_Natural Gas_HVAC - Dedicated Outdoor Air System (DOAS)_A_Achievable Economic TRC Potential | F1 | Commercial | OR - College | New | Space Heating | Natural Gas | HVAC - Dedicated Outdoor Air System (DOAS) | A | Integrated Unit Energy Savings (kWh or therms) | Achievable Economic TRC Potential | 0 | 0 | 0 | 0 | 0 | 0 | 0 | 0 | 0 | 0 | 0 | 0 | 0 | 0 | 0 | 0 | 0 | 0 | 0 | 0 | 0 | 0 | 0 | 0 | 0 | 0 | 0
F2_Commercial_OR - College_New_Space Heating_Natural Gas_HVAC - Dedicated Outdoor Air System (DOAS)_A_Achievable Economic TRC Potential | F2 | Commercial | OR - College | New | Space Heating | Natural Gas | HVAC - Dedicated Outdoor Air System (DOAS) | A | Integrated Unit Summer Peak Savings (kW) | Achievable Economic TRC Potential | 0 | 0 | 0 | 0 | 0 | 0 | 0 | 0 | 0 | 0 | 0 | 0 | 0 | 0 | 0 | 0 | 0 | 0 | 0 | 0 | 0 | 0 | 0 | 0 | 0 | 0 | 0
F3_Commercial_OR - College_New_Space Heating_Natural Gas_HVAC - Dedicated Outdoor Air System (DOAS)_A_Achievable Economic TRC Potential | F3 | Commercial | OR - College | New | Space Heating | Natural Gas | HVAC - Dedicated Outdoor Air System (DOAS) | A | Integrated Unit Winter Peak Savings (kW) | Achievable Economic TRC Potential | 0 | 0 | 0 | 0 | 0 | 0 | 0 | 0 | 0 | 0 | 0 | 0 | 0 | 0 | 0 | 0 | 0 | 0 | 0 | 0 | 0 | 0 | 0 | 0 | 0 | 0 | 0
F4_Commercial_OR - College_New_Space Heating_Natural Gas_HVAC - Dedicated Outdoor Air System (DOAS)_A_Achievable Economic TRC Potential | F4 | Commercial | OR - College | New | Space Heating | Natural Gas | HVAC - Dedicated Outdoor Air System (DOAS) | A | Incremental Energy Savings (MWh or mTherms) | Achievable Economic TRC Potential | 0 | 0 | 0 | 0 | 0 | 0 | 0 | 0 | 0 | 0 | 0 | 0 | 0 | 0 | 0 | 0 | 0 | 0 | 0 | 0 | 0 | 0 | 0 | 0 | 0 | 0 | 0
F5_Commercial_OR - College_New_Space Heating_Natural Gas_HVAC - Dedicated Outdoor Air System (DOAS)_A_Achievable Economic TRC Potential | F5 | Commercial | OR - College | New | Space Heating | Natural Gas | HVAC - Dedicated Outdoor Air System (DOAS) | A | Incremental Summer Peak Savings (MW) | Achievable Economic TRC Potential | 0 | 0 | 0 | 0 | 0 | 0 | 0 | 0 | 0 | 0 | 0 | 0 | 0 | 0 | 0 | 0 | 0 | 0 | 0 | 0 | 0 | 0 | 0 | 0 | 0 | 0 | 0
F6_Commercial_OR - College_New_Space Heating_Natural Gas_HVAC - Dedicated Outdoor Air System (DOAS)_A_Achievable Economic TRC Potential | F6 | Commercial | OR - College | New | Space Heating | Natural Gas | HVAC - Dedicated Outdoor Air System (DOAS) | A | Incremental Winter Peak Savings (MW) | Achievable Economic TRC Potential | 0 | 0 | 0 | 0 | 0 | 0 | 0 | 0 | 0 | 0 | 0 | 0 | 0 | 0 | 0 | 0 | 0 | 0 | 0 | 0 | 0 | 0 | 0 | 0 | 0 | 0 | 0
F7_Commercial_OR - College_New_Space Heating_Natural Gas_HVAC - Dedicated Outdoor Air System (DOAS)_A_Achievable Economic TRC Potential | F7 | Commercial | OR - College | New | Space Heating | Natural Gas | HVAC - Dedicated Outdoor Air System (DOAS) | A | Cumulative Energy Savings (MWh or mTherms) | Achievable Economic TRC Potential | 0 | 0 | 0 | 0 | 0 | 0 | 0 | 0 | 0 | 0 | 0 | 0 | 0 | 0 | 0 | 0 | 0 | 0 | 0 | 0 | 0 | 0 | 0 | 0 | 0 | 0 | 0
F8_Commercial_OR - College_New_Space Heating_Natural Gas_HVAC - Dedicated Outdoor Air System (DOAS)_A_Achievable Economic TRC Potential | F8 | Commercial | OR - College | New | Space Heating | Natural Gas | HVAC - Dedicated Outdoor Air System (DOAS) | A | Cumulative Summer Peak Savings (MW) | Achievable Economic TRC Potential | 0 | 0 | 0 | 0 | 0 | 0 | 0 | 0 | 0 | 0 | 0 | 0 | 0 | 0 | 0 | 0 | 0 | 0 | 0 | 0 | 0 | 0 | 0 | 0 | 0 | 0 | 0
F9_Commercial_OR - College_New_Space Heating_Natural Gas_HVAC - Dedicated Outdoor Air System (DOAS)_A_Achievable Economic TRC Potential | F9 | Commercial | OR - College | New | Space Heating | Natural Gas | HVAC - Dedicated Outdoor Air System (DOAS) | A | Cumulative Winter Peak Savings (MW) | Achievable Economic TRC Potential | 0 | 0 | 0 | 0 | 0 | 0 | 0 | 0 | 0 | 0 | 0 | 0 | 0 | 0 | 0 | 0 | 0 | 0 | 0 | 0 | 0 | 0 | 0 | 0 | 0 | 0 | 0
F10_Commercial_OR - College_New_Space Heating_Natural Gas_HVAC - Dedicated Outdoor Air System (DOAS)_A_Achievable Economic TRC Potential | F10 | Commercial | OR - College | New | Space Heating | Natural Gas | HVAC - Dedicated Outdoor Air System (DOAS) | A | Purchases (Incremental) | Achievable Economic TRC Potential | 0 | 0 | 0 | 0 | 0 | 0 | 0 | 0 | 0 | 0 | 0 | 0 | 0 | 0 | 0 | 0 | 0 | 0 | 0 | 0 | 0 | 0 | 0 | 0 | 0 | 0 | 0
F11_Commercial_OR - College_New_Space Heating_Natural Gas_HVAC - Dedicated Outdoor Air System (DOAS)_A_Achievable Economic TRC Potential | F11 | Commercial | OR - College | New | Space Heating | Natural Gas | HVAC - Dedicated Outdoor Air System (DOAS) | A | Purchases (Cumulative) | Achievable Economic TRC Potential | 0 | 0 | 0 | 0 | 0 | 0 | 0 | 0 | 0 | 0 | 0 | 0 | 0 | 0 | 0 | 0 | 0 | 0 | 0 | 0 | 0 | 0 | 0 | 0 | 0 | 0 | 0
F1_Commercial_OR - College_New_Space Heating_Natural Gas_Destratification Fans (HVLS)_A_Achievable Economic TRC Potential | F1 | Commercial | OR - College | New | Space Heating | Natural Gas | Destratification Fans (HVLS) | A | Integrated Unit Energy Savings (kWh or therms) | Achievable Economic TRC Potential | 0 | 0 | 0 | 0 | 0 | 0 | 0 | 0 | 0 | 0 | 0 | 0 | 0 | 0 | 0 | 0 | 0 | 0 | 0 | 0 | 0 | 0 | 0 | 0 | 0 | 0 | 0
F2_Commercial_OR - College_New_Space Heating_Natural Gas_Destratification Fans (HVLS)_A_Achievable Economic TRC Potential | F2 | Commercial | OR - College | New | Space Heating | Natural Gas | Destratification Fans (HVLS) | A | Integrated Unit Summer Peak Savings (kW) | Achievable Economic TRC Potential | 0 | 0 | 0 | 0 | 0 | 0 | 0 | 0 | 0 | 0 | 0 | 0 | 0 | 0 | 0 | 0 | 0 | 0 | 0 | 0 | 0 | 0 | 0 | 0 | 0 | 0 | 0
F3_Commercial_OR - College_New_Space Heating_Natural Gas_Destratification Fans (HVLS)_A_Achievable Economic TRC Potential | F3 | Commercial | OR - College | New | Space Heating | Natural Gas | Destratification Fans (HVLS) | A | Integrated Unit Winter Peak Savings (kW) | Achievable Economic TRC Potential | 0 | 0 | 0 | 0 | 0 | 0 | 0 | 0 | 0 | 0 | 0 | 0 | 0 | 0 | 0 | 0 | 0 | 0 | 0 | 0 | 0 | 0 | 0 | 0 | 0 | 0 | 0
F4_Commercial_OR - College_New_Space Heating_Natural Gas_Destratification Fans (HVLS)_A_Achievable Economic TRC Potential | F4 | Commercial | OR - College | New | Space Heating | Natural Gas | Destratification Fans (HVLS) | A | Incremental Energy Savings (MWh or mTherms) | Achievable Economic TRC Potential | 0 | 0 | 0 | 0 | 0 | 0 | 0 | 0 | 0 | 0 | 0 | 0 | 0 | 0 | 0 | 0 | 0 | 0 | 0 | 0 | 0 | 0 | 0 | 0 | 0 | 0 | 0
F5_Commercial_OR - College_New_Space Heating_Natural Gas_Destratification Fans (HVLS)_A_Achievable Economic TRC Potential | F5 | Commercial | OR - College | New | Space Heating | Natural Gas | Destratification Fans (HVLS) | A | Incremental Summer Peak Savings (MW) | Achievable Economic TRC Potential | 0 | 0 | 0 | 0 | 0 | 0 | 0 | 0 | 0 | 0 | 0 | 0 | 0 | 0 | 0 | 0 | 0 | 0 | 0 | 0 | 0 | 0 | 0 | 0 | 0 | 0 | 0
F6_Commercial_OR - College_New_Space Heating_Natural Gas_Destratification Fans (HVLS)_A_Achievable Economic TRC Potential | F6 | Commercial | OR - College | New | Space Heating | Natural Gas | Destratification Fans (HVLS) | A | Incremental Winter Peak Savings (MW) | Achievable Economic TRC Potential | 0 | 0 | 0 | 0 | 0 | 0 | 0 | 0 | 0 | 0 | 0 | 0 | 0 | 0 | 0 | 0 | 0 | 0 | 0 | 0 | 0 | 0 | 0 | 0 | 0 | 0 | 0
F7_Commercial_OR - College_New_Space Heating_Natural Gas_Destratification Fans (HVLS)_A_Achievable Economic TRC Potential | F7 | Commercial | OR - College | New | Space Heating | Natural Gas | Destratification Fans (HVLS) | A | Cumulative Energy Savings (MWh or mTherms) | Achievable Economic TRC Potential | 0 | 0 | 0 | 0 | 0 | 0 | 0 | 0 | 0 | 0 | 0 | 0 | 0 | 0 | 0 | 0 | 0 | 0 | 0 | 0 | 0 | 0 | 0 | 0 | 0 | 0 | 0
F8_Commercial_OR - College_New_Space Heating_Natural Gas_Destratification Fans (HVLS)_A_Achievable Economic TRC Potential | F8 | Commercial | OR - College | New | Space Heating | Natural Gas | Destratification Fans (HVLS) | A | Cumulative Summer Peak Savings (MW) | Achievable Economic TRC Potential | 0 | 0 | 0 | 0 | 0 | 0 | 0 | 0 | 0 | 0 | 0 | 0 | 0 | 0 | 0 | 0 | 0 | 0 | 0 | 0 | 0 | 0 | 0 | 0 | 0 | 0 | 0
F9_Commercial_OR - College_New_Space Heating_Natural Gas_Destratification Fans (HVLS)_A_Achievable Economic TRC Potential | F9 | Commercial | OR - College | New | Space Heating | Natural Gas | Destratification Fans (HVLS) | A | Cumulative Winter Peak Savings (MW) | Achievable Economic TRC Potential | 0 | 0 | 0 | 0 | 0 | 0 | 0 | 0 | 0 | 0 | 0 | 0 | 0 | 0 | 0 | 0 | 0 | 0 | 0 | 0 | 0 | 0 | 0 | 0 | 0 | 0 | 0
F10_Commercial_OR - College_New_Space Heating_Natural Gas_Destratification Fans (HVLS)_A_Achievable Economic TRC Potential | F10 | Commercial | OR - College | New | Space Heating | Natural Gas | Destratification Fans (HVLS) | A | Purchases (Incremental) | Achievable Economic TRC Potential | 0 | 0 | 0 | 0 | 0 | 0 | 0 | 0 | 0 | 0 | 0 | 0 | 0 | 0 | 0 | 0 | 0 | 0 | 0 | 0 | 0 | 0 | 0 | 0 | 0 | 0 | 0
F11_Commercial_OR - College_New_Space Heating_Natural Gas_Destratification Fans (HVLS)_A_Achievable Economic TRC Potential | F11 | Commercial | OR - College | New | Space Heating | Natural Gas | Destratification Fans (HVLS) | A | Purchases (Cumulative) | Achievable Economic TRC Potential | 0 | 0 | 0 | 0 | 0 | 0 | 0 | 0 | 0 | 0 | 0 | 0 | 0 | 0 | 0 | 0 | 0 | 0 | 0 | 0 | 0 | 0 | 0 | 0 | 0 | 0 | 0
F1_Commercial_OR - College_New_Space Heating_Natural Gas_Gas Boiler - Maintenance_A_Achievable Economic TRC Potential | F1 | Commercial | OR - College | New | Space Heating | Natural Gas | Gas Boiler - Maintenance | A | Integrated Unit Energy Savings (kWh or therms) | Achievable Economic TRC Potential | 0 | 0 | 0 | 0 | 0 | 0 | 0 | 0 | 0 | 0 | 0 | 0 | 0 | 0 | 0 | 0 | 0 | 0 | 0 | 0 | 0 | 0 | 0 | 0 | 0 | 0 | 0
F2_Commercial_OR - College_New_Space Heating_Natural Gas_Gas Boiler - Maintenance_A_Achievable Economic TRC Potential | F2 | Commercial | OR - College | New | Space Heating | Natural Gas | Gas Boiler - Maintenance | A | Integrated Unit Summer Peak Savings (kW) | Achievable Economic TRC Potential | 0 | 0 | 0 | 0 | 0 | 0 | 0 | 0 | 0 | 0 | 0 | 0 | 0 | 0 | 0 | 0 | 0 | 0 | 0 | 0 | 0 | 0 | 0 | 0 | 0 | 0 | 0
F3_Commercial_OR - College_New_Space Heating_Natural Gas_Gas Boiler - Maintenance_A_Achievable Economic TRC Potential | F3 | Commercial | OR - College | New | Space Heating | Natural Gas | Gas Boiler - Maintenance | A | Integrated Unit Winter Peak Savings (kW) | Achievable Economic TRC Potential | 0 | 0 | 0 | 0 | 0 | 0 | 0 | 0 | 0 | 0 | 0 | 0 | 0 | 0 | 0 | 0 | 0 | 0 | 0 | 0 | 0 | 0 | 0 | 0 | 0 | 0 | 0
F4_Commercial_OR - College_New_Space Heating_Natural Gas_Gas Boiler - Maintenance_A_Achievable Economic TRC Potential | F4 | Commercial | OR - College | New | Space Heating | Natural Gas | Gas Boiler - Maintenance | A | Incremental Energy Savings (MWh or mTherms) | Achievable Economic TRC Potential | 0 | 0 | 0 | 0 | 0 | 0 | 0 | 0 | 0 | 0 | 0 | 0 | 0 | 0 | 0 | 0 | 0 | 0 | 0 | 0 | 0 | 0 | 0 | 0 | 0 | 0 | 0
F5_Commercial_OR - College_New_Space Heating_Natural Gas_Gas Boiler - Maintenance_A_Achievable Economic TRC Potential | F5 | Commercial | OR - College | New | Space Heating | Natural Gas | Gas Boiler - Maintenance | A | Incremental Summer Peak Savings (MW) | Achievable Economic TRC Potential | 0 | 0 | 0 | 0 | 0 | 0 | 0 | 0 | 0 | 0 | 0 | 0 | 0 | 0 | 0 | 0 | 0 | 0 | 0 | 0 | 0 | 0 | 0 | 0 | 0 | 0 | 0
F6_Commercial_OR - College_New_Space Heating_Natural Gas_Gas Boiler - Maintenance_A_Achievable Economic TRC Potential | F6 | Commercial | OR - College | New | Space Heating | Natural Gas | Gas Boiler - Maintenance | A | Incremental Winter Peak Savings (MW) | Achievable Economic TRC Potential | 0 | 0 | 0 | 0 | 0 | 0 | 0 | 0 | 0 | 0 | 0 | 0 | 0 | 0 | 0 | 0 | 0 | 0 | 0 | 0 | 0 | 0 | 0 | 0 | 0 | 0 | 0
F7_Commercial_OR - College_New_Space Heating_Natural Gas_Gas Boiler - Maintenance_A_Achievable Economic TRC Potential | F7 | Commercial | OR - College | New | Space Heating | Natural Gas | Gas Boiler - Maintenance | A | Cumulative Energy Savings (MWh or mTherms) | Achievable Economic TRC Potential | 0 | 0 | 0 | 0 | 0 | 0 | 0 | 0 | 0 | 0 | 0 | 0 | 0 | 0 | 0 | 0 | 0 | 0 | 0 | 0 | 0 | 0 | 0 | 0 | 0 | 0 | 0
F8_Commercial_OR - College_New_Space Heating_Natural Gas_Gas Boiler - Maintenance_A_Achievable Economic TRC Potential | F8 | Commercial | OR - College | New | Space Heating | Natural Gas | Gas Boiler - Maintenance | A | Cumulative Summer Peak Savings (MW) | Achievable Economic TRC Potential | 0 | 0 | 0 | 0 | 0 | 0 | 0 | 0 | 0 | 0 | 0 | 0 | 0 | 0 | 0 | 0 | 0 | 0 | 0 | 0 | 0 | 0 | 0 | 0 | 0 | 0 | 0
F9_Commercial_OR - College_New_Space Heating_Natural Gas_Gas Boiler - Maintenance_A_Achievable Economic TRC Potential | F9 | Commercial | OR - College | New | Space Heating | Natural Gas | Gas Boiler - Maintenance | A | Cumulative Winter Peak Savings (MW) | Achievable Economic TRC Potential | 0 | 0 | 0 | 0 | 0 | 0 | 0 | 0 | 0 | 0 | 0 | 0 | 0 | 0 | 0 | 0 | 0 | 0 | 0 | 0 | 0 | 0 | 0 | 0 | 0 | 0 | 0
F10_Commercial_OR - College_New_Space Heating_Natural Gas_Gas Boiler - Maintenance_A_Achievable Economic TRC Potential | F10 | Commercial | OR - College | New | Space Heating | Natural Gas | Gas Boiler - Maintenance | A | Purchases (Incremental) | Achievable Economic TRC Potential | 0 | 0 | 0 | 0 | 0 | 0 | 0 | 0 | 0 | 0 | 0 | 0 | 0 | 0 | 0 | 0 | 0 | 0 | 0 | 0 | 0 | 0 | 0 | 0 | 0 | 0 | 0
F11_Commercial_OR - College_New_Space Heating_Natural Gas_Gas Boiler - Maintenance_A_Achievable Economic TRC Potential | F11 | Commercial | OR - College | New | Space Heating | Natural Gas | Gas Boiler - Maintenance | A | Purchases (Cumulative) | Achievable Economic TRC Potential | 0 | 0 | 0 | 0 | 0 | 0 | 0 | 0 | 0 | 0 | 0 | 0 | 0 | 0 | 0 | 0 | 0 | 0 | 0 | 0 | 0 | 0 | 0 | 0 | 0 | 0 | 0
F1_Commercial_OR - College_New_Space Heating_Natural Gas_Gas Furnace - Maintenance_A_Achievable Economic TRC Potential | F1 | Commercial | OR - College | New | Space Heating | Natural Gas | Gas Furnace - Maintenance | A | Integrated Unit Energy Savings (kWh or therms) | Achievable Economic TRC Potential | 0 | 0 | 0 | 0 | 0 | 0 | 0 | 0 | 0 | 0 | 0 | 0 | 0 | 0 | 0 | 0 | 0 | 0 | 0 | 0 | 0 | 0 | 0 | 0 | 0 | 0 | 0
F2_Commercial_OR - College_New_Space Heating_Natural Gas_Gas Furnace - Maintenance_A_Achievable Economic TRC Potential | F2 | Commercial | OR - College | New | Space Heating | Natural Gas | Gas Furnace - Maintenance | A | Integrated Unit Summer Peak Savings (kW) | Achievable Economic TRC Potential | 0 | 0 | 0 | 0 | 0 | 0 | 0 | 0 | 0 | 0 | 0 | 0 | 0 | 0 | 0 | 0 | 0 | 0 | 0 | 0 | 0 | 0 | 0 | 0 | 0 | 0 | 0
F3_Commercial_OR - College_New_Space Heating_Natural Gas_Gas Furnace - Maintenance_A_Achievable Economic TRC Potential | F3 | Commercial | OR - College | New | Space Heating | Natural Gas | Gas Furnace - Maintenance | A | Integrated Unit Winter Peak Savings (kW) | Achievable Economic TRC Potential | 0 | 0 | 0 | 0 | 0 | 0 | 0 | 0 | 0 | 0 | 0 | 0 | 0 | 0 | 0 | 0 | 0 | 0 | 0 | 0 | 0 | 0 | 0 | 0 | 0 | 0 | 0
F4_Commercial_OR - College_New_Space Heating_Natural Gas_Gas Furnace - Maintenance_A_Achievable Economic TRC Potential | F4 | Commercial | OR - College | New | Space Heating | Natural Gas | Gas Furnace - Maintenance | A | Incremental Energy Savings (MWh or mTherms) | Achievable Economic TRC Potential | 0 | 0 | 0 | 0 | 0 | 0 | 0 | 0 | 0 | 0 | 0 | 0 | 0 | 0 | 0 | 0 | 0 | 0 | 0 | 0 | 0 | 0 | 0 | 0 | 0 | 0 | 0
F5_Commercial_OR - College_New_Space Heating_Natural Gas_Gas Furnace - Maintenance_A_Achievable Economic TRC Potential | F5 | Commercial | OR - College | New | Space Heating | Natural Gas | Gas Furnace - Maintenance | A | Incremental Summer Peak Savings (MW) | Achievable Economic TRC Potential | 0 | 0 | 0 | 0 | 0 | 0 | 0 | 0 | 0 | 0 | 0 | 0 | 0 | 0 | 0 | 0 | 0 | 0 | 0 | 0 | 0 | 0 | 0 | 0 | 0 | 0 | 0
F6_Commercial_OR - College_New_Space Heating_Natural Gas_Gas Furnace - Maintenance_A_Achievable Economic TRC Potential | F6 | Commercial | OR - College | New | Space Heating | Natural Gas | Gas Furnace - Maintenance | A | Incremental Winter Peak Savings (MW) | Achievable Economic TRC Potential | 0 | 0 | 0 | 0 | 0 | 0 | 0 | 0 | 0 | 0 | 0 | 0 | 0 | 0 | 0 | 0 | 0 | 0 | 0 | 0 | 0 | 0 | 0 | 0 | 0 | 0 | 0
F7_Commercial_OR - College_New_Space Heating_Natural Gas_Gas Furnace - Maintenance_A_Achievable Economic TRC Potential | F7 | Commercial | OR - College | New | Space Heating | Natural Gas | Gas Furnace - Maintenance | A | Cumulative Energy Savings (MWh or mTherms) | Achievable Economic TRC Potential | 0 | 0 | 0 | 0 | 0 | 0 | 0 | 0 | 0 | 0 | 0 | 0 | 0 | 0 | 0 | 0 | 0 | 0 | 0 | 0 | 0 | 0 | 0 | 0 | 0 | 0 | 0
F8_Commercial_OR - College_New_Space Heating_Natural Gas_Gas Furnace - Maintenance_A_Achievable Economic TRC Potential | F8 | Commercial | OR - College | New | Space Heating | Natural Gas | Gas Furnace - Maintenance | A | Cumulative Summer Peak Savings (MW) | Achievable Economic TRC Potential | 0 | 0 | 0 | 0 | 0 | 0 | 0 | 0 | 0 | 0 | 0 | 0 | 0 | 0 | 0 | 0 | 0 | 0 | 0 | 0 | 0 | 0 | 0 | 0 | 0 | 0 | 0
F9_Commercial_OR - College_New_Space Heating_Natural Gas_Gas Furnace - Maintenance_A_Achievable Economic TRC Potential | F9 | Commercial | OR - College | New | Space Heating | Natural Gas | Gas Furnace - Maintenance | A | Cumulative Winter Peak Savings (MW) | Achievable Economic TRC Potential | 0 | 0 | 0 | 0 | 0 | 0 | 0 | 0 | 0 | 0 | 0 | 0 | 0 | 0 | 0 | 0 | 0 | 0 | 0 | 0 | 0 | 0 | 0 | 0 | 0 | 0 | 0
F10_Commercial_OR - College_New_Space Heating_Natural Gas_Gas Furnace - Maintenance_A_Achievable Economic TRC Potential | F10 | Commercial | OR - College | New | Space Heating | Natural Gas | Gas Furnace - Maintenance | A | Purchases (Incremental) | Achievable Economic TRC Potential | 0 | 0 | 0 | 0 | 0 | 0 | 0 | 0 | 0 | 0 | 0 | 0 | 0 | 0 | 0 | 0 | 0 | 0 | 0 | 0 | 0 | 0 | 0 | 0 | 0 | 0 | 0
F11_Commercial_OR - College_New_Space Heating_Natural Gas_Gas Furnace - Maintenance_A_Achievable Economic TRC Potential | F11 | Commercial | OR - College | New | Space Heating | Natural Gas | Gas Furnace - Maintenance | A | Purchases (Cumulative) | Achievable Economic TRC Potential | 0 | 0 | 0 | 0 | 0 | 0 | 0 | 0 | 0 | 0 | 0 | 0 | 0 | 0 | 0 | 0 | 0 | 0 | 0 | 0 | 0 | 0 | 0 | 0 | 0 | 0 | 0
F1_Commercial_OR - College_New_Space Heating_Natural Gas_Gas Boiler - Hot Water Reset_A_Achievable Economic TRC Potential | F1 | Commercial | OR - College | New | Space Heating | Natural Gas | Gas Boiler - Hot Water Reset | A | Integrated Unit Energy Savings (kWh or therms) | Achievable Economic TRC Potential | 0 | 0 | 0 | 0 | 0 | 0 | 0 | 0 | 0 | 0 | 0 | 0 | 0 | 0 | 0 | 0 | 0 | 0 | 0 | 0 | 0 | 0 | 0 | 0 | 0 | 0 | 0
F2_Commercial_OR - College_New_Space Heating_Natural Gas_Gas Boiler - Hot Water Reset_A_Achievable Economic TRC Potential | F2 | Commercial | OR - College | New | Space Heating | Natural Gas | Gas Boiler - Hot Water Reset | A | Integrated Unit Summer Peak Savings (kW) | Achievable Economic TRC Potential | 0 | 0 | 0 | 0 | 0 | 0 | 0 | 0 | 0 | 0 | 0 | 0 | 0 | 0 | 0 | 0 | 0 | 0 | 0 | 0 | 0 | 0 | 0 | 0 | 0 | 0 | 0
F3_Commercial_OR - College_New_Space Heating_Natural Gas_Gas Boiler - Hot Water Reset_A_Achievable Economic TRC Potential | F3 | Commercial | OR - College | New | Space Heating | Natural Gas | Gas Boiler - Hot Water Reset | A | Integrated Unit Winter Peak Savings (kW) | Achievable Economic TRC Potential | 0 | 0 | 0 | 0 | 0 | 0 | 0 | 0 | 0 | 0 | 0 | 0 | 0 | 0 | 0 | 0 | 0 | 0 | 0 | 0 | 0 | 0 | 0 | 0 | 0 | 0 | 0
F4_Commercial_OR - College_New_Space Heating_Natural Gas_Gas Boiler - Hot Water Reset_A_Achievable Economic TRC Potential | F4 | Commercial | OR - College | New | Space Heating | Natural Gas | Gas Boiler - Hot Water Reset | A | Incremental Energy Savings (MWh or mTherms) | Achievable Economic TRC Potential | 0 | 0 | 0 | 0 | 0 | 0 | 0 | 0 | 0 | 0 | 0 | 0 | 0 | 0 | 0 | 0 | 0 | 0 | 0 | 0 | 0 | 0 | 0 | 0 | 0 | 0 | 0
F5_Commercial_OR - College_New_Space Heating_Natural Gas_Gas Boiler - Hot Water Reset_A_Achievable Economic TRC Potential | F5 | Commercial | OR - College | New | Space Heating | Natural Gas | Gas Boiler - Hot Water Reset | A | Incremental Summer Peak Savings (MW) | Achievable Economic TRC Potential | 0 | 0 | 0 | 0 | 0 | 0 | 0 | 0 | 0 | 0 | 0 | 0 | 0 | 0 | 0 | 0 | 0 | 0 | 0 | 0 | 0 | 0 | 0 | 0 | 0 | 0 | 0
F6_Commercial_OR - College_New_Space Heating_Natural Gas_Gas Boiler - Hot Water Reset_A_Achievable Economic TRC Potential | F6 | Commercial | OR - College | New | Space Heating | Natural Gas | Gas Boiler - Hot Water Reset | A | Incremental Winter Peak Savings (MW) | Achievable Economic TRC Potential | 0 | 0 | 0 | 0 | 0 | 0 | 0 | 0 | 0 | 0 | 0 | 0 | 0 | 0 | 0 | 0 | 0 | 0 | 0 | 0 | 0 | 0 | 0 | 0 | 0 | 0 | 0
F7_Commercial_OR - College_New_Space Heating_Natural Gas_Gas Boiler - Hot Water Reset_A_Achievable Economic TRC Potential | F7 | Commercial | OR - College | New | Space Heating | Natural Gas | Gas Boiler - Hot Water Reset | A | Cumulative Energy Savings (MWh or mTherms) | Achievable Economic TRC Potential | 0 | 0 | 0 | 0 | 0 | 0 | 0 | 0 | 0 | 0 | 0 | 0 | 0 | 0 | 0 | 0 | 0 | 0 | 0 | 0 | 0 | 0 | 0 | 0 | 0 | 0 | 0
F8_Commercial_OR - College_New_Space Heating_Natural Gas_Gas Boiler - Hot Water Reset_A_Achievable Economic TRC Potential | F8 | Commercial | OR - College | New | Space Heating | Natural Gas | Gas Boiler - Hot Water Reset | A | Cumulative Summer Peak Savings (MW) | Achievable Economic TRC Potential | 0 | 0 | 0 | 0 | 0 | 0 | 0 | 0 | 0 | 0 | 0 | 0 | 0 | 0 | 0 | 0 | 0 | 0 | 0 | 0 | 0 | 0 | 0 | 0 | 0 | 0 | 0
F9_Commercial_OR - College_New_Space Heating_Natural Gas_Gas Boiler - Hot Water Reset_A_Achievable Economic TRC Potential | F9 | Commercial | OR - College | New | Space Heating | Natural Gas | Gas Boiler - Hot Water Reset | A | Cumulative Winter Peak Savings (MW) | Achievable Economic TRC Potential | 0 | 0 | 0 | 0 | 0 | 0 | 0 | 0 | 0 | 0 | 0 | 0 | 0 | 0 | 0 | 0 | 0 | 0 | 0 | 0 | 0 | 0 | 0 | 0 | 0 | 0 | 0
F10_Commercial_OR - College_New_Space Heating_Natural Gas_Gas Boiler - Hot Water Reset_A_Achievable Economic TRC Potential | F10 | Commercial | OR - College | New | Space Heating | Natural Gas | Gas Boiler - Hot Water Reset | A | Purchases (Incremental) | Achievable Economic TRC Potential | 0 | 0 | 0 | 0 | 0 | 0 | 0 | 0 | 0 | 0 | 0 | 0 | 0 | 0 | 0 | 0 | 0 | 0 | 0 | 0 | 0 | 0 | 0 | 0 | 0 | 0 | 0
F11_Commercial_OR - College_New_Space Heating_Natural Gas_Gas Boiler - Hot Water Reset_A_Achievable Economic TRC Potential | F11 | Commercial | OR - College | New | Space Heating | Natural Gas | Gas Boiler - Hot Water Reset | A | Purchases (Cumulative) | Achievable Economic TRC Potential | 0 | 0 | 0 | 0 | 0 | 0 | 0 | 0 | 0 | 0 | 0 | 0 | 0 | 0 | 0 | 0 | 0 | 0 | 0 | 0 | 0 | 0 | 0 | 0 | 0 | 0 | 0
F1_Commercial_OR - College_New_Space Heating_Natural Gas_Gas Boiler - Steam Trap Replacement_A_Achievable Economic TRC Potential | F1 | Commercial | OR - College | New | Space Heating | Natural Gas | Gas Boiler - Steam Trap Replacement | A | Integrated Unit Energy Savings (kWh or therms) | Achievable Economic TRC Potential | 0 | 0 | 0 | 0 | 0 | 0 | 0 | 0 | 0 | 0 | 0 | 0 | 0 | 0 | 0 | 0 | 0 | 0 | 0 | 0 | 0 | 0 | 0 | 0 | 0 | 0 | 0
F2_Commercial_OR - College_New_Space Heating_Natural Gas_Gas Boiler - Steam Trap Replacement_A_Achievable Economic TRC Potential | F2 | Commercial | OR - College | New | Space Heating | Natural Gas | Gas Boiler - Steam Trap Replacement | A | Integrated Unit Summer Peak Savings (kW) | Achievable Economic TRC Potential | 0 | 0 | 0 | 0 | 0 | 0 | 0 | 0 | 0 | 0 | 0 | 0 | 0 | 0 | 0 | 0 | 0 | 0 | 0 | 0 | 0 | 0 | 0 | 0 | 0 | 0 | 0
F3_Commercial_OR - College_New_Space Heating_Natural Gas_Gas Boiler - Steam Trap Replacement_A_Achievable Economic TRC Potential | F3 | Commercial | OR - College | New | Space Heating | Natural Gas | Gas Boiler - Steam Trap Replacement | A | Integrated Unit Winter Peak Savings (kW) | Achievable Economic TRC Potential | 0 | 0 | 0 | 0 | 0 | 0 | 0 | 0 | 0 | 0 | 0 | 0 | 0 | 0 | 0 | 0 | 0 | 0 | 0 | 0 | 0 | 0 | 0 | 0 | 0 | 0 | 0
F4_Commercial_OR - College_New_Space Heating_Natural Gas_Gas Boiler - Steam Trap Replacement_A_Achievable Economic TRC Potential | F4 | Commercial | OR - College | New | Space Heating | Natural Gas | Gas Boiler - Steam Trap Replacement | A | Incremental Energy Savings (MWh or mTherms) | Achievable Economic TRC Potential | 0 | 0 | 0 | 0 | 0 | 0 | 0 | 0 | 0 | 0 | 0 | 0 | 0 | 0 | 0 | 0 | 0 | 0 | 0 | 0 | 0 | 0 | 0 | 0 | 0 | 0 | 0
F5_Commercial_OR - College_New_Space Heating_Natural Gas_Gas Boiler - Steam Trap Replacement_A_Achievable Economic TRC Potential | F5 | Commercial | OR - College | New | Space Heating | Natural Gas | Gas Boiler - Steam Trap Replacement | A | Incremental Summer Peak Savings (MW) | Achievable Economic TRC Potential | 0 | 0 | 0 | 0 | 0 | 0 | 0 | 0 | 0 | 0 | 0 | 0 | 0 | 0 | 0 | 0 | 0 | 0 | 0 | 0 | 0 | 0 | 0 | 0 | 0 | 0 | 0
F6_Commercial_OR - College_New_Space Heating_Natural Gas_Gas Boiler - Steam Trap Replacement_A_Achievable Economic TRC Potential | F6 | Commercial | OR - College | New | Space Heating | Natural Gas | Gas Boiler - Steam Trap Replacement | A | Incremental Winter Peak Savings (MW) | Achievable Economic TRC Potential | 0 | 0 | 0 | 0 | 0 | 0 | 0 | 0 | 0 | 0 | 0 | 0 | 0 | 0 | 0 | 0 | 0 | 0 | 0 | 0 | 0 | 0 | 0 | 0 | 0 | 0 | 0
F7_Commercial_OR - College_New_Space Heating_Natural Gas_Gas Boiler - Steam Trap Replacement_A_Achievable Economic TRC Potential | F7 | Commercial | OR - College | New | Space Heating | Natural Gas | Gas Boiler - Steam Trap Replacement | A | Cumulative Energy Savings (MWh or mTherms) | Achievable Economic TRC Potential | 0 | 0 | 0 | 0 | 0 | 0 | 0 | 0 | 0 | 0 | 0 | 0 | 0 | 0 | 0 | 0 | 0 | 0 | 0 | 0 | 0 | 0 | 0 | 0 | 0 | 0 | 0
F8_Commercial_OR - College_New_Space Heating_Natural Gas_Gas Boiler - Steam Trap Replacement_A_Achievable Economic TRC Potential | F8 | Commercial | OR - College | New | Space Heating | Natural Gas | Gas Boiler - Steam Trap Replacement | A | Cumulative Summer Peak Savings (MW) | Achievable Economic TRC Potential | 0 | 0 | 0 | 0 | 0 | 0 | 0 | 0 | 0 | 0 | 0 | 0 | 0 | 0 | 0 | 0 | 0 | 0 | 0 | 0 | 0 | 0 | 0 | 0 | 0 | 0 | 0
F9_Commercial_OR - College_New_Space Heating_Natural Gas_Gas Boiler - Steam Trap Replacement_A_Achievable Economic TRC Potential | F9 | Commercial | OR - College | New | Space Heating | Natural Gas | Gas Boiler - Steam Trap Replacement | A | Cumulative Winter Peak Savings (MW) | Achievable Economic TRC Potential | 0 | 0 | 0 | 0 | 0 | 0 | 0 | 0 | 0 | 0 | 0 | 0 | 0 | 0 | 0 | 0 | 0 | 0 | 0 | 0 | 0 | 0 | 0 | 0 | 0 | 0 | 0
F10_Commercial_OR - College_New_Space Heating_Natural Gas_Gas Boiler - Steam Trap Replacement_A_Achievable Economic TRC Potential | F10 | Commercial | OR - College | New | Space Heating | Natural Gas | Gas Boiler - Steam Trap Replacement | A | Purchases (Incremental) | Achievable Economic TRC Potential | 0 | 0 | 0 | 0 | 0 | 0 | 0 | 0 | 0 | 0 | 0 | 0 | 0 | 0 | 0 | 0 | 0 | 0 | 0 | 0 | 0 | 0 | 0 | 0 | 0 | 0 | 0
F11_Commercial_OR - College_New_Space Heating_Natural Gas_Gas Boiler - Steam Trap Replacement_A_Achievable Economic TRC Potential | F11 | Commercial | OR - College | New | Space Heating | Natural Gas | Gas Boiler - Steam Trap Replacement | A | Purchases (Cumulative) | Achievable Economic TRC Potential | 0 | 0 | 0 | 0 | 0 | 0 | 0 | 0 | 0 | 0 | 0 | 0 | 0 | 0 | 0 | 0 | 0 | 0 | 0 | 0 | 0 | 0 | 0 | 0 | 0 | 0 | 0
F1_Commercial_OR - College_New_Space Heating_Natural Gas_Gas Boiler - High Turndown Burner_A_Achievable Economic TRC Potential | F1 | Commercial | OR - College | New | Space Heating | Natural Gas | Gas Boiler - High Turndown Burner | A | Integrated Unit Energy Savings (kWh or therms) | Achievable Economic TRC Potential | 0 | 0 | 0 | 0 | 0 | 0 | 0 | 0 | 0 | 0 | 0 | 0 | 0 | 0 | 0 | 0 | 0 | 0 | 0 | 0 | 0 | 0 | 0 | 0 | 0 | 0 | 0
F2_Commercial_OR - College_New_Space Heating_Natural Gas_Gas Boiler - High Turndown Burner_A_Achievable Economic TRC Potential | F2 | Commercial | OR - College | New | Space Heating | Natural Gas | Gas Boiler - High Turndown Burner | A | Integrated Unit Summer Peak Savings (kW) | Achievable Economic TRC Potential | 0 | 0 | 0 | 0 | 0 | 0 | 0 | 0 | 0 | 0 | 0 | 0 | 0 | 0 | 0 | 0 | 0 | 0 | 0 | 0 | 0 | 0 | 0 | 0 | 0 | 0 | 0
F3_Commercial_OR - College_New_Space Heating_Natural Gas_Gas Boiler - High Turndown Burner_A_Achievable Economic TRC Potential | F3 | Commercial | OR - College | New | Space Heating | Natural Gas | Gas Boiler - High Turndown Burner | A | Integrated Unit Winter Peak Savings (kW) | Achievable Economic TRC Potential | 0 | 0 | 0 | 0 | 0 | 0 | 0 | 0 | 0 | 0 | 0 | 0 | 0 | 0 | 0 | 0 | 0 | 0 | 0 | 0 | 0 | 0 | 0 | 0 | 0 | 0 | 0
F4_Commercial_OR - College_New_Space Heating_Natural Gas_Gas Boiler - High Turndown Burner_A_Achievable Economic TRC Potential | F4 | Commercial | OR - College | New | Space Heating | Natural Gas | Gas Boiler - High Turndown Burner | A | Incremental Energy Savings (MWh or mTherms) | Achievable Economic TRC Potential | 0 | 0 | 0 | 0 | 0 | 0 | 0 | 0 | 0 | 0 | 0 | 0 | 0 | 0 | 0 | 0 | 0 | 0 | 0 | 0 | 0 | 0 | 0 | 0 | 0 | 0 | 0
F5_Commercial_OR - College_New_Space Heating_Natural Gas_Gas Boiler - High Turndown Burner_A_Achievable Economic TRC Potential | F5 | Commercial | OR - College | New | Space Heating | Natural Gas | Gas Boiler - High Turndown Burner | A | Incremental Summer Peak Savings (MW) | Achievable Economic TRC Potential | 0 | 0 | 0 | 0 | 0 | 0 | 0 | 0 | 0 | 0 | 0 | 0 | 0 | 0 | 0 | 0 | 0 | 0 | 0 | 0 | 0 | 0 | 0 | 0 | 0 | 0 | 0
F6_Commercial_OR - College_New_Space Heating_Natural Gas_Gas Boiler - High Turndown Burner_A_Achievable Economic TRC Potential | F6 | Commercial | OR - College | New | Space Heating | Natural Gas | Gas Boiler - High Turndown Burner | A | Incremental Winter Peak Savings (MW) | Achievable Economic TRC Potential | 0 | 0 | 0 | 0 | 0 | 0 | 0 | 0 | 0 | 0 | 0 | 0 | 0 | 0 | 0 | 0 | 0 | 0 | 0 | 0 | 0 | 0 | 0 | 0 | 0 | 0 | 0
F7_Commercial_OR - College_New_Space Heating_Natural Gas_Gas Boiler - High Turndown Burner_A_Achievable Economic TRC Potential | F7 | Commercial | OR - College | New | Space Heating | Natural Gas | Gas Boiler - High Turndown Burner | A | Cumulative Energy Savings (MWh or mTherms) | Achievable Economic TRC Potential | 0 | 0 | 0 | 0 | 0 | 0 | 0 | 0 | 0 | 0 | 0 | 0 | 0 | 0 | 0 | 0 | 0 | 0 | 0 | 0 | 0 | 0 | 0 | 0 | 0 | 0 | 0
F8_Commercial_OR - College_New_Space Heating_Natural Gas_Gas Boiler - High Turndown Burner_A_Achievable Economic TRC Potential | F8 | Commercial | OR - College | New | Space Heating | Natural Gas | Gas Boiler - High Turndown Burner | A | Cumulative Summer Peak Savings (MW) | Achievable Economic TRC Potential | 0 | 0 | 0 | 0 | 0 | 0 | 0 | 0 | 0 | 0 | 0 | 0 | 0 | 0 | 0 | 0 | 0 | 0 | 0 | 0 | 0 | 0 | 0 | 0 | 0 | 0 | 0
F9_Commercial_OR - College_New_Space Heating_Natural Gas_Gas Boiler - High Turndown Burner_A_Achievable Economic TRC Potential | F9 | Commercial | OR - College | New | Space Heating | Natural Gas | Gas Boiler - High Turndown Burner | A | Cumulative Winter Peak Savings (MW) | Achievable Economic TRC Potential | 0 | 0 | 0 | 0 | 0 | 0 | 0 | 0 | 0 | 0 | 0 | 0 | 0 | 0 | 0 | 0 | 0 | 0 | 0 | 0 | 0 | 0 | 0 | 0 | 0 | 0 | 0
F10_Commercial_OR - College_New_Space Heating_Natural Gas_Gas Boiler - High Turndown Burner_A_Achievable Economic TRC Potential | F10 | Commercial | OR - College | New | Space Heating | Natural Gas | Gas Boiler - High Turndown Burner | A | Purchases (Incremental) | Achievable Economic TRC Potential | 0 | 0 | 0 | 0 | 0 | 0 | 0 | 0 | 0 | 0 | 0 | 0 | 0 | 0 | 0 | 0 | 0 | 0 | 0 | 0 | 0 | 0 | 0 | 0 | 0 | 0 | 0
F11_Commercial_OR - College_New_Space Heating_Natural Gas_Gas Boiler - High Turndown Burner_A_Achievable Economic TRC Potential | F11 | Commercial | OR - College | New | Space Heating | Natural Gas | Gas Boiler - High Turndown Burner | A | Purchases (Cumulative) | Achievable Economic TRC Potential | 0 | 0 | 0 | 0 | 0 | 0 | 0 | 0 | 0 | 0 | 0 | 0 | 0 | 0 | 0 | 0 | 0 | 0 | 0 | 0 | 0 | 0 | 0 | 0 | 0 | 0 | 0
F1_Commercial_OR - College_New_Space Heating_Natural Gas_Gas Boiler - Burner Control Optimization_A_Achievable Economic TRC Potential | F1 | Commercial | OR - College | New | Space Heating | Natural Gas | Gas Boiler - Burner Control Optimization | A | Integrated Unit Energy Savings (kWh or therms) | Achievable Economic TRC Potential | 0 | 0 | 0 | 0 | 0 | 0 | 0 | 0 | 0 | 0 | 0 | 0 | 0 | 0 | 0 | 0 | 0 | 0 | 0 | 0 | 0 | 0 | 0 | 0 | 0 | 0 | 0
F2_Commercial_OR - College_New_Space Heating_Natural Gas_Gas Boiler - Burner Control Optimization_A_Achievable Economic TRC Potential | F2 | Commercial | OR - College | New | Space Heating | Natural Gas | Gas Boiler - Burner Control Optimization | A | Integrated Unit Summer Peak Savings (kW) | Achievable Economic TRC Potential | 0 | 0 | 0 | 0 | 0 | 0 | 0 | 0 | 0 | 0 | 0 | 0 | 0 | 0 | 0 | 0 | 0 | 0 | 0 | 0 | 0 | 0 | 0 | 0 | 0 | 0 | 0
F3_Commercial_OR - College_New_Space Heating_Natural Gas_Gas Boiler - Burner Control Optimization_A_Achievable Economic TRC Potential | F3 | Commercial | OR - College | New | Space Heating | Natural Gas | Gas Boiler - Burner Control Optimization | A | Integrated Unit Winter Peak Savings (kW) | Achievable Economic TRC Potential | 0 | 0 | 0 | 0 | 0 | 0 | 0 | 0 | 0 | 0 | 0 | 0 | 0 | 0 | 0 | 0 | 0 | 0 | 0 | 0 | 0 | 0 | 0 | 0 | 0 | 0 | 0
F4_Commercial_OR - College_New_Space Heating_Natural Gas_Gas Boiler - Burner Control Optimization_A_Achievable Economic TRC Potential | F4 | Commercial | OR - College | New | Space Heating | Natural Gas | Gas Boiler - Burner Control Optimization | A | Incremental Energy Savings (MWh or mTherms) | Achievable Economic TRC Potential | 0 | 0 | 0 | 0 | 0 | 0 | 0 | 0 | 0 | 0 | 0 | 0 | 0 | 0 | 0 | 0 | 0 | 0 | 0 | 0 | 0 | 0 | 0 | 0 | 0 | 0 | 0
F5_Commercial_OR - College_New_Space Heating_Natural Gas_Gas Boiler - Burner Control Optimization_A_Achievable Economic TRC Potential | F5 | Commercial | OR - College | New | Space Heating | Natural Gas | Gas Boiler - Burner Control Optimization | A | Incremental Summer Peak Savings (MW) | Achievable Economic TRC Potential | 0 | 0 | 0 | 0 | 0 | 0 | 0 | 0 | 0 | 0 | 0 | 0 | 0 | 0 | 0 | 0 | 0 | 0 | 0 | 0 | 0 | 0 | 0 | 0 | 0 | 0 | 0
F6_Commercial_OR - College_New_Space Heating_Natural Gas_Gas Boiler - Burner Control Optimization_A_Achievable Economic TRC Potential | F6 | Commercial | OR - College | New | Space Heating | Natural Gas | Gas Boiler - Burner Control Optimization | A | Incremental Winter Peak Savings (MW) | Achievable Economic TRC Potential | 0 | 0 | 0 | 0 | 0 | 0 | 0 | 0 | 0 | 0 | 0 | 0 | 0 | 0 | 0 | 0 | 0 | 0 | 0 | 0 | 0 | 0 | 0 | 0 | 0 | 0 | 0
F7_Commercial_OR - College_New_Space Heating_Natural Gas_Gas Boiler - Burner Control Optimization_A_Achievable Economic TRC Potential | F7 | Commercial | OR - College | New | Space Heating | Natural Gas | Gas Boiler - Burner Control Optimization | A | Cumulative Energy Savings (MWh or mTherms) | Achievable Economic TRC Potential | 0 | 0 | 0 | 0 | 0 | 0 | 0 | 0 | 0 | 0 | 0 | 0 | 0 | 0 | 0 | 0 | 0 | 0 | 0 | 0 | 0 | 0 | 0 | 0 | 0 | 0 | 0
F8_Commercial_OR - College_New_Space Heating_Natural Gas_Gas Boiler - Burner Control Optimization_A_Achievable Economic TRC Potential | F8 | Commercial | OR - College | New | Space Heating | Natural Gas | Gas Boiler - Burner Control Optimization | A | Cumulative Summer Peak Savings (MW) | Achievable Economic TRC Potential | 0 | 0 | 0 | 0 | 0 | 0 | 0 | 0 | 0 | 0 | 0 | 0 | 0 | 0 | 0 | 0 | 0 | 0 | 0 | 0 | 0 | 0 | 0 | 0 | 0 | 0 | 0
F9_Commercial_OR - College_New_Space Heating_Natural Gas_Gas Boiler - Burner Control Optimization_A_Achievable Economic TRC Potential | F9 | Commercial | OR - College | New | Space Heating | Natural Gas | Gas Boiler - Burner Control Optimization | A | Cumulative Winter Peak Savings (MW) | Achievable Economic TRC Potential | 0 | 0 | 0 | 0 | 0 | 0 | 0 | 0 | 0 | 0 | 0 | 0 | 0 | 0 | 0 | 0 | 0 | 0 | 0 | 0 | 0 | 0 | 0 | 0 | 0 | 0 | 0
F10_Commercial_OR - College_New_Space Heating_Natural Gas_Gas Boiler - Burner Control Optimization_A_Achievable Economic TRC Potential | F10 | Commercial | OR - College | New | Space Heating | Natural Gas | Gas Boiler - Burner Control Optimization | A | Purchases (Incremental) | Achievable Economic TRC Potential | 0 | 0 | 0 | 0 | 0 | 0 | 0 | 0 | 0 | 0 | 0 | 0 | 0 | 0 | 0 | 0 | 0 | 0 | 0 | 0 | 0 | 0 | 0 | 0 | 0 | 0 | 0
F11_Commercial_OR - College_New_Space Heating_Natural Gas_Gas Boiler - Burner Control Optimization_A_Achievable Economic TRC Potential | F11 | Commercial | OR - College | New | Space Heating | Natural Gas | Gas Boiler - Burner Control Optimization | A | Purchases (Cumulative) | Achievable Economic TRC Potential | 0 | 0 | 0 | 0 | 0 | 0 | 0 | 0 | 0 | 0 | 0 | 0 | 0 | 0 | 0 | 0 | 0 | 0 | 0 | 0 | 0 | 0 | 0 | 0 | 0 | 0 | 0
F1_Commercial_OR - College_New_Space Heating_Natural Gas_Gas Boiler - Stack Economizer_A_Achievable Economic TRC Potential | F1 | Commercial | OR - College | New | Space Heating | Natural Gas | Gas Boiler - Stack Economizer | A | Integrated Unit Energy Savings (kWh or therms) | Achievable Economic TRC Potential | 0 | 0 | 0 | 0 | 0 | 0 | 0 | 0 | 0 | 0 | 0 | 0 | 0 | 0 | 0 | 0 | 0 | 0 | 0 | 0 | 0 | 0 | 0 | 0 | 0 | 0 | 0
F2_Commercial_OR - College_New_Space Heating_Natural Gas_Gas Boiler - Stack Economizer_A_Achievable Economic TRC Potential | F2 | Commercial | OR - College | New | Space Heating | Natural Gas | Gas Boiler - Stack Economizer | A | Integrated Unit Summer Peak Savings (kW) | Achievable Economic TRC Potential | 0 | 0 | 0 | 0 | 0 | 0 | 0 | 0 | 0 | 0 | 0 | 0 | 0 | 0 | 0 | 0 | 0 | 0 | 0 | 0 | 0 | 0 | 0 | 0 | 0 | 0 | 0
F3_Commercial_OR - College_New_Space Heating_Natural Gas_Gas Boiler - Stack Economizer_A_Achievable Economic TRC Potential | F3 | Commercial | OR - College | New | Space Heating | Natural Gas | Gas Boiler - Stack Economizer | A | Integrated Unit Winter Peak Savings (kW) | Achievable Economic TRC Potential | 0 | 0 | 0 | 0 | 0 | 0 | 0 | 0 | 0 | 0 | 0 | 0 | 0 | 0 | 0 | 0 | 0 | 0 | 0 | 0 | 0 | 0 | 0 | 0 | 0 | 0 | 0
F4_Commercial_OR - College_New_Space Heating_Natural Gas_Gas Boiler - Stack Economizer_A_Achievable Economic TRC Potential | F4 | Commercial | OR - College | New | Space Heating | Natural Gas | Gas Boiler - Stack Economizer | A | Incremental Energy Savings (MWh or mTherms) | Achievable Economic TRC Potential | 0 | 0 | 0 | 0 | 0 | 0 | 0 | 0 | 0 | 0 | 0 | 0 | 0 | 0 | 0 | 0 | 0 | 0 | 0 | 0 | 0 | 0 | 0 | 0 | 0 | 0 | 0
F5_Commercial_OR - College_New_Space Heating_Natural Gas_Gas Boiler - Stack Economizer_A_Achievable Economic TRC Potential | F5 | Commercial | OR - College | New | Space Heating | Natural Gas | Gas Boiler - Stack Economizer | A | Incremental Summer Peak Savings (MW) | Achievable Economic TRC Potential | 0 | 0 | 0 | 0 | 0 | 0 | 0 | 0 | 0 | 0 | 0 | 0 | 0 | 0 | 0 | 0 | 0 | 0 | 0 | 0 | 0 | 0 | 0 | 0 | 0 | 0 | 0
F6_Commercial_OR - College_New_Space Heating_Natural Gas_Gas Boiler - Stack Economizer_A_Achievable Economic TRC Potential | F6 | Commercial | OR - College | New | Space Heating | Natural Gas | Gas Boiler - Stack Economizer | A | Incremental Winter Peak Savings (MW) | Achievable Economic TRC Potential | 0 | 0 | 0 | 0 | 0 | 0 | 0 | 0 | 0 | 0 | 0 | 0 | 0 | 0 | 0 | 0 | 0 | 0 | 0 | 0 | 0 | 0 | 0 | 0 | 0 | 0 | 0
F7_Commercial_OR - College_New_Space Heating_Natural Gas_Gas Boiler - Stack Economizer_A_Achievable Economic TRC Potential | F7 | Commercial | OR - College | New | Space Heating | Natural Gas | Gas Boiler - Stack Economizer | A | Cumulative Energy Savings (MWh or mTherms) | Achievable Economic TRC Potential | 0 | 0 | 0 | 0 | 0 | 0 | 0 | 0 | 0 | 0 | 0 | 0 | 0 | 0 | 0 | 0 | 0 | 0 | 0 | 0 | 0 | 0 | 0 | 0 | 0 | 0 | 0
F8_Commercial_OR - College_New_Space Heating_Natural Gas_Gas Boiler - Stack Economizer_A_Achievable Economic TRC Potential | F8 | Commercial | OR - College | New | Space Heating | Natural Gas | Gas Boiler - Stack Economizer | A | Cumulative Summer Peak Savings (MW) | Achievable Economic TRC Potential | 0 | 0 | 0 | 0 | 0 | 0 | 0 | 0 | 0 | 0 | 0 | 0 | 0 | 0 | 0 | 0 | 0 | 0 | 0 | 0 | 0 | 0 | 0 | 0 | 0 | 0 | 0
F9_Commercial_OR - College_New_Space Heating_Natural Gas_Gas Boiler - Stack Economizer_A_Achievable Economic TRC Potential | F9 | Commercial | OR - College | New | Space Heating | Natural Gas | Gas Boiler - Stack Economizer | A | Cumulative Winter Peak Savings (MW) | Achievable Economic TRC Potential | 0 | 0 | 0 | 0 | 0 | 0 | 0 | 0 | 0 | 0 | 0 | 0 | 0 | 0 | 0 | 0 | 0 | 0 | 0 | 0 | 0 | 0 | 0 | 0 | 0 | 0 | 0
F10_Commercial_OR - College_New_Space Heating_Natural Gas_Gas Boiler - Stack Economizer_A_Achievable Economic TRC Potential | F10 | Commercial | OR - College | New | Space Heating | Natural Gas | Gas Boiler - Stack Economizer | A | Purchases (Incremental) | Achievable Economic TRC Potential | 0 | 0 | 0 | 0 | 0 | 0 | 0 | 0 | 0 | 0 | 0 | 0 | 0 | 0 | 0 | 0 | 0 | 0 | 0 | 0 | 0 | 0 | 0 | 0 | 0 | 0 | 0
F11_Commercial_OR - College_New_Space Heating_Natural Gas_Gas Boiler - Stack Economizer_A_Achievable Economic TRC Potential | F11 | Commercial | OR - College | New | Space Heating | Natural Gas | Gas Boiler - Stack Economizer | A | Purchases (Cumulative) | Achievable Economic TRC Potential | 0 | 0 | 0 | 0 | 0 | 0 | 0 | 0 | 0 | 0 | 0 | 0 | 0 | 0 | 0 | 0 | 0 | 0 | 0 | 0 | 0 | 0 | 0 | 0 | 0 | 0 | 0
F1_Commercial_OR - College_New_Space Heating_Natural Gas_Gas Boiler - Thermostatic Radiator Valves_A_Achievable Economic TRC Potential | F1 | Commercial | OR - College | New | Space Heating | Natural Gas | Gas Boiler - Thermostatic Radiator Valves | A | Integrated Unit Energy Savings (kWh or therms) | Achievable Economic TRC Potential | 0 | 0 | 0 | 0 | 0 | 0 | 0 | 0 | 0 | 0 | 0 | 0 | 0 | 0 | 0 | 0 | 0 | 0 | 0 | 0 | 0 | 0 | 0 | 0 | 0 | 0 | 0
F2_Commercial_OR - College_New_Space Heating_Natural Gas_Gas Boiler - Thermostatic Radiator Valves_A_Achievable Economic TRC Potential | F2 | Commercial | OR - College | New | Space Heating | Natural Gas | Gas Boiler - Thermostatic Radiator Valves | A | Integrated Unit Summer Peak Savings (kW) | Achievable Economic TRC Potential | 0 | 0 | 0 | 0 | 0 | 0 | 0 | 0 | 0 | 0 | 0 | 0 | 0 | 0 | 0 | 0 | 0 | 0 | 0 | 0 | 0 | 0 | 0 | 0 | 0 | 0 | 0
F3_Commercial_OR - College_New_Space Heating_Natural Gas_Gas Boiler - Thermostatic Radiator Valves_A_Achievable Economic TRC Potential | F3 | Commercial | OR - College | New | Space Heating | Natural Gas | Gas Boiler - Thermostatic Radiator Valves | A | Integrated Unit Winter Peak Savings (kW) | Achievable Economic TRC Potential | 0 | 0 | 0 | 0 | 0 | 0 | 0 | 0 | 0 | 0 | 0 | 0 | 0 | 0 | 0 | 0 | 0 | 0 | 0 | 0 | 0 | 0 | 0 | 0 | 0 | 0 | 0
F4_Commercial_OR - College_New_Space Heating_Natural Gas_Gas Boiler - Thermostatic Radiator Valves_A_Achievable Economic TRC Potential | F4 | Commercial | OR - College | New | Space Heating | Natural Gas | Gas Boiler - Thermostatic Radiator Valves | A | Incremental Energy Savings (MWh or mTherms) | Achievable Economic TRC Potential | 0 | 0 | 0 | 0 | 0 | 0 | 0 | 0 | 0 | 0 | 0 | 0 | 0 | 0 | 0 | 0 | 0 | 0 | 0 | 0 | 0 | 0 | 0 | 0 | 0 | 0 | 0
F5_Commercial_OR - College_New_Space Heating_Natural Gas_Gas Boiler - Thermostatic Radiator Valves_A_Achievable Economic TRC Potential | F5 | Commercial | OR - College | New | Space Heating | Natural Gas | Gas Boiler - Thermostatic Radiator Valves | A | Incremental Summer Peak Savings (MW) | Achievable Economic TRC Potential | 0 | 0 | 0 | 0 | 0 | 0 | 0 | 0 | 0 | 0 | 0 | 0 | 0 | 0 | 0 | 0 | 0 | 0 | 0 | 0 | 0 | 0 | 0 | 0 | 0 | 0 | 0
F6_Commercial_OR - College_New_Space Heating_Natural Gas_Gas Boiler - Thermostatic Radiator Valves_A_Achievable Economic TRC Potential | F6 | Commercial | OR - College | New | Space Heating | Natural Gas | Gas Boiler - Thermostatic Radiator Valves | A | Incremental Winter Peak Savings (MW) | Achievable Economic TRC Potential | 0 | 0 | 0 | 0 | 0 | 0 | 0 | 0 | 0 | 0 | 0 | 0 | 0 | 0 | 0 | 0 | 0 | 0 | 0 | 0 | 0 | 0 | 0 | 0 | 0 | 0 | 0
F7_Commercial_OR - College_New_Space Heating_Natural Gas_Gas Boiler - Thermostatic Radiator Valves_A_Achievable Economic TRC Potential | F7 | Commercial | OR - College | New | Space Heating | Natural Gas | Gas Boiler - Thermostatic Radiator Valves | A | Cumulative Energy Savings (MWh or mTherms) | Achievable Economic TRC Potential | 0 | 0 | 0 | 0 | 0 | 0 | 0 | 0 | 0 | 0 | 0 | 0 | 0 | 0 | 0 | 0 | 0 | 0 | 0 | 0 | 0 | 0 | 0 | 0 | 0 | 0 | 0
F8_Commercial_OR - College_New_Space Heating_Natural Gas_Gas Boiler - Thermostatic Radiator Valves_A_Achievable Economic TRC Potential | F8 | Commercial | OR - College | New | Space Heating | Natural Gas | Gas Boiler - Thermostatic Radiator Valves | A | Cumulative Summer Peak Savings (MW) | Achievable Economic TRC Potential | 0 | 0 | 0 | 0 | 0 | 0 | 0 | 0 | 0 | 0 | 0 | 0 | 0 | 0 | 0 | 0 | 0 | 0 | 0 | 0 | 0 | 0 | 0 | 0 | 0 | 0 | 0
F9_Commercial_OR - College_New_Space Heating_Natural Gas_Gas Boiler - Thermostatic Radiator Valves_A_Achievable Economic TRC Potential | F9 | Commercial | OR - College | New | Space Heating | Natural Gas | Gas Boiler - Thermostatic Radiator Valves | A | Cumulative Winter Peak Savings (MW) | Achievable Economic TRC Potential | 0 | 0 | 0 | 0 | 0 | 0 | 0 | 0 | 0 | 0 | 0 | 0 | 0 | 0 | 0 | 0 | 0 | 0 | 0 | 0 | 0 | 0 | 0 | 0 | 0 | 0 | 0
F10_Commercial_OR - College_New_Space Heating_Natural Gas_Gas Boiler - Thermostatic Radiator Valves_A_Achievable Economic TRC Potential | F10 | Commercial | OR - College | New | Space Heating | Natural Gas | Gas Boiler - Thermostatic Radiator Valves | A | Purchases (Incremental) | Achievable Economic TRC Potential | 0 | 0 | 0 | 0 | 0 | 0 | 0 | 0 | 0 | 0 | 0 | 0 | 0 | 0 | 0 | 0 | 0 | 0 | 0 | 0 | 0 | 0 | 0 | 0 | 0 | 0 | 0
F11_Commercial_OR - College_New_Space Heating_Natural Gas_Gas Boiler - Thermostatic Radiator Valves_A_Achievable Economic TRC Potential | F11 | Commercial | OR - College | New | Space Heating | Natural Gas | Gas Boiler - Thermostatic Radiator Valves | A | Purchases (Cumulative) | Achievable Economic TRC Potential | 0 | 0 | 0 | 0 | 0 | 0 | 0 | 0 | 0 | 0 | 0 | 0 | 0 | 0 | 0 | 0 | 0 | 0 | 0 | 0 | 0 | 0 | 0 | 0 | 0 | 0 | 0
F1_Commercial_OR - College_New_Space Heating_Natural Gas_HVAC - Shut Off Damper_A_Achievable Economic TRC Potential | F1 | Commercial | OR - College | New | Space Heating | Natural Gas | HVAC - Shut Off Damper | A | Integrated Unit Energy Savings (kWh or therms) | Achievable Economic TRC Potential | 0 | 0 | 0 | 0 | 0 | 0 | 0 | 0 | 0 | 0 | 0 | 0 | 0 | 0 | 0 | 0 | 0 | 0 | 0 | 0 | 0 | 0 | 0 | 0 | 0 | 0 | 0
F2_Commercial_OR - College_New_Space Heating_Natural Gas_HVAC - Shut Off Damper_A_Achievable Economic TRC Potential | F2 | Commercial | OR - College | New | Space Heating | Natural Gas | HVAC - Shut Off Damper | A | Integrated Unit Summer Peak Savings (kW) | Achievable Economic TRC Potential | 0 | 0 | 0 | 0 | 0 | 0 | 0 | 0 | 0 | 0 | 0 | 0 | 0 | 0 | 0 | 0 | 0 | 0 | 0 | 0 | 0 | 0 | 0 | 0 | 0 | 0 | 0
F3_Commercial_OR - College_New_Space Heating_Natural Gas_HVAC - Shut Off Damper_A_Achievable Economic TRC Potential | F3 | Commercial | OR - College | New | Space Heating | Natural Gas | HVAC - Shut Off Damper | A | Integrated Unit Winter Peak Savings (kW) | Achievable Economic TRC Potential | 0 | 0 | 0 | 0 | 0 | 0 | 0 | 0 | 0 | 0 | 0 | 0 | 0 | 0 | 0 | 0 | 0 | 0 | 0 | 0 | 0 | 0 | 0 | 0 | 0 | 0 | 0
F4_Commercial_OR - College_New_Space Heating_Natural Gas_HVAC - Shut Off Damper_A_Achievable Economic TRC Potential | F4 | Commercial | OR - College | New | Space Heating | Natural Gas | HVAC - Shut Off Damper | A | Incremental Energy Savings (MWh or mTherms) | Achievable Economic TRC Potential | 0 | 0 | 0 | 0 | 0 | 0 | 0 | 0 | 0 | 0 | 0 | 0 | 0 | 0 | 0 | 0 | 0 | 0 | 0 | 0 | 0 | 0 | 0 | 0 | 0 | 0 | 0
F5_Commercial_OR - College_New_Space Heating_Natural Gas_HVAC - Shut Off Damper_A_Achievable Economic TRC Potential | F5 | Commercial | OR - College | New | Space Heating | Natural Gas | HVAC - Shut Off Damper | A | Incremental Summer Peak Savings (MW) | Achievable Economic TRC Potential | 0 | 0 | 0 | 0 | 0 | 0 | 0 | 0 | 0 | 0 | 0 | 0 | 0 | 0 | 0 | 0 | 0 | 0 | 0 | 0 | 0 | 0 | 0 | 0 | 0 | 0 | 0
F6_Commercial_OR - College_New_Space Heating_Natural Gas_HVAC - Shut Off Damper_A_Achievable Economic TRC Potential | F6 | Commercial | OR - College | New | Space Heating | Natural Gas | HVAC - Shut Off Damper | A | Incremental Winter Peak Savings (MW) | Achievable Economic TRC Potential | 0 | 0 | 0 | 0 | 0 | 0 | 0 | 0 | 0 | 0 | 0 | 0 | 0 | 0 | 0 | 0 | 0 | 0 | 0 | 0 | 0 | 0 | 0 | 0 | 0 | 0 | 0
F7_Commercial_OR - College_New_Space Heating_Natural Gas_HVAC - Shut Off Damper_A_Achievable Economic TRC Potential | F7 | Commercial | OR - College | New | Space Heating | Natural Gas | HVAC - Shut Off Damper | A | Cumulative Energy Savings (MWh or mTherms) | Achievable Economic TRC Potential | 0 | 0 | 0 | 0 | 0 | 0 | 0 | 0 | 0 | 0 | 0 | 0 | 0 | 0 | 0 | 0 | 0 | 0 | 0 | 0 | 0 | 0 | 0 | 0 | 0 | 0 | 0
F8_Commercial_OR - College_New_Space Heating_Natural Gas_HVAC - Shut Off Damper_A_Achievable Economic TRC Potential | F8 | Commercial | OR - College | New | Space Heating | Natural Gas | HVAC - Shut Off Damper | A | Cumulative Summer Peak Savings (MW) | Achievable Economic TRC Potential | 0 | 0 | 0 | 0 | 0 | 0 | 0 | 0 | 0 | 0 | 0 | 0 | 0 | 0 | 0 | 0 | 0 | 0 | 0 | 0 | 0 | 0 | 0 | 0 | 0 | 0 | 0
F9_Commercial_OR - College_New_Space Heating_Natural Gas_HVAC - Shut Off Damper_A_Achievable Economic TRC Potential | F9 | Commercial | OR - College | New | Space Heating | Natural Gas | HVAC - Shut Off Damper | A | Cumulative Winter Peak Savings (MW) | Achievable Economic TRC Potential | 0 | 0 | 0 | 0 | 0 | 0 | 0 | 0 | 0 | 0 | 0 | 0 | 0 | 0 | 0 | 0 | 0 | 0 | 0 | 0 | 0 | 0 | 0 | 0 | 0 | 0 | 0
F10_Commercial_OR - College_New_Space Heating_Natural Gas_HVAC - Shut Off Damper_A_Achievable Economic TRC Potential | F10 | Commercial | OR - College | New | Space Heating | Natural Gas | HVAC - Shut Off Damper | A | Purchases (Incremental) | Achievable Economic TRC Potential | 0 | 0 | 0 | 0 | 0 | 0 | 0 | 0 | 0 | 0 | 0 | 0 | 0 | 0 | 0 | 0 | 0 | 0 | 0 | 0 | 0 | 0 | 0 | 0 | 0 | 0 | 0
F11_Commercial_OR - College_New_Space Heating_Natural Gas_HVAC - Shut Off Damper_A_Achievable Economic TRC Potential | F11 | Commercial | OR - College | New | Space Heating | Natural Gas | HVAC - Shut Off Damper | A | Purchases (Cumulative) | Achievable Economic TRC Potential | 0 | 0 | 0 | 0 | 0 | 0 | 0 | 0 | 0 | 0 | 0 | 0 | 0 | 0 | 0 | 0 | 0 | 0 | 0 | 0 | 0 | 0 | 0 | 0 | 0 | 0 | 0
F1_Commercial_OR - College_New_Space Heating_Natural Gas_Gas Furnace - Tube Inserts_A_Achievable Economic TRC Potential | F1 | Commercial | OR - College | New | Space Heating | Natural Gas | Gas Furnace - Tube Inserts | A | Integrated Unit Energy Savings (kWh or therms) | Achievable Economic TRC Potential | 0 | 0 | 0 | 0 | 0 | 0 | 0 | 0 | 0 | 0 | 0 | 0 | 0 | 0 | 0 | 0 | 0 | 0 | 0 | 0 | 0 | 0 | 0 | 0 | 0 | 0 | 0
F2_Commercial_OR - College_New_Space Heating_Natural Gas_Gas Furnace - Tube Inserts_A_Achievable Economic TRC Potential | F2 | Commercial | OR - College | New | Space Heating | Natural Gas | Gas Furnace - Tube Inserts | A | Integrated Unit Summer Peak Savings (kW) | Achievable Economic TRC Potential | 0 | 0 | 0 | 0 | 0 | 0 | 0 | 0 | 0 | 0 | 0 | 0 | 0 | 0 | 0 | 0 | 0 | 0 | 0 | 0 | 0 | 0 | 0 | 0 | 0 | 0 | 0
F3_Commercial_OR - College_New_Space Heating_Natural Gas_Gas Furnace - Tube Inserts_A_Achievable Economic TRC Potential | F3 | Commercial | OR - College | New | Space Heating | Natural Gas | Gas Furnace - Tube Inserts | A | Integrated Unit Winter Peak Savings (kW) | Achievable Economic TRC Potential | 0 | 0 | 0 | 0 | 0 | 0 | 0 | 0 | 0 | 0 | 0 | 0 | 0 | 0 | 0 | 0 | 0 | 0 | 0 | 0 | 0 | 0 | 0 | 0 | 0 | 0 | 0
F4_Commercial_OR - College_New_Space Heating_Natural Gas_Gas Furnace - Tube Inserts_A_Achievable Economic TRC Potential | F4 | Commercial | OR - College | New | Space Heating | Natural Gas | Gas Furnace - Tube Inserts | A | Incremental Energy Savings (MWh or mTherms) | Achievable Economic TRC Potential | 0 | 0 | 0 | 0 | 0 | 0 | 0 | 0 | 0 | 0 | 0 | 0 | 0 | 0 | 0 | 0 | 0 | 0 | 0 | 0 | 0 | 0 | 0 | 0 | 0 | 0 | 0
F5_Commercial_OR - College_New_Space Heating_Natural Gas_Gas Furnace - Tube Inserts_A_Achievable Economic TRC Potential | F5 | Commercial | OR - College | New | Space Heating | Natural Gas | Gas Furnace - Tube Inserts | A | Incremental Summer Peak Savings (MW) | Achievable Economic TRC Potential | 0 | 0 | 0 | 0 | 0 | 0 | 0 | 0 | 0 | 0 | 0 | 0 | 0 | 0 | 0 | 0 | 0 | 0 | 0 | 0 | 0 | 0 | 0 | 0 | 0 | 0 | 0
F6_Commercial_OR - College_New_Space Heating_Natural Gas_Gas Furnace - Tube Inserts_A_Achievable Economic TRC Potential | F6 | Commercial | OR - College | New | Space Heating | Natural Gas | Gas Furnace - Tube Inserts | A | Incremental Winter Peak Savings (MW) | Achievable Economic TRC Potential | 0 | 0 | 0 | 0 | 0 | 0 | 0 | 0 | 0 | 0 | 0 | 0 | 0 | 0 | 0 | 0 | 0 | 0 | 0 | 0 | 0 | 0 | 0 | 0 | 0 | 0 | 0
F7_Commercial_OR - College_New_Space Heating_Natural Gas_Gas Furnace - Tube Inserts_A_Achievable Economic TRC Potential | F7 | Commercial | OR - College | New | Space Heating | Natural Gas | Gas Furnace - Tube Inserts | A | Cumulative Energy Savings (MWh or mTherms) | Achievable Economic TRC Potential | 0 | 0 | 0 | 0 | 0 | 0 | 0 | 0 | 0 | 0 | 0 | 0 | 0 | 0 | 0 | 0 | 0 | 0 | 0 | 0 | 0 | 0 | 0 | 0 | 0 | 0 | 0
F8_Commercial_OR - College_New_Space Heating_Natural Gas_Gas Furnace - Tube Inserts_A_Achievable Economic TRC Potential | F8 | Commercial | OR - College | New | Space Heating | Natural Gas | Gas Furnace - Tube Inserts | A | Cumulative Summer Peak Savings (MW) | Achievable Economic TRC Potential | 0 | 0 | 0 | 0 | 0 | 0 | 0 | 0 | 0 | 0 | 0 | 0 | 0 | 0 | 0 | 0 | 0 | 0 | 0 | 0 | 0 | 0 | 0 | 0 | 0 | 0 | 0
F9_Commercial_OR - College_New_Space Heating_Natural Gas_Gas Furnace - Tube Inserts_A_Achievable Economic TRC Potential | F9 | Commercial | OR - College | New | Space Heating | Natural Gas | Gas Furnace - Tube Inserts | A | Cumulative Winter Peak Savings (MW) | Achievable Economic TRC Potential | 0 | 0 | 0 | 0 | 0 | 0 | 0 | 0 | 0 | 0 | 0 | 0 | 0 | 0 | 0 | 0 | 0 | 0 | 0 | 0 | 0 | 0 | 0 | 0 | 0 | 0 | 0
F10_Commercial_OR - College_New_Space Heating_Natural Gas_Gas Furnace - Tube Inserts_A_Achievable Economic TRC Potential | F10 | Commercial | OR - College | New | Space Heating | Natural Gas | Gas Furnace - Tube Inserts | A | Purchases (Incremental) | Achievable Economic TRC Potential | 0 | 0 | 0 | 0 | 0 | 0 | 0 | 0 | 0 | 0 | 0 | 0 | 0 | 0 | 0 | 0 | 0 | 0 | 0 | 0 | 0 | 0 | 0 | 0 | 0 | 0 | 0
F11_Commercial_OR - College_New_Space Heating_Natural Gas_Gas Furnace - Tube Inserts_A_Achievable Economic TRC Potential | F11 | Commercial | OR - College | New | Space Heating | Natural Gas | Gas Furnace - Tube Inserts | A | Purchases (Cumulative) | Achievable Economic TRC Potential | 0 | 0 | 0 | 0 | 0 | 0 | 0 | 0 | 0 | 0 | 0 | 0 | 0 | 0 | 0 | 0 | 0 | 0 | 0 | 0 | 0 | 0 | 0 | 0 | 0 | 0 | 0
F1_Commercial_OR - College_New_Space Heating_Natural Gas_Gas Boiler - Insulate Steam Lines/Condensate Tank_A_Achievable Economic TRC Potential | F1 | Commercial | OR - College | New | Space Heating | Natural Gas | Gas Boiler - Insulate Steam Lines/Condensate Tank | A | Integrated Unit Energy Savings (kWh or therms) | Achievable Economic TRC Potential | 0 | 0 | 0 | 0 | 0 | 0 | 0 | 0 | 0 | 0 | 0 | 0 | 0 | 0 | 0 | 0 | 0 | 0 | 0 | 0 | 0 | 0 | 0 | 0 | 0 | 0 | 0
F2_Commercial_OR - College_New_Space Heating_Natural Gas_Gas Boiler - Insulate Steam Lines/Condensate Tank_A_Achievable Economic TRC Potential | F2 | Commercial | OR - College | New | Space Heating | Natural Gas | Gas Boiler - Insulate Steam Lines/Condensate Tank | A | Integrated Unit Summer Peak Savings (kW) | Achievable Economic TRC Potential | 0 | 0 | 0 | 0 | 0 | 0 | 0 | 0 | 0 | 0 | 0 | 0 | 0 | 0 | 0 | 0 | 0 | 0 | 0 | 0 | 0 | 0 | 0 | 0 | 0 | 0 | 0
F3_Commercial_OR - College_New_Space Heating_Natural Gas_Gas Boiler - Insulate Steam Lines/Condensate Tank_A_Achievable Economic TRC Potential | F3 | Commercial | OR - College | New | Space Heating | Natural Gas | Gas Boiler - Insulate Steam Lines/Condensate Tank | A | Integrated Unit Winter Peak Savings (kW) | Achievable Economic TRC Potential | 0 | 0 | 0 | 0 | 0 | 0 | 0 | 0 | 0 | 0 | 0 | 0 | 0 | 0 | 0 | 0 | 0 | 0 | 0 | 0 | 0 | 0 | 0 | 0 | 0 | 0 | 0
F4_Commercial_OR - College_New_Space Heating_Natural Gas_Gas Boiler - Insulate Steam Lines/Condensate Tank_A_Achievable Economic TRC Potential | F4 | Commercial | OR - College | New | Space Heating | Natural Gas | Gas Boiler - Insulate Steam Lines/Condensate Tank | A | Incremental Energy Savings (MWh or mTherms) | Achievable Economic TRC Potential | 0 | 0 | 0 | 0 | 0 | 0 | 0 | 0 | 0 | 0 | 0 | 0 | 0 | 0 | 0 | 0 | 0 | 0 | 0 | 0 | 0 | 0 | 0 | 0 | 0 | 0 | 0
F5_Commercial_OR - College_New_Space Heating_Natural Gas_Gas Boiler - Insulate Steam Lines/Condensate Tank_A_Achievable Economic TRC Potential | F5 | Commercial | OR - College | New | Space Heating | Natural Gas | Gas Boiler - Insulate Steam Lines/Condensate Tank | A | Incremental Summer Peak Savings (MW) | Achievable Economic TRC Potential | 0 | 0 | 0 | 0 | 0 | 0 | 0 | 0 | 0 | 0 | 0 | 0 | 0 | 0 | 0 | 0 | 0 | 0 | 0 | 0 | 0 | 0 | 0 | 0 | 0 | 0 | 0
F6_Commercial_OR - College_New_Space Heating_Natural Gas_Gas Boiler - Insulate Steam Lines/Condensate Tank_A_Achievable Economic TRC Potential | F6 | Commercial | OR - College | New | Space Heating | Natural Gas | Gas Boiler - Insulate Steam Lines/Condensate Tank | A | Incremental Winter Peak Savings (MW) | Achievable Economic TRC Potential | 0 | 0 | 0 | 0 | 0 | 0 | 0 | 0 | 0 | 0 | 0 | 0 | 0 | 0 | 0 | 0 | 0 | 0 | 0 | 0 | 0 | 0 | 0 | 0 | 0 | 0 | 0
F7_Commercial_OR - College_New_Space Heating_Natural Gas_Gas Boiler - Insulate Steam Lines/Condensate Tank_A_Achievable Economic TRC Potential | F7 | Commercial | OR - College | New | Space Heating | Natural Gas | Gas Boiler - Insulate Steam Lines/Condensate Tank | A | Cumulative Energy Savings (MWh or mTherms) | Achievable Economic TRC Potential | 0 | 0 | 0 | 0 | 0 | 0 | 0 | 0 | 0 | 0 | 0 | 0 | 0 | 0 | 0 | 0 | 0 | 0 | 0 | 0 | 0 | 0 | 0 | 0 | 0 | 0 | 0
F8_Commercial_OR - College_New_Space Heating_Natural Gas_Gas Boiler - Insulate Steam Lines/Condensate Tank_A_Achievable Economic TRC Potential | F8 | Commercial | OR - College | New | Space Heating | Natural Gas | Gas Boiler - Insulate Steam Lines/Condensate Tank | A | Cumulative Summer Peak Savings (MW) | Achievable Economic TRC Potential | 0 | 0 | 0 | 0 | 0 | 0 | 0 | 0 | 0 | 0 | 0 | 0 | 0 | 0 | 0 | 0 | 0 | 0 | 0 | 0 | 0 | 0 | 0 | 0 | 0 | 0 | 0
F9_Commercial_OR - College_New_Space Heating_Natural Gas_Gas Boiler - Insulate Steam Lines/Condensate Tank_A_Achievable Economic TRC Potential | F9 | Commercial | OR - College | New | Space Heating | Natural Gas | Gas Boiler - Insulate Steam Lines/Condensate Tank | A | Cumulative Winter Peak Savings (MW) | Achievable Economic TRC Potential | 0 | 0 | 0 | 0 | 0 | 0 | 0 | 0 | 0 | 0 | 0 | 0 | 0 | 0 | 0 | 0 | 0 | 0 | 0 | 0 | 0 | 0 | 0 | 0 | 0 | 0 | 0
F10_Commercial_OR - College_New_Space Heating_Natural Gas_Gas Boiler - Insulate Steam Lines/Condensate Tank_A_Achievable Economic TRC Potential | F10 | Commercial | OR - College | New | Space Heating | Natural Gas | Gas Boiler - Insulate Steam Lines/Condensate Tank | A | Purchases (Incremental) | Achievable Economic TRC Potential | 0 | 0 | 0 | 0 | 0 | 0 | 0 | 0 | 0 | 0 | 0 | 0 | 0 | 0 | 0 | 0 | 0 | 0 | 0 | 0 | 0 | 0 | 0 | 0 | 0 | 0 | 0
F11_Commercial_OR - College_New_Space Heating_Natural Gas_Gas Boiler - Insulate Steam Lines/Condensate Tank_A_Achievable Economic TRC Potential | F11 | Commercial | OR - College | New | Space Heating | Natural Gas | Gas Boiler - Insulate Steam Lines/Condensate Tank | A | Purchases (Cumulative) | Achievable Economic TRC Potential | 0 | 0 | 0 | 0 | 0 | 0 | 0 | 0 | 0 | 0 | 0 | 0 | 0 | 0 | 0 | 0 | 0 | 0 | 0 | 0 | 0 | 0 | 0 | 0 | 0 | 0 | 0
F1_Commercial_OR - College_New_Space Heating_Natural Gas_Gas Boiler - Insulate Hot Water Lines_A_Achievable Economic TRC Potential | F1 | Commercial | OR - College | New | Space Heating | Natural Gas | Gas Boiler - Insulate Hot Water Lines | A | Integrated Unit Energy Savings (kWh or therms) | Achievable Economic TRC Potential | 0 | 0 | 0 | 0 | 0 | 0 | 0 | 0 | 0 | 0 | 0 | 0 | 0 | 0 | 0 | 0 | 0 | 0 | 0 | 0 | 0 | 0 | 0 | 0 | 0 | 0 | 0
F2_Commercial_OR - College_New_Space Heating_Natural Gas_Gas Boiler - Insulate Hot Water Lines_A_Achievable Economic TRC Potential | F2 | Commercial | OR - College | New | Space Heating | Natural Gas | Gas Boiler - Insulate Hot Water Lines | A | Integrated Unit Summer Peak Savings (kW) | Achievable Economic TRC Potential | 0 | 0 | 0 | 0 | 0 | 0 | 0 | 0 | 0 | 0 | 0 | 0 | 0 | 0 | 0 | 0 | 0 | 0 | 0 | 0 | 0 | 0 | 0 | 0 | 0 | 0 | 0
F3_Commercial_OR - College_New_Space Heating_Natural Gas_Gas Boiler - Insulate Hot Water Lines_A_Achievable Economic TRC Potential | F3 | Commercial | OR - College | New | Space Heating | Natural Gas | Gas Boiler - Insulate Hot Water Lines | A | Integrated Unit Winter Peak Savings (kW) | Achievable Economic TRC Potential | 0 | 0 | 0 | 0 | 0 | 0 | 0 | 0 | 0 | 0 | 0 | 0 | 0 | 0 | 0 | 0 | 0 | 0 | 0 | 0 | 0 | 0 | 0 | 0 | 0 | 0 | 0
F4_Commercial_OR - College_New_Space Heating_Natural Gas_Gas Boiler - Insulate Hot Water Lines_A_Achievable Economic TRC Potential | F4 | Commercial | OR - College | New | Space Heating | Natural Gas | Gas Boiler - Insulate Hot Water Lines | A | Incremental Energy Savings (MWh or mTherms) | Achievable Economic TRC Potential | 0 | 0 | 0 | 0 | 0 | 0 | 0 | 0 | 0 | 0 | 0 | 0 | 0 | 0 | 0 | 0 | 0 | 0 | 0 | 0 | 0 | 0 | 0 | 0 | 0 | 0 | 0
F5_Commercial_OR - College_New_Space Heating_Natural Gas_Gas Boiler - Insulate Hot Water Lines_A_Achievable Economic TRC Potential | F5 | Commercial | OR - College | New | Space Heating | Natural Gas | Gas Boiler - Insulate Hot Water Lines | A | Incremental Summer Peak Savings (MW) | Achievable Economic TRC Potential | 0 | 0 | 0 | 0 | 0 | 0 | 0 | 0 | 0 | 0 | 0 | 0 | 0 | 0 | 0 | 0 | 0 | 0 | 0 | 0 | 0 | 0 | 0 | 0 | 0 | 0 | 0
F6_Commercial_OR - College_New_Space Heating_Natural Gas_Gas Boiler - Insulate Hot Water Lines_A_Achievable Economic TRC Potential | F6 | Commercial | OR - College | New | Space Heating | Natural Gas | Gas Boiler - Insulate Hot Water Lines | A | Incremental Winter Peak Savings (MW) | Achievable Economic TRC Potential | 0 | 0 | 0 | 0 | 0 | 0 | 0 | 0 | 0 | 0 | 0 | 0 | 0 | 0 | 0 | 0 | 0 | 0 | 0 | 0 | 0 | 0 | 0 | 0 | 0 | 0 | 0
F7_Commercial_OR - College_New_Space Heating_Natural Gas_Gas Boiler - Insulate Hot Water Lines_A_Achievable Economic TRC Potential | F7 | Commercial | OR - College | New | Space Heating | Natural Gas | Gas Boiler - Insulate Hot Water Lines | A | Cumulative Energy Savings (MWh or mTherms) | Achievable Economic TRC Potential | 0 | 0 | 0 | 0 | 0 | 0 | 0 | 0 | 0 | 0 | 0 | 0 | 0 | 0 | 0 | 0 | 0 | 0 | 0 | 0 | 0 | 0 | 0 | 0 | 0 | 0 | 0
F8_Commercial_OR - College_New_Space Heating_Natural Gas_Gas Boiler - Insulate Hot Water Lines_A_Achievable Economic TRC Potential | F8 | Commercial | OR - College | New | Space Heating | Natural Gas | Gas Boiler - Insulate Hot Water Lines | A | Cumulative Summer Peak Savings (MW) | Achievable Economic TRC Potential | 0 | 0 | 0 | 0 | 0 | 0 | 0 | 0 | 0 | 0 | 0 | 0 | 0 | 0 | 0 | 0 | 0 | 0 | 0 | 0 | 0 | 0 | 0 | 0 | 0 | 0 | 0
F9_Commercial_OR - College_New_Space Heating_Natural Gas_Gas Boiler - Insulate Hot Water Lines_A_Achievable Economic TRC Potential | F9 | Commercial | OR - College | New | Space Heating | Natural Gas | Gas Boiler - Insulate Hot Water Lines | A | Cumulative Winter Peak Savings (MW) | Achievable Economic TRC Potential | 0 | 0 | 0 | 0 | 0 | 0 | 0 | 0 | 0 | 0 | 0 | 0 | 0 | 0 | 0 | 0 | 0 | 0 | 0 | 0 | 0 | 0 | 0 | 0 | 0 | 0 | 0
F10_Commercial_OR - College_New_Space Heating_Natural Gas_Gas Boiler - Insulate Hot Water Lines_A_Achievable Economic TRC Potential | F10 | Commercial | OR - College | New | Space Heating | Natural Gas | Gas Boiler - Insulate Hot Water Lines | A | Purchases (Incremental) | Achievable Economic TRC Potential | 0 | 0 | 0 | 0 | 0 | 0 | 0 | 0 | 0 | 0 | 0 | 0 | 0 | 0 | 0 | 0 | 0 | 0 | 0 | 0 | 0 | 0 | 0 | 0 | 0 | 0 | 0
F11_Commercial_OR - College_New_Space Heating_Natural Gas_Gas Boiler - Insulate Hot Water Lines_A_Achievable Economic TRC Potential | F11 | Commercial | OR - College | New | Space Heating | Natural Gas | Gas Boiler - Insulate Hot Water Lines | A | Purchases (Cumulative) | Achievable Economic TRC Potential | 0 | 0 | 0 | 0 | 0 | 0 | 0 | 0 | 0 | 0 | 0 | 0 | 0 | 0 | 0 | 0 | 0 | 0 | 0 | 0 | 0 | 0 | 0 | 0 | 0 | 0 | 0
F1_Commercial_OR - College_New_Space Heating_Natural Gas_Condensing RTU_A_Achievable Economic TRC Potential | F1 | Commercial | OR - College | New | Space Heating | Natural Gas | Condensing RTU | A | Integrated Unit Energy Savings (kWh or therms) | Achievable Economic TRC Potential | 0 | 0 | 0 | 0 | 0 | 0 | 0 | 0 | 0 | 0 | 0 | 0 | 0 | 0 | 0 | 0 | 0 | 0 | 0 | 0 | 0 | 0 | 0 | 0 | 0 | 0 | 0
F2_Commercial_OR - College_New_Space Heating_Natural Gas_Condensing RTU_A_Achievable Economic TRC Potential | F2 | Commercial | OR - College | New | Space Heating | Natural Gas | Condensing RTU | A | Integrated Unit Summer Peak Savings (kW) | Achievable Economic TRC Potential | 0 | 0 | 0 | 0 | 0 | 0 | 0 | 0 | 0 | 0 | 0 | 0 | 0 | 0 | 0 | 0 | 0 | 0 | 0 | 0 | 0 | 0 | 0 | 0 | 0 | 0 | 0
F3_Commercial_OR - College_New_Space Heating_Natural Gas_Condensing RTU_A_Achievable Economic TRC Potential | F3 | Commercial | OR - College | New | Space Heating | Natural Gas | Condensing RTU | A | Integrated Unit Winter Peak Savings (kW) | Achievable Economic TRC Potential | 0 | 0 | 0 | 0 | 0 | 0 | 0 | 0 | 0 | 0 | 0 | 0 | 0 | 0 | 0 | 0 | 0 | 0 | 0 | 0 | 0 | 0 | 0 | 0 | 0 | 0 | 0
F4_Commercial_OR - College_New_Space Heating_Natural Gas_Condensing RTU_A_Achievable Economic TRC Potential | F4 | Commercial | OR - College | New | Space Heating | Natural Gas | Condensing RTU | A | Incremental Energy Savings (MWh or mTherms) | Achievable Economic TRC Potential | 0 | 0 | 0 | 0 | 0 | 0 | 0 | 0 | 0 | 0 | 0 | 0 | 0 | 0 | 0 | 0 | 0 | 0 | 0 | 0 | 0 | 0 | 0 | 0 | 0 | 0 | 0
F5_Commercial_OR - College_New_Space Heating_Natural Gas_Condensing RTU_A_Achievable Economic TRC Potential | F5 | Commercial | OR - College | New | Space Heating | Natural Gas | Condensing RTU | A | Incremental Summer Peak Savings (MW) | Achievable Economic TRC Potential | 0 | 0 | 0 | 0 | 0 | 0 | 0 | 0 | 0 | 0 | 0 | 0 | 0 | 0 | 0 | 0 | 0 | 0 | 0 | 0 | 0 | 0 | 0 | 0 | 0 | 0 | 0
F6_Commercial_OR - College_New_Space Heating_Natural Gas_Condensing RTU_A_Achievable Economic TRC Potential | F6 | Commercial | OR - College | New | Space Heating | Natural Gas | Condensing RTU | A | Incremental Winter Peak Savings (MW) | Achievable Economic TRC Potential | 0 | 0 | 0 | 0 | 0 | 0 | 0 | 0 | 0 | 0 | 0 | 0 | 0 | 0 | 0 | 0 | 0 | 0 | 0 | 0 | 0 | 0 | 0 | 0 | 0 | 0 | 0
F7_Commercial_OR - College_New_Space Heating_Natural Gas_Condensing RTU_A_Achievable Economic TRC Potential | F7 | Commercial | OR - College | New | Space Heating | Natural Gas | Condensing RTU | A | Cumulative Energy Savings (MWh or mTherms) | Achievable Economic TRC Potential | 0 | 0 | 0 | 0 | 0 | 0 | 0 | 0 | 0 | 0 | 0 | 0 | 0 | 0 | 0 | 0 | 0 | 0 | 0 | 0 | 0 | 0 | 0 | 0 | 0 | 0 | 0
F8_Commercial_OR - College_New_Space Heating_Natural Gas_Condensing RTU_A_Achievable Economic TRC Potential | F8 | Commercial | OR - College | New | Space Heating | Natural Gas | Condensing RTU | A | Cumulative Summer Peak Savings (MW) | Achievable Economic TRC Potential | 0 | 0 | 0 | 0 | 0 | 0 | 0 | 0 | 0 | 0 | 0 | 0 | 0 | 0 | 0 | 0 | 0 | 0 | 0 | 0 | 0 | 0 | 0 | 0 | 0 | 0 | 0
F9_Commercial_OR - College_New_Space Heating_Natural Gas_Condensing RTU_A_Achievable Economic TRC Potential | F9 | Commercial | OR - College | New | Space Heating | Natural Gas | Condensing RTU | A | Cumulative Winter Peak Savings (MW) | Achievable Economic TRC Potential | 0 | 0 | 0 | 0 | 0 | 0 | 0 | 0 | 0 | 0 | 0 | 0 | 0 | 0 | 0 | 0 | 0 | 0 | 0 | 0 | 0 | 0 | 0 | 0 | 0 | 0 | 0
F10_Commercial_OR - College_New_Space Heating_Natural Gas_Condensing RTU_A_Achievable Economic TRC Potential | F10 | Commercial | OR - College | New | Space Heating | Natural Gas | Condensing RTU | A | Purchases (Incremental) | Achievable Economic TRC Potential | 0 | 0 | 0 | 0 | 0 | 0 | 0 | 0 | 0 | 0 | 0 | 0 | 0 | 0 | 0 | 0 | 0 | 0 | 0 | 0 | 0 | 0 | 0 | 0 | 0 | 0 | 0
F11_Commercial_OR - College_New_Space Heating_Natural Gas_Condensing RTU_A_Achievable Economic TRC Potential | F11 | Commercial | OR - College | New | Space Heating | Natural Gas | Condensing RTU | A | Purchases (Cumulative) | Achievable Economic TRC Potential | 0 | 0 | 0 | 0 | 0 | 0 | 0 | 0 | 0 | 0 | 0 | 0 | 0 | 0 | 0 | 0 | 0 | 0 | 0 | 0 | 0 | 0 | 0 | 0 | 0 | 0 | 0
F1_Commercial_OR - College_New_Space Heating_Natural Gas_Hydronic Heating Radiator Replacement_A_Achievable Economic TRC Potential | F1 | Commercial | OR - College | New | Space Heating | Natural Gas | Hydronic Heating Radiator Replacement | A | Integrated Unit Energy Savings (kWh or therms) | Achievable Economic TRC Potential | 0 | 0 | 0 | 0 | 0 | 0 | 0 | 0 | 0 | 0 | 0 | 0 | 0 | 0 | 0 | 0 | 0 | 0 | 0 | 0 | 0 | 0 | 0 | 0 | 0 | 0 | 0
F2_Commercial_OR - College_New_Space Heating_Natural Gas_Hydronic Heating Radiator Replacement_A_Achievable Economic TRC Potential | F2 | Commercial | OR - College | New | Space Heating | Natural Gas | Hydronic Heating Radiator Replacement | A | Integrated Unit Summer Peak Savings (kW) | Achievable Economic TRC Potential | 0 | 0 | 0 | 0 | 0 | 0 | 0 | 0 | 0 | 0 | 0 | 0 | 0 | 0 | 0 | 0 | 0 | 0 | 0 | 0 | 0 | 0 | 0 | 0 | 0 | 0 | 0
F3_Commercial_OR - College_New_Space Heating_Natural Gas_Hydronic Heating Radiator Replacement_A_Achievable Economic TRC Potential | F3 | Commercial | OR - College | New | Space Heating | Natural Gas | Hydronic Heating Radiator Replacement | A | Integrated Unit Winter Peak Savings (kW) | Achievable Economic TRC Potential | 0 | 0 | 0 | 0 | 0 | 0 | 0 | 0 | 0 | 0 | 0 | 0 | 0 | 0 | 0 | 0 | 0 | 0 | 0 | 0 | 0 | 0 | 0 | 0 | 0 | 0 | 0
F4_Commercial_OR - College_New_Space Heating_Natural Gas_Hydronic Heating Radiator Replacement_A_Achievable Economic TRC Potential | F4 | Commercial | OR - College | New | Space Heating | Natural Gas | Hydronic Heating Radiator Replacement | A | Incremental Energy Savings (MWh or mTherms) | Achievable Economic TRC Potential | 0 | 0 | 0 | 0 | 0 | 0 | 0 | 0 | 0 | 0 | 0 | 0 | 0 | 0 | 0 | 0 | 0 | 0 | 0 | 0 | 0 | 0 | 0 | 0 | 0 | 0 | 0
F5_Commercial_OR - College_New_Space Heating_Natural Gas_Hydronic Heating Radiator Replacement_A_Achievable Economic TRC Potential | F5 | Commercial | OR - College | New | Space Heating | Natural Gas | Hydronic Heating Radiator Replacement | A | Incremental Summer Peak Savings (MW) | Achievable Economic TRC Potential | 0 | 0 | 0 | 0 | 0 | 0 | 0 | 0 | 0 | 0 | 0 | 0 | 0 | 0 | 0 | 0 | 0 | 0 | 0 | 0 | 0 | 0 | 0 | 0 | 0 | 0 | 0
F6_Commercial_OR - College_New_Space Heating_Natural Gas_Hydronic Heating Radiator Replacement_A_Achievable Economic TRC Potential | F6 | Commercial | OR - College | New | Space Heating | Natural Gas | Hydronic Heating Radiator Replacement | A | Incremental Winter Peak Savings (MW) | Achievable Economic TRC Potential | 0 | 0 | 0 | 0 | 0 | 0 | 0 | 0 | 0 | 0 | 0 | 0 | 0 | 0 | 0 | 0 | 0 | 0 | 0 | 0 | 0 | 0 | 0 | 0 | 0 | 0 | 0
F7_Commercial_OR - College_New_Space Heating_Natural Gas_Hydronic Heating Radiator Replacement_A_Achievable Economic TRC Potential | F7 | Commercial | OR - College | New | Space Heating | Natural Gas | Hydronic Heating Radiator Replacement | A | Cumulative Energy Savings (MWh or mTherms) | Achievable Economic TRC Potential | 0 | 0 | 0 | 0 | 0 | 0 | 0 | 0 | 0 | 0 | 0 | 0 | 0 | 0 | 0 | 0 | 0 | 0 | 0 | 0 | 0 | 0 | 0 | 0 | 0 | 0 | 0
F8_Commercial_OR - College_New_Space Heating_Natural Gas_Hydronic Heating Radiator Replacement_A_Achievable Economic TRC Potential | F8 | Commercial | OR - College | New | Space Heating | Natural Gas | Hydronic Heating Radiator Replacement | A | Cumulative Summer Peak Savings (MW) | Achievable Economic TRC Potential | 0 | 0 | 0 | 0 | 0 | 0 | 0 | 0 | 0 | 0 | 0 | 0 | 0 | 0 | 0 | 0 | 0 | 0 | 0 | 0 | 0 | 0 | 0 | 0 | 0 | 0 | 0
F9_Commercial_OR - College_New_Space Heating_Natural Gas_Hydronic Heating Radiator Replacement_A_Achievable Economic TRC Potential | F9 | Commercial | OR - College | New | Space Heating | Natural Gas | Hydronic Heating Radiator Replacement | A | Cumulative Winter Peak Savings (MW) | Achievable Economic TRC Potential | 0 | 0 | 0 | 0 | 0 | 0 | 0 | 0 | 0 | 0 | 0 | 0 | 0 | 0 | 0 | 0 | 0 | 0 | 0 | 0 | 0 | 0 | 0 | 0 | 0 | 0 | 0
F10_Commercial_OR - College_New_Space Heating_Natural Gas_Hydronic Heating Radiator Replacement_A_Achievable Economic TRC Potential | F10 | Commercial | OR - College | New | Space Heating | Natural Gas | Hydronic Heating Radiator Replacement | A | Purchases (Incremental) | Achievable Economic TRC Potential | 0 | 0 | 0 | 0 | 0 | 0 | 0 | 0 | 0 | 0 | 0 | 0 | 0 | 0 | 0 | 0 | 0 | 0 | 0 | 0 | 0 | 0 | 0 | 0 | 0 | 0 | 0
F11_Commercial_OR - College_New_Space Heating_Natural Gas_Hydronic Heating Radiator Replacement_A_Achievable Economic TRC Potential | F11 | Commercial | OR - College | New | Space Heating | Natural Gas | Hydronic Heating Radiator Replacement | A | Purchases (Cumulative) | Achievable Economic TRC Potential | 0 | 0 | 0 | 0 | 0 | 0 | 0 | 0 | 0 | 0 | 0 | 0 | 0 | 0 | 0 | 0 | 0 | 0 | 0 | 0 | 0 | 0 | 0 | 0 | 0 | 0 | 0
F1_Commercial_OR - College_New_Space Heating_Natural Gas_Thermostat - Connected_A_Achievable Economic TRC Potential | F1 | Commercial | OR - College | New | Space Heating | Natural Gas | Thermostat - Connected | A | Integrated Unit Energy Savings (kWh or therms) | Achievable Economic TRC Potential | 0 | 0 | 0 | 0 | 0 | 0 | 0 | 0 | 0 | 0 | 0 | 0 | 0 | 0 | 0 | 0 | 0 | 0 | 0 | 0 | 0 | 0 | 0 | 0 | 0 | 0 | 0
F2_Commercial_OR - College_New_Space Heating_Natural Gas_Thermostat - Connected_A_Achievable Economic TRC Potential | F2 | Commercial | OR - College | New | Space Heating | Natural Gas | Thermostat - Connected | A | Integrated Unit Summer Peak Savings (kW) | Achievable Economic TRC Potential | 0 | 0 | 0 | 0 | 0 | 0 | 0 | 0 | 0 | 0 | 0 | 0 | 0 | 0 | 0 | 0 | 0 | 0 | 0 | 0 | 0 | 0 | 0 | 0 | 0 | 0 | 0
F3_Commercial_OR - College_New_Space Heating_Natural Gas_Thermostat - Connected_A_Achievable Economic TRC Potential | F3 | Commercial | OR - College | New | Space Heating | Natural Gas | Thermostat - Connected | A | Integrated Unit Winter Peak Savings (kW) | Achievable Economic TRC Potential | 0 | 0 | 0 | 0 | 0 | 0 | 0 | 0 | 0 | 0 | 0 | 0 | 0 | 0 | 0 | 0 | 0 | 0 | 0 | 0 | 0 | 0 | 0 | 0 | 0 | 0 | 0
F4_Commercial_OR - College_New_Space Heating_Natural Gas_Thermostat - Connected_A_Achievable Economic TRC Potential | F4 | Commercial | OR - College | New | Space Heating | Natural Gas | Thermostat - Connected | A | Incremental Energy Savings (MWh or mTherms) | Achievable Economic TRC Potential | 0 | 0 | 0 | 0 | 0 | 0 | 0 | 0 | 0 | 0 | 0 | 0 | 0 | 0 | 0 | 0 | 0 | 0 | 0 | 0 | 0 | 0 | 0 | 0 | 0 | 0 | 0
F5_Commercial_OR - College_New_Space Heating_Natural Gas_Thermostat - Connected_A_Achievable Economic TRC Potential | F5 | Commercial | OR - College | New | Space Heating | Natural Gas | Thermostat - Connected | A | Incremental Summer Peak Savings (MW) | Achievable Economic TRC Potential | 0 | 0 | 0 | 0 | 0 | 0 | 0 | 0 | 0 | 0 | 0 | 0 | 0 | 0 | 0 | 0 | 0 | 0 | 0 | 0 | 0 | 0 | 0 | 0 | 0 | 0 | 0
F6_Commercial_OR - College_New_Space Heating_Natural Gas_Thermostat - Connected_A_Achievable Economic TRC Potential | F6 | Commercial | OR - College | New | Space Heating | Natural Gas | Thermostat - Connected | A | Incremental Winter Peak Savings (MW) | Achievable Economic TRC Potential | 0 | 0 | 0 | 0 | 0 | 0 | 0 | 0 | 0 | 0 | 0 | 0 | 0 | 0 | 0 | 0 | 0 | 0 | 0 | 0 | 0 | 0 | 0 | 0 | 0 | 0 | 0
F7_Commercial_OR - College_New_Space Heating_Natural Gas_Thermostat - Connected_A_Achievable Economic TRC Potential | F7 | Commercial | OR - College | New | Space Heating | Natural Gas | Thermostat - Connected | A | Cumulative Energy Savings (MWh or mTherms) | Achievable Economic TRC Potential | 0 | 0 | 0 | 0 | 0 | 0 | 0 | 0 | 0 | 0 | 0 | 0 | 0 | 0 | 0 | 0 | 0 | 0 | 0 | 0 | 0 | 0 | 0 | 0 | 0 | 0 | 0
F8_Commercial_OR - College_New_Space Heating_Natural Gas_Thermostat - Connected_A_Achievable Economic TRC Potential | F8 | Commercial | OR - College | New | Space Heating | Natural Gas | Thermostat - Connected | A | Cumulative Summer Peak Savings (MW) | Achievable Economic TRC Potential | 0 | 0 | 0 | 0 | 0 | 0 | 0 | 0 | 0 | 0 | 0 | 0 | 0 | 0 | 0 | 0 | 0 | 0 | 0 | 0 | 0 | 0 | 0 | 0 | 0 | 0 | 0
F9_Commercial_OR - College_New_Space Heating_Natural Gas_Thermostat - Connected_A_Achievable Economic TRC Potential | F9 | Commercial | OR - College | New | Space Heating | Natural Gas | Thermostat - Connected | A | Cumulative Winter Peak Savings (MW) | Achievable Economic TRC Potential | 0 | 0 | 0 | 0 | 0 | 0 | 0 | 0 | 0 | 0 | 0 | 0 | 0 | 0 | 0 | 0 | 0 | 0 | 0 | 0 | 0 | 0 | 0 | 0 | 0 | 0 | 0
F10_Commercial_OR - College_New_Space Heating_Natural Gas_Thermostat - Connected_A_Achievable Economic TRC Potential | F10 | Commercial | OR - College | New | Space Heating | Natural Gas | Thermostat - Connected | A | Purchases (Incremental) | Achievable Economic TRC Potential | 0 | 0 | 0 | 0 | 0 | 0 | 0 | 0 | 0 | 0 | 0 | 0 | 0 | 0 | 0 | 0 | 0 | 0 | 0 | 0 | 0 | 0 | 0 | 0 | 0 | 0 | 0
F11_Commercial_OR - College_New_Space Heating_Natural Gas_Thermostat - Connected_A_Achievable Economic TRC Potential | F11 | Commercial | OR - College | New | Space Heating | Natural Gas | Thermostat - Connected | A | Purchases (Cumulative) | Achievable Economic TRC Potential | 0 | 0 | 0 | 0 | 0 | 0 | 0 | 0 | 0 | 0 | 0 | 0 | 0 | 0 | 0 | 0 | 0 | 0 | 0 | 0 | 0 | 0 | 0 | 0 | 0 | 0 | 0
F1_Commercial_OR - College_New_Water Heating_Natural Gas_Water Heater - Thermostatic Shower Restriction Valve_A_Achievable Economic TRC Potential | F1 | Commercial | OR - College | New | Water Heating | Natural Gas | Water Heater - Thermostatic Shower Restriction Valve | A | Integrated Unit Energy Savings (kWh or therms) | Achievable Economic TRC Potential | 0 | 0 | 0 | 0 | 0 | 0 | 0 | 0 | 0 | 0 | 0 | 0 | 0 | 0 | 0 | 0 | 0 | 0 | 0 | 0 | 0 | 0 | 0 | 0 | 0 | 0 | 0
F2_Commercial_OR - College_New_Water Heating_Natural Gas_Water Heater - Thermostatic Shower Restriction Valve_A_Achievable Economic TRC Potential | F2 | Commercial | OR - College | New | Water Heating | Natural Gas | Water Heater - Thermostatic Shower Restriction Valve | A | Integrated Unit Summer Peak Savings (kW) | Achievable Economic TRC Potential | 0 | 0 | 0 | 0 | 0 | 0 | 0 | 0 | 0 | 0 | 0 | 0 | 0 | 0 | 0 | 0 | 0 | 0 | 0 | 0 | 0 | 0 | 0 | 0 | 0 | 0 | 0
F3_Commercial_OR - College_New_Water Heating_Natural Gas_Water Heater - Thermostatic Shower Restriction Valve_A_Achievable Economic TRC Potential | F3 | Commercial | OR - College | New | Water Heating | Natural Gas | Water Heater - Thermostatic Shower Restriction Valve | A | Integrated Unit Winter Peak Savings (kW) | Achievable Economic TRC Potential | 0 | 0 | 0 | 0 | 0 | 0 | 0 | 0 | 0 | 0 | 0 | 0 | 0 | 0 | 0 | 0 | 0 | 0 | 0 | 0 | 0 | 0 | 0 | 0 | 0 | 0 | 0
F4_Commercial_OR - College_New_Water Heating_Natural Gas_Water Heater - Thermostatic Shower Restriction Valve_A_Achievable Economic TRC Potential | F4 | Commercial | OR - College | New | Water Heating | Natural Gas | Water Heater - Thermostatic Shower Restriction Valve | A | Incremental Energy Savings (MWh or mTherms) | Achievable Economic TRC Potential | 0 | 0 | 0 | 0 | 0 | 0 | 0 | 0 | 0 | 0 | 0 | 0 | 0 | 0 | 0 | 0 | 0 | 0 | 0 | 0 | 0 | 0 | 0 | 0 | 0 | 0 | 0
F5_Commercial_OR - College_New_Water Heating_Natural Gas_Water Heater - Thermostatic Shower Restriction Valve_A_Achievable Economic TRC Potential | F5 | Commercial | OR - College | New | Water Heating | Natural Gas | Water Heater - Thermostatic Shower Restriction Valve | A | Incremental Summer Peak Savings (MW) | Achievable Economic TRC Potential | 0 | 0 | 0 | 0 | 0 | 0 | 0 | 0 | 0 | 0 | 0 | 0 | 0 | 0 | 0 | 0 | 0 | 0 | 0 | 0 | 0 | 0 | 0 | 0 | 0 | 0 | 0
F6_Commercial_OR - College_New_Water Heating_Natural Gas_Water Heater - Thermostatic Shower Restriction Valve_A_Achievable Economic TRC Potential | F6 | Commercial | OR - College | New | Water Heating | Natural Gas | Water Heater - Thermostatic Shower Restriction Valve | A | Incremental Winter Peak Savings (MW) | Achievable Economic TRC Potential | 0 | 0 | 0 | 0 | 0 | 0 | 0 | 0 | 0 | 0 | 0 | 0 | 0 | 0 | 0 | 0 | 0 | 0 | 0 | 0 | 0 | 0 | 0 | 0 | 0 | 0 | 0
F7_Commercial_OR - College_New_Water Heating_Natural Gas_Water Heater - Thermostatic Shower Restriction Valve_A_Achievable Economic TRC Potential | F7 | Commercial | OR - College | New | Water Heating | Natural Gas | Water Heater - Thermostatic Shower Restriction Valve | A | Cumulative Energy Savings (MWh or mTherms) | Achievable Economic TRC Potential | 0 | 0 | 0 | 0 | 0 | 0 | 0 | 0 | 0 | 0 | 0 | 0 | 0 | 0 | 0 | 0 | 0 | 0 | 0 | 0 | 0 | 0 | 0 | 0 | 0 | 0 | 0
F8_Commercial_OR - College_New_Water Heating_Natural Gas_Water Heater - Thermostatic Shower Restriction Valve_A_Achievable Economic TRC Potential | F8 | Commercial | OR - College | New | Water Heating | Natural Gas | Water Heater - Thermostatic Shower Restriction Valve | A | Cumulative Summer Peak Savings (MW) | Achievable Economic TRC Potential | 0 | 0 | 0 | 0 | 0 | 0 | 0 | 0 | 0 | 0 | 0 | 0 | 0 | 0 | 0 | 0 | 0 | 0 | 0 | 0 | 0 | 0 | 0 | 0 | 0 | 0 | 0
F9_Commercial_OR - College_New_Water Heating_Natural Gas_Water Heater - Thermostatic Shower Restriction Valve_A_Achievable Economic TRC Potential | F9 | Commercial | OR - College | New | Water Heating | Natural Gas | Water Heater - Thermostatic Shower Restriction Valve | A | Cumulative Winter Peak Savings (MW) | Achievable Economic TRC Potential | 0 | 0 | 0 | 0 | 0 | 0 | 0 | 0 | 0 | 0 | 0 | 0 | 0 | 0 | 0 | 0 | 0 | 0 | 0 | 0 | 0 | 0 | 0 | 0 | 0 | 0 | 0
F10_Commercial_OR - College_New_Water Heating_Natural Gas_Water Heater - Thermostatic Shower Restriction Valve_A_Achievable Economic TRC Potential | F10 | Commercial | OR - College | New | Water Heating | Natural Gas | Water Heater - Thermostatic Shower Restriction Valve | A | Purchases (Incremental) | Achievable Economic TRC Potential | 0 | 0 | 0 | 0 | 0 | 0 | 0 | 0 | 0 | 0 | 0 | 0 | 0 | 0 | 0 | 0 | 0 | 0 | 0 | 0 | 0 | 0 | 0 | 0 | 0 | 0 | 0
F11_Commercial_OR - College_New_Water Heating_Natural Gas_Water Heater - Thermostatic Shower Restriction Valve_A_Achievable Economic TRC Potential | F11 | Commercial | OR - College | New | Water Heating | Natural Gas | Water Heater - Thermostatic Shower Restriction Valve | A | Purchases (Cumulative) | Achievable Economic TRC Potential | 0 | 0 | 0 | 0 | 0 | 0 | 0 | 0 | 0 | 0 | 0 | 0 | 0 | 0 | 0 | 0 | 0 | 0 | 0 | 0 | 0 | 0 | 0 | 0 | 0 | 0 | 0
F1_Commercial_OR - College_New_Water Heating_Natural Gas_Water Heater - Pre-Rinse Spray Valve_A_Achievable Economic TRC Potential | F1 | Commercial | OR - College | New | Water Heating | Natural Gas | Water Heater - Pre-Rinse Spray Valve | A | Integrated Unit Energy Savings (kWh or therms) | Achievable Economic TRC Potential | 0 | 0 | 0 | 0 | 0 | 0 | 0 | 0 | 0 | 0 | 0 | 0 | 0 | 0 | 0 | 0 | 0 | 0 | 0 | 0 | 0 | 0 | 0 | 0 | 0 | 0 | 0
F2_Commercial_OR - College_New_Water Heating_Natural Gas_Water Heater - Pre-Rinse Spray Valve_A_Achievable Economic TRC Potential | F2 | Commercial | OR - College | New | Water Heating | Natural Gas | Water Heater - Pre-Rinse Spray Valve | A | Integrated Unit Summer Peak Savings (kW) | Achievable Economic TRC Potential | 0 | 0 | 0 | 0 | 0 | 0 | 0 | 0 | 0 | 0 | 0 | 0 | 0 | 0 | 0 | 0 | 0 | 0 | 0 | 0 | 0 | 0 | 0 | 0 | 0 | 0 | 0
F3_Commercial_OR - College_New_Water Heating_Natural Gas_Water Heater - Pre-Rinse Spray Valve_A_Achievable Economic TRC Potential | F3 | Commercial | OR - College | New | Water Heating | Natural Gas | Water Heater - Pre-Rinse Spray Valve | A | Integrated Unit Winter Peak Savings (kW) | Achievable Economic TRC Potential | 0 | 0 | 0 | 0 | 0 | 0 | 0 | 0 | 0 | 0 | 0 | 0 | 0 | 0 | 0 | 0 | 0 | 0 | 0 | 0 | 0 | 0 | 0 | 0 | 0 | 0 | 0
F4_Commercial_OR - College_New_Water Heating_Natural Gas_Water Heater - Pre-Rinse Spray Valve_A_Achievable Economic TRC Potential | F4 | Commercial | OR - College | New | Water Heating | Natural Gas | Water Heater - Pre-Rinse Spray Valve | A | Incremental Energy Savings (MWh or mTherms) | Achievable Economic TRC Potential | 0 | 0 | 0 | 0 | 0 | 0 | 0 | 0 | 0 | 0 | 0 | 0 | 0 | 0 | 0 | 0 | 0 | 0 | 0 | 0 | 0 | 0 | 0 | 0 | 0 | 0 | 0
F5_Commercial_OR - College_New_Water Heating_Natural Gas_Water Heater - Pre-Rinse Spray Valve_A_Achievable Economic TRC Potential | F5 | Commercial | OR - College | New | Water Heating | Natural Gas | Water Heater - Pre-Rinse Spray Valve | A | Incremental Summer Peak Savings (MW) | Achievable Economic TRC Potential | 0 | 0 | 0 | 0 | 0 | 0 | 0 | 0 | 0 | 0 | 0 | 0 | 0 | 0 | 0 | 0 | 0 | 0 | 0 | 0 | 0 | 0 | 0 | 0 | 0 | 0 | 0
F6_Commercial_OR - College_New_Water Heating_Natural Gas_Water Heater - Pre-Rinse Spray Valve_A_Achievable Economic TRC Potential | F6 | Commercial | OR - College | New | Water Heating | Natural Gas | Water Heater - Pre-Rinse Spray Valve | A | Incremental Winter Peak Savings (MW) | Achievable Economic TRC Potential | 0 | 0 | 0 | 0 | 0 | 0 | 0 | 0 | 0 | 0 | 0 | 0 | 0 | 0 | 0 | 0 | 0 | 0 | 0 | 0 | 0 | 0 | 0 | 0 | 0 | 0 | 0
F7_Commercial_OR - College_New_Water Heating_Natural Gas_Water Heater - Pre-Rinse Spray Valve_A_Achievable Economic TRC Potential | F7 | Commercial | OR - College | New | Water Heating | Natural Gas | Water Heater - Pre-Rinse Spray Valve | A | Cumulative Energy Savings (MWh or mTherms) | Achievable Economic TRC Potential | 0 | 0 | 0 | 0 | 0 | 0 | 0 | 0 | 0 | 0 | 0 | 0 | 0 | 0 | 0 | 0 | 0 | 0 | 0 | 0 | 0 | 0 | 0 | 0 | 0 | 0 | 0
F8_Commercial_OR - College_New_Water Heating_Natural Gas_Water Heater - Pre-Rinse Spray Valve_A_Achievable Economic TRC Potential | F8 | Commercial | OR - College | New | Water Heating | Natural Gas | Water Heater - Pre-Rinse Spray Valve | A | Cumulative Summer Peak Savings (MW) | Achievable Economic TRC Potential | 0 | 0 | 0 | 0 | 0 | 0 | 0 | 0 | 0 | 0 | 0 | 0 | 0 | 0 | 0 | 0 | 0 | 0 | 0 | 0 | 0 | 0 | 0 | 0 | 0 | 0 | 0
F9_Commercial_OR - College_New_Water Heating_Natural Gas_Water Heater - Pre-Rinse Spray Valve_A_Achievable Economic TRC Potential | F9 | Commercial | OR - College | New | Water Heating | Natural Gas | Water Heater - Pre-Rinse Spray Valve | A | Cumulative Winter Peak Savings (MW) | Achievable Economic TRC Potential | 0 | 0 | 0 | 0 | 0 | 0 | 0 | 0 | 0 | 0 | 0 | 0 | 0 | 0 | 0 | 0 | 0 | 0 | 0 | 0 | 0 | 0 | 0 | 0 | 0 | 0 | 0
F10_Commercial_OR - College_New_Water Heating_Natural Gas_Water Heater - Pre-Rinse Spray Valve_A_Achievable Economic TRC Potential | F10 | Commercial | OR - College | New | Water Heating | Natural Gas | Water Heater - Pre-Rinse Spray Valve | A | Purchases (Incremental) | Achievable Economic TRC Potential | 0 | 0 | 0 | 0 | 0 | 0 | 0 | 0 | 0 | 0 | 0 | 0 | 0 | 0 | 0 | 0 | 0 | 0 | 0 | 0 | 0 | 0 | 0 | 0 | 0 | 0 | 0
F11_Commercial_OR - College_New_Water Heating_Natural Gas_Water Heater - Pre-Rinse Spray Valve_A_Achievable Economic TRC Potential | F11 | Commercial | OR - College | New | Water Heating | Natural Gas | Water Heater - Pre-Rinse Spray Valve | A | Purchases (Cumulative) | Achievable Economic TRC Potential | 0 | 0 | 0 | 0 | 0 | 0 | 0 | 0 | 0 | 0 | 0 | 0 | 0 | 0 | 0 | 0 | 0 | 0 | 0 | 0 | 0 | 0 | 0 | 0 | 0 | 0 | 0
F1_Commercial_OR - College_New_Water Heating_Natural Gas_Water Heater - Temperature Setback_A_Achievable Economic TRC Potential | F1 | Commercial | OR - College | New | Water Heating | Natural Gas | Water Heater - Temperature Setback | A | Integrated Unit Energy Savings (kWh or therms) | Achievable Economic TRC Potential | 0 | 0 | 0 | 0 | 0 | 0 | 0 | 0 | 0 | 0 | 0 | 0 | 0 | 0 | 0 | 0 | 0 | 0 | 0 | 0 | 0 | 0 | 0 | 0 | 0 | 0 | 0
F2_Commercial_OR - College_New_Water Heating_Natural Gas_Water Heater - Temperature Setback_A_Achievable Economic TRC Potential | F2 | Commercial | OR - College | New | Water Heating | Natural Gas | Water Heater - Temperature Setback | A | Integrated Unit Summer Peak Savings (kW) | Achievable Economic TRC Potential | 0 | 0 | 0 | 0 | 0 | 0 | 0 | 0 | 0 | 0 | 0 | 0 | 0 | 0 | 0 | 0 | 0 | 0 | 0 | 0 | 0 | 0 | 0 | 0 | 0 | 0 | 0
F3_Commercial_OR - College_New_Water Heating_Natural Gas_Water Heater - Temperature Setback_A_Achievable Economic TRC Potential | F3 | Commercial | OR - College | New | Water Heating | Natural Gas | Water Heater - Temperature Setback | A | Integrated Unit Winter Peak Savings (kW) | Achievable Economic TRC Potential | 0 | 0 | 0 | 0 | 0 | 0 | 0 | 0 | 0 | 0 | 0 | 0 | 0 | 0 | 0 | 0 | 0 | 0 | 0 | 0 | 0 | 0 | 0 | 0 | 0 | 0 | 0
F4_Commercial_OR - College_New_Water Heating_Natural Gas_Water Heater - Temperature Setback_A_Achievable Economic TRC Potential | F4 | Commercial | OR - College | New | Water Heating | Natural Gas | Water Heater - Temperature Setback | A | Incremental Energy Savings (MWh or mTherms) | Achievable Economic TRC Potential | 0 | 0 | 0 | 0 | 0 | 0 | 0 | 0 | 0 | 0 | 0 | 0 | 0 | 0 | 0 | 0 | 0 | 0 | 0 | 0 | 0 | 0 | 0 | 0 | 0 | 0 | 0
F5_Commercial_OR - College_New_Water Heating_Natural Gas_Water Heater - Temperature Setback_A_Achievable Economic TRC Potential | F5 | Commercial | OR - College | New | Water Heating | Natural Gas | Water Heater - Temperature Setback | A | Incremental Summer Peak Savings (MW) | Achievable Economic TRC Potential | 0 | 0 | 0 | 0 | 0 | 0 | 0 | 0 | 0 | 0 | 0 | 0 | 0 | 0 | 0 | 0 | 0 | 0 | 0 | 0 | 0 | 0 | 0 | 0 | 0 | 0 | 0
F6_Commercial_OR - College_New_Water Heating_Natural Gas_Water Heater - Temperature Setback_A_Achievable Economic TRC Potential | F6 | Commercial | OR - College | New | Water Heating | Natural Gas | Water Heater - Temperature Setback | A | Incremental Winter Peak Savings (MW) | Achievable Economic TRC Potential | 0 | 0 | 0 | 0 | 0 | 0 | 0 | 0 | 0 | 0 | 0 | 0 | 0 | 0 | 0 | 0 | 0 | 0 | 0 | 0 | 0 | 0 | 0 | 0 | 0 | 0 | 0
F7_Commercial_OR - College_New_Water Heating_Natural Gas_Water Heater - Temperature Setback_A_Achievable Economic TRC Potential | F7 | Commercial | OR - College | New | Water Heating | Natural Gas | Water Heater - Temperature Setback | A | Cumulative Energy Savings (MWh or mTherms) | Achievable Economic TRC Potential | 0 | 0 | 0 | 0 | 0 | 0 | 0 | 0 | 0 | 0 | 0 | 0 | 0 | 0 | 0 | 0 | 0 | 0 | 0 | 0 | 0 | 0 | 0 | 0 | 0 | 0 | 0
F8_Commercial_OR - College_New_Water Heating_Natural Gas_Water Heater - Temperature Setback_A_Achievable Economic TRC Potential | F8 | Commercial | OR - College | New | Water Heating | Natural Gas | Water Heater - Temperature Setback | A | Cumulative Summer Peak Savings (MW) | Achievable Economic TRC Potential | 0 | 0 | 0 | 0 | 0 | 0 | 0 | 0 | 0 | 0 | 0 | 0 | 0 | 0 | 0 | 0 | 0 | 0 | 0 | 0 | 0 | 0 | 0 | 0 | 0 | 0 | 0
F9_Commercial_OR - College_New_Water Heating_Natural Gas_Water Heater - Temperature Setback_A_Achievable Economic TRC Potential | F9 | Commercial | OR - College | New | Water Heating | Natural Gas | Water Heater - Temperature Setback | A | Cumulative Winter Peak Savings (MW) | Achievable Economic TRC Potential | 0 | 0 | 0 | 0 | 0 | 0 | 0 | 0 | 0 | 0 | 0 | 0 | 0 | 0 | 0 | 0 | 0 | 0 | 0 | 0 | 0 | 0 | 0 | 0 | 0 | 0 | 0
F10_Commercial_OR - College_New_Water Heating_Natural Gas_Water Heater - Temperature Setback_A_Achievable Economic TRC Potential | F10 | Commercial | OR - College | New | Water Heating | Natural Gas | Water Heater - Temperature Setback | A | Purchases (Incremental) | Achievable Economic TRC Potential | 0 | 0 | 0 | 0 | 0 | 0 | 0 | 0 | 0 | 0 | 0 | 0 | 0 | 0 | 0 | 0 | 0 | 0 | 0 | 0 | 0 | 0 | 0 | 0 | 0 | 0 | 0
F11_Commercial_OR - College_New_Water Heating_Natural Gas_Water Heater - Temperature Setback_A_Achievable Economic TRC Potential | F11 | Commercial | OR - College | New | Water Heating | Natural Gas | Water Heater - Temperature Setback | A | Purchases (Cumulative) | Achievable Economic TRC Potential | 0 | 0 | 0 | 0 | 0 | 0 | 0 | 0 | 0 | 0 | 0 | 0 | 0 | 0 | 0 | 0 | 0 | 0 | 0 | 0 | 0 | 0 | 0 | 0 | 0 | 0 | 0
F1_Commercial_OR - College_New_Water Heating_Natural Gas_Water Heater - Faucet Aerators_A_Achievable Economic TRC Potential | F1 | Commercial | OR - College | New | Water Heating | Natural Gas | Water Heater - Faucet Aerators | A | Integrated Unit Energy Savings (kWh or therms) | Achievable Economic TRC Potential | 0 | 0 | 0 | 0 | 0 | 0 | 0 | 0 | 0 | 0 | 0 | 0 | 0 | 0 | 0 | 0 | 0 | 0 | 0 | 0 | 0 | 0 | 0 | 0 | 0 | 0 | 0
F2_Commercial_OR - College_New_Water Heating_Natural Gas_Water Heater - Faucet Aerators_A_Achievable Economic TRC Potential | F2 | Commercial | OR - College | New | Water Heating | Natural Gas | Water Heater - Faucet Aerators | A | Integrated Unit Summer Peak Savings (kW) | Achievable Economic TRC Potential | 0 | 0 | 0 | 0 | 0 | 0 | 0 | 0 | 0 | 0 | 0 | 0 | 0 | 0 | 0 | 0 | 0 | 0 | 0 | 0 | 0 | 0 | 0 | 0 | 0 | 0 | 0
F3_Commercial_OR - College_New_Water Heating_Natural Gas_Water Heater - Faucet Aerators_A_Achievable Economic TRC Potential | F3 | Commercial | OR - College | New | Water Heating | Natural Gas | Water Heater - Faucet Aerators | A | Integrated Unit Winter Peak Savings (kW) | Achievable Economic TRC Potential | 0 | 0 | 0 | 0 | 0 | 0 | 0 | 0 | 0 | 0 | 0 | 0 | 0 | 0 | 0 | 0 | 0 | 0 | 0 | 0 | 0 | 0 | 0 | 0 | 0 | 0 | 0
F4_Commercial_OR - College_New_Water Heating_Natural Gas_Water Heater - Faucet Aerators_A_Achievable Economic TRC Potential | F4 | Commercial | OR - College | New | Water Heating | Natural Gas | Water Heater - Faucet Aerators | A | Incremental Energy Savings (MWh or mTherms) | Achievable Economic TRC Potential | 0 | 0 | 0 | 0 | 0 | 0 | 0 | 0 | 0 | 0 | 0 | 0 | 0 | 0 | 0 | 0 | 0 | 0 | 0 | 0 | 0 | 0 | 0 | 0 | 0 | 0 | 0
F5_Commercial_OR - College_New_Water Heating_Natural Gas_Water Heater - Faucet Aerators_A_Achievable Economic TRC Potential | F5 | Commercial | OR - College | New | Water Heating | Natural Gas | Water Heater - Faucet Aerators | A | Incremental Summer Peak Savings (MW) | Achievable Economic TRC Potential | 0 | 0 | 0 | 0 | 0 | 0 | 0 | 0 | 0 | 0 | 0 | 0 | 0 | 0 | 0 | 0 | 0 | 0 | 0 | 0 | 0 | 0 | 0 | 0 | 0 | 0 | 0
F6_Commercial_OR - College_New_Water Heating_Natural Gas_Water Heater - Faucet Aerators_A_Achievable Economic TRC Potential | F6 | Commercial | OR - College | New | Water Heating | Natural Gas | Water Heater - Faucet Aerators | A | Incremental Winter Peak Savings (MW) | Achievable Economic TRC Potential | 0 | 0 | 0 | 0 | 0 | 0 | 0 | 0 | 0 | 0 | 0 | 0 | 0 | 0 | 0 | 0 | 0 | 0 | 0 | 0 | 0 | 0 | 0 | 0 | 0 | 0 | 0
F7_Commercial_OR - College_New_Water Heating_Natural Gas_Water Heater - Faucet Aerators_A_Achievable Economic TRC Potential | F7 | Commercial | OR - College | New | Water Heating | Natural Gas | Water Heater - Faucet Aerators | A | Cumulative Energy Savings (MWh or mTherms) | Achievable Economic TRC Potential | 0 | 0 | 0 | 0 | 0 | 0 | 0 | 0 | 0 | 0 | 0 | 0 | 0 | 0 | 0 | 0 | 0 | 0 | 0 | 0 | 0 | 0 | 0 | 0 | 0 | 0 | 0
F8_Commercial_OR - College_New_Water Heating_Natural Gas_Water Heater - Faucet Aerators_A_Achievable Economic TRC Potential | F8 | Commercial | OR - College | New | Water Heating | Natural Gas | Water Heater - Faucet Aerators | A | Cumulative Summer Peak Savings (MW) | Achievable Economic TRC Potential | 0 | 0 | 0 | 0 | 0 | 0 | 0 | 0 | 0 | 0 | 0 | 0 | 0 | 0 | 0 | 0 | 0 | 0 | 0 | 0 | 0 | 0 | 0 | 0 | 0 | 0 | 0
F9_Commercial_OR - College_New_Water Heating_Natural Gas_Water Heater - Faucet Aerators_A_Achievable Economic TRC Potential | F9 | Commercial | OR - College | New | Water Heating | Natural Gas | Water Heater - Faucet Aerators | A | Cumulative Winter Peak Savings (MW) | Achievable Economic TRC Potential | 0 | 0 | 0 | 0 | 0 | 0 | 0 | 0 | 0 | 0 | 0 | 0 | 0 | 0 | 0 | 0 | 0 | 0 | 0 | 0 | 0 | 0 | 0 | 0 | 0 | 0 | 0
F10_Commercial_OR - College_New_Water Heating_Natural Gas_Water Heater - Faucet Aerators_A_Achievable Economic TRC Potential | F10 | Commercial | OR - College | New | Water Heating | Natural Gas | Water Heater - Faucet Aerators | A | Purchases (Incremental) | Achievable Economic TRC Potential | 0 | 0 | 0 | 0 | 0 | 0 | 0 | 0 | 0 | 0 | 0 | 0 | 0 | 0 | 0 | 0 | 0 | 0 | 0 | 0 | 0 | 0 | 0 | 0 | 0 | 0 | 0
F11_Commercial_OR - College_New_Water Heating_Natural Gas_Water Heater - Faucet Aerators_A_Achievable Economic TRC Potential | F11 | Commercial | OR - College | New | Water Heating | Natural Gas | Water Heater - Faucet Aerators | A | Purchases (Cumulative) | Achievable Economic TRC Potential | 0 | 0 | 0 | 0 | 0 | 0 | 0 | 0 | 0 | 0 | 0 | 0 | 0 | 0 | 0 | 0 | 0 | 0 | 0 | 0 | 0 | 0 | 0 | 0 | 0 | 0 | 0
F1_Commercial_OR - College_New_Water Heating_Natural Gas_Water Heater - Low-Flow Showerheads_A_Achievable Economic TRC Potential | F1 | Commercial | OR - College | New | Water Heating | Natural Gas | Water Heater - Low-Flow Showerheads | A | Integrated Unit Energy Savings (kWh or therms) | Achievable Economic TRC Potential | 0 | 0 | 0 | 0 | 0 | 0 | 0 | 0 | 0 | 0 | 0 | 0 | 0 | 0 | 0 | 0 | 0 | 0 | 0 | 0 | 0 | 0 | 0 | 0 | 0 | 0 | 0
F2_Commercial_OR - College_New_Water Heating_Natural Gas_Water Heater - Low-Flow Showerheads_A_Achievable Economic TRC Potential | F2 | Commercial | OR - College | New | Water Heating | Natural Gas | Water Heater - Low-Flow Showerheads | A | Integrated Unit Summer Peak Savings (kW) | Achievable Economic TRC Potential | 0 | 0 | 0 | 0 | 0 | 0 | 0 | 0 | 0 | 0 | 0 | 0 | 0 | 0 | 0 | 0 | 0 | 0 | 0 | 0 | 0 | 0 | 0 | 0 | 0 | 0 | 0
F3_Commercial_OR - College_New_Water Heating_Natural Gas_Water Heater - Low-Flow Showerheads_A_Achievable Economic TRC Potential | F3 | Commercial | OR - College | New | Water Heating | Natural Gas | Water Heater - Low-Flow Showerheads | A | Integrated Unit Winter Peak Savings (kW) | Achievable Economic TRC Potential | 0 | 0 | 0 | 0 | 0 | 0 | 0 | 0 | 0 | 0 | 0 | 0 | 0 | 0 | 0 | 0 | 0 | 0 | 0 | 0 | 0 | 0 | 0 | 0 | 0 | 0 | 0
F4_Commercial_OR - College_New_Water Heating_Natural Gas_Water Heater - Low-Flow Showerheads_A_Achievable Economic TRC Potential | F4 | Commercial | OR - College | New | Water Heating | Natural Gas | Water Heater - Low-Flow Showerheads | A | Incremental Energy Savings (MWh or mTherms) | Achievable Economic TRC Potential | 0 | 0 | 0 | 0 | 0 | 0 | 0 | 0 | 0 | 0 | 0 | 0 | 0 | 0 | 0 | 0 | 0 | 0 | 0 | 0 | 0 | 0 | 0 | 0 | 0 | 0 | 0
F5_Commercial_OR - College_New_Water Heating_Natural Gas_Water Heater - Low-Flow Showerheads_A_Achievable Economic TRC Potential | F5 | Commercial | OR - College | New | Water Heating | Natural Gas | Water Heater - Low-Flow Showerheads | A | Incremental Summer Peak Savings (MW) | Achievable Economic TRC Potential | 0 | 0 | 0 | 0 | 0 | 0 | 0 | 0 | 0 | 0 | 0 | 0 | 0 | 0 | 0 | 0 | 0 | 0 | 0 | 0 | 0 | 0 | 0 | 0 | 0 | 0 | 0
F6_Commercial_OR - College_New_Water Heating_Natural Gas_Water Heater - Low-Flow Showerheads_A_Achievable Economic TRC Potential | F6 | Commercial | OR - College | New | Water Heating | Natural Gas | Water Heater - Low-Flow Showerheads | A | Incremental Winter Peak Savings (MW) | Achievable Economic TRC Potential | 0 | 0 | 0 | 0 | 0 | 0 | 0 | 0 | 0 | 0 | 0 | 0 | 0 | 0 | 0 | 0 | 0 | 0 | 0 | 0 | 0 | 0 | 0 | 0 | 0 | 0 | 0
F7_Commercial_OR - College_New_Water Heating_Natural Gas_Water Heater - Low-Flow Showerheads_A_Achievable Economic TRC Potential | F7 | Commercial | OR - College | New | Water Heating | Natural Gas | Water Heater - Low-Flow Showerheads | A | Cumulative Energy Savings (MWh or mTherms) | Achievable Economic TRC Potential | 0 | 0 | 0 | 0 | 0 | 0 | 0 | 0 | 0 | 0 | 0 | 0 | 0 | 0 | 0 | 0 | 0 | 0 | 0 | 0 | 0 | 0 | 0 | 0 | 0 | 0 | 0
F8_Commercial_OR - College_New_Water Heating_Natural Gas_Water Heater - Low-Flow Showerheads_A_Achievable Economic TRC Potential | F8 | Commercial | OR - College | New | Water Heating | Natural Gas | Water Heater - Low-Flow Showerheads | A | Cumulative Summer Peak Savings (MW) | Achievable Economic TRC Potential | 0 | 0 | 0 | 0 | 0 | 0 | 0 | 0 | 0 | 0 | 0 | 0 | 0 | 0 | 0 | 0 | 0 | 0 | 0 | 0 | 0 | 0 | 0 | 0 | 0 | 0 | 0
F9_Commercial_OR - College_New_Water Heating_Natural Gas_Water Heater - Low-Flow Showerheads_A_Achievable Economic TRC Potential | F9 | Commercial | OR - College | New | Water Heating | Natural Gas | Water Heater - Low-Flow Showerheads | A | Cumulative Winter Peak Savings (MW) | Achievable Economic TRC Potential | 0 | 0 | 0 | 0 | 0 | 0 | 0 | 0 | 0 | 0 | 0 | 0 | 0 | 0 | 0 | 0 | 0 | 0 | 0 | 0 | 0 | 0 | 0 | 0 | 0 | 0 | 0
F10_Commercial_OR - College_New_Water Heating_Natural Gas_Water Heater - Low-Flow Showerheads_A_Achievable Economic TRC Potential | F10 | Commercial | OR - College | New | Water Heating | Natural Gas | Water Heater - Low-Flow Showerheads | A | Purchases (Incremental) | Achievable Economic TRC Potential | 0 | 0 | 0 | 0 | 0 | 0 | 0 | 0 | 0 | 0 | 0 | 0 | 0 | 0 | 0 | 0 | 0 | 0 | 0 | 0 | 0 | 0 | 0 | 0 | 0 | 0 | 0
F11_Commercial_OR - College_New_Water Heating_Natural Gas_Water Heater - Low-Flow Showerheads_A_Achievable Economic TRC Potential | F11 | Commercial | OR - College | New | Water Heating | Natural Gas | Water Heater - Low-Flow Showerheads | A | Purchases (Cumulative) | Achievable Economic TRC Potential | 0 | 0 | 0 | 0 | 0 | 0 | 0 | 0 | 0 | 0 | 0 | 0 | 0 | 0 | 0 | 0 | 0 | 0 | 0 | 0 | 0 | 0 | 0 | 0 | 0 | 0 | 0
F1_Commercial_OR - College_New_Water Heating_Natural Gas_Water Heater - Tank Blanket/Insulation_A_Achievable Economic TRC Potential | F1 | Commercial | OR - College | New | Water Heating | Natural Gas | Water Heater - Tank Blanket/Insulation | A | Integrated Unit Energy Savings (kWh or therms) | Achievable Economic TRC Potential | 0 | 0 | 0 | 0 | 0 | 0 | 0 | 0 | 0 | 0 | 0 | 0 | 0 | 0 | 0 | 0 | 0 | 0 | 0 | 0 | 0 | 0 | 0 | 0 | 0 | 0 | 0
F2_Commercial_OR - College_New_Water Heating_Natural Gas_Water Heater - Tank Blanket/Insulation_A_Achievable Economic TRC Potential | F2 | Commercial | OR - College | New | Water Heating | Natural Gas | Water Heater - Tank Blanket/Insulation | A | Integrated Unit Summer Peak Savings (kW) | Achievable Economic TRC Potential | 0 | 0 | 0 | 0 | 0 | 0 | 0 | 0 | 0 | 0 | 0 | 0 | 0 | 0 | 0 | 0 | 0 | 0 | 0 | 0 | 0 | 0 | 0 | 0 | 0 | 0 | 0
F3_Commercial_OR - College_New_Water Heating_Natural Gas_Water Heater - Tank Blanket/Insulation_A_Achievable Economic TRC Potential | F3 | Commercial | OR - College | New | Water Heating | Natural Gas | Water Heater - Tank Blanket/Insulation | A | Integrated Unit Winter Peak Savings (kW) | Achievable Economic TRC Potential | 0 | 0 | 0 | 0 | 0 | 0 | 0 | 0 | 0 | 0 | 0 | 0 | 0 | 0 | 0 | 0 | 0 | 0 | 0 | 0 | 0 | 0 | 0 | 0 | 0 | 0 | 0
F4_Commercial_OR - College_New_Water Heating_Natural Gas_Water Heater - Tank Blanket/Insulation_A_Achievable Economic TRC Potential | F4 | Commercial | OR - College | New | Water Heating | Natural Gas | Water Heater - Tank Blanket/Insulation | A | Incremental Energy Savings (MWh or mTherms) | Achievable Economic TRC Potential | 0 | 0 | 0 | 0 | 0 | 0 | 0 | 0 | 0 | 0 | 0 | 0 | 0 | 0 | 0 | 0 | 0 | 0 | 0 | 0 | 0 | 0 | 0 | 0 | 0 | 0 | 0
F5_Commercial_OR - College_New_Water Heating_Natural Gas_Water Heater - Tank Blanket/Insulation_A_Achievable Economic TRC Potential | F5 | Commercial | OR - College | New | Water Heating | Natural Gas | Water Heater - Tank Blanket/Insulation | A | Incremental Summer Peak Savings (MW) | Achievable Economic TRC Potential | 0 | 0 | 0 | 0 | 0 | 0 | 0 | 0 | 0 | 0 | 0 | 0 | 0 | 0 | 0 | 0 | 0 | 0 | 0 | 0 | 0 | 0 | 0 | 0 | 0 | 0 | 0
F6_Commercial_OR - College_New_Water Heating_Natural Gas_Water Heater - Tank Blanket/Insulation_A_Achievable Economic TRC Potential | F6 | Commercial | OR - College | New | Water Heating | Natural Gas | Water Heater - Tank Blanket/Insulation | A | Incremental Winter Peak Savings (MW) | Achievable Economic TRC Potential | 0 | 0 | 0 | 0 | 0 | 0 | 0 | 0 | 0 | 0 | 0 | 0 | 0 | 0 | 0 | 0 | 0 | 0 | 0 | 0 | 0 | 0 | 0 | 0 | 0 | 0 | 0
F7_Commercial_OR - College_New_Water Heating_Natural Gas_Water Heater - Tank Blanket/Insulation_A_Achievable Economic TRC Potential | F7 | Commercial | OR - College | New | Water Heating | Natural Gas | Water Heater - Tank Blanket/Insulation | A | Cumulative Energy Savings (MWh or mTherms) | Achievable Economic TRC Potential | 0 | 0 | 0 | 0 | 0 | 0 | 0 | 0 | 0 | 0 | 0 | 0 | 0 | 0 | 0 | 0 | 0 | 0 | 0 | 0 | 0 | 0 | 0 | 0 | 0 | 0 | 0
F8_Commercial_OR - College_New_Water Heating_Natural Gas_Water Heater - Tank Blanket/Insulation_A_Achievable Economic TRC Potential | F8 | Commercial | OR - College | New | Water Heating | Natural Gas | Water Heater - Tank Blanket/Insulation | A | Cumulative Summer Peak Savings (MW) | Achievable Economic TRC Potential | 0 | 0 | 0 | 0 | 0 | 0 | 0 | 0 | 0 | 0 | 0 | 0 | 0 | 0 | 0 | 0 | 0 | 0 | 0 | 0 | 0 | 0 | 0 | 0 | 0 | 0 | 0
F9_Commercial_OR - College_New_Water Heating_Natural Gas_Water Heater - Tank Blanket/Insulation_A_Achievable Economic TRC Potential | F9 | Commercial | OR - College | New | Water Heating | Natural Gas | Water Heater - Tank Blanket/Insulation | A | Cumulative Winter Peak Savings (MW) | Achievable Economic TRC Potential | 0 | 0 | 0 | 0 | 0 | 0 | 0 | 0 | 0 | 0 | 0 | 0 | 0 | 0 | 0 | 0 | 0 | 0 | 0 | 0 | 0 | 0 | 0 | 0 | 0 | 0 | 0
F10_Commercial_OR - College_New_Water Heating_Natural Gas_Water Heater - Tank Blanket/Insulation_A_Achievable Economic TRC Potential | F10 | Commercial | OR - College | New | Water Heating | Natural Gas | Water Heater - Tank Blanket/Insulation | A | Purchases (Incremental) | Achievable Economic TRC Potential | 0 | 0 | 0 | 0 | 0 | 0 | 0 | 0 | 0 | 0 | 0 | 0 | 0 | 0 | 0 | 0 | 0 | 0 | 0 | 0 | 0 | 0 | 0 | 0 | 0 | 0 | 0
F11_Commercial_OR - College_New_Water Heating_Natural Gas_Water Heater - Tank Blanket/Insulation_A_Achievable Economic TRC Potential | F11 | Commercial | OR - College | New | Water Heating | Natural Gas | Water Heater - Tank Blanket/Insulation | A | Purchases (Cumulative) | Achievable Economic TRC Potential | 0 | 0 | 0 | 0 | 0 | 0 | 0 | 0 | 0 | 0 | 0 | 0 | 0 | 0 | 0 | 0 | 0 | 0 | 0 | 0 | 0 | 0 | 0 | 0 | 0 | 0 | 0
F1_Commercial_OR - College_New_Water Heating_Natural Gas_Water Heater - Drainwater Heat Recovery_A_Achievable Economic TRC Potential | F1 | Commercial | OR - College | New | Water Heating | Natural Gas | Water Heater - Drainwater Heat Recovery | A | Integrated Unit Energy Savings (kWh or therms) | Achievable Economic TRC Potential | 0 | 0 | 0 | 0 | 0 | 0 | 0 | 0 | 0 | 0 | 0 | 0 | 0 | 0 | 0 | 0 | 0 | 0 | 0 | 0 | 0 | 0 | 0 | 0 | 0 | 0 | 0
F2_Commercial_OR - College_New_Water Heating_Natural Gas_Water Heater - Drainwater Heat Recovery_A_Achievable Economic TRC Potential | F2 | Commercial | OR - College | New | Water Heating | Natural Gas | Water Heater - Drainwater Heat Recovery | A | Integrated Unit Summer Peak Savings (kW) | Achievable Economic TRC Potential | 0 | 0 | 0 | 0 | 0 | 0 | 0 | 0 | 0 | 0 | 0 | 0 | 0 | 0 | 0 | 0 | 0 | 0 | 0 | 0 | 0 | 0 | 0 | 0 | 0 | 0 | 0
F3_Commercial_OR - College_New_Water Heating_Natural Gas_Water Heater - Drainwater Heat Recovery_A_Achievable Economic TRC Potential | F3 | Commercial | OR - College | New | Water Heating | Natural Gas | Water Heater - Drainwater Heat Recovery | A | Integrated Unit Winter Peak Savings (kW) | Achievable Economic TRC Potential | 0 | 0 | 0 | 0 | 0 | 0 | 0 | 0 | 0 | 0 | 0 | 0 | 0 | 0 | 0 | 0 | 0 | 0 | 0 | 0 | 0 | 0 | 0 | 0 | 0 | 0 | 0
F4_Commercial_OR - College_New_Water Heating_Natural Gas_Water Heater - Drainwater Heat Recovery_A_Achievable Economic TRC Potential | F4 | Commercial | OR - College | New | Water Heating | Natural Gas | Water Heater - Drainwater Heat Recovery | A | Incremental Energy Savings (MWh or mTherms) | Achievable Economic TRC Potential | 0 | 0 | 0 | 0 | 0 | 0 | 0 | 0 | 0 | 0 | 0 | 0 | 0 | 0 | 0 | 0 | 0 | 0 | 0 | 0 | 0 | 0 | 0 | 0 | 0 | 0 | 0
F5_Commercial_OR - College_New_Water Heating_Natural Gas_Water Heater - Drainwater Heat Recovery_A_Achievable Economic TRC Potential | F5 | Commercial | OR - College | New | Water Heating | Natural Gas | Water Heater - Drainwater Heat Recovery | A | Incremental Summer Peak Savings (MW) | Achievable Economic TRC Potential | 0 | 0 | 0 | 0 | 0 | 0 | 0 | 0 | 0 | 0 | 0 | 0 | 0 | 0 | 0 | 0 | 0 | 0 | 0 | 0 | 0 | 0 | 0 | 0 | 0 | 0 | 0
F6_Commercial_OR - College_New_Water Heating_Natural Gas_Water Heater - Drainwater Heat Recovery_A_Achievable Economic TRC Potential | F6 | Commercial | OR - College | New | Water Heating | Natural Gas | Water Heater - Drainwater Heat Recovery | A | Incremental Winter Peak Savings (MW) | Achievable Economic TRC Potential | 0 | 0 | 0 | 0 | 0 | 0 | 0 | 0 | 0 | 0 | 0 | 0 | 0 | 0 | 0 | 0 | 0 | 0 | 0 | 0 | 0 | 0 | 0 | 0 | 0 | 0 | 0
F7_Commercial_OR - College_New_Water Heating_Natural Gas_Water Heater - Drainwater Heat Recovery_A_Achievable Economic TRC Potential | F7 | Commercial | OR - College | New | Water Heating | Natural Gas | Water Heater - Drainwater Heat Recovery | A | Cumulative Energy Savings (MWh or mTherms) | Achievable Economic TRC Potential | 0 | 0 | 0 | 0 | 0 | 0 | 0 | 0 | 0 | 0 | 0 | 0 | 0 | 0 | 0 | 0 | 0 | 0 | 0 | 0 | 0 | 0 | 0 | 0 | 0 | 0 | 0
F8_Commercial_OR - College_New_Water Heating_Natural Gas_Water Heater - Drainwater Heat Recovery_A_Achievable Economic TRC Potential | F8 | Commercial | OR - College | New | Water Heating | Natural Gas | Water Heater - Drainwater Heat Recovery | A | Cumulative Summer Peak Savings (MW) | Achievable Economic TRC Potential | 0 | 0 | 0 | 0 | 0 | 0 | 0 | 0 | 0 | 0 | 0 | 0 | 0 | 0 | 0 | 0 | 0 | 0 | 0 | 0 | 0 | 0 | 0 | 0 | 0 | 0 | 0
F9_Commercial_OR - College_New_Water Heating_Natural Gas_Water Heater - Drainwater Heat Recovery_A_Achievable Economic TRC Potential | F9 | Commercial | OR - College | New | Water Heating | Natural Gas | Water Heater - Drainwater Heat Recovery | A | Cumulative Winter Peak Savings (MW) | Achievable Economic TRC Potential | 0 | 0 | 0 | 0 | 0 | 0 | 0 | 0 | 0 | 0 | 0 | 0 | 0 | 0 | 0 | 0 | 0 | 0 | 0 | 0 | 0 | 0 | 0 | 0 | 0 | 0 | 0
F10_Commercial_OR - College_New_Water Heating_Natural Gas_Water Heater - Drainwater Heat Recovery_A_Achievable Economic TRC Potential | F10 | Commercial | OR - College | New | Water Heating | Natural Gas | Water Heater - Drainwater Heat Recovery | A | Purchases (Incremental) | Achievable Economic TRC Potential | 0 | 0 | 0 | 0 | 0 | 0 | 0 | 0 | 0 | 0 | 0 | 0 | 0 | 0 | 0 | 0 | 0 | 0 | 0 | 0 | 0 | 0 | 0 | 0 | 0 | 0 | 0
F11_Commercial_OR - College_New_Water Heating_Natural Gas_Water Heater - Drainwater Heat Recovery_A_Achievable Economic TRC Potential | F11 | Commercial | OR - College | New | Water Heating | Natural Gas | Water Heater - Drainwater Heat Recovery | A | Purchases (Cumulative) | Achievable Economic TRC Potential | 0 | 0 | 0 | 0 | 0 | 0 | 0 | 0 | 0 | 0 | 0 | 0 | 0 | 0 | 0 | 0 | 0 | 0 | 0 | 0 | 0 | 0 | 0 | 0 | 0 | 0 | 0
F1_Commercial_OR - College_New_Water Heating_Natural Gas_Water Heater - Circulation Pump Controls_A_Achievable Economic TRC Potential | F1 | Commercial | OR - College | New | Water Heating | Natural Gas | Water Heater - Circulation Pump Controls | A | Integrated Unit Energy Savings (kWh or therms) | Achievable Economic TRC Potential | 0 | 0 | 0 | 0 | 0 | 0 | 0 | 0 | 0 | 0 | 0 | 0 | 0 | 0 | 0 | 0 | 0 | 0 | 0 | 0 | 0 | 0 | 0 | 0 | 0 | 0 | 0
F2_Commercial_OR - College_New_Water Heating_Natural Gas_Water Heater - Circulation Pump Controls_A_Achievable Economic TRC Potential | F2 | Commercial | OR - College | New | Water Heating | Natural Gas | Water Heater - Circulation Pump Controls | A | Integrated Unit Summer Peak Savings (kW) | Achievable Economic TRC Potential | 0 | 0 | 0 | 0 | 0 | 0 | 0 | 0 | 0 | 0 | 0 | 0 | 0 | 0 | 0 | 0 | 0 | 0 | 0 | 0 | 0 | 0 | 0 | 0 | 0 | 0 | 0
F3_Commercial_OR - College_New_Water Heating_Natural Gas_Water Heater - Circulation Pump Controls_A_Achievable Economic TRC Potential | F3 | Commercial | OR - College | New | Water Heating | Natural Gas | Water Heater - Circulation Pump Controls | A | Integrated Unit Winter Peak Savings (kW) | Achievable Economic TRC Potential | 0 | 0 | 0 | 0 | 0 | 0 | 0 | 0 | 0 | 0 | 0 | 0 | 0 | 0 | 0 | 0 | 0 | 0 | 0 | 0 | 0 | 0 | 0 | 0 | 0 | 0 | 0
F4_Commercial_OR - College_New_Water Heating_Natural Gas_Water Heater - Circulation Pump Controls_A_Achievable Economic TRC Potential | F4 | Commercial | OR - College | New | Water Heating | Natural Gas | Water Heater - Circulation Pump Controls | A | Incremental Energy Savings (MWh or mTherms) | Achievable Economic TRC Potential | 0 | 0 | 0 | 0 | 0 | 0 | 0 | 0 | 0 | 0 | 0 | 0 | 0 | 0 | 0 | 0 | 0 | 0 | 0 | 0 | 0 | 0 | 0 | 0 | 0 | 0 | 0
F5_Commercial_OR - College_New_Water Heating_Natural Gas_Water Heater - Circulation Pump Controls_A_Achievable Economic TRC Potential | F5 | Commercial | OR - College | New | Water Heating | Natural Gas | Water Heater - Circulation Pump Controls | A | Incremental Summer Peak Savings (MW) | Achievable Economic TRC Potential | 0 | 0 | 0 | 0 | 0 | 0 | 0 | 0 | 0 | 0 | 0 | 0 | 0 | 0 | 0 | 0 | 0 | 0 | 0 | 0 | 0 | 0 | 0 | 0 | 0 | 0 | 0
F6_Commercial_OR - College_New_Water Heating_Natural Gas_Water Heater - Circulation Pump Controls_A_Achievable Economic TRC Potential | F6 | Commercial | OR - College | New | Water Heating | Natural Gas | Water Heater - Circulation Pump Controls | A | Incremental Winter Peak Savings (MW) | Achievable Economic TRC Potential | 0 | 0 | 0 | 0 | 0 | 0 | 0 | 0 | 0 | 0 | 0 | 0 | 0 | 0 | 0 | 0 | 0 | 0 | 0 | 0 | 0 | 0 | 0 | 0 | 0 | 0 | 0
F7_Commercial_OR - College_New_Water Heating_Natural Gas_Water Heater - Circulation Pump Controls_A_Achievable Economic TRC Potential | F7 | Commercial | OR - College | New | Water Heating | Natural Gas | Water Heater - Circulation Pump Controls | A | Cumulative Energy Savings (MWh or mTherms) | Achievable Economic TRC Potential | 0 | 0 | 0 | 0 | 0 | 0 | 0 | 0 | 0 | 0 | 0 | 0 | 0 | 0 | 0 | 0 | 0 | 0 | 0 | 0 | 0 | 0 | 0 | 0 | 0 | 0 | 0
F8_Commercial_OR - College_New_Water Heating_Natural Gas_Water Heater - Circulation Pump Controls_A_Achievable Economic TRC Potential | F8 | Commercial | OR - College | New | Water Heating | Natural Gas | Water Heater - Circulation Pump Controls | A | Cumulative Summer Peak Savings (MW) | Achievable Economic TRC Potential | 0 | 0 | 0 | 0 | 0 | 0 | 0 | 0 | 0 | 0 | 0 | 0 | 0 | 0 | 0 | 0 | 0 | 0 | 0 | 0 | 0 | 0 | 0 | 0 | 0 | 0 | 0
F9_Commercial_OR - College_New_Water Heating_Natural Gas_Water Heater - Circulation Pump Controls_A_Achievable Economic TRC Potential | F9 | Commercial | OR - College | New | Water Heating | Natural Gas | Water Heater - Circulation Pump Controls | A | Cumulative Winter Peak Savings (MW) | Achievable Economic TRC Potential | 0 | 0 | 0 | 0 | 0 | 0 | 0 | 0 | 0 | 0 | 0 | 0 | 0 | 0 | 0 | 0 | 0 | 0 | 0 | 0 | 0 | 0 | 0 | 0 | 0 | 0 | 0
F10_Commercial_OR - College_New_Water Heating_Natural Gas_Water Heater - Circulation Pump Controls_A_Achievable Economic TRC Potential | F10 | Commercial | OR - College | New | Water Heating | Natural Gas | Water Heater - Circulation Pump Controls | A | Purchases (Incremental) | Achievable Economic TRC Potential | 0 | 0 | 0 | 0 | 0 | 0 | 0 | 0 | 0 | 0 | 0 | 0 | 0 | 0 | 0 | 0 | 0 | 0 | 0 | 0 | 0 | 0 | 0 | 0 | 0 | 0 | 0
F11_Commercial_OR - College_New_Water Heating_Natural Gas_Water Heater - Circulation Pump Controls_A_Achievable Economic TRC Potential | F11 | Commercial | OR - College | New | Water Heating | Natural Gas | Water Heater - Circulation Pump Controls | A | Purchases (Cumulative) | Achievable Economic TRC Potential | 0 | 0 | 0 | 0 | 0 | 0 | 0 | 0 | 0 | 0 | 0 | 0 | 0 | 0 | 0 | 0 | 0 | 0 | 0 | 0 | 0 | 0 | 0 | 0 | 0 | 0 | 0
F1_Commercial_OR - College_New_Water Heating_Natural Gas_Water Heater - Pipe Insulation_A_Achievable Economic TRC Potential | F1 | Commercial | OR - College | New | Water Heating | Natural Gas | Water Heater - Pipe Insulation | A | Integrated Unit Energy Savings (kWh or therms) | Achievable Economic TRC Potential | 0 | 0 | 0 | 0 | 0 | 0 | 0 | 0 | 0 | 0 | 0 | 0 | 0 | 0 | 0 | 0 | 0 | 0 | 0 | 0 | 0 | 0 | 0 | 0 | 0 | 0 | 0
F2_Commercial_OR - College_New_Water Heating_Natural Gas_Water Heater - Pipe Insulation_A_Achievable Economic TRC Potential | F2 | Commercial | OR - College | New | Water Heating | Natural Gas | Water Heater - Pipe Insulation | A | Integrated Unit Summer Peak Savings (kW) | Achievable Economic TRC Potential | 0 | 0 | 0 | 0 | 0 | 0 | 0 | 0 | 0 | 0 | 0 | 0 | 0 | 0 | 0 | 0 | 0 | 0 | 0 | 0 | 0 | 0 | 0 | 0 | 0 | 0 | 0
F3_Commercial_OR - College_New_Water Heating_Natural Gas_Water Heater - Pipe Insulation_A_Achievable Economic TRC Potential | F3 | Commercial | OR - College | New | Water Heating | Natural Gas | Water Heater - Pipe Insulation | A | Integrated Unit Winter Peak Savings (kW) | Achievable Economic TRC Potential | 0 | 0 | 0 | 0 | 0 | 0 | 0 | 0 | 0 | 0 | 0 | 0 | 0 | 0 | 0 | 0 | 0 | 0 | 0 | 0 | 0 | 0 | 0 | 0 | 0 | 0 | 0
F4_Commercial_OR - College_New_Water Heating_Natural Gas_Water Heater - Pipe Insulation_A_Achievable Economic TRC Potential | F4 | Commercial | OR - College | New | Water Heating | Natural Gas | Water Heater - Pipe Insulation | A | Incremental Energy Savings (MWh or mTherms) | Achievable Economic TRC Potential | 0 | 0 | 0 | 0 | 0 | 0 | 0 | 0 | 0 | 0 | 0 | 0 | 0 | 0 | 0 | 0 | 0 | 0 | 0 | 0 | 0 | 0 | 0 | 0 | 0 | 0 | 0
F5_Commercial_OR - College_New_Water Heating_Natural Gas_Water Heater - Pipe Insulation_A_Achievable Economic TRC Potential | F5 | Commercial | OR - College | New | Water Heating | Natural Gas | Water Heater - Pipe Insulation | A | Incremental Summer Peak Savings (MW) | Achievable Economic TRC Potential | 0 | 0 | 0 | 0 | 0 | 0 | 0 | 0 | 0 | 0 | 0 | 0 | 0 | 0 | 0 | 0 | 0 | 0 | 0 | 0 | 0 | 0 | 0 | 0 | 0 | 0 | 0
F6_Commercial_OR - College_New_Water Heating_Natural Gas_Water Heater - Pipe Insulation_A_Achievable Economic TRC Potential | F6 | Commercial | OR - College | New | Water Heating | Natural Gas | Water Heater - Pipe Insulation | A | Incremental Winter Peak Savings (MW) | Achievable Economic TRC Potential | 0 | 0 | 0 | 0 | 0 | 0 | 0 | 0 | 0 | 0 | 0 | 0 | 0 | 0 | 0 | 0 | 0 | 0 | 0 | 0 | 0 | 0 | 0 | 0 | 0 | 0 | 0
F7_Commercial_OR - College_New_Water Heating_Natural Gas_Water Heater - Pipe Insulation_A_Achievable Economic TRC Potential | F7 | Commercial | OR - College | New | Water Heating | Natural Gas | Water Heater - Pipe Insulation | A | Cumulative Energy Savings (MWh or mTherms) | Achievable Economic TRC Potential | 0 | 0 | 0 | 0 | 0 | 0 | 0 | 0 | 0 | 0 | 0 | 0 | 0 | 0 | 0 | 0 | 0 | 0 | 0 | 0 | 0 | 0 | 0 | 0 | 0 | 0 | 0
F8_Commercial_OR - College_New_Water Heating_Natural Gas_Water Heater - Pipe Insulation_A_Achievable Economic TRC Potential | F8 | Commercial | OR - College | New | Water Heating | Natural Gas | Water Heater - Pipe Insulation | A | Cumulative Summer Peak Savings (MW) | Achievable Economic TRC Potential | 0 | 0 | 0 | 0 | 0 | 0 | 0 | 0 | 0 | 0 | 0 | 0 | 0 | 0 | 0 | 0 | 0 | 0 | 0 | 0 | 0 | 0 | 0 | 0 | 0 | 0 | 0
F9_Commercial_OR - College_New_Water Heating_Natural Gas_Water Heater - Pipe Insulation_A_Achievable Economic TRC Potential | F9 | Commercial | OR - College | New | Water Heating | Natural Gas | Water Heater - Pipe Insulation | A | Cumulative Winter Peak Savings (MW) | Achievable Economic TRC Potential | 0 | 0 | 0 | 0 | 0 | 0 | 0 | 0 | 0 | 0 | 0 | 0 | 0 | 0 | 0 | 0 | 0 | 0 | 0 | 0 | 0 | 0 | 0 | 0 | 0 | 0 | 0
F10_Commercial_OR - College_New_Water Heating_Natural Gas_Water Heater - Pipe Insulation_A_Achievable Economic TRC Potential | F10 | Commercial | OR - College | New | Water Heating | Natural Gas | Water Heater - Pipe Insulation | A | Purchases (Incremental) | Achievable Economic TRC Potential | 0 | 0 | 0 | 0 | 0 | 0 | 0 | 0 | 0 | 0 | 0 | 0 | 0 | 0 | 0 | 0 | 0 | 0 | 0 | 0 | 0 | 0 | 0 | 0 | 0 | 0 | 0
F11_Commercial_OR - College_New_Water Heating_Natural Gas_Water Heater - Pipe Insulation_A_Achievable Economic TRC Potential | F11 | Commercial | OR - College | New | Water Heating | Natural Gas | Water Heater - Pipe Insulation | A | Purchases (Cumulative) | Achievable Economic TRC Potential | 0 | 0 | 0 | 0 | 0 | 0 | 0 | 0 | 0 | 0 | 0 | 0 | 0 | 0 | 0 | 0 | 0 | 0 | 0 | 0 | 0 | 0 | 0 | 0 | 0 | 0 | 0
F1_Commercial_OR - College_New_Water Heating_Natural Gas_Water Heater - Motion Control Faucet_A_Achievable Economic TRC Potential | F1 | Commercial | OR - College | New | Water Heating | Natural Gas | Water Heater - Motion Control Faucet | A | Integrated Unit Energy Savings (kWh or therms) | Achievable Economic TRC Potential | 0 | 0 | 0 | 0 | 0 | 0 | 0 | 0 | 0 | 0 | 0 | 0 | 0 | 0 | 0 | 0 | 0 | 0 | 0 | 0 | 0 | 0 | 0 | 0 | 0 | 0 | 0
F2_Commercial_OR - College_New_Water Heating_Natural Gas_Water Heater - Motion Control Faucet_A_Achievable Economic TRC Potential | F2 | Commercial | OR - College | New | Water Heating | Natural Gas | Water Heater - Motion Control Faucet | A | Integrated Unit Summer Peak Savings (kW) | Achievable Economic TRC Potential | 0 | 0 | 0 | 0 | 0 | 0 | 0 | 0 | 0 | 0 | 0 | 0 | 0 | 0 | 0 | 0 | 0 | 0 | 0 | 0 | 0 | 0 | 0 | 0 | 0 | 0 | 0
F3_Commercial_OR - College_New_Water Heating_Natural Gas_Water Heater - Motion Control Faucet_A_Achievable Economic TRC Potential | F3 | Commercial | OR - College | New | Water Heating | Natural Gas | Water Heater - Motion Control Faucet | A | Integrated Unit Winter Peak Savings (kW) | Achievable Economic TRC Potential | 0 | 0 | 0 | 0 | 0 | 0 | 0 | 0 | 0 | 0 | 0 | 0 | 0 | 0 | 0 | 0 | 0 | 0 | 0 | 0 | 0 | 0 | 0 | 0 | 0 | 0 | 0
F4_Commercial_OR - College_New_Water Heating_Natural Gas_Water Heater - Motion Control Faucet_A_Achievable Economic TRC Potential | F4 | Commercial | OR - College | New | Water Heating | Natural Gas | Water Heater - Motion Control Faucet | A | Incremental Energy Savings (MWh or mTherms) | Achievable Economic TRC Potential | 0 | 0 | 0 | 0 | 0 | 0 | 0 | 0 | 0 | 0 | 0 | 0 | 0 | 0 | 0 | 0 | 0 | 0 | 0 | 0 | 0 | 0 | 0 | 0 | 0 | 0 | 0
F5_Commercial_OR - College_New_Water Heating_Natural Gas_Water Heater - Motion Control Faucet_A_Achievable Economic TRC Potential | F5 | Commercial | OR - College | New | Water Heating | Natural Gas | Water Heater - Motion Control Faucet | A | Incremental Summer Peak Savings (MW) | Achievable Economic TRC Potential | 0 | 0 | 0 | 0 | 0 | 0 | 0 | 0 | 0 | 0 | 0 | 0 | 0 | 0 | 0 | 0 | 0 | 0 | 0 | 0 | 0 | 0 | 0 | 0 | 0 | 0 | 0
F6_Commercial_OR - College_New_Water Heating_Natural Gas_Water Heater - Motion Control Faucet_A_Achievable Economic TRC Potential | F6 | Commercial | OR - College | New | Water Heating | Natural Gas | Water Heater - Motion Control Faucet | A | Incremental Winter Peak Savings (MW) | Achievable Economic TRC Potential | 0 | 0 | 0 | 0 | 0 | 0 | 0 | 0 | 0 | 0 | 0 | 0 | 0 | 0 | 0 | 0 | 0 | 0 | 0 | 0 | 0 | 0 | 0 | 0 | 0 | 0 | 0
F7_Commercial_OR - College_New_Water Heating_Natural Gas_Water Heater - Motion Control Faucet_A_Achievable Economic TRC Potential | F7 | Commercial | OR - College | New | Water Heating | Natural Gas | Water Heater - Motion Control Faucet | A | Cumulative Energy Savings (MWh or mTherms) | Achievable Economic TRC Potential | 0 | 0 | 0 | 0 | 0 | 0 | 0 | 0 | 0 | 0 | 0 | 0 | 0 | 0 | 0 | 0 | 0 | 0 | 0 | 0 | 0 | 0 | 0 | 0 | 0 | 0 | 0
F8_Commercial_OR - College_New_Water Heating_Natural Gas_Water Heater - Motion Control Faucet_A_Achievable Economic TRC Potential | F8 | Commercial | OR - College | New | Water Heating | Natural Gas | Water Heater - Motion Control Faucet | A | Cumulative Summer Peak Savings (MW) | Achievable Economic TRC Potential | 0 | 0 | 0 | 0 | 0 | 0 | 0 | 0 | 0 | 0 | 0 | 0 | 0 | 0 | 0 | 0 | 0 | 0 | 0 | 0 | 0 | 0 | 0 | 0 | 0 | 0 | 0
F9_Commercial_OR - College_New_Water Heating_Natural Gas_Water Heater - Motion Control Faucet_A_Achievable Economic TRC Potential | F9 | Commercial | OR - College | New | Water Heating | Natural Gas | Water Heater - Motion Control Faucet | A | Cumulative Winter Peak Savings (MW) | Achievable Economic TRC Potential | 0 | 0 | 0 | 0 | 0 | 0 | 0 | 0 | 0 | 0 | 0 | 0 | 0 | 0 | 0 | 0 | 0 | 0 | 0 | 0 | 0 | 0 | 0 | 0 | 0 | 0 | 0
F10_Commercial_OR - College_New_Water Heating_Natural Gas_Water Heater - Motion Control Faucet_A_Achievable Economic TRC Potential | F10 | Commercial | OR - College | New | Water Heating | Natural Gas | Water Heater - Motion Control Faucet | A | Purchases (Incremental) | Achievable Economic TRC Potential | 0 | 0 | 0 | 0 | 0 | 0 | 0 | 0 | 0 | 0 | 0 | 0 | 0 | 0 | 0 | 0 | 0 | 0 | 0 | 0 | 0 | 0 | 0 | 0 | 0 | 0 | 0
F11_Commercial_OR - College_New_Water Heating_Natural Gas_Water Heater - Motion Control Faucet_A_Achievable Economic TRC Potential | F11 | Commercial | OR - College | New | Water Heating | Natural Gas | Water Heater - Motion Control Faucet | A | Purchases (Cumulative) | Achievable Economic TRC Potential | 0 | 0 | 0 | 0 | 0 | 0 | 0 | 0 | 0 | 0 | 0 | 0 | 0 | 0 | 0 | 0 | 0 | 0 | 0 | 0 | 0 | 0 | 0 | 0 | 0 | 0 | 0
F1_Commercial_OR - College_New_Water Heating_Natural Gas_Water Heater - Solar System_A_Achievable Economic TRC Potential | F1 | Commercial | OR - College | New | Water Heating | Natural Gas | Water Heater - Solar System | A | Integrated Unit Energy Savings (kWh or therms) | Achievable Economic TRC Potential | 0 | 0 | 0 | 0 | 0 | 0 | 0 | 0 | 0 | 0 | 0 | 0 | 0 | 0 | 0 | 0 | 0 | 0 | 0 | 0 | 0 | 0 | 0 | 0 | 0 | 0 | 0
F2_Commercial_OR - College_New_Water Heating_Natural Gas_Water Heater - Solar System_A_Achievable Economic TRC Potential | F2 | Commercial | OR - College | New | Water Heating | Natural Gas | Water Heater - Solar System | A | Integrated Unit Summer Peak Savings (kW) | Achievable Economic TRC Potential | 0 | 0 | 0 | 0 | 0 | 0 | 0 | 0 | 0 | 0 | 0 | 0 | 0 | 0 | 0 | 0 | 0 | 0 | 0 | 0 | 0 | 0 | 0 | 0 | 0 | 0 | 0
F3_Commercial_OR - College_New_Water Heating_Natural Gas_Water Heater - Solar System_A_Achievable Economic TRC Potential | F3 | Commercial | OR - College | New | Water Heating | Natural Gas | Water Heater - Solar System | A | Integrated Unit Winter Peak Savings (kW) | Achievable Economic TRC Potential | 0 | 0 | 0 | 0 | 0 | 0 | 0 | 0 | 0 | 0 | 0 | 0 | 0 | 0 | 0 | 0 | 0 | 0 | 0 | 0 | 0 | 0 | 0 | 0 | 0 | 0 | 0
F4_Commercial_OR - College_New_Water Heating_Natural Gas_Water Heater - Solar System_A_Achievable Economic TRC Potential | F4 | Commercial | OR - College | New | Water Heating | Natural Gas | Water Heater - Solar System | A | Incremental Energy Savings (MWh or mTherms) | Achievable Economic TRC Potential | 0 | 0 | 0 | 0 | 0 | 0 | 0 | 0 | 0 | 0 | 0 | 0 | 0 | 0 | 0 | 0 | 0 | 0 | 0 | 0 | 0 | 0 | 0 | 0 | 0 | 0 | 0
F5_Commercial_OR - College_New_Water Heating_Natural Gas_Water Heater - Solar System_A_Achievable Economic TRC Potential | F5 | Commercial | OR - College | New | Water Heating | Natural Gas | Water Heater - Solar System | A | Incremental Summer Peak Savings (MW) | Achievable Economic TRC Potential | 0 | 0 | 0 | 0 | 0 | 0 | 0 | 0 | 0 | 0 | 0 | 0 | 0 | 0 | 0 | 0 | 0 | 0 | 0 | 0 | 0 | 0 | 0 | 0 | 0 | 0 | 0
F6_Commercial_OR - College_New_Water Heating_Natural Gas_Water Heater - Solar System_A_Achievable Economic TRC Potential | F6 | Commercial | OR - College | New | Water Heating | Natural Gas | Water Heater - Solar System | A | Incremental Winter Peak Savings (MW) | Achievable Economic TRC Potential | 0 | 0 | 0 | 0 | 0 | 0 | 0 | 0 | 0 | 0 | 0 | 0 | 0 | 0 | 0 | 0 | 0 | 0 | 0 | 0 | 0 | 0 | 0 | 0 | 0 | 0 | 0
F7_Commercial_OR - College_New_Water Heating_Natural Gas_Water Heater - Solar System_A_Achievable Economic TRC Potential | F7 | Commercial | OR - College | New | Water Heating | Natural Gas | Water Heater - Solar System | A | Cumulative Energy Savings (MWh or mTherms) | Achievable Economic TRC Potential | 0 | 0 | 0 | 0 | 0 | 0 | 0 | 0 | 0 | 0 | 0 | 0 | 0 | 0 | 0 | 0 | 0 | 0 | 0 | 0 | 0 | 0 | 0 | 0 | 0 | 0 | 0
F8_Commercial_OR - College_New_Water Heating_Natural Gas_Water Heater - Solar System_A_Achievable Economic TRC Potential | F8 | Commercial | OR - College | New | Water Heating | Natural Gas | Water Heater - Solar System | A | Cumulative Summer Peak Savings (MW) | Achievable Economic TRC Potential | 0 | 0 | 0 | 0 | 0 | 0 | 0 | 0 | 0 | 0 | 0 | 0 | 0 | 0 | 0 | 0 | 0 | 0 | 0 | 0 | 0 | 0 | 0 | 0 | 0 | 0 | 0
F9_Commercial_OR - College_New_Water Heating_Natural Gas_Water Heater - Solar System_A_Achievable Economic TRC Potential | F9 | Commercial | OR - College | New | Water Heating | Natural Gas | Water Heater - Solar System | A | Cumulative Winter Peak Savings (MW) | Achievable Economic TRC Potential | 0 | 0 | 0 | 0 | 0 | 0 | 0 | 0 | 0 | 0 | 0 | 0 | 0 | 0 | 0 | 0 | 0 | 0 | 0 | 0 | 0 | 0 | 0 | 0 | 0 | 0 | 0
F10_Commercial_OR - College_New_Water Heating_Natural Gas_Water Heater - Solar System_A_Achievable Economic TRC Potential | F10 | Commercial | OR - College | New | Water Heating | Natural Gas | Water Heater - Solar System | A | Purchases (Incremental) | Achievable Economic TRC Potential | 0 | 0 | 0 | 0 | 0 | 0 | 0 | 0 | 0 | 0 | 0 | 0 | 0 | 0 | 0 | 0 | 0 | 0 | 0 | 0 | 0 | 0 | 0 | 0 | 0 | 0 | 0
F11_Commercial_OR - College_New_Water Heating_Natural Gas_Water Heater - Solar System_A_Achievable Economic TRC Potential | F11 | Commercial | OR - College | New | Water Heating | Natural Gas | Water Heater - Solar System | A | Purchases (Cumulative) | Achievable Economic TRC Potential | 0 | 0 | 0 | 0 | 0 | 0 | 0 | 0 | 0 | 0 | 0 | 0 | 0 | 0 | 0 | 0 | 0 | 0 | 0 | 0 | 0 | 0 | 0 | 0 | 0 | 0 | 0
F1_Commercial_OR - College_New_Water Heating_Natural Gas_Commercial Laundry - Ozone Treatment_A_Achievable Economic TRC Potential | F1 | Commercial | OR - College | New | Water Heating | Natural Gas | Commercial Laundry - Ozone Treatment | A | Integrated Unit Energy Savings (kWh or therms) | Achievable Economic TRC Potential | 0 | 0 | 0 | 0 | 0 | 0 | 0 | 0 | 0 | 0 | 0 | 0 | 0 | 0 | 0 | 0 | 0 | 0 | 0 | 0 | 0 | 0 | 0 | 0 | 0 | 0 | 0
F2_Commercial_OR - College_New_Water Heating_Natural Gas_Commercial Laundry - Ozone Treatment_A_Achievable Economic TRC Potential | F2 | Commercial | OR - College | New | Water Heating | Natural Gas | Commercial Laundry - Ozone Treatment | A | Integrated Unit Summer Peak Savings (kW) | Achievable Economic TRC Potential | 0 | 0 | 0 | 0 | 0 | 0 | 0 | 0 | 0 | 0 | 0 | 0 | 0 | 0 | 0 | 0 | 0 | 0 | 0 | 0 | 0 | 0 | 0 | 0 | 0 | 0 | 0
F3_Commercial_OR - College_New_Water Heating_Natural Gas_Commercial Laundry - Ozone Treatment_A_Achievable Economic TRC Potential | F3 | Commercial | OR - College | New | Water Heating | Natural Gas | Commercial Laundry - Ozone Treatment | A | Integrated Unit Winter Peak Savings (kW) | Achievable Economic TRC Potential | 0 | 0 | 0 | 0 | 0 | 0 | 0 | 0 | 0 | 0 | 0 | 0 | 0 | 0 | 0 | 0 | 0 | 0 | 0 | 0 | 0 | 0 | 0 | 0 | 0 | 0 | 0
F4_Commercial_OR - College_New_Water Heating_Natural Gas_Commercial Laundry - Ozone Treatment_A_Achievable Economic TRC Potential | F4 | Commercial | OR - College | New | Water Heating | Natural Gas | Commercial Laundry - Ozone Treatment | A | Incremental Energy Savings (MWh or mTherms) | Achievable Economic TRC Potential | 0 | 0 | 0 | 0 | 0 | 0 | 0 | 0 | 0 | 0 | 0 | 0 | 0 | 0 | 0 | 0 | 0 | 0 | 0 | 0 | 0 | 0 | 0 | 0 | 0 | 0 | 0
F5_Commercial_OR - College_New_Water Heating_Natural Gas_Commercial Laundry - Ozone Treatment_A_Achievable Economic TRC Potential | F5 | Commercial | OR - College | New | Water Heating | Natural Gas | Commercial Laundry - Ozone Treatment | A | Incremental Summer Peak Savings (MW) | Achievable Economic TRC Potential | 0 | 0 | 0 | 0 | 0 | 0 | 0 | 0 | 0 | 0 | 0 | 0 | 0 | 0 | 0 | 0 | 0 | 0 | 0 | 0 | 0 | 0 | 0 | 0 | 0 | 0 | 0
F6_Commercial_OR - College_New_Water Heating_Natural Gas_Commercial Laundry - Ozone Treatment_A_Achievable Economic TRC Potential | F6 | Commercial | OR - College | New | Water Heating | Natural Gas | Commercial Laundry - Ozone Treatment | A | Incremental Winter Peak Savings (MW) | Achievable Economic TRC Potential | 0 | 0 | 0 | 0 | 0 | 0 | 0 | 0 | 0 | 0 | 0 | 0 | 0 | 0 | 0 | 0 | 0 | 0 | 0 | 0 | 0 | 0 | 0 | 0 | 0 | 0 | 0
F7_Commercial_OR - College_New_Water Heating_Natural Gas_Commercial Laundry - Ozone Treatment_A_Achievable Economic TRC Potential | F7 | Commercial | OR - College | New | Water Heating | Natural Gas | Commercial Laundry - Ozone Treatment | A | Cumulative Energy Savings (MWh or mTherms) | Achievable Economic TRC Potential | 0 | 0 | 0 | 0 | 0 | 0 | 0 | 0 | 0 | 0 | 0 | 0 | 0 | 0 | 0 | 0 | 0 | 0 | 0 | 0 | 0 | 0 | 0 | 0 | 0 | 0 | 0
F8_Commercial_OR - College_New_Water Heating_Natural Gas_Commercial Laundry - Ozone Treatment_A_Achievable Economic TRC Potential | F8 | Commercial | OR - College | New | Water Heating | Natural Gas | Commercial Laundry - Ozone Treatment | A | Cumulative Summer Peak Savings (MW) | Achievable Economic TRC Potential | 0 | 0 | 0 | 0 | 0 | 0 | 0 | 0 | 0 | 0 | 0 | 0 | 0 | 0 | 0 | 0 | 0 | 0 | 0 | 0 | 0 | 0 | 0 | 0 | 0 | 0 | 0
F9_Commercial_OR - College_New_Water Heating_Natural Gas_Commercial Laundry - Ozone Treatment_A_Achievable Economic TRC Potential | F9 | Commercial | OR - College | New | Water Heating | Natural Gas | Commercial Laundry - Ozone Treatment | A | Cumulative Winter Peak Savings (MW) | Achievable Economic TRC Potential | 0 | 0 | 0 | 0 | 0 | 0 | 0 | 0 | 0 | 0 | 0 | 0 | 0 | 0 | 0 | 0 | 0 | 0 | 0 | 0 | 0 | 0 | 0 | 0 | 0 | 0 | 0
F10_Commercial_OR - College_New_Water Heating_Natural Gas_Commercial Laundry - Ozone Treatment_A_Achievable Economic TRC Potential | F10 | Commercial | OR - College | New | Water Heating | Natural Gas | Commercial Laundry - Ozone Treatment | A | Purchases (Incremental) | Achievable Economic TRC Potential | 0 | 0 | 0 | 0 | 0 | 0 | 0 | 0 | 0 | 0 | 0 | 0 | 0 | 0 | 0 | 0 | 0 | 0 | 0 | 0 | 0 | 0 | 0 | 0 | 0 | 0 | 0
F11_Commercial_OR - College_New_Water Heating_Natural Gas_Commercial Laundry - Ozone Treatment_A_Achievable Economic TRC Potential | F11 | Commercial | OR - College | New | Water Heating | Natural Gas | Commercial Laundry - Ozone Treatment | A | Purchases (Cumulative) | Achievable Economic TRC Potential | 0 | 0 | 0 | 0 | 0 | 0 | 0 | 0 | 0 | 0 | 0 | 0 | 0 | 0 | 0 | 0 | 0 | 0 | 0 | 0 | 0 | 0 | 0 | 0 | 0 | 0 | 0
F1_Commercial_OR - College_New_Water Heating_Natural Gas_Commercial Laundry - ENERGY STAR Washer_A_Achievable Economic TRC Potential | F1 | Commercial | OR - College | New | Water Heating | Natural Gas | Commercial Laundry - ENERGY STAR Washer | A | Integrated Unit Energy Savings (kWh or therms) | Achievable Economic TRC Potential | 0 | 0 | 0 | 0 | 0 | 0 | 0 | 0 | 0 | 0 | 0 | 0 | 0 | 0 | 0 | 0 | 0 | 0 | 0 | 0 | 0 | 0 | 0 | 0 | 0 | 0 | 0
F2_Commercial_OR - College_New_Water Heating_Natural Gas_Commercial Laundry - ENERGY STAR Washer_A_Achievable Economic TRC Potential | F2 | Commercial | OR - College | New | Water Heating | Natural Gas | Commercial Laundry - ENERGY STAR Washer | A | Integrated Unit Summer Peak Savings (kW) | Achievable Economic TRC Potential | 0 | 0 | 0 | 0 | 0 | 0 | 0 | 0 | 0 | 0 | 0 | 0 | 0 | 0 | 0 | 0 | 0 | 0 | 0 | 0 | 0 | 0 | 0 | 0 | 0 | 0 | 0
F3_Commercial_OR - College_New_Water Heating_Natural Gas_Commercial Laundry - ENERGY STAR Washer_A_Achievable Economic TRC Potential | F3 | Commercial | OR - College | New | Water Heating | Natural Gas | Commercial Laundry - ENERGY STAR Washer | A | Integrated Unit Winter Peak Savings (kW) | Achievable Economic TRC Potential | 0 | 0 | 0 | 0 | 0 | 0 | 0 | 0 | 0 | 0 | 0 | 0 | 0 | 0 | 0 | 0 | 0 | 0 | 0 | 0 | 0 | 0 | 0 | 0 | 0 | 0 | 0
F4_Commercial_OR - College_New_Water Heating_Natural Gas_Commercial Laundry - ENERGY STAR Washer_A_Achievable Economic TRC Potential | F4 | Commercial | OR - College | New | Water Heating | Natural Gas | Commercial Laundry - ENERGY STAR Washer | A | Incremental Energy Savings (MWh or mTherms) | Achievable Economic TRC Potential | 0 | 0 | 0 | 0 | 0 | 0 | 0 | 0 | 0 | 0 | 0 | 0 | 0 | 0 | 0 | 0 | 0 | 0 | 0 | 0 | 0 | 0 | 0 | 0 | 0 | 0 | 0
F5_Commercial_OR - College_New_Water Heating_Natural Gas_Commercial Laundry - ENERGY STAR Washer_A_Achievable Economic TRC Potential | F5 | Commercial | OR - College | New | Water Heating | Natural Gas | Commercial Laundry - ENERGY STAR Washer | A | Incremental Summer Peak Savings (MW) | Achievable Economic TRC Potential | 0 | 0 | 0 | 0 | 0 | 0 | 0 | 0 | 0 | 0 | 0 | 0 | 0 | 0 | 0 | 0 | 0 | 0 | 0 | 0 | 0 | 0 | 0 | 0 | 0 | 0 | 0
F6_Commercial_OR - College_New_Water Heating_Natural Gas_Commercial Laundry - ENERGY STAR Washer_A_Achievable Economic TRC Potential | F6 | Commercial | OR - College | New | Water Heating | Natural Gas | Commercial Laundry - ENERGY STAR Washer | A | Incremental Winter Peak Savings (MW) | Achievable Economic TRC Potential | 0 | 0 | 0 | 0 | 0 | 0 | 0 | 0 | 0 | 0 | 0 | 0 | 0 | 0 | 0 | 0 | 0 | 0 | 0 | 0 | 0 | 0 | 0 | 0 | 0 | 0 | 0
F7_Commercial_OR - College_New_Water Heating_Natural Gas_Commercial Laundry - ENERGY STAR Washer_A_Achievable Economic TRC Potential | F7 | Commercial | OR - College | New | Water Heating | Natural Gas | Commercial Laundry - ENERGY STAR Washer | A | Cumulative Energy Savings (MWh or mTherms) | Achievable Economic TRC Potential | 0 | 0 | 0 | 0 | 0 | 0 | 0 | 0 | 0 | 0 | 0 | 0 | 0 | 0 | 0 | 0 | 0 | 0 | 0 | 0 | 0 | 0 | 0 | 0 | 0 | 0 | 0
F8_Commercial_OR - College_New_Water Heating_Natural Gas_Commercial Laundry - ENERGY STAR Washer_A_Achievable Economic TRC Potential | F8 | Commercial | OR - College | New | Water Heating | Natural Gas | Commercial Laundry - ENERGY STAR Washer | A | Cumulative Summer Peak Savings (MW) | Achievable Economic TRC Potential | 0 | 0 | 0 | 0 | 0 | 0 | 0 | 0 | 0 | 0 | 0 | 0 | 0 | 0 | 0 | 0 | 0 | 0 | 0 | 0 | 0 | 0 | 0 | 0 | 0 | 0 | 0
F9_Commercial_OR - College_New_Water Heating_Natural Gas_Commercial Laundry - ENERGY STAR Washer_A_Achievable Economic TRC Potential | F9 | Commercial | OR - College | New | Water Heating | Natural Gas | Commercial Laundry - ENERGY STAR Washer | A | Cumulative Winter Peak Savings (MW) | Achievable Economic TRC Potential | 0 | 0 | 0 | 0 | 0 | 0 | 0 | 0 | 0 | 0 | 0 | 0 | 0 | 0 | 0 | 0 | 0 | 0 | 0 | 0 | 0 | 0 | 0 | 0 | 0 | 0 | 0
F10_Commercial_OR - College_New_Water Heating_Natural Gas_Commercial Laundry - ENERGY STAR Washer_A_Achievable Economic TRC Potential | F10 | Commercial | OR - College | New | Water Heating | Natural Gas | Commercial Laundry - ENERGY STAR Washer | A | Purchases (Incremental) | Achievable Economic TRC Potential | 0 | 0 | 0 | 0 | 0 | 0 | 0 | 0 | 0 | 0 | 0 | 0 | 0 | 0 | 0 | 0 | 0 | 0 | 0 | 0 | 0 | 0 | 0 | 0 | 0 | 0 | 0
F11_Commercial_OR - College_New_Water Heating_Natural Gas_Commercial Laundry - ENERGY STAR Washer_A_Achievable Economic TRC Potential | F11 | Commercial | OR - College | New | Water Heating | Natural Gas | Commercial Laundry - ENERGY STAR Washer | A | Purchases (Cumulative) | Achievable Economic TRC Potential | 0 | 0 | 0 | 0 | 0 | 0 | 0 | 0 | 0 | 0 | 0 | 0 | 0 | 0 | 0 | 0 | 0 | 0 | 0 | 0 | 0 | 0 | 0 | 0 | 0 | 0 | 0
F1_Commercial_OR - College_New_Water Heating_Natural Gas_Water Heater - Efficient Dishwasher_A_Achievable Economic TRC Potential | F1 | Commercial | OR - College | New | Water Heating | Natural Gas | Water Heater - Efficient Dishwasher | A | Integrated Unit Energy Savings (kWh or therms) | Achievable Economic TRC Potential | 0 | 0 | 0 | 0 | 0 | 0 | 0 | 0 | 0 | 0 | 0 | 0 | 0 | 0 | 0 | 0 | 0 | 0 | 0 | 0 | 0 | 0 | 0 | 0 | 0 | 0 | 0
F2_Commercial_OR - College_New_Water Heating_Natural Gas_Water Heater - Efficient Dishwasher_A_Achievable Economic TRC Potential | F2 | Commercial | OR - College | New | Water Heating | Natural Gas | Water Heater - Efficient Dishwasher | A | Integrated Unit Summer Peak Savings (kW) | Achievable Economic TRC Potential | 0 | 0 | 0 | 0 | 0 | 0 | 0 | 0 | 0 | 0 | 0 | 0 | 0 | 0 | 0 | 0 | 0 | 0 | 0 | 0 | 0 | 0 | 0 | 0 | 0 | 0 | 0
F3_Commercial_OR - College_New_Water Heating_Natural Gas_Water Heater - Efficient Dishwasher_A_Achievable Economic TRC Potential | F3 | Commercial | OR - College | New | Water Heating | Natural Gas | Water Heater - Efficient Dishwasher | A | Integrated Unit Winter Peak Savings (kW) | Achievable Economic TRC Potential | 0 | 0 | 0 | 0 | 0 | 0 | 0 | 0 | 0 | 0 | 0 | 0 | 0 | 0 | 0 | 0 | 0 | 0 | 0 | 0 | 0 | 0 | 0 | 0 | 0 | 0 | 0
F4_Commercial_OR - College_New_Water Heating_Natural Gas_Water Heater - Efficient Dishwasher_A_Achievable Economic TRC Potential | F4 | Commercial | OR - College | New | Water Heating | Natural Gas | Water Heater - Efficient Dishwasher | A | Incremental Energy Savings (MWh or mTherms) | Achievable Economic TRC Potential | 0 | 0 | 0 | 0 | 0 | 0 | 0 | 0 | 0 | 0 | 0 | 0 | 0 | 0 | 0 | 0 | 0 | 0 | 0 | 0 | 0 | 0 | 0 | 0 | 0 | 0 | 0
F5_Commercial_OR - College_New_Water Heating_Natural Gas_Water Heater - Efficient Dishwasher_A_Achievable Economic TRC Potential | F5 | Commercial | OR - College | New | Water Heating | Natural Gas | Water Heater - Efficient Dishwasher | A | Incremental Summer Peak Savings (MW) | Achievable Economic TRC Potential | 0 | 0 | 0 | 0 | 0 | 0 | 0 | 0 | 0 | 0 | 0 | 0 | 0 | 0 | 0 | 0 | 0 | 0 | 0 | 0 | 0 | 0 | 0 | 0 | 0 | 0 | 0
F6_Commercial_OR - College_New_Water Heating_Natural Gas_Water Heater - Efficient Dishwasher_A_Achievable Economic TRC Potential | F6 | Commercial | OR - College | New | Water Heating | Natural Gas | Water Heater - Efficient Dishwasher | A | Incremental Winter Peak Savings (MW) | Achievable Economic TRC Potential | 0 | 0 | 0 | 0 | 0 | 0 | 0 | 0 | 0 | 0 | 0 | 0 | 0 | 0 | 0 | 0 | 0 | 0 | 0 | 0 | 0 | 0 | 0 | 0 | 0 | 0 | 0
F7_Commercial_OR - College_New_Water Heating_Natural Gas_Water Heater - Efficient Dishwasher_A_Achievable Economic TRC Potential | F7 | Commercial | OR - College | New | Water Heating | Natural Gas | Water Heater - Efficient Dishwasher | A | Cumulative Energy Savings (MWh or mTherms) | Achievable Economic TRC Potential | 0 | 0 | 0 | 0 | 0 | 0 | 0 | 0 | 0 | 0 | 0 | 0 | 0 | 0 | 0 | 0 | 0 | 0 | 0 | 0 | 0 | 0 | 0 | 0 | 0 | 0 | 0
F8_Commercial_OR - College_New_Water Heating_Natural Gas_Water Heater - Efficient Dishwasher_A_Achievable Economic TRC Potential | F8 | Commercial | OR - College | New | Water Heating | Natural Gas | Water Heater - Efficient Dishwasher | A | Cumulative Summer Peak Savings (MW) | Achievable Economic TRC Potential | 0 | 0 | 0 | 0 | 0 | 0 | 0 | 0 | 0 | 0 | 0 | 0 | 0 | 0 | 0 | 0 | 0 | 0 | 0 | 0 | 0 | 0 | 0 | 0 | 0 | 0 | 0
F9_Commercial_OR - College_New_Water Heating_Natural Gas_Water Heater - Efficient Dishwasher_A_Achievable Economic TRC Potential | F9 | Commercial | OR - College | New | Water Heating | Natural Gas | Water Heater - Efficient Dishwasher | A | Cumulative Winter Peak Savings (MW) | Achievable Economic TRC Potential | 0 | 0 | 0 | 0 | 0 | 0 | 0 | 0 | 0 | 0 | 0 | 0 | 0 | 0 | 0 | 0 | 0 | 0 | 0 | 0 | 0 | 0 | 0 | 0 | 0 | 0 | 0
F10_Commercial_OR - College_New_Water Heating_Natural Gas_Water Heater - Efficient Dishwasher_A_Achievable Economic TRC Potential | F10 | Commercial | OR - College | New | Water Heating | Natural Gas | Water Heater - Efficient Dishwasher | A | Purchases (Incremental) | Achievable Economic TRC Potential | 0 | 0 | 0 | 0 | 0 | 0 | 0 | 0 | 0 | 0 | 0 | 0 | 0 | 0 | 0 | 0 | 0 | 0 | 0 | 0 | 0 | 0 | 0 | 0 | 0 | 0 | 0
F11_Commercial_OR - College_New_Water Heating_Natural Gas_Water Heater - Efficient Dishwasher_A_Achievable Economic TRC Potential | F11 | Commercial | OR - College | New | Water Heating | Natural Gas | Water Heater - Efficient Dishwasher | A | Purchases (Cumulative) | Achievable Economic TRC Potential | 0 | 0 | 0 | 0 | 0 | 0 | 0 | 0 | 0 | 0 | 0 | 0 | 0 | 0 | 0 | 0 | 0 | 0 | 0 | 0 | 0 | 0 | 0 | 0 | 0 | 0 | 0
F1_Commercial_OR - College_New_Water Heating_Natural Gas_Commercial Laundry - Alternative Dry-Cleaning Methods_A_Achievable Economic TRC Potential | F1 | Commercial | OR - College | New | Water Heating | Natural Gas | Commercial Laundry - Alternative Dry-Cleaning Methods | A | Integrated Unit Energy Savings (kWh or therms) | Achievable Economic TRC Potential | 0 | 0 | 0 | 0 | 0 | 0 | 0 | 0 | 0 | 0 | 0 | 0 | 0 | 0 | 0 | 0 | 0 | 0 | 0 | 0 | 0 | 0 | 0 | 0 | 0 | 0 | 0
F2_Commercial_OR - College_New_Water Heating_Natural Gas_Commercial Laundry - Alternative Dry-Cleaning Methods_A_Achievable Economic TRC Potential | F2 | Commercial | OR - College | New | Water Heating | Natural Gas | Commercial Laundry - Alternative Dry-Cleaning Methods | A | Integrated Unit Summer Peak Savings (kW) | Achievable Economic TRC Potential | 0 | 0 | 0 | 0 | 0 | 0 | 0 | 0 | 0 | 0 | 0 | 0 | 0 | 0 | 0 | 0 | 0 | 0 | 0 | 0 | 0 | 0 | 0 | 0 | 0 | 0 | 0
F3_Commercial_OR - College_New_Water Heating_Natural Gas_Commercial Laundry - Alternative Dry-Cleaning Methods_A_Achievable Economic TRC Potential | F3 | Commercial | OR - College | New | Water Heating | Natural Gas | Commercial Laundry - Alternative Dry-Cleaning Methods | A | Integrated Unit Winter Peak Savings (kW) | Achievable Economic TRC Potential | 0 | 0 | 0 | 0 | 0 | 0 | 0 | 0 | 0 | 0 | 0 | 0 | 0 | 0 | 0 | 0 | 0 | 0 | 0 | 0 | 0 | 0 | 0 | 0 | 0 | 0 | 0
F4_Commercial_OR - College_New_Water Heating_Natural Gas_Commercial Laundry - Alternative Dry-Cleaning Methods_A_Achievable Economic TRC Potential | F4 | Commercial | OR - College | New | Water Heating | Natural Gas | Commercial Laundry - Alternative Dry-Cleaning Methods | A | Incremental Energy Savings (MWh or mTherms) | Achievable Economic TRC Potential | 0 | 0 | 0 | 0 | 0 | 0 | 0 | 0 | 0 | 0 | 0 | 0 | 0 | 0 | 0 | 0 | 0 | 0 | 0 | 0 | 0 | 0 | 0 | 0 | 0 | 0 | 0
F5_Commercial_OR - College_New_Water Heating_Natural Gas_Commercial Laundry - Alternative Dry-Cleaning Methods_A_Achievable Economic TRC Potential | F5 | Commercial | OR - College | New | Water Heating | Natural Gas | Commercial Laundry - Alternative Dry-Cleaning Methods | A | Incremental Summer Peak Savings (MW) | Achievable Economic TRC Potential | 0 | 0 | 0 | 0 | 0 | 0 | 0 | 0 | 0 | 0 | 0 | 0 | 0 | 0 | 0 | 0 | 0 | 0 | 0 | 0 | 0 | 0 | 0 | 0 | 0 | 0 | 0
F6_Commercial_OR - College_New_Water Heating_Natural Gas_Commercial Laundry - Alternative Dry-Cleaning Methods_A_Achievable Economic TRC Potential | F6 | Commercial | OR - College | New | Water Heating | Natural Gas | Commercial Laundry - Alternative Dry-Cleaning Methods | A | Incremental Winter Peak Savings (MW) | Achievable Economic TRC Potential | 0 | 0 | 0 | 0 | 0 | 0 | 0 | 0 | 0 | 0 | 0 | 0 | 0 | 0 | 0 | 0 | 0 | 0 | 0 | 0 | 0 | 0 | 0 | 0 | 0 | 0 | 0
F7_Commercial_OR - College_New_Water Heating_Natural Gas_Commercial Laundry - Alternative Dry-Cleaning Methods_A_Achievable Economic TRC Potential | F7 | Commercial | OR - College | New | Water Heating | Natural Gas | Commercial Laundry - Alternative Dry-Cleaning Methods | A | Cumulative Energy Savings (MWh or mTherms) | Achievable Economic TRC Potential | 0 | 0 | 0 | 0 | 0 | 0 | 0 | 0 | 0 | 0 | 0 | 0 | 0 | 0 | 0 | 0 | 0 | 0 | 0 | 0 | 0 | 0 | 0 | 0 | 0 | 0 | 0
F8_Commercial_OR - College_New_Water Heating_Natural Gas_Commercial Laundry - Alternative Dry-Cleaning Methods_A_Achievable Economic TRC Potential | F8 | Commercial | OR - College | New | Water Heating | Natural Gas | Commercial Laundry - Alternative Dry-Cleaning Methods | A | Cumulative Summer Peak Savings (MW) | Achievable Economic TRC Potential | 0 | 0 | 0 | 0 | 0 | 0 | 0 | 0 | 0 | 0 | 0 | 0 | 0 | 0 | 0 | 0 | 0 | 0 | 0 | 0 | 0 | 0 | 0 | 0 | 0 | 0 | 0
F9_Commercial_OR - College_New_Water Heating_Natural Gas_Commercial Laundry - Alternative Dry-Cleaning Methods_A_Achievable Economic TRC Potential | F9 | Commercial | OR - College | New | Water Heating | Natural Gas | Commercial Laundry - Alternative Dry-Cleaning Methods | A | Cumulative Winter Peak Savings (MW) | Achievable Economic TRC Potential | 0 | 0 | 0 | 0 | 0 | 0 | 0 | 0 | 0 | 0 | 0 | 0 | 0 | 0 | 0 | 0 | 0 | 0 | 0 | 0 | 0 | 0 | 0 | 0 | 0 | 0 | 0
F10_Commercial_OR - College_New_Water Heating_Natural Gas_Commercial Laundry - Alternative Dry-Cleaning Methods_A_Achievable Economic TRC Potential | F10 | Commercial | OR - College | New | Water Heating | Natural Gas | Commercial Laundry - Alternative Dry-Cleaning Methods | A | Purchases (Incremental) | Achievable Economic TRC Potential | 0 | 0 | 0 | 0 | 0 | 0 | 0 | 0 | 0 | 0 | 0 | 0 | 0 | 0 | 0 | 0 | 0 | 0 | 0 | 0 | 0 | 0 | 0 | 0 | 0 | 0 | 0
F11_Commercial_OR - College_New_Water Heating_Natural Gas_Commercial Laundry - Alternative Dry-Cleaning Methods_A_Achievable Economic TRC Potential | F11 | Commercial | OR - College | New | Water Heating | Natural Gas | Commercial Laundry - Alternative Dry-Cleaning Methods | A | Purchases (Cumulative) | Achievable Economic TRC Potential | 0 | 0 | 0 | 0 | 0 | 0 | 0 | 0 | 0 | 0 | 0 | 0 | 0 | 0 | 0 | 0 | 0 | 0 | 0 | 0 | 0 | 0 | 0 | 0 | 0 | 0 | 0
F1_Commercial_OR - College_New_Space Heating_Natural Gas_Advanced Kitchen Ventilation Controls_A_Achievable Economic TRC Potential | F1 | Commercial | OR - College | New | Space Heating | Natural Gas | Advanced Kitchen Ventilation Controls | A | Integrated Unit Energy Savings (kWh or therms) | Achievable Economic TRC Potential | 0 | 0 | 0 | 0 | 0 | 0 | 0 | 0 | 0 | 0 | 0 | 0 | 0 | 0 | 0 | 0 | 0 | 0 | 0 | 0 | 0 | 0 | 0 | 0 | 0 | 0 | 0
F2_Commercial_OR - College_New_Space Heating_Natural Gas_Advanced Kitchen Ventilation Controls_A_Achievable Economic TRC Potential | F2 | Commercial | OR - College | New | Space Heating | Natural Gas | Advanced Kitchen Ventilation Controls | A | Integrated Unit Summer Peak Savings (kW) | Achievable Economic TRC Potential | 0 | 0 | 0 | 0 | 0 | 0 | 0 | 0 | 0 | 0 | 0 | 0 | 0 | 0 | 0 | 0 | 0 | 0 | 0 | 0 | 0 | 0 | 0 | 0 | 0 | 0 | 0
F3_Commercial_OR - College_New_Space Heating_Natural Gas_Advanced Kitchen Ventilation Controls_A_Achievable Economic TRC Potential | F3 | Commercial | OR - College | New | Space Heating | Natural Gas | Advanced Kitchen Ventilation Controls | A | Integrated Unit Winter Peak Savings (kW) | Achievable Economic TRC Potential | 0 | 0 | 0 | 0 | 0 | 0 | 0 | 0 | 0 | 0 | 0 | 0 | 0 | 0 | 0 | 0 | 0 | 0 | 0 | 0 | 0 | 0 | 0 | 0 | 0 | 0 | 0
F4_Commercial_OR - College_New_Space Heating_Natural Gas_Advanced Kitchen Ventilation Controls_A_Achievable Economic TRC Potential | F4 | Commercial | OR - College | New | Space Heating | Natural Gas | Advanced Kitchen Ventilation Controls | A | Incremental Energy Savings (MWh or mTherms) | Achievable Economic TRC Potential | 0 | 0 | 0 | 0 | 0 | 0 | 0 | 0 | 0 | 0 | 0 | 0 | 0 | 0 | 0 | 0 | 0 | 0 | 0 | 0 | 0 | 0 | 0 | 0 | 0 | 0 | 0
F5_Commercial_OR - College_New_Space Heating_Natural Gas_Advanced Kitchen Ventilation Controls_A_Achievable Economic TRC Potential | F5 | Commercial | OR - College | New | Space Heating | Natural Gas | Advanced Kitchen Ventilation Controls | A | Incremental Summer Peak Savings (MW) | Achievable Economic TRC Potential | 0 | 0 | 0 | 0 | 0 | 0 | 0 | 0 | 0 | 0 | 0 | 0 | 0 | 0 | 0 | 0 | 0 | 0 | 0 | 0 | 0 | 0 | 0 | 0 | 0 | 0 | 0
F6_Commercial_OR - College_New_Space Heating_Natural Gas_Advanced Kitchen Ventilation Controls_A_Achievable Economic TRC Potential | F6 | Commercial | OR - College | New | Space Heating | Natural Gas | Advanced Kitchen Ventilation Controls | A | Incremental Winter Peak Savings (MW) | Achievable Economic TRC Potential | 0 | 0 | 0 | 0 | 0 | 0 | 0 | 0 | 0 | 0 | 0 | 0 | 0 | 0 | 0 | 0 | 0 | 0 | 0 | 0 | 0 | 0 | 0 | 0 | 0 | 0 | 0
F7_Commercial_OR - College_New_Space Heating_Natural Gas_Advanced Kitchen Ventilation Controls_A_Achievable Economic TRC Potential | F7 | Commercial | OR - College | New | Space Heating | Natural Gas | Advanced Kitchen Ventilation Controls | A | Cumulative Energy Savings (MWh or mTherms) | Achievable Economic TRC Potential | 0 | 0 | 0 | 0 | 0 | 0 | 0 | 0 | 0 | 0 | 0 | 0 | 0 | 0 | 0 | 0 | 0 | 0 | 0 | 0 | 0 | 0 | 0 | 0 | 0 | 0 | 0
F8_Commercial_OR - College_New_Space Heating_Natural Gas_Advanced Kitchen Ventilation Controls_A_Achievable Economic TRC Potential | F8 | Commercial | OR - College | New | Space Heating | Natural Gas | Advanced Kitchen Ventilation Controls | A | Cumulative Summer Peak Savings (MW) | Achievable Economic TRC Potential | 0 | 0 | 0 | 0 | 0 | 0 | 0 | 0 | 0 | 0 | 0 | 0 | 0 | 0 | 0 | 0 | 0 | 0 | 0 | 0 | 0 | 0 | 0 | 0 | 0 | 0 | 0
F9_Commercial_OR - College_New_Space Heating_Natural Gas_Advanced Kitchen Ventilation Controls_A_Achievable Economic TRC Potential | F9 | Commercial | OR - College | New | Space Heating | Natural Gas | Advanced Kitchen Ventilation Controls | A | Cumulative Winter Peak Savings (MW) | Achievable Economic TRC Potential | 0 | 0 | 0 | 0 | 0 | 0 | 0 | 0 | 0 | 0 | 0 | 0 | 0 | 0 | 0 | 0 | 0 | 0 | 0 | 0 | 0 | 0 | 0 | 0 | 0 | 0 | 0
F10_Commercial_OR - College_New_Space Heating_Natural Gas_Advanced Kitchen Ventilation Controls_A_Achievable Economic TRC Potential | F10 | Commercial | OR - College | New | Space Heating | Natural Gas | Advanced Kitchen Ventilation Controls | A | Purchases (Incremental) | Achievable Economic TRC Potential | 0 | 0 | 0 | 0 | 0 | 0 | 0 | 0 | 0 | 0 | 0 | 0 | 0 | 0 | 0 | 0 | 0 | 0 | 0 | 0 | 0 | 0 | 0 | 0 | 0 | 0 | 0
F11_Commercial_OR - College_New_Space Heating_Natural Gas_Advanced Kitchen Ventilation Controls_A_Achievable Economic TRC Potential | F11 | Commercial | OR - College | New | Space Heating | Natural Gas | Advanced Kitchen Ventilation Controls | A | Purchases (Cumulative) | Achievable Economic TRC Potential | 0 | 0 | 0 | 0 | 0 | 0 | 0 | 0 | 0 | 0 | 0 | 0 | 0 | 0 | 0 | 0 | 0 | 0 | 0 | 0 | 0 | 0 | 0 | 0 | 0 | 0 | 0
F1_Commercial_OR - College_New_Space Heating_Natural Gas_Infiltration Control - Loading Dock Sealing_A_Achievable Economic TRC Potential | F1 | Commercial | OR - College | New | Space Heating | Natural Gas | Infiltration Control - Loading Dock Sealing | A | Integrated Unit Energy Savings (kWh or therms) | Achievable Economic TRC Potential | 0 | 0 | 0 | 0 | 0 | 0 | 0 | 0 | 0 | 0 | 0 | 0 | 0 | 0 | 0 | 0 | 0 | 0 | 0 | 0 | 0 | 0 | 0 | 0 | 0 | 0 | 0
F2_Commercial_OR - College_New_Space Heating_Natural Gas_Infiltration Control - Loading Dock Sealing_A_Achievable Economic TRC Potential | F2 | Commercial | OR - College | New | Space Heating | Natural Gas | Infiltration Control - Loading Dock Sealing | A | Integrated Unit Summer Peak Savings (kW) | Achievable Economic TRC Potential | 0 | 0 | 0 | 0 | 0 | 0 | 0 | 0 | 0 | 0 | 0 | 0 | 0 | 0 | 0 | 0 | 0 | 0 | 0 | 0 | 0 | 0 | 0 | 0 | 0 | 0 | 0
F3_Commercial_OR - College_New_Space Heating_Natural Gas_Infiltration Control - Loading Dock Sealing_A_Achievable Economic TRC Potential | F3 | Commercial | OR - College | New | Space Heating | Natural Gas | Infiltration Control - Loading Dock Sealing | A | Integrated Unit Winter Peak Savings (kW) | Achievable Economic TRC Potential | 0 | 0 | 0 | 0 | 0 | 0 | 0 | 0 | 0 | 0 | 0 | 0 | 0 | 0 | 0 | 0 | 0 | 0 | 0 | 0 | 0 | 0 | 0 | 0 | 0 | 0 | 0
F4_Commercial_OR - College_New_Space Heating_Natural Gas_Infiltration Control - Loading Dock Sealing_A_Achievable Economic TRC Potential | F4 | Commercial | OR - College | New | Space Heating | Natural Gas | Infiltration Control - Loading Dock Sealing | A | Incremental Energy Savings (MWh or mTherms) | Achievable Economic TRC Potential | 0 | 0 | 0 | 0 | 0 | 0 | 0 | 0 | 0 | 0 | 0 | 0 | 0 | 0 | 0 | 0 | 0 | 0 | 0 | 0 | 0 | 0 | 0 | 0 | 0 | 0 | 0
F5_Commercial_OR - College_New_Space Heating_Natural Gas_Infiltration Control - Loading Dock Sealing_A_Achievable Economic TRC Potential | F5 | Commercial | OR - College | New | Space Heating | Natural Gas | Infiltration Control - Loading Dock Sealing | A | Incremental Summer Peak Savings (MW) | Achievable Economic TRC Potential | 0 | 0 | 0 | 0 | 0 | 0 | 0 | 0 | 0 | 0 | 0 | 0 | 0 | 0 | 0 | 0 | 0 | 0 | 0 | 0 | 0 | 0 | 0 | 0 | 0 | 0 | 0
F6_Commercial_OR - College_New_Space Heating_Natural Gas_Infiltration Control - Loading Dock Sealing_A_Achievable Economic TRC Potential | F6 | Commercial | OR - College | New | Space Heating | Natural Gas | Infiltration Control - Loading Dock Sealing | A | Incremental Winter Peak Savings (MW) | Achievable Economic TRC Potential | 0 | 0 | 0 | 0 | 0 | 0 | 0 | 0 | 0 | 0 | 0 | 0 | 0 | 0 | 0 | 0 | 0 | 0 | 0 | 0 | 0 | 0 | 0 | 0 | 0 | 0 | 0
F7_Commercial_OR - College_New_Space Heating_Natural Gas_Infiltration Control - Loading Dock Sealing_A_Achievable Economic TRC Potential | F7 | Commercial | OR - College | New | Space Heating | Natural Gas | Infiltration Control - Loading Dock Sealing | A | Cumulative Energy Savings (MWh or mTherms) | Achievable Economic TRC Potential | 0 | 0 | 0 | 0 | 0 | 0 | 0 | 0 | 0 | 0 | 0 | 0 | 0 | 0 | 0 | 0 | 0 | 0 | 0 | 0 | 0 | 0 | 0 | 0 | 0 | 0 | 0
F8_Commercial_OR - College_New_Space Heating_Natural Gas_Infiltration Control - Loading Dock Sealing_A_Achievable Economic TRC Potential | F8 | Commercial | OR - College | New | Space Heating | Natural Gas | Infiltration Control - Loading Dock Sealing | A | Cumulative Summer Peak Savings (MW) | Achievable Economic TRC Potential | 0 | 0 | 0 | 0 | 0 | 0 | 0 | 0 | 0 | 0 | 0 | 0 | 0 | 0 | 0 | 0 | 0 | 0 | 0 | 0 | 0 | 0 | 0 | 0 | 0 | 0 | 0
F9_Commercial_OR - College_New_Space Heating_Natural Gas_Infiltration Control - Loading Dock Sealing_A_Achievable Economic TRC Potential | F9 | Commercial | OR - College | New | Space Heating | Natural Gas | Infiltration Control - Loading Dock Sealing | A | Cumulative Winter Peak Savings (MW) | Achievable Economic TRC Potential | 0 | 0 | 0 | 0 | 0 | 0 | 0 | 0 | 0 | 0 | 0 | 0 | 0 | 0 | 0 | 0 | 0 | 0 | 0 | 0 | 0 | 0 | 0 | 0 | 0 | 0 | 0
F10_Commercial_OR - College_New_Space Heating_Natural Gas_Infiltration Control - Loading Dock Sealing_A_Achievable Economic TRC Potential | F10 | Commercial | OR - College | New | Space Heating | Natural Gas | Infiltration Control - Loading Dock Sealing | A | Purchases (Incremental) | Achievable Economic TRC Potential | 0 | 0 | 0 | 0 | 0 | 0 | 0 | 0 | 0 | 0 | 0 | 0 | 0 | 0 | 0 | 0 | 0 | 0 | 0 | 0 | 0 | 0 | 0 | 0 | 0 | 0 | 0
F11_Commercial_OR - College_New_Space Heating_Natural Gas_Infiltration Control - Loading Dock Sealing_A_Achievable Economic TRC Potential | F11 | Commercial | OR - College | New | Space Heating | Natural Gas | Infiltration Control - Loading Dock Sealing | A | Purchases (Cumulative) | Achievable Economic TRC Potential | 0 | 0 | 0 | 0 | 0 | 0 | 0 | 0 | 0 | 0 | 0 | 0 | 0 | 0 | 0 | 0 | 0 | 0 | 0 | 0 | 0 | 0 | 0 | 0 | 0 | 0 | 0
F1_Commercial_OR - College_New_Space Heating_Natural Gas_Greenhouse Heat Curtain_A_Achievable Economic TRC Potential | F1 | Commercial | OR - College | New | Space Heating | Natural Gas | Greenhouse Heat Curtain | A | Integrated Unit Energy Savings (kWh or therms) | Achievable Economic TRC Potential | 0 | 0 | 0 | 0 | 0 | 0 | 0 | 0 | 0 | 0 | 0 | 0 | 0 | 0 | 0 | 0 | 0 | 0 | 0 | 0 | 0 | 0 | 0 | 0 | 0 | 0 | 0
F2_Commercial_OR - College_New_Space Heating_Natural Gas_Greenhouse Heat Curtain_A_Achievable Economic TRC Potential | F2 | Commercial | OR - College | New | Space Heating | Natural Gas | Greenhouse Heat Curtain | A | Integrated Unit Summer Peak Savings (kW) | Achievable Economic TRC Potential | 0 | 0 | 0 | 0 | 0 | 0 | 0 | 0 | 0 | 0 | 0 | 0 | 0 | 0 | 0 | 0 | 0 | 0 | 0 | 0 | 0 | 0 | 0 | 0 | 0 | 0 | 0
F3_Commercial_OR - College_New_Space Heating_Natural Gas_Greenhouse Heat Curtain_A_Achievable Economic TRC Potential | F3 | Commercial | OR - College | New | Space Heating | Natural Gas | Greenhouse Heat Curtain | A | Integrated Unit Winter Peak Savings (kW) | Achievable Economic TRC Potential | 0 | 0 | 0 | 0 | 0 | 0 | 0 | 0 | 0 | 0 | 0 | 0 | 0 | 0 | 0 | 0 | 0 | 0 | 0 | 0 | 0 | 0 | 0 | 0 | 0 | 0 | 0
F4_Commercial_OR - College_New_Space Heating_Natural Gas_Greenhouse Heat Curtain_A_Achievable Economic TRC Potential | F4 | Commercial | OR - College | New | Space Heating | Natural Gas | Greenhouse Heat Curtain | A | Incremental Energy Savings (MWh or mTherms) | Achievable Economic TRC Potential | 0 | 0 | 0 | 0 | 0 | 0 | 0 | 0 | 0 | 0 | 0 | 0 | 0 | 0 | 0 | 0 | 0 | 0 | 0 | 0 | 0 | 0 | 0 | 0 | 0 | 0 | 0
F5_Commercial_OR - College_New_Space Heating_Natural Gas_Greenhouse Heat Curtain_A_Achievable Economic TRC Potential | F5 | Commercial | OR - College | New | Space Heating | Natural Gas | Greenhouse Heat Curtain | A | Incremental Summer Peak Savings (MW) | Achievable Economic TRC Potential | 0 | 0 | 0 | 0 | 0 | 0 | 0 | 0 | 0 | 0 | 0 | 0 | 0 | 0 | 0 | 0 | 0 | 0 | 0 | 0 | 0 | 0 | 0 | 0 | 0 | 0 | 0
F6_Commercial_OR - College_New_Space Heating_Natural Gas_Greenhouse Heat Curtain_A_Achievable Economic TRC Potential | F6 | Commercial | OR - College | New | Space Heating | Natural Gas | Greenhouse Heat Curtain | A | Incremental Winter Peak Savings (MW) | Achievable Economic TRC Potential | 0 | 0 | 0 | 0 | 0 | 0 | 0 | 0 | 0 | 0 | 0 | 0 | 0 | 0 | 0 | 0 | 0 | 0 | 0 | 0 | 0 | 0 | 0 | 0 | 0 | 0 | 0
F7_Commercial_OR - College_New_Space Heating_Natural Gas_Greenhouse Heat Curtain_A_Achievable Economic TRC Potential | F7 | Commercial | OR - College | New | Space Heating | Natural Gas | Greenhouse Heat Curtain | A | Cumulative Energy Savings (MWh or mTherms) | Achievable Economic TRC Potential | 0 | 0 | 0 | 0 | 0 | 0 | 0 | 0 | 0 | 0 | 0 | 0 | 0 | 0 | 0 | 0 | 0 | 0 | 0 | 0 | 0 | 0 | 0 | 0 | 0 | 0 | 0
F8_Commercial_OR - College_New_Space Heating_Natural Gas_Greenhouse Heat Curtain_A_Achievable Economic TRC Potential | F8 | Commercial | OR - College | New | Space Heating | Natural Gas | Greenhouse Heat Curtain | A | Cumulative Summer Peak Savings (MW) | Achievable Economic TRC Potential | 0 | 0 | 0 | 0 | 0 | 0 | 0 | 0 | 0 | 0 | 0 | 0 | 0 | 0 | 0 | 0 | 0 | 0 | 0 | 0 | 0 | 0 | 0 | 0 | 0 | 0 | 0
F9_Commercial_OR - College_New_Space Heating_Natural Gas_Greenhouse Heat Curtain_A_Achievable Economic TRC Potential | F9 | Commercial | OR - College | New | Space Heating | Natural Gas | Greenhouse Heat Curtain | A | Cumulative Winter Peak Savings (MW) | Achievable Economic TRC Potential | 0 | 0 | 0 | 0 | 0 | 0 | 0 | 0 | 0 | 0 | 0 | 0 | 0 | 0 | 0 | 0 | 0 | 0 | 0 | 0 | 0 | 0 | 0 | 0 | 0 | 0 | 0
F10_Commercial_OR - College_New_Space Heating_Natural Gas_Greenhouse Heat Curtain_A_Achievable Economic TRC Potential | F10 | Commercial | OR - College | New | Space Heating | Natural Gas | Greenhouse Heat Curtain | A | Purchases (Incremental) | Achievable Economic TRC Potential | 0 | 0 | 0 | 0 | 0 | 0 | 0 | 0 | 0 | 0 | 0 | 0 | 0 | 0 | 0 | 0 | 0 | 0 | 0 | 0 | 0 | 0 | 0 | 0 | 0 | 0 | 0
F11_Commercial_OR - College_New_Space Heating_Natural Gas_Greenhouse Heat Curtain_A_Achievable Economic TRC Potential | F11 | Commercial | OR - College | New | Space Heating | Natural Gas | Greenhouse Heat Curtain | A | Purchases (Cumulative) | Achievable Economic TRC Potential | 0 | 0 | 0 | 0 | 0 | 0 | 0 | 0 | 0 | 0 | 0 | 0 | 0 | 0 | 0 | 0 | 0 | 0 | 0 | 0 | 0 | 0 | 0 | 0 | 0 | 0 | 0
F1_Commercial_OR - College_New_Space Heating_Natural Gas_Ventilation - Parking Garages, Demand Controlled_A_Achievable Economic TRC Potential | F1 | Commercial | OR - College | New | Space Heating | Natural Gas | Ventilation - Parking Garages, Demand Controlled | A | Integrated Unit Energy Savings (kWh or therms) | Achievable Economic TRC Potential | 0 | 0 | 0 | 0 | 0 | 0 | 0 | 0 | 0 | 0 | 0 | 0 | 0 | 0 | 0 | 0 | 0 | 0 | 0 | 0 | 0 | 0 | 0 | 0 | 0 | 0 | 0
F2_Commercial_OR - College_New_Space Heating_Natural Gas_Ventilation - Parking Garages, Demand Controlled_A_Achievable Economic TRC Potential | F2 | Commercial | OR - College | New | Space Heating | Natural Gas | Ventilation - Parking Garages, Demand Controlled | A | Integrated Unit Summer Peak Savings (kW) | Achievable Economic TRC Potential | 0 | 0 | 0 | 0 | 0 | 0 | 0 | 0 | 0 | 0 | 0 | 0 | 0 | 0 | 0 | 0 | 0 | 0 | 0 | 0 | 0 | 0 | 0 | 0 | 0 | 0 | 0
F3_Commercial_OR - College_New_Space Heating_Natural Gas_Ventilation - Parking Garages, Demand Controlled_A_Achievable Economic TRC Potential | F3 | Commercial | OR - College | New | Space Heating | Natural Gas | Ventilation - Parking Garages, Demand Controlled | A | Integrated Unit Winter Peak Savings (kW) | Achievable Economic TRC Potential | 0 | 0 | 0 | 0 | 0 | 0 | 0 | 0 | 0 | 0 | 0 | 0 | 0 | 0 | 0 | 0 | 0 | 0 | 0 | 0 | 0 | 0 | 0 | 0 | 0 | 0 | 0
F4_Commercial_OR - College_New_Space Heating_Natural Gas_Ventilation - Parking Garages, Demand Controlled_A_Achievable Economic TRC Potential | F4 | Commercial | OR - College | New | Space Heating | Natural Gas | Ventilation - Parking Garages, Demand Controlled | A | Incremental Energy Savings (MWh or mTherms) | Achievable Economic TRC Potential | 0 | 0 | 0 | 0 | 0 | 0 | 0 | 0 | 0 | 0 | 0 | 0 | 0 | 0 | 0 | 0 | 0 | 0 | 0 | 0 | 0 | 0 | 0 | 0 | 0 | 0 | 0
F5_Commercial_OR - College_New_Space Heating_Natural Gas_Ventilation - Parking Garages, Demand Controlled_A_Achievable Economic TRC Potential | F5 | Commercial | OR - College | New | Space Heating | Natural Gas | Ventilation - Parking Garages, Demand Controlled | A | Incremental Summer Peak Savings (MW) | Achievable Economic TRC Potential | 0 | 0 | 0 | 0 | 0 | 0 | 0 | 0 | 0 | 0 | 0 | 0 | 0 | 0 | 0 | 0 | 0 | 0 | 0 | 0 | 0 | 0 | 0 | 0 | 0 | 0 | 0
F6_Commercial_OR - College_New_Space Heating_Natural Gas_Ventilation - Parking Garages, Demand Controlled_A_Achievable Economic TRC Potential | F6 | Commercial | OR - College | New | Space Heating | Natural Gas | Ventilation - Parking Garages, Demand Controlled | A | Incremental Winter Peak Savings (MW) | Achievable Economic TRC Potential | 0 | 0 | 0 | 0 | 0 | 0 | 0 | 0 | 0 | 0 | 0 | 0 | 0 | 0 | 0 | 0 | 0 | 0 | 0 | 0 | 0 | 0 | 0 | 0 | 0 | 0 | 0
F7_Commercial_OR - College_New_Space Heating_Natural Gas_Ventilation - Parking Garages, Demand Controlled_A_Achievable Economic TRC Potential | F7 | Commercial | OR - College | New | Space Heating | Natural Gas | Ventilation - Parking Garages, Demand Controlled | A | Cumulative Energy Savings (MWh or mTherms) | Achievable Economic TRC Potential | 0 | 0 | 0 | 0 | 0 | 0 | 0 | 0 | 0 | 0 | 0 | 0 | 0 | 0 | 0 | 0 | 0 | 0 | 0 | 0 | 0 | 0 | 0 | 0 | 0 | 0 | 0
F8_Commercial_OR - College_New_Space Heating_Natural Gas_Ventilation - Parking Garages, Demand Controlled_A_Achievable Economic TRC Potential | F8 | Commercial | OR - College | New | Space Heating | Natural Gas | Ventilation - Parking Garages, Demand Controlled | A | Cumulative Summer Peak Savings (MW) | Achievable Economic TRC Potential | 0 | 0 | 0 | 0 | 0 | 0 | 0 | 0 | 0 | 0 | 0 | 0 | 0 | 0 | 0 | 0 | 0 | 0 | 0 | 0 | 0 | 0 | 0 | 0 | 0 | 0 | 0
F9_Commercial_OR - College_New_Space Heating_Natural Gas_Ventilation - Parking Garages, Demand Controlled_A_Achievable Economic TRC Potential | F9 | Commercial | OR - College | New | Space Heating | Natural Gas | Ventilation - Parking Garages, Demand Controlled | A | Cumulative Winter Peak Savings (MW) | Achievable Economic TRC Potential | 0 | 0 | 0 | 0 | 0 | 0 | 0 | 0 | 0 | 0 | 0 | 0 | 0 | 0 | 0 | 0 | 0 | 0 | 0 | 0 | 0 | 0 | 0 | 0 | 0 | 0 | 0
F10_Commercial_OR - College_New_Space Heating_Natural Gas_Ventilation - Parking Garages, Demand Controlled_A_Achievable Economic TRC Potential | F10 | Commercial | OR - College | New | Space Heating | Natural Gas | Ventilation - Parking Garages, Demand Controlled | A | Purchases (Incremental) | Achievable Economic TRC Potential | 0 | 0 | 0 | 0 | 0 | 0 | 0 | 0 | 0 | 0 | 0 | 0 | 0 | 0 | 0 | 0 | 0 | 0 | 0 | 0 | 0 | 0 | 0 | 0 | 0 | 0 | 0
F11_Commercial_OR - College_New_Space Heating_Natural Gas_Ventilation - Parking Garages, Demand Controlled_A_Achievable Economic TRC Potential | F11 | Commercial | OR - College | New | Space Heating | Natural Gas | Ventilation - Parking Garages, Demand Controlled | A | Purchases (Cumulative) | Achievable Economic TRC Potential | 0 | 0 | 0 | 0 | 0 | 0 | 0 | 0 | 0 | 0 | 0 | 0 | 0 | 0 | 0 | 0 | 0 | 0 | 0 | 0 | 0 | 0 | 0 | 0 | 0 | 0 | 0
F1_Commercial_OR - College_New_Miscellaneous_Natural Gas_Pool Heater - Night Covers_A_Achievable Economic TRC Potential | F1 | Commercial | OR - College | New | Miscellaneous | Natural Gas | Pool Heater - Night Covers | A | Integrated Unit Energy Savings (kWh or therms) | Achievable Economic TRC Potential | 0 | 0 | 0 | 0 | 0 | 0 | 0 | 0 | 0 | 0 | 0 | 0 | 0 | 0 | 0 | 0 | 0 | 0 | 0 | 0 | 0 | 0 | 0 | 0 | 0 | 0 | 0
F2_Commercial_OR - College_New_Miscellaneous_Natural Gas_Pool Heater - Night Covers_A_Achievable Economic TRC Potential | F2 | Commercial | OR - College | New | Miscellaneous | Natural Gas | Pool Heater - Night Covers | A | Integrated Unit Summer Peak Savings (kW) | Achievable Economic TRC Potential | 0 | 0 | 0 | 0 | 0 | 0 | 0 | 0 | 0 | 0 | 0 | 0 | 0 | 0 | 0 | 0 | 0 | 0 | 0 | 0 | 0 | 0 | 0 | 0 | 0 | 0 | 0
F3_Commercial_OR - College_New_Miscellaneous_Natural Gas_Pool Heater - Night Covers_A_Achievable Economic TRC Potential | F3 | Commercial | OR - College | New | Miscellaneous | Natural Gas | Pool Heater - Night Covers | A | Integrated Unit Winter Peak Savings (kW) | Achievable Economic TRC Potential | 0 | 0 | 0 | 0 | 0 | 0 | 0 | 0 | 0 | 0 | 0 | 0 | 0 | 0 | 0 | 0 | 0 | 0 | 0 | 0 | 0 | 0 | 0 | 0 | 0 | 0 | 0
F4_Commercial_OR - College_New_Miscellaneous_Natural Gas_Pool Heater - Night Covers_A_Achievable Economic TRC Potential | F4 | Commercial | OR - College | New | Miscellaneous | Natural Gas | Pool Heater - Night Covers | A | Incremental Energy Savings (MWh or mTherms) | Achievable Economic TRC Potential | 0 | 0 | 0 | 0 | 0 | 0 | 0 | 0 | 0 | 0 | 0 | 0 | 0 | 0 | 0 | 0 | 0 | 0 | 0 | 0 | 0 | 0 | 0 | 0 | 0 | 0 | 0
F5_Commercial_OR - College_New_Miscellaneous_Natural Gas_Pool Heater - Night Covers_A_Achievable Economic TRC Potential | F5 | Commercial | OR - College | New | Miscellaneous | Natural Gas | Pool Heater - Night Covers | A | Incremental Summer Peak Savings (MW) | Achievable Economic TRC Potential | 0 | 0 | 0 | 0 | 0 | 0 | 0 | 0 | 0 | 0 | 0 | 0 | 0 | 0 | 0 | 0 | 0 | 0 | 0 | 0 | 0 | 0 | 0 | 0 | 0 | 0 | 0
F6_Commercial_OR - College_New_Miscellaneous_Natural Gas_Pool Heater - Night Covers_A_Achievable Economic TRC Potential | F6 | Commercial | OR - College | New | Miscellaneous | Natural Gas | Pool Heater - Night Covers | A | Incremental Winter Peak Savings (MW) | Achievable Economic TRC Potential | 0 | 0 | 0 | 0 | 0 | 0 | 0 | 0 | 0 | 0 | 0 | 0 | 0 | 0 | 0 | 0 | 0 | 0 | 0 | 0 | 0 | 0 | 0 | 0 | 0 | 0 | 0
F7_Commercial_OR - College_New_Miscellaneous_Natural Gas_Pool Heater - Night Covers_A_Achievable Economic TRC Potential | F7 | Commercial | OR - College | New | Miscellaneous | Natural Gas | Pool Heater - Night Covers | A | Cumulative Energy Savings (MWh or mTherms) | Achievable Economic TRC Potential | 0 | 0 | 0 | 0 | 0 | 0 | 0 | 0 | 0 | 0 | 0 | 0 | 0 | 0 | 0 | 0 | 0 | 0 | 0 | 0 | 0 | 0 | 0 | 0 | 0 | 0 | 0
F8_Commercial_OR - College_New_Miscellaneous_Natural Gas_Pool Heater - Night Covers_A_Achievable Economic TRC Potential | F8 | Commercial | OR - College | New | Miscellaneous | Natural Gas | Pool Heater - Night Covers | A | Cumulative Summer Peak Savings (MW) | Achievable Economic TRC Potential | 0 | 0 | 0 | 0 | 0 | 0 | 0 | 0 | 0 | 0 | 0 | 0 | 0 | 0 | 0 | 0 | 0 | 0 | 0 | 0 | 0 | 0 | 0 | 0 | 0 | 0 | 0
F9_Commercial_OR - College_New_Miscellaneous_Natural Gas_Pool Heater - Night Covers_A_Achievable Economic TRC Potential | F9 | Commercial | OR - College | New | Miscellaneous | Natural Gas | Pool Heater - Night Covers | A | Cumulative Winter Peak Savings (MW) | Achievable Economic TRC Potential | 0 | 0 | 0 | 0 | 0 | 0 | 0 | 0 | 0 | 0 | 0 | 0 | 0 | 0 | 0 | 0 | 0 | 0 | 0 | 0 | 0 | 0 | 0 | 0 | 0 | 0 | 0
F10_Commercial_OR - College_New_Miscellaneous_Natural Gas_Pool Heater - Night Covers_A_Achievable Economic TRC Potential | F10 | Commercial | OR - College | New | Miscellaneous | Natural Gas | Pool Heater - Night Covers | A | Purchases (Incremental) | Achievable Economic TRC Potential | 0 | 0 | 0 | 0 | 0 | 0 | 0 | 0 | 0 | 0 | 0 | 0 | 0 | 0 | 0 | 0 | 0 | 0 | 0 | 0 | 0 | 0 | 0 | 0 | 0 | 0 | 0
F11_Commercial_OR - College_New_Miscellaneous_Natural Gas_Pool Heater - Night Covers_A_Achievable Economic TRC Potential | F11 | Commercial | OR - College | New | Miscellaneous | Natural Gas | Pool Heater - Night Covers | A | Purchases (Cumulative) | Achievable Economic TRC Potential | 0 | 0 | 0 | 0 | 0 | 0 | 0 | 0 | 0 | 0 | 0 | 0 | 0 | 0 | 0 | 0 | 0 | 0 | 0 | 0 | 0 | 0 | 0 | 0 | 0 | 0 | 0
F1_Commercial_OR - College_New_Space Heating_Natural Gas_Advanced New Construction Designs_A_Achievable Economic TRC Potential | F1 | Commercial | OR - College | New | Space Heating | Natural Gas | Advanced New Construction Designs | A | Integrated Unit Energy Savings (kWh or therms) | Achievable Economic TRC Potential | 0 | 0 | 0 | 0 | 0 | 0 | 0 | 0 | 0 | 0 | 0 | 0 | 0 | 0 | 0 | 0 | 0 | 0 | 0 | 0 | 0 | 0 | 0 | 0 | 0 | 0 | 0
F2_Commercial_OR - College_New_Space Heating_Natural Gas_Advanced New Construction Designs_A_Achievable Economic TRC Potential | F2 | Commercial | OR - College | New | Space Heating | Natural Gas | Advanced New Construction Designs | A | Integrated Unit Summer Peak Savings (kW) | Achievable Economic TRC Potential | 0 | 0 | 0 | 0 | 0 | 0 | 0 | 0 | 0 | 0 | 0 | 0 | 0 | 0 | 0 | 0 | 0 | 0 | 0 | 0 | 0 | 0 | 0 | 0 | 0 | 0 | 0
F3_Commercial_OR - College_New_Space Heating_Natural Gas_Advanced New Construction Designs_A_Achievable Economic TRC Potential | F3 | Commercial | OR - College | New | Space Heating | Natural Gas | Advanced New Construction Designs | A | Integrated Unit Winter Peak Savings (kW) | Achievable Economic TRC Potential | 0 | 0 | 0 | 0 | 0 | 0 | 0 | 0 | 0 | 0 | 0 | 0 | 0 | 0 | 0 | 0 | 0 | 0 | 0 | 0 | 0 | 0 | 0 | 0 | 0 | 0 | 0
F4_Commercial_OR - College_New_Space Heating_Natural Gas_Advanced New Construction Designs_A_Achievable Economic TRC Potential | F4 | Commercial | OR - College | New | Space Heating | Natural Gas | Advanced New Construction Designs | A | Incremental Energy Savings (MWh or mTherms) | Achievable Economic TRC Potential | 0 | 0 | 0 | 0 | 0 | 0 | 0 | 0 | 0 | 0 | 0 | 0 | 0 | 0 | 0 | 0 | 0 | 0 | 0 | 0 | 0 | 0 | 0 | 0 | 0 | 0 | 0
F5_Commercial_OR - College_New_Space Heating_Natural Gas_Advanced New Construction Designs_A_Achievable Economic TRC Potential | F5 | Commercial | OR - College | New | Space Heating | Natural Gas | Advanced New Construction Designs | A | Incremental Summer Peak Savings (MW) | Achievable Economic TRC Potential | 0 | 0 | 0 | 0 | 0 | 0 | 0 | 0 | 0 | 0 | 0 | 0 | 0 | 0 | 0 | 0 | 0 | 0 | 0 | 0 | 0 | 0 | 0 | 0 | 0 | 0 | 0
F6_Commercial_OR - College_New_Space Heating_Natural Gas_Advanced New Construction Designs_A_Achievable Economic TRC Potential | F6 | Commercial | OR - College | New | Space Heating | Natural Gas | Advanced New Construction Designs | A | Incremental Winter Peak Savings (MW) | Achievable Economic TRC Potential | 0 | 0 | 0 | 0 | 0 | 0 | 0 | 0 | 0 | 0 | 0 | 0 | 0 | 0 | 0 | 0 | 0 | 0 | 0 | 0 | 0 | 0 | 0 | 0 | 0 | 0 | 0
F7_Commercial_OR - College_New_Space Heating_Natural Gas_Advanced New Construction Designs_A_Achievable Economic TRC Potential | F7 | Commercial | OR - College | New | Space Heating | Natural Gas | Advanced New Construction Designs | A | Cumulative Energy Savings (MWh or mTherms) | Achievable Economic TRC Potential | 0 | 0 | 0 | 0 | 0 | 0 | 0 | 0 | 0 | 0 | 0 | 0 | 0 | 0 | 0 | 0 | 0 | 0 | 0 | 0 | 0 | 0 | 0 | 0 | 0 | 0 | 0
F8_Commercial_OR - College_New_Space Heating_Natural Gas_Advanced New Construction Designs_A_Achievable Economic TRC Potential | F8 | Commercial | OR - College | New | Space Heating | Natural Gas | Advanced New Construction Designs | A | Cumulative Summer Peak Savings (MW) | Achievable Economic TRC Potential | 0 | 0 | 0 | 0 | 0 | 0 | 0 | 0 | 0 | 0 | 0 | 0 | 0 | 0 | 0 | 0 | 0 | 0 | 0 | 0 | 0 | 0 | 0 | 0 | 0 | 0 | 0
F9_Commercial_OR - College_New_Space Heating_Natural Gas_Advanced New Construction Designs_A_Achievable Economic TRC Potential | F9 | Commercial | OR - College | New | Space Heating | Natural Gas | Advanced New Construction Designs | A | Cumulative Winter Peak Savings (MW) | Achievable Economic TRC Potential | 0 | 0 | 0 | 0 | 0 | 0 | 0 | 0 | 0 | 0 | 0 | 0 | 0 | 0 | 0 | 0 | 0 | 0 | 0 | 0 | 0 | 0 | 0 | 0 | 0 | 0 | 0
F10_Commercial_OR - College_New_Space Heating_Natural Gas_Advanced New Construction Designs_A_Achievable Economic TRC Potential | F10 | Commercial | OR - College | New | Space Heating | Natural Gas | Advanced New Construction Designs | A | Purchases (Incremental) | Achievable Economic TRC Potential | 0 | 0 | 0 | 0 | 0 | 0 | 0 | 0 | 0 | 0 | 0 | 0 | 0 | 0 | 0 | 0 | 0 | 0 | 0 | 0 | 0 | 0 | 0 | 0 | 0 | 0 | 0
F11_Commercial_OR - College_New_Space Heating_Natural Gas_Advanced New Construction Designs_A_Achievable Economic TRC Potential | F11 | Commercial | OR - College | New | Space Heating | Natural Gas | Advanced New Construction Designs | A | Purchases (Cumulative) | Achievable Economic TRC Potential | 0 | 0 | 0 | 0 | 0 | 0 | 0 | 0 | 0 | 0 | 0 | 0 | 0 | 0 | 0 | 0 | 0 | 0 | 0 | 0 | 0 | 0 | 0 | 0 | 0 | 0 | 0
F1_Commercial_OR - College_New_Water Heating_Natural Gas_Advanced New Construction Designs_A_Achievable Economic TRC Potential | F1 | Commercial | OR - College | New | Water Heating | Natural Gas | Advanced New Construction Designs | A | Integrated Unit Energy Savings (kWh or therms) | Achievable Economic TRC Potential | 0 | 0 | 0 | 0 | 0 | 0 | 0 | 0 | 0 | 0 | 0 | 0 | 0 | 0 | 0 | 0 | 0 | 0 | 0 | 0 | 0 | 0 | 0 | 0 | 0 | 0 | 0
F2_Commercial_OR - College_New_Water Heating_Natural Gas_Advanced New Construction Designs_A_Achievable Economic TRC Potential | F2 | Commercial | OR - College | New | Water Heating | Natural Gas | Advanced New Construction Designs | A | Integrated Unit Summer Peak Savings (kW) | Achievable Economic TRC Potential | 0 | 0 | 0 | 0 | 0 | 0 | 0 | 0 | 0 | 0 | 0 | 0 | 0 | 0 | 0 | 0 | 0 | 0 | 0 | 0 | 0 | 0 | 0 | 0 | 0 | 0 | 0
F3_Commercial_OR - College_New_Water Heating_Natural Gas_Advanced New Construction Designs_A_Achievable Economic TRC Potential | F3 | Commercial | OR - College | New | Water Heating | Natural Gas | Advanced New Construction Designs | A | Integrated Unit Winter Peak Savings (kW) | Achievable Economic TRC Potential | 0 | 0 | 0 | 0 | 0 | 0 | 0 | 0 | 0 | 0 | 0 | 0 | 0 | 0 | 0 | 0 | 0 | 0 | 0 | 0 | 0 | 0 | 0 | 0 | 0 | 0 | 0
F4_Commercial_OR - College_New_Water Heating_Natural Gas_Advanced New Construction Designs_A_Achievable Economic TRC Potential | F4 | Commercial | OR - College | New | Water Heating | Natural Gas | Advanced New Construction Designs | A | Incremental Energy Savings (MWh or mTherms) | Achievable Economic TRC Potential | 0 | 0 | 0 | 0 | 0 | 0 | 0 | 0 | 0 | 0 | 0 | 0 | 0 | 0 | 0 | 0 | 0 | 0 | 0 | 0 | 0 | 0 | 0 | 0 | 0 | 0 | 0
F5_Commercial_OR - College_New_Water Heating_Natural Gas_Advanced New Construction Designs_A_Achievable Economic TRC Potential | F5 | Commercial | OR - College | New | Water Heating | Natural Gas | Advanced New Construction Designs | A | Incremental Summer Peak Savings (MW) | Achievable Economic TRC Potential | 0 | 0 | 0 | 0 | 0 | 0 | 0 | 0 | 0 | 0 | 0 | 0 | 0 | 0 | 0 | 0 | 0 | 0 | 0 | 0 | 0 | 0 | 0 | 0 | 0 | 0 | 0
F6_Commercial_OR - College_New_Water Heating_Natural Gas_Advanced New Construction Designs_A_Achievable Economic TRC Potential | F6 | Commercial | OR - College | New | Water Heating | Natural Gas | Advanced New Construction Designs | A | Incremental Winter Peak Savings (MW) | Achievable Economic TRC Potential | 0 | 0 | 0 | 0 | 0 | 0 | 0 | 0 | 0 | 0 | 0 | 0 | 0 | 0 | 0 | 0 | 0 | 0 | 0 | 0 | 0 | 0 | 0 | 0 | 0 | 0 | 0
F7_Commercial_OR - College_New_Water Heating_Natural Gas_Advanced New Construction Designs_A_Achievable Economic TRC Potential | F7 | Commercial | OR - College | New | Water Heating | Natural Gas | Advanced New Construction Designs | A | Cumulative Energy Savings (MWh or mTherms) | Achievable Economic TRC Potential | 0 | 0 | 0 | 0 | 0 | 0 | 0 | 0 | 0 | 0 | 0 | 0 | 0 | 0 | 0 | 0 | 0 | 0 | 0 | 0 | 0 | 0 | 0 | 0 | 0 | 0 | 0
F8_Commercial_OR - College_New_Water Heating_Natural Gas_Advanced New Construction Designs_A_Achievable Economic TRC Potential | F8 | Commercial | OR - College | New | Water Heating | Natural Gas | Advanced New Construction Designs | A | Cumulative Summer Peak Savings (MW) | Achievable Economic TRC Potential | 0 | 0 | 0 | 0 | 0 | 0 | 0 | 0 | 0 | 0 | 0 | 0 | 0 | 0 | 0 | 0 | 0 | 0 | 0 | 0 | 0 | 0 | 0 | 0 | 0 | 0 | 0
F9_Commercial_OR - College_New_Water Heating_Natural Gas_Advanced New Construction Designs_A_Achievable Economic TRC Potential | F9 | Commercial | OR - College | New | Water Heating | Natural Gas | Advanced New Construction Designs | A | Cumulative Winter Peak Savings (MW) | Achievable Economic TRC Potential | 0 | 0 | 0 | 0 | 0 | 0 | 0 | 0 | 0 | 0 | 0 | 0 | 0 | 0 | 0 | 0 | 0 | 0 | 0 | 0 | 0 | 0 | 0 | 0 | 0 | 0 | 0
F10_Commercial_OR - College_New_Water Heating_Natural Gas_Advanced New Construction Designs_A_Achievable Economic TRC Potential | F10 | Commercial | OR - College | New | Water Heating | Natural Gas | Advanced New Construction Designs | A | Purchases (Incremental) | Achievable Economic TRC Potential | 0 | 0 | 0 | 0 | 0 | 0 | 0 | 0 | 0 | 0 | 0 | 0 | 0 | 0 | 0 | 0 | 0 | 0 | 0 | 0 | 0 | 0 | 0 | 0 | 0 | 0 | 0
F11_Commercial_OR - College_New_Water Heating_Natural Gas_Advanced New Construction Designs_A_Achievable Economic TRC Potential | F11 | Commercial | OR - College | New | Water Heating | Natural Gas | Advanced New Construction Designs | A | Purchases (Cumulative) | Achievable Economic TRC Potential | 0 | 0 | 0 | 0 | 0 | 0 | 0 | 0 | 0 | 0 | 0 | 0 | 0 | 0 | 0 | 0 | 0 | 0 | 0 | 0 | 0 | 0 | 0 | 0 | 0 | 0 | 0
F1_Commercial_OR - College_New_Space Heating_Natural Gas_Strategic Energy Management_A_Achievable Economic TRC Potential | F1 | Commercial | OR - College | New | Space Heating | Natural Gas | Strategic Energy Management | A | Integrated Unit Energy Savings (kWh or therms) | Achievable Economic TRC Potential | 0 | 0 | 0 | 0 | 0 | 0 | 0 | 0 | 0 | 0 | 0 | 0 | 0 | 0 | 0 | 0 | 0 | 0 | 0 | 0 | 0 | 0 | 0 | 0 | 0 | 0 | 0
F2_Commercial_OR - College_New_Space Heating_Natural Gas_Strategic Energy Management_A_Achievable Economic TRC Potential | F2 | Commercial | OR - College | New | Space Heating | Natural Gas | Strategic Energy Management | A | Integrated Unit Summer Peak Savings (kW) | Achievable Economic TRC Potential | 0 | 0 | 0 | 0 | 0 | 0 | 0 | 0 | 0 | 0 | 0 | 0 | 0 | 0 | 0 | 0 | 0 | 0 | 0 | 0 | 0 | 0 | 0 | 0 | 0 | 0 | 0
F3_Commercial_OR - College_New_Space Heating_Natural Gas_Strategic Energy Management_A_Achievable Economic TRC Potential | F3 | Commercial | OR - College | New | Space Heating | Natural Gas | Strategic Energy Management | A | Integrated Unit Winter Peak Savings (kW) | Achievable Economic TRC Potential | 0 | 0 | 0 | 0 | 0 | 0 | 0 | 0 | 0 | 0 | 0 | 0 | 0 | 0 | 0 | 0 | 0 | 0 | 0 | 0 | 0 | 0 | 0 | 0 | 0 | 0 | 0
F4_Commercial_OR - College_New_Space Heating_Natural Gas_Strategic Energy Management_A_Achievable Economic TRC Potential | F4 | Commercial | OR - College | New | Space Heating | Natural Gas | Strategic Energy Management | A | Incremental Energy Savings (MWh or mTherms) | Achievable Economic TRC Potential | 0 | 0 | 0 | 0 | 0 | 0 | 0 | 0 | 0 | 0 | 0 | 0 | 0 | 0 | 0 | 0 | 0 | 0 | 0 | 0 | 0 | 0 | 0 | 0 | 0 | 0 | 0
F5_Commercial_OR - College_New_Space Heating_Natural Gas_Strategic Energy Management_A_Achievable Economic TRC Potential | F5 | Commercial | OR - College | New | Space Heating | Natural Gas | Strategic Energy Management | A | Incremental Summer Peak Savings (MW) | Achievable Economic TRC Potential | 0 | 0 | 0 | 0 | 0 | 0 | 0 | 0 | 0 | 0 | 0 | 0 | 0 | 0 | 0 | 0 | 0 | 0 | 0 | 0 | 0 | 0 | 0 | 0 | 0 | 0 | 0
F6_Commercial_OR - College_New_Space Heating_Natural Gas_Strategic Energy Management_A_Achievable Economic TRC Potential | F6 | Commercial | OR - College | New | Space Heating | Natural Gas | Strategic Energy Management | A | Incremental Winter Peak Savings (MW) | Achievable Economic TRC Potential | 0 | 0 | 0 | 0 | 0 | 0 | 0 | 0 | 0 | 0 | 0 | 0 | 0 | 0 | 0 | 0 | 0 | 0 | 0 | 0 | 0 | 0 | 0 | 0 | 0 | 0 | 0
F7_Commercial_OR - College_New_Space Heating_Natural Gas_Strategic Energy Management_A_Achievable Economic TRC Potential | F7 | Commercial | OR - College | New | Space Heating | Natural Gas | Strategic Energy Management | A | Cumulative Energy Savings (MWh or mTherms) | Achievable Economic TRC Potential | 0 | 0 | 0 | 0 | 0 | 0 | 0 | 0 | 0 | 0 | 0 | 0 | 0 | 0 | 0 | 0 | 0 | 0 | 0 | 0 | 0 | 0 | 0 | 0 | 0 | 0 | 0
F8_Commercial_OR - College_New_Space Heating_Natural Gas_Strategic Energy Management_A_Achievable Economic TRC Potential | F8 | Commercial | OR - College | New | Space Heating | Natural Gas | Strategic Energy Management | A | Cumulative Summer Peak Savings (MW) | Achievable Economic TRC Potential | 0 | 0 | 0 | 0 | 0 | 0 | 0 | 0 | 0 | 0 | 0 | 0 | 0 | 0 | 0 | 0 | 0 | 0 | 0 | 0 | 0 | 0 | 0 | 0 | 0 | 0 | 0
F9_Commercial_OR - College_New_Space Heating_Natural Gas_Strategic Energy Management_A_Achievable Economic TRC Potential | F9 | Commercial | OR - College | New | Space Heating | Natural Gas | Strategic Energy Management | A | Cumulative Winter Peak Savings (MW) | Achievable Economic TRC Potential | 0 | 0 | 0 | 0 | 0 | 0 | 0 | 0 | 0 | 0 | 0 | 0 | 0 | 0 | 0 | 0 | 0 | 0 | 0 | 0 | 0 | 0 | 0 | 0 | 0 | 0 | 0
F10_Commercial_OR - College_New_Space Heating_Natural Gas_Strategic Energy Management_A_Achievable Economic TRC Potential | F10 | Commercial | OR - College | New | Space Heating | Natural Gas | Strategic Energy Management | A | Purchases (Incremental) | Achievable Economic TRC Potential | 0 | 0 | 0 | 0 | 0 | 0 | 0 | 0 | 0 | 0 | 0 | 0 | 0 | 0 | 0 | 0 | 0 | 0 | 0 | 0 | 0 | 0 | 0 | 0 | 0 | 0 | 0
F11_Commercial_OR - College_New_Space Heating_Natural Gas_Strategic Energy Management_A_Achievable Economic TRC Potential | F11 | Commercial | OR - College | New | Space Heating | Natural Gas | Strategic Energy Management | A | Purchases (Cumulative) | Achievable Economic TRC Potential | 0 | 0 | 0 | 0 | 0 | 0 | 0 | 0 | 0 | 0 | 0 | 0 | 0 | 0 | 0 | 0 | 0 | 0 | 0 | 0 | 0 | 0 | 0 | 0 | 0 | 0 | 0
F1_Commercial_OR - College_New_Water Heating_Natural Gas_Strategic Energy Management_A_Achievable Economic TRC Potential | F1 | Commercial | OR - College | New | Water Heating | Natural Gas | Strategic Energy Management | A | Integrated Unit Energy Savings (kWh or therms) | Achievable Economic TRC Potential | 0 | 0 | 0 | 0 | 0 | 0 | 0 | 0 | 0 | 0 | 0 | 0 | 0 | 0 | 0 | 0 | 0 | 0 | 0 | 0 | 0 | 0 | 0 | 0 | 0 | 0 | 0
F2_Commercial_OR - College_New_Water Heating_Natural Gas_Strategic Energy Management_A_Achievable Economic TRC Potential | F2 | Commercial | OR - College | New | Water Heating | Natural Gas | Strategic Energy Management | A | Integrated Unit Summer Peak Savings (kW) | Achievable Economic TRC Potential | 0 | 0 | 0 | 0 | 0 | 0 | 0 | 0 | 0 | 0 | 0 | 0 | 0 | 0 | 0 | 0 | 0 | 0 | 0 | 0 | 0 | 0 | 0 | 0 | 0 | 0 | 0
F3_Commercial_OR - College_New_Water Heating_Natural Gas_Strategic Energy Management_A_Achievable Economic TRC Potential | F3 | Commercial | OR - College | New | Water Heating | Natural Gas | Strategic Energy Management | A | Integrated Unit Winter Peak Savings (kW) | Achievable Economic TRC Potential | 0 | 0 | 0 | 0 | 0 | 0 | 0 | 0 | 0 | 0 | 0 | 0 | 0 | 0 | 0 | 0 | 0 | 0 | 0 | 0 | 0 | 0 | 0 | 0 | 0 | 0 | 0
F4_Commercial_OR - College_New_Water Heating_Natural Gas_Strategic Energy Management_A_Achievable Economic TRC Potential | F4 | Commercial | OR - College | New | Water Heating | Natural Gas | Strategic Energy Management | A | Incremental Energy Savings (MWh or mTherms) | Achievable Economic TRC Potential | 0 | 0 | 0 | 0 | 0 | 0 | 0 | 0 | 0 | 0 | 0 | 0 | 0 | 0 | 0 | 0 | 0 | 0 | 0 | 0 | 0 | 0 | 0 | 0 | 0 | 0 | 0
F5_Commercial_OR - College_New_Water Heating_Natural Gas_Strategic Energy Management_A_Achievable Economic TRC Potential | F5 | Commercial | OR - College | New | Water Heating | Natural Gas | Strategic Energy Management | A | Incremental Summer Peak Savings (MW) | Achievable Economic TRC Potential | 0 | 0 | 0 | 0 | 0 | 0 | 0 | 0 | 0 | 0 | 0 | 0 | 0 | 0 | 0 | 0 | 0 | 0 | 0 | 0 | 0 | 0 | 0 | 0 | 0 | 0 | 0
F6_Commercial_OR - College_New_Water Heating_Natural Gas_Strategic Energy Management_A_Achievable Economic TRC Potential | F6 | Commercial | OR - College | New | Water Heating | Natural Gas | Strategic Energy Management | A | Incremental Winter Peak Savings (MW) | Achievable Economic TRC Potential | 0 | 0 | 0 | 0 | 0 | 0 | 0 | 0 | 0 | 0 | 0 | 0 | 0 | 0 | 0 | 0 | 0 | 0 | 0 | 0 | 0 | 0 | 0 | 0 | 0 | 0 | 0
F7_Commercial_OR - College_New_Water Heating_Natural Gas_Strategic Energy Management_A_Achievable Economic TRC Potential | F7 | Commercial | OR - College | New | Water Heating | Natural Gas | Strategic Energy Management | A | Cumulative Energy Savings (MWh or mTherms) | Achievable Economic TRC Potential | 0 | 0 | 0 | 0 | 0 | 0 | 0 | 0 | 0 | 0 | 0 | 0 | 0 | 0 | 0 | 0 | 0 | 0 | 0 | 0 | 0 | 0 | 0 | 0 | 0 | 0 | 0
F8_Commercial_OR - College_New_Water Heating_Natural Gas_Strategic Energy Management_A_Achievable Economic TRC Potential | F8 | Commercial | OR - College | New | Water Heating | Natural Gas | Strategic Energy Management | A | Cumulative Summer Peak Savings (MW) | Achievable Economic TRC Potential | 0 | 0 | 0 | 0 | 0 | 0 | 0 | 0 | 0 | 0 | 0 | 0 | 0 | 0 | 0 | 0 | 0 | 0 | 0 | 0 | 0 | 0 | 0 | 0 | 0 | 0 | 0
F9_Commercial_OR - College_New_Water Heating_Natural Gas_Strategic Energy Management_A_Achievable Economic TRC Potential | F9 | Commercial | OR - College | New | Water Heating | Natural Gas | Strategic Energy Management | A | Cumulative Winter Peak Savings (MW) | Achievable Economic TRC Potential | 0 | 0 | 0 | 0 | 0 | 0 | 0 | 0 | 0 | 0 | 0 | 0 | 0 | 0 | 0 | 0 | 0 | 0 | 0 | 0 | 0 | 0 | 0 | 0 | 0 | 0 | 0
F10_Commercial_OR - College_New_Water Heating_Natural Gas_Strategic Energy Management_A_Achievable Economic TRC Potential | F10 | Commercial | OR - College | New | Water Heating | Natural Gas | Strategic Energy Management | A | Purchases (Incremental) | Achievable Economic TRC Potential | 0 | 0 | 0 | 0 | 0 | 0 | 0 | 0 | 0 | 0 | 0 | 0 | 0 | 0 | 0 | 0 | 0 | 0 | 0 | 0 | 0 | 0 | 0 | 0 | 0 | 0 | 0
F11_Commercial_OR - College_New_Water Heating_Natural Gas_Strategic Energy Management_A_Achievable Economic TRC Potential | F11 | Commercial | OR - College | New | Water Heating | Natural Gas | Strategic Energy Management | A | Purchases (Cumulative) | Achievable Economic TRC Potential | 0 | 0 | 0 | 0 | 0 | 0 | 0 | 0 | 0 | 0 | 0 | 0 | 0 | 0 | 0 | 0 | 0 | 0 | 0 | 0 | 0 | 0 | 0 | 0 | 0 | 0 | 0
F1_Commercial_OR - College_New_Space Heating_Natural Gas_Retrocommissioning_A_Achievable Economic TRC Potential | F1 | Commercial | OR - College | New | Space Heating | Natural Gas | Retrocommissioning | A | Integrated Unit Energy Savings (kWh or therms) | Achievable Economic TRC Potential | 0 | 0 | 0 | 0 | 0 | 0 | 0 | 0 | 0 | 0 | 0 | 0 | 0 | 0 | 0 | 0 | 0 | 0 | 0 | 0 | 0 | 0 | 0 | 0 | 0 | 0 | 0
F2_Commercial_OR - College_New_Space Heating_Natural Gas_Retrocommissioning_A_Achievable Economic TRC Potential | F2 | Commercial | OR - College | New | Space Heating | Natural Gas | Retrocommissioning | A | Integrated Unit Summer Peak Savings (kW) | Achievable Economic TRC Potential | 0 | 0 | 0 | 0 | 0 | 0 | 0 | 0 | 0 | 0 | 0 | 0 | 0 | 0 | 0 | 0 | 0 | 0 | 0 | 0 | 0 | 0 | 0 | 0 | 0 | 0 | 0
F3_Commercial_OR - College_New_Space Heating_Natural Gas_Retrocommissioning_A_Achievable Economic TRC Potential | F3 | Commercial | OR - College | New | Space Heating | Natural Gas | Retrocommissioning | A | Integrated Unit Winter Peak Savings (kW) | Achievable Economic TRC Potential | 0 | 0 | 0 | 0 | 0 | 0 | 0 | 0 | 0 | 0 | 0 | 0 | 0 | 0 | 0 | 0 | 0 | 0 | 0 | 0 | 0 | 0 | 0 | 0 | 0 | 0 | 0
F4_Commercial_OR - College_New_Space Heating_Natural Gas_Retrocommissioning_A_Achievable Economic TRC Potential | F4 | Commercial | OR - College | New | Space Heating | Natural Gas | Retrocommissioning | A | Incremental Energy Savings (MWh or mTherms) | Achievable Economic TRC Potential | 0 | 0 | 0 | 0 | 0 | 0 | 0 | 0 | 0 | 0 | 0 | 0 | 0 | 0 | 0 | 0 | 0 | 0 | 0 | 0 | 0 | 0 | 0 | 0 | 0 | 0 | 0
F5_Commercial_OR - College_New_Space Heating_Natural Gas_Retrocommissioning_A_Achievable Economic TRC Potential | F5 | Commercial | OR - College | New | Space Heating | Natural Gas | Retrocommissioning | A | Incremental Summer Peak Savings (MW) | Achievable Economic TRC Potential | 0 | 0 | 0 | 0 | 0 | 0 | 0 | 0 | 0 | 0 | 0 | 0 | 0 | 0 | 0 | 0 | 0 | 0 | 0 | 0 | 0 | 0 | 0 | 0 | 0 | 0 | 0
F6_Commercial_OR - College_New_Space Heating_Natural Gas_Retrocommissioning_A_Achievable Economic TRC Potential | F6 | Commercial | OR - College | New | Space Heating | Natural Gas | Retrocommissioning | A | Incremental Winter Peak Savings (MW) | Achievable Economic TRC Potential | 0 | 0 | 0 | 0 | 0 | 0 | 0 | 0 | 0 | 0 | 0 | 0 | 0 | 0 | 0 | 0 | 0 | 0 | 0 | 0 | 0 | 0 | 0 | 0 | 0 | 0 | 0
F7_Commercial_OR - College_New_Space Heating_Natural Gas_Retrocommissioning_A_Achievable Economic TRC Potential | F7 | Commercial | OR - College | New | Space Heating | Natural Gas | Retrocommissioning | A | Cumulative Energy Savings (MWh or mTherms) | Achievable Economic TRC Potential | 0 | 0 | 0 | 0 | 0 | 0 | 0 | 0 | 0 | 0 | 0 | 0 | 0 | 0 | 0 | 0 | 0 | 0 | 0 | 0 | 0 | 0 | 0 | 0 | 0 | 0 | 0
F8_Commercial_OR - College_New_Space Heating_Natural Gas_Retrocommissioning_A_Achievable Economic TRC Potential | F8 | Commercial | OR - College | New | Space Heating | Natural Gas | Retrocommissioning | A | Cumulative Summer Peak Savings (MW) | Achievable Economic TRC Potential | 0 | 0 | 0 | 0 | 0 | 0 | 0 | 0 | 0 | 0 | 0 | 0 | 0 | 0 | 0 | 0 | 0 | 0 | 0 | 0 | 0 | 0 | 0 | 0 | 0 | 0 | 0
F9_Commercial_OR - College_New_Space Heating_Natural Gas_Retrocommissioning_A_Achievable Economic TRC Potential | F9 | Commercial | OR - College | New | Space Heating | Natural Gas | Retrocommissioning | A | Cumulative Winter Peak Savings (MW) | Achievable Economic TRC Potential | 0 | 0 | 0 | 0 | 0 | 0 | 0 | 0 | 0 | 0 | 0 | 0 | 0 | 0 | 0 | 0 | 0 | 0 | 0 | 0 | 0 | 0 | 0 | 0 | 0 | 0 | 0
F10_Commercial_OR - College_New_Space Heating_Natural Gas_Retrocommissioning_A_Achievable Economic TRC Potential | F10 | Commercial | OR - College | New | Space Heating | Natural Gas | Retrocommissioning | A | Purchases (Incremental) | Achievable Economic TRC Potential | 0 | 0 | 0 | 0 | 0 | 0 | 0 | 0 | 0 | 0 | 0 | 0 | 0 | 0 | 0 | 0 | 0 | 0 | 0 | 0 | 0 | 0 | 0 | 0 | 0 | 0 | 0
F11_Commercial_OR - College_New_Space Heating_Natural Gas_Retrocommissioning_A_Achievable Economic TRC Potential | F11 | Commercial | OR - College | New | Space Heating | Natural Gas | Retrocommissioning | A | Purchases (Cumulative) | Achievable Economic TRC Potential | 0 | 0 | 0 | 0 | 0 | 0 | 0 | 0 | 0 | 0 | 0 | 0 | 0 | 0 | 0 | 0 | 0 | 0 | 0 | 0 | 0 | 0 | 0 | 0 | 0 | 0 | 0
F1_Commercial_OR - College_New_Water Heating_Natural Gas_Retrocommissioning_A_Achievable Economic TRC Potential | F1 | Commercial | OR - College | New | Water Heating | Natural Gas | Retrocommissioning | A | Integrated Unit Energy Savings (kWh or therms) | Achievable Economic TRC Potential | 0 | 0 | 0 | 0 | 0 | 0 | 0 | 0 | 0 | 0 | 0 | 0 | 0 | 0 | 0 | 0 | 0 | 0 | 0 | 0 | 0 | 0 | 0 | 0 | 0 | 0 | 0
F2_Commercial_OR - College_New_Water Heating_Natural Gas_Retrocommissioning_A_Achievable Economic TRC Potential | F2 | Commercial | OR - College | New | Water Heating | Natural Gas | Retrocommissioning | A | Integrated Unit Summer Peak Savings (kW) | Achievable Economic TRC Potential | 0 | 0 | 0 | 0 | 0 | 0 | 0 | 0 | 0 | 0 | 0 | 0 | 0 | 0 | 0 | 0 | 0 | 0 | 0 | 0 | 0 | 0 | 0 | 0 | 0 | 0 | 0
F3_Commercial_OR - College_New_Water Heating_Natural Gas_Retrocommissioning_A_Achievable Economic TRC Potential | F3 | Commercial | OR - College | New | Water Heating | Natural Gas | Retrocommissioning | A | Integrated Unit Winter Peak Savings (kW) | Achievable Economic TRC Potential | 0 | 0 | 0 | 0 | 0 | 0 | 0 | 0 | 0 | 0 | 0 | 0 | 0 | 0 | 0 | 0 | 0 | 0 | 0 | 0 | 0 | 0 | 0 | 0 | 0 | 0 | 0
F4_Commercial_OR - College_New_Water Heating_Natural Gas_Retrocommissioning_A_Achievable Economic TRC Potential | F4 | Commercial | OR - College | New | Water Heating | Natural Gas | Retrocommissioning | A | Incremental Energy Savings (MWh or mTherms) | Achievable Economic TRC Potential | 0 | 0 | 0 | 0 | 0 | 0 | 0 | 0 | 0 | 0 | 0 | 0 | 0 | 0 | 0 | 0 | 0 | 0 | 0 | 0 | 0 | 0 | 0 | 0 | 0 | 0 | 0
F5_Commercial_OR - College_New_Water Heating_Natural Gas_Retrocommissioning_A_Achievable Economic TRC Potential | F5 | Commercial | OR - College | New | Water Heating | Natural Gas | Retrocommissioning | A | Incremental Summer Peak Savings (MW) | Achievable Economic TRC Potential | 0 | 0 | 0 | 0 | 0 | 0 | 0 | 0 | 0 | 0 | 0 | 0 | 0 | 0 | 0 | 0 | 0 | 0 | 0 | 0 | 0 | 0 | 0 | 0 | 0 | 0 | 0
F6_Commercial_OR - College_New_Water Heating_Natural Gas_Retrocommissioning_A_Achievable Economic TRC Potential | F6 | Commercial | OR - College | New | Water Heating | Natural Gas | Retrocommissioning | A | Incremental Winter Peak Savings (MW) | Achievable Economic TRC Potential | 0 | 0 | 0 | 0 | 0 | 0 | 0 | 0 | 0 | 0 | 0 | 0 | 0 | 0 | 0 | 0 | 0 | 0 | 0 | 0 | 0 | 0 | 0 | 0 | 0 | 0 | 0
F7_Commercial_OR - College_New_Water Heating_Natural Gas_Retrocommissioning_A_Achievable Economic TRC Potential | F7 | Commercial | OR - College | New | Water Heating | Natural Gas | Retrocommissioning | A | Cumulative Energy Savings (MWh or mTherms) | Achievable Economic TRC Potential | 0 | 0 | 0 | 0 | 0 | 0 | 0 | 0 | 0 | 0 | 0 | 0 | 0 | 0 | 0 | 0 | 0 | 0 | 0 | 0 | 0 | 0 | 0 | 0 | 0 | 0 | 0
F8_Commercial_OR - College_New_Water Heating_Natural Gas_Retrocommissioning_A_Achievable Economic TRC Potential | F8 | Commercial | OR - College | New | Water Heating | Natural Gas | Retrocommissioning | A | Cumulative Summer Peak Savings (MW) | Achievable Economic TRC Potential | 0 | 0 | 0 | 0 | 0 | 0 | 0 | 0 | 0 | 0 | 0 | 0 | 0 | 0 | 0 | 0 | 0 | 0 | 0 | 0 | 0 | 0 | 0 | 0 | 0 | 0 | 0
F9_Commercial_OR - College_New_Water Heating_Natural Gas_Retrocommissioning_A_Achievable Economic TRC Potential | F9 | Commercial | OR - College | New | Water Heating | Natural Gas | Retrocommissioning | A | Cumulative Winter Peak Savings (MW) | Achievable Economic TRC Potential | 0 | 0 | 0 | 0 | 0 | 0 | 0 | 0 | 0 | 0 | 0 | 0 | 0 | 0 | 0 | 0 | 0 | 0 | 0 | 0 | 0 | 0 | 0 | 0 | 0 | 0 | 0
F10_Commercial_OR - College_New_Water Heating_Natural Gas_Retrocommissioning_A_Achievable Economic TRC Potential | F10 | Commercial | OR - College | New | Water Heating | Natural Gas | Retrocommissioning | A | Purchases (Incremental) | Achievable Economic TRC Potential | 0 | 0 | 0 | 0 | 0 | 0 | 0 | 0 | 0 | 0 | 0 | 0 | 0 | 0 | 0 | 0 | 0 | 0 | 0 | 0 | 0 | 0 | 0 | 0 | 0 | 0 | 0
F11_Commercial_OR - College_New_Water Heating_Natural Gas_Retrocommissioning_A_Achievable Economic TRC Potential | F11 | Commercial | OR - College | New | Water Heating | Natural Gas | Retrocommissioning | A | Purchases (Cumulative) | Achievable Economic TRC Potential | 0 | 0 | 0 | 0 | 0 | 0 | 0 | 0 | 0 | 0 | 0 | 0 | 0 | 0 | 0 | 0 | 0 | 0 | 0 | 0 | 0 | 0 | 0 | 0 | 0 | 0 | 0
F1_Commercial_Interruptible - College_Existing_Space Heating_Natural Gas_Insulation - Ceiling_A_Achievable Economic TRC Potential | F1 | Commercial | Interruptible - College | Existing | Space Heating | Natural Gas | Insulation - Ceiling | A | Integrated Unit Energy Savings (kWh or therms) | Achievable Economic TRC Potential | 0 | 0 | 0.47421 | 0.46987 | 0.46471 | 0.4591 | 0.45307 | 0.44653 | 0.4395 | 0.43199 | 0.42409 | 0.41589 | 0.40777 | 0.3997 | 0.39174 | 0.38411 | 0.37699 | 0.37105 | 0.36632 | 0.36209 | 0.35855 | 0.35516 | 0.35301 | 0.35091 | 0.34887 | 0.34686 | 0.3449
F2_Commercial_Interruptible - College_Existing_Space Heating_Natural Gas_Insulation - Ceiling_A_Achievable Economic TRC Potential | F2 | Commercial | Interruptible - College | Existing | Space Heating | Natural Gas | Insulation - Ceiling | A | Integrated Unit Summer Peak Savings (kW) | Achievable Economic TRC Potential | 0 | 0 | 0 | 0 | 0 | 0 | 0 | 0 | 0 | 0 | 0 | 0 | 0 | 0 | 0 | 0 | 0 | 0 | 0 | 0 | 0 | 0 | 0 | 0 | 0 | 0 | 0
F3_Commercial_Interruptible - College_Existing_Space Heating_Natural Gas_Insulation - Ceiling_A_Achievable Economic TRC Potential | F3 | Commercial | Interruptible - College | Existing | Space Heating | Natural Gas | Insulation - Ceiling | A | Integrated Unit Winter Peak Savings (kW) | Achievable Economic TRC Potential | 0 | 0 | 0 | 0 | 0 | 0 | 0 | 0 | 0 | 0 | 0 | 0 | 0 | 0 | 0 | 0 | 0 | 0 | 0 | 0 | 0 | 0 | 0 | 0 | 0 | 0 | 0
F4_Commercial_Interruptible - College_Existing_Space Heating_Natural Gas_Insulation - Ceiling_A_Achievable Economic TRC Potential | F4 | Commercial | Interruptible - College | Existing | Space Heating | Natural Gas | Insulation - Ceiling | A | Incremental Energy Savings (MWh or mTherms) | Achievable Economic TRC Potential | 0 | 0 | 0.19724 | 0.10516 | 0.35185 | 0.56543 | 0.84696 | 1.1955 | 1.6006 | 2.0396 | 2.4764 | 2.8639 | 3.1503 | 3.285 | 3.2331 | 2.9883 | 2.5787 | 2.066 | 1.5246 | 1.1041 | 0.59654 | 0.47272 | 0 | 0 | 0 | 0 | 0
F5_Commercial_Interruptible - College_Existing_Space Heating_Natural Gas_Insulation - Ceiling_A_Achievable Economic TRC Potential | F5 | Commercial | Interruptible - College | Existing | Space Heating | Natural Gas | Insulation - Ceiling | A | Incremental Summer Peak Savings (MW) | Achievable Economic TRC Potential | 0 | 0 | 0 | 0 | 0 | 0 | 0 | 0 | 0 | 0 | 0 | 0 | 0 | 0 | 0 | 0 | 0 | 0 | 0 | 0 | 0 | 0 | 0 | 0 | 0 | 0 | 0
F6_Commercial_Interruptible - College_Existing_Space Heating_Natural Gas_Insulation - Ceiling_A_Achievable Economic TRC Potential | F6 | Commercial | Interruptible - College | Existing | Space Heating | Natural Gas | Insulation - Ceiling | A | Incremental Winter Peak Savings (MW) | Achievable Economic TRC Potential | 0 | 0 | 0 | 0 | 0 | 0 | 0 | 0 | 0 | 0 | 0 | 0 | 0 | 0 | 0 | 0 | 0 | 0 | 0 | 0 | 0 | 0 | 0 | 0 | 0 | 0 | 0
F7_Commercial_Interruptible - College_Existing_Space Heating_Natural Gas_Insulation - Ceiling_A_Achievable Economic TRC Potential | F7 | Commercial | Interruptible - College | Existing | Space Heating | Natural Gas | Insulation - Ceiling | A | Cumulative Energy Savings (MWh or mTherms) | Achievable Economic TRC Potential | 0 | 0 | 0.19724 | 0.3006 | 0.64915 | 1.2068 | 2.0379 | 3.204 | 4.7541 | 6.7126 | 9.0662 | 11.7548 | 14.6757 | 17.6702 | 20.5514 | 23.1395 | 25.2894 | 26.9565 | 28.1374 | 28.9171 | 29.2307 | 29.4268 | 29.2487 | 29.0751 | 28.9056 | 28.7398 | 28.5771
F8_Commercial_Interruptible - College_Existing_Space Heating_Natural Gas_Insulation - Ceiling_A_Achievable Economic TRC Potential | F8 | Commercial | Interruptible - College | Existing | Space Heating | Natural Gas | Insulation - Ceiling | A | Cumulative Summer Peak Savings (MW) | Achievable Economic TRC Potential | 0 | 0 | 0 | 0 | 0 | 0 | 0 | 0 | 0 | 0 | 0 | 0 | 0 | 0 | 0 | 0 | 0 | 0 | 0 | 0 | 0 | 0 | 0 | 0 | 0 | 0 | 0
F9_Commercial_Interruptible - College_Existing_Space Heating_Natural Gas_Insulation - Ceiling_A_Achievable Economic TRC Potential | F9 | Commercial | Interruptible - College | Existing | Space Heating | Natural Gas | Insulation - Ceiling | A | Cumulative Winter Peak Savings (MW) | Achievable Economic TRC Potential | 0 | 0 | 0 | 0 | 0 | 0 | 0 | 0 | 0 | 0 | 0 | 0 | 0 | 0 | 0 | 0 | 0 | 0 | 0 | 0 | 0 | 0 | 0 | 0 | 0 | 0 | 0
F10_Commercial_Interruptible - College_Existing_Space Heating_Natural Gas_Insulation - Ceiling_A_Achievable Economic TRC Potential | F10 | Commercial | Interruptible - College | Existing | Space Heating | Natural Gas | Insulation - Ceiling | A | Purchases (Incremental) | Achievable Economic TRC Potential | 0 | 0 | 415.9428 | 223.8154 | 757.1452 | 1231.6005 | 1869.3975 | 2677.3767 | 3641.9676 | 4721.3054 | 5839.441 | 6886.0881 | 7725.7434 | 8218.7364 | 8253.0485 | 7779.8901 | 6840.2634 | 5568.1071 | 4161.8876 | 3049.2632 | 1663.7712 | 1331.017 | 0 | 0 | 0 | 0 | 0
F11_Commercial_Interruptible - College_Existing_Space Heating_Natural Gas_Insulation - Ceiling_A_Achievable Economic TRC Potential | F11 | Commercial | Interruptible - College | Existing | Space Heating | Natural Gas | Insulation - Ceiling | A | Purchases (Cumulative) | Achievable Economic TRC Potential | 0 | 0 | 415.9428 | 639.7582 | 1396.9034 | 2628.5039 | 4497.9014 | 7175.2781 | 10817.2457 | 15538.5511 | 21377.9921 | 28264.0802 | 35989.8236 | 44208.56 | 52461.6085 | 60241.4986 | 67081.7619 | 72649.8691 | 76811.7567 | 79861.0199 | 81524.7912 | 82855.8082 | 82855.8082 | 82855.8082 | 82855.8082 | 82855.8082 | 82855.8082
F1_Commercial_Interruptible - College_Existing_Space Heating_Natural Gas_Insulation - Ducting_A_Achievable Economic TRC Potential | F1 | Commercial | Interruptible - College | Existing | Space Heating | Natural Gas | Insulation - Ducting | A | Integrated Unit Energy Savings (kWh or therms) | Achievable Economic TRC Potential | 0 | 0 | 0 | 0 | 0 | 0 | 0 | 0 | 0 | 0 | 0 | 0 | 0 | 0 | 0 | 0 | 0 | 0 | 0 | 0 | 0 | 0 | 0 | 0 | 0 | 0 | 0
F2_Commercial_Interruptible - College_Existing_Space Heating_Natural Gas_Insulation - Ducting_A_Achievable Economic TRC Potential | F2 | Commercial | Interruptible - College | Existing | Space Heating | Natural Gas | Insulation - Ducting | A | Integrated Unit Summer Peak Savings (kW) | Achievable Economic TRC Potential | 0 | 0 | 0 | 0 | 0 | 0 | 0 | 0 | 0 | 0 | 0 | 0 | 0 | 0 | 0 | 0 | 0 | 0 | 0 | 0 | 0 | 0 | 0 | 0 | 0 | 0 | 0
F3_Commercial_Interruptible - College_Existing_Space Heating_Natural Gas_Insulation - Ducting_A_Achievable Economic TRC Potential | F3 | Commercial | Interruptible - College | Existing | Space Heating | Natural Gas | Insulation - Ducting | A | Integrated Unit Winter Peak Savings (kW) | Achievable Economic TRC Potential | 0 | 0 | 0 | 0 | 0 | 0 | 0 | 0 | 0 | 0 | 0 | 0 | 0 | 0 | 0 | 0 | 0 | 0 | 0 | 0 | 0 | 0 | 0 | 0 | 0 | 0 | 0
F4_Commercial_Interruptible - College_Existing_Space Heating_Natural Gas_Insulation - Ducting_A_Achievable Economic TRC Potential | F4 | Commercial | Interruptible - College | Existing | Space Heating | Natural Gas | Insulation - Ducting | A | Incremental Energy Savings (MWh or mTherms) | Achievable Economic TRC Potential | 0 | 0 | 0 | 0 | 0 | 0 | 0 | 0 | 0 | 0 | 0 | 0 | 0 | 0 | 0 | 0 | 0 | 0 | 0 | 0 | 0 | 0 | 0 | 0 | 0 | 0 | 0
F5_Commercial_Interruptible - College_Existing_Space Heating_Natural Gas_Insulation - Ducting_A_Achievable Economic TRC Potential | F5 | Commercial | Interruptible - College | Existing | Space Heating | Natural Gas | Insulation - Ducting | A | Incremental Summer Peak Savings (MW) | Achievable Economic TRC Potential | 0 | 0 | 0 | 0 | 0 | 0 | 0 | 0 | 0 | 0 | 0 | 0 | 0 | 0 | 0 | 0 | 0 | 0 | 0 | 0 | 0 | 0 | 0 | 0 | 0 | 0 | 0
F6_Commercial_Interruptible - College_Existing_Space Heating_Natural Gas_Insulation - Ducting_A_Achievable Economic TRC Potential | F6 | Commercial | Interruptible - College | Existing | Space Heating | Natural Gas | Insulation - Ducting | A | Incremental Winter Peak Savings (MW) | Achievable Economic TRC Potential | 0 | 0 | 0 | 0 | 0 | 0 | 0 | 0 | 0 | 0 | 0 | 0 | 0 | 0 | 0 | 0 | 0 | 0 | 0 | 0 | 0 | 0 | 0 | 0 | 0 | 0 | 0
F7_Commercial_Interruptible - College_Existing_Space Heating_Natural Gas_Insulation - Ducting_A_Achievable Economic TRC Potential | F7 | Commercial | Interruptible - College | Existing | Space Heating | Natural Gas | Insulation - Ducting | A | Cumulative Energy Savings (MWh or mTherms) | Achievable Economic TRC Potential | 0 | 0 | 0 | 0 | 0 | 0 | 0 | 0 | 0 | 0 | 0 | 0 | 0 | 0 | 0 | 0 | 0 | 0 | 0 | 0 | 0 | 0 | 0 | 0 | 0 | 0 | 0
F8_Commercial_Interruptible - College_Existing_Space Heating_Natural Gas_Insulation - Ducting_A_Achievable Economic TRC Potential | F8 | Commercial | Interruptible - College | Existing | Space Heating | Natural Gas | Insulation - Ducting | A | Cumulative Summer Peak Savings (MW) | Achievable Economic TRC Potential | 0 | 0 | 0 | 0 | 0 | 0 | 0 | 0 | 0 | 0 | 0 | 0 | 0 | 0 | 0 | 0 | 0 | 0 | 0 | 0 | 0 | 0 | 0 | 0 | 0 | 0 | 0
F9_Commercial_Interruptible - College_Existing_Space Heating_Natural Gas_Insulation - Ducting_A_Achievable Economic TRC Potential | F9 | Commercial | Interruptible - College | Existing | Space Heating | Natural Gas | Insulation - Ducting | A | Cumulative Winter Peak Savings (MW) | Achievable Economic TRC Potential | 0 | 0 | 0 | 0 | 0 | 0 | 0 | 0 | 0 | 0 | 0 | 0 | 0 | 0 | 0 | 0 | 0 | 0 | 0 | 0 | 0 | 0 | 0 | 0 | 0 | 0 | 0
F10_Commercial_Interruptible - College_Existing_Space Heating_Natural Gas_Insulation - Ducting_A_Achievable Economic TRC Potential | F10 | Commercial | Interruptible - College | Existing | Space Heating | Natural Gas | Insulation - Ducting | A | Purchases (Incremental) | Achievable Economic TRC Potential | 0 | 0 | 0 | 0 | 0 | 0 | 0 | 0 | 0 | 0 | 0 | 0 | 0 | 0 | 0 | 0 | 0 | 0 | 0 | 0 | 0 | 0 | 0 | 0 | 0 | 0 | 0
F11_Commercial_Interruptible - College_Existing_Space Heating_Natural Gas_Insulation - Ducting_A_Achievable Economic TRC Potential | F11 | Commercial | Interruptible - College | Existing | Space Heating | Natural Gas | Insulation - Ducting | A | Purchases (Cumulative) | Achievable Economic TRC Potential | 0 | 0 | 0 | 0 | 0 | 0 | 0 | 0 | 0 | 0 | 0 | 0 | 0 | 0 | 0 | 0 | 0 | 0 | 0 | 0 | 0 | 0 | 0 | 0 | 0 | 0 | 0
F1_Commercial_Interruptible - College_Existing_Space Heating_Natural Gas_Insulation - Wall Cavity_A_Achievable Economic TRC Potential | F1 | Commercial | Interruptible - College | Existing | Space Heating | Natural Gas | Insulation - Wall Cavity | A | Integrated Unit Energy Savings (kWh or therms) | Achievable Economic TRC Potential | 0 | 0 | 0.76111 | 0.75807 | 0.75418 | 0.74996 | 0.74553 | 0.74092 | 0.73616 | 0.73129 | 0.72633 | 0.7213 | 0.71624 | 0.71116 | 0.70609 | 0.70104 | 0.69602 | 0.69107 | 0.68618 | 0.68137 | 0.67664 | 0.67201 | 0.66795 | 0.66399 | 0.66012 | 0.65634 | 0.65262
F2_Commercial_Interruptible - College_Existing_Space Heating_Natural Gas_Insulation - Wall Cavity_A_Achievable Economic TRC Potential | F2 | Commercial | Interruptible - College | Existing | Space Heating | Natural Gas | Insulation - Wall Cavity | A | Integrated Unit Summer Peak Savings (kW) | Achievable Economic TRC Potential | 0 | 0 | 0 | 0 | 0 | 0 | 0 | 0 | 0 | 0 | 0 | 0 | 0 | 0 | 0 | 0 | 0 | 0 | 0 | 0 | 0 | 0 | 0 | 0 | 0 | 0 | 0
F3_Commercial_Interruptible - College_Existing_Space Heating_Natural Gas_Insulation - Wall Cavity_A_Achievable Economic TRC Potential | F3 | Commercial | Interruptible - College | Existing | Space Heating | Natural Gas | Insulation - Wall Cavity | A | Integrated Unit Winter Peak Savings (kW) | Achievable Economic TRC Potential | 0 | 0 | 0 | 0 | 0 | 0 | 0 | 0 | 0 | 0 | 0 | 0 | 0 | 0 | 0 | 0 | 0 | 0 | 0 | 0 | 0 | 0 | 0 | 0 | 0 | 0 | 0
F4_Commercial_Interruptible - College_Existing_Space Heating_Natural Gas_Insulation - Wall Cavity_A_Achievable Economic TRC Potential | F4 | Commercial | Interruptible - College | Existing | Space Heating | Natural Gas | Insulation - Wall Cavity | A | Incremental Energy Savings (MWh or mTherms) | Achievable Economic TRC Potential | 0 | 0 | 0.23742 | 0.12724 | 0.42824 | 0.6927 | 1.0452 | 1.4877 | 2.0107 | 2.5893 | 3.1808 | 3.725 | 4.1499 | 4.3834 | 4.3703 | 4.0902 | 3.5705 | 2.8858 | 2.1417 | 1.5582 | 0.84428 | 0.6708 | 0 | 0 | 0 | 0 | 0
F5_Commercial_Interruptible - College_Existing_Space Heating_Natural Gas_Insulation - Wall Cavity_A_Achievable Economic TRC Potential | F5 | Commercial | Interruptible - College | Existing | Space Heating | Natural Gas | Insulation - Wall Cavity | A | Incremental Summer Peak Savings (MW) | Achievable Economic TRC Potential | 0 | 0 | 0 | 0 | 0 | 0 | 0 | 0 | 0 | 0 | 0 | 0 | 0 | 0 | 0 | 0 | 0 | 0 | 0 | 0 | 0 | 0 | 0 | 0 | 0 | 0 | 0
F6_Commercial_Interruptible - College_Existing_Space Heating_Natural Gas_Insulation - Wall Cavity_A_Achievable Economic TRC Potential | F6 | Commercial | Interruptible - College | Existing | Space Heating | Natural Gas | Insulation - Wall Cavity | A | Incremental Winter Peak Savings (MW) | Achievable Economic TRC Potential | 0 | 0 | 0 | 0 | 0 | 0 | 0 | 0 | 0 | 0 | 0 | 0 | 0 | 0 | 0 | 0 | 0 | 0 | 0 | 0 | 0 | 0 | 0 | 0 | 0 | 0 | 0
F7_Commercial_Interruptible - College_Existing_Space Heating_Natural Gas_Insulation - Wall Cavity_A_Achievable Economic TRC Potential | F7 | Commercial | Interruptible - College | Existing | Space Heating | Natural Gas | Insulation - Wall Cavity | A | Cumulative Energy Savings (MWh or mTherms) | Achievable Economic TRC Potential | 0 | 0 | 0.23742 | 0.36371 | 0.79009 | 1.4784 | 2.5148 | 3.987 | 5.9721 | 8.5219 | 11.6448 | 15.2893 | 19.3318 | 23.5781 | 27.7801 | 31.6716 | 35.0158 | 37.6522 | 39.5273 | 40.8086 | 41.3699 | 41.7574 | 41.5049 | 41.2589 | 41.0186 | 40.7834 | 40.5528
F8_Commercial_Interruptible - College_Existing_Space Heating_Natural Gas_Insulation - Wall Cavity_A_Achievable Economic TRC Potential | F8 | Commercial | Interruptible - College | Existing | Space Heating | Natural Gas | Insulation - Wall Cavity | A | Cumulative Summer Peak Savings (MW) | Achievable Economic TRC Potential | 0 | 0 | 0 | 0 | 0 | 0 | 0 | 0 | 0 | 0 | 0 | 0 | 0 | 0 | 0 | 0 | 0 | 0 | 0 | 0 | 0 | 0 | 0 | 0 | 0 | 0 | 0
F9_Commercial_Interruptible - College_Existing_Space Heating_Natural Gas_Insulation - Wall Cavity_A_Achievable Economic TRC Potential | F9 | Commercial | Interruptible - College | Existing | Space Heating | Natural Gas | Insulation - Wall Cavity | A | Cumulative Winter Peak Savings (MW) | Achievable Economic TRC Potential | 0 | 0 | 0 | 0 | 0 | 0 | 0 | 0 | 0 | 0 | 0 | 0 | 0 | 0 | 0 | 0 | 0 | 0 | 0 | 0 | 0 | 0 | 0 | 0 | 0 | 0 | 0
F10_Commercial_Interruptible - College_Existing_Space Heating_Natural Gas_Insulation - Wall Cavity_A_Achievable Economic TRC Potential | F10 | Commercial | Interruptible - College | Existing | Space Heating | Natural Gas | Insulation - Wall Cavity | A | Purchases (Incremental) | Achievable Economic TRC Potential | 0 | 0 | 311.9381 | 167.8513 | 567.8244 | 923.6442 | 1401.9629 | 2007.9105 | 2731.3097 | 3540.7638 | 4379.3146 | 5164.2522 | 5793.9553 | 6163.6776 | 6189.4101 | 5834.5629 | 5129.8857 | 4175.8265 | 3121.226 | 2286.8084 | 1247.7526 | 998.2021 | 0 | 0 | 0 | 0 | 0
F11_Commercial_Interruptible - College_Existing_Space Heating_Natural Gas_Insulation - Wall Cavity_A_Achievable Economic TRC Potential | F11 | Commercial | Interruptible - College | Existing | Space Heating | Natural Gas | Insulation - Wall Cavity | A | Purchases (Cumulative) | Achievable Economic TRC Potential | 0 | 0 | 311.9381 | 479.7895 | 1047.6139 | 1971.2581 | 3373.221 | 5381.1315 | 8112.4411 | 11653.2049 | 16032.5195 | 21196.7717 | 26990.727 | 33154.4046 | 39343.8147 | 45178.3776 | 50308.2633 | 54484.0898 | 57605.3158 | 59892.1242 | 61139.8768 | 62138.0789 | 62138.0789 | 62138.0789 | 62138.0789 | 62138.0789 | 62138.0789
F1_Commercial_Interruptible - College_Existing_Space Heating_Natural Gas_Green Roof - Vegetated Rooftop_A_Achievable Economic TRC Potential | F1 | Commercial | Interruptible - College | Existing | Space Heating | Natural Gas | Green Roof - Vegetated Rooftop | A | Integrated Unit Energy Savings (kWh or therms) | Achievable Economic TRC Potential | 0 | 0 | 0.027021 | 0.02674 | 0.026396 | 0.025986 | 0.02553 | 0.02502 | 0.024455 | 0.02384 | 0.023208 | 0.022551 | 0.021891 | 0.021234 | 0.020608 | 0.020022 | 0.019494 | 0.019062 | 0.018726 | 0.018444 | 0.018227 | 0.018027 | 0.017917 | 0.017811 | 0.017707 | 0.017605 | 0.017506
F2_Commercial_Interruptible - College_Existing_Space Heating_Natural Gas_Green Roof - Vegetated Rooftop_A_Achievable Economic TRC Potential | F2 | Commercial | Interruptible - College | Existing | Space Heating | Natural Gas | Green Roof - Vegetated Rooftop | A | Integrated Unit Summer Peak Savings (kW) | Achievable Economic TRC Potential | 0 | 0 | 0 | 0 | 0 | 0 | 0 | 0 | 0 | 0 | 0 | 0 | 0 | 0 | 0 | 0 | 0 | 0 | 0 | 0 | 0 | 0 | 0 | 0 | 0 | 0 | 0
F3_Commercial_Interruptible - College_Existing_Space Heating_Natural Gas_Green Roof - Vegetated Rooftop_A_Achievable Economic TRC Potential | F3 | Commercial | Interruptible - College | Existing | Space Heating | Natural Gas | Green Roof - Vegetated Rooftop | A | Integrated Unit Winter Peak Savings (kW) | Achievable Economic TRC Potential | 0 | 0 | 0 | 0 | 0 | 0 | 0 | 0 | 0 | 0 | 0 | 0 | 0 | 0 | 0 | 0 | 0 | 0 | 0 | 0 | 0 | 0 | 0 | 0 | 0 | 0 | 0
F4_Commercial_Interruptible - College_Existing_Space Heating_Natural Gas_Green Roof - Vegetated Rooftop_A_Achievable Economic TRC Potential | F4 | Commercial | Interruptible - College | Existing | Space Heating | Natural Gas | Green Roof - Vegetated Rooftop | A | Incremental Energy Savings (MWh or mTherms) | Achievable Economic TRC Potential | 0 | 0 | 0 | 0 | 0 | 0 | 0 | 0 | 0 | 0 | 0 | 0 | 0 | 0 | 0 | 0 | 0 | 0 | 0 | 0 | 0 | 0 | 0 | 0 | 0 | 0 | 0
F5_Commercial_Interruptible - College_Existing_Space Heating_Natural Gas_Green Roof - Vegetated Rooftop_A_Achievable Economic TRC Potential | F5 | Commercial | Interruptible - College | Existing | Space Heating | Natural Gas | Green Roof - Vegetated Rooftop | A | Incremental Summer Peak Savings (MW) | Achievable Economic TRC Potential | 0 | 0 | 0 | 0 | 0 | 0 | 0 | 0 | 0 | 0 | 0 | 0 | 0 | 0 | 0 | 0 | 0 | 0 | 0 | 0 | 0 | 0 | 0 | 0 | 0 | 0 | 0
F6_Commercial_Interruptible - College_Existing_Space Heating_Natural Gas_Green Roof - Vegetated Rooftop_A_Achievable Economic TRC Potential | F6 | Commercial | Interruptible - College | Existing | Space Heating | Natural Gas | Green Roof - Vegetated Rooftop | A | Incremental Winter Peak Savings (MW) | Achievable Economic TRC Potential | 0 | 0 | 0 | 0 | 0 | 0 | 0 | 0 | 0 | 0 | 0 | 0 | 0 | 0 | 0 | 0 | 0 | 0 | 0 | 0 | 0 | 0 | 0 | 0 | 0 | 0 | 0
F7_Commercial_Interruptible - College_Existing_Space Heating_Natural Gas_Green Roof - Vegetated Rooftop_A_Achievable Economic TRC Potential | F7 | Commercial | Interruptible - College | Existing | Space Heating | Natural Gas | Green Roof - Vegetated Rooftop | A | Cumulative Energy Savings (MWh or mTherms) | Achievable Economic TRC Potential | 0 | 0 | 0 | 0 | 0 | 0 | 0 | 0 | 0 | 0 | 0 | 0 | 0 | 0 | 0 | 0 | 0 | 0 | 0 | 0 | 0 | 0 | 0 | 0 | 0 | 0 | 0
F8_Commercial_Interruptible - College_Existing_Space Heating_Natural Gas_Green Roof - Vegetated Rooftop_A_Achievable Economic TRC Potential | F8 | Commercial | Interruptible - College | Existing | Space Heating | Natural Gas | Green Roof - Vegetated Rooftop | A | Cumulative Summer Peak Savings (MW) | Achievable Economic TRC Potential | 0 | 0 | 0 | 0 | 0 | 0 | 0 | 0 | 0 | 0 | 0 | 0 | 0 | 0 | 0 | 0 | 0 | 0 | 0 | 0 | 0 | 0 | 0 | 0 | 0 | 0 | 0
F9_Commercial_Interruptible - College_Existing_Space Heating_Natural Gas_Green Roof - Vegetated Rooftop_A_Achievable Economic TRC Potential | F9 | Commercial | Interruptible - College | Existing | Space Heating | Natural Gas | Green Roof - Vegetated Rooftop | A | Cumulative Winter Peak Savings (MW) | Achievable Economic TRC Potential | 0 | 0 | 0 | 0 | 0 | 0 | 0 | 0 | 0 | 0 | 0 | 0 | 0 | 0 | 0 | 0 | 0 | 0 | 0 | 0 | 0 | 0 | 0 | 0 | 0 | 0 | 0
F10_Commercial_Interruptible - College_Existing_Space Heating_Natural Gas_Green Roof - Vegetated Rooftop_A_Achievable Economic TRC Potential | F10 | Commercial | Interruptible - College | Existing | Space Heating | Natural Gas | Green Roof - Vegetated Rooftop | A | Purchases (Incremental) | Achievable Economic TRC Potential | 0 | 0 | 0 | 0 | 0 | 0 | 0 | 0 | 0 | 0 | 0 | 0 | 0 | 0 | 0 | 0 | 0 | 0 | 0 | 0 | 0 | 0 | 0 | 0 | 0 | 0 | 0
F11_Commercial_Interruptible - College_Existing_Space Heating_Natural Gas_Green Roof - Vegetated Rooftop_A_Achievable Economic TRC Potential | F11 | Commercial | Interruptible - College | Existing | Space Heating | Natural Gas | Green Roof - Vegetated Rooftop | A | Purchases (Cumulative) | Achievable Economic TRC Potential | 0 | 0 | 0 | 0 | 0 | 0 | 0 | 0 | 0 | 0 | 0 | 0 | 0 | 0 | 0 | 0 | 0 | 0 | 0 | 0 | 0 | 0 | 0 | 0 | 0 | 0 | 0
F1_Commercial_Interruptible - College_Existing_Space Heating_Natural Gas_Ducting - Repair and Sealing_A_Achievable Economic TRC Potential | F1 | Commercial | Interruptible - College | Existing | Space Heating | Natural Gas | Ducting - Repair and Sealing | A | Integrated Unit Energy Savings (kWh or therms) | Achievable Economic TRC Potential | 0 | 0 | 0.77465 | 0.7712 | 0.7667 | 0.76169 | 0.75625 | 0.75034 | 0.74395 | 0.73709 | 0.72976 | 0.72204 | 0.71403 | 0.70587 | 0.69776 | 0.68987 | 0.68238 | 0.67553 | 0.66936 | 0.66367 | 0.65852 | 0.65357 | 0.64962 | 0.64577 | 0.64201 | 0.63833 | 0.63472
F2_Commercial_Interruptible - College_Existing_Space Heating_Natural Gas_Ducting - Repair and Sealing_A_Achievable Economic TRC Potential | F2 | Commercial | Interruptible - College | Existing | Space Heating | Natural Gas | Ducting - Repair and Sealing | A | Integrated Unit Summer Peak Savings (kW) | Achievable Economic TRC Potential | 0 | 0 | 0 | 0 | 0 | 0 | 0 | 0 | 0 | 0 | 0 | 0 | 0 | 0 | 0 | 0 | 0 | 0 | 0 | 0 | 0 | 0 | 0 | 0 | 0 | 0 | 0
F3_Commercial_Interruptible - College_Existing_Space Heating_Natural Gas_Ducting - Repair and Sealing_A_Achievable Economic TRC Potential | F3 | Commercial | Interruptible - College | Existing | Space Heating | Natural Gas | Ducting - Repair and Sealing | A | Integrated Unit Winter Peak Savings (kW) | Achievable Economic TRC Potential | 0 | 0 | 0 | 0 | 0 | 0 | 0 | 0 | 0 | 0 | 0 | 0 | 0 | 0 | 0 | 0 | 0 | 0 | 0 | 0 | 0 | 0 | 0 | 0 | 0 | 0 | 0
F4_Commercial_Interruptible - College_Existing_Space Heating_Natural Gas_Ducting - Repair and Sealing_A_Achievable Economic TRC Potential | F4 | Commercial | Interruptible - College | Existing | Space Heating | Natural Gas | Ducting - Repair and Sealing | A | Incremental Energy Savings (MWh or mTherms) | Achievable Economic TRC Potential | 0 | 0 | 0.26286 | 0.14081 | 0.47357 | 0.76529 | 1.1533 | 1.6389 | 2.2103 | 2.839 | 3.4764 | 4.0561 | 4.5002 | 4.7327 | 4.6978 | 4.3784 | 3.8079 | 3.0685 | 2.2726 | 1.6509 | 0.67035 | 0.59034 | 0 | 0 | 0 | 0 | 0
F5_Commercial_Interruptible - College_Existing_Space Heating_Natural Gas_Ducting - Repair and Sealing_A_Achievable Economic TRC Potential | F5 | Commercial | Interruptible - College | Existing | Space Heating | Natural Gas | Ducting - Repair and Sealing | A | Incremental Summer Peak Savings (MW) | Achievable Economic TRC Potential | 0 | 0 | 0 | 0 | 0 | 0 | 0 | 0 | 0 | 0 | 0 | 0 | 0 | 0 | 0 | 0 | 0 | 0 | 0 | 0 | 0 | 0 | 0 | 0 | 0 | 0 | 0
F6_Commercial_Interruptible - College_Existing_Space Heating_Natural Gas_Ducting - Repair and Sealing_A_Achievable Economic TRC Potential | F6 | Commercial | Interruptible - College | Existing | Space Heating | Natural Gas | Ducting - Repair and Sealing | A | Incremental Winter Peak Savings (MW) | Achievable Economic TRC Potential | 0 | 0 | 0 | 0 | 0 | 0 | 0 | 0 | 0 | 0 | 0 | 0 | 0 | 0 | 0 | 0 | 0 | 0 | 0 | 0 | 0 | 0 | 0 | 0 | 0 | 0 | 0
F7_Commercial_Interruptible - College_Existing_Space Heating_Natural Gas_Ducting - Repair and Sealing_A_Achievable Economic TRC Potential | F7 | Commercial | Interruptible - College | Existing | Space Heating | Natural Gas | Ducting - Repair and Sealing | A | Cumulative Energy Savings (MWh or mTherms) | Achievable Economic TRC Potential | 0 | 0 | 0.26286 | 0.4025 | 0.87371 | 1.6333 | 2.7749 | 4.3921 | 6.5651 | 9.3434 | 12.727 | 16.6485 | 20.964 | 25.4572 | 29.8623 | 33.9032 | 37.3432 | 40.0368 | 41.9439 | 43.2377 | 43.5726 | 43.8358 | 43.5708 | 43.3125 | 43.0602 | 42.8133 | 42.5712
F8_Commercial_Interruptible - College_Existing_Space Heating_Natural Gas_Ducting - Repair and Sealing_A_Achievable Economic TRC Potential | F8 | Commercial | Interruptible - College | Existing | Space Heating | Natural Gas | Ducting - Repair and Sealing | A | Cumulative Summer Peak Savings (MW) | Achievable Economic TRC Potential | 0 | 0 | 0 | 0 | 0 | 0 | 0 | 0 | 0 | 0 | 0 | 0 | 0 | 0 | 0 | 0 | 0 | 0 | 0 | 0 | 0 | 0 | 0 | 0 | 0 | 0 | 0
F9_Commercial_Interruptible - College_Existing_Space Heating_Natural Gas_Ducting - Repair and Sealing_A_Achievable Economic TRC Potential | F9 | Commercial | Interruptible - College | Existing | Space Heating | Natural Gas | Ducting - Repair and Sealing | A | Cumulative Winter Peak Savings (MW) | Achievable Economic TRC Potential | 0 | 0 | 0 | 0 | 0 | 0 | 0 | 0 | 0 | 0 | 0 | 0 | 0 | 0 | 0 | 0 | 0 | 0 | 0 | 0 | 0 | 0 | 0 | 0 | 0 | 0 | 0
F10_Commercial_Interruptible - College_Existing_Space Heating_Natural Gas_Ducting - Repair and Sealing_A_Achievable Economic TRC Potential | F10 | Commercial | Interruptible - College | Existing | Space Heating | Natural Gas | Ducting - Repair and Sealing | A | Purchases (Incremental) | Achievable Economic TRC Potential | 0 | 0 | 339.3218 | 182.5862 | 617.6711 | 1004.7267 | 1525.0348 | 2184.1757 | 2971.0788 | 3851.5912 | 4763.7545 | 5617.5982 | 6302.5801 | 6704.7586 | 6732.7501 | 6346.7524 | 5580.2149 | 4542.4032 | 3395.2241 | 2487.5569 | 1017.9653 | 903.2434 | 0 | 0 | 0 | 0 | 0
F11_Commercial_Interruptible - College_Existing_Space Heating_Natural Gas_Ducting - Repair and Sealing_A_Achievable Economic TRC Potential | F11 | Commercial | Interruptible - College | Existing | Space Heating | Natural Gas | Ducting - Repair and Sealing | A | Purchases (Cumulative) | Achievable Economic TRC Potential | 0 | 0 | 339.3218 | 521.908 | 1139.5791 | 2144.3058 | 3669.3406 | 5853.5164 | 8824.5952 | 12676.1864 | 17439.9409 | 23057.5391 | 29360.1193 | 36064.8779 | 42797.628 | 49144.3804 | 54724.5953 | 59266.9985 | 62662.2226 | 65149.7794 | 66167.7447 | 67070.9881 | 67070.9881 | 67070.9881 | 67070.9881 | 67070.9881 | 67070.9881
F1_Commercial_Interruptible - College_Existing_Space Heating_Natural Gas_Windows - High Efficiency Glazing_A_Achievable Economic TRC Potential | F1 | Commercial | Interruptible - College | Existing | Space Heating | Natural Gas | Windows - High Efficiency Glazing | A | Integrated Unit Energy Savings (kWh or therms) | Achievable Economic TRC Potential | 0 | 0 | 15.4413 | 15.281 | 15.0842 | 14.8649 | 14.6209 | 14.3477 | 14.0444 | 13.7118 | 13.3536 | 12.9764 | 12.5965 | 12.2185 | 11.8587 | 11.5215 | 11.2176 | 10.9686 | 10.7757 | 10.6131 | 10.4885 | 10.373 | 10.3102 | 10.249 | 10.1892 | 10.1307 | 10.0734
F2_Commercial_Interruptible - College_Existing_Space Heating_Natural Gas_Windows - High Efficiency Glazing_A_Achievable Economic TRC Potential | F2 | Commercial | Interruptible - College | Existing | Space Heating | Natural Gas | Windows - High Efficiency Glazing | A | Integrated Unit Summer Peak Savings (kW) | Achievable Economic TRC Potential | 0 | 0 | 0 | 0 | 0 | 0 | 0 | 0 | 0 | 0 | 0 | 0 | 0 | 0 | 0 | 0 | 0 | 0 | 0 | 0 | 0 | 0 | 0 | 0 | 0 | 0 | 0
F3_Commercial_Interruptible - College_Existing_Space Heating_Natural Gas_Windows - High Efficiency Glazing_A_Achievable Economic TRC Potential | F3 | Commercial | Interruptible - College | Existing | Space Heating | Natural Gas | Windows - High Efficiency Glazing | A | Integrated Unit Winter Peak Savings (kW) | Achievable Economic TRC Potential | 0 | 0 | 0 | 0 | 0 | 0 | 0 | 0 | 0 | 0 | 0 | 0 | 0 | 0 | 0 | 0 | 0 | 0 | 0 | 0 | 0 | 0 | 0 | 0 | 0 | 0 | 0
F4_Commercial_Interruptible - College_Existing_Space Heating_Natural Gas_Windows - High Efficiency Glazing_A_Achievable Economic TRC Potential | F4 | Commercial | Interruptible - College | Existing | Space Heating | Natural Gas | Windows - High Efficiency Glazing | A | Incremental Energy Savings (MWh or mTherms) | Achievable Economic TRC Potential | 0 | 0 | 0 | 0 | 0 | 0 | 0 | 0 | 0 | 0 | 0 | 0 | 0 | 0 | 0 | 0 | 0 | 0 | 0 | 0 | 0 | 0 | 0 | 0 | 0 | 0 | 0
F5_Commercial_Interruptible - College_Existing_Space Heating_Natural Gas_Windows - High Efficiency Glazing_A_Achievable Economic TRC Potential | F5 | Commercial | Interruptible - College | Existing | Space Heating | Natural Gas | Windows - High Efficiency Glazing | A | Incremental Summer Peak Savings (MW) | Achievable Economic TRC Potential | 0 | 0 | 0 | 0 | 0 | 0 | 0 | 0 | 0 | 0 | 0 | 0 | 0 | 0 | 0 | 0 | 0 | 0 | 0 | 0 | 0 | 0 | 0 | 0 | 0 | 0 | 0
F6_Commercial_Interruptible - College_Existing_Space Heating_Natural Gas_Windows - High Efficiency Glazing_A_Achievable Economic TRC Potential | F6 | Commercial | Interruptible - College | Existing | Space Heating | Natural Gas | Windows - High Efficiency Glazing | A | Incremental Winter Peak Savings (MW) | Achievable Economic TRC Potential | 0 | 0 | 0 | 0 | 0 | 0 | 0 | 0 | 0 | 0 | 0 | 0 | 0 | 0 | 0 | 0 | 0 | 0 | 0 | 0 | 0 | 0 | 0 | 0 | 0 | 0 | 0
F7_Commercial_Interruptible - College_Existing_Space Heating_Natural Gas_Windows - High Efficiency Glazing_A_Achievable Economic TRC Potential | F7 | Commercial | Interruptible - College | Existing | Space Heating | Natural Gas | Windows - High Efficiency Glazing | A | Cumulative Energy Savings (MWh or mTherms) | Achievable Economic TRC Potential | 0 | 0 | 0 | 0 | 0 | 0 | 0 | 0 | 0 | 0 | 0 | 0 | 0 | 0 | 0 | 0 | 0 | 0 | 0 | 0 | 0 | 0 | 0 | 0 | 0 | 0 | 0
F8_Commercial_Interruptible - College_Existing_Space Heating_Natural Gas_Windows - High Efficiency Glazing_A_Achievable Economic TRC Potential | F8 | Commercial | Interruptible - College | Existing | Space Heating | Natural Gas | Windows - High Efficiency Glazing | A | Cumulative Summer Peak Savings (MW) | Achievable Economic TRC Potential | 0 | 0 | 0 | 0 | 0 | 0 | 0 | 0 | 0 | 0 | 0 | 0 | 0 | 0 | 0 | 0 | 0 | 0 | 0 | 0 | 0 | 0 | 0 | 0 | 0 | 0 | 0
F9_Commercial_Interruptible - College_Existing_Space Heating_Natural Gas_Windows - High Efficiency Glazing_A_Achievable Economic TRC Potential | F9 | Commercial | Interruptible - College | Existing | Space Heating | Natural Gas | Windows - High Efficiency Glazing | A | Cumulative Winter Peak Savings (MW) | Achievable Economic TRC Potential | 0 | 0 | 0 | 0 | 0 | 0 | 0 | 0 | 0 | 0 | 0 | 0 | 0 | 0 | 0 | 0 | 0 | 0 | 0 | 0 | 0 | 0 | 0 | 0 | 0 | 0 | 0
F10_Commercial_Interruptible - College_Existing_Space Heating_Natural Gas_Windows - High Efficiency Glazing_A_Achievable Economic TRC Potential | F10 | Commercial | Interruptible - College | Existing | Space Heating | Natural Gas | Windows - High Efficiency Glazing | A | Purchases (Incremental) | Achievable Economic TRC Potential | 0 | 0 | 0 | 0 | 0 | 0 | 0 | 0 | 0 | 0 | 0 | 0 | 0 | 0 | 0 | 0 | 0 | 0 | 0 | 0 | 0 | 0 | 0 | 0 | 0 | 0 | 0
F11_Commercial_Interruptible - College_Existing_Space Heating_Natural Gas_Windows - High Efficiency Glazing_A_Achievable Economic TRC Potential | F11 | Commercial | Interruptible - College | Existing | Space Heating | Natural Gas | Windows - High Efficiency Glazing | A | Purchases (Cumulative) | Achievable Economic TRC Potential | 0 | 0 | 0 | 0 | 0 | 0 | 0 | 0 | 0 | 0 | 0 | 0 | 0 | 0 | 0 | 0 | 0 | 0 | 0 | 0 | 0 | 0 | 0 | 0 | 0 | 0 | 0
F1_Commercial_Interruptible - College_Existing_Space Heating_Natural Gas_Windows - Secondary Glazing Systems_A_Achievable Economic TRC Potential | F1 | Commercial | Interruptible - College | Existing | Space Heating | Natural Gas | Windows - Secondary Glazing Systems | A | Integrated Unit Energy Savings (kWh or therms) | Achievable Economic TRC Potential | 0 | 0 | 41.6098 | 41.1839 | 40.6739 | 40.1153 | 39.5059 | 38.8368 | 38.1081 | 37.3234 | 36.4909 | 35.625 | 34.7632 | 33.9092 | 33.097 | 32.3286 | 31.6251 | 31.0428 | 30.5854 | 30.1881 | 29.8685 | 29.5672 | 29.3882 | 29.2137 | 29.0433 | 28.8766 | 28.7131
F2_Commercial_Interruptible - College_Existing_Space Heating_Natural Gas_Windows - Secondary Glazing Systems_A_Achievable Economic TRC Potential | F2 | Commercial | Interruptible - College | Existing | Space Heating | Natural Gas | Windows - Secondary Glazing Systems | A | Integrated Unit Summer Peak Savings (kW) | Achievable Economic TRC Potential | 0 | 0 | 0 | 0 | 0 | 0 | 0 | 0 | 0 | 0 | 0 | 0 | 0 | 0 | 0 | 0 | 0 | 0 | 0 | 0 | 0 | 0 | 0 | 0 | 0 | 0 | 0
F3_Commercial_Interruptible - College_Existing_Space Heating_Natural Gas_Windows - Secondary Glazing Systems_A_Achievable Economic TRC Potential | F3 | Commercial | Interruptible - College | Existing | Space Heating | Natural Gas | Windows - Secondary Glazing Systems | A | Integrated Unit Winter Peak Savings (kW) | Achievable Economic TRC Potential | 0 | 0 | 0 | 0 | 0 | 0 | 0 | 0 | 0 | 0 | 0 | 0 | 0 | 0 | 0 | 0 | 0 | 0 | 0 | 0 | 0 | 0 | 0 | 0 | 0 | 0 | 0
F4_Commercial_Interruptible - College_Existing_Space Heating_Natural Gas_Windows - Secondary Glazing Systems_A_Achievable Economic TRC Potential | F4 | Commercial | Interruptible - College | Existing | Space Heating | Natural Gas | Windows - Secondary Glazing Systems | A | Incremental Energy Savings (MWh or mTherms) | Achievable Economic TRC Potential | 0 | 0 | 0.32677 | 0.17403 | 0.58145 | 0.93282 | 1.3944 | 1.9632 | 2.6204 | 3.3271 | 4.0232 | 4.6317 | 5.0708 | 5.2619 | 5.1573 | 4.7487 | 4.0843 | 3.2635 | 2.4034 | 1.738 | 0.93826 | 0.74304 | 0 | 0 | 0 | 0 | 0
F5_Commercial_Interruptible - College_Existing_Space Heating_Natural Gas_Windows - Secondary Glazing Systems_A_Achievable Economic TRC Potential | F5 | Commercial | Interruptible - College | Existing | Space Heating | Natural Gas | Windows - Secondary Glazing Systems | A | Incremental Summer Peak Savings (MW) | Achievable Economic TRC Potential | 0 | 0 | 0 | 0 | 0 | 0 | 0 | 0 | 0 | 0 | 0 | 0 | 0 | 0 | 0 | 0 | 0 | 0 | 0 | 0 | 0 | 0 | 0 | 0 | 0 | 0 | 0
F6_Commercial_Interruptible - College_Existing_Space Heating_Natural Gas_Windows - Secondary Glazing Systems_A_Achievable Economic TRC Potential | F6 | Commercial | Interruptible - College | Existing | Space Heating | Natural Gas | Windows - Secondary Glazing Systems | A | Incremental Winter Peak Savings (MW) | Achievable Economic TRC Potential | 0 | 0 | 0 | 0 | 0 | 0 | 0 | 0 | 0 | 0 | 0 | 0 | 0 | 0 | 0 | 0 | 0 | 0 | 0 | 0 | 0 | 0 | 0 | 0 | 0 | 0 | 0
F7_Commercial_Interruptible - College_Existing_Space Heating_Natural Gas_Windows - Secondary Glazing Systems_A_Achievable Economic TRC Potential | F7 | Commercial | Interruptible - College | Existing | Space Heating | Natural Gas | Windows - Secondary Glazing Systems | A | Cumulative Energy Savings (MWh or mTherms) | Achievable Economic TRC Potential | 0 | 0 | 0.32677 | 0.49746 | 1.0728 | 1.9908 | 3.355 | 5.2614 | 7.7831 | 10.9499 | 14.7289 | 19.0111 | 23.622 | 28.3035 | 32.7828 | 36.7705 | 40.0547 | 42.5807 | 44.3566 | 45.5185 | 45.9749 | 46.2541 | 45.974 | 45.7011 | 45.4346 | 45.1737 | 44.9179
F8_Commercial_Interruptible - College_Existing_Space Heating_Natural Gas_Windows - Secondary Glazing Systems_A_Achievable Economic TRC Potential | F8 | Commercial | Interruptible - College | Existing | Space Heating | Natural Gas | Windows - Secondary Glazing Systems | A | Cumulative Summer Peak Savings (MW) | Achievable Economic TRC Potential | 0 | 0 | 0 | 0 | 0 | 0 | 0 | 0 | 0 | 0 | 0 | 0 | 0 | 0 | 0 | 0 | 0 | 0 | 0 | 0 | 0 | 0 | 0 | 0 | 0 | 0 | 0
F9_Commercial_Interruptible - College_Existing_Space Heating_Natural Gas_Windows - Secondary Glazing Systems_A_Achievable Economic TRC Potential | F9 | Commercial | Interruptible - College | Existing | Space Heating | Natural Gas | Windows - Secondary Glazing Systems | A | Cumulative Winter Peak Savings (MW) | Achievable Economic TRC Potential | 0 | 0 | 0 | 0 | 0 | 0 | 0 | 0 | 0 | 0 | 0 | 0 | 0 | 0 | 0 | 0 | 0 | 0 | 0 | 0 | 0 | 0 | 0 | 0 | 0 | 0 | 0
F10_Commercial_Interruptible - College_Existing_Space Heating_Natural Gas_Windows - Secondary Glazing Systems_A_Achievable Economic TRC Potential | F10 | Commercial | Interruptible - College | Existing | Space Heating | Natural Gas | Windows - Secondary Glazing Systems | A | Purchases (Incremental) | Achievable Economic TRC Potential | 0 | 0 | 7.8533 | 4.2258 | 14.2954 | 23.2534 | 35.2954 | 50.5506 | 68.7627 | 89.1413 | 110.2524 | 130.0138 | 145.8671 | 155.1751 | 155.8229 | 146.8894 | 129.1486 | 105.1295 | 78.5791 | 57.5721 | 31.4131 | 25.1305 | 0 | 0 | 0 | 0 | 0
F11_Commercial_Interruptible - College_Existing_Space Heating_Natural Gas_Windows - Secondary Glazing Systems_A_Achievable Economic TRC Potential | F11 | Commercial | Interruptible - College | Existing | Space Heating | Natural Gas | Windows - Secondary Glazing Systems | A | Purchases (Cumulative) | Achievable Economic TRC Potential | 0 | 0 | 7.8533 | 12.0791 | 26.3744 | 49.6279 | 84.9233 | 135.4739 | 204.2366 | 293.3779 | 403.6304 | 533.6442 | 679.5113 | 834.6863 | 990.5093 | 1137.3986 | 1266.5473 | 1371.6767 | 1450.2559 | 1507.828 | 1539.241 | 1564.3715 | 1564.3715 | 1564.3715 | 1564.3715 | 1564.3715 | 1564.3715
F1_Commercial_Interruptible - College_Existing_Space Heating_Natural Gas_HVAC - Energy Recovery Ventilator_A_Achievable Economic TRC Potential | F1 | Commercial | Interruptible - College | Existing | Space Heating | Natural Gas | HVAC - Energy Recovery Ventilator | A | Integrated Unit Energy Savings (kWh or therms) | Achievable Economic TRC Potential | 0 | 0 | 0.58012 | 0.57595 | 0.57084 | 0.56525 | 0.55917 | 0.55255 | 0.54534 | 0.53754 | 0.52915 | 0.52024 | 0.51098 | 0.50157 | 0.49228 | 0.48337 | 0.47507 | 0.46822 | 0.46287 | 0.45815 | 0.45428 | 0.45059 | 0.44786 | 0.4452 | 0.44261 | 0.44007 | 0.43758
F2_Commercial_Interruptible - College_Existing_Space Heating_Natural Gas_HVAC - Energy Recovery Ventilator_A_Achievable Economic TRC Potential | F2 | Commercial | Interruptible - College | Existing | Space Heating | Natural Gas | HVAC - Energy Recovery Ventilator | A | Integrated Unit Summer Peak Savings (kW) | Achievable Economic TRC Potential | 0 | 0 | 0 | 0 | 0 | 0 | 0 | 0 | 0 | 0 | 0 | 0 | 0 | 0 | 0 | 0 | 0 | 0 | 0 | 0 | 0 | 0 | 0 | 0 | 0 | 0 | 0
F3_Commercial_Interruptible - College_Existing_Space Heating_Natural Gas_HVAC - Energy Recovery Ventilator_A_Achievable Economic TRC Potential | F3 | Commercial | Interruptible - College | Existing | Space Heating | Natural Gas | HVAC - Energy Recovery Ventilator | A | Integrated Unit Winter Peak Savings (kW) | Achievable Economic TRC Potential | 0 | 0 | 0 | 0 | 0 | 0 | 0 | 0 | 0 | 0 | 0 | 0 | 0 | 0 | 0 | 0 | 0 | 0 | 0 | 0 | 0 | 0 | 0 | 0 | 0 | 0 | 0
F4_Commercial_Interruptible - College_Existing_Space Heating_Natural Gas_HVAC - Energy Recovery Ventilator_A_Achievable Economic TRC Potential | F4 | Commercial | Interruptible - College | Existing | Space Heating | Natural Gas | HVAC - Energy Recovery Ventilator | A | Incremental Energy Savings (MWh or mTherms) | Achievable Economic TRC Potential | 0 | 0 | 0.76199 | 1.5528 | 1.5391 | 1.524 | 1.5076 | 1.4897 | 1.4703 | 1.4493 | 1.4266 | 1.4026 | 1.3777 | 1.3523 | 1.3273 | 1.3032 | 1.2808 | 1.2624 | 1.248 | 1.2352 | 1.2248 | 1.2148 | 0 | 0 | 0 | 0 | 0
F5_Commercial_Interruptible - College_Existing_Space Heating_Natural Gas_HVAC - Energy Recovery Ventilator_A_Achievable Economic TRC Potential | F5 | Commercial | Interruptible - College | Existing | Space Heating | Natural Gas | HVAC - Energy Recovery Ventilator | A | Incremental Summer Peak Savings (MW) | Achievable Economic TRC Potential | 0 | 0 | 0 | 0 | 0 | 0 | 0 | 0 | 0 | 0 | 0 | 0 | 0 | 0 | 0 | 0 | 0 | 0 | 0 | 0 | 0 | 0 | 0 | 0 | 0 | 0 | 0
F6_Commercial_Interruptible - College_Existing_Space Heating_Natural Gas_HVAC - Energy Recovery Ventilator_A_Achievable Economic TRC Potential | F6 | Commercial | Interruptible - College | Existing | Space Heating | Natural Gas | HVAC - Energy Recovery Ventilator | A | Incremental Winter Peak Savings (MW) | Achievable Economic TRC Potential | 0 | 0 | 0 | 0 | 0 | 0 | 0 | 0 | 0 | 0 | 0 | 0 | 0 | 0 | 0 | 0 | 0 | 0 | 0 | 0 | 0 | 0 | 0 | 0 | 0 | 0 | 0
F7_Commercial_Interruptible - College_Existing_Space Heating_Natural Gas_HVAC - Energy Recovery Ventilator_A_Achievable Economic TRC Potential | F7 | Commercial | Interruptible - College | Existing | Space Heating | Natural Gas | HVAC - Energy Recovery Ventilator | A | Cumulative Energy Savings (MWh or mTherms) | Achievable Economic TRC Potential | 0 | 0 | 0.76199 | 2.3093 | 3.8279 | 5.3144 | 6.7649 | 8.1745 | 9.5383 | 10.851 | 12.1082 | 13.3072 | 14.448 | 15.5342 | 16.5736 | 17.5768 | 18.5559 | 19.5506 | 20.5754 | 21.6008 | 22.6431 | 23.674 | 23.5307 | 23.391 | 23.2547 | 23.1213 | 22.9904
F8_Commercial_Interruptible - College_Existing_Space Heating_Natural Gas_HVAC - Energy Recovery Ventilator_A_Achievable Economic TRC Potential | F8 | Commercial | Interruptible - College | Existing | Space Heating | Natural Gas | HVAC - Energy Recovery Ventilator | A | Cumulative Summer Peak Savings (MW) | Achievable Economic TRC Potential | 0 | 0 | 0 | 0 | 0 | 0 | 0 | 0 | 0 | 0 | 0 | 0 | 0 | 0 | 0 | 0 | 0 | 0 | 0 | 0 | 0 | 0 | 0 | 0 | 0 | 0 | 0
F9_Commercial_Interruptible - College_Existing_Space Heating_Natural Gas_HVAC - Energy Recovery Ventilator_A_Achievable Economic TRC Potential | F9 | Commercial | Interruptible - College | Existing | Space Heating | Natural Gas | HVAC - Energy Recovery Ventilator | A | Cumulative Winter Peak Savings (MW) | Achievable Economic TRC Potential | 0 | 0 | 0 | 0 | 0 | 0 | 0 | 0 | 0 | 0 | 0 | 0 | 0 | 0 | 0 | 0 | 0 | 0 | 0 | 0 | 0 | 0 | 0 | 0 | 0 | 0 | 0
F10_Commercial_Interruptible - College_Existing_Space Heating_Natural Gas_HVAC - Energy Recovery Ventilator_A_Achievable Economic TRC Potential | F10 | Commercial | Interruptible - College | Existing | Space Heating | Natural Gas | HVAC - Energy Recovery Ventilator | A | Purchases (Incremental) | Achievable Economic TRC Potential | 0 | 0 | 1313.5036 | 2696.139 | 2696.139 | 2696.139 | 2696.139 | 2696.139 | 2696.139 | 2696.139 | 2696.139 | 2696.139 | 2696.139 | 2696.139 | 2696.139 | 2696.139 | 2696.139 | 2696.139 | 2696.139 | 2696.139 | 2696.139 | 2696.139 | 0 | 0 | 0 | 0 | 0
F11_Commercial_Interruptible - College_Existing_Space Heating_Natural Gas_HVAC - Energy Recovery Ventilator_A_Achievable Economic TRC Potential | F11 | Commercial | Interruptible - College | Existing | Space Heating | Natural Gas | HVAC - Energy Recovery Ventilator | A | Purchases (Cumulative) | Achievable Economic TRC Potential | 0 | 0 | 1313.5036 | 4009.6426 | 6705.7816 | 9401.9206 | 12098.0596 | 14794.1986 | 17490.3376 | 20186.4766 | 22882.6156 | 25578.7546 | 28274.8937 | 30971.0327 | 33667.1717 | 36363.3107 | 39059.4497 | 41755.5887 | 44451.7277 | 47147.8667 | 49844.0057 | 52540.1447 | 52540.1447 | 52540.1447 | 52540.1447 | 52540.1447 | 52540.1447
F1_Commercial_Interruptible - College_Existing_Space Heating_Natural Gas_Building Shell - Air Sealing (Infiltration Control)_A_Achievable Economic TRC Potential | F1 | Commercial | Interruptible - College | Existing | Space Heating | Natural Gas | Building Shell - Air Sealing (Infiltration Control) | A | Integrated Unit Energy Savings (kWh or therms) | Achievable Economic TRC Potential | 0 | 0 | 31.3015 | 31.0356 | 30.7199 | 30.3788 | 30.0124 | 29.6176 | 29.1927 | 28.7366 | 28.2503 | 27.738 | 27.2079 | 26.6713 | 26.1421 | 25.6344 | 25.1605 | 24.7644 | 24.4487 | 24.1669 | 23.9304 | 23.7039 | 23.5604 | 23.4206 | 23.2841 | 23.1505 | 23.0195
F2_Commercial_Interruptible - College_Existing_Space Heating_Natural Gas_Building Shell - Air Sealing (Infiltration Control)_A_Achievable Economic TRC Potential | F2 | Commercial | Interruptible - College | Existing | Space Heating | Natural Gas | Building Shell - Air Sealing (Infiltration Control) | A | Integrated Unit Summer Peak Savings (kW) | Achievable Economic TRC Potential | 0 | 0 | 0 | 0 | 0 | 0 | 0 | 0 | 0 | 0 | 0 | 0 | 0 | 0 | 0 | 0 | 0 | 0 | 0 | 0 | 0 | 0 | 0 | 0 | 0 | 0 | 0
F3_Commercial_Interruptible - College_Existing_Space Heating_Natural Gas_Building Shell - Air Sealing (Infiltration Control)_A_Achievable Economic TRC Potential | F3 | Commercial | Interruptible - College | Existing | Space Heating | Natural Gas | Building Shell - Air Sealing (Infiltration Control) | A | Integrated Unit Winter Peak Savings (kW) | Achievable Economic TRC Potential | 0 | 0 | 0 | 0 | 0 | 0 | 0 | 0 | 0 | 0 | 0 | 0 | 0 | 0 | 0 | 0 | 0 | 0 | 0 | 0 | 0 | 0 | 0 | 0 | 0 | 0 | 0
F4_Commercial_Interruptible - College_Existing_Space Heating_Natural Gas_Building Shell - Air Sealing (Infiltration Control)_A_Achievable Economic TRC Potential | F4 | Commercial | Interruptible - College | Existing | Space Heating | Natural Gas | Building Shell - Air Sealing (Infiltration Control) | A | Incremental Energy Savings (MWh or mTherms) | Achievable Economic TRC Potential | 0 | 0 | 0.0045851 | 0.0024462 | 0.0081912 | 0.013176 | 0.019758 | 0.027926 | 0.037442 | 0.04778 | 0.058096 | 0.067266 | 0.070041 | 0.075094 | 0.06901 | 0.059115 | 0.044045 | 0.025211 | 0.0044765 | 0 | 0 | 0 | 0 | 0 | 0 | 0 | 0
F5_Commercial_Interruptible - College_Existing_Space Heating_Natural Gas_Building Shell - Air Sealing (Infiltration Control)_A_Achievable Economic TRC Potential | F5 | Commercial | Interruptible - College | Existing | Space Heating | Natural Gas | Building Shell - Air Sealing (Infiltration Control) | A | Incremental Summer Peak Savings (MW) | Achievable Economic TRC Potential | 0 | 0 | 0 | 0 | 0 | 0 | 0 | 0 | 0 | 0 | 0 | 0 | 0 | 0 | 0 | 0 | 0 | 0 | 0 | 0 | 0 | 0 | 0 | 0 | 0 | 0 | 0
F6_Commercial_Interruptible - College_Existing_Space Heating_Natural Gas_Building Shell - Air Sealing (Infiltration Control)_A_Achievable Economic TRC Potential | F6 | Commercial | Interruptible - College | Existing | Space Heating | Natural Gas | Building Shell - Air Sealing (Infiltration Control) | A | Incremental Winter Peak Savings (MW) | Achievable Economic TRC Potential | 0 | 0 | 0 | 0 | 0 | 0 | 0 | 0 | 0 | 0 | 0 | 0 | 0 | 0 | 0 | 0 | 0 | 0 | 0 | 0 | 0 | 0 | 0 | 0 | 0 | 0 | 0
F7_Commercial_Interruptible - College_Existing_Space Heating_Natural Gas_Building Shell - Air Sealing (Infiltration Control)_A_Achievable Economic TRC Potential | F7 | Commercial | Interruptible - College | Existing | Space Heating | Natural Gas | Building Shell - Air Sealing (Infiltration Control) | A | Cumulative Energy Savings (MWh or mTherms) | Achievable Economic TRC Potential | 0 | 0 | 0.0045851 | 0.0069924 | 0.015112 | 0.028121 | 0.04754 | 0.074841 | 0.11121 | 0.15725 | 0.21269 | 0.2761 | 0.34086 | 0.40923 | 0.47012 | 0.52011 | 0.55454 | 0.57102 | 0.56821 | 0.56166 | 0.55617 | 0.5509 | 0.54757 | 0.54432 | 0.54115 | 0.53804 | 0.535
F8_Commercial_Interruptible - College_Existing_Space Heating_Natural Gas_Building Shell - Air Sealing (Infiltration Control)_A_Achievable Economic TRC Potential | F8 | Commercial | Interruptible - College | Existing | Space Heating | Natural Gas | Building Shell - Air Sealing (Infiltration Control) | A | Cumulative Summer Peak Savings (MW) | Achievable Economic TRC Potential | 0 | 0 | 0 | 0 | 0 | 0 | 0 | 0 | 0 | 0 | 0 | 0 | 0 | 0 | 0 | 0 | 0 | 0 | 0 | 0 | 0 | 0 | 0 | 0 | 0 | 0 | 0
F9_Commercial_Interruptible - College_Existing_Space Heating_Natural Gas_Building Shell - Air Sealing (Infiltration Control)_A_Achievable Economic TRC Potential | F9 | Commercial | Interruptible - College | Existing | Space Heating | Natural Gas | Building Shell - Air Sealing (Infiltration Control) | A | Cumulative Winter Peak Savings (MW) | Achievable Economic TRC Potential | 0 | 0 | 0 | 0 | 0 | 0 | 0 | 0 | 0 | 0 | 0 | 0 | 0 | 0 | 0 | 0 | 0 | 0 | 0 | 0 | 0 | 0 | 0 | 0 | 0 | 0 | 0
F10_Commercial_Interruptible - College_Existing_Space Heating_Natural Gas_Building Shell - Air Sealing (Infiltration Control)_A_Achievable Economic TRC Potential | F10 | Commercial | Interruptible - College | Existing | Space Heating | Natural Gas | Building Shell - Air Sealing (Infiltration Control) | A | Purchases (Incremental) | Achievable Economic TRC Potential | 0 | 0 | 0.14648 | 0.07882 | 0.26664 | 0.43373 | 0.65834 | 0.94288 | 1.2826 | 1.6627 | 2.0565 | 2.4251 | 2.5743 | 2.8155 | 2.6398 | 2.3061 | 1.7506 | 1.018 | 0.1831 | 0 | 0 | 0 | 0 | 0 | 0 | 0 | 0
F11_Commercial_Interruptible - College_Existing_Space Heating_Natural Gas_Building Shell - Air Sealing (Infiltration Control)_A_Achievable Economic TRC Potential | F11 | Commercial | Interruptible - College | Existing | Space Heating | Natural Gas | Building Shell - Air Sealing (Infiltration Control) | A | Purchases (Cumulative) | Achievable Economic TRC Potential | 0 | 0 | 0.14648 | 0.2253 | 0.49194 | 0.92567 | 1.584 | 2.5269 | 3.8095 | 5.4722 | 7.5286 | 9.9537 | 12.528 | 15.3435 | 17.9833 | 20.2894 | 22.04 | 23.058 | 23.2411 | 23.2411 | 23.2411 | 23.2411 | 23.2411 | 23.2411 | 23.2411 | 23.2411 | 23.2411
F1_Commercial_Interruptible - College_Existing_Space Heating_Natural Gas_Ventilation - Demand Controlled_A_Achievable Economic TRC Potential | F1 | Commercial | Interruptible - College | Existing | Space Heating | Natural Gas | Ventilation - Demand Controlled | A | Integrated Unit Energy Savings (kWh or therms) | Achievable Economic TRC Potential | 0 | 0 | 0.14267 | 0.14146 | 0.14002 | 0.13846 | 0.13679 | 0.13499 | 0.13304 | 0.13096 | 0.12874 | 0.12639 | 0.12397 | 0.12152 | 0.1191 | 0.11678 | 0.11461 | 0.11281 | 0.11137 | 0.11008 | 0.10901 | 0.10797 | 0.10732 | 0.10668 | 0.10606 | 0.10545 | 0.10486
F2_Commercial_Interruptible - College_Existing_Space Heating_Natural Gas_Ventilation - Demand Controlled_A_Achievable Economic TRC Potential | F2 | Commercial | Interruptible - College | Existing | Space Heating | Natural Gas | Ventilation - Demand Controlled | A | Integrated Unit Summer Peak Savings (kW) | Achievable Economic TRC Potential | 0 | 0 | 0 | 0 | 0 | 0 | 0 | 0 | 0 | 0 | 0 | 0 | 0 | 0 | 0 | 0 | 0 | 0 | 0 | 0 | 0 | 0 | 0 | 0 | 0 | 0 | 0
F3_Commercial_Interruptible - College_Existing_Space Heating_Natural Gas_Ventilation - Demand Controlled_A_Achievable Economic TRC Potential | F3 | Commercial | Interruptible - College | Existing | Space Heating | Natural Gas | Ventilation - Demand Controlled | A | Integrated Unit Winter Peak Savings (kW) | Achievable Economic TRC Potential | 0 | 0 | 0 | 0 | 0 | 0 | 0 | 0 | 0 | 0 | 0 | 0 | 0 | 0 | 0 | 0 | 0 | 0 | 0 | 0 | 0 | 0 | 0 | 0 | 0 | 0 | 0
F4_Commercial_Interruptible - College_Existing_Space Heating_Natural Gas_Ventilation - Demand Controlled_A_Achievable Economic TRC Potential | F4 | Commercial | Interruptible - College | Existing | Space Heating | Natural Gas | Ventilation - Demand Controlled | A | Incremental Energy Savings (MWh or mTherms) | Achievable Economic TRC Potential | 0 | 0 | 0.64464 | 0.78479 | 0.95058 | 1.0912 | 1.2296 | 1.4186 | 1.5339 | 1.5424 | 1.4289 | 1.2059 | 0.35512 | 0 | 0 | 0 | 0 | 0 | 0 | 0 | 0 | 0 | 0 | 0 | 0 | 0 | 0
F5_Commercial_Interruptible - College_Existing_Space Heating_Natural Gas_Ventilation - Demand Controlled_A_Achievable Economic TRC Potential | F5 | Commercial | Interruptible - College | Existing | Space Heating | Natural Gas | Ventilation - Demand Controlled | A | Incremental Summer Peak Savings (MW) | Achievable Economic TRC Potential | 0 | 0 | 0 | 0 | 0 | 0 | 0 | 0 | 0 | 0 | 0 | 0 | 0 | 0 | 0 | 0 | 0 | 0 | 0 | 0 | 0 | 0 | 0 | 0 | 0 | 0 | 0
F6_Commercial_Interruptible - College_Existing_Space Heating_Natural Gas_Ventilation - Demand Controlled_A_Achievable Economic TRC Potential | F6 | Commercial | Interruptible - College | Existing | Space Heating | Natural Gas | Ventilation - Demand Controlled | A | Incremental Winter Peak Savings (MW) | Achievable Economic TRC Potential | 0 | 0 | 0 | 0 | 0 | 0 | 0 | 0 | 0 | 0 | 0 | 0 | 0 | 0 | 0 | 0 | 0 | 0 | 0 | 0 | 0 | 0 | 0 | 0 | 0 | 0 | 0
F7_Commercial_Interruptible - College_Existing_Space Heating_Natural Gas_Ventilation - Demand Controlled_A_Achievable Economic TRC Potential | F7 | Commercial | Interruptible - College | Existing | Space Heating | Natural Gas | Ventilation - Demand Controlled | A | Cumulative Energy Savings (MWh or mTherms) | Achievable Economic TRC Potential | 0 | 0 | 0.64464 | 1.424 | 2.36 | 3.425 | 4.6133 | 5.9711 | 7.4191 | 8.8454 | 10.1241 | 11.1457 | 11.2871 | 11.0637 | 10.8434 | 10.6322 | 10.4351 | 10.2706 | 10.1396 | 10.0227 | 9.9246 | 9.8307 | 9.7712 | 9.7132 | 9.6566 | 9.6012 | 9.5468
F8_Commercial_Interruptible - College_Existing_Space Heating_Natural Gas_Ventilation - Demand Controlled_A_Achievable Economic TRC Potential | F8 | Commercial | Interruptible - College | Existing | Space Heating | Natural Gas | Ventilation - Demand Controlled | A | Cumulative Summer Peak Savings (MW) | Achievable Economic TRC Potential | 0 | 0 | 0 | 0 | 0 | 0 | 0 | 0 | 0 | 0 | 0 | 0 | 0 | 0 | 0 | 0 | 0 | 0 | 0 | 0 | 0 | 0 | 0 | 0 | 0 | 0 | 0
F9_Commercial_Interruptible - College_Existing_Space Heating_Natural Gas_Ventilation - Demand Controlled_A_Achievable Economic TRC Potential | F9 | Commercial | Interruptible - College | Existing | Space Heating | Natural Gas | Ventilation - Demand Controlled | A | Cumulative Winter Peak Savings (MW) | Achievable Economic TRC Potential | 0 | 0 | 0 | 0 | 0 | 0 | 0 | 0 | 0 | 0 | 0 | 0 | 0 | 0 | 0 | 0 | 0 | 0 | 0 | 0 | 0 | 0 | 0 | 0 | 0 | 0 | 0
F10_Commercial_Interruptible - College_Existing_Space Heating_Natural Gas_Ventilation - Demand Controlled_A_Achievable Economic TRC Potential | F10 | Commercial | Interruptible - College | Existing | Space Heating | Natural Gas | Ventilation - Demand Controlled | A | Purchases (Incremental) | Achievable Economic TRC Potential | 0 | 0 | 4518.4524 | 5547.939 | 6789.0538 | 7881.0217 | 8989.3032 | 10509.576 | 11529.1681 | 11777.8596 | 11099.2192 | 9540.7191 | 2864.5588 | 0 | 0 | 0 | 0 | 0 | 0 | 0 | 0 | 0 | 0 | 0 | 0 | 0 | 0
F11_Commercial_Interruptible - College_Existing_Space Heating_Natural Gas_Ventilation - Demand Controlled_A_Achievable Economic TRC Potential | F11 | Commercial | Interruptible - College | Existing | Space Heating | Natural Gas | Ventilation - Demand Controlled | A | Purchases (Cumulative) | Achievable Economic TRC Potential | 0 | 0 | 4518.4524 | 10066.3914 | 16855.4452 | 24736.4669 | 33725.7701 | 44235.3462 | 55764.5143 | 67542.3739 | 78641.5931 | 88182.3122 | 91046.871 | 91046.871 | 91046.871 | 91046.871 | 91046.871 | 91046.871 | 91046.871 | 91046.871 | 91046.871 | 91046.871 | 91046.871 | 91046.871 | 91046.871 | 91046.871 | 91046.871
F1_Commercial_Interruptible - College_Existing_Space Heating_Natural Gas_HVAC - Dedicated Outdoor Air System (DOAS)_A_Achievable Economic TRC Potential | F1 | Commercial | Interruptible - College | Existing | Space Heating | Natural Gas | HVAC - Dedicated Outdoor Air System (DOAS) | A | Integrated Unit Energy Savings (kWh or therms) | Achievable Economic TRC Potential | 0 | 0 | -0.12383 | -0.12342 | -0.12288 | -0.12227 | -0.12164 | -0.12097 | -0.12027 | -0.11956 | -0.11883 | -0.11809 | -0.11735 | -0.11659 | -0.11584 | -0.11509 | -0.11435 | -0.11362 | -0.11289 | -0.11218 | -0.11148 | -0.1108 | -0.11013 | -0.10947 | -0.10884 | -0.10821 | -0.1076
F2_Commercial_Interruptible - College_Existing_Space Heating_Natural Gas_HVAC - Dedicated Outdoor Air System (DOAS)_A_Achievable Economic TRC Potential | F2 | Commercial | Interruptible - College | Existing | Space Heating | Natural Gas | HVAC - Dedicated Outdoor Air System (DOAS) | A | Integrated Unit Summer Peak Savings (kW) | Achievable Economic TRC Potential | 0 | 0 | 0 | 0 | 0 | 0 | 0 | 0 | 0 | 0 | 0 | 0 | 0 | 0 | 0 | 0 | 0 | 0 | 0 | 0 | 0 | 0 | 0 | 0 | 0 | 0 | 0
F3_Commercial_Interruptible - College_Existing_Space Heating_Natural Gas_HVAC - Dedicated Outdoor Air System (DOAS)_A_Achievable Economic TRC Potential | F3 | Commercial | Interruptible - College | Existing | Space Heating | Natural Gas | HVAC - Dedicated Outdoor Air System (DOAS) | A | Integrated Unit Winter Peak Savings (kW) | Achievable Economic TRC Potential | 0 | 0 | 0 | 0 | 0 | 0 | 0 | 0 | 0 | 0 | 0 | 0 | 0 | 0 | 0 | 0 | 0 | 0 | 0 | 0 | 0 | 0 | 0 | 0 | 0 | 0 | 0
F4_Commercial_Interruptible - College_Existing_Space Heating_Natural Gas_HVAC - Dedicated Outdoor Air System (DOAS)_A_Achievable Economic TRC Potential | F4 | Commercial | Interruptible - College | Existing | Space Heating | Natural Gas | HVAC - Dedicated Outdoor Air System (DOAS) | A | Incremental Energy Savings (MWh or mTherms) | Achievable Economic TRC Potential | 0 | 0 | 0 | 0 | 0 | 0 | 0 | 0 | 0 | 0 | 0 | 0 | 0 | 0 | 0 | 0 | 0 | 0 | 0 | 0 | 0 | 0 | 0 | 0 | 0 | 0 | 0
F5_Commercial_Interruptible - College_Existing_Space Heating_Natural Gas_HVAC - Dedicated Outdoor Air System (DOAS)_A_Achievable Economic TRC Potential | F5 | Commercial | Interruptible - College | Existing | Space Heating | Natural Gas | HVAC - Dedicated Outdoor Air System (DOAS) | A | Incremental Summer Peak Savings (MW) | Achievable Economic TRC Potential | 0 | 0 | 0 | 0 | 0 | 0 | 0 | 0 | 0 | 0 | 0 | 0 | 0 | 0 | 0 | 0 | 0 | 0 | 0 | 0 | 0 | 0 | 0 | 0 | 0 | 0 | 0
F6_Commercial_Interruptible - College_Existing_Space Heating_Natural Gas_HVAC - Dedicated Outdoor Air System (DOAS)_A_Achievable Economic TRC Potential | F6 | Commercial | Interruptible - College | Existing | Space Heating | Natural Gas | HVAC - Dedicated Outdoor Air System (DOAS) | A | Incremental Winter Peak Savings (MW) | Achievable Economic TRC Potential | 0 | 0 | 0 | 0 | 0 | 0 | 0 | 0 | 0 | 0 | 0 | 0 | 0 | 0 | 0 | 0 | 0 | 0 | 0 | 0 | 0 | 0 | 0 | 0 | 0 | 0 | 0
F7_Commercial_Interruptible - College_Existing_Space Heating_Natural Gas_HVAC - Dedicated Outdoor Air System (DOAS)_A_Achievable Economic TRC Potential | F7 | Commercial | Interruptible - College | Existing | Space Heating | Natural Gas | HVAC - Dedicated Outdoor Air System (DOAS) | A | Cumulative Energy Savings (MWh or mTherms) | Achievable Economic TRC Potential | 0 | 0 | 0 | 0 | 0 | 0 | 0 | 0 | 0 | 0 | 0 | 0 | 0 | 0 | 0 | 0 | 0 | 0 | 0 | 0 | 0 | 0 | 0 | 0 | 0 | 0 | 0
F8_Commercial_Interruptible - College_Existing_Space Heating_Natural Gas_HVAC - Dedicated Outdoor Air System (DOAS)_A_Achievable Economic TRC Potential | F8 | Commercial | Interruptible - College | Existing | Space Heating | Natural Gas | HVAC - Dedicated Outdoor Air System (DOAS) | A | Cumulative Summer Peak Savings (MW) | Achievable Economic TRC Potential | 0 | 0 | 0 | 0 | 0 | 0 | 0 | 0 | 0 | 0 | 0 | 0 | 0 | 0 | 0 | 0 | 0 | 0 | 0 | 0 | 0 | 0 | 0 | 0 | 0 | 0 | 0
F9_Commercial_Interruptible - College_Existing_Space Heating_Natural Gas_HVAC - Dedicated Outdoor Air System (DOAS)_A_Achievable Economic TRC Potential | F9 | Commercial | Interruptible - College | Existing | Space Heating | Natural Gas | HVAC - Dedicated Outdoor Air System (DOAS) | A | Cumulative Winter Peak Savings (MW) | Achievable Economic TRC Potential | 0 | 0 | 0 | 0 | 0 | 0 | 0 | 0 | 0 | 0 | 0 | 0 | 0 | 0 | 0 | 0 | 0 | 0 | 0 | 0 | 0 | 0 | 0 | 0 | 0 | 0 | 0
F10_Commercial_Interruptible - College_Existing_Space Heating_Natural Gas_HVAC - Dedicated Outdoor Air System (DOAS)_A_Achievable Economic TRC Potential | F10 | Commercial | Interruptible - College | Existing | Space Heating | Natural Gas | HVAC - Dedicated Outdoor Air System (DOAS) | A | Purchases (Incremental) | Achievable Economic TRC Potential | 0 | 0 | 0 | 0 | 0 | 0 | 0 | 0 | 0 | 0 | 0 | 0 | 0 | 0 | 0 | 0 | 0 | 0 | 0 | 0 | 0 | 0 | 0 | 0 | 0 | 0 | 0
F11_Commercial_Interruptible - College_Existing_Space Heating_Natural Gas_HVAC - Dedicated Outdoor Air System (DOAS)_A_Achievable Economic TRC Potential | F11 | Commercial | Interruptible - College | Existing | Space Heating | Natural Gas | HVAC - Dedicated Outdoor Air System (DOAS) | A | Purchases (Cumulative) | Achievable Economic TRC Potential | 0 | 0 | 0 | 0 | 0 | 0 | 0 | 0 | 0 | 0 | 0 | 0 | 0 | 0 | 0 | 0 | 0 | 0 | 0 | 0 | 0 | 0 | 0 | 0 | 0 | 0 | 0
F1_Commercial_Interruptible - College_Existing_Space Heating_Natural Gas_Destratification Fans (HVLS)_A_Achievable Economic TRC Potential | F1 | Commercial | Interruptible - College | Existing | Space Heating | Natural Gas | Destratification Fans (HVLS) | A | Integrated Unit Energy Savings (kWh or therms) | Achievable Economic TRC Potential | 0 | 0 | 2889.7565 | 2860.1785 | 2824.7581 | 2785.9638 | 2743.6389 | 2697.1738 | 2646.5633 | 2592.0661 | 2534.2548 | 2474.1151 | 2414.2672 | 2354.9536 | 2298.5465 | 2245.1823 | 2196.3289 | 2155.8892 | 2124.1185 | 2096.5324 | 2074.3368 | 2053.4099 | 2040.9742 | 2028.8584 | 2017.0267 | 2005.4472 | 1994.0913
F2_Commercial_Interruptible - College_Existing_Space Heating_Natural Gas_Destratification Fans (HVLS)_A_Achievable Economic TRC Potential | F2 | Commercial | Interruptible - College | Existing | Space Heating | Natural Gas | Destratification Fans (HVLS) | A | Integrated Unit Summer Peak Savings (kW) | Achievable Economic TRC Potential | 0 | 0 | 0 | 0 | 0 | 0 | 0 | 0 | 0 | 0 | 0 | 0 | 0 | 0 | 0 | 0 | 0 | 0 | 0 | 0 | 0 | 0 | 0 | 0 | 0 | 0 | 0
F3_Commercial_Interruptible - College_Existing_Space Heating_Natural Gas_Destratification Fans (HVLS)_A_Achievable Economic TRC Potential | F3 | Commercial | Interruptible - College | Existing | Space Heating | Natural Gas | Destratification Fans (HVLS) | A | Integrated Unit Winter Peak Savings (kW) | Achievable Economic TRC Potential | 0 | 0 | 0 | 0 | 0 | 0 | 0 | 0 | 0 | 0 | 0 | 0 | 0 | 0 | 0 | 0 | 0 | 0 | 0 | 0 | 0 | 0 | 0 | 0 | 0 | 0 | 0
F4_Commercial_Interruptible - College_Existing_Space Heating_Natural Gas_Destratification Fans (HVLS)_A_Achievable Economic TRC Potential | F4 | Commercial | Interruptible - College | Existing | Space Heating | Natural Gas | Destratification Fans (HVLS) | A | Incremental Energy Savings (MWh or mTherms) | Achievable Economic TRC Potential | 0 | 0 | 0 | 0 | 0 | 0 | 0 | 0 | 0 | 0 | 0 | 0 | 0 | 0 | 0 | 0 | 0 | 0 | 0 | 0 | 0 | 0 | 0 | 0 | 0 | 0 | 0
F5_Commercial_Interruptible - College_Existing_Space Heating_Natural Gas_Destratification Fans (HVLS)_A_Achievable Economic TRC Potential | F5 | Commercial | Interruptible - College | Existing | Space Heating | Natural Gas | Destratification Fans (HVLS) | A | Incremental Summer Peak Savings (MW) | Achievable Economic TRC Potential | 0 | 0 | 0 | 0 | 0 | 0 | 0 | 0 | 0 | 0 | 0 | 0 | 0 | 0 | 0 | 0 | 0 | 0 | 0 | 0 | 0 | 0 | 0 | 0 | 0 | 0 | 0
F6_Commercial_Interruptible - College_Existing_Space Heating_Natural Gas_Destratification Fans (HVLS)_A_Achievable Economic TRC Potential | F6 | Commercial | Interruptible - College | Existing | Space Heating | Natural Gas | Destratification Fans (HVLS) | A | Incremental Winter Peak Savings (MW) | Achievable Economic TRC Potential | 0 | 0 | 0 | 0 | 0 | 0 | 0 | 0 | 0 | 0 | 0 | 0 | 0 | 0 | 0 | 0 | 0 | 0 | 0 | 0 | 0 | 0 | 0 | 0 | 0 | 0 | 0
F7_Commercial_Interruptible - College_Existing_Space Heating_Natural Gas_Destratification Fans (HVLS)_A_Achievable Economic TRC Potential | F7 | Commercial | Interruptible - College | Existing | Space Heating | Natural Gas | Destratification Fans (HVLS) | A | Cumulative Energy Savings (MWh or mTherms) | Achievable Economic TRC Potential | 0 | 0 | 0 | 0 | 0 | 0 | 0 | 0 | 0 | 0 | 0 | 0 | 0 | 0 | 0 | 0 | 0 | 0 | 0 | 0 | 0 | 0 | 0 | 0 | 0 | 0 | 0
F8_Commercial_Interruptible - College_Existing_Space Heating_Natural Gas_Destratification Fans (HVLS)_A_Achievable Economic TRC Potential | F8 | Commercial | Interruptible - College | Existing | Space Heating | Natural Gas | Destratification Fans (HVLS) | A | Cumulative Summer Peak Savings (MW) | Achievable Economic TRC Potential | 0 | 0 | 0 | 0 | 0 | 0 | 0 | 0 | 0 | 0 | 0 | 0 | 0 | 0 | 0 | 0 | 0 | 0 | 0 | 0 | 0 | 0 | 0 | 0 | 0 | 0 | 0
F9_Commercial_Interruptible - College_Existing_Space Heating_Natural Gas_Destratification Fans (HVLS)_A_Achievable Economic TRC Potential | F9 | Commercial | Interruptible - College | Existing | Space Heating | Natural Gas | Destratification Fans (HVLS) | A | Cumulative Winter Peak Savings (MW) | Achievable Economic TRC Potential | 0 | 0 | 0 | 0 | 0 | 0 | 0 | 0 | 0 | 0 | 0 | 0 | 0 | 0 | 0 | 0 | 0 | 0 | 0 | 0 | 0 | 0 | 0 | 0 | 0 | 0 | 0
F10_Commercial_Interruptible - College_Existing_Space Heating_Natural Gas_Destratification Fans (HVLS)_A_Achievable Economic TRC Potential | F10 | Commercial | Interruptible - College | Existing | Space Heating | Natural Gas | Destratification Fans (HVLS) | A | Purchases (Incremental) | Achievable Economic TRC Potential | 0 | 0 | 0 | 0 | 0 | 0 | 0 | 0 | 0 | 0 | 0 | 0 | 0 | 0 | 0 | 0 | 0 | 0 | 0 | 0 | 0 | 0 | 0 | 0 | 0 | 0 | 0
F11_Commercial_Interruptible - College_Existing_Space Heating_Natural Gas_Destratification Fans (HVLS)_A_Achievable Economic TRC Potential | F11 | Commercial | Interruptible - College | Existing | Space Heating | Natural Gas | Destratification Fans (HVLS) | A | Purchases (Cumulative) | Achievable Economic TRC Potential | 0 | 0 | 0 | 0 | 0 | 0 | 0 | 0 | 0 | 0 | 0 | 0 | 0 | 0 | 0 | 0 | 0 | 0 | 0 | 0 | 0 | 0 | 0 | 0 | 0 | 0 | 0
F1_Commercial_Interruptible - College_Existing_Space Heating_Natural Gas_Gas Boiler - Maintenance_A_Achievable Economic TRC Potential | F1 | Commercial | Interruptible - College | Existing | Space Heating | Natural Gas | Gas Boiler - Maintenance | A | Integrated Unit Energy Savings (kWh or therms) | Achievable Economic TRC Potential | 0 | 0 | 0.64835 | 0.6416 | 0.63332 | 0.62349 | 0.61257 | 0.60035 | 0.58683 | 0.57212 | 0.55699 | 0.54128 | 0.5255 | 0.5098 | 0.49487 | 0.48088 | 0.46827 | 0.45796 | 0.45 | 0.44329 | 0.43816 | 0.43341 | 0.43085 | 0.42836 | 0.42592 | 0.42352 | 0.42117
F2_Commercial_Interruptible - College_Existing_Space Heating_Natural Gas_Gas Boiler - Maintenance_A_Achievable Economic TRC Potential | F2 | Commercial | Interruptible - College | Existing | Space Heating | Natural Gas | Gas Boiler - Maintenance | A | Integrated Unit Summer Peak Savings (kW) | Achievable Economic TRC Potential | 0 | 0 | 0 | 0 | 0 | 0 | 0 | 0 | 0 | 0 | 0 | 0 | 0 | 0 | 0 | 0 | 0 | 0 | 0 | 0 | 0 | 0 | 0 | 0 | 0 | 0 | 0
F3_Commercial_Interruptible - College_Existing_Space Heating_Natural Gas_Gas Boiler - Maintenance_A_Achievable Economic TRC Potential | F3 | Commercial | Interruptible - College | Existing | Space Heating | Natural Gas | Gas Boiler - Maintenance | A | Integrated Unit Winter Peak Savings (kW) | Achievable Economic TRC Potential | 0 | 0 | 0 | 0 | 0 | 0 | 0 | 0 | 0 | 0 | 0 | 0 | 0 | 0 | 0 | 0 | 0 | 0 | 0 | 0 | 0 | 0 | 0 | 0 | 0 | 0 | 0
F4_Commercial_Interruptible - College_Existing_Space Heating_Natural Gas_Gas Boiler - Maintenance_A_Achievable Economic TRC Potential | F4 | Commercial | Interruptible - College | Existing | Space Heating | Natural Gas | Gas Boiler - Maintenance | A | Incremental Energy Savings (MWh or mTherms) | Achievable Economic TRC Potential | 0 | 0 | 0 | 0 | 0 | 0 | 0 | 0 | 0 | 0 | 0 | 0 | 0 | 0 | 0 | 0 | 0 | 0 | 0 | 0 | 0 | 0 | 0 | 0 | 0 | 0 | 0
F5_Commercial_Interruptible - College_Existing_Space Heating_Natural Gas_Gas Boiler - Maintenance_A_Achievable Economic TRC Potential | F5 | Commercial | Interruptible - College | Existing | Space Heating | Natural Gas | Gas Boiler - Maintenance | A | Incremental Summer Peak Savings (MW) | Achievable Economic TRC Potential | 0 | 0 | 0 | 0 | 0 | 0 | 0 | 0 | 0 | 0 | 0 | 0 | 0 | 0 | 0 | 0 | 0 | 0 | 0 | 0 | 0 | 0 | 0 | 0 | 0 | 0 | 0
F6_Commercial_Interruptible - College_Existing_Space Heating_Natural Gas_Gas Boiler - Maintenance_A_Achievable Economic TRC Potential | F6 | Commercial | Interruptible - College | Existing | Space Heating | Natural Gas | Gas Boiler - Maintenance | A | Incremental Winter Peak Savings (MW) | Achievable Economic TRC Potential | 0 | 0 | 0 | 0 | 0 | 0 | 0 | 0 | 0 | 0 | 0 | 0 | 0 | 0 | 0 | 0 | 0 | 0 | 0 | 0 | 0 | 0 | 0 | 0 | 0 | 0 | 0
F7_Commercial_Interruptible - College_Existing_Space Heating_Natural Gas_Gas Boiler - Maintenance_A_Achievable Economic TRC Potential | F7 | Commercial | Interruptible - College | Existing | Space Heating | Natural Gas | Gas Boiler - Maintenance | A | Cumulative Energy Savings (MWh or mTherms) | Achievable Economic TRC Potential | 0 | 0 | 0 | 0 | 0 | 0 | 0 | 0 | 0 | 0 | 0 | 0 | 0 | 0 | 0 | 0 | 0 | 0 | 0 | 0 | 0 | 0 | 0 | 0 | 0 | 0 | 0
F8_Commercial_Interruptible - College_Existing_Space Heating_Natural Gas_Gas Boiler - Maintenance_A_Achievable Economic TRC Potential | F8 | Commercial | Interruptible - College | Existing | Space Heating | Natural Gas | Gas Boiler - Maintenance | A | Cumulative Summer Peak Savings (MW) | Achievable Economic TRC Potential | 0 | 0 | 0 | 0 | 0 | 0 | 0 | 0 | 0 | 0 | 0 | 0 | 0 | 0 | 0 | 0 | 0 | 0 | 0 | 0 | 0 | 0 | 0 | 0 | 0 | 0 | 0
F9_Commercial_Interruptible - College_Existing_Space Heating_Natural Gas_Gas Boiler - Maintenance_A_Achievable Economic TRC Potential | F9 | Commercial | Interruptible - College | Existing | Space Heating | Natural Gas | Gas Boiler - Maintenance | A | Cumulative Winter Peak Savings (MW) | Achievable Economic TRC Potential | 0 | 0 | 0 | 0 | 0 | 0 | 0 | 0 | 0 | 0 | 0 | 0 | 0 | 0 | 0 | 0 | 0 | 0 | 0 | 0 | 0 | 0 | 0 | 0 | 0 | 0 | 0
F10_Commercial_Interruptible - College_Existing_Space Heating_Natural Gas_Gas Boiler - Maintenance_A_Achievable Economic TRC Potential | F10 | Commercial | Interruptible - College | Existing | Space Heating | Natural Gas | Gas Boiler - Maintenance | A | Purchases (Incremental) | Achievable Economic TRC Potential | 0 | 0 | 0 | 0 | 0 | 0 | 0 | 0 | 0 | 0 | 0 | 0 | 0 | 0 | 0 | 0 | 0 | 0 | 0 | 0 | 0 | 0 | 0 | 0 | 0 | 0 | 0
F11_Commercial_Interruptible - College_Existing_Space Heating_Natural Gas_Gas Boiler - Maintenance_A_Achievable Economic TRC Potential | F11 | Commercial | Interruptible - College | Existing | Space Heating | Natural Gas | Gas Boiler - Maintenance | A | Purchases (Cumulative) | Achievable Economic TRC Potential | 0 | 0 | 0 | 0 | 0 | 0 | 0 | 0 | 0 | 0 | 0 | 0 | 0 | 0 | 0 | 0 | 0 | 0 | 0 | 0 | 0 | 0 | 0 | 0 | 0 | 0 | 0
F1_Commercial_Interruptible - College_Existing_Space Heating_Natural Gas_Gas Furnace - Maintenance_A_Achievable Economic TRC Potential | F1 | Commercial | Interruptible - College | Existing | Space Heating | Natural Gas | Gas Furnace - Maintenance | A | Integrated Unit Energy Savings (kWh or therms) | Achievable Economic TRC Potential | 0 | 0 | 0.25969 | 0.25715 | 0.25392 | 0.24998 | 0.24551 | 0.24043 | 0.23476 | 0.22853 | 0.22208 | 0.21534 | 0.20854 | 0.20174 | 0.19523 | 0.18908 | 0.18347 | 0.17876 | 0.17495 | 0.17168 | 0.16908 | 0.16668 | 0.16516 | 0.16372 | 0.16234 | 0.16101 | 0.15973
F2_Commercial_Interruptible - College_Existing_Space Heating_Natural Gas_Gas Furnace - Maintenance_A_Achievable Economic TRC Potential | F2 | Commercial | Interruptible - College | Existing | Space Heating | Natural Gas | Gas Furnace - Maintenance | A | Integrated Unit Summer Peak Savings (kW) | Achievable Economic TRC Potential | 0 | 0 | 0 | 0 | 0 | 0 | 0 | 0 | 0 | 0 | 0 | 0 | 0 | 0 | 0 | 0 | 0 | 0 | 0 | 0 | 0 | 0 | 0 | 0 | 0 | 0 | 0
F3_Commercial_Interruptible - College_Existing_Space Heating_Natural Gas_Gas Furnace - Maintenance_A_Achievable Economic TRC Potential | F3 | Commercial | Interruptible - College | Existing | Space Heating | Natural Gas | Gas Furnace - Maintenance | A | Integrated Unit Winter Peak Savings (kW) | Achievable Economic TRC Potential | 0 | 0 | 0 | 0 | 0 | 0 | 0 | 0 | 0 | 0 | 0 | 0 | 0 | 0 | 0 | 0 | 0 | 0 | 0 | 0 | 0 | 0 | 0 | 0 | 0 | 0 | 0
F4_Commercial_Interruptible - College_Existing_Space Heating_Natural Gas_Gas Furnace - Maintenance_A_Achievable Economic TRC Potential | F4 | Commercial | Interruptible - College | Existing | Space Heating | Natural Gas | Gas Furnace - Maintenance | A | Incremental Energy Savings (MWh or mTherms) | Achievable Economic TRC Potential | 0 | 0 | 0 | 0 | 0 | 0 | 0 | 0 | 0 | 0 | 0 | 0 | 0 | 0 | 0 | 0 | 0 | 0 | 0 | 0 | 0 | 0 | 0 | 0 | 0 | 0 | 0
F5_Commercial_Interruptible - College_Existing_Space Heating_Natural Gas_Gas Furnace - Maintenance_A_Achievable Economic TRC Potential | F5 | Commercial | Interruptible - College | Existing | Space Heating | Natural Gas | Gas Furnace - Maintenance | A | Incremental Summer Peak Savings (MW) | Achievable Economic TRC Potential | 0 | 0 | 0 | 0 | 0 | 0 | 0 | 0 | 0 | 0 | 0 | 0 | 0 | 0 | 0 | 0 | 0 | 0 | 0 | 0 | 0 | 0 | 0 | 0 | 0 | 0 | 0
F6_Commercial_Interruptible - College_Existing_Space Heating_Natural Gas_Gas Furnace - Maintenance_A_Achievable Economic TRC Potential | F6 | Commercial | Interruptible - College | Existing | Space Heating | Natural Gas | Gas Furnace - Maintenance | A | Incremental Winter Peak Savings (MW) | Achievable Economic TRC Potential | 0 | 0 | 0 | 0 | 0 | 0 | 0 | 0 | 0 | 0 | 0 | 0 | 0 | 0 | 0 | 0 | 0 | 0 | 0 | 0 | 0 | 0 | 0 | 0 | 0 | 0 | 0
F7_Commercial_Interruptible - College_Existing_Space Heating_Natural Gas_Gas Furnace - Maintenance_A_Achievable Economic TRC Potential | F7 | Commercial | Interruptible - College | Existing | Space Heating | Natural Gas | Gas Furnace - Maintenance | A | Cumulative Energy Savings (MWh or mTherms) | Achievable Economic TRC Potential | 0 | 0 | 0 | 0 | 0 | 0 | 0 | 0 | 0 | 0 | 0 | 0 | 0 | 0 | 0 | 0 | 0 | 0 | 0 | 0 | 0 | 0 | 0 | 0 | 0 | 0 | 0
F8_Commercial_Interruptible - College_Existing_Space Heating_Natural Gas_Gas Furnace - Maintenance_A_Achievable Economic TRC Potential | F8 | Commercial | Interruptible - College | Existing | Space Heating | Natural Gas | Gas Furnace - Maintenance | A | Cumulative Summer Peak Savings (MW) | Achievable Economic TRC Potential | 0 | 0 | 0 | 0 | 0 | 0 | 0 | 0 | 0 | 0 | 0 | 0 | 0 | 0 | 0 | 0 | 0 | 0 | 0 | 0 | 0 | 0 | 0 | 0 | 0 | 0 | 0
F9_Commercial_Interruptible - College_Existing_Space Heating_Natural Gas_Gas Furnace - Maintenance_A_Achievable Economic TRC Potential | F9 | Commercial | Interruptible - College | Existing | Space Heating | Natural Gas | Gas Furnace - Maintenance | A | Cumulative Winter Peak Savings (MW) | Achievable Economic TRC Potential | 0 | 0 | 0 | 0 | 0 | 0 | 0 | 0 | 0 | 0 | 0 | 0 | 0 | 0 | 0 | 0 | 0 | 0 | 0 | 0 | 0 | 0 | 0 | 0 | 0 | 0 | 0
F10_Commercial_Interruptible - College_Existing_Space Heating_Natural Gas_Gas Furnace - Maintenance_A_Achievable Economic TRC Potential | F10 | Commercial | Interruptible - College | Existing | Space Heating | Natural Gas | Gas Furnace - Maintenance | A | Purchases (Incremental) | Achievable Economic TRC Potential | 0 | 0 | 0 | 0 | 0 | 0 | 0 | 0 | 0 | 0 | 0 | 0 | 0 | 0 | 0 | 0 | 0 | 0 | 0 | 0 | 0 | 0 | 0 | 0 | 0 | 0 | 0
F11_Commercial_Interruptible - College_Existing_Space Heating_Natural Gas_Gas Furnace - Maintenance_A_Achievable Economic TRC Potential | F11 | Commercial | Interruptible - College | Existing | Space Heating | Natural Gas | Gas Furnace - Maintenance | A | Purchases (Cumulative) | Achievable Economic TRC Potential | 0 | 0 | 0 | 0 | 0 | 0 | 0 | 0 | 0 | 0 | 0 | 0 | 0 | 0 | 0 | 0 | 0 | 0 | 0 | 0 | 0 | 0 | 0 | 0 | 0 | 0 | 0
F1_Commercial_Interruptible - College_Existing_Space Heating_Natural Gas_Gas Boiler - Hot Water Reset_A_Achievable Economic TRC Potential | F1 | Commercial | Interruptible - College | Existing | Space Heating | Natural Gas | Gas Boiler - Hot Water Reset | A | Integrated Unit Energy Savings (kWh or therms) | Achievable Economic TRC Potential | 0 | 0 | 1157.3723 | 1153.5087 | 1148.3587 | 1142.7315 | 1136.7903 | 1130.5865 | 1124.1697 | 1117.5861 | 1110.8782 | 1104.0842 | 1097.2378 | 1090.3687 | 1083.5102 | 1076.69 | 1069.9314 | 1063.2545 | 1056.6765 | 1050.206 | 1043.8451 | 1037.5988 | 1031.4861 | 1025.5212 | 1019.687 | 1013.9684 | 1008.3519
F2_Commercial_Interruptible - College_Existing_Space Heating_Natural Gas_Gas Boiler - Hot Water Reset_A_Achievable Economic TRC Potential | F2 | Commercial | Interruptible - College | Existing | Space Heating | Natural Gas | Gas Boiler - Hot Water Reset | A | Integrated Unit Summer Peak Savings (kW) | Achievable Economic TRC Potential | 0 | 0 | 0 | 0 | 0 | 0 | 0 | 0 | 0 | 0 | 0 | 0 | 0 | 0 | 0 | 0 | 0 | 0 | 0 | 0 | 0 | 0 | 0 | 0 | 0 | 0 | 0
F3_Commercial_Interruptible - College_Existing_Space Heating_Natural Gas_Gas Boiler - Hot Water Reset_A_Achievable Economic TRC Potential | F3 | Commercial | Interruptible - College | Existing | Space Heating | Natural Gas | Gas Boiler - Hot Water Reset | A | Integrated Unit Winter Peak Savings (kW) | Achievable Economic TRC Potential | 0 | 0 | 0 | 0 | 0 | 0 | 0 | 0 | 0 | 0 | 0 | 0 | 0 | 0 | 0 | 0 | 0 | 0 | 0 | 0 | 0 | 0 | 0 | 0 | 0 | 0 | 0
F4_Commercial_Interruptible - College_Existing_Space Heating_Natural Gas_Gas Boiler - Hot Water Reset_A_Achievable Economic TRC Potential | F4 | Commercial | Interruptible - College | Existing | Space Heating | Natural Gas | Gas Boiler - Hot Water Reset | A | Incremental Energy Savings (MWh or mTherms) | Achievable Economic TRC Potential | 0 | 0 | 0.40078 | 0.81991 | 0.81625 | 0.81225 | 0.80803 | 0.80362 | 0.79906 | 0.79438 | 0.78961 | 0.78478 | 0.77992 | 0.77503 | 0.77016 | 0.76531 | 0.76051 | 0.75576 | 0.75109 | 0.74649 | 0.74197 | 0.73753 | 0 | 0 | 0 | 0 | 0
F5_Commercial_Interruptible - College_Existing_Space Heating_Natural Gas_Gas Boiler - Hot Water Reset_A_Achievable Economic TRC Potential | F5 | Commercial | Interruptible - College | Existing | Space Heating | Natural Gas | Gas Boiler - Hot Water Reset | A | Incremental Summer Peak Savings (MW) | Achievable Economic TRC Potential | 0 | 0 | 0 | 0 | 0 | 0 | 0 | 0 | 0 | 0 | 0 | 0 | 0 | 0 | 0 | 0 | 0 | 0 | 0 | 0 | 0 | 0 | 0 | 0 | 0 | 0 | 0
F6_Commercial_Interruptible - College_Existing_Space Heating_Natural Gas_Gas Boiler - Hot Water Reset_A_Achievable Economic TRC Potential | F6 | Commercial | Interruptible - College | Existing | Space Heating | Natural Gas | Gas Boiler - Hot Water Reset | A | Incremental Winter Peak Savings (MW) | Achievable Economic TRC Potential | 0 | 0 | 0 | 0 | 0 | 0 | 0 | 0 | 0 | 0 | 0 | 0 | 0 | 0 | 0 | 0 | 0 | 0 | 0 | 0 | 0 | 0 | 0 | 0 | 0 | 0 | 0
F7_Commercial_Interruptible - College_Existing_Space Heating_Natural Gas_Gas Boiler - Hot Water Reset_A_Achievable Economic TRC Potential | F7 | Commercial | Interruptible - College | Existing | Space Heating | Natural Gas | Gas Boiler - Hot Water Reset | A | Cumulative Energy Savings (MWh or mTherms) | Achievable Economic TRC Potential | 0 | 0 | 0.40078 | 1.2194 | 2.0302 | 2.8325 | 3.6258 | 4.4096 | 5.1836 | 5.9477 | 6.7016 | 7.4454 | 8.1791 | 8.903 | 9.6171 | 10.3219 | 11.0176 | 11.7046 | 12.3833 | 13.0539 | 13.7168 | 14.3723 | 14.2876 | 14.205 | 14.1242 | 14.045 | 13.9672
F8_Commercial_Interruptible - College_Existing_Space Heating_Natural Gas_Gas Boiler - Hot Water Reset_A_Achievable Economic TRC Potential | F8 | Commercial | Interruptible - College | Existing | Space Heating | Natural Gas | Gas Boiler - Hot Water Reset | A | Cumulative Summer Peak Savings (MW) | Achievable Economic TRC Potential | 0 | 0 | 0 | 0 | 0 | 0 | 0 | 0 | 0 | 0 | 0 | 0 | 0 | 0 | 0 | 0 | 0 | 0 | 0 | 0 | 0 | 0 | 0 | 0 | 0 | 0 | 0
F9_Commercial_Interruptible - College_Existing_Space Heating_Natural Gas_Gas Boiler - Hot Water Reset_A_Achievable Economic TRC Potential | F9 | Commercial | Interruptible - College | Existing | Space Heating | Natural Gas | Gas Boiler - Hot Water Reset | A | Cumulative Winter Peak Savings (MW) | Achievable Economic TRC Potential | 0 | 0 | 0 | 0 | 0 | 0 | 0 | 0 | 0 | 0 | 0 | 0 | 0 | 0 | 0 | 0 | 0 | 0 | 0 | 0 | 0 | 0 | 0 | 0 | 0 | 0 | 0
F10_Commercial_Interruptible - College_Existing_Space Heating_Natural Gas_Gas Boiler - Hot Water Reset_A_Achievable Economic TRC Potential | F10 | Commercial | Interruptible - College | Existing | Space Heating | Natural Gas | Gas Boiler - Hot Water Reset | A | Purchases (Incremental) | Achievable Economic TRC Potential | 0 | 0 | 0.34629 | 0.7108 | 0.7108 | 0.7108 | 0.7108 | 0.7108 | 0.7108 | 0.7108 | 0.7108 | 0.7108 | 0.7108 | 0.7108 | 0.7108 | 0.7108 | 0.7108 | 0.7108 | 0.7108 | 0.7108 | 0.7108 | 0.7108 | 0 | 0 | 0 | 0 | 0
F11_Commercial_Interruptible - College_Existing_Space Heating_Natural Gas_Gas Boiler - Hot Water Reset_A_Achievable Economic TRC Potential | F11 | Commercial | Interruptible - College | Existing | Space Heating | Natural Gas | Gas Boiler - Hot Water Reset | A | Purchases (Cumulative) | Achievable Economic TRC Potential | 0 | 0 | 0.34629 | 1.0571 | 1.7679 | 2.4787 | 3.1895 | 3.9003 | 4.6111 | 5.3219 | 6.0327 | 6.7435 | 7.4543 | 8.1651 | 8.8759 | 9.5867 | 10.2975 | 11.0083 | 11.7191 | 12.4299 | 13.1407 | 13.8515 | 13.8515 | 13.8515 | 13.8515 | 13.8515 | 13.8515
F1_Commercial_Interruptible - College_Existing_Space Heating_Natural Gas_Gas Boiler - Steam Trap Replacement_A_Achievable Economic TRC Potential | F1 | Commercial | Interruptible - College | Existing | Space Heating | Natural Gas | Gas Boiler - Steam Trap Replacement | A | Integrated Unit Energy Savings (kWh or therms) | Achievable Economic TRC Potential | 0 | 0 | 300.9899 | 298.829 | 296.1872 | 293.2982 | 290.1611 | 286.7461 | 283.0292 | 278.9994 | 274.6682 | 270.0771 | 265.3024 | 260.4541 | 255.6669 | 251.0797 | 246.8121 | 243.2979 | 240.5671 | 238.1588 | 236.1884 | 234.3085 | 232.9262 | 231.5774 | 230.2583 | 228.9655 | 227.6958
F2_Commercial_Interruptible - College_Existing_Space Heating_Natural Gas_Gas Boiler - Steam Trap Replacement_A_Achievable Economic TRC Potential | F2 | Commercial | Interruptible - College | Existing | Space Heating | Natural Gas | Gas Boiler - Steam Trap Replacement | A | Integrated Unit Summer Peak Savings (kW) | Achievable Economic TRC Potential | 0 | 0 | 0 | 0 | 0 | 0 | 0 | 0 | 0 | 0 | 0 | 0 | 0 | 0 | 0 | 0 | 0 | 0 | 0 | 0 | 0 | 0 | 0 | 0 | 0 | 0 | 0
F3_Commercial_Interruptible - College_Existing_Space Heating_Natural Gas_Gas Boiler - Steam Trap Replacement_A_Achievable Economic TRC Potential | F3 | Commercial | Interruptible - College | Existing | Space Heating | Natural Gas | Gas Boiler - Steam Trap Replacement | A | Integrated Unit Winter Peak Savings (kW) | Achievable Economic TRC Potential | 0 | 0 | 0 | 0 | 0 | 0 | 0 | 0 | 0 | 0 | 0 | 0 | 0 | 0 | 0 | 0 | 0 | 0 | 0 | 0 | 0 | 0 | 0 | 0 | 0 | 0 | 0
F4_Commercial_Interruptible - College_Existing_Space Heating_Natural Gas_Gas Boiler - Steam Trap Replacement_A_Achievable Economic TRC Potential | F4 | Commercial | Interruptible - College | Existing | Space Heating | Natural Gas | Gas Boiler - Steam Trap Replacement | A | Incremental Energy Savings (MWh or mTherms) | Achievable Economic TRC Potential | 0 | 0 | 0.023417 | 0.047722 | 0.0473 | 0.046839 | 0.046338 | 0.045793 | 0.023179 | 0 | 0 | 1.4992e-17 | 0 | 1.4458e-17 | 1.4192e-17 | 7.6657e-17 | 0 | 6.7529e-17 | 0 | 7.9323e-17 | 0 | 0 | 0 | 0 | 0 | 0 | 0
F5_Commercial_Interruptible - College_Existing_Space Heating_Natural Gas_Gas Boiler - Steam Trap Replacement_A_Achievable Economic TRC Potential | F5 | Commercial | Interruptible - College | Existing | Space Heating | Natural Gas | Gas Boiler - Steam Trap Replacement | A | Incremental Summer Peak Savings (MW) | Achievable Economic TRC Potential | 0 | 0 | 0 | 0 | 0 | 0 | 0 | 0 | 0 | 0 | 0 | 0 | 0 | 0 | 0 | 0 | 0 | 0 | 0 | 0 | 0 | 0 | 0 | 0 | 0 | 0 | 0
F6_Commercial_Interruptible - College_Existing_Space Heating_Natural Gas_Gas Boiler - Steam Trap Replacement_A_Achievable Economic TRC Potential | F6 | Commercial | Interruptible - College | Existing | Space Heating | Natural Gas | Gas Boiler - Steam Trap Replacement | A | Incremental Winter Peak Savings (MW) | Achievable Economic TRC Potential | 0 | 0 | 0 | 0 | 0 | 0 | 0 | 0 | 0 | 0 | 0 | 0 | 0 | 0 | 0 | 0 | 0 | 0 | 0 | 0 | 0 | 0 | 0 | 0 | 0 | 0 | 0
F7_Commercial_Interruptible - College_Existing_Space Heating_Natural Gas_Gas Boiler - Steam Trap Replacement_A_Achievable Economic TRC Potential | F7 | Commercial | Interruptible - College | Existing | Space Heating | Natural Gas | Gas Boiler - Steam Trap Replacement | A | Cumulative Energy Savings (MWh or mTherms) | Achievable Economic TRC Potential | 0 | 0 | 0.023417 | 0.070972 | 0.11764 | 0.16334 | 0.20793 | 0.25127 | 0.27119 | 0.26733 | 0.26318 | 0.25878 | 0.25421 | 0.24956 | 0.24498 | 0.24058 | 0.23649 | 0.23312 | 0.23051 | 0.2282 | 0.22631 | 0.22451 | 0.22319 | 0.22189 | 0.22063 | 0.21939 | 0.21818
F8_Commercial_Interruptible - College_Existing_Space Heating_Natural Gas_Gas Boiler - Steam Trap Replacement_A_Achievable Economic TRC Potential | F8 | Commercial | Interruptible - College | Existing | Space Heating | Natural Gas | Gas Boiler - Steam Trap Replacement | A | Cumulative Summer Peak Savings (MW) | Achievable Economic TRC Potential | 0 | 0 | 0 | 0 | 0 | 0 | 0 | 0 | 0 | 0 | 0 | 0 | 0 | 0 | 0 | 0 | 0 | 0 | 0 | 0 | 0 | 0 | 0 | 0 | 0 | 0 | 0
F9_Commercial_Interruptible - College_Existing_Space Heating_Natural Gas_Gas Boiler - Steam Trap Replacement_A_Achievable Economic TRC Potential | F9 | Commercial | Interruptible - College | Existing | Space Heating | Natural Gas | Gas Boiler - Steam Trap Replacement | A | Cumulative Winter Peak Savings (MW) | Achievable Economic TRC Potential | 0 | 0 | 0 | 0 | 0 | 0 | 0 | 0 | 0 | 0 | 0 | 0 | 0 | 0 | 0 | 0 | 0 | 0 | 0 | 0 | 0 | 0 | 0 | 0 | 0 | 0 | 0
F10_Commercial_Interruptible - College_Existing_Space Heating_Natural Gas_Gas Boiler - Steam Trap Replacement_A_Achievable Economic TRC Potential | F10 | Commercial | Interruptible - College | Existing | Space Heating | Natural Gas | Gas Boiler - Steam Trap Replacement | A | Purchases (Incremental) | Achievable Economic TRC Potential | 0 | 0 | 0.077801 | 0.1597 | 0.1597 | 0.1597 | 0.1597 | 0.1597 | 0.081896 | 0 | 0 | 5.5511e-17 | 0 | 5.5511e-17 | 5.5511e-17 | 3.0531e-16 | 0 | 2.7756e-16 | 0 | 3.3307e-16 | 0 | 0 | 0 | 0 | 0 | 0 | 0
F11_Commercial_Interruptible - College_Existing_Space Heating_Natural Gas_Gas Boiler - Steam Trap Replacement_A_Achievable Economic TRC Potential | F11 | Commercial | Interruptible - College | Existing | Space Heating | Natural Gas | Gas Boiler - Steam Trap Replacement | A | Purchases (Cumulative) | Achievable Economic TRC Potential | 0 | 0 | 0.077801 | 0.2375 | 0.3972 | 0.55689 | 0.71659 | 0.87629 | 0.95819 | 0.95819 | 0.95819 | 0.95819 | 0.95819 | 0.95819 | 0.95819 | 0.95819 | 0.95819 | 0.95819 | 0.95819 | 0.95819 | 0.95819 | 0.95819 | 0.95819 | 0.95819 | 0.95819 | 0.95819 | 0.95819
F1_Commercial_Interruptible - College_Existing_Space Heating_Natural Gas_Gas Boiler - High Turndown Burner_A_Achievable Economic TRC Potential | F1 | Commercial | Interruptible - College | Existing | Space Heating | Natural Gas | Gas Boiler - High Turndown Burner | A | Integrated Unit Energy Savings (kWh or therms) | Achievable Economic TRC Potential | 0 | 0 | 1.0812 | 1.0711 | 1.059 | 1.0458 | 1.0313 | 1.0153 | 0.99792 | 0.97911 | 0.95902 | 0.93797 | 0.91691 | 0.89589 | 0.87524 | 0.8556 | 0.83754 | 0.8226 | 0.81088 | 0.80067 | 0.79244 | 0.78464 | 0.78001 | 0.77549 | 0.77107 | 0.76674 | 0.76249
F2_Commercial_Interruptible - College_Existing_Space Heating_Natural Gas_Gas Boiler - High Turndown Burner_A_Achievable Economic TRC Potential | F2 | Commercial | Interruptible - College | Existing | Space Heating | Natural Gas | Gas Boiler - High Turndown Burner | A | Integrated Unit Summer Peak Savings (kW) | Achievable Economic TRC Potential | 0 | 0 | 0 | 0 | 0 | 0 | 0 | 0 | 0 | 0 | 0 | 0 | 0 | 0 | 0 | 0 | 0 | 0 | 0 | 0 | 0 | 0 | 0 | 0 | 0 | 0 | 0
F3_Commercial_Interruptible - College_Existing_Space Heating_Natural Gas_Gas Boiler - High Turndown Burner_A_Achievable Economic TRC Potential | F3 | Commercial | Interruptible - College | Existing | Space Heating | Natural Gas | Gas Boiler - High Turndown Burner | A | Integrated Unit Winter Peak Savings (kW) | Achievable Economic TRC Potential | 0 | 0 | 0 | 0 | 0 | 0 | 0 | 0 | 0 | 0 | 0 | 0 | 0 | 0 | 0 | 0 | 0 | 0 | 0 | 0 | 0 | 0 | 0 | 0 | 0 | 0 | 0
F4_Commercial_Interruptible - College_Existing_Space Heating_Natural Gas_Gas Boiler - High Turndown Burner_A_Achievable Economic TRC Potential | F4 | Commercial | Interruptible - College | Existing | Space Heating | Natural Gas | Gas Boiler - High Turndown Burner | A | Incremental Energy Savings (MWh or mTherms) | Achievable Economic TRC Potential | 0 | 0 | 0.32198 | 0.39167 | 0.47388 | 0.5432 | 0.61099 | 0.70329 | 0.7583 | 0.76005 | 0.70156 | 0.58982 | 0.44617 | 0.29918 | 0.1749 | 0.07986 | 0 | 0 | 0 | 0 | 0 | 0 | 0 | 0 | 0 | 0 | 0
F5_Commercial_Interruptible - College_Existing_Space Heating_Natural Gas_Gas Boiler - High Turndown Burner_A_Achievable Economic TRC Potential | F5 | Commercial | Interruptible - College | Existing | Space Heating | Natural Gas | Gas Boiler - High Turndown Burner | A | Incremental Summer Peak Savings (MW) | Achievable Economic TRC Potential | 0 | 0 | 0 | 0 | 0 | 0 | 0 | 0 | 0 | 0 | 0 | 0 | 0 | 0 | 0 | 0 | 0 | 0 | 0 | 0 | 0 | 0 | 0 | 0 | 0 | 0 | 0
F6_Commercial_Interruptible - College_Existing_Space Heating_Natural Gas_Gas Boiler - High Turndown Burner_A_Achievable Economic TRC Potential | F6 | Commercial | Interruptible - College | Existing | Space Heating | Natural Gas | Gas Boiler - High Turndown Burner | A | Incremental Winter Peak Savings (MW) | Achievable Economic TRC Potential | 0 | 0 | 0 | 0 | 0 | 0 | 0 | 0 | 0 | 0 | 0 | 0 | 0 | 0 | 0 | 0 | 0 | 0 | 0 | 0 | 0 | 0 | 0 | 0 | 0 | 0 | 0
F7_Commercial_Interruptible - College_Existing_Space Heating_Natural Gas_Gas Boiler - High Turndown Burner_A_Achievable Economic TRC Potential | F7 | Commercial | Interruptible - College | Existing | Space Heating | Natural Gas | Gas Boiler - High Turndown Burner | A | Cumulative Energy Savings (MWh or mTherms) | Achievable Economic TRC Potential | 0 | 0 | 0.32198 | 0.71067 | 1.1765 | 1.705 | 2.2923 | 2.9602 | 3.6678 | 4.3586 | 4.9708 | 5.4515 | 5.7753 | 5.942 | 5.98 | 5.9257 | 5.8006 | 5.6971 | 5.616 | 5.5453 | 5.4882 | 5.4342 | 5.4021 | 5.3708 | 5.3403 | 5.3103 | 5.2808
F8_Commercial_Interruptible - College_Existing_Space Heating_Natural Gas_Gas Boiler - High Turndown Burner_A_Achievable Economic TRC Potential | F8 | Commercial | Interruptible - College | Existing | Space Heating | Natural Gas | Gas Boiler - High Turndown Burner | A | Cumulative Summer Peak Savings (MW) | Achievable Economic TRC Potential | 0 | 0 | 0 | 0 | 0 | 0 | 0 | 0 | 0 | 0 | 0 | 0 | 0 | 0 | 0 | 0 | 0 | 0 | 0 | 0 | 0 | 0 | 0 | 0 | 0 | 0 | 0
F9_Commercial_Interruptible - College_Existing_Space Heating_Natural Gas_Gas Boiler - High Turndown Burner_A_Achievable Economic TRC Potential | F9 | Commercial | Interruptible - College | Existing | Space Heating | Natural Gas | Gas Boiler - High Turndown Burner | A | Cumulative Winter Peak Savings (MW) | Achievable Economic TRC Potential | 0 | 0 | 0 | 0 | 0 | 0 | 0 | 0 | 0 | 0 | 0 | 0 | 0 | 0 | 0 | 0 | 0 | 0 | 0 | 0 | 0 | 0 | 0 | 0 | 0 | 0 | 0
F10_Commercial_Interruptible - College_Existing_Space Heating_Natural Gas_Gas Boiler - High Turndown Burner_A_Achievable Economic TRC Potential | F10 | Commercial | Interruptible - College | Existing | Space Heating | Natural Gas | Gas Boiler - High Turndown Burner | A | Purchases (Incremental) | Achievable Economic TRC Potential | 0 | 0 | 297.8071 | 365.6596 | 447.4603 | 519.4309 | 592.4768 | 692.6766 | 759.8769 | 776.268 | 731.5394 | 628.8201 | 486.6075 | 333.9481 | 199.8371 | 93.3375 | 0 | 0 | 0 | 0 | 0 | 0 | 0 | 0 | 0 | 0 | 0
F11_Commercial_Interruptible - College_Existing_Space Heating_Natural Gas_Gas Boiler - High Turndown Burner_A_Achievable Economic TRC Potential | F11 | Commercial | Interruptible - College | Existing | Space Heating | Natural Gas | Gas Boiler - High Turndown Burner | A | Purchases (Cumulative) | Achievable Economic TRC Potential | 0 | 0 | 297.8071 | 663.4667 | 1110.927 | 1630.3579 | 2222.8347 | 2915.5113 | 3675.3882 | 4451.6562 | 5183.1956 | 5812.0156 | 6298.6232 | 6632.5713 | 6832.4084 | 6925.7459 | 6925.7459 | 6925.7459 | 6925.7459 | 6925.7459 | 6925.7459 | 6925.7459 | 6925.7459 | 6925.7459 | 6925.7459 | 6925.7459 | 6925.7459
F1_Commercial_Interruptible - College_Existing_Space Heating_Natural Gas_Gas Boiler - Burner Control Optimization_A_Achievable Economic TRC Potential | F1 | Commercial | Interruptible - College | Existing | Space Heating | Natural Gas | Gas Boiler - Burner Control Optimization | A | Integrated Unit Energy Savings (kWh or therms) | Achievable Economic TRC Potential | 0 | 0 | 0.31346 | 0.31024 | 0.30641 | 0.30223 | 0.29768 | 0.29271 | 0.2873 | 0.2815 | 0.27536 | 0.26899 | 0.26266 | 0.25639 | 0.25043 | 0.2448 | 0.23963 | 0.23535 | 0.232 | 0.22908 | 0.22672 | 0.22449 | 0.22316 | 0.22187 | 0.22061 | 0.21937 | 0.21815
F2_Commercial_Interruptible - College_Existing_Space Heating_Natural Gas_Gas Boiler - Burner Control Optimization_A_Achievable Economic TRC Potential | F2 | Commercial | Interruptible - College | Existing | Space Heating | Natural Gas | Gas Boiler - Burner Control Optimization | A | Integrated Unit Summer Peak Savings (kW) | Achievable Economic TRC Potential | 0 | 0 | 0 | 0 | 0 | 0 | 0 | 0 | 0 | 0 | 0 | 0 | 0 | 0 | 0 | 0 | 0 | 0 | 0 | 0 | 0 | 0 | 0 | 0 | 0 | 0 | 0
F3_Commercial_Interruptible - College_Existing_Space Heating_Natural Gas_Gas Boiler - Burner Control Optimization_A_Achievable Economic TRC Potential | F3 | Commercial | Interruptible - College | Existing | Space Heating | Natural Gas | Gas Boiler - Burner Control Optimization | A | Integrated Unit Winter Peak Savings (kW) | Achievable Economic TRC Potential | 0 | 0 | 0 | 0 | 0 | 0 | 0 | 0 | 0 | 0 | 0 | 0 | 0 | 0 | 0 | 0 | 0 | 0 | 0 | 0 | 0 | 0 | 0 | 0 | 0 | 0 | 0
F4_Commercial_Interruptible - College_Existing_Space Heating_Natural Gas_Gas Boiler - Burner Control Optimization_A_Achievable Economic TRC Potential | F4 | Commercial | Interruptible - College | Existing | Space Heating | Natural Gas | Gas Boiler - Burner Control Optimization | A | Incremental Energy Savings (MWh or mTherms) | Achievable Economic TRC Potential | 0 | 0 | 0 | 0.018499 | 0.061807 | 0.099165 | 0.14825 | 0.20878 | 0.27876 | 0.35408 | 0.42838 | 0.49347 | 0.54061 | 0.56138 | 0.55063 | 0.50738 | 0.43668 | 0.34912 | 0.25723 | 0.18609 | 0.10049 | 0.066217 | 0 | 0 | 0 | 0 | 0
F5_Commercial_Interruptible - College_Existing_Space Heating_Natural Gas_Gas Boiler - Burner Control Optimization_A_Achievable Economic TRC Potential | F5 | Commercial | Interruptible - College | Existing | Space Heating | Natural Gas | Gas Boiler - Burner Control Optimization | A | Incremental Summer Peak Savings (MW) | Achievable Economic TRC Potential | 0 | 0 | 0 | 0 | 0 | 0 | 0 | 0 | 0 | 0 | 0 | 0 | 0 | 0 | 0 | 0 | 0 | 0 | 0 | 0 | 0 | 0 | 0 | 0 | 0 | 0 | 0
F6_Commercial_Interruptible - College_Existing_Space Heating_Natural Gas_Gas Boiler - Burner Control Optimization_A_Achievable Economic TRC Potential | F6 | Commercial | Interruptible - College | Existing | Space Heating | Natural Gas | Gas Boiler - Burner Control Optimization | A | Incremental Winter Peak Savings (MW) | Achievable Economic TRC Potential | 0 | 0 | 0 | 0 | 0 | 0 | 0 | 0 | 0 | 0 | 0 | 0 | 0 | 0 | 0 | 0 | 0 | 0 | 0 | 0 | 0 | 0 | 0 | 0 | 0 | 0 | 0
F7_Commercial_Interruptible - College_Existing_Space Heating_Natural Gas_Gas Boiler - Burner Control Optimization_A_Achievable Economic TRC Potential | F7 | Commercial | Interruptible - College | Existing | Space Heating | Natural Gas | Gas Boiler - Burner Control Optimization | A | Cumulative Energy Savings (MWh or mTherms) | Achievable Economic TRC Potential | 0 | 0 | 0 | 0.018499 | 0.080077 | 0.17815 | 0.32372 | 0.5271 | 0.79613 | 1.1341 | 1.5378 | 1.9957 | 2.4893 | 2.9913 | 3.4724 | 3.9016 | 4.2559 | 4.5291 | 4.7218 | 4.8484 | 4.899 | 4.917 | 4.888 | 4.8597 | 4.832 | 4.8049 | 4.7782
F8_Commercial_Interruptible - College_Existing_Space Heating_Natural Gas_Gas Boiler - Burner Control Optimization_A_Achievable Economic TRC Potential | F8 | Commercial | Interruptible - College | Existing | Space Heating | Natural Gas | Gas Boiler - Burner Control Optimization | A | Cumulative Summer Peak Savings (MW) | Achievable Economic TRC Potential | 0 | 0 | 0 | 0 | 0 | 0 | 0 | 0 | 0 | 0 | 0 | 0 | 0 | 0 | 0 | 0 | 0 | 0 | 0 | 0 | 0 | 0 | 0 | 0 | 0 | 0 | 0
F9_Commercial_Interruptible - College_Existing_Space Heating_Natural Gas_Gas Boiler - Burner Control Optimization_A_Achievable Economic TRC Potential | F9 | Commercial | Interruptible - College | Existing | Space Heating | Natural Gas | Gas Boiler - Burner Control Optimization | A | Cumulative Winter Peak Savings (MW) | Achievable Economic TRC Potential | 0 | 0 | 0 | 0 | 0 | 0 | 0 | 0 | 0 | 0 | 0 | 0 | 0 | 0 | 0 | 0 | 0 | 0 | 0 | 0 | 0 | 0 | 0 | 0 | 0 | 0 | 0
F10_Commercial_Interruptible - College_Existing_Space Heating_Natural Gas_Gas Boiler - Burner Control Optimization_A_Achievable Economic TRC Potential | F10 | Commercial | Interruptible - College | Existing | Space Heating | Natural Gas | Gas Boiler - Burner Control Optimization | A | Purchases (Incremental) | Achievable Economic TRC Potential | 0 | 0 | 0 | 59.627 | 201.7122 | 328.1125 | 498.0289 | 713.2838 | 970.2619 | 1257.8099 | 1555.694 | 1834.5328 | 2058.2266 | 2189.5656 | 2198.7067 | 2072.6519 | 1822.3246 | 1483.4076 | 1108.7746 | 812.3587 | 443.2477 | 294.9712 | 0 | 0 | 0 | 0 | 0
F11_Commercial_Interruptible - College_Existing_Space Heating_Natural Gas_Gas Boiler - Burner Control Optimization_A_Achievable Economic TRC Potential | F11 | Commercial | Interruptible - College | Existing | Space Heating | Natural Gas | Gas Boiler - Burner Control Optimization | A | Purchases (Cumulative) | Achievable Economic TRC Potential | 0 | 0 | 0 | 59.627 | 261.3392 | 589.4516 | 1087.4806 | 1800.7644 | 2771.0263 | 4028.8362 | 5584.5303 | 7419.0631 | 9477.2897 | 11666.8553 | 13865.562 | 15938.214 | 17760.5385 | 19243.9461 | 20352.7207 | 21165.0794 | 21608.3271 | 21903.2983 | 21903.2983 | 21903.2983 | 21903.2983 | 21903.2983 | 21903.2983
F1_Commercial_Interruptible - College_Existing_Space Heating_Natural Gas_Gas Boiler - Stack Economizer_A_Achievable Economic TRC Potential | F1 | Commercial | Interruptible - College | Existing | Space Heating | Natural Gas | Gas Boiler - Stack Economizer | A | Integrated Unit Energy Savings (kWh or therms) | Achievable Economic TRC Potential | 0 | 0 | 1.0374 | 1.0266 | 1.0133 | 0.99759 | 0.98012 | 0.96056 | 0.93892 | 0.91539 | 0.89119 | 0.86605 | 0.8408 | 0.81568 | 0.79178 | 0.7694 | 0.74924 | 0.73274 | 0.71999 | 0.70926 | 0.70106 | 0.69346 | 0.68937 | 0.68537 | 0.68147 | 0.67764 | 0.67388
F2_Commercial_Interruptible - College_Existing_Space Heating_Natural Gas_Gas Boiler - Stack Economizer_A_Achievable Economic TRC Potential | F2 | Commercial | Interruptible - College | Existing | Space Heating | Natural Gas | Gas Boiler - Stack Economizer | A | Integrated Unit Summer Peak Savings (kW) | Achievable Economic TRC Potential | 0 | 0 | 0 | 0 | 0 | 0 | 0 | 0 | 0 | 0 | 0 | 0 | 0 | 0 | 0 | 0 | 0 | 0 | 0 | 0 | 0 | 0 | 0 | 0 | 0 | 0 | 0
F3_Commercial_Interruptible - College_Existing_Space Heating_Natural Gas_Gas Boiler - Stack Economizer_A_Achievable Economic TRC Potential | F3 | Commercial | Interruptible - College | Existing | Space Heating | Natural Gas | Gas Boiler - Stack Economizer | A | Integrated Unit Winter Peak Savings (kW) | Achievable Economic TRC Potential | 0 | 0 | 0 | 0 | 0 | 0 | 0 | 0 | 0 | 0 | 0 | 0 | 0 | 0 | 0 | 0 | 0 | 0 | 0 | 0 | 0 | 0 | 0 | 0 | 0 | 0 | 0
F4_Commercial_Interruptible - College_Existing_Space Heating_Natural Gas_Gas Boiler - Stack Economizer_A_Achievable Economic TRC Potential | F4 | Commercial | Interruptible - College | Existing | Space Heating | Natural Gas | Gas Boiler - Stack Economizer | A | Incremental Energy Savings (MWh or mTherms) | Achievable Economic TRC Potential | 0 | 0 | 0 | 0 | 0 | 0 | 0 | 0 | 0 | 0 | 0 | 0 | 0 | 0 | 0 | 0 | 0 | 0 | 0 | 0 | 0 | 0 | 0 | 0 | 0 | 0 | 0
F5_Commercial_Interruptible - College_Existing_Space Heating_Natural Gas_Gas Boiler - Stack Economizer_A_Achievable Economic TRC Potential | F5 | Commercial | Interruptible - College | Existing | Space Heating | Natural Gas | Gas Boiler - Stack Economizer | A | Incremental Summer Peak Savings (MW) | Achievable Economic TRC Potential | 0 | 0 | 0 | 0 | 0 | 0 | 0 | 0 | 0 | 0 | 0 | 0 | 0 | 0 | 0 | 0 | 0 | 0 | 0 | 0 | 0 | 0 | 0 | 0 | 0 | 0 | 0
F6_Commercial_Interruptible - College_Existing_Space Heating_Natural Gas_Gas Boiler - Stack Economizer_A_Achievable Economic TRC Potential | F6 | Commercial | Interruptible - College | Existing | Space Heating | Natural Gas | Gas Boiler - Stack Economizer | A | Incremental Winter Peak Savings (MW) | Achievable Economic TRC Potential | 0 | 0 | 0 | 0 | 0 | 0 | 0 | 0 | 0 | 0 | 0 | 0 | 0 | 0 | 0 | 0 | 0 | 0 | 0 | 0 | 0 | 0 | 0 | 0 | 0 | 0 | 0
F7_Commercial_Interruptible - College_Existing_Space Heating_Natural Gas_Gas Boiler - Stack Economizer_A_Achievable Economic TRC Potential | F7 | Commercial | Interruptible - College | Existing | Space Heating | Natural Gas | Gas Boiler - Stack Economizer | A | Cumulative Energy Savings (MWh or mTherms) | Achievable Economic TRC Potential | 0 | 0 | 0 | 0 | 0 | 0 | 0 | 0 | 0 | 0 | 0 | 0 | 0 | 0 | 0 | 0 | 0 | 0 | 0 | 0 | 0 | 0 | 0 | 0 | 0 | 0 | 0
F8_Commercial_Interruptible - College_Existing_Space Heating_Natural Gas_Gas Boiler - Stack Economizer_A_Achievable Economic TRC Potential | F8 | Commercial | Interruptible - College | Existing | Space Heating | Natural Gas | Gas Boiler - Stack Economizer | A | Cumulative Summer Peak Savings (MW) | Achievable Economic TRC Potential | 0 | 0 | 0 | 0 | 0 | 0 | 0 | 0 | 0 | 0 | 0 | 0 | 0 | 0 | 0 | 0 | 0 | 0 | 0 | 0 | 0 | 0 | 0 | 0 | 0 | 0 | 0
F9_Commercial_Interruptible - College_Existing_Space Heating_Natural Gas_Gas Boiler - Stack Economizer_A_Achievable Economic TRC Potential | F9 | Commercial | Interruptible - College | Existing | Space Heating | Natural Gas | Gas Boiler - Stack Economizer | A | Cumulative Winter Peak Savings (MW) | Achievable Economic TRC Potential | 0 | 0 | 0 | 0 | 0 | 0 | 0 | 0 | 0 | 0 | 0 | 0 | 0 | 0 | 0 | 0 | 0 | 0 | 0 | 0 | 0 | 0 | 0 | 0 | 0 | 0 | 0
F10_Commercial_Interruptible - College_Existing_Space Heating_Natural Gas_Gas Boiler - Stack Economizer_A_Achievable Economic TRC Potential | F10 | Commercial | Interruptible - College | Existing | Space Heating | Natural Gas | Gas Boiler - Stack Economizer | A | Purchases (Incremental) | Achievable Economic TRC Potential | 0 | 0 | 0 | 0 | 0 | 0 | 0 | 0 | 0 | 0 | 0 | 0 | 0 | 0 | 0 | 0 | 0 | 0 | 0 | 0 | 0 | 0 | 0 | 0 | 0 | 0 | 0
F11_Commercial_Interruptible - College_Existing_Space Heating_Natural Gas_Gas Boiler - Stack Economizer_A_Achievable Economic TRC Potential | F11 | Commercial | Interruptible - College | Existing | Space Heating | Natural Gas | Gas Boiler - Stack Economizer | A | Purchases (Cumulative) | Achievable Economic TRC Potential | 0 | 0 | 0 | 0 | 0 | 0 | 0 | 0 | 0 | 0 | 0 | 0 | 0 | 0 | 0 | 0 | 0 | 0 | 0 | 0 | 0 | 0 | 0 | 0 | 0 | 0 | 0
F1_Commercial_Interruptible - College_Existing_Space Heating_Natural Gas_Gas Boiler - Thermostatic Radiator Valves_A_Achievable Economic TRC Potential | F1 | Commercial | Interruptible - College | Existing | Space Heating | Natural Gas | Gas Boiler - Thermostatic Radiator Valves | A | Integrated Unit Energy Savings (kWh or therms) | Achievable Economic TRC Potential | 0 | 0 | 63.447 | 63.0937 | 62.6376 | 62.1276 | 61.5634 | 60.9383 | 60.2468 | 59.4864 | 58.6592 | 57.7737 | 56.846 | 55.8994 | 54.9629 | 54.0664 | 53.2358 | 52.5228 | 51.9336 | 51.4139 | 50.9887 | 50.5831 | 50.2849 | 49.9939 | 49.7093 | 49.4303 | 49.1564
F2_Commercial_Interruptible - College_Existing_Space Heating_Natural Gas_Gas Boiler - Thermostatic Radiator Valves_A_Achievable Economic TRC Potential | F2 | Commercial | Interruptible - College | Existing | Space Heating | Natural Gas | Gas Boiler - Thermostatic Radiator Valves | A | Integrated Unit Summer Peak Savings (kW) | Achievable Economic TRC Potential | 0 | 0 | 0 | 0 | 0 | 0 | 0 | 0 | 0 | 0 | 0 | 0 | 0 | 0 | 0 | 0 | 0 | 0 | 0 | 0 | 0 | 0 | 0 | 0 | 0 | 0 | 0
F3_Commercial_Interruptible - College_Existing_Space Heating_Natural Gas_Gas Boiler - Thermostatic Radiator Valves_A_Achievable Economic TRC Potential | F3 | Commercial | Interruptible - College | Existing | Space Heating | Natural Gas | Gas Boiler - Thermostatic Radiator Valves | A | Integrated Unit Winter Peak Savings (kW) | Achievable Economic TRC Potential | 0 | 0 | 0 | 0 | 0 | 0 | 0 | 0 | 0 | 0 | 0 | 0 | 0 | 0 | 0 | 0 | 0 | 0 | 0 | 0 | 0 | 0 | 0 | 0 | 0 | 0 | 0
F4_Commercial_Interruptible - College_Existing_Space Heating_Natural Gas_Gas Boiler - Thermostatic Radiator Valves_A_Achievable Economic TRC Potential | F4 | Commercial | Interruptible - College | Existing | Space Heating | Natural Gas | Gas Boiler - Thermostatic Radiator Valves | A | Incremental Energy Savings (MWh or mTherms) | Achievable Economic TRC Potential | 0 | 0 | 0.93802 | 1.9147 | 1.9009 | 1.8854 | 1.8683 | 1.8493 | 1.8283 | 1.8052 | 1.7801 | 1.7532 | 1.7251 | 1.6964 | 1.6679 | 1.6407 | 1.6155 | 0.81738 | 0 | 2.9225e-15 | 1.8115e-16 | 0 | 0 | 0 | 0 | 0 | 0
F5_Commercial_Interruptible - College_Existing_Space Heating_Natural Gas_Gas Boiler - Thermostatic Radiator Valves_A_Achievable Economic TRC Potential | F5 | Commercial | Interruptible - College | Existing | Space Heating | Natural Gas | Gas Boiler - Thermostatic Radiator Valves | A | Incremental Summer Peak Savings (MW) | Achievable Economic TRC Potential | 0 | 0 | 0 | 0 | 0 | 0 | 0 | 0 | 0 | 0 | 0 | 0 | 0 | 0 | 0 | 0 | 0 | 0 | 0 | 0 | 0 | 0 | 0 | 0 | 0 | 0 | 0
F6_Commercial_Interruptible - College_Existing_Space Heating_Natural Gas_Gas Boiler - Thermostatic Radiator Valves_A_Achievable Economic TRC Potential | F6 | Commercial | Interruptible - College | Existing | Space Heating | Natural Gas | Gas Boiler - Thermostatic Radiator Valves | A | Incremental Winter Peak Savings (MW) | Achievable Economic TRC Potential | 0 | 0 | 0 | 0 | 0 | 0 | 0 | 0 | 0 | 0 | 0 | 0 | 0 | 0 | 0 | 0 | 0 | 0 | 0 | 0 | 0 | 0 | 0 | 0 | 0 | 0 | 0
F7_Commercial_Interruptible - College_Existing_Space Heating_Natural Gas_Gas Boiler - Thermostatic Radiator Valves_A_Achievable Economic TRC Potential | F7 | Commercial | Interruptible - College | Existing | Space Heating | Natural Gas | Gas Boiler - Thermostatic Radiator Valves | A | Cumulative Energy Savings (MWh or mTherms) | Achievable Economic TRC Potential | 0 | 0 | 0.93802 | 2.8475 | 4.7278 | 6.5746 | 8.3832 | 10.1473 | 11.8605 | 13.516 | 15.1082 | 16.6334 | 18.0914 | 19.4865 | 20.828 | 22.129 | 23.4046 | 23.9085 | 23.6403 | 23.4037 | 23.2102 | 23.0255 | 22.8898 | 22.7573 | 22.6278 | 22.5008 | 22.3761
F8_Commercial_Interruptible - College_Existing_Space Heating_Natural Gas_Gas Boiler - Thermostatic Radiator Valves_A_Achievable Economic TRC Potential | F8 | Commercial | Interruptible - College | Existing | Space Heating | Natural Gas | Gas Boiler - Thermostatic Radiator Valves | A | Cumulative Summer Peak Savings (MW) | Achievable Economic TRC Potential | 0 | 0 | 0 | 0 | 0 | 0 | 0 | 0 | 0 | 0 | 0 | 0 | 0 | 0 | 0 | 0 | 0 | 0 | 0 | 0 | 0 | 0 | 0 | 0 | 0 | 0 | 0
F9_Commercial_Interruptible - College_Existing_Space Heating_Natural Gas_Gas Boiler - Thermostatic Radiator Valves_A_Achievable Economic TRC Potential | F9 | Commercial | Interruptible - College | Existing | Space Heating | Natural Gas | Gas Boiler - Thermostatic Radiator Valves | A | Cumulative Winter Peak Savings (MW) | Achievable Economic TRC Potential | 0 | 0 | 0 | 0 | 0 | 0 | 0 | 0 | 0 | 0 | 0 | 0 | 0 | 0 | 0 | 0 | 0 | 0 | 0 | 0 | 0 | 0 | 0 | 0 | 0 | 0 | 0
F10_Commercial_Interruptible - College_Existing_Space Heating_Natural Gas_Gas Boiler - Thermostatic Radiator Valves_A_Achievable Economic TRC Potential | F10 | Commercial | Interruptible - College | Existing | Space Heating | Natural Gas | Gas Boiler - Thermostatic Radiator Valves | A | Purchases (Incremental) | Achievable Economic TRC Potential | 0 | 0 | 14.7843 | 30.3468 | 30.3468 | 30.3468 | 30.3468 | 30.3468 | 30.3468 | 30.3468 | 30.3468 | 30.3468 | 30.3468 | 30.3468 | 30.3468 | 30.3468 | 30.3468 | 15.5625 | 0 | 5.6843e-14 | 3.5527e-15 | 0 | 0 | 0 | 0 | 0 | 0
F11_Commercial_Interruptible - College_Existing_Space Heating_Natural Gas_Gas Boiler - Thermostatic Radiator Valves_A_Achievable Economic TRC Potential | F11 | Commercial | Interruptible - College | Existing | Space Heating | Natural Gas | Gas Boiler - Thermostatic Radiator Valves | A | Purchases (Cumulative) | Achievable Economic TRC Potential | 0 | 0 | 14.7843 | 45.1311 | 75.4779 | 105.8247 | 136.1715 | 166.5183 | 196.8651 | 227.2119 | 257.5587 | 287.9055 | 318.2523 | 348.5991 | 378.9458 | 409.2926 | 439.6394 | 455.2019 | 455.2019 | 455.2019 | 455.2019 | 455.2019 | 455.2019 | 455.2019 | 455.2019 | 455.2019 | 455.2019
F1_Commercial_Interruptible - College_Existing_Space Heating_Natural Gas_HVAC - Shut Off Damper_A_Achievable Economic TRC Potential | F1 | Commercial | Interruptible - College | Existing | Space Heating | Natural Gas | HVAC - Shut Off Damper | A | Integrated Unit Energy Savings (kWh or therms) | Achievable Economic TRC Potential | 0 | 0 | 131.0527 | 129.692 | 128.0217 | 126.0345 | 123.8246 | 121.349 | 118.6094 | 115.6276 | 112.5607 | 109.3735 | 106.1712 | 102.9852 | 99.9524 | 97.1106 | 94.5493 | 92.4502 | 90.824 | 89.4537 | 88.4037 | 87.4303 | 86.9008 | 86.3849 | 85.8811 | 85.3881 | 84.9046
F2_Commercial_Interruptible - College_Existing_Space Heating_Natural Gas_HVAC - Shut Off Damper_A_Achievable Economic TRC Potential | F2 | Commercial | Interruptible - College | Existing | Space Heating | Natural Gas | HVAC - Shut Off Damper | A | Integrated Unit Summer Peak Savings (kW) | Achievable Economic TRC Potential | 0 | 0 | 0 | 0 | 0 | 0 | 0 | 0 | 0 | 0 | 0 | 0 | 0 | 0 | 0 | 0 | 0 | 0 | 0 | 0 | 0 | 0 | 0 | 0 | 0 | 0 | 0
F3_Commercial_Interruptible - College_Existing_Space Heating_Natural Gas_HVAC - Shut Off Damper_A_Achievable Economic TRC Potential | F3 | Commercial | Interruptible - College | Existing | Space Heating | Natural Gas | HVAC - Shut Off Damper | A | Integrated Unit Winter Peak Savings (kW) | Achievable Economic TRC Potential | 0 | 0 | 0 | 0 | 0 | 0 | 0 | 0 | 0 | 0 | 0 | 0 | 0 | 0 | 0 | 0 | 0 | 0 | 0 | 0 | 0 | 0 | 0 | 0 | 0 | 0 | 0
F4_Commercial_Interruptible - College_Existing_Space Heating_Natural Gas_HVAC - Shut Off Damper_A_Achievable Economic TRC Potential | F4 | Commercial | Interruptible - College | Existing | Space Heating | Natural Gas | HVAC - Shut Off Damper | A | Incremental Energy Savings (MWh or mTherms) | Achievable Economic TRC Potential | 0 | 0 | 0 | 0 | 0 | 0 | 0 | 0 | 0 | 0 | 0 | 0 | 0 | 0 | 0 | 0 | 0 | 0 | 0 | 0 | 0 | 0 | 0 | 0 | 0 | 0 | 0
F5_Commercial_Interruptible - College_Existing_Space Heating_Natural Gas_HVAC - Shut Off Damper_A_Achievable Economic TRC Potential | F5 | Commercial | Interruptible - College | Existing | Space Heating | Natural Gas | HVAC - Shut Off Damper | A | Incremental Summer Peak Savings (MW) | Achievable Economic TRC Potential | 0 | 0 | 0 | 0 | 0 | 0 | 0 | 0 | 0 | 0 | 0 | 0 | 0 | 0 | 0 | 0 | 0 | 0 | 0 | 0 | 0 | 0 | 0 | 0 | 0 | 0 | 0
F6_Commercial_Interruptible - College_Existing_Space Heating_Natural Gas_HVAC - Shut Off Damper_A_Achievable Economic TRC Potential | F6 | Commercial | Interruptible - College | Existing | Space Heating | Natural Gas | HVAC - Shut Off Damper | A | Incremental Winter Peak Savings (MW) | Achievable Economic TRC Potential | 0 | 0 | 0 | 0 | 0 | 0 | 0 | 0 | 0 | 0 | 0 | 0 | 0 | 0 | 0 | 0 | 0 | 0 | 0 | 0 | 0 | 0 | 0 | 0 | 0 | 0 | 0
F7_Commercial_Interruptible - College_Existing_Space Heating_Natural Gas_HVAC - Shut Off Damper_A_Achievable Economic TRC Potential | F7 | Commercial | Interruptible - College | Existing | Space Heating | Natural Gas | HVAC - Shut Off Damper | A | Cumulative Energy Savings (MWh or mTherms) | Achievable Economic TRC Potential | 0 | 0 | 0 | 0 | 0 | 0 | 0 | 0 | 0 | 0 | 0 | 0 | 0 | 0 | 0 | 0 | 0 | 0 | 0 | 0 | 0 | 0 | 0 | 0 | 0 | 0 | 0
F8_Commercial_Interruptible - College_Existing_Space Heating_Natural Gas_HVAC - Shut Off Damper_A_Achievable Economic TRC Potential | F8 | Commercial | Interruptible - College | Existing | Space Heating | Natural Gas | HVAC - Shut Off Damper | A | Cumulative Summer Peak Savings (MW) | Achievable Economic TRC Potential | 0 | 0 | 0 | 0 | 0 | 0 | 0 | 0 | 0 | 0 | 0 | 0 | 0 | 0 | 0 | 0 | 0 | 0 | 0 | 0 | 0 | 0 | 0 | 0 | 0 | 0 | 0
F9_Commercial_Interruptible - College_Existing_Space Heating_Natural Gas_HVAC - Shut Off Damper_A_Achievable Economic TRC Potential | F9 | Commercial | Interruptible - College | Existing | Space Heating | Natural Gas | HVAC - Shut Off Damper | A | Cumulative Winter Peak Savings (MW) | Achievable Economic TRC Potential | 0 | 0 | 0 | 0 | 0 | 0 | 0 | 0 | 0 | 0 | 0 | 0 | 0 | 0 | 0 | 0 | 0 | 0 | 0 | 0 | 0 | 0 | 0 | 0 | 0 | 0 | 0
F10_Commercial_Interruptible - College_Existing_Space Heating_Natural Gas_HVAC - Shut Off Damper_A_Achievable Economic TRC Potential | F10 | Commercial | Interruptible - College | Existing | Space Heating | Natural Gas | HVAC - Shut Off Damper | A | Purchases (Incremental) | Achievable Economic TRC Potential | 0 | 0 | 0 | 0 | 0 | 0 | 0 | 0 | 0 | 0 | 0 | 0 | 0 | 0 | 0 | 0 | 0 | 0 | 0 | 0 | 0 | 0 | 0 | 0 | 0 | 0 | 0
F11_Commercial_Interruptible - College_Existing_Space Heating_Natural Gas_HVAC - Shut Off Damper_A_Achievable Economic TRC Potential | F11 | Commercial | Interruptible - College | Existing | Space Heating | Natural Gas | HVAC - Shut Off Damper | A | Purchases (Cumulative) | Achievable Economic TRC Potential | 0 | 0 | 0 | 0 | 0 | 0 | 0 | 0 | 0 | 0 | 0 | 0 | 0 | 0 | 0 | 0 | 0 | 0 | 0 | 0 | 0 | 0 | 0 | 0 | 0 | 0 | 0
F1_Commercial_Interruptible - College_Existing_Space Heating_Natural Gas_Gas Furnace - Tube Inserts_A_Achievable Economic TRC Potential | F1 | Commercial | Interruptible - College | Existing | Space Heating | Natural Gas | Gas Furnace - Tube Inserts | A | Integrated Unit Energy Savings (kWh or therms) | Achievable Economic TRC Potential | 0 | 0 | 0 | 0 | 0 | 0 | 0 | 0 | 0 | 0 | 0 | 0 | 0 | 0 | 0 | 0 | 0 | 0 | 0 | 0 | 0 | 0 | 0 | 0 | 0 | 0 | 0
F2_Commercial_Interruptible - College_Existing_Space Heating_Natural Gas_Gas Furnace - Tube Inserts_A_Achievable Economic TRC Potential | F2 | Commercial | Interruptible - College | Existing | Space Heating | Natural Gas | Gas Furnace - Tube Inserts | A | Integrated Unit Summer Peak Savings (kW) | Achievable Economic TRC Potential | 0 | 0 | 0 | 0 | 0 | 0 | 0 | 0 | 0 | 0 | 0 | 0 | 0 | 0 | 0 | 0 | 0 | 0 | 0 | 0 | 0 | 0 | 0 | 0 | 0 | 0 | 0
F3_Commercial_Interruptible - College_Existing_Space Heating_Natural Gas_Gas Furnace - Tube Inserts_A_Achievable Economic TRC Potential | F3 | Commercial | Interruptible - College | Existing | Space Heating | Natural Gas | Gas Furnace - Tube Inserts | A | Integrated Unit Winter Peak Savings (kW) | Achievable Economic TRC Potential | 0 | 0 | 0 | 0 | 0 | 0 | 0 | 0 | 0 | 0 | 0 | 0 | 0 | 0 | 0 | 0 | 0 | 0 | 0 | 0 | 0 | 0 | 0 | 0 | 0 | 0 | 0
F4_Commercial_Interruptible - College_Existing_Space Heating_Natural Gas_Gas Furnace - Tube Inserts_A_Achievable Economic TRC Potential | F4 | Commercial | Interruptible - College | Existing | Space Heating | Natural Gas | Gas Furnace - Tube Inserts | A | Incremental Energy Savings (MWh or mTherms) | Achievable Economic TRC Potential | 0 | 0 | 0 | 0 | 0 | 0 | 0 | 0 | 0 | 0 | 0 | 0 | 0 | 0 | 0 | 0 | 0 | 0 | 0 | 0 | 0 | 0 | 0 | 0 | 0 | 0 | 0
F5_Commercial_Interruptible - College_Existing_Space Heating_Natural Gas_Gas Furnace - Tube Inserts_A_Achievable Economic TRC Potential | F5 | Commercial | Interruptible - College | Existing | Space Heating | Natural Gas | Gas Furnace - Tube Inserts | A | Incremental Summer Peak Savings (MW) | Achievable Economic TRC Potential | 0 | 0 | 0 | 0 | 0 | 0 | 0 | 0 | 0 | 0 | 0 | 0 | 0 | 0 | 0 | 0 | 0 | 0 | 0 | 0 | 0 | 0 | 0 | 0 | 0 | 0 | 0
F6_Commercial_Interruptible - College_Existing_Space Heating_Natural Gas_Gas Furnace - Tube Inserts_A_Achievable Economic TRC Potential | F6 | Commercial | Interruptible - College | Existing | Space Heating | Natural Gas | Gas Furnace - Tube Inserts | A | Incremental Winter Peak Savings (MW) | Achievable Economic TRC Potential | 0 | 0 | 0 | 0 | 0 | 0 | 0 | 0 | 0 | 0 | 0 | 0 | 0 | 0 | 0 | 0 | 0 | 0 | 0 | 0 | 0 | 0 | 0 | 0 | 0 | 0 | 0
F7_Commercial_Interruptible - College_Existing_Space Heating_Natural Gas_Gas Furnace - Tube Inserts_A_Achievable Economic TRC Potential | F7 | Commercial | Interruptible - College | Existing | Space Heating | Natural Gas | Gas Furnace - Tube Inserts | A | Cumulative Energy Savings (MWh or mTherms) | Achievable Economic TRC Potential | 0 | 0 | 0 | 0 | 0 | 0 | 0 | 0 | 0 | 0 | 0 | 0 | 0 | 0 | 0 | 0 | 0 | 0 | 0 | 0 | 0 | 0 | 0 | 0 | 0 | 0 | 0
F8_Commercial_Interruptible - College_Existing_Space Heating_Natural Gas_Gas Furnace - Tube Inserts_A_Achievable Economic TRC Potential | F8 | Commercial | Interruptible - College | Existing | Space Heating | Natural Gas | Gas Furnace - Tube Inserts | A | Cumulative Summer Peak Savings (MW) | Achievable Economic TRC Potential | 0 | 0 | 0 | 0 | 0 | 0 | 0 | 0 | 0 | 0 | 0 | 0 | 0 | 0 | 0 | 0 | 0 | 0 | 0 | 0 | 0 | 0 | 0 | 0 | 0 | 0 | 0
F9_Commercial_Interruptible - College_Existing_Space Heating_Natural Gas_Gas Furnace - Tube Inserts_A_Achievable Economic TRC Potential | F9 | Commercial | Interruptible - College | Existing | Space Heating | Natural Gas | Gas Furnace - Tube Inserts | A | Cumulative Winter Peak Savings (MW) | Achievable Economic TRC Potential | 0 | 0 | 0 | 0 | 0 | 0 | 0 | 0 | 0 | 0 | 0 | 0 | 0 | 0 | 0 | 0 | 0 | 0 | 0 | 0 | 0 | 0 | 0 | 0 | 0 | 0 | 0
F10_Commercial_Interruptible - College_Existing_Space Heating_Natural Gas_Gas Furnace - Tube Inserts_A_Achievable Economic TRC Potential | F10 | Commercial | Interruptible - College | Existing | Space Heating | Natural Gas | Gas Furnace - Tube Inserts | A | Purchases (Incremental) | Achievable Economic TRC Potential | 0 | 0 | 0 | 0 | 0 | 0 | 0 | 0 | 0 | 0 | 0 | 0 | 0 | 0 | 0 | 0 | 0 | 0 | 0 | 0 | 0 | 0 | 0 | 0 | 0 | 0 | 0
F11_Commercial_Interruptible - College_Existing_Space Heating_Natural Gas_Gas Furnace - Tube Inserts_A_Achievable Economic TRC Potential | F11 | Commercial | Interruptible - College | Existing | Space Heating | Natural Gas | Gas Furnace - Tube Inserts | A | Purchases (Cumulative) | Achievable Economic TRC Potential | 0 | 0 | 0 | 0 | 0 | 0 | 0 | 0 | 0 | 0 | 0 | 0 | 0 | 0 | 0 | 0 | 0 | 0 | 0 | 0 | 0 | 0 | 0 | 0 | 0 | 0 | 0
F1_Commercial_Interruptible - College_Existing_Space Heating_Natural Gas_Gas Boiler - Insulate Steam Lines/Condensate Tank_A_Achievable Economic TRC Potential | F1 | Commercial | Interruptible - College | Existing | Space Heating | Natural Gas | Gas Boiler - Insulate Steam Lines/Condensate Tank | A | Integrated Unit Energy Savings (kWh or therms) | Achievable Economic TRC Potential | 0 | 0 | 24.1414 | 24.0303 | 23.8798 | 23.7084 | 23.516 | 23.2999 | 23.058 | 22.7892 | 22.4943 | 22.1765 | 21.8418 | 21.4992 | 21.1598 | 20.8352 | 20.5354 | 20.2706 | 20.0433 | 19.8428 | 19.6787 | 19.5222 | 19.4072 | 19.2949 | 19.1851 | 19.0775 | 18.9718
F2_Commercial_Interruptible - College_Existing_Space Heating_Natural Gas_Gas Boiler - Insulate Steam Lines/Condensate Tank_A_Achievable Economic TRC Potential | F2 | Commercial | Interruptible - College | Existing | Space Heating | Natural Gas | Gas Boiler - Insulate Steam Lines/Condensate Tank | A | Integrated Unit Summer Peak Savings (kW) | Achievable Economic TRC Potential | 0 | 0 | 0 | 0 | 0 | 0 | 0 | 0 | 0 | 0 | 0 | 0 | 0 | 0 | 0 | 0 | 0 | 0 | 0 | 0 | 0 | 0 | 0 | 0 | 0 | 0 | 0
F3_Commercial_Interruptible - College_Existing_Space Heating_Natural Gas_Gas Boiler - Insulate Steam Lines/Condensate Tank_A_Achievable Economic TRC Potential | F3 | Commercial | Interruptible - College | Existing | Space Heating | Natural Gas | Gas Boiler - Insulate Steam Lines/Condensate Tank | A | Integrated Unit Winter Peak Savings (kW) | Achievable Economic TRC Potential | 0 | 0 | 0 | 0 | 0 | 0 | 0 | 0 | 0 | 0 | 0 | 0 | 0 | 0 | 0 | 0 | 0 | 0 | 0 | 0 | 0 | 0 | 0 | 0 | 0 | 0 | 0
F4_Commercial_Interruptible - College_Existing_Space Heating_Natural Gas_Gas Boiler - Insulate Steam Lines/Condensate Tank_A_Achievable Economic TRC Potential | F4 | Commercial | Interruptible - College | Existing | Space Heating | Natural Gas | Gas Boiler - Insulate Steam Lines/Condensate Tank | A | Incremental Energy Savings (MWh or mTherms) | Achievable Economic TRC Potential | 0 | 0 | 0.56205 | 1.1484 | 1.1412 | 1.133 | 1.1238 | 1.1135 | 1.1019 | 1.0891 | 1.075 | 1.0598 | 1.0438 | 1.0274 | 1.0112 | 0.99569 | 0.98136 | 0.49677 | 1.4242e-16 | 1.8329e-15 | 2.7965e-16 | 0 | 0 | 0 | 0 | 0 | 0
F5_Commercial_Interruptible - College_Existing_Space Heating_Natural Gas_Gas Boiler - Insulate Steam Lines/Condensate Tank_A_Achievable Economic TRC Potential | F5 | Commercial | Interruptible - College | Existing | Space Heating | Natural Gas | Gas Boiler - Insulate Steam Lines/Condensate Tank | A | Incremental Summer Peak Savings (MW) | Achievable Economic TRC Potential | 0 | 0 | 0 | 0 | 0 | 0 | 0 | 0 | 0 | 0 | 0 | 0 | 0 | 0 | 0 | 0 | 0 | 0 | 0 | 0 | 0 | 0 | 0 | 0 | 0 | 0 | 0
F6_Commercial_Interruptible - College_Existing_Space Heating_Natural Gas_Gas Boiler - Insulate Steam Lines/Condensate Tank_A_Achievable Economic TRC Potential | F6 | Commercial | Interruptible - College | Existing | Space Heating | Natural Gas | Gas Boiler - Insulate Steam Lines/Condensate Tank | A | Incremental Winter Peak Savings (MW) | Achievable Economic TRC Potential | 0 | 0 | 0 | 0 | 0 | 0 | 0 | 0 | 0 | 0 | 0 | 0 | 0 | 0 | 0 | 0 | 0 | 0 | 0 | 0 | 0 | 0 | 0 | 0 | 0 | 0 | 0
F7_Commercial_Interruptible - College_Existing_Space Heating_Natural Gas_Gas Boiler - Insulate Steam Lines/Condensate Tank_A_Achievable Economic TRC Potential | F7 | Commercial | Interruptible - College | Existing | Space Heating | Natural Gas | Gas Boiler - Insulate Steam Lines/Condensate Tank | A | Cumulative Energy Savings (MWh or mTherms) | Achievable Economic TRC Potential | 0 | 0 | 0.56205 | 1.7078 | 2.8383 | 3.951 | 5.0427 | 6.1098 | 7.1483 | 8.154 | 9.1235 | 10.0544 | 10.9464 | 11.8021 | 12.627 | 13.429 | 14.2171 | 14.5306 | 14.3676 | 14.2239 | 14.1063 | 13.9941 | 13.9116 | 13.8312 | 13.7525 | 13.6753 | 13.5995
F8_Commercial_Interruptible - College_Existing_Space Heating_Natural Gas_Gas Boiler - Insulate Steam Lines/Condensate Tank_A_Achievable Economic TRC Potential | F8 | Commercial | Interruptible - College | Existing | Space Heating | Natural Gas | Gas Boiler - Insulate Steam Lines/Condensate Tank | A | Cumulative Summer Peak Savings (MW) | Achievable Economic TRC Potential | 0 | 0 | 0 | 0 | 0 | 0 | 0 | 0 | 0 | 0 | 0 | 0 | 0 | 0 | 0 | 0 | 0 | 0 | 0 | 0 | 0 | 0 | 0 | 0 | 0 | 0 | 0
F9_Commercial_Interruptible - College_Existing_Space Heating_Natural Gas_Gas Boiler - Insulate Steam Lines/Condensate Tank_A_Achievable Economic TRC Potential | F9 | Commercial | Interruptible - College | Existing | Space Heating | Natural Gas | Gas Boiler - Insulate Steam Lines/Condensate Tank | A | Cumulative Winter Peak Savings (MW) | Achievable Economic TRC Potential | 0 | 0 | 0 | 0 | 0 | 0 | 0 | 0 | 0 | 0 | 0 | 0 | 0 | 0 | 0 | 0 | 0 | 0 | 0 | 0 | 0 | 0 | 0 | 0 | 0 | 0 | 0
F10_Commercial_Interruptible - College_Existing_Space Heating_Natural Gas_Gas Boiler - Insulate Steam Lines/Condensate Tank_A_Achievable Economic TRC Potential | F10 | Commercial | Interruptible - College | Existing | Space Heating | Natural Gas | Gas Boiler - Insulate Steam Lines/Condensate Tank | A | Purchases (Incremental) | Achievable Economic TRC Potential | 0 | 0 | 23.2817 | 47.7887 | 47.7887 | 47.7887 | 47.7887 | 47.7887 | 47.7887 | 47.7887 | 47.7887 | 47.7887 | 47.7887 | 47.7887 | 47.7887 | 47.7887 | 47.7887 | 24.507 | 7.1054e-15 | 9.2371e-14 | 1.4211e-14 | 0 | 0 | 0 | 0 | 0 | 0
F11_Commercial_Interruptible - College_Existing_Space Heating_Natural Gas_Gas Boiler - Insulate Steam Lines/Condensate Tank_A_Achievable Economic TRC Potential | F11 | Commercial | Interruptible - College | Existing | Space Heating | Natural Gas | Gas Boiler - Insulate Steam Lines/Condensate Tank | A | Purchases (Cumulative) | Achievable Economic TRC Potential | 0 | 0 | 23.2817 | 71.0704 | 118.8591 | 166.6477 | 214.4364 | 262.2251 | 310.0138 | 357.8025 | 405.5912 | 453.3799 | 501.1686 | 548.9573 | 596.746 | 644.5347 | 692.3234 | 716.8304 | 716.8304 | 716.8304 | 716.8304 | 716.8304 | 716.8304 | 716.8304 | 716.8304 | 716.8304 | 716.8304
F1_Commercial_Interruptible - College_Existing_Space Heating_Natural Gas_Gas Boiler - Insulate Hot Water Lines_A_Achievable Economic TRC Potential | F1 | Commercial | Interruptible - College | Existing | Space Heating | Natural Gas | Gas Boiler - Insulate Hot Water Lines | A | Integrated Unit Energy Savings (kWh or therms) | Achievable Economic TRC Potential | 0 | 0 | 16.1145 | 15.9596 | 15.7728 | 15.5677 | 15.3435 | 15.0968 | 14.8279 | 14.5379 | 14.2302 | 13.9098 | 13.5914 | 13.2757 | 12.9673 | 12.6753 | 12.4077 | 12.1864 | 12.0127 | 11.8615 | 11.7395 | 11.6239 | 11.5553 | 11.4884 | 11.4229 | 11.3588 | 11.2958
F2_Commercial_Interruptible - College_Existing_Space Heating_Natural Gas_Gas Boiler - Insulate Hot Water Lines_A_Achievable Economic TRC Potential | F2 | Commercial | Interruptible - College | Existing | Space Heating | Natural Gas | Gas Boiler - Insulate Hot Water Lines | A | Integrated Unit Summer Peak Savings (kW) | Achievable Economic TRC Potential | 0 | 0 | 0 | 0 | 0 | 0 | 0 | 0 | 0 | 0 | 0 | 0 | 0 | 0 | 0 | 0 | 0 | 0 | 0 | 0 | 0 | 0 | 0 | 0 | 0 | 0 | 0
F3_Commercial_Interruptible - College_Existing_Space Heating_Natural Gas_Gas Boiler - Insulate Hot Water Lines_A_Achievable Economic TRC Potential | F3 | Commercial | Interruptible - College | Existing | Space Heating | Natural Gas | Gas Boiler - Insulate Hot Water Lines | A | Integrated Unit Winter Peak Savings (kW) | Achievable Economic TRC Potential | 0 | 0 | 0 | 0 | 0 | 0 | 0 | 0 | 0 | 0 | 0 | 0 | 0 | 0 | 0 | 0 | 0 | 0 | 0 | 0 | 0 | 0 | 0 | 0 | 0 | 0 | 0
F4_Commercial_Interruptible - College_Existing_Space Heating_Natural Gas_Gas Boiler - Insulate Hot Water Lines_A_Achievable Economic TRC Potential | F4 | Commercial | Interruptible - College | Existing | Space Heating | Natural Gas | Gas Boiler - Insulate Hot Water Lines | A | Incremental Energy Savings (MWh or mTherms) | Achievable Economic TRC Potential | 0 | 0 | 0 | 0.76269 | 0.75376 | 0.74396 | 0.73324 | 0.72146 | 0.7086 | 0.69475 | 0.68004 | 0.66473 | 0.64951 | 0.63443 | 0 | 1.1708e-15 | 0 | 1.1257e-15 | 2.5607e-16 | 1.3485e-15 | 1.6683e-16 | 0 | 0 | 0 | 0 | 0 | 0
F5_Commercial_Interruptible - College_Existing_Space Heating_Natural Gas_Gas Boiler - Insulate Hot Water Lines_A_Achievable Economic TRC Potential | F5 | Commercial | Interruptible - College | Existing | Space Heating | Natural Gas | Gas Boiler - Insulate Hot Water Lines | A | Incremental Summer Peak Savings (MW) | Achievable Economic TRC Potential | 0 | 0 | 0 | 0 | 0 | 0 | 0 | 0 | 0 | 0 | 0 | 0 | 0 | 0 | 0 | 0 | 0 | 0 | 0 | 0 | 0 | 0 | 0 | 0 | 0 | 0 | 0
F6_Commercial_Interruptible - College_Existing_Space Heating_Natural Gas_Gas Boiler - Insulate Hot Water Lines_A_Achievable Economic TRC Potential | F6 | Commercial | Interruptible - College | Existing | Space Heating | Natural Gas | Gas Boiler - Insulate Hot Water Lines | A | Incremental Winter Peak Savings (MW) | Achievable Economic TRC Potential | 0 | 0 | 0 | 0 | 0 | 0 | 0 | 0 | 0 | 0 | 0 | 0 | 0 | 0 | 0 | 0 | 0 | 0 | 0 | 0 | 0 | 0 | 0 | 0 | 0 | 0 | 0
F7_Commercial_Interruptible - College_Existing_Space Heating_Natural Gas_Gas Boiler - Insulate Hot Water Lines_A_Achievable Economic TRC Potential | F7 | Commercial | Interruptible - College | Existing | Space Heating | Natural Gas | Gas Boiler - Insulate Hot Water Lines | A | Cumulative Energy Savings (MWh or mTherms) | Achievable Economic TRC Potential | 0 | 0 | 0 | 0.76269 | 1.5075 | 2.2319 | 2.933 | 3.6073 | 4.2516 | 4.8632 | 5.4403 | 5.9826 | 6.4951 | 6.9787 | 6.8166 | 6.6631 | 6.5224 | 6.4061 | 6.3148 | 6.2353 | 6.1711 | 6.1104 | 6.0743 | 6.0392 | 6.0048 | 5.971 | 5.9379
F8_Commercial_Interruptible - College_Existing_Space Heating_Natural Gas_Gas Boiler - Insulate Hot Water Lines_A_Achievable Economic TRC Potential | F8 | Commercial | Interruptible - College | Existing | Space Heating | Natural Gas | Gas Boiler - Insulate Hot Water Lines | A | Cumulative Summer Peak Savings (MW) | Achievable Economic TRC Potential | 0 | 0 | 0 | 0 | 0 | 0 | 0 | 0 | 0 | 0 | 0 | 0 | 0 | 0 | 0 | 0 | 0 | 0 | 0 | 0 | 0 | 0 | 0 | 0 | 0 | 0 | 0
F9_Commercial_Interruptible - College_Existing_Space Heating_Natural Gas_Gas Boiler - Insulate Hot Water Lines_A_Achievable Economic TRC Potential | F9 | Commercial | Interruptible - College | Existing | Space Heating | Natural Gas | Gas Boiler - Insulate Hot Water Lines | A | Cumulative Winter Peak Savings (MW) | Achievable Economic TRC Potential | 0 | 0 | 0 | 0 | 0 | 0 | 0 | 0 | 0 | 0 | 0 | 0 | 0 | 0 | 0 | 0 | 0 | 0 | 0 | 0 | 0 | 0 | 0 | 0 | 0 | 0 | 0
F10_Commercial_Interruptible - College_Existing_Space Heating_Natural Gas_Gas Boiler - Insulate Hot Water Lines_A_Achievable Economic TRC Potential | F10 | Commercial | Interruptible - College | Existing | Space Heating | Natural Gas | Gas Boiler - Insulate Hot Water Lines | A | Purchases (Incremental) | Achievable Economic TRC Potential | 0 | 0 | 0 | 47.7887 | 47.7887 | 47.7887 | 47.7887 | 47.7887 | 47.7887 | 47.7887 | 47.7887 | 47.7887 | 47.7887 | 47.7887 | 0 | 9.2371e-14 | 0 | 9.2371e-14 | 2.1316e-14 | 1.1369e-13 | 1.4211e-14 | 0 | 0 | 0 | 0 | 0 | 0
F11_Commercial_Interruptible - College_Existing_Space Heating_Natural Gas_Gas Boiler - Insulate Hot Water Lines_A_Achievable Economic TRC Potential | F11 | Commercial | Interruptible - College | Existing | Space Heating | Natural Gas | Gas Boiler - Insulate Hot Water Lines | A | Purchases (Cumulative) | Achievable Economic TRC Potential | 0 | 0 | 0 | 47.7887 | 95.5774 | 143.3661 | 191.1548 | 238.9435 | 286.7322 | 334.5208 | 382.3095 | 430.0982 | 477.8869 | 525.6756 | 525.6756 | 525.6756 | 525.6756 | 525.6756 | 525.6756 | 525.6756 | 525.6756 | 525.6756 | 525.6756 | 525.6756 | 525.6756 | 525.6756 | 525.6756
F1_Commercial_Interruptible - College_Existing_Space Heating_Natural Gas_Condensing RTU_A_Achievable Economic TRC Potential | F1 | Commercial | Interruptible - College | Existing | Space Heating | Natural Gas | Condensing RTU | A | Integrated Unit Energy Savings (kWh or therms) | Achievable Economic TRC Potential | 0 | 0 | 0.10093 | 0.099876 | 0.098555 | 0.096992 | 0.095258 | 0.093289 | 0.091087 | 0.088671 | 0.086166 | 0.083552 | 0.080913 | 0.078277 | 0.07575 | 0.073364 | 0.071188 | 0.069357 | 0.067879 | 0.066614 | 0.065603 | 0.06467 | 0.064084 | 0.063523 | 0.062986 | 0.062471 | 0.061974
F2_Commercial_Interruptible - College_Existing_Space Heating_Natural Gas_Condensing RTU_A_Achievable Economic TRC Potential | F2 | Commercial | Interruptible - College | Existing | Space Heating | Natural Gas | Condensing RTU | A | Integrated Unit Summer Peak Savings (kW) | Achievable Economic TRC Potential | 0 | 0 | 0 | 0 | 0 | 0 | 0 | 0 | 0 | 0 | 0 | 0 | 0 | 0 | 0 | 0 | 0 | 0 | 0 | 0 | 0 | 0 | 0 | 0 | 0 | 0 | 0
F3_Commercial_Interruptible - College_Existing_Space Heating_Natural Gas_Condensing RTU_A_Achievable Economic TRC Potential | F3 | Commercial | Interruptible - College | Existing | Space Heating | Natural Gas | Condensing RTU | A | Integrated Unit Winter Peak Savings (kW) | Achievable Economic TRC Potential | 0 | 0 | 0 | 0 | 0 | 0 | 0 | 0 | 0 | 0 | 0 | 0 | 0 | 0 | 0 | 0 | 0 | 0 | 0 | 0 | 0 | 0 | 0 | 0 | 0 | 0 | 0
F4_Commercial_Interruptible - College_Existing_Space Heating_Natural Gas_Condensing RTU_A_Achievable Economic TRC Potential | F4 | Commercial | Interruptible - College | Existing | Space Heating | Natural Gas | Condensing RTU | A | Incremental Energy Savings (MWh or mTherms) | Achievable Economic TRC Potential | 0 | 0 | 0 | 0 | 0 | 0 | 0 | 0 | 0 | 0 | 0 | 0 | 0 | 0 | 0 | 0 | 0 | 0 | 0 | 0 | 0 | 0 | 0 | 0 | 0 | 0 | 0
F5_Commercial_Interruptible - College_Existing_Space Heating_Natural Gas_Condensing RTU_A_Achievable Economic TRC Potential | F5 | Commercial | Interruptible - College | Existing | Space Heating | Natural Gas | Condensing RTU | A | Incremental Summer Peak Savings (MW) | Achievable Economic TRC Potential | 0 | 0 | 0 | 0 | 0 | 0 | 0 | 0 | 0 | 0 | 0 | 0 | 0 | 0 | 0 | 0 | 0 | 0 | 0 | 0 | 0 | 0 | 0 | 0 | 0 | 0 | 0
F6_Commercial_Interruptible - College_Existing_Space Heating_Natural Gas_Condensing RTU_A_Achievable Economic TRC Potential | F6 | Commercial | Interruptible - College | Existing | Space Heating | Natural Gas | Condensing RTU | A | Incremental Winter Peak Savings (MW) | Achievable Economic TRC Potential | 0 | 0 | 0 | 0 | 0 | 0 | 0 | 0 | 0 | 0 | 0 | 0 | 0 | 0 | 0 | 0 | 0 | 0 | 0 | 0 | 0 | 0 | 0 | 0 | 0 | 0 | 0
F7_Commercial_Interruptible - College_Existing_Space Heating_Natural Gas_Condensing RTU_A_Achievable Economic TRC Potential | F7 | Commercial | Interruptible - College | Existing | Space Heating | Natural Gas | Condensing RTU | A | Cumulative Energy Savings (MWh or mTherms) | Achievable Economic TRC Potential | 0 | 0 | 0 | 0 | 0 | 0 | 0 | 0 | 0 | 0 | 0 | 0 | 0 | 0 | 0 | 0 | 0 | 0 | 0 | 0 | 0 | 0 | 0 | 0 | 0 | 0 | 0
F8_Commercial_Interruptible - College_Existing_Space Heating_Natural Gas_Condensing RTU_A_Achievable Economic TRC Potential | F8 | Commercial | Interruptible - College | Existing | Space Heating | Natural Gas | Condensing RTU | A | Cumulative Summer Peak Savings (MW) | Achievable Economic TRC Potential | 0 | 0 | 0 | 0 | 0 | 0 | 0 | 0 | 0 | 0 | 0 | 0 | 0 | 0 | 0 | 0 | 0 | 0 | 0 | 0 | 0 | 0 | 0 | 0 | 0 | 0 | 0
F9_Commercial_Interruptible - College_Existing_Space Heating_Natural Gas_Condensing RTU_A_Achievable Economic TRC Potential | F9 | Commercial | Interruptible - College | Existing | Space Heating | Natural Gas | Condensing RTU | A | Cumulative Winter Peak Savings (MW) | Achievable Economic TRC Potential | 0 | 0 | 0 | 0 | 0 | 0 | 0 | 0 | 0 | 0 | 0 | 0 | 0 | 0 | 0 | 0 | 0 | 0 | 0 | 0 | 0 | 0 | 0 | 0 | 0 | 0 | 0
F10_Commercial_Interruptible - College_Existing_Space Heating_Natural Gas_Condensing RTU_A_Achievable Economic TRC Potential | F10 | Commercial | Interruptible - College | Existing | Space Heating | Natural Gas | Condensing RTU | A | Purchases (Incremental) | Achievable Economic TRC Potential | 0 | 0 | 0 | 0 | 0 | 0 | 0 | 0 | 0 | 0 | 0 | 0 | 0 | 0 | 0 | 0 | 0 | 0 | 0 | 0 | 0 | 0 | 0 | 0 | 0 | 0 | 0
F11_Commercial_Interruptible - College_Existing_Space Heating_Natural Gas_Condensing RTU_A_Achievable Economic TRC Potential | F11 | Commercial | Interruptible - College | Existing | Space Heating | Natural Gas | Condensing RTU | A | Purchases (Cumulative) | Achievable Economic TRC Potential | 0 | 0 | 0 | 0 | 0 | 0 | 0 | 0 | 0 | 0 | 0 | 0 | 0 | 0 | 0 | 0 | 0 | 0 | 0 | 0 | 0 | 0 | 0 | 0 | 0 | 0 | 0
F1_Commercial_Interruptible - College_Existing_Space Heating_Natural Gas_Hydronic Heating Radiator Replacement_A_Achievable Economic TRC Potential | F1 | Commercial | Interruptible - College | Existing | Space Heating | Natural Gas | Hydronic Heating Radiator Replacement | A | Integrated Unit Energy Savings (kWh or therms) | Achievable Economic TRC Potential | 0 | 0 | 136.6317 | 135.2287 | 133.5518 | 131.7177 | 129.719 | 127.5269 | 125.1409 | 122.5733 | 119.8507 | 117.0195 | 114.2031 | 111.413 | 108.761 | 106.2535 | 103.9598 | 102.0647 | 100.5803 | 99.2926 | 98.2589 | 97.2838 | 96.7096 | 96.1493 | 95.6014 | 95.0644 | 94.537
F2_Commercial_Interruptible - College_Existing_Space Heating_Natural Gas_Hydronic Heating Radiator Replacement_A_Achievable Economic TRC Potential | F2 | Commercial | Interruptible - College | Existing | Space Heating | Natural Gas | Hydronic Heating Radiator Replacement | A | Integrated Unit Summer Peak Savings (kW) | Achievable Economic TRC Potential | 0 | 0 | 0 | 0 | 0 | 0 | 0 | 0 | 0 | 0 | 0 | 0 | 0 | 0 | 0 | 0 | 0 | 0 | 0 | 0 | 0 | 0 | 0 | 0 | 0 | 0 | 0
F3_Commercial_Interruptible - College_Existing_Space Heating_Natural Gas_Hydronic Heating Radiator Replacement_A_Achievable Economic TRC Potential | F3 | Commercial | Interruptible - College | Existing | Space Heating | Natural Gas | Hydronic Heating Radiator Replacement | A | Integrated Unit Winter Peak Savings (kW) | Achievable Economic TRC Potential | 0 | 0 | 0 | 0 | 0 | 0 | 0 | 0 | 0 | 0 | 0 | 0 | 0 | 0 | 0 | 0 | 0 | 0 | 0 | 0 | 0 | 0 | 0 | 0 | 0 | 0 | 0
F4_Commercial_Interruptible - College_Existing_Space Heating_Natural Gas_Hydronic Heating Radiator Replacement_A_Achievable Economic TRC Potential | F4 | Commercial | Interruptible - College | Existing | Space Heating | Natural Gas | Hydronic Heating Radiator Replacement | A | Incremental Energy Savings (MWh or mTherms) | Achievable Economic TRC Potential | 0 | 0 | 0 | 0 | 0 | 0 | 0 | 0 | 0 | 0 | 0 | 0 | 0 | 0 | 0 | 0 | 0 | 0 | 0 | 0 | 0 | 0 | 0 | 0 | 0 | 0 | 0
F5_Commercial_Interruptible - College_Existing_Space Heating_Natural Gas_Hydronic Heating Radiator Replacement_A_Achievable Economic TRC Potential | F5 | Commercial | Interruptible - College | Existing | Space Heating | Natural Gas | Hydronic Heating Radiator Replacement | A | Incremental Summer Peak Savings (MW) | Achievable Economic TRC Potential | 0 | 0 | 0 | 0 | 0 | 0 | 0 | 0 | 0 | 0 | 0 | 0 | 0 | 0 | 0 | 0 | 0 | 0 | 0 | 0 | 0 | 0 | 0 | 0 | 0 | 0 | 0
F6_Commercial_Interruptible - College_Existing_Space Heating_Natural Gas_Hydronic Heating Radiator Replacement_A_Achievable Economic TRC Potential | F6 | Commercial | Interruptible - College | Existing | Space Heating | Natural Gas | Hydronic Heating Radiator Replacement | A | Incremental Winter Peak Savings (MW) | Achievable Economic TRC Potential | 0 | 0 | 0 | 0 | 0 | 0 | 0 | 0 | 0 | 0 | 0 | 0 | 0 | 0 | 0 | 0 | 0 | 0 | 0 | 0 | 0 | 0 | 0 | 0 | 0 | 0 | 0
F7_Commercial_Interruptible - College_Existing_Space Heating_Natural Gas_Hydronic Heating Radiator Replacement_A_Achievable Economic TRC Potential | F7 | Commercial | Interruptible - College | Existing | Space Heating | Natural Gas | Hydronic Heating Radiator Replacement | A | Cumulative Energy Savings (MWh or mTherms) | Achievable Economic TRC Potential | 0 | 0 | 0 | 0 | 0 | 0 | 0 | 0 | 0 | 0 | 0 | 0 | 0 | 0 | 0 | 0 | 0 | 0 | 0 | 0 | 0 | 0 | 0 | 0 | 0 | 0 | 0
F8_Commercial_Interruptible - College_Existing_Space Heating_Natural Gas_Hydronic Heating Radiator Replacement_A_Achievable Economic TRC Potential | F8 | Commercial | Interruptible - College | Existing | Space Heating | Natural Gas | Hydronic Heating Radiator Replacement | A | Cumulative Summer Peak Savings (MW) | Achievable Economic TRC Potential | 0 | 0 | 0 | 0 | 0 | 0 | 0 | 0 | 0 | 0 | 0 | 0 | 0 | 0 | 0 | 0 | 0 | 0 | 0 | 0 | 0 | 0 | 0 | 0 | 0 | 0 | 0
F9_Commercial_Interruptible - College_Existing_Space Heating_Natural Gas_Hydronic Heating Radiator Replacement_A_Achievable Economic TRC Potential | F9 | Commercial | Interruptible - College | Existing | Space Heating | Natural Gas | Hydronic Heating Radiator Replacement | A | Cumulative Winter Peak Savings (MW) | Achievable Economic TRC Potential | 0 | 0 | 0 | 0 | 0 | 0 | 0 | 0 | 0 | 0 | 0 | 0 | 0 | 0 | 0 | 0 | 0 | 0 | 0 | 0 | 0 | 0 | 0 | 0 | 0 | 0 | 0
F10_Commercial_Interruptible - College_Existing_Space Heating_Natural Gas_Hydronic Heating Radiator Replacement_A_Achievable Economic TRC Potential | F10 | Commercial | Interruptible - College | Existing | Space Heating | Natural Gas | Hydronic Heating Radiator Replacement | A | Purchases (Incremental) | Achievable Economic TRC Potential | 0 | 0 | 0 | 0 | 0 | 0 | 0 | 0 | 0 | 0 | 0 | 0 | 0 | 0 | 0 | 0 | 0 | 0 | 0 | 0 | 0 | 0 | 0 | 0 | 0 | 0 | 0
F11_Commercial_Interruptible - College_Existing_Space Heating_Natural Gas_Hydronic Heating Radiator Replacement_A_Achievable Economic TRC Potential | F11 | Commercial | Interruptible - College | Existing | Space Heating | Natural Gas | Hydronic Heating Radiator Replacement | A | Purchases (Cumulative) | Achievable Economic TRC Potential | 0 | 0 | 0 | 0 | 0 | 0 | 0 | 0 | 0 | 0 | 0 | 0 | 0 | 0 | 0 | 0 | 0 | 0 | 0 | 0 | 0 | 0 | 0 | 0 | 0 | 0 | 0
F1_Commercial_Interruptible - College_Existing_Space Heating_Natural Gas_Thermostat - Connected_A_Achievable Economic TRC Potential | F1 | Commercial | Interruptible - College | Existing | Space Heating | Natural Gas | Thermostat - Connected | A | Integrated Unit Energy Savings (kWh or therms) | Achievable Economic TRC Potential | 0 | 0 | 128.6763 | 127.3404 | 125.7003 | 123.8727 | 121.8395 | 119.5631 | 117.0352 | 114.2642 | 111.2791 | 108.1358 | 104.9697 | 101.8198 | 98.8213 | 96.0117 | 93.4794 | 91.404 | 89.7962 | 88.4414 | 87.4033 | 86.4409 | 85.9174 | 85.4074 | 84.9093 | 84.4218 | 83.9438
F2_Commercial_Interruptible - College_Existing_Space Heating_Natural Gas_Thermostat - Connected_A_Achievable Economic TRC Potential | F2 | Commercial | Interruptible - College | Existing | Space Heating | Natural Gas | Thermostat - Connected | A | Integrated Unit Summer Peak Savings (kW) | Achievable Economic TRC Potential | 0 | 0 | 0 | 0 | 0 | 0 | 0 | 0 | 0 | 0 | 0 | 0 | 0 | 0 | 0 | 0 | 0 | 0 | 0 | 0 | 0 | 0 | 0 | 0 | 0 | 0 | 0
F3_Commercial_Interruptible - College_Existing_Space Heating_Natural Gas_Thermostat - Connected_A_Achievable Economic TRC Potential | F3 | Commercial | Interruptible - College | Existing | Space Heating | Natural Gas | Thermostat - Connected | A | Integrated Unit Winter Peak Savings (kW) | Achievable Economic TRC Potential | 0 | 0 | 0 | 0 | 0 | 0 | 0 | 0 | 0 | 0 | 0 | 0 | 0 | 0 | 0 | 0 | 0 | 0 | 0 | 0 | 0 | 0 | 0 | 0 | 0 | 0 | 0
F4_Commercial_Interruptible - College_Existing_Space Heating_Natural Gas_Thermostat - Connected_A_Achievable Economic TRC Potential | F4 | Commercial | Interruptible - College | Existing | Space Heating | Natural Gas | Thermostat - Connected | A | Incremental Energy Savings (MWh or mTherms) | Achievable Economic TRC Potential | 0 | 0 | 0 | 0 | 0 | 1.139 | 1.2778 | 1.466 | 1.5742 | 1.5701 | 0.4178 | 0.069566 | 0 | 0 | 0 | 0 | 0 | 0 | 0 | 0 | 0 | 0 | 0 | 0 | 0 | 0 | 0
F5_Commercial_Interruptible - College_Existing_Space Heating_Natural Gas_Thermostat - Connected_A_Achievable Economic TRC Potential | F5 | Commercial | Interruptible - College | Existing | Space Heating | Natural Gas | Thermostat - Connected | A | Incremental Summer Peak Savings (MW) | Achievable Economic TRC Potential | 0 | 0 | 0 | 0 | 0 | 0 | 0 | 0 | 0 | 0 | 0 | 0 | 0 | 0 | 0 | 0 | 0 | 0 | 0 | 0 | 0 | 0 | 0 | 0 | 0 | 0 | 0
F6_Commercial_Interruptible - College_Existing_Space Heating_Natural Gas_Thermostat - Connected_A_Achievable Economic TRC Potential | F6 | Commercial | Interruptible - College | Existing | Space Heating | Natural Gas | Thermostat - Connected | A | Incremental Winter Peak Savings (MW) | Achievable Economic TRC Potential | 0 | 0 | 0 | 0 | 0 | 0 | 0 | 0 | 0 | 0 | 0 | 0 | 0 | 0 | 0 | 0 | 0 | 0 | 0 | 0 | 0 | 0 | 0 | 0 | 0 | 0 | 0
F7_Commercial_Interruptible - College_Existing_Space Heating_Natural Gas_Thermostat - Connected_A_Achievable Economic TRC Potential | F7 | Commercial | Interruptible - College | Existing | Space Heating | Natural Gas | Thermostat - Connected | A | Cumulative Energy Savings (MWh or mTherms) | Achievable Economic TRC Potential | 0 | 0 | 0 | 0 | 0 | 1.139 | 2.3981 | 3.8192 | 5.3127 | 6.757 | 6.9983 | 6.8701 | 6.669 | 6.4689 | 6.2784 | 6.0999 | 5.939 | 5.8071 | 5.705 | 5.6189 | 5.553 | 5.4918 | 5.4586 | 5.4262 | 5.3945 | 5.3635 | 5.3332
F8_Commercial_Interruptible - College_Existing_Space Heating_Natural Gas_Thermostat - Connected_A_Achievable Economic TRC Potential | F8 | Commercial | Interruptible - College | Existing | Space Heating | Natural Gas | Thermostat - Connected | A | Cumulative Summer Peak Savings (MW) | Achievable Economic TRC Potential | 0 | 0 | 0 | 0 | 0 | 0 | 0 | 0 | 0 | 0 | 0 | 0 | 0 | 0 | 0 | 0 | 0 | 0 | 0 | 0 | 0 | 0 | 0 | 0 | 0 | 0 | 0
F9_Commercial_Interruptible - College_Existing_Space Heating_Natural Gas_Thermostat - Connected_A_Achievable Economic TRC Potential | F9 | Commercial | Interruptible - College | Existing | Space Heating | Natural Gas | Thermostat - Connected | A | Cumulative Winter Peak Savings (MW) | Achievable Economic TRC Potential | 0 | 0 | 0 | 0 | 0 | 0 | 0 | 0 | 0 | 0 | 0 | 0 | 0 | 0 | 0 | 0 | 0 | 0 | 0 | 0 | 0 | 0 | 0 | 0 | 0 | 0 | 0
F10_Commercial_Interruptible - College_Existing_Space Heating_Natural Gas_Thermostat - Connected_A_Achievable Economic TRC Potential | F10 | Commercial | Interruptible - College | Existing | Space Heating | Natural Gas | Thermostat - Connected | A | Purchases (Incremental) | Achievable Economic TRC Potential | 0 | 0 | 0 | 0 | 0 | 9.1945 | 10.4875 | 12.2612 | 13.4507 | 13.7408 | 3.7546 | 0.64332 | 0 | 0 | 0 | 0 | 0 | 0 | 0 | 0 | 0 | 0 | 0 | 0 | 0 | 0 | 0
F11_Commercial_Interruptible - College_Existing_Space Heating_Natural Gas_Thermostat - Connected_A_Achievable Economic TRC Potential | F11 | Commercial | Interruptible - College | Existing | Space Heating | Natural Gas | Thermostat - Connected | A | Purchases (Cumulative) | Achievable Economic TRC Potential | 0 | 0 | 0 | 0 | 0 | 9.1945 | 19.682 | 31.9432 | 45.3939 | 59.1348 | 62.8893 | 63.5326 | 63.5326 | 63.5326 | 63.5326 | 63.5326 | 63.5326 | 63.5326 | 63.5326 | 63.5326 | 63.5326 | 63.5326 | 63.5326 | 63.5326 | 63.5326 | 63.5326 | 63.5326
F1_Commercial_Interruptible - College_Existing_Water Heating_Natural Gas_Water Heater - Thermostatic Shower Restriction Valve_A_Achievable Economic TRC Potential | F1 | Commercial | Interruptible - College | Existing | Water Heating | Natural Gas | Water Heater - Thermostatic Shower Restriction Valve | A | Integrated Unit Energy Savings (kWh or therms) | Achievable Economic TRC Potential | 0 | 0 | 37.1395 | 35.8523 | 34.5888 | 33.3089 | 32.0154 | 30.6663 | 29.3542 | 28.1053 | 26.9525 | 25.9673 | 25.2035 | 24.6611 | 24.435 | 24.2435 | 24.1401 | 24.058 | 23.9936 | 23.9418 | 23.905 | 23.8789 | 23.8604 | 23.8471 | 23.8293 | 23.8248 | 23.8212
F2_Commercial_Interruptible - College_Existing_Water Heating_Natural Gas_Water Heater - Thermostatic Shower Restriction Valve_A_Achievable Economic TRC Potential | F2 | Commercial | Interruptible - College | Existing | Water Heating | Natural Gas | Water Heater - Thermostatic Shower Restriction Valve | A | Integrated Unit Summer Peak Savings (kW) | Achievable Economic TRC Potential | 0 | 0 | 0 | 0 | 0 | 0 | 0 | 0 | 0 | 0 | 0 | 0 | 0 | 0 | 0 | 0 | 0 | 0 | 0 | 0 | 0 | 0 | 0 | 0 | 0 | 0 | 0
F3_Commercial_Interruptible - College_Existing_Water Heating_Natural Gas_Water Heater - Thermostatic Shower Restriction Valve_A_Achievable Economic TRC Potential | F3 | Commercial | Interruptible - College | Existing | Water Heating | Natural Gas | Water Heater - Thermostatic Shower Restriction Valve | A | Integrated Unit Winter Peak Savings (kW) | Achievable Economic TRC Potential | 0 | 0 | 0 | 0 | 0 | 0 | 0 | 0 | 0 | 0 | 0 | 0 | 0 | 0 | 0 | 0 | 0 | 0 | 0 | 0 | 0 | 0 | 0 | 0 | 0 | 0 | 0
F4_Commercial_Interruptible - College_Existing_Water Heating_Natural Gas_Water Heater - Thermostatic Shower Restriction Valve_A_Achievable Economic TRC Potential | F4 | Commercial | Interruptible - College | Existing | Water Heating | Natural Gas | Water Heater - Thermostatic Shower Restriction Valve | A | Incremental Energy Savings (MWh or mTherms) | Achievable Economic TRC Potential | 0 | 0 | 0 | 0 | 0 | 0 | 0 | 0 | 0 | 0 | 0 | 0 | 0 | 0 | 0 | 0 | 0 | 0 | 0 | 0 | 0 | 0 | 0 | 0 | 0 | 0 | 0
F5_Commercial_Interruptible - College_Existing_Water Heating_Natural Gas_Water Heater - Thermostatic Shower Restriction Valve_A_Achievable Economic TRC Potential | F5 | Commercial | Interruptible - College | Existing | Water Heating | Natural Gas | Water Heater - Thermostatic Shower Restriction Valve | A | Incremental Summer Peak Savings (MW) | Achievable Economic TRC Potential | 0 | 0 | 0 | 0 | 0 | 0 | 0 | 0 | 0 | 0 | 0 | 0 | 0 | 0 | 0 | 0 | 0 | 0 | 0 | 0 | 0 | 0 | 0 | 0 | 0 | 0 | 0
F6_Commercial_Interruptible - College_Existing_Water Heating_Natural Gas_Water Heater - Thermostatic Shower Restriction Valve_A_Achievable Economic TRC Potential | F6 | Commercial | Interruptible - College | Existing | Water Heating | Natural Gas | Water Heater - Thermostatic Shower Restriction Valve | A | Incremental Winter Peak Savings (MW) | Achievable Economic TRC Potential | 0 | 0 | 0 | 0 | 0 | 0 | 0 | 0 | 0 | 0 | 0 | 0 | 0 | 0 | 0 | 0 | 0 | 0 | 0 | 0 | 0 | 0 | 0 | 0 | 0 | 0 | 0
F7_Commercial_Interruptible - College_Existing_Water Heating_Natural Gas_Water Heater - Thermostatic Shower Restriction Valve_A_Achievable Economic TRC Potential | F7 | Commercial | Interruptible - College | Existing | Water Heating | Natural Gas | Water Heater - Thermostatic Shower Restriction Valve | A | Cumulative Energy Savings (MWh or mTherms) | Achievable Economic TRC Potential | 0 | 0 | 0 | 0 | 0 | 0 | 0 | 0 | 0 | 0 | 0 | 0 | 0 | 0 | 0 | 0 | 0 | 0 | 0 | 0 | 0 | 0 | 0 | 0 | 0 | 0 | 0
F8_Commercial_Interruptible - College_Existing_Water Heating_Natural Gas_Water Heater - Thermostatic Shower Restriction Valve_A_Achievable Economic TRC Potential | F8 | Commercial | Interruptible - College | Existing | Water Heating | Natural Gas | Water Heater - Thermostatic Shower Restriction Valve | A | Cumulative Summer Peak Savings (MW) | Achievable Economic TRC Potential | 0 | 0 | 0 | 0 | 0 | 0 | 0 | 0 | 0 | 0 | 0 | 0 | 0 | 0 | 0 | 0 | 0 | 0 | 0 | 0 | 0 | 0 | 0 | 0 | 0 | 0 | 0
F9_Commercial_Interruptible - College_Existing_Water Heating_Natural Gas_Water Heater - Thermostatic Shower Restriction Valve_A_Achievable Economic TRC Potential | F9 | Commercial | Interruptible - College | Existing | Water Heating | Natural Gas | Water Heater - Thermostatic Shower Restriction Valve | A | Cumulative Winter Peak Savings (MW) | Achievable Economic TRC Potential | 0 | 0 | 0 | 0 | 0 | 0 | 0 | 0 | 0 | 0 | 0 | 0 | 0 | 0 | 0 | 0 | 0 | 0 | 0 | 0 | 0 | 0 | 0 | 0 | 0 | 0 | 0
F10_Commercial_Interruptible - College_Existing_Water Heating_Natural Gas_Water Heater - Thermostatic Shower Restriction Valve_A_Achievable Economic TRC Potential | F10 | Commercial | Interruptible - College | Existing | Water Heating | Natural Gas | Water Heater - Thermostatic Shower Restriction Valve | A | Purchases (Incremental) | Achievable Economic TRC Potential | 0 | 0 | 0 | 0 | 0 | 0 | 0 | 0 | 0 | 0 | 0 | 0 | 0 | 0 | 0 | 0 | 0 | 0 | 0 | 0 | 0 | 0 | 0 | 0 | 0 | 0 | 0
F11_Commercial_Interruptible - College_Existing_Water Heating_Natural Gas_Water Heater - Thermostatic Shower Restriction Valve_A_Achievable Economic TRC Potential | F11 | Commercial | Interruptible - College | Existing | Water Heating | Natural Gas | Water Heater - Thermostatic Shower Restriction Valve | A | Purchases (Cumulative) | Achievable Economic TRC Potential | 0 | 0 | 0 | 0 | 0 | 0 | 0 | 0 | 0 | 0 | 0 | 0 | 0 | 0 | 0 | 0 | 0 | 0 | 0 | 0 | 0 | 0 | 0 | 0 | 0 | 0 | 0
F1_Commercial_Interruptible - College_Existing_Water Heating_Natural Gas_Water Heater - Pre-Rinse Spray Valve_A_Achievable Economic TRC Potential | F1 | Commercial | Interruptible - College | Existing | Water Heating | Natural Gas | Water Heater - Pre-Rinse Spray Valve | A | Integrated Unit Energy Savings (kWh or therms) | Achievable Economic TRC Potential | 0 | 0 | 109.4963 | 105.7013 | 101.9763 | 98.2028 | 94.3891 | 90.4116 | 86.5433 | 82.8612 | 79.4627 | 76.558 | 74.3061 | 72.707 | 72.0403 | 71.4757 | 71.1709 | 70.9288 | 70.739 | 70.5862 | 70.4777 | 70.4008 | 70.3462 | 70.3072 | 70.2546 | 70.2413 | 70.2307
F2_Commercial_Interruptible - College_Existing_Water Heating_Natural Gas_Water Heater - Pre-Rinse Spray Valve_A_Achievable Economic TRC Potential | F2 | Commercial | Interruptible - College | Existing | Water Heating | Natural Gas | Water Heater - Pre-Rinse Spray Valve | A | Integrated Unit Summer Peak Savings (kW) | Achievable Economic TRC Potential | 0 | 0 | 0 | 0 | 0 | 0 | 0 | 0 | 0 | 0 | 0 | 0 | 0 | 0 | 0 | 0 | 0 | 0 | 0 | 0 | 0 | 0 | 0 | 0 | 0 | 0 | 0
F3_Commercial_Interruptible - College_Existing_Water Heating_Natural Gas_Water Heater - Pre-Rinse Spray Valve_A_Achievable Economic TRC Potential | F3 | Commercial | Interruptible - College | Existing | Water Heating | Natural Gas | Water Heater - Pre-Rinse Spray Valve | A | Integrated Unit Winter Peak Savings (kW) | Achievable Economic TRC Potential | 0 | 0 | 0 | 0 | 0 | 0 | 0 | 0 | 0 | 0 | 0 | 0 | 0 | 0 | 0 | 0 | 0 | 0 | 0 | 0 | 0 | 0 | 0 | 0 | 0 | 0 | 0
F4_Commercial_Interruptible - College_Existing_Water Heating_Natural Gas_Water Heater - Pre-Rinse Spray Valve_A_Achievable Economic TRC Potential | F4 | Commercial | Interruptible - College | Existing | Water Heating | Natural Gas | Water Heater - Pre-Rinse Spray Valve | A | Incremental Energy Savings (MWh or mTherms) | Achievable Economic TRC Potential | 0 | 0 | 0 | 0 | 0 | 0 | 0 | 0 | 0 | 0 | 0 | 0 | 0 | 0 | 0 | 0 | 0 | 0 | 0 | 0 | 0 | 0 | 0 | 0 | 0 | 0 | 0
F5_Commercial_Interruptible - College_Existing_Water Heating_Natural Gas_Water Heater - Pre-Rinse Spray Valve_A_Achievable Economic TRC Potential | F5 | Commercial | Interruptible - College | Existing | Water Heating | Natural Gas | Water Heater - Pre-Rinse Spray Valve | A | Incremental Summer Peak Savings (MW) | Achievable Economic TRC Potential | 0 | 0 | 0 | 0 | 0 | 0 | 0 | 0 | 0 | 0 | 0 | 0 | 0 | 0 | 0 | 0 | 0 | 0 | 0 | 0 | 0 | 0 | 0 | 0 | 0 | 0 | 0
F6_Commercial_Interruptible - College_Existing_Water Heating_Natural Gas_Water Heater - Pre-Rinse Spray Valve_A_Achievable Economic TRC Potential | F6 | Commercial | Interruptible - College | Existing | Water Heating | Natural Gas | Water Heater - Pre-Rinse Spray Valve | A | Incremental Winter Peak Savings (MW) | Achievable Economic TRC Potential | 0 | 0 | 0 | 0 | 0 | 0 | 0 | 0 | 0 | 0 | 0 | 0 | 0 | 0 | 0 | 0 | 0 | 0 | 0 | 0 | 0 | 0 | 0 | 0 | 0 | 0 | 0
F7_Commercial_Interruptible - College_Existing_Water Heating_Natural Gas_Water Heater - Pre-Rinse Spray Valve_A_Achievable Economic TRC Potential | F7 | Commercial | Interruptible - College | Existing | Water Heating | Natural Gas | Water Heater - Pre-Rinse Spray Valve | A | Cumulative Energy Savings (MWh or mTherms) | Achievable Economic TRC Potential | 0 | 0 | 0 | 0 | 0 | 0 | 0 | 0 | 0 | 0 | 0 | 0 | 0 | 0 | 0 | 0 | 0 | 0 | 0 | 0 | 0 | 0 | 0 | 0 | 0 | 0 | 0
F8_Commercial_Interruptible - College_Existing_Water Heating_Natural Gas_Water Heater - Pre-Rinse Spray Valve_A_Achievable Economic TRC Potential | F8 | Commercial | Interruptible - College | Existing | Water Heating | Natural Gas | Water Heater - Pre-Rinse Spray Valve | A | Cumulative Summer Peak Savings (MW) | Achievable Economic TRC Potential | 0 | 0 | 0 | 0 | 0 | 0 | 0 | 0 | 0 | 0 | 0 | 0 | 0 | 0 | 0 | 0 | 0 | 0 | 0 | 0 | 0 | 0 | 0 | 0 | 0 | 0 | 0
F9_Commercial_Interruptible - College_Existing_Water Heating_Natural Gas_Water Heater - Pre-Rinse Spray Valve_A_Achievable Economic TRC Potential | F9 | Commercial | Interruptible - College | Existing | Water Heating | Natural Gas | Water Heater - Pre-Rinse Spray Valve | A | Cumulative Winter Peak Savings (MW) | Achievable Economic TRC Potential | 0 | 0 | 0 | 0 | 0 | 0 | 0 | 0 | 0 | 0 | 0 | 0 | 0 | 0 | 0 | 0 | 0 | 0 | 0 | 0 | 0 | 0 | 0 | 0 | 0 | 0 | 0
F10_Commercial_Interruptible - College_Existing_Water Heating_Natural Gas_Water Heater - Pre-Rinse Spray Valve_A_Achievable Economic TRC Potential | F10 | Commercial | Interruptible - College | Existing | Water Heating | Natural Gas | Water Heater - Pre-Rinse Spray Valve | A | Purchases (Incremental) | Achievable Economic TRC Potential | 0 | 0 | 0 | 0 | 0 | 0 | 0 | 0 | 0 | 0 | 0 | 0 | 0 | 0 | 0 | 0 | 0 | 0 | 0 | 0 | 0 | 0 | 0 | 0 | 0 | 0 | 0
F11_Commercial_Interruptible - College_Existing_Water Heating_Natural Gas_Water Heater - Pre-Rinse Spray Valve_A_Achievable Economic TRC Potential | F11 | Commercial | Interruptible - College | Existing | Water Heating | Natural Gas | Water Heater - Pre-Rinse Spray Valve | A | Purchases (Cumulative) | Achievable Economic TRC Potential | 0 | 0 | 0 | 0 | 0 | 0 | 0 | 0 | 0 | 0 | 0 | 0 | 0 | 0 | 0 | 0 | 0 | 0 | 0 | 0 | 0 | 0 | 0 | 0 | 0 | 0 | 0
F1_Commercial_Interruptible - College_Existing_Water Heating_Natural Gas_Water Heater - Temperature Setback_A_Achievable Economic TRC Potential | F1 | Commercial | Interruptible - College | Existing | Water Heating | Natural Gas | Water Heater - Temperature Setback | A | Integrated Unit Energy Savings (kWh or therms) | Achievable Economic TRC Potential | 0 | 0 | 686.5514 | 674.2053 | 662.7206 | 652.0482 | 642.1219 | 632.8458 | 624.3061 | 616.6255 | 609.6372 | 603.3874 | 598.2011 | 594.0047 | 590.6753 | 587.3245 | 584.8199 | 582.8304 | 581.2706 | 580.0157 | 579.1238 | 578.4918 | 578.0432 | 577.7226 | 577.2904 | 577.1815 | 577.0943
F2_Commercial_Interruptible - College_Existing_Water Heating_Natural Gas_Water Heater - Temperature Setback_A_Achievable Economic TRC Potential | F2 | Commercial | Interruptible - College | Existing | Water Heating | Natural Gas | Water Heater - Temperature Setback | A | Integrated Unit Summer Peak Savings (kW) | Achievable Economic TRC Potential | 0 | 0 | 0 | 0 | 0 | 0 | 0 | 0 | 0 | 0 | 0 | 0 | 0 | 0 | 0 | 0 | 0 | 0 | 0 | 0 | 0 | 0 | 0 | 0 | 0 | 0 | 0
F3_Commercial_Interruptible - College_Existing_Water Heating_Natural Gas_Water Heater - Temperature Setback_A_Achievable Economic TRC Potential | F3 | Commercial | Interruptible - College | Existing | Water Heating | Natural Gas | Water Heater - Temperature Setback | A | Integrated Unit Winter Peak Savings (kW) | Achievable Economic TRC Potential | 0 | 0 | 0 | 0 | 0 | 0 | 0 | 0 | 0 | 0 | 0 | 0 | 0 | 0 | 0 | 0 | 0 | 0 | 0 | 0 | 0 | 0 | 0 | 0 | 0 | 0 | 0
F4_Commercial_Interruptible - College_Existing_Water Heating_Natural Gas_Water Heater - Temperature Setback_A_Achievable Economic TRC Potential | F4 | Commercial | Interruptible - College | Existing | Water Heating | Natural Gas | Water Heater - Temperature Setback | A | Incremental Energy Savings (MWh or mTherms) | Achievable Economic TRC Potential | 0 | 0 | 2.1279 | 2.5657 | 1.0322 | 1.0435 | 0.96912 | 1.141 | 0 | 0 | 0 | 0 | 0 | 0 | 0 | 0 | 0 | 0 | 0 | 0 | 0 | 0 | 0 | 0 | 0 | 0 | 0
F5_Commercial_Interruptible - College_Existing_Water Heating_Natural Gas_Water Heater - Temperature Setback_A_Achievable Economic TRC Potential | F5 | Commercial | Interruptible - College | Existing | Water Heating | Natural Gas | Water Heater - Temperature Setback | A | Incremental Summer Peak Savings (MW) | Achievable Economic TRC Potential | 0 | 0 | 0 | 0 | 0 | 0 | 0 | 0 | 0 | 0 | 0 | 0 | 0 | 0 | 0 | 0 | 0 | 0 | 0 | 0 | 0 | 0 | 0 | 0 | 0 | 0 | 0
F6_Commercial_Interruptible - College_Existing_Water Heating_Natural Gas_Water Heater - Temperature Setback_A_Achievable Economic TRC Potential | F6 | Commercial | Interruptible - College | Existing | Water Heating | Natural Gas | Water Heater - Temperature Setback | A | Incremental Winter Peak Savings (MW) | Achievable Economic TRC Potential | 0 | 0 | 0 | 0 | 0 | 0 | 0 | 0 | 0 | 0 | 0 | 0 | 0 | 0 | 0 | 0 | 0 | 0 | 0 | 0 | 0 | 0 | 0 | 0 | 0 | 0 | 0
F7_Commercial_Interruptible - College_Existing_Water Heating_Natural Gas_Water Heater - Temperature Setback_A_Achievable Economic TRC Potential | F7 | Commercial | Interruptible - College | Existing | Water Heating | Natural Gas | Water Heater - Temperature Setback | A | Cumulative Energy Savings (MWh or mTherms) | Achievable Economic TRC Potential | 0 | 0 | 2.1279 | 4.6554 | 5.6083 | 6.5614 | 7.4307 | 8.4644 | 8.3502 | 8.2474 | 8.154 | 8.0704 | 8.001 | 7.9449 | 7.9003 | 7.8555 | 7.822 | 7.7954 | 7.7746 | 7.7578 | 7.7458 | 7.7374 | 7.7314 | 7.7271 | 7.7213 | 7.7199 | 7.7187
F8_Commercial_Interruptible - College_Existing_Water Heating_Natural Gas_Water Heater - Temperature Setback_A_Achievable Economic TRC Potential | F8 | Commercial | Interruptible - College | Existing | Water Heating | Natural Gas | Water Heater - Temperature Setback | A | Cumulative Summer Peak Savings (MW) | Achievable Economic TRC Potential | 0 | 0 | 0 | 0 | 0 | 0 | 0 | 0 | 0 | 0 | 0 | 0 | 0 | 0 | 0 | 0 | 0 | 0 | 0 | 0 | 0 | 0 | 0 | 0 | 0 | 0 | 0
F9_Commercial_Interruptible - College_Existing_Water Heating_Natural Gas_Water Heater - Temperature Setback_A_Achievable Economic TRC Potential | F9 | Commercial | Interruptible - College | Existing | Water Heating | Natural Gas | Water Heater - Temperature Setback | A | Cumulative Winter Peak Savings (MW) | Achievable Economic TRC Potential | 0 | 0 | 0 | 0 | 0 | 0 | 0 | 0 | 0 | 0 | 0 | 0 | 0 | 0 | 0 | 0 | 0 | 0 | 0 | 0 | 0 | 0 | 0 | 0 | 0 | 0 | 0
F10_Commercial_Interruptible - College_Existing_Water Heating_Natural Gas_Water Heater - Temperature Setback_A_Achievable Economic TRC Potential | F10 | Commercial | Interruptible - College | Existing | Water Heating | Natural Gas | Water Heater - Temperature Setback | A | Purchases (Incremental) | Achievable Economic TRC Potential | 0 | 0 | 3.0994 | 3.8056 | 1.5575 | 1.6004 | 1.5092 | 1.803 | 0 | 0 | 0 | 0 | 0 | 0 | 0 | 0 | 0 | 0 | 0 | 0 | 0 | 0 | 0 | 0 | 0 | 0 | 0
F11_Commercial_Interruptible - College_Existing_Water Heating_Natural Gas_Water Heater - Temperature Setback_A_Achievable Economic TRC Potential | F11 | Commercial | Interruptible - College | Existing | Water Heating | Natural Gas | Water Heater - Temperature Setback | A | Purchases (Cumulative) | Achievable Economic TRC Potential | 0 | 0 | 3.0994 | 6.905 | 8.4625 | 10.0628 | 11.5721 | 13.3751 | 13.3751 | 13.3751 | 13.3751 | 13.3751 | 13.3751 | 13.3751 | 13.3751 | 13.3751 | 13.3751 | 13.3751 | 13.3751 | 13.3751 | 13.3751 | 13.3751 | 13.3751 | 13.3751 | 13.3751 | 13.3751 | 13.3751
F1_Commercial_Interruptible - College_Existing_Water Heating_Natural Gas_Water Heater - Faucet Aerators_A_Achievable Economic TRC Potential | F1 | Commercial | Interruptible - College | Existing | Water Heating | Natural Gas | Water Heater - Faucet Aerators | A | Integrated Unit Energy Savings (kWh or therms) | Achievable Economic TRC Potential | 0 | 0 | 159.8353 | 155.2701 | 150.9176 | 146.5617 | 142.2028 | 137.6984 | 133.3747 | 129.246 | 125.4634 | 122.2052 | 119.6419 | 117.7717 | 117.1116 | 116.4472 | 115.9506 | 115.5562 | 115.2469 | 114.9981 | 114.8213 | 114.696 | 114.607 | 114.5435 | 114.4578 | 114.4362 | 114.4189
F2_Commercial_Interruptible - College_Existing_Water Heating_Natural Gas_Water Heater - Faucet Aerators_A_Achievable Economic TRC Potential | F2 | Commercial | Interruptible - College | Existing | Water Heating | Natural Gas | Water Heater - Faucet Aerators | A | Integrated Unit Summer Peak Savings (kW) | Achievable Economic TRC Potential | 0 | 0 | 0 | 0 | 0 | 0 | 0 | 0 | 0 | 0 | 0 | 0 | 0 | 0 | 0 | 0 | 0 | 0 | 0 | 0 | 0 | 0 | 0 | 0 | 0 | 0 | 0
F3_Commercial_Interruptible - College_Existing_Water Heating_Natural Gas_Water Heater - Faucet Aerators_A_Achievable Economic TRC Potential | F3 | Commercial | Interruptible - College | Existing | Water Heating | Natural Gas | Water Heater - Faucet Aerators | A | Integrated Unit Winter Peak Savings (kW) | Achievable Economic TRC Potential | 0 | 0 | 0 | 0 | 0 | 0 | 0 | 0 | 0 | 0 | 0 | 0 | 0 | 0 | 0 | 0 | 0 | 0 | 0 | 0 | 0 | 0 | 0 | 0 | 0 | 0 | 0
F4_Commercial_Interruptible - College_Existing_Water Heating_Natural Gas_Water Heater - Faucet Aerators_A_Achievable Economic TRC Potential | F4 | Commercial | Interruptible - College | Existing | Water Heating | Natural Gas | Water Heater - Faucet Aerators | A | Incremental Energy Savings (MWh or mTherms) | Achievable Economic TRC Potential | 0 | 0 | 0 | 0 | 0 | 0 | 0 | 0 | 0 | 0 | 0 | 0 | 0 | 0 | 0 | 0 | 0 | 0 | 0 | 0 | 0 | 0 | 0 | 0 | 0 | 0 | 0
F5_Commercial_Interruptible - College_Existing_Water Heating_Natural Gas_Water Heater - Faucet Aerators_A_Achievable Economic TRC Potential | F5 | Commercial | Interruptible - College | Existing | Water Heating | Natural Gas | Water Heater - Faucet Aerators | A | Incremental Summer Peak Savings (MW) | Achievable Economic TRC Potential | 0 | 0 | 0 | 0 | 0 | 0 | 0 | 0 | 0 | 0 | 0 | 0 | 0 | 0 | 0 | 0 | 0 | 0 | 0 | 0 | 0 | 0 | 0 | 0 | 0 | 0 | 0
F6_Commercial_Interruptible - College_Existing_Water Heating_Natural Gas_Water Heater - Faucet Aerators_A_Achievable Economic TRC Potential | F6 | Commercial | Interruptible - College | Existing | Water Heating | Natural Gas | Water Heater - Faucet Aerators | A | Incremental Winter Peak Savings (MW) | Achievable Economic TRC Potential | 0 | 0 | 0 | 0 | 0 | 0 | 0 | 0 | 0 | 0 | 0 | 0 | 0 | 0 | 0 | 0 | 0 | 0 | 0 | 0 | 0 | 0 | 0 | 0 | 0 | 0 | 0
F7_Commercial_Interruptible - College_Existing_Water Heating_Natural Gas_Water Heater - Faucet Aerators_A_Achievable Economic TRC Potential | F7 | Commercial | Interruptible - College | Existing | Water Heating | Natural Gas | Water Heater - Faucet Aerators | A | Cumulative Energy Savings (MWh or mTherms) | Achievable Economic TRC Potential | 0 | 0 | 0 | 0 | 0 | 0 | 0 | 0 | 0 | 0 | 0 | 0 | 0 | 0 | 0 | 0 | 0 | 0 | 0 | 0 | 0 | 0 | 0 | 0 | 0 | 0 | 0
F8_Commercial_Interruptible - College_Existing_Water Heating_Natural Gas_Water Heater - Faucet Aerators_A_Achievable Economic TRC Potential | F8 | Commercial | Interruptible - College | Existing | Water Heating | Natural Gas | Water Heater - Faucet Aerators | A | Cumulative Summer Peak Savings (MW) | Achievable Economic TRC Potential | 0 | 0 | 0 | 0 | 0 | 0 | 0 | 0 | 0 | 0 | 0 | 0 | 0 | 0 | 0 | 0 | 0 | 0 | 0 | 0 | 0 | 0 | 0 | 0 | 0 | 0 | 0
F9_Commercial_Interruptible - College_Existing_Water Heating_Natural Gas_Water Heater - Faucet Aerators_A_Achievable Economic TRC Potential | F9 | Commercial | Interruptible - College | Existing | Water Heating | Natural Gas | Water Heater - Faucet Aerators | A | Cumulative Winter Peak Savings (MW) | Achievable Economic TRC Potential | 0 | 0 | 0 | 0 | 0 | 0 | 0 | 0 | 0 | 0 | 0 | 0 | 0 | 0 | 0 | 0 | 0 | 0 | 0 | 0 | 0 | 0 | 0 | 0 | 0 | 0 | 0
F10_Commercial_Interruptible - College_Existing_Water Heating_Natural Gas_Water Heater - Faucet Aerators_A_Achievable Economic TRC Potential | F10 | Commercial | Interruptible - College | Existing | Water Heating | Natural Gas | Water Heater - Faucet Aerators | A | Purchases (Incremental) | Achievable Economic TRC Potential | 0 | 0 | 0 | 0 | 0 | 0 | 0 | 0 | 0 | 0 | 0 | 0 | 0 | 0 | 0 | 0 | 0 | 0 | 0 | 0 | 0 | 0 | 0 | 0 | 0 | 0 | 0
F11_Commercial_Interruptible - College_Existing_Water Heating_Natural Gas_Water Heater - Faucet Aerators_A_Achievable Economic TRC Potential | F11 | Commercial | Interruptible - College | Existing | Water Heating | Natural Gas | Water Heater - Faucet Aerators | A | Purchases (Cumulative) | Achievable Economic TRC Potential | 0 | 0 | 0 | 0 | 0 | 0 | 0 | 0 | 0 | 0 | 0 | 0 | 0 | 0 | 0 | 0 | 0 | 0 | 0 | 0 | 0 | 0 | 0 | 0 | 0 | 0 | 0
F1_Commercial_Interruptible - College_Existing_Water Heating_Natural Gas_Water Heater - Low-Flow Showerheads_A_Achievable Economic TRC Potential | F1 | Commercial | Interruptible - College | Existing | Water Heating | Natural Gas | Water Heater - Low-Flow Showerheads | A | Integrated Unit Energy Savings (kWh or therms) | Achievable Economic TRC Potential | 0 | 0 | 81.833 | 79.0051 | 76.2307 | 73.4209 | 70.5816 | 67.6208 | 64.7418 | 62.0011 | 59.4707 | 57.3072 | 55.6293 | 54.4374 | 53.9413 | 53.52 | 53.2918 | 53.1105 | 52.9683 | 52.854 | 52.7727 | 52.7151 | 52.6742 | 52.645 | 52.6056 | 52.5957 | 52.5878
F2_Commercial_Interruptible - College_Existing_Water Heating_Natural Gas_Water Heater - Low-Flow Showerheads_A_Achievable Economic TRC Potential | F2 | Commercial | Interruptible - College | Existing | Water Heating | Natural Gas | Water Heater - Low-Flow Showerheads | A | Integrated Unit Summer Peak Savings (kW) | Achievable Economic TRC Potential | 0 | 0 | 0 | 0 | 0 | 0 | 0 | 0 | 0 | 0 | 0 | 0 | 0 | 0 | 0 | 0 | 0 | 0 | 0 | 0 | 0 | 0 | 0 | 0 | 0 | 0 | 0
F3_Commercial_Interruptible - College_Existing_Water Heating_Natural Gas_Water Heater - Low-Flow Showerheads_A_Achievable Economic TRC Potential | F3 | Commercial | Interruptible - College | Existing | Water Heating | Natural Gas | Water Heater - Low-Flow Showerheads | A | Integrated Unit Winter Peak Savings (kW) | Achievable Economic TRC Potential | 0 | 0 | 0 | 0 | 0 | 0 | 0 | 0 | 0 | 0 | 0 | 0 | 0 | 0 | 0 | 0 | 0 | 0 | 0 | 0 | 0 | 0 | 0 | 0 | 0 | 0 | 0
F4_Commercial_Interruptible - College_Existing_Water Heating_Natural Gas_Water Heater - Low-Flow Showerheads_A_Achievable Economic TRC Potential | F4 | Commercial | Interruptible - College | Existing | Water Heating | Natural Gas | Water Heater - Low-Flow Showerheads | A | Incremental Energy Savings (MWh or mTherms) | Achievable Economic TRC Potential | 0 | 0 | 0 | 0 | 0 | 0 | 0 | 0 | 0 | 0 | 0 | 0 | 0 | 0 | 0 | 0 | 0 | 0 | 0 | 0 | 0 | 0 | 0 | 0 | 0 | 0 | 0
F5_Commercial_Interruptible - College_Existing_Water Heating_Natural Gas_Water Heater - Low-Flow Showerheads_A_Achievable Economic TRC Potential | F5 | Commercial | Interruptible - College | Existing | Water Heating | Natural Gas | Water Heater - Low-Flow Showerheads | A | Incremental Summer Peak Savings (MW) | Achievable Economic TRC Potential | 0 | 0 | 0 | 0 | 0 | 0 | 0 | 0 | 0 | 0 | 0 | 0 | 0 | 0 | 0 | 0 | 0 | 0 | 0 | 0 | 0 | 0 | 0 | 0 | 0 | 0 | 0
F6_Commercial_Interruptible - College_Existing_Water Heating_Natural Gas_Water Heater - Low-Flow Showerheads_A_Achievable Economic TRC Potential | F6 | Commercial | Interruptible - College | Existing | Water Heating | Natural Gas | Water Heater - Low-Flow Showerheads | A | Incremental Winter Peak Savings (MW) | Achievable Economic TRC Potential | 0 | 0 | 0 | 0 | 0 | 0 | 0 | 0 | 0 | 0 | 0 | 0 | 0 | 0 | 0 | 0 | 0 | 0 | 0 | 0 | 0 | 0 | 0 | 0 | 0 | 0 | 0
F7_Commercial_Interruptible - College_Existing_Water Heating_Natural Gas_Water Heater - Low-Flow Showerheads_A_Achievable Economic TRC Potential | F7 | Commercial | Interruptible - College | Existing | Water Heating | Natural Gas | Water Heater - Low-Flow Showerheads | A | Cumulative Energy Savings (MWh or mTherms) | Achievable Economic TRC Potential | 0 | 0 | 0 | 0 | 0 | 0 | 0 | 0 | 0 | 0 | 0 | 0 | 0 | 0 | 0 | 0 | 0 | 0 | 0 | 0 | 0 | 0 | 0 | 0 | 0 | 0 | 0
F8_Commercial_Interruptible - College_Existing_Water Heating_Natural Gas_Water Heater - Low-Flow Showerheads_A_Achievable Economic TRC Potential | F8 | Commercial | Interruptible - College | Existing | Water Heating | Natural Gas | Water Heater - Low-Flow Showerheads | A | Cumulative Summer Peak Savings (MW) | Achievable Economic TRC Potential | 0 | 0 | 0 | 0 | 0 | 0 | 0 | 0 | 0 | 0 | 0 | 0 | 0 | 0 | 0 | 0 | 0 | 0 | 0 | 0 | 0 | 0 | 0 | 0 | 0 | 0 | 0
F9_Commercial_Interruptible - College_Existing_Water Heating_Natural Gas_Water Heater - Low-Flow Showerheads_A_Achievable Economic TRC Potential | F9 | Commercial | Interruptible - College | Existing | Water Heating | Natural Gas | Water Heater - Low-Flow Showerheads | A | Cumulative Winter Peak Savings (MW) | Achievable Economic TRC Potential | 0 | 0 | 0 | 0 | 0 | 0 | 0 | 0 | 0 | 0 | 0 | 0 | 0 | 0 | 0 | 0 | 0 | 0 | 0 | 0 | 0 | 0 | 0 | 0 | 0 | 0 | 0
F10_Commercial_Interruptible - College_Existing_Water Heating_Natural Gas_Water Heater - Low-Flow Showerheads_A_Achievable Economic TRC Potential | F10 | Commercial | Interruptible - College | Existing | Water Heating | Natural Gas | Water Heater - Low-Flow Showerheads | A | Purchases (Incremental) | Achievable Economic TRC Potential | 0 | 0 | 0 | 0 | 0 | 0 | 0 | 0 | 0 | 0 | 0 | 0 | 0 | 0 | 0 | 0 | 0 | 0 | 0 | 0 | 0 | 0 | 0 | 0 | 0 | 0 | 0
F11_Commercial_Interruptible - College_Existing_Water Heating_Natural Gas_Water Heater - Low-Flow Showerheads_A_Achievable Economic TRC Potential | F11 | Commercial | Interruptible - College | Existing | Water Heating | Natural Gas | Water Heater - Low-Flow Showerheads | A | Purchases (Cumulative) | Achievable Economic TRC Potential | 0 | 0 | 0 | 0 | 0 | 0 | 0 | 0 | 0 | 0 | 0 | 0 | 0 | 0 | 0 | 0 | 0 | 0 | 0 | 0 | 0 | 0 | 0 | 0 | 0 | 0 | 0
F1_Commercial_Interruptible - College_Existing_Water Heating_Natural Gas_Water Heater - Tank Blanket/Insulation_A_Achievable Economic TRC Potential | F1 | Commercial | Interruptible - College | Existing | Water Heating | Natural Gas | Water Heater - Tank Blanket/Insulation | A | Integrated Unit Energy Savings (kWh or therms) | Achievable Economic TRC Potential | 0 | 0 | 1327.9893 | 1306.0167 | 1286.0724 | 1268.0022 | 1251.6784 | 1237.0473 | 1224.1109 | 1212.8651 | 1202.6947 | 1193.4238 | 1185.523 | 1178.8185 | 1173.1724 | 1166.9641 | 1161.9876 | 1158.0346 | 1154.9355 | 1152.4422 | 1150.67 | 1149.4142 | 1148.5228 | 1147.8858 | 1147.0272 | 1146.8106 | 1146.6374
F2_Commercial_Interruptible - College_Existing_Water Heating_Natural Gas_Water Heater - Tank Blanket/Insulation_A_Achievable Economic TRC Potential | F2 | Commercial | Interruptible - College | Existing | Water Heating | Natural Gas | Water Heater - Tank Blanket/Insulation | A | Integrated Unit Summer Peak Savings (kW) | Achievable Economic TRC Potential | 0 | 0 | 0 | 0 | 0 | 0 | 0 | 0 | 0 | 0 | 0 | 0 | 0 | 0 | 0 | 0 | 0 | 0 | 0 | 0 | 0 | 0 | 0 | 0 | 0 | 0 | 0
F3_Commercial_Interruptible - College_Existing_Water Heating_Natural Gas_Water Heater - Tank Blanket/Insulation_A_Achievable Economic TRC Potential | F3 | Commercial | Interruptible - College | Existing | Water Heating | Natural Gas | Water Heater - Tank Blanket/Insulation | A | Integrated Unit Winter Peak Savings (kW) | Achievable Economic TRC Potential | 0 | 0 | 0 | 0 | 0 | 0 | 0 | 0 | 0 | 0 | 0 | 0 | 0 | 0 | 0 | 0 | 0 | 0 | 0 | 0 | 0 | 0 | 0 | 0 | 0 | 0 | 0
F4_Commercial_Interruptible - College_Existing_Water Heating_Natural Gas_Water Heater - Tank Blanket/Insulation_A_Achievable Economic TRC Potential | F4 | Commercial | Interruptible - College | Existing | Water Heating | Natural Gas | Water Heater - Tank Blanket/Insulation | A | Incremental Energy Savings (MWh or mTherms) | Achievable Economic TRC Potential | 0 | 0 | 1.2106 | 1.4618 | 1.7615 | 2.0161 | 2.27 | 2.6229 | 2.8473 | 2.882 | 2.6931 | 2.2971 | 1.7658 | 1.205 | 0.71763 | 0.33341 | 0 | 0 | 0 | 0 | 0 | 0 | 0 | 0 | 0 | 0 | 0
F5_Commercial_Interruptible - College_Existing_Water Heating_Natural Gas_Water Heater - Tank Blanket/Insulation_A_Achievable Economic TRC Potential | F5 | Commercial | Interruptible - College | Existing | Water Heating | Natural Gas | Water Heater - Tank Blanket/Insulation | A | Incremental Summer Peak Savings (MW) | Achievable Economic TRC Potential | 0 | 0 | 0 | 0 | 0 | 0 | 0 | 0 | 0 | 0 | 0 | 0 | 0 | 0 | 0 | 0 | 0 | 0 | 0 | 0 | 0 | 0 | 0 | 0 | 0 | 0 | 0
F6_Commercial_Interruptible - College_Existing_Water Heating_Natural Gas_Water Heater - Tank Blanket/Insulation_A_Achievable Economic TRC Potential | F6 | Commercial | Interruptible - College | Existing | Water Heating | Natural Gas | Water Heater - Tank Blanket/Insulation | A | Incremental Winter Peak Savings (MW) | Achievable Economic TRC Potential | 0 | 0 | 0 | 0 | 0 | 0 | 0 | 0 | 0 | 0 | 0 | 0 | 0 | 0 | 0 | 0 | 0 | 0 | 0 | 0 | 0 | 0 | 0 | 0 | 0 | 0 | 0
F7_Commercial_Interruptible - College_Existing_Water Heating_Natural Gas_Water Heater - Tank Blanket/Insulation_A_Achievable Economic TRC Potential | F7 | Commercial | Interruptible - College | Existing | Water Heating | Natural Gas | Water Heater - Tank Blanket/Insulation | A | Cumulative Energy Savings (MWh or mTherms) | Achievable Economic TRC Potential | 0 | 0 | 1.2106 | 2.6524 | 4.3734 | 6.328 | 8.5165 | 11.0399 | 13.7717 | 16.5271 | 19.0817 | 21.2317 | 22.857 | 23.9327 | 24.5357 | 24.7393 | 24.6338 | 24.55 | 24.4843 | 24.4314 | 24.3939 | 24.3672 | 24.3484 | 24.3348 | 24.3166 | 24.3121 | 24.3084
F8_Commercial_Interruptible - College_Existing_Water Heating_Natural Gas_Water Heater - Tank Blanket/Insulation_A_Achievable Economic TRC Potential | F8 | Commercial | Interruptible - College | Existing | Water Heating | Natural Gas | Water Heater - Tank Blanket/Insulation | A | Cumulative Summer Peak Savings (MW) | Achievable Economic TRC Potential | 0 | 0 | 0 | 0 | 0 | 0 | 0 | 0 | 0 | 0 | 0 | 0 | 0 | 0 | 0 | 0 | 0 | 0 | 0 | 0 | 0 | 0 | 0 | 0 | 0 | 0 | 0
F9_Commercial_Interruptible - College_Existing_Water Heating_Natural Gas_Water Heater - Tank Blanket/Insulation_A_Achievable Economic TRC Potential | F9 | Commercial | Interruptible - College | Existing | Water Heating | Natural Gas | Water Heater - Tank Blanket/Insulation | A | Cumulative Winter Peak Savings (MW) | Achievable Economic TRC Potential | 0 | 0 | 0 | 0 | 0 | 0 | 0 | 0 | 0 | 0 | 0 | 0 | 0 | 0 | 0 | 0 | 0 | 0 | 0 | 0 | 0 | 0 | 0 | 0 | 0 | 0 | 0
F10_Commercial_Interruptible - College_Existing_Water Heating_Natural Gas_Water Heater - Tank Blanket/Insulation_A_Achievable Economic TRC Potential | F10 | Commercial | Interruptible - College | Existing | Water Heating | Natural Gas | Water Heater - Tank Blanket/Insulation | A | Purchases (Incremental) | Achievable Economic TRC Potential | 0 | 0 | 0.91159 | 1.1193 | 1.3697 | 1.59 | 1.8136 | 2.1203 | 2.326 | 2.3762 | 2.2392 | 1.9248 | 1.4895 | 1.0222 | 0.6117 | 0.28571 | 0 | 0 | 0 | 0 | 0 | 0 | 0 | 0 | 0 | 0 | 0
F11_Commercial_Interruptible - College_Existing_Water Heating_Natural Gas_Water Heater - Tank Blanket/Insulation_A_Achievable Economic TRC Potential | F11 | Commercial | Interruptible - College | Existing | Water Heating | Natural Gas | Water Heater - Tank Blanket/Insulation | A | Purchases (Cumulative) | Achievable Economic TRC Potential | 0 | 0 | 0.91159 | 2.0309 | 3.4005 | 4.9905 | 6.8041 | 8.9244 | 11.2504 | 13.6265 | 15.8658 | 17.7906 | 19.2801 | 20.3023 | 20.914 | 21.1997 | 21.1997 | 21.1997 | 21.1997 | 21.1997 | 21.1997 | 21.1997 | 21.1997 | 21.1997 | 21.1997 | 21.1997 | 21.1997
F1_Commercial_Interruptible - College_Existing_Water Heating_Natural Gas_Water Heater - Drainwater Heat Recovery_A_Achievable Economic TRC Potential | F1 | Commercial | Interruptible - College | Existing | Water Heating | Natural Gas | Water Heater - Drainwater Heat Recovery | A | Integrated Unit Energy Savings (kWh or therms) | Achievable Economic TRC Potential | 0 | 0 | 814.6296 | 786.3954 | 758.6821 | 730.6082 | 702.2354 | 672.6438 | 643.8643 | 616.4701 | 591.1856 | 569.5758 | 552.822 | 540.9247 | 535.9647 | 531.7644 | 529.4967 | 527.6953 | 526.2831 | 525.147 | 524.3394 | 523.7672 | 523.361 | 523.0707 | 522.6795 | 522.5808 | 522.5019
F2_Commercial_Interruptible - College_Existing_Water Heating_Natural Gas_Water Heater - Drainwater Heat Recovery_A_Achievable Economic TRC Potential | F2 | Commercial | Interruptible - College | Existing | Water Heating | Natural Gas | Water Heater - Drainwater Heat Recovery | A | Integrated Unit Summer Peak Savings (kW) | Achievable Economic TRC Potential | 0 | 0 | 0 | 0 | 0 | 0 | 0 | 0 | 0 | 0 | 0 | 0 | 0 | 0 | 0 | 0 | 0 | 0 | 0 | 0 | 0 | 0 | 0 | 0 | 0 | 0 | 0
F3_Commercial_Interruptible - College_Existing_Water Heating_Natural Gas_Water Heater - Drainwater Heat Recovery_A_Achievable Economic TRC Potential | F3 | Commercial | Interruptible - College | Existing | Water Heating | Natural Gas | Water Heater - Drainwater Heat Recovery | A | Integrated Unit Winter Peak Savings (kW) | Achievable Economic TRC Potential | 0 | 0 | 0 | 0 | 0 | 0 | 0 | 0 | 0 | 0 | 0 | 0 | 0 | 0 | 0 | 0 | 0 | 0 | 0 | 0 | 0 | 0 | 0 | 0 | 0 | 0 | 0
F4_Commercial_Interruptible - College_Existing_Water Heating_Natural Gas_Water Heater - Drainwater Heat Recovery_A_Achievable Economic TRC Potential | F4 | Commercial | Interruptible - College | Existing | Water Heating | Natural Gas | Water Heater - Drainwater Heat Recovery | A | Incremental Energy Savings (MWh or mTherms) | Achievable Economic TRC Potential | 0 | 0 | 0 | 0 | 0 | 0 | 0 | 0 | 0 | 0 | 0 | 0 | 0 | 0 | 0 | 0 | 0 | 0 | 0 | 0 | 0 | 0 | 0 | 0 | 0 | 0 | 0
F5_Commercial_Interruptible - College_Existing_Water Heating_Natural Gas_Water Heater - Drainwater Heat Recovery_A_Achievable Economic TRC Potential | F5 | Commercial | Interruptible - College | Existing | Water Heating | Natural Gas | Water Heater - Drainwater Heat Recovery | A | Incremental Summer Peak Savings (MW) | Achievable Economic TRC Potential | 0 | 0 | 0 | 0 | 0 | 0 | 0 | 0 | 0 | 0 | 0 | 0 | 0 | 0 | 0 | 0 | 0 | 0 | 0 | 0 | 0 | 0 | 0 | 0 | 0 | 0 | 0
F6_Commercial_Interruptible - College_Existing_Water Heating_Natural Gas_Water Heater - Drainwater Heat Recovery_A_Achievable Economic TRC Potential | F6 | Commercial | Interruptible - College | Existing | Water Heating | Natural Gas | Water Heater - Drainwater Heat Recovery | A | Incremental Winter Peak Savings (MW) | Achievable Economic TRC Potential | 0 | 0 | 0 | 0 | 0 | 0 | 0 | 0 | 0 | 0 | 0 | 0 | 0 | 0 | 0 | 0 | 0 | 0 | 0 | 0 | 0 | 0 | 0 | 0 | 0 | 0 | 0
F7_Commercial_Interruptible - College_Existing_Water Heating_Natural Gas_Water Heater - Drainwater Heat Recovery_A_Achievable Economic TRC Potential | F7 | Commercial | Interruptible - College | Existing | Water Heating | Natural Gas | Water Heater - Drainwater Heat Recovery | A | Cumulative Energy Savings (MWh or mTherms) | Achievable Economic TRC Potential | 0 | 0 | 0 | 0 | 0 | 0 | 0 | 0 | 0 | 0 | 0 | 0 | 0 | 0 | 0 | 0 | 0 | 0 | 0 | 0 | 0 | 0 | 0 | 0 | 0 | 0 | 0
F8_Commercial_Interruptible - College_Existing_Water Heating_Natural Gas_Water Heater - Drainwater Heat Recovery_A_Achievable Economic TRC Potential | F8 | Commercial | Interruptible - College | Existing | Water Heating | Natural Gas | Water Heater - Drainwater Heat Recovery | A | Cumulative Summer Peak Savings (MW) | Achievable Economic TRC Potential | 0 | 0 | 0 | 0 | 0 | 0 | 0 | 0 | 0 | 0 | 0 | 0 | 0 | 0 | 0 | 0 | 0 | 0 | 0 | 0 | 0 | 0 | 0 | 0 | 0 | 0 | 0
F9_Commercial_Interruptible - College_Existing_Water Heating_Natural Gas_Water Heater - Drainwater Heat Recovery_A_Achievable Economic TRC Potential | F9 | Commercial | Interruptible - College | Existing | Water Heating | Natural Gas | Water Heater - Drainwater Heat Recovery | A | Cumulative Winter Peak Savings (MW) | Achievable Economic TRC Potential | 0 | 0 | 0 | 0 | 0 | 0 | 0 | 0 | 0 | 0 | 0 | 0 | 0 | 0 | 0 | 0 | 0 | 0 | 0 | 0 | 0 | 0 | 0 | 0 | 0 | 0 | 0
F10_Commercial_Interruptible - College_Existing_Water Heating_Natural Gas_Water Heater - Drainwater Heat Recovery_A_Achievable Economic TRC Potential | F10 | Commercial | Interruptible - College | Existing | Water Heating | Natural Gas | Water Heater - Drainwater Heat Recovery | A | Purchases (Incremental) | Achievable Economic TRC Potential | 0 | 0 | 0 | 0 | 0 | 0 | 0 | 0 | 0 | 0 | 0 | 0 | 0 | 0 | 0 | 0 | 0 | 0 | 0 | 0 | 0 | 0 | 0 | 0 | 0 | 0 | 0
F11_Commercial_Interruptible - College_Existing_Water Heating_Natural Gas_Water Heater - Drainwater Heat Recovery_A_Achievable Economic TRC Potential | F11 | Commercial | Interruptible - College | Existing | Water Heating | Natural Gas | Water Heater - Drainwater Heat Recovery | A | Purchases (Cumulative) | Achievable Economic TRC Potential | 0 | 0 | 0 | 0 | 0 | 0 | 0 | 0 | 0 | 0 | 0 | 0 | 0 | 0 | 0 | 0 | 0 | 0 | 0 | 0 | 0 | 0 | 0 | 0 | 0 | 0 | 0
F1_Commercial_Interruptible - College_Existing_Water Heating_Natural Gas_Water Heater - Circulation Pump Controls_A_Achievable Economic TRC Potential | F1 | Commercial | Interruptible - College | Existing | Water Heating | Natural Gas | Water Heater - Circulation Pump Controls | A | Integrated Unit Energy Savings (kWh or therms) | Achievable Economic TRC Potential | 0 | 0 | 43290.8478 | 42402.9355 | 41636.6071 | 40921.5893 | 40257.2996 | 39627.0796 | 39092.3492 | 38611.4118 | 38173.8232 | 37782.4795 | 37457.7219 | 37194.9605 | 36986.4829 | 36776.6642 | 36619.8312 | 36495.2519 | 36397.5837 | 36319.0076 | 36263.1584 | 36223.5832 | 36195.4914 | 36175.4143 | 36148.3567 | 36141.5317 | 36136.0718
F2_Commercial_Interruptible - College_Existing_Water Heating_Natural Gas_Water Heater - Circulation Pump Controls_A_Achievable Economic TRC Potential | F2 | Commercial | Interruptible - College | Existing | Water Heating | Natural Gas | Water Heater - Circulation Pump Controls | A | Integrated Unit Summer Peak Savings (kW) | Achievable Economic TRC Potential | 0 | 0 | 0 | 0 | 0 | 0 | 0 | 0 | 0 | 0 | 0 | 0 | 0 | 0 | 0 | 0 | 0 | 0 | 0 | 0 | 0 | 0 | 0 | 0 | 0 | 0 | 0
F3_Commercial_Interruptible - College_Existing_Water Heating_Natural Gas_Water Heater - Circulation Pump Controls_A_Achievable Economic TRC Potential | F3 | Commercial | Interruptible - College | Existing | Water Heating | Natural Gas | Water Heater - Circulation Pump Controls | A | Integrated Unit Winter Peak Savings (kW) | Achievable Economic TRC Potential | 0 | 0 | 0 | 0 | 0 | 0 | 0 | 0 | 0 | 0 | 0 | 0 | 0 | 0 | 0 | 0 | 0 | 0 | 0 | 0 | 0 | 0 | 0 | 0 | 0 | 0 | 0
F4_Commercial_Interruptible - College_Existing_Water Heating_Natural Gas_Water Heater - Circulation Pump Controls_A_Achievable Economic TRC Potential | F4 | Commercial | Interruptible - College | Existing | Water Heating | Natural Gas | Water Heater - Circulation Pump Controls | A | Incremental Energy Savings (MWh or mTherms) | Achievable Economic TRC Potential | 0 | 0 | 6.7508 | 8.1189 | 9.7555 | 11.1302 | 12.4893 | 14.3729 | 15.5545 | 15.6946 | 14.6226 | 12.4405 | 9.5443 | 6.5041 | 0 | 0 | 0 | 0 | 0 | 0 | 0 | 0 | 0 | 0 | 0 | 0 | 0
F5_Commercial_Interruptible - College_Existing_Water Heating_Natural Gas_Water Heater - Circulation Pump Controls_A_Achievable Economic TRC Potential | F5 | Commercial | Interruptible - College | Existing | Water Heating | Natural Gas | Water Heater - Circulation Pump Controls | A | Incremental Summer Peak Savings (MW) | Achievable Economic TRC Potential | 0 | 0 | 0 | 0 | 0 | 0 | 0 | 0 | 0 | 0 | 0 | 0 | 0 | 0 | 0 | 0 | 0 | 0 | 0 | 0 | 0 | 0 | 0 | 0 | 0 | 0 | 0
F6_Commercial_Interruptible - College_Existing_Water Heating_Natural Gas_Water Heater - Circulation Pump Controls_A_Achievable Economic TRC Potential | F6 | Commercial | Interruptible - College | Existing | Water Heating | Natural Gas | Water Heater - Circulation Pump Controls | A | Incremental Winter Peak Savings (MW) | Achievable Economic TRC Potential | 0 | 0 | 0 | 0 | 0 | 0 | 0 | 0 | 0 | 0 | 0 | 0 | 0 | 0 | 0 | 0 | 0 | 0 | 0 | 0 | 0 | 0 | 0 | 0 | 0 | 0 | 0
F7_Commercial_Interruptible - College_Existing_Water Heating_Natural Gas_Water Heater - Circulation Pump Controls_A_Achievable Economic TRC Potential | F7 | Commercial | Interruptible - College | Existing | Water Heating | Natural Gas | Water Heater - Circulation Pump Controls | A | Cumulative Energy Savings (MWh or mTherms) | Achievable Economic TRC Potential | 0 | 0 | 6.7508 | 14.7312 | 24.2205 | 34.9347 | 46.8569 | 60.4963 | 75.2345 | 90.0034 | 103.606 | 114.9844 | 123.5403 | 129.1778 | 128.4537 | 127.725 | 127.1804 | 126.7477 | 126.4085 | 126.1356 | 125.9416 | 125.8042 | 125.7066 | 125.6369 | 125.5429 | 125.5192 | 125.5003
F8_Commercial_Interruptible - College_Existing_Water Heating_Natural Gas_Water Heater - Circulation Pump Controls_A_Achievable Economic TRC Potential | F8 | Commercial | Interruptible - College | Existing | Water Heating | Natural Gas | Water Heater - Circulation Pump Controls | A | Cumulative Summer Peak Savings (MW) | Achievable Economic TRC Potential | 0 | 0 | 0 | 0 | 0 | 0 | 0 | 0 | 0 | 0 | 0 | 0 | 0 | 0 | 0 | 0 | 0 | 0 | 0 | 0 | 0 | 0 | 0 | 0 | 0 | 0 | 0
F9_Commercial_Interruptible - College_Existing_Water Heating_Natural Gas_Water Heater - Circulation Pump Controls_A_Achievable Economic TRC Potential | F9 | Commercial | Interruptible - College | Existing | Water Heating | Natural Gas | Water Heater - Circulation Pump Controls | A | Cumulative Winter Peak Savings (MW) | Achievable Economic TRC Potential | 0 | 0 | 0 | 0 | 0 | 0 | 0 | 0 | 0 | 0 | 0 | 0 | 0 | 0 | 0 | 0 | 0 | 0 | 0 | 0 | 0 | 0 | 0 | 0 | 0 | 0 | 0
F10_Commercial_Interruptible - College_Existing_Water Heating_Natural Gas_Water Heater - Circulation Pump Controls_A_Achievable Economic TRC Potential | F10 | Commercial | Interruptible - College | Existing | Water Heating | Natural Gas | Water Heater - Circulation Pump Controls | A | Purchases (Incremental) | Achievable Economic TRC Potential | 0 | 0 | 0.15594 | 0.19147 | 0.2343 | 0.27199 | 0.31024 | 0.3627 | 0.39789 | 0.40647 | 0.38305 | 0.32927 | 0.2548 | 0.17486 | 0 | 0 | 0 | 0 | 0 | 0 | 0 | 0 | 0 | 0 | 0 | 0 | 0
F11_Commercial_Interruptible - College_Existing_Water Heating_Natural Gas_Water Heater - Circulation Pump Controls_A_Achievable Economic TRC Potential | F11 | Commercial | Interruptible - College | Existing | Water Heating | Natural Gas | Water Heater - Circulation Pump Controls | A | Purchases (Cumulative) | Achievable Economic TRC Potential | 0 | 0 | 0.15594 | 0.34741 | 0.58171 | 0.8537 | 1.1639 | 1.5266 | 1.9245 | 2.331 | 2.7141 | 3.0433 | 3.2981 | 3.473 | 3.473 | 3.473 | 3.473 | 3.473 | 3.473 | 3.473 | 3.473 | 3.473 | 3.473 | 3.473 | 3.473 | 3.473 | 3.473
F1_Commercial_Interruptible - College_Existing_Water Heating_Natural Gas_Water Heater - Pipe Insulation_A_Achievable Economic TRC Potential | F1 | Commercial | Interruptible - College | Existing | Water Heating | Natural Gas | Water Heater - Pipe Insulation | A | Integrated Unit Energy Savings (kWh or therms) | Achievable Economic TRC Potential | 0 | 0 | 32.7019 | 31.5718 | 30.4631 | 29.3402 | 28.2056 | 27.0224 | 25.8719 | 24.7767 | 23.7655 | 22.9009 | 22.2304 | 21.7541 | 21.5559 | 21.3875 | 21.2963 | 21.2238 | 21.167 | 21.1213 | 21.0889 | 21.0659 | 21.0495 | 21.0378 | 21.0221 | 21.0181 | 21.015
F2_Commercial_Interruptible - College_Existing_Water Heating_Natural Gas_Water Heater - Pipe Insulation_A_Achievable Economic TRC Potential | F2 | Commercial | Interruptible - College | Existing | Water Heating | Natural Gas | Water Heater - Pipe Insulation | A | Integrated Unit Summer Peak Savings (kW) | Achievable Economic TRC Potential | 0 | 0 | 0 | 0 | 0 | 0 | 0 | 0 | 0 | 0 | 0 | 0 | 0 | 0 | 0 | 0 | 0 | 0 | 0 | 0 | 0 | 0 | 0 | 0 | 0 | 0 | 0
F3_Commercial_Interruptible - College_Existing_Water Heating_Natural Gas_Water Heater - Pipe Insulation_A_Achievable Economic TRC Potential | F3 | Commercial | Interruptible - College | Existing | Water Heating | Natural Gas | Water Heater - Pipe Insulation | A | Integrated Unit Winter Peak Savings (kW) | Achievable Economic TRC Potential | 0 | 0 | 0 | 0 | 0 | 0 | 0 | 0 | 0 | 0 | 0 | 0 | 0 | 0 | 0 | 0 | 0 | 0 | 0 | 0 | 0 | 0 | 0 | 0 | 0 | 0 | 0
F4_Commercial_Interruptible - College_Existing_Water Heating_Natural Gas_Water Heater - Pipe Insulation_A_Achievable Economic TRC Potential | F4 | Commercial | Interruptible - College | Existing | Water Heating | Natural Gas | Water Heater - Pipe Insulation | A | Incremental Energy Savings (MWh or mTherms) | Achievable Economic TRC Potential | 0 | 0 | 0.085876 | 0.1018 | 0.1202 | 0.13439 | 0.14736 | 0.16505 | 0.17336 | 0.1696 | 0.1533 | 0.12698 | 0.095388 | 0.06406 | 0.037985 | 0.017603 | 0 | 0 | 0 | 0 | 0 | 0 | 0 | 0 | 0 | 0 | 0
F5_Commercial_Interruptible - College_Existing_Water Heating_Natural Gas_Water Heater - Pipe Insulation_A_Achievable Economic TRC Potential | F5 | Commercial | Interruptible - College | Existing | Water Heating | Natural Gas | Water Heater - Pipe Insulation | A | Incremental Summer Peak Savings (MW) | Achievable Economic TRC Potential | 0 | 0 | 0 | 0 | 0 | 0 | 0 | 0 | 0 | 0 | 0 | 0 | 0 | 0 | 0 | 0 | 0 | 0 | 0 | 0 | 0 | 0 | 0 | 0 | 0 | 0 | 0
F6_Commercial_Interruptible - College_Existing_Water Heating_Natural Gas_Water Heater - Pipe Insulation_A_Achievable Economic TRC Potential | F6 | Commercial | Interruptible - College | Existing | Water Heating | Natural Gas | Water Heater - Pipe Insulation | A | Incremental Winter Peak Savings (MW) | Achievable Economic TRC Potential | 0 | 0 | 0 | 0 | 0 | 0 | 0 | 0 | 0 | 0 | 0 | 0 | 0 | 0 | 0 | 0 | 0 | 0 | 0 | 0 | 0 | 0 | 0 | 0 | 0 | 0 | 0
F7_Commercial_Interruptible - College_Existing_Water Heating_Natural Gas_Water Heater - Pipe Insulation_A_Achievable Economic TRC Potential | F7 | Commercial | Interruptible - College | Existing | Water Heating | Natural Gas | Water Heater - Pipe Insulation | A | Cumulative Energy Savings (MWh or mTherms) | Achievable Economic TRC Potential | 0 | 0 | 0.085876 | 0.18471 | 0.29842 | 0.42181 | 0.55285 | 0.69471 | 0.83849 | 0.97259 | 1.0862 | 1.1737 | 1.2347 | 1.2723 | 1.2987 | 1.3061 | 1.3006 | 1.2962 | 1.2927 | 1.2899 | 1.2879 | 1.2865 | 1.2855 | 1.2848 | 1.2838 | 1.2836 | 1.2834
F8_Commercial_Interruptible - College_Existing_Water Heating_Natural Gas_Water Heater - Pipe Insulation_A_Achievable Economic TRC Potential | F8 | Commercial | Interruptible - College | Existing | Water Heating | Natural Gas | Water Heater - Pipe Insulation | A | Cumulative Summer Peak Savings (MW) | Achievable Economic TRC Potential | 0 | 0 | 0 | 0 | 0 | 0 | 0 | 0 | 0 | 0 | 0 | 0 | 0 | 0 | 0 | 0 | 0 | 0 | 0 | 0 | 0 | 0 | 0 | 0 | 0 | 0 | 0
F9_Commercial_Interruptible - College_Existing_Water Heating_Natural Gas_Water Heater - Pipe Insulation_A_Achievable Economic TRC Potential | F9 | Commercial | Interruptible - College | Existing | Water Heating | Natural Gas | Water Heater - Pipe Insulation | A | Cumulative Winter Peak Savings (MW) | Achievable Economic TRC Potential | 0 | 0 | 0 | 0 | 0 | 0 | 0 | 0 | 0 | 0 | 0 | 0 | 0 | 0 | 0 | 0 | 0 | 0 | 0 | 0 | 0 | 0 | 0 | 0 | 0 | 0 | 0
F10_Commercial_Interruptible - College_Existing_Water Heating_Natural Gas_Water Heater - Pipe Insulation_A_Achievable Economic TRC Potential | F10 | Commercial | Interruptible - College | Existing | Water Heating | Natural Gas | Water Heater - Pipe Insulation | A | Purchases (Incremental) | Achievable Economic TRC Potential | 0 | 0 | 2.626 | 3.2244 | 3.9457 | 4.5803 | 5.2244 | 6.108 | 6.7005 | 6.8451 | 6.4507 | 5.5449 | 4.2909 | 2.9447 | 1.7621 | 0.82304 | 0 | 0 | 0 | 0 | 0 | 0 | 0 | 0 | 0 | 0 | 0
F11_Commercial_Interruptible - College_Existing_Water Heating_Natural Gas_Water Heater - Pipe Insulation_A_Achievable Economic TRC Potential | F11 | Commercial | Interruptible - College | Existing | Water Heating | Natural Gas | Water Heater - Pipe Insulation | A | Purchases (Cumulative) | Achievable Economic TRC Potential | 0 | 0 | 2.626 | 5.8504 | 9.7961 | 14.3764 | 19.6008 | 25.7087 | 32.4093 | 39.2543 | 45.705 | 51.2499 | 55.5407 | 58.4854 | 60.2476 | 61.0706 | 61.0706 | 61.0706 | 61.0706 | 61.0706 | 61.0706 | 61.0706 | 61.0706 | 61.0706 | 61.0706 | 61.0706 | 61.0706
F1_Commercial_Interruptible - College_Existing_Water Heating_Natural Gas_Water Heater - Motion Control Faucet_A_Achievable Economic TRC Potential | F1 | Commercial | Interruptible - College | Existing | Water Heating | Natural Gas | Water Heater - Motion Control Faucet | A | Integrated Unit Energy Savings (kWh or therms) | Achievable Economic TRC Potential | 0 | 0 | 0 | 0 | 0 | 0 | 0 | 0 | 0 | 0 | 0 | 0 | 0 | 0 | 0 | 0 | 0 | 0 | 0 | 0 | 0 | 0 | 0 | 0 | 0 | 0 | 0
F2_Commercial_Interruptible - College_Existing_Water Heating_Natural Gas_Water Heater - Motion Control Faucet_A_Achievable Economic TRC Potential | F2 | Commercial | Interruptible - College | Existing | Water Heating | Natural Gas | Water Heater - Motion Control Faucet | A | Integrated Unit Summer Peak Savings (kW) | Achievable Economic TRC Potential | 0 | 0 | 0 | 0 | 0 | 0 | 0 | 0 | 0 | 0 | 0 | 0 | 0 | 0 | 0 | 0 | 0 | 0 | 0 | 0 | 0 | 0 | 0 | 0 | 0 | 0 | 0
F3_Commercial_Interruptible - College_Existing_Water Heating_Natural Gas_Water Heater - Motion Control Faucet_A_Achievable Economic TRC Potential | F3 | Commercial | Interruptible - College | Existing | Water Heating | Natural Gas | Water Heater - Motion Control Faucet | A | Integrated Unit Winter Peak Savings (kW) | Achievable Economic TRC Potential | 0 | 0 | 0 | 0 | 0 | 0 | 0 | 0 | 0 | 0 | 0 | 0 | 0 | 0 | 0 | 0 | 0 | 0 | 0 | 0 | 0 | 0 | 0 | 0 | 0 | 0 | 0
F4_Commercial_Interruptible - College_Existing_Water Heating_Natural Gas_Water Heater - Motion Control Faucet_A_Achievable Economic TRC Potential | F4 | Commercial | Interruptible - College | Existing | Water Heating | Natural Gas | Water Heater - Motion Control Faucet | A | Incremental Energy Savings (MWh or mTherms) | Achievable Economic TRC Potential | 0 | 0 | 0 | 0 | 0 | 0 | 0 | 0 | 0 | 0 | 0 | 0 | 0 | 0 | 0 | 0 | 0 | 0 | 0 | 0 | 0 | 0 | 0 | 0 | 0 | 0 | 0
F5_Commercial_Interruptible - College_Existing_Water Heating_Natural Gas_Water Heater - Motion Control Faucet_A_Achievable Economic TRC Potential | F5 | Commercial | Interruptible - College | Existing | Water Heating | Natural Gas | Water Heater - Motion Control Faucet | A | Incremental Summer Peak Savings (MW) | Achievable Economic TRC Potential | 0 | 0 | 0 | 0 | 0 | 0 | 0 | 0 | 0 | 0 | 0 | 0 | 0 | 0 | 0 | 0 | 0 | 0 | 0 | 0 | 0 | 0 | 0 | 0 | 0 | 0 | 0
F6_Commercial_Interruptible - College_Existing_Water Heating_Natural Gas_Water Heater - Motion Control Faucet_A_Achievable Economic TRC Potential | F6 | Commercial | Interruptible - College | Existing | Water Heating | Natural Gas | Water Heater - Motion Control Faucet | A | Incremental Winter Peak Savings (MW) | Achievable Economic TRC Potential | 0 | 0 | 0 | 0 | 0 | 0 | 0 | 0 | 0 | 0 | 0 | 0 | 0 | 0 | 0 | 0 | 0 | 0 | 0 | 0 | 0 | 0 | 0 | 0 | 0 | 0 | 0
F7_Commercial_Interruptible - College_Existing_Water Heating_Natural Gas_Water Heater - Motion Control Faucet_A_Achievable Economic TRC Potential | F7 | Commercial | Interruptible - College | Existing | Water Heating | Natural Gas | Water Heater - Motion Control Faucet | A | Cumulative Energy Savings (MWh or mTherms) | Achievable Economic TRC Potential | 0 | 0 | 0 | 0 | 0 | 0 | 0 | 0 | 0 | 0 | 0 | 0 | 0 | 0 | 0 | 0 | 0 | 0 | 0 | 0 | 0 | 0 | 0 | 0 | 0 | 0 | 0
F8_Commercial_Interruptible - College_Existing_Water Heating_Natural Gas_Water Heater - Motion Control Faucet_A_Achievable Economic TRC Potential | F8 | Commercial | Interruptible - College | Existing | Water Heating | Natural Gas | Water Heater - Motion Control Faucet | A | Cumulative Summer Peak Savings (MW) | Achievable Economic TRC Potential | 0 | 0 | 0 | 0 | 0 | 0 | 0 | 0 | 0 | 0 | 0 | 0 | 0 | 0 | 0 | 0 | 0 | 0 | 0 | 0 | 0 | 0 | 0 | 0 | 0 | 0 | 0
F9_Commercial_Interruptible - College_Existing_Water Heating_Natural Gas_Water Heater - Motion Control Faucet_A_Achievable Economic TRC Potential | F9 | Commercial | Interruptible - College | Existing | Water Heating | Natural Gas | Water Heater - Motion Control Faucet | A | Cumulative Winter Peak Savings (MW) | Achievable Economic TRC Potential | 0 | 0 | 0 | 0 | 0 | 0 | 0 | 0 | 0 | 0 | 0 | 0 | 0 | 0 | 0 | 0 | 0 | 0 | 0 | 0 | 0 | 0 | 0 | 0 | 0 | 0 | 0
F10_Commercial_Interruptible - College_Existing_Water Heating_Natural Gas_Water Heater - Motion Control Faucet_A_Achievable Economic TRC Potential | F10 | Commercial | Interruptible - College | Existing | Water Heating | Natural Gas | Water Heater - Motion Control Faucet | A | Purchases (Incremental) | Achievable Economic TRC Potential | 0 | 0 | 0 | 0 | 0 | 0 | 0 | 0 | 0 | 0 | 0 | 0 | 0 | 0 | 0 | 0 | 0 | 0 | 0 | 0 | 0 | 0 | 0 | 0 | 0 | 0 | 0
F11_Commercial_Interruptible - College_Existing_Water Heating_Natural Gas_Water Heater - Motion Control Faucet_A_Achievable Economic TRC Potential | F11 | Commercial | Interruptible - College | Existing | Water Heating | Natural Gas | Water Heater - Motion Control Faucet | A | Purchases (Cumulative) | Achievable Economic TRC Potential | 0 | 0 | 0 | 0 | 0 | 0 | 0 | 0 | 0 | 0 | 0 | 0 | 0 | 0 | 0 | 0 | 0 | 0 | 0 | 0 | 0 | 0 | 0 | 0 | 0 | 0 | 0
F1_Commercial_Interruptible - College_Existing_Water Heating_Natural Gas_Water Heater - Solar System_A_Achievable Economic TRC Potential | F1 | Commercial | Interruptible - College | Existing | Water Heating | Natural Gas | Water Heater - Solar System | A | Integrated Unit Energy Savings (kWh or therms) | Achievable Economic TRC Potential | 0 | 0 | 262.9604 | 255.4497 | 248.289 | 241.1226 | 233.9514 | 226.5408 | 219.4275 | 212.635 | 206.4119 | 201.0515 | 196.8344 | 193.7575 | 192.6715 | 191.5785 | 190.7615 | 190.1126 | 189.6038 | 189.1945 | 188.9035 | 188.6974 | 188.551 | 188.4464 | 188.3055 | 188.2699 | 188.2415
F2_Commercial_Interruptible - College_Existing_Water Heating_Natural Gas_Water Heater - Solar System_A_Achievable Economic TRC Potential | F2 | Commercial | Interruptible - College | Existing | Water Heating | Natural Gas | Water Heater - Solar System | A | Integrated Unit Summer Peak Savings (kW) | Achievable Economic TRC Potential | 0 | 0 | 0 | 0 | 0 | 0 | 0 | 0 | 0 | 0 | 0 | 0 | 0 | 0 | 0 | 0 | 0 | 0 | 0 | 0 | 0 | 0 | 0 | 0 | 0 | 0 | 0
F3_Commercial_Interruptible - College_Existing_Water Heating_Natural Gas_Water Heater - Solar System_A_Achievable Economic TRC Potential | F3 | Commercial | Interruptible - College | Existing | Water Heating | Natural Gas | Water Heater - Solar System | A | Integrated Unit Winter Peak Savings (kW) | Achievable Economic TRC Potential | 0 | 0 | 0 | 0 | 0 | 0 | 0 | 0 | 0 | 0 | 0 | 0 | 0 | 0 | 0 | 0 | 0 | 0 | 0 | 0 | 0 | 0 | 0 | 0 | 0 | 0 | 0
F4_Commercial_Interruptible - College_Existing_Water Heating_Natural Gas_Water Heater - Solar System_A_Achievable Economic TRC Potential | F4 | Commercial | Interruptible - College | Existing | Water Heating | Natural Gas | Water Heater - Solar System | A | Incremental Energy Savings (MWh or mTherms) | Achievable Economic TRC Potential | 0 | 0 | 5.2986 | 6.0136 | 6.8611 | 7.4718 | 8.0362 | 8.8869 | 9.2637 | 9.0286 | 8.7747 | 7.5882 | 5.8324 | 3.9512 | 2.3404 | 1.4133 | 0 | 0 | 0 | 0 | 0 | 0 | 0 | 0 | 0 | 0 | 0
F5_Commercial_Interruptible - College_Existing_Water Heating_Natural Gas_Water Heater - Solar System_A_Achievable Economic TRC Potential | F5 | Commercial | Interruptible - College | Existing | Water Heating | Natural Gas | Water Heater - Solar System | A | Incremental Summer Peak Savings (MW) | Achievable Economic TRC Potential | 0 | 0 | 0 | 0 | 0 | 0 | 0 | 0 | 0 | 0 | 0 | 0 | 0 | 0 | 0 | 0 | 0 | 0 | 0 | 0 | 0 | 0 | 0 | 0 | 0 | 0 | 0
F6_Commercial_Interruptible - College_Existing_Water Heating_Natural Gas_Water Heater - Solar System_A_Achievable Economic TRC Potential | F6 | Commercial | Interruptible - College | Existing | Water Heating | Natural Gas | Water Heater - Solar System | A | Incremental Winter Peak Savings (MW) | Achievable Economic TRC Potential | 0 | 0 | 0 | 0 | 0 | 0 | 0 | 0 | 0 | 0 | 0 | 0 | 0 | 0 | 0 | 0 | 0 | 0 | 0 | 0 | 0 | 0 | 0 | 0 | 0 | 0 | 0
F7_Commercial_Interruptible - College_Existing_Water Heating_Natural Gas_Water Heater - Solar System_A_Achievable Economic TRC Potential | F7 | Commercial | Interruptible - College | Existing | Water Heating | Natural Gas | Water Heater - Solar System | A | Cumulative Energy Savings (MWh or mTherms) | Achievable Economic TRC Potential | 0 | 0 | 5.2986 | 11.161 | 17.7092 | 24.6698 | 31.9724 | 39.8465 | 47.859 | 55.4061 | 62.5592 | 68.5228 | 72.9179 | 75.7293 | 77.6452 | 78.618 | 78.2827 | 78.0164 | 77.8076 | 77.6396 | 77.5203 | 77.4357 | 77.3756 | 77.3327 | 77.2748 | 77.2602 | 77.2486
F8_Commercial_Interruptible - College_Existing_Water Heating_Natural Gas_Water Heater - Solar System_A_Achievable Economic TRC Potential | F8 | Commercial | Interruptible - College | Existing | Water Heating | Natural Gas | Water Heater - Solar System | A | Cumulative Summer Peak Savings (MW) | Achievable Economic TRC Potential | 0 | 0 | 0 | 0 | 0 | 0 | 0 | 0 | 0 | 0 | 0 | 0 | 0 | 0 | 0 | 0 | 0 | 0 | 0 | 0 | 0 | 0 | 0 | 0 | 0 | 0 | 0
F9_Commercial_Interruptible - College_Existing_Water Heating_Natural Gas_Water Heater - Solar System_A_Achievable Economic TRC Potential | F9 | Commercial | Interruptible - College | Existing | Water Heating | Natural Gas | Water Heater - Solar System | A | Cumulative Winter Peak Savings (MW) | Achievable Economic TRC Potential | 0 | 0 | 0 | 0 | 0 | 0 | 0 | 0 | 0 | 0 | 0 | 0 | 0 | 0 | 0 | 0 | 0 | 0 | 0 | 0 | 0 | 0 | 0 | 0 | 0 | 0 | 0
F10_Commercial_Interruptible - College_Existing_Water Heating_Natural Gas_Water Heater - Solar System_A_Achievable Economic TRC Potential | F10 | Commercial | Interruptible - College | Existing | Water Heating | Natural Gas | Water Heater - Solar System | A | Purchases (Incremental) | Achievable Economic TRC Potential | 0 | 0 | 20.15 | 23.5414 | 27.6335 | 30.9875 | 34.35 | 39.2286 | 42.2175 | 42.4606 | 42.5105 | 37.7425 | 29.631 | 20.3928 | 12.1469 | 7.3769 | 0 | 0 | 0 | 0 | 0 | 0 | 0 | 0 | 0 | 0 | 0
F11_Commercial_Interruptible - College_Existing_Water Heating_Natural Gas_Water Heater - Solar System_A_Achievable Economic TRC Potential | F11 | Commercial | Interruptible - College | Existing | Water Heating | Natural Gas | Water Heater - Solar System | A | Purchases (Cumulative) | Achievable Economic TRC Potential | 0 | 0 | 20.15 | 43.6914 | 71.3248 | 102.3123 | 136.6624 | 175.8909 | 218.1085 | 260.569 | 303.0796 | 340.822 | 370.453 | 390.8458 | 402.9927 | 410.3695 | 410.3695 | 410.3695 | 410.3695 | 410.3695 | 410.3695 | 410.3695 | 410.3695 | 410.3695 | 410.3695 | 410.3695 | 410.3695
F1_Commercial_Interruptible - College_Existing_Water Heating_Natural Gas_Commercial Laundry - Ozone Treatment_A_Achievable Economic TRC Potential | F1 | Commercial | Interruptible - College | Existing | Water Heating | Natural Gas | Commercial Laundry - Ozone Treatment | A | Integrated Unit Energy Savings (kWh or therms) | Achievable Economic TRC Potential | 0 | 0 | 11941.0386 | 11527.1754 | 11120.9465 | 10709.4328 | 10293.5377 | 9859.7759 | 9437.9191 | 9036.3689 | 8665.7421 | 8348.98 | 8103.399 | 7929.0063 | 7856.3015 | 7794.7315 | 7761.4911 | 7735.0868 | 7714.3863 | 7697.7323 | 7685.8951 | 7677.5073 | 7671.5533 | 7667.298 | 7661.5632 | 7660.1166 | 7658.9594
F2_Commercial_Interruptible - College_Existing_Water Heating_Natural Gas_Commercial Laundry - Ozone Treatment_A_Achievable Economic TRC Potential | F2 | Commercial | Interruptible - College | Existing | Water Heating | Natural Gas | Commercial Laundry - Ozone Treatment | A | Integrated Unit Summer Peak Savings (kW) | Achievable Economic TRC Potential | 0 | 0 | 0 | 0 | 0 | 0 | 0 | 0 | 0 | 0 | 0 | 0 | 0 | 0 | 0 | 0 | 0 | 0 | 0 | 0 | 0 | 0 | 0 | 0 | 0 | 0 | 0
F3_Commercial_Interruptible - College_Existing_Water Heating_Natural Gas_Commercial Laundry - Ozone Treatment_A_Achievable Economic TRC Potential | F3 | Commercial | Interruptible - College | Existing | Water Heating | Natural Gas | Commercial Laundry - Ozone Treatment | A | Integrated Unit Winter Peak Savings (kW) | Achievable Economic TRC Potential | 0 | 0 | 0 | 0 | 0 | 0 | 0 | 0 | 0 | 0 | 0 | 0 | 0 | 0 | 0 | 0 | 0 | 0 | 0 | 0 | 0 | 0 | 0 | 0 | 0 | 0 | 0
F4_Commercial_Interruptible - College_Existing_Water Heating_Natural Gas_Commercial Laundry - Ozone Treatment_A_Achievable Economic TRC Potential | F4 | Commercial | Interruptible - College | Existing | Water Heating | Natural Gas | Commercial Laundry - Ozone Treatment | A | Incremental Energy Savings (MWh or mTherms) | Achievable Economic TRC Potential | 0 | 0 | 0 | 0 | 0 | 0 | 0 | 0 | 0 | 0 | 0 | 0 | 0 | 0 | 0 | 0 | 0 | 0 | 0 | 0 | 0 | 0 | 0 | 0 | 0 | 0 | 0
F5_Commercial_Interruptible - College_Existing_Water Heating_Natural Gas_Commercial Laundry - Ozone Treatment_A_Achievable Economic TRC Potential | F5 | Commercial | Interruptible - College | Existing | Water Heating | Natural Gas | Commercial Laundry - Ozone Treatment | A | Incremental Summer Peak Savings (MW) | Achievable Economic TRC Potential | 0 | 0 | 0 | 0 | 0 | 0 | 0 | 0 | 0 | 0 | 0 | 0 | 0 | 0 | 0 | 0 | 0 | 0 | 0 | 0 | 0 | 0 | 0 | 0 | 0 | 0 | 0
F6_Commercial_Interruptible - College_Existing_Water Heating_Natural Gas_Commercial Laundry - Ozone Treatment_A_Achievable Economic TRC Potential | F6 | Commercial | Interruptible - College | Existing | Water Heating | Natural Gas | Commercial Laundry - Ozone Treatment | A | Incremental Winter Peak Savings (MW) | Achievable Economic TRC Potential | 0 | 0 | 0 | 0 | 0 | 0 | 0 | 0 | 0 | 0 | 0 | 0 | 0 | 0 | 0 | 0 | 0 | 0 | 0 | 0 | 0 | 0 | 0 | 0 | 0 | 0 | 0
F7_Commercial_Interruptible - College_Existing_Water Heating_Natural Gas_Commercial Laundry - Ozone Treatment_A_Achievable Economic TRC Potential | F7 | Commercial | Interruptible - College | Existing | Water Heating | Natural Gas | Commercial Laundry - Ozone Treatment | A | Cumulative Energy Savings (MWh or mTherms) | Achievable Economic TRC Potential | 0 | 0 | 0 | 0 | 0 | 0 | 0 | 0 | 0 | 0 | 0 | 0 | 0 | 0 | 0 | 0 | 0 | 0 | 0 | 0 | 0 | 0 | 0 | 0 | 0 | 0 | 0
F8_Commercial_Interruptible - College_Existing_Water Heating_Natural Gas_Commercial Laundry - Ozone Treatment_A_Achievable Economic TRC Potential | F8 | Commercial | Interruptible - College | Existing | Water Heating | Natural Gas | Commercial Laundry - Ozone Treatment | A | Cumulative Summer Peak Savings (MW) | Achievable Economic TRC Potential | 0 | 0 | 0 | 0 | 0 | 0 | 0 | 0 | 0 | 0 | 0 | 0 | 0 | 0 | 0 | 0 | 0 | 0 | 0 | 0 | 0 | 0 | 0 | 0 | 0 | 0 | 0
F9_Commercial_Interruptible - College_Existing_Water Heating_Natural Gas_Commercial Laundry - Ozone Treatment_A_Achievable Economic TRC Potential | F9 | Commercial | Interruptible - College | Existing | Water Heating | Natural Gas | Commercial Laundry - Ozone Treatment | A | Cumulative Winter Peak Savings (MW) | Achievable Economic TRC Potential | 0 | 0 | 0 | 0 | 0 | 0 | 0 | 0 | 0 | 0 | 0 | 0 | 0 | 0 | 0 | 0 | 0 | 0 | 0 | 0 | 0 | 0 | 0 | 0 | 0 | 0 | 0
F10_Commercial_Interruptible - College_Existing_Water Heating_Natural Gas_Commercial Laundry - Ozone Treatment_A_Achievable Economic TRC Potential | F10 | Commercial | Interruptible - College | Existing | Water Heating | Natural Gas | Commercial Laundry - Ozone Treatment | A | Purchases (Incremental) | Achievable Economic TRC Potential | 0 | 0 | 0 | 0 | 0 | 0 | 0 | 0 | 0 | 0 | 0 | 0 | 0 | 0 | 0 | 0 | 0 | 0 | 0 | 0 | 0 | 0 | 0 | 0 | 0 | 0 | 0
F11_Commercial_Interruptible - College_Existing_Water Heating_Natural Gas_Commercial Laundry - Ozone Treatment_A_Achievable Economic TRC Potential | F11 | Commercial | Interruptible - College | Existing | Water Heating | Natural Gas | Commercial Laundry - Ozone Treatment | A | Purchases (Cumulative) | Achievable Economic TRC Potential | 0 | 0 | 0 | 0 | 0 | 0 | 0 | 0 | 0 | 0 | 0 | 0 | 0 | 0 | 0 | 0 | 0 | 0 | 0 | 0 | 0 | 0 | 0 | 0 | 0 | 0 | 0
F1_Commercial_Interruptible - College_Existing_Water Heating_Natural Gas_Commercial Laundry - ENERGY STAR Washer_A_Achievable Economic TRC Potential | F1 | Commercial | Interruptible - College | Existing | Water Heating | Natural Gas | Commercial Laundry - ENERGY STAR Washer | A | Integrated Unit Energy Savings (kWh or therms) | Achievable Economic TRC Potential | 0 | 0 | 231.2242 | 223.1246 | 215.1604 | 207.0857 | 198.9197 | 190.3986 | 182.1066 | 174.216 | 166.9418 | 160.7328 | 155.9248 | 152.5154 | 151.1169 | 149.9326 | 149.2932 | 148.7853 | 148.3871 | 148.0668 | 147.8391 | 147.6778 | 147.5632 | 147.4814 | 147.3711 | 147.3432 | 147.321
F2_Commercial_Interruptible - College_Existing_Water Heating_Natural Gas_Commercial Laundry - ENERGY STAR Washer_A_Achievable Economic TRC Potential | F2 | Commercial | Interruptible - College | Existing | Water Heating | Natural Gas | Commercial Laundry - ENERGY STAR Washer | A | Integrated Unit Summer Peak Savings (kW) | Achievable Economic TRC Potential | 0 | 0 | 0 | 0 | 0 | 0 | 0 | 0 | 0 | 0 | 0 | 0 | 0 | 0 | 0 | 0 | 0 | 0 | 0 | 0 | 0 | 0 | 0 | 0 | 0 | 0 | 0
F3_Commercial_Interruptible - College_Existing_Water Heating_Natural Gas_Commercial Laundry - ENERGY STAR Washer_A_Achievable Economic TRC Potential | F3 | Commercial | Interruptible - College | Existing | Water Heating | Natural Gas | Commercial Laundry - ENERGY STAR Washer | A | Integrated Unit Winter Peak Savings (kW) | Achievable Economic TRC Potential | 0 | 0 | 0 | 0 | 0 | 0 | 0 | 0 | 0 | 0 | 0 | 0 | 0 | 0 | 0 | 0 | 0 | 0 | 0 | 0 | 0 | 0 | 0 | 0 | 0 | 0 | 0
F4_Commercial_Interruptible - College_Existing_Water Heating_Natural Gas_Commercial Laundry - ENERGY STAR Washer_A_Achievable Economic TRC Potential | F4 | Commercial | Interruptible - College | Existing | Water Heating | Natural Gas | Commercial Laundry - ENERGY STAR Washer | A | Incremental Energy Savings (MWh or mTherms) | Achievable Economic TRC Potential | 0 | 0 | 0.0033501 | 0.0039693 | 0.0046839 | 0.0052332 | 0.0057338 | 0.0064163 | 0.0067323 | 0.0040553 | 0.0029716 | 0.0014182 | 0 | 0 | 0 | 0 | 0 | 0 | 0 | 0 | 0 | 0 | 0 | 0 | 0 | 0 | 0
F5_Commercial_Interruptible - College_Existing_Water Heating_Natural Gas_Commercial Laundry - ENERGY STAR Washer_A_Achievable Economic TRC Potential | F5 | Commercial | Interruptible - College | Existing | Water Heating | Natural Gas | Commercial Laundry - ENERGY STAR Washer | A | Incremental Summer Peak Savings (MW) | Achievable Economic TRC Potential | 0 | 0 | 0 | 0 | 0 | 0 | 0 | 0 | 0 | 0 | 0 | 0 | 0 | 0 | 0 | 0 | 0 | 0 | 0 | 0 | 0 | 0 | 0 | 0 | 0 | 0 | 0
F6_Commercial_Interruptible - College_Existing_Water Heating_Natural Gas_Commercial Laundry - ENERGY STAR Washer_A_Achievable Economic TRC Potential | F6 | Commercial | Interruptible - College | Existing | Water Heating | Natural Gas | Commercial Laundry - ENERGY STAR Washer | A | Incremental Winter Peak Savings (MW) | Achievable Economic TRC Potential | 0 | 0 | 0 | 0 | 0 | 0 | 0 | 0 | 0 | 0 | 0 | 0 | 0 | 0 | 0 | 0 | 0 | 0 | 0 | 0 | 0 | 0 | 0 | 0 | 0 | 0 | 0
F7_Commercial_Interruptible - College_Existing_Water Heating_Natural Gas_Commercial Laundry - ENERGY STAR Washer_A_Achievable Economic TRC Potential | F7 | Commercial | Interruptible - College | Existing | Water Heating | Natural Gas | Commercial Laundry - ENERGY STAR Washer | A | Cumulative Energy Savings (MWh or mTherms) | Achievable Economic TRC Potential | 0 | 0 | 0.0033501 | 0.0072021 | 0.011629 | 0.016426 | 0.021512 | 0.027007 | 0.032563 | 0.035207 | 0.036709 | 0.036762 | 0.035662 | 0.034882 | 0.034562 | 0.034292 | 0.034145 | 0.034029 | 0.033938 | 0.033865 | 0.033813 | 0.033776 | 0.03375 | 0.033731 | 0.033706 | 0.033699 | 0.033694
F8_Commercial_Interruptible - College_Existing_Water Heating_Natural Gas_Commercial Laundry - ENERGY STAR Washer_A_Achievable Economic TRC Potential | F8 | Commercial | Interruptible - College | Existing | Water Heating | Natural Gas | Commercial Laundry - ENERGY STAR Washer | A | Cumulative Summer Peak Savings (MW) | Achievable Economic TRC Potential | 0 | 0 | 0 | 0 | 0 | 0 | 0 | 0 | 0 | 0 | 0 | 0 | 0 | 0 | 0 | 0 | 0 | 0 | 0 | 0 | 0 | 0 | 0 | 0 | 0 | 0 | 0
F9_Commercial_Interruptible - College_Existing_Water Heating_Natural Gas_Commercial Laundry - ENERGY STAR Washer_A_Achievable Economic TRC Potential | F9 | Commercial | Interruptible - College | Existing | Water Heating | Natural Gas | Commercial Laundry - ENERGY STAR Washer | A | Cumulative Winter Peak Savings (MW) | Achievable Economic TRC Potential | 0 | 0 | 0 | 0 | 0 | 0 | 0 | 0 | 0 | 0 | 0 | 0 | 0 | 0 | 0 | 0 | 0 | 0 | 0 | 0 | 0 | 0 | 0 | 0 | 0 | 0 | 0
F10_Commercial_Interruptible - College_Existing_Water Heating_Natural Gas_Commercial Laundry - ENERGY STAR Washer_A_Achievable Economic TRC Potential | F10 | Commercial | Interruptible - College | Existing | Water Heating | Natural Gas | Commercial Laundry - ENERGY STAR Washer | A | Purchases (Incremental) | Achievable Economic TRC Potential | 0 | 0 | 0.014489 | 0.01779 | 0.021769 | 0.025271 | 0.028825 | 0.033699 | 0.036969 | 0.023278 | 0.0178 | 0.0088233 | 0 | 0 | 0 | 0 | 0 | 0 | 0 | 0 | 0 | 0 | 0 | 0 | 0 | 0 | 0
F11_Commercial_Interruptible - College_Existing_Water Heating_Natural Gas_Commercial Laundry - ENERGY STAR Washer_A_Achievable Economic TRC Potential | F11 | Commercial | Interruptible - College | Existing | Water Heating | Natural Gas | Commercial Laundry - ENERGY STAR Washer | A | Purchases (Cumulative) | Achievable Economic TRC Potential | 0 | 0 | 0.014489 | 0.032278 | 0.054048 | 0.079319 | 0.10814 | 0.14184 | 0.17881 | 0.20209 | 0.21989 | 0.22871 | 0.22871 | 0.22871 | 0.22871 | 0.22871 | 0.22871 | 0.22871 | 0.22871 | 0.22871 | 0.22871 | 0.22871 | 0.22871 | 0.22871 | 0.22871 | 0.22871 | 0.22871
F1_Commercial_Interruptible - College_Existing_Water Heating_Natural Gas_Water Heater - Efficient Dishwasher_A_Achievable Economic TRC Potential | F1 | Commercial | Interruptible - College | Existing | Water Heating | Natural Gas | Water Heater - Efficient Dishwasher | A | Integrated Unit Energy Savings (kWh or therms) | Achievable Economic TRC Potential | 0 | 0 | 669.7227 | 646.5109 | 623.7272 | 600.6471 | 577.3213 | 552.9934 | 529.3332 | 506.812 | 486.0251 | 468.2592 | 454.4856 | 444.7047 | 440.627 | 437.1738 | 435.3094 | 433.8285 | 432.6675 | 431.7335 | 431.0696 | 430.5991 | 430.2652 | 430.0265 | 429.7049 | 429.6238 | 429.5589
F2_Commercial_Interruptible - College_Existing_Water Heating_Natural Gas_Water Heater - Efficient Dishwasher_A_Achievable Economic TRC Potential | F2 | Commercial | Interruptible - College | Existing | Water Heating | Natural Gas | Water Heater - Efficient Dishwasher | A | Integrated Unit Summer Peak Savings (kW) | Achievable Economic TRC Potential | 0 | 0 | 0 | 0 | 0 | 0 | 0 | 0 | 0 | 0 | 0 | 0 | 0 | 0 | 0 | 0 | 0 | 0 | 0 | 0 | 0 | 0 | 0 | 0 | 0 | 0 | 0
F3_Commercial_Interruptible - College_Existing_Water Heating_Natural Gas_Water Heater - Efficient Dishwasher_A_Achievable Economic TRC Potential | F3 | Commercial | Interruptible - College | Existing | Water Heating | Natural Gas | Water Heater - Efficient Dishwasher | A | Integrated Unit Winter Peak Savings (kW) | Achievable Economic TRC Potential | 0 | 0 | 0 | 0 | 0 | 0 | 0 | 0 | 0 | 0 | 0 | 0 | 0 | 0 | 0 | 0 | 0 | 0 | 0 | 0 | 0 | 0 | 0 | 0 | 0 | 0 | 0
F4_Commercial_Interruptible - College_Existing_Water Heating_Natural Gas_Water Heater - Efficient Dishwasher_A_Achievable Economic TRC Potential | F4 | Commercial | Interruptible - College | Existing | Water Heating | Natural Gas | Water Heater - Efficient Dishwasher | A | Incremental Energy Savings (MWh or mTherms) | Achievable Economic TRC Potential | 0 | 0 | 0.31331 | 0.37136 | 0.43842 | 0.49011 | 0.53732 | 0.60172 | 0.63185 | 0.61802 | 0.55852 | 0.46255 | 0.34741 | 0.23329 | 0 | 0 | 0 | 0 | 0 | 0 | 0 | 0 | 0 | 0 | 0 | 0 | 0
F5_Commercial_Interruptible - College_Existing_Water Heating_Natural Gas_Water Heater - Efficient Dishwasher_A_Achievable Economic TRC Potential | F5 | Commercial | Interruptible - College | Existing | Water Heating | Natural Gas | Water Heater - Efficient Dishwasher | A | Incremental Summer Peak Savings (MW) | Achievable Economic TRC Potential | 0 | 0 | 0 | 0 | 0 | 0 | 0 | 0 | 0 | 0 | 0 | 0 | 0 | 0 | 0 | 0 | 0 | 0 | 0 | 0 | 0 | 0 | 0 | 0 | 0 | 0 | 0
F6_Commercial_Interruptible - College_Existing_Water Heating_Natural Gas_Water Heater - Efficient Dishwasher_A_Achievable Economic TRC Potential | F6 | Commercial | Interruptible - College | Existing | Water Heating | Natural Gas | Water Heater - Efficient Dishwasher | A | Incremental Winter Peak Savings (MW) | Achievable Economic TRC Potential | 0 | 0 | 0 | 0 | 0 | 0 | 0 | 0 | 0 | 0 | 0 | 0 | 0 | 0 | 0 | 0 | 0 | 0 | 0 | 0 | 0 | 0 | 0 | 0 | 0 | 0 | 0
F7_Commercial_Interruptible - College_Existing_Water Heating_Natural Gas_Water Heater - Efficient Dishwasher_A_Achievable Economic TRC Potential | F7 | Commercial | Interruptible - College | Existing | Water Heating | Natural Gas | Water Heater - Efficient Dishwasher | A | Cumulative Energy Savings (MWh or mTherms) | Achievable Economic TRC Potential | 0 | 0 | 0.31331 | 0.67381 | 1.0885 | 1.5383 | 2.0159 | 2.5327 | 3.0562 | 3.5441 | 3.9573 | 4.2752 | 4.4969 | 4.6334 | 4.5909 | 4.5549 | 4.5355 | 4.52 | 4.508 | 4.4982 | 4.4913 | 4.4864 | 4.4829 | 4.4804 | 4.4771 | 4.4762 | 4.4756
F8_Commercial_Interruptible - College_Existing_Water Heating_Natural Gas_Water Heater - Efficient Dishwasher_A_Achievable Economic TRC Potential | F8 | Commercial | Interruptible - College | Existing | Water Heating | Natural Gas | Water Heater - Efficient Dishwasher | A | Cumulative Summer Peak Savings (MW) | Achievable Economic TRC Potential | 0 | 0 | 0 | 0 | 0 | 0 | 0 | 0 | 0 | 0 | 0 | 0 | 0 | 0 | 0 | 0 | 0 | 0 | 0 | 0 | 0 | 0 | 0 | 0 | 0 | 0 | 0
F9_Commercial_Interruptible - College_Existing_Water Heating_Natural Gas_Water Heater - Efficient Dishwasher_A_Achievable Economic TRC Potential | F9 | Commercial | Interruptible - College | Existing | Water Heating | Natural Gas | Water Heater - Efficient Dishwasher | A | Cumulative Winter Peak Savings (MW) | Achievable Economic TRC Potential | 0 | 0 | 0 | 0 | 0 | 0 | 0 | 0 | 0 | 0 | 0 | 0 | 0 | 0 | 0 | 0 | 0 | 0 | 0 | 0 | 0 | 0 | 0 | 0 | 0 | 0 | 0
F10_Commercial_Interruptible - College_Existing_Water Heating_Natural Gas_Water Heater - Efficient Dishwasher_A_Achievable Economic TRC Potential | F10 | Commercial | Interruptible - College | Existing | Water Heating | Natural Gas | Water Heater - Efficient Dishwasher | A | Purchases (Incremental) | Achievable Economic TRC Potential | 0 | 0 | 0.46782 | 0.57441 | 0.70291 | 0.81596 | 0.93071 | 1.0881 | 1.1937 | 1.2194 | 1.1492 | 0.9878 | 0.7644 | 0.52459 | 0 | 0 | 0 | 0 | 0 | 0 | 0 | 0 | 0 | 0 | 0 | 0 | 0
F11_Commercial_Interruptible - College_Existing_Water Heating_Natural Gas_Water Heater - Efficient Dishwasher_A_Achievable Economic TRC Potential | F11 | Commercial | Interruptible - College | Existing | Water Heating | Natural Gas | Water Heater - Efficient Dishwasher | A | Purchases (Cumulative) | Achievable Economic TRC Potential | 0 | 0 | 0.46782 | 1.0422 | 1.7451 | 2.5611 | 3.4918 | 4.5799 | 5.7736 | 6.993 | 8.1422 | 9.13 | 9.8944 | 10.419 | 10.419 | 10.419 | 10.419 | 10.419 | 10.419 | 10.419 | 10.419 | 10.419 | 10.419 | 10.419 | 10.419 | 10.419 | 10.419
F1_Commercial_Interruptible - College_Existing_Water Heating_Natural Gas_Commercial Laundry - Alternative Dry-Cleaning Methods_A_Achievable Economic TRC Potential | F1 | Commercial | Interruptible - College | Existing | Water Heating | Natural Gas | Commercial Laundry - Alternative Dry-Cleaning Methods | A | Integrated Unit Energy Savings (kWh or therms) | Achievable Economic TRC Potential | 0 | 0 | 0 | 0 | 0 | 0 | 0 | 0 | 0 | 0 | 0 | 0 | 0 | 0 | 0 | 0 | 0 | 0 | 0 | 0 | 0 | 0 | 0 | 0 | 0 | 0 | 0
F2_Commercial_Interruptible - College_Existing_Water Heating_Natural Gas_Commercial Laundry - Alternative Dry-Cleaning Methods_A_Achievable Economic TRC Potential | F2 | Commercial | Interruptible - College | Existing | Water Heating | Natural Gas | Commercial Laundry - Alternative Dry-Cleaning Methods | A | Integrated Unit Summer Peak Savings (kW) | Achievable Economic TRC Potential | 0 | 0 | 0 | 0 | 0 | 0 | 0 | 0 | 0 | 0 | 0 | 0 | 0 | 0 | 0 | 0 | 0 | 0 | 0 | 0 | 0 | 0 | 0 | 0 | 0 | 0 | 0
F3_Commercial_Interruptible - College_Existing_Water Heating_Natural Gas_Commercial Laundry - Alternative Dry-Cleaning Methods_A_Achievable Economic TRC Potential | F3 | Commercial | Interruptible - College | Existing | Water Heating | Natural Gas | Commercial Laundry - Alternative Dry-Cleaning Methods | A | Integrated Unit Winter Peak Savings (kW) | Achievable Economic TRC Potential | 0 | 0 | 0 | 0 | 0 | 0 | 0 | 0 | 0 | 0 | 0 | 0 | 0 | 0 | 0 | 0 | 0 | 0 | 0 | 0 | 0 | 0 | 0 | 0 | 0 | 0 | 0
F4_Commercial_Interruptible - College_Existing_Water Heating_Natural Gas_Commercial Laundry - Alternative Dry-Cleaning Methods_A_Achievable Economic TRC Potential | F4 | Commercial | Interruptible - College | Existing | Water Heating | Natural Gas | Commercial Laundry - Alternative Dry-Cleaning Methods | A | Incremental Energy Savings (MWh or mTherms) | Achievable Economic TRC Potential | 0 | 0 | 0 | 0 | 0 | 0 | 0 | 0 | 0 | 0 | 0 | 0 | 0 | 0 | 0 | 0 | 0 | 0 | 0 | 0 | 0 | 0 | 0 | 0 | 0 | 0 | 0
F5_Commercial_Interruptible - College_Existing_Water Heating_Natural Gas_Commercial Laundry - Alternative Dry-Cleaning Methods_A_Achievable Economic TRC Potential | F5 | Commercial | Interruptible - College | Existing | Water Heating | Natural Gas | Commercial Laundry - Alternative Dry-Cleaning Methods | A | Incremental Summer Peak Savings (MW) | Achievable Economic TRC Potential | 0 | 0 | 0 | 0 | 0 | 0 | 0 | 0 | 0 | 0 | 0 | 0 | 0 | 0 | 0 | 0 | 0 | 0 | 0 | 0 | 0 | 0 | 0 | 0 | 0 | 0 | 0
F6_Commercial_Interruptible - College_Existing_Water Heating_Natural Gas_Commercial Laundry - Alternative Dry-Cleaning Methods_A_Achievable Economic TRC Potential | F6 | Commercial | Interruptible - College | Existing | Water Heating | Natural Gas | Commercial Laundry - Alternative Dry-Cleaning Methods | A | Incremental Winter Peak Savings (MW) | Achievable Economic TRC Potential | 0 | 0 | 0 | 0 | 0 | 0 | 0 | 0 | 0 | 0 | 0 | 0 | 0 | 0 | 0 | 0 | 0 | 0 | 0 | 0 | 0 | 0 | 0 | 0 | 0 | 0 | 0
F7_Commercial_Interruptible - College_Existing_Water Heating_Natural Gas_Commercial Laundry - Alternative Dry-Cleaning Methods_A_Achievable Economic TRC Potential | F7 | Commercial | Interruptible - College | Existing | Water Heating | Natural Gas | Commercial Laundry - Alternative Dry-Cleaning Methods | A | Cumulative Energy Savings (MWh or mTherms) | Achievable Economic TRC Potential | 0 | 0 | 0 | 0 | 0 | 0 | 0 | 0 | 0 | 0 | 0 | 0 | 0 | 0 | 0 | 0 | 0 | 0 | 0 | 0 | 0 | 0 | 0 | 0 | 0 | 0 | 0
F8_Commercial_Interruptible - College_Existing_Water Heating_Natural Gas_Commercial Laundry - Alternative Dry-Cleaning Methods_A_Achievable Economic TRC Potential | F8 | Commercial | Interruptible - College | Existing | Water Heating | Natural Gas | Commercial Laundry - Alternative Dry-Cleaning Methods | A | Cumulative Summer Peak Savings (MW) | Achievable Economic TRC Potential | 0 | 0 | 0 | 0 | 0 | 0 | 0 | 0 | 0 | 0 | 0 | 0 | 0 | 0 | 0 | 0 | 0 | 0 | 0 | 0 | 0 | 0 | 0 | 0 | 0 | 0 | 0
F9_Commercial_Interruptible - College_Existing_Water Heating_Natural Gas_Commercial Laundry - Alternative Dry-Cleaning Methods_A_Achievable Economic TRC Potential | F9 | Commercial | Interruptible - College | Existing | Water Heating | Natural Gas | Commercial Laundry - Alternative Dry-Cleaning Methods | A | Cumulative Winter Peak Savings (MW) | Achievable Economic TRC Potential | 0 | 0 | 0 | 0 | 0 | 0 | 0 | 0 | 0 | 0 | 0 | 0 | 0 | 0 | 0 | 0 | 0 | 0 | 0 | 0 | 0 | 0 | 0 | 0 | 0 | 0 | 0
F10_Commercial_Interruptible - College_Existing_Water Heating_Natural Gas_Commercial Laundry - Alternative Dry-Cleaning Methods_A_Achievable Economic TRC Potential | F10 | Commercial | Interruptible - College | Existing | Water Heating | Natural Gas | Commercial Laundry - Alternative Dry-Cleaning Methods | A | Purchases (Incremental) | Achievable Economic TRC Potential | 0 | 0 | 0 | 0 | 0 | 0 | 0 | 0 | 0 | 0 | 0 | 0 | 0 | 0 | 0 | 0 | 0 | 0 | 0 | 0 | 0 | 0 | 0 | 0 | 0 | 0 | 0
F11_Commercial_Interruptible - College_Existing_Water Heating_Natural Gas_Commercial Laundry - Alternative Dry-Cleaning Methods_A_Achievable Economic TRC Potential | F11 | Commercial | Interruptible - College | Existing | Water Heating | Natural Gas | Commercial Laundry - Alternative Dry-Cleaning Methods | A | Purchases (Cumulative) | Achievable Economic TRC Potential | 0 | 0 | 0 | 0 | 0 | 0 | 0 | 0 | 0 | 0 | 0 | 0 | 0 | 0 | 0 | 0 | 0 | 0 | 0 | 0 | 0 | 0 | 0 | 0 | 0 | 0 | 0
F1_Commercial_Interruptible - College_Existing_Space Heating_Natural Gas_Advanced Kitchen Ventilation Controls_A_Achievable Economic TRC Potential | F1 | Commercial | Interruptible - College | Existing | Space Heating | Natural Gas | Advanced Kitchen Ventilation Controls | A | Integrated Unit Energy Savings (kWh or therms) | Achievable Economic TRC Potential | 0 | 0 | 0.15496 | 0.15432 | 0.15347 | 0.15253 | 0.15149 | 0.15036 | 0.14913 | 0.14781 | 0.14639 | 0.14489 | 0.14333 | 0.14175 | 0.14017 | 0.13863 | 0.13717 | 0.13582 | 0.13458 | 0.13344 | 0.1324 | 0.13141 | 0.13061 | 0.12984 | 0.12908 | 0.12834 | 0.12762
F2_Commercial_Interruptible - College_Existing_Space Heating_Natural Gas_Advanced Kitchen Ventilation Controls_A_Achievable Economic TRC Potential | F2 | Commercial | Interruptible - College | Existing | Space Heating | Natural Gas | Advanced Kitchen Ventilation Controls | A | Integrated Unit Summer Peak Savings (kW) | Achievable Economic TRC Potential | 0 | 0 | 0 | 0 | 0 | 0 | 0 | 0 | 0 | 0 | 0 | 0 | 0 | 0 | 0 | 0 | 0 | 0 | 0 | 0 | 0 | 0 | 0 | 0 | 0 | 0 | 0
F3_Commercial_Interruptible - College_Existing_Space Heating_Natural Gas_Advanced Kitchen Ventilation Controls_A_Achievable Economic TRC Potential | F3 | Commercial | Interruptible - College | Existing | Space Heating | Natural Gas | Advanced Kitchen Ventilation Controls | A | Integrated Unit Winter Peak Savings (kW) | Achievable Economic TRC Potential | 0 | 0 | 0 | 0 | 0 | 0 | 0 | 0 | 0 | 0 | 0 | 0 | 0 | 0 | 0 | 0 | 0 | 0 | 0 | 0 | 0 | 0 | 0 | 0 | 0 | 0 | 0
F4_Commercial_Interruptible - College_Existing_Space Heating_Natural Gas_Advanced Kitchen Ventilation Controls_A_Achievable Economic TRC Potential | F4 | Commercial | Interruptible - College | Existing | Space Heating | Natural Gas | Advanced Kitchen Ventilation Controls | A | Incremental Energy Savings (MWh or mTherms) | Achievable Economic TRC Potential | 0 | 0 | 0.20354 | 0.41607 | 0.41378 | 0.41123 | 0.40843 | 0.40538 | 0.40208 | 0.3985 | 0.39468 | 0.39065 | 0.38645 | 0.38217 | 0.37791 | 0.37377 | 0.36984 | 0.18779 | 6.1201e-17 | 6.6748e-16 | 1.2042e-16 | 0 | 0 | 0 | 0 | 0 | 0
F5_Commercial_Interruptible - College_Existing_Space Heating_Natural Gas_Advanced Kitchen Ventilation Controls_A_Achievable Economic TRC Potential | F5 | Commercial | Interruptible - College | Existing | Space Heating | Natural Gas | Advanced Kitchen Ventilation Controls | A | Incremental Summer Peak Savings (MW) | Achievable Economic TRC Potential | 0 | 0 | 0 | 0 | 0 | 0 | 0 | 0 | 0 | 0 | 0 | 0 | 0 | 0 | 0 | 0 | 0 | 0 | 0 | 0 | 0 | 0 | 0 | 0 | 0 | 0 | 0
F6_Commercial_Interruptible - College_Existing_Space Heating_Natural Gas_Advanced Kitchen Ventilation Controls_A_Achievable Economic TRC Potential | F6 | Commercial | Interruptible - College | Existing | Space Heating | Natural Gas | Advanced Kitchen Ventilation Controls | A | Incremental Winter Peak Savings (MW) | Achievable Economic TRC Potential | 0 | 0 | 0 | 0 | 0 | 0 | 0 | 0 | 0 | 0 | 0 | 0 | 0 | 0 | 0 | 0 | 0 | 0 | 0 | 0 | 0 | 0 | 0 | 0 | 0 | 0 | 0
F7_Commercial_Interruptible - College_Existing_Space Heating_Natural Gas_Advanced Kitchen Ventilation Controls_A_Achievable Economic TRC Potential | F7 | Commercial | Interruptible - College | Existing | Space Heating | Natural Gas | Advanced Kitchen Ventilation Controls | A | Cumulative Energy Savings (MWh or mTherms) | Achievable Economic TRC Potential | 0 | 0 | 0.20354 | 0.61877 | 1.0292 | 1.434 | 1.8327 | 2.2244 | 2.6083 | 2.9837 | 3.3498 | 3.7061 | 4.0527 | 4.39 | 4.719 | 5.0411 | 5.358 | 5.4929 | 5.4428 | 5.3964 | 5.3546 | 5.3144 | 5.2822 | 5.2509 | 5.2203 | 5.1904 | 5.161
F8_Commercial_Interruptible - College_Existing_Space Heating_Natural Gas_Advanced Kitchen Ventilation Controls_A_Achievable Economic TRC Potential | F8 | Commercial | Interruptible - College | Existing | Space Heating | Natural Gas | Advanced Kitchen Ventilation Controls | A | Cumulative Summer Peak Savings (MW) | Achievable Economic TRC Potential | 0 | 0 | 0 | 0 | 0 | 0 | 0 | 0 | 0 | 0 | 0 | 0 | 0 | 0 | 0 | 0 | 0 | 0 | 0 | 0 | 0 | 0 | 0 | 0 | 0 | 0 | 0
F9_Commercial_Interruptible - College_Existing_Space Heating_Natural Gas_Advanced Kitchen Ventilation Controls_A_Achievable Economic TRC Potential | F9 | Commercial | Interruptible - College | Existing | Space Heating | Natural Gas | Advanced Kitchen Ventilation Controls | A | Cumulative Winter Peak Savings (MW) | Achievable Economic TRC Potential | 0 | 0 | 0 | 0 | 0 | 0 | 0 | 0 | 0 | 0 | 0 | 0 | 0 | 0 | 0 | 0 | 0 | 0 | 0 | 0 | 0 | 0 | 0 | 0 | 0 | 0 | 0
F10_Commercial_Interruptible - College_Existing_Space Heating_Natural Gas_Advanced Kitchen Ventilation Controls_A_Achievable Economic TRC Potential | F10 | Commercial | Interruptible - College | Existing | Space Heating | Natural Gas | Advanced Kitchen Ventilation Controls | A | Purchases (Incremental) | Achievable Economic TRC Potential | 0 | 0 | 1313.5036 | 2696.139 | 2696.139 | 2696.139 | 2696.139 | 2696.139 | 2696.139 | 2696.139 | 2696.139 | 2696.139 | 2696.139 | 2696.139 | 2696.139 | 2696.139 | 2696.139 | 1382.6354 | 4.5475e-13 | 5.0022e-12 | 9.0949e-13 | 0 | 0 | 0 | 0 | 0 | 0
F11_Commercial_Interruptible - College_Existing_Space Heating_Natural Gas_Advanced Kitchen Ventilation Controls_A_Achievable Economic TRC Potential | F11 | Commercial | Interruptible - College | Existing | Space Heating | Natural Gas | Advanced Kitchen Ventilation Controls | A | Purchases (Cumulative) | Achievable Economic TRC Potential | 0 | 0 | 1313.5036 | 4009.6426 | 6705.7816 | 9401.9206 | 12098.0596 | 14794.1986 | 17490.3376 | 20186.4766 | 22882.6156 | 25578.7546 | 28274.8937 | 30971.0327 | 33667.1717 | 36363.3107 | 39059.4497 | 40442.0851 | 40442.0851 | 40442.0851 | 40442.0851 | 40442.0851 | 40442.0851 | 40442.0851 | 40442.0851 | 40442.0851 | 40442.0851
F1_Commercial_Interruptible - College_Existing_Space Heating_Natural Gas_Infiltration Control - Loading Dock Sealing_A_Achievable Economic TRC Potential | F1 | Commercial | Interruptible - College | Existing | Space Heating | Natural Gas | Infiltration Control - Loading Dock Sealing | A | Integrated Unit Energy Savings (kWh or therms) | Achievable Economic TRC Potential | 0 | 0 | 807.7064 | 799.3206 | 789.0258 | 776.7783 | 763.1581 | 747.9006 | 731.0157 | 712.6382 | 693.7366 | 674.0928 | 654.3565 | 634.7207 | 616.0288 | 598.5143 | 582.7282 | 569.791 | 559.7684 | 551.3229 | 544.8515 | 538.8521 | 535.5887 | 532.4093 | 529.3045 | 526.2658 | 523.2858
F2_Commercial_Interruptible - College_Existing_Space Heating_Natural Gas_Infiltration Control - Loading Dock Sealing_A_Achievable Economic TRC Potential | F2 | Commercial | Interruptible - College | Existing | Space Heating | Natural Gas | Infiltration Control - Loading Dock Sealing | A | Integrated Unit Summer Peak Savings (kW) | Achievable Economic TRC Potential | 0 | 0 | 0 | 0 | 0 | 0 | 0 | 0 | 0 | 0 | 0 | 0 | 0 | 0 | 0 | 0 | 0 | 0 | 0 | 0 | 0 | 0 | 0 | 0 | 0 | 0 | 0
F3_Commercial_Interruptible - College_Existing_Space Heating_Natural Gas_Infiltration Control - Loading Dock Sealing_A_Achievable Economic TRC Potential | F3 | Commercial | Interruptible - College | Existing | Space Heating | Natural Gas | Infiltration Control - Loading Dock Sealing | A | Integrated Unit Winter Peak Savings (kW) | Achievable Economic TRC Potential | 0 | 0 | 0 | 0 | 0 | 0 | 0 | 0 | 0 | 0 | 0 | 0 | 0 | 0 | 0 | 0 | 0 | 0 | 0 | 0 | 0 | 0 | 0 | 0 | 0 | 0 | 0
F4_Commercial_Interruptible - College_Existing_Space Heating_Natural Gas_Infiltration Control - Loading Dock Sealing_A_Achievable Economic TRC Potential | F4 | Commercial | Interruptible - College | Existing | Space Heating | Natural Gas | Infiltration Control - Loading Dock Sealing | A | Incremental Energy Savings (MWh or mTherms) | Achievable Economic TRC Potential | 0 | 0 | 0 | 0 | 0 | 0 | 0 | 0 | 0 | 0 | 0 | 0 | 0 | 0 | 0 | 0 | 0 | 0 | 0 | 0 | 0 | 0 | 0 | 0 | 0 | 0 | 0
F5_Commercial_Interruptible - College_Existing_Space Heating_Natural Gas_Infiltration Control - Loading Dock Sealing_A_Achievable Economic TRC Potential | F5 | Commercial | Interruptible - College | Existing | Space Heating | Natural Gas | Infiltration Control - Loading Dock Sealing | A | Incremental Summer Peak Savings (MW) | Achievable Economic TRC Potential | 0 | 0 | 0 | 0 | 0 | 0 | 0 | 0 | 0 | 0 | 0 | 0 | 0 | 0 | 0 | 0 | 0 | 0 | 0 | 0 | 0 | 0 | 0 | 0 | 0 | 0 | 0
F6_Commercial_Interruptible - College_Existing_Space Heating_Natural Gas_Infiltration Control - Loading Dock Sealing_A_Achievable Economic TRC Potential | F6 | Commercial | Interruptible - College | Existing | Space Heating | Natural Gas | Infiltration Control - Loading Dock Sealing | A | Incremental Winter Peak Savings (MW) | Achievable Economic TRC Potential | 0 | 0 | 0 | 0 | 0 | 0 | 0 | 0 | 0 | 0 | 0 | 0 | 0 | 0 | 0 | 0 | 0 | 0 | 0 | 0 | 0 | 0 | 0 | 0 | 0 | 0 | 0
F7_Commercial_Interruptible - College_Existing_Space Heating_Natural Gas_Infiltration Control - Loading Dock Sealing_A_Achievable Economic TRC Potential | F7 | Commercial | Interruptible - College | Existing | Space Heating | Natural Gas | Infiltration Control - Loading Dock Sealing | A | Cumulative Energy Savings (MWh or mTherms) | Achievable Economic TRC Potential | 0 | 0 | 0 | 0 | 0 | 0 | 0 | 0 | 0 | 0 | 0 | 0 | 0 | 0 | 0 | 0 | 0 | 0 | 0 | 0 | 0 | 0 | 0 | 0 | 0 | 0 | 0
F8_Commercial_Interruptible - College_Existing_Space Heating_Natural Gas_Infiltration Control - Loading Dock Sealing_A_Achievable Economic TRC Potential | F8 | Commercial | Interruptible - College | Existing | Space Heating | Natural Gas | Infiltration Control - Loading Dock Sealing | A | Cumulative Summer Peak Savings (MW) | Achievable Economic TRC Potential | 0 | 0 | 0 | 0 | 0 | 0 | 0 | 0 | 0 | 0 | 0 | 0 | 0 | 0 | 0 | 0 | 0 | 0 | 0 | 0 | 0 | 0 | 0 | 0 | 0 | 0 | 0
F9_Commercial_Interruptible - College_Existing_Space Heating_Natural Gas_Infiltration Control - Loading Dock Sealing_A_Achievable Economic TRC Potential | F9 | Commercial | Interruptible - College | Existing | Space Heating | Natural Gas | Infiltration Control - Loading Dock Sealing | A | Cumulative Winter Peak Savings (MW) | Achievable Economic TRC Potential | 0 | 0 | 0 | 0 | 0 | 0 | 0 | 0 | 0 | 0 | 0 | 0 | 0 | 0 | 0 | 0 | 0 | 0 | 0 | 0 | 0 | 0 | 0 | 0 | 0 | 0 | 0
F10_Commercial_Interruptible - College_Existing_Space Heating_Natural Gas_Infiltration Control - Loading Dock Sealing_A_Achievable Economic TRC Potential | F10 | Commercial | Interruptible - College | Existing | Space Heating | Natural Gas | Infiltration Control - Loading Dock Sealing | A | Purchases (Incremental) | Achievable Economic TRC Potential | 0 | 0 | 0 | 0 | 0 | 0 | 0 | 0 | 0 | 0 | 0 | 0 | 0 | 0 | 0 | 0 | 0 | 0 | 0 | 0 | 0 | 0 | 0 | 0 | 0 | 0 | 0
F11_Commercial_Interruptible - College_Existing_Space Heating_Natural Gas_Infiltration Control - Loading Dock Sealing_A_Achievable Economic TRC Potential | F11 | Commercial | Interruptible - College | Existing | Space Heating | Natural Gas | Infiltration Control - Loading Dock Sealing | A | Purchases (Cumulative) | Achievable Economic TRC Potential | 0 | 0 | 0 | 0 | 0 | 0 | 0 | 0 | 0 | 0 | 0 | 0 | 0 | 0 | 0 | 0 | 0 | 0 | 0 | 0 | 0 | 0 | 0 | 0 | 0 | 0 | 0
F1_Commercial_Interruptible - College_Existing_Space Heating_Natural Gas_Greenhouse Heat Curtain_A_Achievable Economic TRC Potential | F1 | Commercial | Interruptible - College | Existing | Space Heating | Natural Gas | Greenhouse Heat Curtain | A | Integrated Unit Energy Savings (kWh or therms) | Achievable Economic TRC Potential | 0 | 0 | 705.2362 | 697.9143 | 688.9255 | 678.9092 | 667.7658 | 655.2892 | 641.4346 | 626.2476 | 609.8875 | 592.6596 | 575.3075 | 558.0439 | 541.61 | 526.2114 | 512.3322 | 500.958 | 492.1461 | 484.7209 | 479.0312 | 473.7565 | 470.8874 | 468.0921 | 465.3623 | 462.6907 | 460.0707
F2_Commercial_Interruptible - College_Existing_Space Heating_Natural Gas_Greenhouse Heat Curtain_A_Achievable Economic TRC Potential | F2 | Commercial | Interruptible - College | Existing | Space Heating | Natural Gas | Greenhouse Heat Curtain | A | Integrated Unit Summer Peak Savings (kW) | Achievable Economic TRC Potential | 0 | 0 | 0 | 0 | 0 | 0 | 0 | 0 | 0 | 0 | 0 | 0 | 0 | 0 | 0 | 0 | 0 | 0 | 0 | 0 | 0 | 0 | 0 | 0 | 0 | 0 | 0
F3_Commercial_Interruptible - College_Existing_Space Heating_Natural Gas_Greenhouse Heat Curtain_A_Achievable Economic TRC Potential | F3 | Commercial | Interruptible - College | Existing | Space Heating | Natural Gas | Greenhouse Heat Curtain | A | Integrated Unit Winter Peak Savings (kW) | Achievable Economic TRC Potential | 0 | 0 | 0 | 0 | 0 | 0 | 0 | 0 | 0 | 0 | 0 | 0 | 0 | 0 | 0 | 0 | 0 | 0 | 0 | 0 | 0 | 0 | 0 | 0 | 0 | 0 | 0
F4_Commercial_Interruptible - College_Existing_Space Heating_Natural Gas_Greenhouse Heat Curtain_A_Achievable Economic TRC Potential | F4 | Commercial | Interruptible - College | Existing | Space Heating | Natural Gas | Greenhouse Heat Curtain | A | Incremental Energy Savings (MWh or mTherms) | Achievable Economic TRC Potential | 0 | 0 | 0 | 0 | 0 | 0 | 0 | 0 | 0 | 0 | 0 | 0 | 0 | 0 | 0 | 0 | 0 | 0 | 0 | 0 | 0 | 0 | 0 | 0 | 0 | 0 | 0
F5_Commercial_Interruptible - College_Existing_Space Heating_Natural Gas_Greenhouse Heat Curtain_A_Achievable Economic TRC Potential | F5 | Commercial | Interruptible - College | Existing | Space Heating | Natural Gas | Greenhouse Heat Curtain | A | Incremental Summer Peak Savings (MW) | Achievable Economic TRC Potential | 0 | 0 | 0 | 0 | 0 | 0 | 0 | 0 | 0 | 0 | 0 | 0 | 0 | 0 | 0 | 0 | 0 | 0 | 0 | 0 | 0 | 0 | 0 | 0 | 0 | 0 | 0
F6_Commercial_Interruptible - College_Existing_Space Heating_Natural Gas_Greenhouse Heat Curtain_A_Achievable Economic TRC Potential | F6 | Commercial | Interruptible - College | Existing | Space Heating | Natural Gas | Greenhouse Heat Curtain | A | Incremental Winter Peak Savings (MW) | Achievable Economic TRC Potential | 0 | 0 | 0 | 0 | 0 | 0 | 0 | 0 | 0 | 0 | 0 | 0 | 0 | 0 | 0 | 0 | 0 | 0 | 0 | 0 | 0 | 0 | 0 | 0 | 0 | 0 | 0
F7_Commercial_Interruptible - College_Existing_Space Heating_Natural Gas_Greenhouse Heat Curtain_A_Achievable Economic TRC Potential | F7 | Commercial | Interruptible - College | Existing | Space Heating | Natural Gas | Greenhouse Heat Curtain | A | Cumulative Energy Savings (MWh or mTherms) | Achievable Economic TRC Potential | 0 | 0 | 0 | 0 | 0 | 0 | 0 | 0 | 0 | 0 | 0 | 0 | 0 | 0 | 0 | 0 | 0 | 0 | 0 | 0 | 0 | 0 | 0 | 0 | 0 | 0 | 0
F8_Commercial_Interruptible - College_Existing_Space Heating_Natural Gas_Greenhouse Heat Curtain_A_Achievable Economic TRC Potential | F8 | Commercial | Interruptible - College | Existing | Space Heating | Natural Gas | Greenhouse Heat Curtain | A | Cumulative Summer Peak Savings (MW) | Achievable Economic TRC Potential | 0 | 0 | 0 | 0 | 0 | 0 | 0 | 0 | 0 | 0 | 0 | 0 | 0 | 0 | 0 | 0 | 0 | 0 | 0 | 0 | 0 | 0 | 0 | 0 | 0 | 0 | 0
F9_Commercial_Interruptible - College_Existing_Space Heating_Natural Gas_Greenhouse Heat Curtain_A_Achievable Economic TRC Potential | F9 | Commercial | Interruptible - College | Existing | Space Heating | Natural Gas | Greenhouse Heat Curtain | A | Cumulative Winter Peak Savings (MW) | Achievable Economic TRC Potential | 0 | 0 | 0 | 0 | 0 | 0 | 0 | 0 | 0 | 0 | 0 | 0 | 0 | 0 | 0 | 0 | 0 | 0 | 0 | 0 | 0 | 0 | 0 | 0 | 0 | 0 | 0
F10_Commercial_Interruptible - College_Existing_Space Heating_Natural Gas_Greenhouse Heat Curtain_A_Achievable Economic TRC Potential | F10 | Commercial | Interruptible - College | Existing | Space Heating | Natural Gas | Greenhouse Heat Curtain | A | Purchases (Incremental) | Achievable Economic TRC Potential | 0 | 0 | 0 | 0 | 0 | 0 | 0 | 0 | 0 | 0 | 0 | 0 | 0 | 0 | 0 | 0 | 0 | 0 | 0 | 0 | 0 | 0 | 0 | 0 | 0 | 0 | 0
F11_Commercial_Interruptible - College_Existing_Space Heating_Natural Gas_Greenhouse Heat Curtain_A_Achievable Economic TRC Potential | F11 | Commercial | Interruptible - College | Existing | Space Heating | Natural Gas | Greenhouse Heat Curtain | A | Purchases (Cumulative) | Achievable Economic TRC Potential | 0 | 0 | 0 | 0 | 0 | 0 | 0 | 0 | 0 | 0 | 0 | 0 | 0 | 0 | 0 | 0 | 0 | 0 | 0 | 0 | 0 | 0 | 0 | 0 | 0 | 0 | 0
F1_Commercial_Interruptible - College_Existing_Space Heating_Natural Gas_Ventilation - Parking Garages, Demand Controlled_A_Achievable Economic TRC Potential | F1 | Commercial | Interruptible - College | Existing | Space Heating | Natural Gas | Ventilation - Parking Garages, Demand Controlled | A | Integrated Unit Energy Savings (kWh or therms) | Achievable Economic TRC Potential | 0 | 0 | 0 | 0 | 0 | 0 | 0 | 0 | 0 | 0 | 0 | 0 | 0 | 0 | 0 | 0 | 0 | 0 | 0 | 0 | 0 | 0 | 0 | 0 | 0 | 0 | 0
F2_Commercial_Interruptible - College_Existing_Space Heating_Natural Gas_Ventilation - Parking Garages, Demand Controlled_A_Achievable Economic TRC Potential | F2 | Commercial | Interruptible - College | Existing | Space Heating | Natural Gas | Ventilation - Parking Garages, Demand Controlled | A | Integrated Unit Summer Peak Savings (kW) | Achievable Economic TRC Potential | 0 | 0 | 0 | 0 | 0 | 0 | 0 | 0 | 0 | 0 | 0 | 0 | 0 | 0 | 0 | 0 | 0 | 0 | 0 | 0 | 0 | 0 | 0 | 0 | 0 | 0 | 0
F3_Commercial_Interruptible - College_Existing_Space Heating_Natural Gas_Ventilation - Parking Garages, Demand Controlled_A_Achievable Economic TRC Potential | F3 | Commercial | Interruptible - College | Existing | Space Heating | Natural Gas | Ventilation - Parking Garages, Demand Controlled | A | Integrated Unit Winter Peak Savings (kW) | Achievable Economic TRC Potential | 0 | 0 | 0 | 0 | 0 | 0 | 0 | 0 | 0 | 0 | 0 | 0 | 0 | 0 | 0 | 0 | 0 | 0 | 0 | 0 | 0 | 0 | 0 | 0 | 0 | 0 | 0
F4_Commercial_Interruptible - College_Existing_Space Heating_Natural Gas_Ventilation - Parking Garages, Demand Controlled_A_Achievable Economic TRC Potential | F4 | Commercial | Interruptible - College | Existing | Space Heating | Natural Gas | Ventilation - Parking Garages, Demand Controlled | A | Incremental Energy Savings (MWh or mTherms) | Achievable Economic TRC Potential | 0 | 0 | 0 | 0 | 0 | 0 | 0 | 0 | 0 | 0 | 0 | 0 | 0 | 0 | 0 | 0 | 0 | 0 | 0 | 0 | 0 | 0 | 0 | 0 | 0 | 0 | 0
F5_Commercial_Interruptible - College_Existing_Space Heating_Natural Gas_Ventilation - Parking Garages, Demand Controlled_A_Achievable Economic TRC Potential | F5 | Commercial | Interruptible - College | Existing | Space Heating | Natural Gas | Ventilation - Parking Garages, Demand Controlled | A | Incremental Summer Peak Savings (MW) | Achievable Economic TRC Potential | 0 | 0 | 0 | 0 | 0 | 0 | 0 | 0 | 0 | 0 | 0 | 0 | 0 | 0 | 0 | 0 | 0 | 0 | 0 | 0 | 0 | 0 | 0 | 0 | 0 | 0 | 0
F6_Commercial_Interruptible - College_Existing_Space Heating_Natural Gas_Ventilation - Parking Garages, Demand Controlled_A_Achievable Economic TRC Potential | F6 | Commercial | Interruptible - College | Existing | Space Heating | Natural Gas | Ventilation - Parking Garages, Demand Controlled | A | Incremental Winter Peak Savings (MW) | Achievable Economic TRC Potential | 0 | 0 | 0 | 0 | 0 | 0 | 0 | 0 | 0 | 0 | 0 | 0 | 0 | 0 | 0 | 0 | 0 | 0 | 0 | 0 | 0 | 0 | 0 | 0 | 0 | 0 | 0
F7_Commercial_Interruptible - College_Existing_Space Heating_Natural Gas_Ventilation - Parking Garages, Demand Controlled_A_Achievable Economic TRC Potential | F7 | Commercial | Interruptible - College | Existing | Space Heating | Natural Gas | Ventilation - Parking Garages, Demand Controlled | A | Cumulative Energy Savings (MWh or mTherms) | Achievable Economic TRC Potential | 0 | 0 | 0 | 0 | 0 | 0 | 0 | 0 | 0 | 0 | 0 | 0 | 0 | 0 | 0 | 0 | 0 | 0 | 0 | 0 | 0 | 0 | 0 | 0 | 0 | 0 | 0
F8_Commercial_Interruptible - College_Existing_Space Heating_Natural Gas_Ventilation - Parking Garages, Demand Controlled_A_Achievable Economic TRC Potential | F8 | Commercial | Interruptible - College | Existing | Space Heating | Natural Gas | Ventilation - Parking Garages, Demand Controlled | A | Cumulative Summer Peak Savings (MW) | Achievable Economic TRC Potential | 0 | 0 | 0 | 0 | 0 | 0 | 0 | 0 | 0 | 0 | 0 | 0 | 0 | 0 | 0 | 0 | 0 | 0 | 0 | 0 | 0 | 0 | 0 | 0 | 0 | 0 | 0
F9_Commercial_Interruptible - College_Existing_Space Heating_Natural Gas_Ventilation - Parking Garages, Demand Controlled_A_Achievable Economic TRC Potential | F9 | Commercial | Interruptible - College | Existing | Space Heating | Natural Gas | Ventilation - Parking Garages, Demand Controlled | A | Cumulative Winter Peak Savings (MW) | Achievable Economic TRC Potential | 0 | 0 | 0 | 0 | 0 | 0 | 0 | 0 | 0 | 0 | 0 | 0 | 0 | 0 | 0 | 0 | 0 | 0 | 0 | 0 | 0 | 0 | 0 | 0 | 0 | 0 | 0
F10_Commercial_Interruptible - College_Existing_Space Heating_Natural Gas_Ventilation - Parking Garages, Demand Controlled_A_Achievable Economic TRC Potential | F10 | Commercial | Interruptible - College | Existing | Space Heating | Natural Gas | Ventilation - Parking Garages, Demand Controlled | A | Purchases (Incremental) | Achievable Economic TRC Potential | 0 | 0 | 0 | 0 | 0 | 0 | 0 | 0 | 0 | 0 | 0 | 0 | 0 | 0 | 0 | 0 | 0 | 0 | 0 | 0 | 0 | 0 | 0 | 0 | 0 | 0 | 0
F11_Commercial_Interruptible - College_Existing_Space Heating_Natural Gas_Ventilation - Parking Garages, Demand Controlled_A_Achievable Economic TRC Potential | F11 | Commercial | Interruptible - College | Existing | Space Heating | Natural Gas | Ventilation - Parking Garages, Demand Controlled | A | Purchases (Cumulative) | Achievable Economic TRC Potential | 0 | 0 | 0 | 0 | 0 | 0 | 0 | 0 | 0 | 0 | 0 | 0 | 0 | 0 | 0 | 0 | 0 | 0 | 0 | 0 | 0 | 0 | 0 | 0 | 0 | 0 | 0
F1_Commercial_Interruptible - College_Existing_Miscellaneous_Natural Gas_Pool Heater - Night Covers_A_Achievable Economic TRC Potential | F1 | Commercial | Interruptible - College | Existing | Miscellaneous | Natural Gas | Pool Heater - Night Covers | A | Integrated Unit Energy Savings (kWh or therms) | Achievable Economic TRC Potential | 0 | 0 | 0.00035409 | 0.00035409 | 0.00035409 | 0.00035409 | 0.00035409 | 0.00035409 | 0.00035409 | 0.00035409 | 0.00035409 | 0.00035409 | 0.00035409 | 0.00035409 | 0.00035409 | 0.00035409 | 0.00035409 | 0.00035409 | 0.00035409 | 0.00035409 | 0.00035409 | 0.00035409 | 0.00035409 | 0.00035409 | 0.00035409 | 0.00035409 | 0.00035409
F2_Commercial_Interruptible - College_Existing_Miscellaneous_Natural Gas_Pool Heater - Night Covers_A_Achievable Economic TRC Potential | F2 | Commercial | Interruptible - College | Existing | Miscellaneous | Natural Gas | Pool Heater - Night Covers | A | Integrated Unit Summer Peak Savings (kW) | Achievable Economic TRC Potential | 0 | 0 | 0 | 0 | 0 | 0 | 0 | 0 | 0 | 0 | 0 | 0 | 0 | 0 | 0 | 0 | 0 | 0 | 0 | 0 | 0 | 0 | 0 | 0 | 0 | 0 | 0
F3_Commercial_Interruptible - College_Existing_Miscellaneous_Natural Gas_Pool Heater - Night Covers_A_Achievable Economic TRC Potential | F3 | Commercial | Interruptible - College | Existing | Miscellaneous | Natural Gas | Pool Heater - Night Covers | A | Integrated Unit Winter Peak Savings (kW) | Achievable Economic TRC Potential | 0 | 0 | 0 | 0 | 0 | 0 | 0 | 0 | 0 | 0 | 0 | 0 | 0 | 0 | 0 | 0 | 0 | 0 | 0 | 0 | 0 | 0 | 0 | 0 | 0 | 0 | 0
F4_Commercial_Interruptible - College_Existing_Miscellaneous_Natural Gas_Pool Heater - Night Covers_A_Achievable Economic TRC Potential | F4 | Commercial | Interruptible - College | Existing | Miscellaneous | Natural Gas | Pool Heater - Night Covers | A | Incremental Energy Savings (MWh or mTherms) | Achievable Economic TRC Potential | 0 | 0 | 0 | 0 | 0 | 0 | 0 | 0 | 0 | 0 | 0 | 0 | 0 | 0 | 0 | 0 | 0 | 0 | 0 | 0 | 0 | 0 | 0 | 0 | 0 | 0 | 0
F5_Commercial_Interruptible - College_Existing_Miscellaneous_Natural Gas_Pool Heater - Night Covers_A_Achievable Economic TRC Potential | F5 | Commercial | Interruptible - College | Existing | Miscellaneous | Natural Gas | Pool Heater - Night Covers | A | Incremental Summer Peak Savings (MW) | Achievable Economic TRC Potential | 0 | 0 | 0 | 0 | 0 | 0 | 0 | 0 | 0 | 0 | 0 | 0 | 0 | 0 | 0 | 0 | 0 | 0 | 0 | 0 | 0 | 0 | 0 | 0 | 0 | 0 | 0
F6_Commercial_Interruptible - College_Existing_Miscellaneous_Natural Gas_Pool Heater - Night Covers_A_Achievable Economic TRC Potential | F6 | Commercial | Interruptible - College | Existing | Miscellaneous | Natural Gas | Pool Heater - Night Covers | A | Incremental Winter Peak Savings (MW) | Achievable Economic TRC Potential | 0 | 0 | 0 | 0 | 0 | 0 | 0 | 0 | 0 | 0 | 0 | 0 | 0 | 0 | 0 | 0 | 0 | 0 | 0 | 0 | 0 | 0 | 0 | 0 | 0 | 0 | 0
F7_Commercial_Interruptible - College_Existing_Miscellaneous_Natural Gas_Pool Heater - Night Covers_A_Achievable Economic TRC Potential | F7 | Commercial | Interruptible - College | Existing | Miscellaneous | Natural Gas | Pool Heater - Night Covers | A | Cumulative Energy Savings (MWh or mTherms) | Achievable Economic TRC Potential | 0 | 0 | 0 | 0 | 0 | 0 | 0 | 0 | 0 | 0 | 0 | 0 | 0 | 0 | 0 | 0 | 0 | 0 | 0 | 0 | 0 | 0 | 0 | 0 | 0 | 0 | 0
F8_Commercial_Interruptible - College_Existing_Miscellaneous_Natural Gas_Pool Heater - Night Covers_A_Achievable Economic TRC Potential | F8 | Commercial | Interruptible - College | Existing | Miscellaneous | Natural Gas | Pool Heater - Night Covers | A | Cumulative Summer Peak Savings (MW) | Achievable Economic TRC Potential | 0 | 0 | 0 | 0 | 0 | 0 | 0 | 0 | 0 | 0 | 0 | 0 | 0 | 0 | 0 | 0 | 0 | 0 | 0 | 0 | 0 | 0 | 0 | 0 | 0 | 0 | 0
F9_Commercial_Interruptible - College_Existing_Miscellaneous_Natural Gas_Pool Heater - Night Covers_A_Achievable Economic TRC Potential | F9 | Commercial | Interruptible - College | Existing | Miscellaneous | Natural Gas | Pool Heater - Night Covers | A | Cumulative Winter Peak Savings (MW) | Achievable Economic TRC Potential | 0 | 0 | 0 | 0 | 0 | 0 | 0 | 0 | 0 | 0 | 0 | 0 | 0 | 0 | 0 | 0 | 0 | 0 | 0 | 0 | 0 | 0 | 0 | 0 | 0 | 0 | 0
F10_Commercial_Interruptible - College_Existing_Miscellaneous_Natural Gas_Pool Heater - Night Covers_A_Achievable Economic TRC Potential | F10 | Commercial | Interruptible - College | Existing | Miscellaneous | Natural Gas | Pool Heater - Night Covers | A | Purchases (Incremental) | Achievable Economic TRC Potential | 0 | 0 | 0 | 0 | 0 | 0 | 0 | 0 | 0 | 0 | 0 | 0 | 0 | 0 | 0 | 0 | 0 | 0 | 0 | 0 | 0 | 0 | 0 | 0 | 0 | 0 | 0
F11_Commercial_Interruptible - College_Existing_Miscellaneous_Natural Gas_Pool Heater - Night Covers_A_Achievable Economic TRC Potential | F11 | Commercial | Interruptible - College | Existing | Miscellaneous | Natural Gas | Pool Heater - Night Covers | A | Purchases (Cumulative) | Achievable Economic TRC Potential | 0 | 0 | 0 | 0 | 0 | 0 | 0 | 0 | 0 | 0 | 0 | 0 | 0 | 0 | 0 | 0 | 0 | 0 | 0 | 0 | 0 | 0 | 0 | 0 | 0 | 0 | 0
F1_Commercial_Interruptible - College_Existing_Space Heating_Natural Gas_Advanced New Construction Designs_A_Achievable Economic TRC Potential | F1 | Commercial | Interruptible - College | Existing | Space Heating | Natural Gas | Advanced New Construction Designs | A | Integrated Unit Energy Savings (kWh or therms) | Achievable Economic TRC Potential | 0 | 0 | 0 | 0 | 0 | 0 | 0 | 0 | 0 | 0 | 0 | 0 | 0 | 0 | 0 | 0 | 0 | 0 | 0 | 0 | 0 | 0 | 0 | 0 | 0 | 0 | 0
F2_Commercial_Interruptible - College_Existing_Space Heating_Natural Gas_Advanced New Construction Designs_A_Achievable Economic TRC Potential | F2 | Commercial | Interruptible - College | Existing | Space Heating | Natural Gas | Advanced New Construction Designs | A | Integrated Unit Summer Peak Savings (kW) | Achievable Economic TRC Potential | 0 | 0 | 0 | 0 | 0 | 0 | 0 | 0 | 0 | 0 | 0 | 0 | 0 | 0 | 0 | 0 | 0 | 0 | 0 | 0 | 0 | 0 | 0 | 0 | 0 | 0 | 0
F3_Commercial_Interruptible - College_Existing_Space Heating_Natural Gas_Advanced New Construction Designs_A_Achievable Economic TRC Potential | F3 | Commercial | Interruptible - College | Existing | Space Heating | Natural Gas | Advanced New Construction Designs | A | Integrated Unit Winter Peak Savings (kW) | Achievable Economic TRC Potential | 0 | 0 | 0 | 0 | 0 | 0 | 0 | 0 | 0 | 0 | 0 | 0 | 0 | 0 | 0 | 0 | 0 | 0 | 0 | 0 | 0 | 0 | 0 | 0 | 0 | 0 | 0
F4_Commercial_Interruptible - College_Existing_Space Heating_Natural Gas_Advanced New Construction Designs_A_Achievable Economic TRC Potential | F4 | Commercial | Interruptible - College | Existing | Space Heating | Natural Gas | Advanced New Construction Designs | A | Incremental Energy Savings (MWh or mTherms) | Achievable Economic TRC Potential | 0 | 0 | 0 | 0 | 0 | 0 | 0 | 0 | 0 | 0 | 0 | 0 | 0 | 0 | 0 | 0 | 0 | 0 | 0 | 0 | 0 | 0 | 0 | 0 | 0 | 0 | 0
F5_Commercial_Interruptible - College_Existing_Space Heating_Natural Gas_Advanced New Construction Designs_A_Achievable Economic TRC Potential | F5 | Commercial | Interruptible - College | Existing | Space Heating | Natural Gas | Advanced New Construction Designs | A | Incremental Summer Peak Savings (MW) | Achievable Economic TRC Potential | 0 | 0 | 0 | 0 | 0 | 0 | 0 | 0 | 0 | 0 | 0 | 0 | 0 | 0 | 0 | 0 | 0 | 0 | 0 | 0 | 0 | 0 | 0 | 0 | 0 | 0 | 0
F6_Commercial_Interruptible - College_Existing_Space Heating_Natural Gas_Advanced New Construction Designs_A_Achievable Economic TRC Potential | F6 | Commercial | Interruptible - College | Existing | Space Heating | Natural Gas | Advanced New Construction Designs | A | Incremental Winter Peak Savings (MW) | Achievable Economic TRC Potential | 0 | 0 | 0 | 0 | 0 | 0 | 0 | 0 | 0 | 0 | 0 | 0 | 0 | 0 | 0 | 0 | 0 | 0 | 0 | 0 | 0 | 0 | 0 | 0 | 0 | 0 | 0
F7_Commercial_Interruptible - College_Existing_Space Heating_Natural Gas_Advanced New Construction Designs_A_Achievable Economic TRC Potential | F7 | Commercial | Interruptible - College | Existing | Space Heating | Natural Gas | Advanced New Construction Designs | A | Cumulative Energy Savings (MWh or mTherms) | Achievable Economic TRC Potential | 0 | 0 | 0 | 0 | 0 | 0 | 0 | 0 | 0 | 0 | 0 | 0 | 0 | 0 | 0 | 0 | 0 | 0 | 0 | 0 | 0 | 0 | 0 | 0 | 0 | 0 | 0
F8_Commercial_Interruptible - College_Existing_Space Heating_Natural Gas_Advanced New Construction Designs_A_Achievable Economic TRC Potential | F8 | Commercial | Interruptible - College | Existing | Space Heating | Natural Gas | Advanced New Construction Designs | A | Cumulative Summer Peak Savings (MW) | Achievable Economic TRC Potential | 0 | 0 | 0 | 0 | 0 | 0 | 0 | 0 | 0 | 0 | 0 | 0 | 0 | 0 | 0 | 0 | 0 | 0 | 0 | 0 | 0 | 0 | 0 | 0 | 0 | 0 | 0
F9_Commercial_Interruptible - College_Existing_Space Heating_Natural Gas_Advanced New Construction Designs_A_Achievable Economic TRC Potential | F9 | Commercial | Interruptible - College | Existing | Space Heating | Natural Gas | Advanced New Construction Designs | A | Cumulative Winter Peak Savings (MW) | Achievable Economic TRC Potential | 0 | 0 | 0 | 0 | 0 | 0 | 0 | 0 | 0 | 0 | 0 | 0 | 0 | 0 | 0 | 0 | 0 | 0 | 0 | 0 | 0 | 0 | 0 | 0 | 0 | 0 | 0
F10_Commercial_Interruptible - College_Existing_Space Heating_Natural Gas_Advanced New Construction Designs_A_Achievable Economic TRC Potential | F10 | Commercial | Interruptible - College | Existing | Space Heating | Natural Gas | Advanced New Construction Designs | A | Purchases (Incremental) | Achievable Economic TRC Potential | 0 | 0 | 0 | 0 | 0 | 0 | 0 | 0 | 0 | 0 | 0 | 0 | 0 | 0 | 0 | 0 | 0 | 0 | 0 | 0 | 0 | 0 | 0 | 0 | 0 | 0 | 0
F11_Commercial_Interruptible - College_Existing_Space Heating_Natural Gas_Advanced New Construction Designs_A_Achievable Economic TRC Potential | F11 | Commercial | Interruptible - College | Existing | Space Heating | Natural Gas | Advanced New Construction Designs | A | Purchases (Cumulative) | Achievable Economic TRC Potential | 0 | 0 | 0 | 0 | 0 | 0 | 0 | 0 | 0 | 0 | 0 | 0 | 0 | 0 | 0 | 0 | 0 | 0 | 0 | 0 | 0 | 0 | 0 | 0 | 0 | 0 | 0
F1_Commercial_Interruptible - College_Existing_Water Heating_Natural Gas_Advanced New Construction Designs_A_Achievable Economic TRC Potential | F1 | Commercial | Interruptible - College | Existing | Water Heating | Natural Gas | Advanced New Construction Designs | A | Integrated Unit Energy Savings (kWh or therms) | Achievable Economic TRC Potential | 0 | 0 | 0 | 0 | 0 | 0 | 0 | 0 | 0 | 0 | 0 | 0 | 0 | 0 | 0 | 0 | 0 | 0 | 0 | 0 | 0 | 0 | 0 | 0 | 0 | 0 | 0
F2_Commercial_Interruptible - College_Existing_Water Heating_Natural Gas_Advanced New Construction Designs_A_Achievable Economic TRC Potential | F2 | Commercial | Interruptible - College | Existing | Water Heating | Natural Gas | Advanced New Construction Designs | A | Integrated Unit Summer Peak Savings (kW) | Achievable Economic TRC Potential | 0 | 0 | 0 | 0 | 0 | 0 | 0 | 0 | 0 | 0 | 0 | 0 | 0 | 0 | 0 | 0 | 0 | 0 | 0 | 0 | 0 | 0 | 0 | 0 | 0 | 0 | 0
F3_Commercial_Interruptible - College_Existing_Water Heating_Natural Gas_Advanced New Construction Designs_A_Achievable Economic TRC Potential | F3 | Commercial | Interruptible - College | Existing | Water Heating | Natural Gas | Advanced New Construction Designs | A | Integrated Unit Winter Peak Savings (kW) | Achievable Economic TRC Potential | 0 | 0 | 0 | 0 | 0 | 0 | 0 | 0 | 0 | 0 | 0 | 0 | 0 | 0 | 0 | 0 | 0 | 0 | 0 | 0 | 0 | 0 | 0 | 0 | 0 | 0 | 0
F4_Commercial_Interruptible - College_Existing_Water Heating_Natural Gas_Advanced New Construction Designs_A_Achievable Economic TRC Potential | F4 | Commercial | Interruptible - College | Existing | Water Heating | Natural Gas | Advanced New Construction Designs | A | Incremental Energy Savings (MWh or mTherms) | Achievable Economic TRC Potential | 0 | 0 | 0 | 0 | 0 | 0 | 0 | 0 | 0 | 0 | 0 | 0 | 0 | 0 | 0 | 0 | 0 | 0 | 0 | 0 | 0 | 0 | 0 | 0 | 0 | 0 | 0
F5_Commercial_Interruptible - College_Existing_Water Heating_Natural Gas_Advanced New Construction Designs_A_Achievable Economic TRC Potential | F5 | Commercial | Interruptible - College | Existing | Water Heating | Natural Gas | Advanced New Construction Designs | A | Incremental Summer Peak Savings (MW) | Achievable Economic TRC Potential | 0 | 0 | 0 | 0 | 0 | 0 | 0 | 0 | 0 | 0 | 0 | 0 | 0 | 0 | 0 | 0 | 0 | 0 | 0 | 0 | 0 | 0 | 0 | 0 | 0 | 0 | 0
F6_Commercial_Interruptible - College_Existing_Water Heating_Natural Gas_Advanced New Construction Designs_A_Achievable Economic TRC Potential | F6 | Commercial | Interruptible - College | Existing | Water Heating | Natural Gas | Advanced New Construction Designs | A | Incremental Winter Peak Savings (MW) | Achievable Economic TRC Potential | 0 | 0 | 0 | 0 | 0 | 0 | 0 | 0 | 0 | 0 | 0 | 0 | 0 | 0 | 0 | 0 | 0 | 0 | 0 | 0 | 0 | 0 | 0 | 0 | 0 | 0 | 0
F7_Commercial_Interruptible - College_Existing_Water Heating_Natural Gas_Advanced New Construction Designs_A_Achievable Economic TRC Potential | F7 | Commercial | Interruptible - College | Existing | Water Heating | Natural Gas | Advanced New Construction Designs | A | Cumulative Energy Savings (MWh or mTherms) | Achievable Economic TRC Potential | 0 | 0 | 0 | 0 | 0 | 0 | 0 | 0 | 0 | 0 | 0 | 0 | 0 | 0 | 0 | 0 | 0 | 0 | 0 | 0 | 0 | 0 | 0 | 0 | 0 | 0 | 0
F8_Commercial_Interruptible - College_Existing_Water Heating_Natural Gas_Advanced New Construction Designs_A_Achievable Economic TRC Potential | F8 | Commercial | Interruptible - College | Existing | Water Heating | Natural Gas | Advanced New Construction Designs | A | Cumulative Summer Peak Savings (MW) | Achievable Economic TRC Potential | 0 | 0 | 0 | 0 | 0 | 0 | 0 | 0 | 0 | 0 | 0 | 0 | 0 | 0 | 0 | 0 | 0 | 0 | 0 | 0 | 0 | 0 | 0 | 0 | 0 | 0 | 0
F9_Commercial_Interruptible - College_Existing_Water Heating_Natural Gas_Advanced New Construction Designs_A_Achievable Economic TRC Potential | F9 | Commercial | Interruptible - College | Existing | Water Heating | Natural Gas | Advanced New Construction Designs | A | Cumulative Winter Peak Savings (MW) | Achievable Economic TRC Potential | 0 | 0 | 0 | 0 | 0 | 0 | 0 | 0 | 0 | 0 | 0 | 0 | 0 | 0 | 0 | 0 | 0 | 0 | 0 | 0 | 0 | 0 | 0 | 0 | 0 | 0 | 0
F10_Commercial_Interruptible - College_Existing_Water Heating_Natural Gas_Advanced New Construction Designs_A_Achievable Economic TRC Potential | F10 | Commercial | Interruptible - College | Existing | Water Heating | Natural Gas | Advanced New Construction Designs | A | Purchases (Incremental) | Achievable Economic TRC Potential | 0 | 0 | 0 | 0 | 0 | 0 | 0 | 0 | 0 | 0 | 0 | 0 | 0 | 0 | 0 | 0 | 0 | 0 | 0 | 0 | 0 | 0 | 0 | 0 | 0 | 0 | 0
F11_Commercial_Interruptible - College_Existing_Water Heating_Natural Gas_Advanced New Construction Designs_A_Achievable Economic TRC Potential | F11 | Commercial | Interruptible - College | Existing | Water Heating | Natural Gas | Advanced New Construction Designs | A | Purchases (Cumulative) | Achievable Economic TRC Potential | 0 | 0 | 0 | 0 | 0 | 0 | 0 | 0 | 0 | 0 | 0 | 0 | 0 | 0 | 0 | 0 | 0 | 0 | 0 | 0 | 0 | 0 | 0 | 0 | 0 | 0 | 0
F1_Commercial_Interruptible - College_Existing_Space Heating_Natural Gas_Strategic Energy Management_A_Achievable Economic TRC Potential | F1 | Commercial | Interruptible - College | Existing | Space Heating | Natural Gas | Strategic Energy Management | A | Integrated Unit Energy Savings (kWh or therms) | Achievable Economic TRC Potential | 0 | 0 | 0.094309 | 0.09333 | 0.092128 | 0.090698 | 0.089108 | 0.087326 | 0.085355 | 0.083209 | 0.081002 | 0.078708 | 0.076404 | 0.074111 | 0.071929 | 0.069884 | 0.06804 | 0.06653 | 0.06536 | 0.064373 | 0.063618 | 0.062917 | 0.062536 | 0.062165 | 0.061802 | 0.061448 | 0.0611
F2_Commercial_Interruptible - College_Existing_Space Heating_Natural Gas_Strategic Energy Management_A_Achievable Economic TRC Potential | F2 | Commercial | Interruptible - College | Existing | Space Heating | Natural Gas | Strategic Energy Management | A | Integrated Unit Summer Peak Savings (kW) | Achievable Economic TRC Potential | 0 | 0 | 0 | 0 | 0 | 0 | 0 | 0 | 0 | 0 | 0 | 0 | 0 | 0 | 0 | 0 | 0 | 0 | 0 | 0 | 0 | 0 | 0 | 0 | 0 | 0 | 0
F3_Commercial_Interruptible - College_Existing_Space Heating_Natural Gas_Strategic Energy Management_A_Achievable Economic TRC Potential | F3 | Commercial | Interruptible - College | Existing | Space Heating | Natural Gas | Strategic Energy Management | A | Integrated Unit Winter Peak Savings (kW) | Achievable Economic TRC Potential | 0 | 0 | 0 | 0 | 0 | 0 | 0 | 0 | 0 | 0 | 0 | 0 | 0 | 0 | 0 | 0 | 0 | 0 | 0 | 0 | 0 | 0 | 0 | 0 | 0 | 0 | 0
F4_Commercial_Interruptible - College_Existing_Space Heating_Natural Gas_Strategic Energy Management_A_Achievable Economic TRC Potential | F4 | Commercial | Interruptible - College | Existing | Space Heating | Natural Gas | Strategic Energy Management | A | Incremental Energy Savings (MWh or mTherms) | Achievable Economic TRC Potential | 0 | 0 | 0.38401 | 0.78006 | 0.77001 | 0.38875 | 0 | 0 | 0 | 0 | 0 | 0 | 0 | 0 | 0 | 0 | 0 | 0 | 0 | 0 | 0 | 0 | 0 | 0 | 0 | 0 | 0
F5_Commercial_Interruptible - College_Existing_Space Heating_Natural Gas_Strategic Energy Management_A_Achievable Economic TRC Potential | F5 | Commercial | Interruptible - College | Existing | Space Heating | Natural Gas | Strategic Energy Management | A | Incremental Summer Peak Savings (MW) | Achievable Economic TRC Potential | 0 | 0 | 0 | 0 | 0 | 0 | 0 | 0 | 0 | 0 | 0 | 0 | 0 | 0 | 0 | 0 | 0 | 0 | 0 | 0 | 0 | 0 | 0 | 0 | 0 | 0 | 0
F6_Commercial_Interruptible - College_Existing_Space Heating_Natural Gas_Strategic Energy Management_A_Achievable Economic TRC Potential | F6 | Commercial | Interruptible - College | Existing | Space Heating | Natural Gas | Strategic Energy Management | A | Incremental Winter Peak Savings (MW) | Achievable Economic TRC Potential | 0 | 0 | 0 | 0 | 0 | 0 | 0 | 0 | 0 | 0 | 0 | 0 | 0 | 0 | 0 | 0 | 0 | 0 | 0 | 0 | 0 | 0 | 0 | 0 | 0 | 0 | 0
F7_Commercial_Interruptible - College_Existing_Space Heating_Natural Gas_Strategic Energy Management_A_Achievable Economic TRC Potential | F7 | Commercial | Interruptible - College | Existing | Space Heating | Natural Gas | Strategic Energy Management | A | Cumulative Energy Savings (MWh or mTherms) | Achievable Economic TRC Potential | 0 | 0 | 0.38401 | 1.1601 | 1.9151 | 2.2742 | 2.2343 | 2.1896 | 2.1402 | 2.0864 | 2.031 | 1.9735 | 1.9158 | 1.8583 | 1.8035 | 1.7523 | 1.706 | 1.6682 | 1.6388 | 1.6141 | 1.5952 | 1.5776 | 1.568 | 1.5587 | 1.5496 | 1.5407 | 1.532
F8_Commercial_Interruptible - College_Existing_Space Heating_Natural Gas_Strategic Energy Management_A_Achievable Economic TRC Potential | F8 | Commercial | Interruptible - College | Existing | Space Heating | Natural Gas | Strategic Energy Management | A | Cumulative Summer Peak Savings (MW) | Achievable Economic TRC Potential | 0 | 0 | 0 | 0 | 0 | 0 | 0 | 0 | 0 | 0 | 0 | 0 | 0 | 0 | 0 | 0 | 0 | 0 | 0 | 0 | 0 | 0 | 0 | 0 | 0 | 0 | 0
F9_Commercial_Interruptible - College_Existing_Space Heating_Natural Gas_Strategic Energy Management_A_Achievable Economic TRC Potential | F9 | Commercial | Interruptible - College | Existing | Space Heating | Natural Gas | Strategic Energy Management | A | Cumulative Winter Peak Savings (MW) | Achievable Economic TRC Potential | 0 | 0 | 0 | 0 | 0 | 0 | 0 | 0 | 0 | 0 | 0 | 0 | 0 | 0 | 0 | 0 | 0 | 0 | 0 | 0 | 0 | 0 | 0 | 0 | 0 | 0 | 0
F10_Commercial_Interruptible - College_Existing_Space Heating_Natural Gas_Strategic Energy Management_A_Achievable Economic TRC Potential | F10 | Commercial | Interruptible - College | Existing | Space Heating | Natural Gas | Strategic Energy Management | A | Purchases (Incremental) | Achievable Economic TRC Potential | 0 | 0 | 4071.8612 | 8358.0309 | 8358.0309 | 4286.1697 | 0 | 0 | 0 | 0 | 0 | 0 | 0 | 0 | 0 | 0 | 0 | 0 | 0 | 0 | 0 | 0 | 0 | 0 | 0 | 0 | 0
F11_Commercial_Interruptible - College_Existing_Space Heating_Natural Gas_Strategic Energy Management_A_Achievable Economic TRC Potential | F11 | Commercial | Interruptible - College | Existing | Space Heating | Natural Gas | Strategic Energy Management | A | Purchases (Cumulative) | Achievable Economic TRC Potential | 0 | 0 | 4071.8612 | 12429.8921 | 20787.923 | 25074.0927 | 25074.0927 | 25074.0927 | 25074.0927 | 25074.0927 | 25074.0927 | 25074.0927 | 25074.0927 | 25074.0927 | 25074.0927 | 25074.0927 | 25074.0927 | 25074.0927 | 25074.0927 | 25074.0927 | 25074.0927 | 25074.0927 | 25074.0927 | 25074.0927 | 25074.0927 | 25074.0927 | 25074.0927
F1_Commercial_Interruptible - College_Existing_Water Heating_Natural Gas_Strategic Energy Management_A_Achievable Economic TRC Potential | F1 | Commercial | Interruptible - College | Existing | Water Heating | Natural Gas | Strategic Energy Management | A | Integrated Unit Energy Savings (kWh or therms) | Achievable Economic TRC Potential | 0 | 0 | 0.15579 | 0.14983 | 0.14399 | 0.13834 | 0.13288 | 0.12719 | 0.12165 | 0.11638 | 0.11152 | 0.10737 | 0.10416 | 0.10188 | 0.10095 | 0.10016 | 0.099729 | 0.099389 | 0.099123 | 0.098909 | 0.098757 | 0.09865 | 0.098573 | 0.098518 | 0.098445 | 0.098426 | 0.098411
F2_Commercial_Interruptible - College_Existing_Water Heating_Natural Gas_Strategic Energy Management_A_Achievable Economic TRC Potential | F2 | Commercial | Interruptible - College | Existing | Water Heating | Natural Gas | Strategic Energy Management | A | Integrated Unit Summer Peak Savings (kW) | Achievable Economic TRC Potential | 0 | 0 | 0 | 0 | 0 | 0 | 0 | 0 | 0 | 0 | 0 | 0 | 0 | 0 | 0 | 0 | 0 | 0 | 0 | 0 | 0 | 0 | 0 | 0 | 0 | 0 | 0
F3_Commercial_Interruptible - College_Existing_Water Heating_Natural Gas_Strategic Energy Management_A_Achievable Economic TRC Potential | F3 | Commercial | Interruptible - College | Existing | Water Heating | Natural Gas | Strategic Energy Management | A | Integrated Unit Winter Peak Savings (kW) | Achievable Economic TRC Potential | 0 | 0 | 0 | 0 | 0 | 0 | 0 | 0 | 0 | 0 | 0 | 0 | 0 | 0 | 0 | 0 | 0 | 0 | 0 | 0 | 0 | 0 | 0 | 0 | 0 | 0 | 0
F4_Commercial_Interruptible - College_Existing_Water Heating_Natural Gas_Strategic Energy Management_A_Achievable Economic TRC Potential | F4 | Commercial | Interruptible - College | Existing | Water Heating | Natural Gas | Strategic Energy Management | A | Incremental Energy Savings (MWh or mTherms) | Achievable Economic TRC Potential | 0 | 0 | 0.7146 | 1.4106 | 1.3556 | 0.66793 | 0 | 0 | 0 | 0 | 0 | 0 | 0 | 0 | 0 | 0 | 0 | 0 | 0 | 0 | 0 | 0 | 0 | 0 | 0 | 0 | 0
F5_Commercial_Interruptible - College_Existing_Water Heating_Natural Gas_Strategic Energy Management_A_Achievable Economic TRC Potential | F5 | Commercial | Interruptible - College | Existing | Water Heating | Natural Gas | Strategic Energy Management | A | Incremental Summer Peak Savings (MW) | Achievable Economic TRC Potential | 0 | 0 | 0 | 0 | 0 | 0 | 0 | 0 | 0 | 0 | 0 | 0 | 0 | 0 | 0 | 0 | 0 | 0 | 0 | 0 | 0 | 0 | 0 | 0 | 0 | 0 | 0
F6_Commercial_Interruptible - College_Existing_Water Heating_Natural Gas_Strategic Energy Management_A_Achievable Economic TRC Potential | F6 | Commercial | Interruptible - College | Existing | Water Heating | Natural Gas | Strategic Energy Management | A | Incremental Winter Peak Savings (MW) | Achievable Economic TRC Potential | 0 | 0 | 0 | 0 | 0 | 0 | 0 | 0 | 0 | 0 | 0 | 0 | 0 | 0 | 0 | 0 | 0 | 0 | 0 | 0 | 0 | 0 | 0 | 0 | 0 | 0 | 0
F7_Commercial_Interruptible - College_Existing_Water Heating_Natural Gas_Strategic Energy Management_A_Achievable Economic TRC Potential | F7 | Commercial | Interruptible - College | Existing | Water Heating | Natural Gas | Strategic Energy Management | A | Cumulative Energy Savings (MWh or mTherms) | Achievable Economic TRC Potential | 0 | 0 | 0.7146 | 2.0978 | 3.3717 | 3.9074 | 3.7533 | 3.5925 | 3.436 | 3.2871 | 3.1498 | 3.0327 | 2.942 | 2.8776 | 2.8513 | 2.8289 | 2.8168 | 2.8073 | 2.7997 | 2.7937 | 2.7894 | 2.7864 | 2.7842 | 2.7827 | 2.7806 | 2.7801 | 2.7796
F8_Commercial_Interruptible - College_Existing_Water Heating_Natural Gas_Strategic Energy Management_A_Achievable Economic TRC Potential | F8 | Commercial | Interruptible - College | Existing | Water Heating | Natural Gas | Strategic Energy Management | A | Cumulative Summer Peak Savings (MW) | Achievable Economic TRC Potential | 0 | 0 | 0 | 0 | 0 | 0 | 0 | 0 | 0 | 0 | 0 | 0 | 0 | 0 | 0 | 0 | 0 | 0 | 0 | 0 | 0 | 0 | 0 | 0 | 0 | 0 | 0
F9_Commercial_Interruptible - College_Existing_Water Heating_Natural Gas_Strategic Energy Management_A_Achievable Economic TRC Potential | F9 | Commercial | Interruptible - College | Existing | Water Heating | Natural Gas | Strategic Energy Management | A | Cumulative Winter Peak Savings (MW) | Achievable Economic TRC Potential | 0 | 0 | 0 | 0 | 0 | 0 | 0 | 0 | 0 | 0 | 0 | 0 | 0 | 0 | 0 | 0 | 0 | 0 | 0 | 0 | 0 | 0 | 0 | 0 | 0 | 0 | 0
F10_Commercial_Interruptible - College_Existing_Water Heating_Natural Gas_Strategic Energy Management_A_Achievable Economic TRC Potential | F10 | Commercial | Interruptible - College | Existing | Water Heating | Natural Gas | Strategic Energy Management | A | Purchases (Incremental) | Achievable Economic TRC Potential | 0 | 0 | 4586.8045 | 9415.0198 | 9415.0198 | 4828.2153 | 0 | 0 | 0 | 0 | 0 | 0 | 0 | 0 | 0 | 0 | 0 | 0 | 0 | 0 | 0 | 0 | 0 | 0 | 0 | 0 | 0
F11_Commercial_Interruptible - College_Existing_Water Heating_Natural Gas_Strategic Energy Management_A_Achievable Economic TRC Potential | F11 | Commercial | Interruptible - College | Existing | Water Heating | Natural Gas | Strategic Energy Management | A | Purchases (Cumulative) | Achievable Economic TRC Potential | 0 | 0 | 4586.8045 | 14001.8242 | 23416.844 | 28245.0593 | 28245.0593 | 28245.0593 | 28245.0593 | 28245.0593 | 28245.0593 | 28245.0593 | 28245.0593 | 28245.0593 | 28245.0593 | 28245.0593 | 28245.0593 | 28245.0593 | 28245.0593 | 28245.0593 | 28245.0593 | 28245.0593 | 28245.0593 | 28245.0593 | 28245.0593 | 28245.0593 | 28245.0593
F1_Commercial_Interruptible - College_Existing_Space Heating_Natural Gas_Retrocommissioning_A_Achievable Economic TRC Potential | F1 | Commercial | Interruptible - College | Existing | Space Heating | Natural Gas | Retrocommissioning | A | Integrated Unit Energy Savings (kWh or therms) | Achievable Economic TRC Potential | 0 | 0 | 0.11577 | 0.11449 | 0.11294 | 0.11115 | 0.1092 | 0.10701 | 0.1046 | 0.10197 | 0.099264 | 0.096454 | 0.09363 | 0.09082 | 0.088145 | 0.085639 | 0.083381 | 0.081529 | 0.080095 | 0.078887 | 0.077961 | 0.077103 | 0.076636 | 0.076181 | 0.075736 | 0.075302 | 0.074875
F2_Commercial_Interruptible - College_Existing_Space Heating_Natural Gas_Retrocommissioning_A_Achievable Economic TRC Potential | F2 | Commercial | Interruptible - College | Existing | Space Heating | Natural Gas | Retrocommissioning | A | Integrated Unit Summer Peak Savings (kW) | Achievable Economic TRC Potential | 0 | 0 | 0 | 0 | 0 | 0 | 0 | 0 | 0 | 0 | 0 | 0 | 0 | 0 | 0 | 0 | 0 | 0 | 0 | 0 | 0 | 0 | 0 | 0 | 0 | 0 | 0
F3_Commercial_Interruptible - College_Existing_Space Heating_Natural Gas_Retrocommissioning_A_Achievable Economic TRC Potential | F3 | Commercial | Interruptible - College | Existing | Space Heating | Natural Gas | Retrocommissioning | A | Integrated Unit Winter Peak Savings (kW) | Achievable Economic TRC Potential | 0 | 0 | 0 | 0 | 0 | 0 | 0 | 0 | 0 | 0 | 0 | 0 | 0 | 0 | 0 | 0 | 0 | 0 | 0 | 0 | 0 | 0 | 0 | 0 | 0 | 0 | 0
F4_Commercial_Interruptible - College_Existing_Space Heating_Natural Gas_Retrocommissioning_A_Achievable Economic TRC Potential | F4 | Commercial | Interruptible - College | Existing | Space Heating | Natural Gas | Retrocommissioning | A | Incremental Energy Savings (MWh or mTherms) | Achievable Economic TRC Potential | 0 | 0 | 0.88701 | 1.8006 | 1.7762 | 0.89644 | 1.9863e-16 | 0 | 0 | 0 | 0 | 0 | 0 | 0 | 0 | 0 | 0 | 0 | 0 | 0 | 0 | 0 | 0 | 0 | 0 | 0 | 0
F5_Commercial_Interruptible - College_Existing_Space Heating_Natural Gas_Retrocommissioning_A_Achievable Economic TRC Potential | F5 | Commercial | Interruptible - College | Existing | Space Heating | Natural Gas | Retrocommissioning | A | Incremental Summer Peak Savings (MW) | Achievable Economic TRC Potential | 0 | 0 | 0 | 0 | 0 | 0 | 0 | 0 | 0 | 0 | 0 | 0 | 0 | 0 | 0 | 0 | 0 | 0 | 0 | 0 | 0 | 0 | 0 | 0 | 0 | 0 | 0
F6_Commercial_Interruptible - College_Existing_Space Heating_Natural Gas_Retrocommissioning_A_Achievable Economic TRC Potential | F6 | Commercial | Interruptible - College | Existing | Space Heating | Natural Gas | Retrocommissioning | A | Incremental Winter Peak Savings (MW) | Achievable Economic TRC Potential | 0 | 0 | 0 | 0 | 0 | 0 | 0 | 0 | 0 | 0 | 0 | 0 | 0 | 0 | 0 | 0 | 0 | 0 | 0 | 0 | 0 | 0 | 0 | 0 | 0 | 0 | 0
F7_Commercial_Interruptible - College_Existing_Space Heating_Natural Gas_Retrocommissioning_A_Achievable Economic TRC Potential | F7 | Commercial | Interruptible - College | Existing | Space Heating | Natural Gas | Retrocommissioning | A | Cumulative Energy Savings (MWh or mTherms) | Achievable Economic TRC Potential | 0 | 0 | 0.88701 | 2.6778 | 4.4178 | 5.2442 | 5.1522 | 5.0492 | 4.9352 | 4.8111 | 4.6835 | 4.5509 | 4.4177 | 4.2851 | 4.1589 | 4.0407 | 3.9341 | 3.8468 | 3.7791 | 3.7221 | 3.6784 | 3.6379 | 3.6159 | 3.5944 | 3.5734 | 3.5529 | 3.5328
F8_Commercial_Interruptible - College_Existing_Space Heating_Natural Gas_Retrocommissioning_A_Achievable Economic TRC Potential | F8 | Commercial | Interruptible - College | Existing | Space Heating | Natural Gas | Retrocommissioning | A | Cumulative Summer Peak Savings (MW) | Achievable Economic TRC Potential | 0 | 0 | 0 | 0 | 0 | 0 | 0 | 0 | 0 | 0 | 0 | 0 | 0 | 0 | 0 | 0 | 0 | 0 | 0 | 0 | 0 | 0 | 0 | 0 | 0 | 0 | 0
F9_Commercial_Interruptible - College_Existing_Space Heating_Natural Gas_Retrocommissioning_A_Achievable Economic TRC Potential | F9 | Commercial | Interruptible - College | Existing | Space Heating | Natural Gas | Retrocommissioning | A | Cumulative Winter Peak Savings (MW) | Achievable Economic TRC Potential | 0 | 0 | 0 | 0 | 0 | 0 | 0 | 0 | 0 | 0 | 0 | 0 | 0 | 0 | 0 | 0 | 0 | 0 | 0 | 0 | 0 | 0 | 0 | 0 | 0 | 0 | 0
F10_Commercial_Interruptible - College_Existing_Space Heating_Natural Gas_Retrocommissioning_A_Achievable Economic TRC Potential | F10 | Commercial | Interruptible - College | Existing | Space Heating | Natural Gas | Retrocommissioning | A | Purchases (Incremental) | Achievable Economic TRC Potential | 0 | 0 | 7662.1044 | 15727.4775 | 15727.4775 | 8065.3731 | 1.819e-12 | 0 | 0 | 0 | 0 | 0 | 0 | 0 | 0 | 0 | 0 | 0 | 0 | 0 | 0 | 0 | 0 | 0 | 0 | 0 | 0
F11_Commercial_Interruptible - College_Existing_Space Heating_Natural Gas_Retrocommissioning_A_Achievable Economic TRC Potential | F11 | Commercial | Interruptible - College | Existing | Space Heating | Natural Gas | Retrocommissioning | A | Purchases (Cumulative) | Achievable Economic TRC Potential | 0 | 0 | 7662.1044 | 23389.582 | 39117.0595 | 47182.4326 | 47182.4326 | 47182.4326 | 47182.4326 | 47182.4326 | 47182.4326 | 47182.4326 | 47182.4326 | 47182.4326 | 47182.4326 | 47182.4326 | 47182.4326 | 47182.4326 | 47182.4326 | 47182.4326 | 47182.4326 | 47182.4326 | 47182.4326 | 47182.4326 | 47182.4326 | 47182.4326 | 47182.4326
F1_Commercial_Interruptible - College_Existing_Water Heating_Natural Gas_Retrocommissioning_A_Achievable Economic TRC Potential | F1 | Commercial | Interruptible - College | Existing | Water Heating | Natural Gas | Retrocommissioning | A | Integrated Unit Energy Savings (kWh or therms) | Achievable Economic TRC Potential | 0 | 0 | 0.19162 | 0.1849 | 0.1783 | 0.17161 | 0.16484 | 0.15778 | 0.15091 | 0.14437 | 0.13834 | 0.13319 | 0.12921 | 0.12638 | 0.12523 | 0.12424 | 0.12371 | 0.12329 | 0.12296 | 0.1227 | 0.12251 | 0.12238 | 0.12228 | 0.12221 | 0.12212 | 0.1221 | 0.12208
F2_Commercial_Interruptible - College_Existing_Water Heating_Natural Gas_Retrocommissioning_A_Achievable Economic TRC Potential | F2 | Commercial | Interruptible - College | Existing | Water Heating | Natural Gas | Retrocommissioning | A | Integrated Unit Summer Peak Savings (kW) | Achievable Economic TRC Potential | 0 | 0 | 0 | 0 | 0 | 0 | 0 | 0 | 0 | 0 | 0 | 0 | 0 | 0 | 0 | 0 | 0 | 0 | 0 | 0 | 0 | 0 | 0 | 0 | 0 | 0 | 0
F3_Commercial_Interruptible - College_Existing_Water Heating_Natural Gas_Retrocommissioning_A_Achievable Economic TRC Potential | F3 | Commercial | Interruptible - College | Existing | Water Heating | Natural Gas | Retrocommissioning | A | Integrated Unit Winter Peak Savings (kW) | Achievable Economic TRC Potential | 0 | 0 | 0 | 0 | 0 | 0 | 0 | 0 | 0 | 0 | 0 | 0 | 0 | 0 | 0 | 0 | 0 | 0 | 0 | 0 | 0 | 0 | 0 | 0 | 0 | 0 | 0
F4_Commercial_Interruptible - College_Existing_Water Heating_Natural Gas_Retrocommissioning_A_Achievable Economic TRC Potential | F4 | Commercial | Interruptible - College | Existing | Water Heating | Natural Gas | Retrocommissioning | A | Incremental Energy Savings (MWh or mTherms) | Achievable Economic TRC Potential | 0 | 0 | 1.6539 | 3.2758 | 3.1589 | 1.5591 | 0 | 0 | 0 | 0 | 0 | 0 | 0 | 0 | 0 | 0 | 0 | 0 | 0 | 0 | 0 | 0 | 0 | 0 | 0 | 0 | 0
F5_Commercial_Interruptible - College_Existing_Water Heating_Natural Gas_Retrocommissioning_A_Achievable Economic TRC Potential | F5 | Commercial | Interruptible - College | Existing | Water Heating | Natural Gas | Retrocommissioning | A | Incremental Summer Peak Savings (MW) | Achievable Economic TRC Potential | 0 | 0 | 0 | 0 | 0 | 0 | 0 | 0 | 0 | 0 | 0 | 0 | 0 | 0 | 0 | 0 | 0 | 0 | 0 | 0 | 0 | 0 | 0 | 0 | 0 | 0 | 0
F6_Commercial_Interruptible - College_Existing_Water Heating_Natural Gas_Retrocommissioning_A_Achievable Economic TRC Potential | F6 | Commercial | Interruptible - College | Existing | Water Heating | Natural Gas | Retrocommissioning | A | Incremental Winter Peak Savings (MW) | Achievable Economic TRC Potential | 0 | 0 | 0 | 0 | 0 | 0 | 0 | 0 | 0 | 0 | 0 | 0 | 0 | 0 | 0 | 0 | 0 | 0 | 0 | 0 | 0 | 0 | 0 | 0 | 0 | 0 | 0
F7_Commercial_Interruptible - College_Existing_Water Heating_Natural Gas_Retrocommissioning_A_Achievable Economic TRC Potential | F7 | Commercial | Interruptible - College | Existing | Water Heating | Natural Gas | Retrocommissioning | A | Cumulative Energy Savings (MWh or mTherms) | Achievable Economic TRC Potential | 0 | 0 | 1.6539 | 4.8718 | 7.8567 | 9.121 | 8.7613 | 8.3859 | 8.0206 | 7.673 | 7.3526 | 7.0792 | 6.8674 | 6.7172 | 6.6556 | 6.6035 | 6.5753 | 6.553 | 6.5354 | 6.5213 | 6.5113 | 6.5042 | 6.4991 | 6.4955 | 6.4907 | 6.4894 | 6.4885
F8_Commercial_Interruptible - College_Existing_Water Heating_Natural Gas_Retrocommissioning_A_Achievable Economic TRC Potential | F8 | Commercial | Interruptible - College | Existing | Water Heating | Natural Gas | Retrocommissioning | A | Cumulative Summer Peak Savings (MW) | Achievable Economic TRC Potential | 0 | 0 | 0 | 0 | 0 | 0 | 0 | 0 | 0 | 0 | 0 | 0 | 0 | 0 | 0 | 0 | 0 | 0 | 0 | 0 | 0 | 0 | 0 | 0 | 0 | 0 | 0
F9_Commercial_Interruptible - College_Existing_Water Heating_Natural Gas_Retrocommissioning_A_Achievable Economic TRC Potential | F9 | Commercial | Interruptible - College | Existing | Water Heating | Natural Gas | Retrocommissioning | A | Cumulative Winter Peak Savings (MW) | Achievable Economic TRC Potential | 0 | 0 | 0 | 0 | 0 | 0 | 0 | 0 | 0 | 0 | 0 | 0 | 0 | 0 | 0 | 0 | 0 | 0 | 0 | 0 | 0 | 0 | 0 | 0 | 0 | 0 | 0
F10_Commercial_Interruptible - College_Existing_Water Heating_Natural Gas_Retrocommissioning_A_Achievable Economic TRC Potential | F10 | Commercial | Interruptible - College | Existing | Water Heating | Natural Gas | Retrocommissioning | A | Purchases (Incremental) | Achievable Economic TRC Potential | 0 | 0 | 8631.0837 | 17716.435 | 17716.435 | 9085.3513 | 0 | 0 | 0 | 0 | 0 | 0 | 0 | 0 | 0 | 0 | 0 | 0 | 0 | 0 | 0 | 0 | 0 | 0 | 0 | 0 | 0
F11_Commercial_Interruptible - College_Existing_Water Heating_Natural Gas_Retrocommissioning_A_Achievable Economic TRC Potential | F11 | Commercial | Interruptible - College | Existing | Water Heating | Natural Gas | Retrocommissioning | A | Purchases (Cumulative) | Achievable Economic TRC Potential | 0 | 0 | 8631.0837 | 26347.5187 | 44063.9538 | 53149.305 | 53149.305 | 53149.305 | 53149.305 | 53149.305 | 53149.305 | 53149.305 | 53149.305 | 53149.305 | 53149.305 | 53149.305 | 53149.305 | 53149.305 | 53149.305 | 53149.305 | 53149.305 | 53149.305 | 53149.305 | 53149.305 | 53149.305 | 53149.305 | 53149.305
F1_Commercial_Interruptible - College_New_Space Heating_Natural Gas_Insulation - Ceiling_A_Achievable Economic TRC Potential | F1 | Commercial | Interruptible - College | New | Space Heating | Natural Gas | Insulation - Ceiling | A | Integrated Unit Energy Savings (kWh or therms) | Achievable Economic TRC Potential | 0 | 0 | 0 | 0 | 0 | 0 | 0 | 0 | 0 | 0 | 0 | 0 | 0 | 0 | 0 | 0 | 0 | 0 | 0 | 0 | 0 | 0 | 0 | 0 | 0 | 0 | 0
F2_Commercial_Interruptible - College_New_Space Heating_Natural Gas_Insulation - Ceiling_A_Achievable Economic TRC Potential | F2 | Commercial | Interruptible - College | New | Space Heating | Natural Gas | Insulation - Ceiling | A | Integrated Unit Summer Peak Savings (kW) | Achievable Economic TRC Potential | 0 | 0 | 0 | 0 | 0 | 0 | 0 | 0 | 0 | 0 | 0 | 0 | 0 | 0 | 0 | 0 | 0 | 0 | 0 | 0 | 0 | 0 | 0 | 0 | 0 | 0 | 0
F3_Commercial_Interruptible - College_New_Space Heating_Natural Gas_Insulation - Ceiling_A_Achievable Economic TRC Potential | F3 | Commercial | Interruptible - College | New | Space Heating | Natural Gas | Insulation - Ceiling | A | Integrated Unit Winter Peak Savings (kW) | Achievable Economic TRC Potential | 0 | 0 | 0 | 0 | 0 | 0 | 0 | 0 | 0 | 0 | 0 | 0 | 0 | 0 | 0 | 0 | 0 | 0 | 0 | 0 | 0 | 0 | 0 | 0 | 0 | 0 | 0
F4_Commercial_Interruptible - College_New_Space Heating_Natural Gas_Insulation - Ceiling_A_Achievable Economic TRC Potential | F4 | Commercial | Interruptible - College | New | Space Heating | Natural Gas | Insulation - Ceiling | A | Incremental Energy Savings (MWh or mTherms) | Achievable Economic TRC Potential | 0 | 0 | 0 | 0 | 0 | 0 | 0 | 0 | 0 | 0 | 0 | 0 | 0 | 0 | 0 | 0 | 0 | 0 | 0 | 0 | 0 | 0 | 0 | 0 | 0 | 0 | 0
F5_Commercial_Interruptible - College_New_Space Heating_Natural Gas_Insulation - Ceiling_A_Achievable Economic TRC Potential | F5 | Commercial | Interruptible - College | New | Space Heating | Natural Gas | Insulation - Ceiling | A | Incremental Summer Peak Savings (MW) | Achievable Economic TRC Potential | 0 | 0 | 0 | 0 | 0 | 0 | 0 | 0 | 0 | 0 | 0 | 0 | 0 | 0 | 0 | 0 | 0 | 0 | 0 | 0 | 0 | 0 | 0 | 0 | 0 | 0 | 0
F6_Commercial_Interruptible - College_New_Space Heating_Natural Gas_Insulation - Ceiling_A_Achievable Economic TRC Potential | F6 | Commercial | Interruptible - College | New | Space Heating | Natural Gas | Insulation - Ceiling | A | Incremental Winter Peak Savings (MW) | Achievable Economic TRC Potential | 0 | 0 | 0 | 0 | 0 | 0 | 0 | 0 | 0 | 0 | 0 | 0 | 0 | 0 | 0 | 0 | 0 | 0 | 0 | 0 | 0 | 0 | 0 | 0 | 0 | 0 | 0
F7_Commercial_Interruptible - College_New_Space Heating_Natural Gas_Insulation - Ceiling_A_Achievable Economic TRC Potential | F7 | Commercial | Interruptible - College | New | Space Heating | Natural Gas | Insulation - Ceiling | A | Cumulative Energy Savings (MWh or mTherms) | Achievable Economic TRC Potential | 0 | 0 | 0 | 0 | 0 | 0 | 0 | 0 | 0 | 0 | 0 | 0 | 0 | 0 | 0 | 0 | 0 | 0 | 0 | 0 | 0 | 0 | 0 | 0 | 0 | 0 | 0
F8_Commercial_Interruptible - College_New_Space Heating_Natural Gas_Insulation - Ceiling_A_Achievable Economic TRC Potential | F8 | Commercial | Interruptible - College | New | Space Heating | Natural Gas | Insulation - Ceiling | A | Cumulative Summer Peak Savings (MW) | Achievable Economic TRC Potential | 0 | 0 | 0 | 0 | 0 | 0 | 0 | 0 | 0 | 0 | 0 | 0 | 0 | 0 | 0 | 0 | 0 | 0 | 0 | 0 | 0 | 0 | 0 | 0 | 0 | 0 | 0
F9_Commercial_Interruptible - College_New_Space Heating_Natural Gas_Insulation - Ceiling_A_Achievable Economic TRC Potential | F9 | Commercial | Interruptible - College | New | Space Heating | Natural Gas | Insulation - Ceiling | A | Cumulative Winter Peak Savings (MW) | Achievable Economic TRC Potential | 0 | 0 | 0 | 0 | 0 | 0 | 0 | 0 | 0 | 0 | 0 | 0 | 0 | 0 | 0 | 0 | 0 | 0 | 0 | 0 | 0 | 0 | 0 | 0 | 0 | 0 | 0
F10_Commercial_Interruptible - College_New_Space Heating_Natural Gas_Insulation - Ceiling_A_Achievable Economic TRC Potential | F10 | Commercial | Interruptible - College | New | Space Heating | Natural Gas | Insulation - Ceiling | A | Purchases (Incremental) | Achievable Economic TRC Potential | 0 | 0 | 0 | 0 | 0 | 0 | 0 | 0 | 0 | 0 | 0 | 0 | 0 | 0 | 0 | 0 | 0 | 0 | 0 | 0 | 0 | 0 | 0 | 0 | 0 | 0 | 0
F11_Commercial_Interruptible - College_New_Space Heating_Natural Gas_Insulation - Ceiling_A_Achievable Economic TRC Potential | F11 | Commercial | Interruptible - College | New | Space Heating | Natural Gas | Insulation - Ceiling | A | Purchases (Cumulative) | Achievable Economic TRC Potential | 0 | 0 | 0 | 0 | 0 | 0 | 0 | 0 | 0 | 0 | 0 | 0 | 0 | 0 | 0 | 0 | 0 | 0 | 0 | 0 | 0 | 0 | 0 | 0 | 0 | 0 | 0
F1_Commercial_Interruptible - College_New_Space Heating_Natural Gas_Insulation - Ducting_A_Achievable Economic TRC Potential | F1 | Commercial | Interruptible - College | New | Space Heating | Natural Gas | Insulation - Ducting | A | Integrated Unit Energy Savings (kWh or therms) | Achievable Economic TRC Potential | 0 | 0 | 0 | 0 | 0 | 0 | 0 | 0 | 0 | 0 | 0 | 0 | 0 | 0 | 0 | 0 | 0 | 0 | 0 | 0 | 0 | 0 | 0 | 0 | 0 | 0 | 0
F2_Commercial_Interruptible - College_New_Space Heating_Natural Gas_Insulation - Ducting_A_Achievable Economic TRC Potential | F2 | Commercial | Interruptible - College | New | Space Heating | Natural Gas | Insulation - Ducting | A | Integrated Unit Summer Peak Savings (kW) | Achievable Economic TRC Potential | 0 | 0 | 0 | 0 | 0 | 0 | 0 | 0 | 0 | 0 | 0 | 0 | 0 | 0 | 0 | 0 | 0 | 0 | 0 | 0 | 0 | 0 | 0 | 0 | 0 | 0 | 0
F3_Commercial_Interruptible - College_New_Space Heating_Natural Gas_Insulation - Ducting_A_Achievable Economic TRC Potential | F3 | Commercial | Interruptible - College | New | Space Heating | Natural Gas | Insulation - Ducting | A | Integrated Unit Winter Peak Savings (kW) | Achievable Economic TRC Potential | 0 | 0 | 0 | 0 | 0 | 0 | 0 | 0 | 0 | 0 | 0 | 0 | 0 | 0 | 0 | 0 | 0 | 0 | 0 | 0 | 0 | 0 | 0 | 0 | 0 | 0 | 0
F4_Commercial_Interruptible - College_New_Space Heating_Natural Gas_Insulation - Ducting_A_Achievable Economic TRC Potential | F4 | Commercial | Interruptible - College | New | Space Heating | Natural Gas | Insulation - Ducting | A | Incremental Energy Savings (MWh or mTherms) | Achievable Economic TRC Potential | 0 | 0 | 0 | 0 | 0 | 0 | 0 | 0 | 0 | 0 | 0 | 0 | 0 | 0 | 0 | 0 | 0 | 0 | 0 | 0 | 0 | 0 | 0 | 0 | 0 | 0 | 0
F5_Commercial_Interruptible - College_New_Space Heating_Natural Gas_Insulation - Ducting_A_Achievable Economic TRC Potential | F5 | Commercial | Interruptible - College | New | Space Heating | Natural Gas | Insulation - Ducting | A | Incremental Summer Peak Savings (MW) | Achievable Economic TRC Potential | 0 | 0 | 0 | 0 | 0 | 0 | 0 | 0 | 0 | 0 | 0 | 0 | 0 | 0 | 0 | 0 | 0 | 0 | 0 | 0 | 0 | 0 | 0 | 0 | 0 | 0 | 0
F6_Commercial_Interruptible - College_New_Space Heating_Natural Gas_Insulation - Ducting_A_Achievable Economic TRC Potential | F6 | Commercial | Interruptible - College | New | Space Heating | Natural Gas | Insulation - Ducting | A | Incremental Winter Peak Savings (MW) | Achievable Economic TRC Potential | 0 | 0 | 0 | 0 | 0 | 0 | 0 | 0 | 0 | 0 | 0 | 0 | 0 | 0 | 0 | 0 | 0 | 0 | 0 | 0 | 0 | 0 | 0 | 0 | 0 | 0 | 0
F7_Commercial_Interruptible - College_New_Space Heating_Natural Gas_Insulation - Ducting_A_Achievable Economic TRC Potential | F7 | Commercial | Interruptible - College | New | Space Heating | Natural Gas | Insulation - Ducting | A | Cumulative Energy Savings (MWh or mTherms) | Achievable Economic TRC Potential | 0 | 0 | 0 | 0 | 0 | 0 | 0 | 0 | 0 | 0 | 0 | 0 | 0 | 0 | 0 | 0 | 0 | 0 | 0 | 0 | 0 | 0 | 0 | 0 | 0 | 0 | 0
F8_Commercial_Interruptible - College_New_Space Heating_Natural Gas_Insulation - Ducting_A_Achievable Economic TRC Potential | F8 | Commercial | Interruptible - College | New | Space Heating | Natural Gas | Insulation - Ducting | A | Cumulative Summer Peak Savings (MW) | Achievable Economic TRC Potential | 0 | 0 | 0 | 0 | 0 | 0 | 0 | 0 | 0 | 0 | 0 | 0 | 0 | 0 | 0 | 0 | 0 | 0 | 0 | 0 | 0 | 0 | 0 | 0 | 0 | 0 | 0
F9_Commercial_Interruptible - College_New_Space Heating_Natural Gas_Insulation - Ducting_A_Achievable Economic TRC Potential | F9 | Commercial | Interruptible - College | New | Space Heating | Natural Gas | Insulation - Ducting | A | Cumulative Winter Peak Savings (MW) | Achievable Economic TRC Potential | 0 | 0 | 0 | 0 | 0 | 0 | 0 | 0 | 0 | 0 | 0 | 0 | 0 | 0 | 0 | 0 | 0 | 0 | 0 | 0 | 0 | 0 | 0 | 0 | 0 | 0 | 0
F10_Commercial_Interruptible - College_New_Space Heating_Natural Gas_Insulation - Ducting_A_Achievable Economic TRC Potential | F10 | Commercial | Interruptible - College | New | Space Heating | Natural Gas | Insulation - Ducting | A | Purchases (Incremental) | Achievable Economic TRC Potential | 0 | 0 | 0 | 0 | 0 | 0 | 0 | 0 | 0 | 0 | 0 | 0 | 0 | 0 | 0 | 0 | 0 | 0 | 0 | 0 | 0 | 0 | 0 | 0 | 0 | 0 | 0
F11_Commercial_Interruptible - College_New_Space Heating_Natural Gas_Insulation - Ducting_A_Achievable Economic TRC Potential | F11 | Commercial | Interruptible - College | New | Space Heating | Natural Gas | Insulation - Ducting | A | Purchases (Cumulative) | Achievable Economic TRC Potential | 0 | 0 | 0 | 0 | 0 | 0 | 0 | 0 | 0 | 0 | 0 | 0 | 0 | 0 | 0 | 0 | 0 | 0 | 0 | 0 | 0 | 0 | 0 | 0 | 0 | 0 | 0
F1_Commercial_Interruptible - College_New_Space Heating_Natural Gas_Insulation - Wall Cavity_A_Achievable Economic TRC Potential | F1 | Commercial | Interruptible - College | New | Space Heating | Natural Gas | Insulation - Wall Cavity | A | Integrated Unit Energy Savings (kWh or therms) | Achievable Economic TRC Potential | 0 | 0 | 0 | 0 | 0 | 0 | 0 | 0 | 0 | 0 | 0 | 0 | 0 | 0 | 0 | 0 | 0 | 0 | 0 | 0 | 0 | 0 | 0 | 0 | 0 | 0 | 0
F2_Commercial_Interruptible - College_New_Space Heating_Natural Gas_Insulation - Wall Cavity_A_Achievable Economic TRC Potential | F2 | Commercial | Interruptible - College | New | Space Heating | Natural Gas | Insulation - Wall Cavity | A | Integrated Unit Summer Peak Savings (kW) | Achievable Economic TRC Potential | 0 | 0 | 0 | 0 | 0 | 0 | 0 | 0 | 0 | 0 | 0 | 0 | 0 | 0 | 0 | 0 | 0 | 0 | 0 | 0 | 0 | 0 | 0 | 0 | 0 | 0 | 0
F3_Commercial_Interruptible - College_New_Space Heating_Natural Gas_Insulation - Wall Cavity_A_Achievable Economic TRC Potential | F3 | Commercial | Interruptible - College | New | Space Heating | Natural Gas | Insulation - Wall Cavity | A | Integrated Unit Winter Peak Savings (kW) | Achievable Economic TRC Potential | 0 | 0 | 0 | 0 | 0 | 0 | 0 | 0 | 0 | 0 | 0 | 0 | 0 | 0 | 0 | 0 | 0 | 0 | 0 | 0 | 0 | 0 | 0 | 0 | 0 | 0 | 0
F4_Commercial_Interruptible - College_New_Space Heating_Natural Gas_Insulation - Wall Cavity_A_Achievable Economic TRC Potential | F4 | Commercial | Interruptible - College | New | Space Heating | Natural Gas | Insulation - Wall Cavity | A | Incremental Energy Savings (MWh or mTherms) | Achievable Economic TRC Potential | 0 | 0 | 0 | 0 | 0 | 0 | 0 | 0 | 0 | 0 | 0 | 0 | 0 | 0 | 0 | 0 | 0 | 0 | 0 | 0 | 0 | 0 | 0 | 0 | 0 | 0 | 0
F5_Commercial_Interruptible - College_New_Space Heating_Natural Gas_Insulation - Wall Cavity_A_Achievable Economic TRC Potential | F5 | Commercial | Interruptible - College | New | Space Heating | Natural Gas | Insulation - Wall Cavity | A | Incremental Summer Peak Savings (MW) | Achievable Economic TRC Potential | 0 | 0 | 0 | 0 | 0 | 0 | 0 | 0 | 0 | 0 | 0 | 0 | 0 | 0 | 0 | 0 | 0 | 0 | 0 | 0 | 0 | 0 | 0 | 0 | 0 | 0 | 0
F6_Commercial_Interruptible - College_New_Space Heating_Natural Gas_Insulation - Wall Cavity_A_Achievable Economic TRC Potential | F6 | Commercial | Interruptible - College | New | Space Heating | Natural Gas | Insulation - Wall Cavity | A | Incremental Winter Peak Savings (MW) | Achievable Economic TRC Potential | 0 | 0 | 0 | 0 | 0 | 0 | 0 | 0 | 0 | 0 | 0 | 0 | 0 | 0 | 0 | 0 | 0 | 0 | 0 | 0 | 0 | 0 | 0 | 0 | 0 | 0 | 0
F7_Commercial_Interruptible - College_New_Space Heating_Natural Gas_Insulation - Wall Cavity_A_Achievable Economic TRC Potential | F7 | Commercial | Interruptible - College | New | Space Heating | Natural Gas | Insulation - Wall Cavity | A | Cumulative Energy Savings (MWh or mTherms) | Achievable Economic TRC Potential | 0 | 0 | 0 | 0 | 0 | 0 | 0 | 0 | 0 | 0 | 0 | 0 | 0 | 0 | 0 | 0 | 0 | 0 | 0 | 0 | 0 | 0 | 0 | 0 | 0 | 0 | 0
F8_Commercial_Interruptible - College_New_Space Heating_Natural Gas_Insulation - Wall Cavity_A_Achievable Economic TRC Potential | F8 | Commercial | Interruptible - College | New | Space Heating | Natural Gas | Insulation - Wall Cavity | A | Cumulative Summer Peak Savings (MW) | Achievable Economic TRC Potential | 0 | 0 | 0 | 0 | 0 | 0 | 0 | 0 | 0 | 0 | 0 | 0 | 0 | 0 | 0 | 0 | 0 | 0 | 0 | 0 | 0 | 0 | 0 | 0 | 0 | 0 | 0
F9_Commercial_Interruptible - College_New_Space Heating_Natural Gas_Insulation - Wall Cavity_A_Achievable Economic TRC Potential | F9 | Commercial | Interruptible - College | New | Space Heating | Natural Gas | Insulation - Wall Cavity | A | Cumulative Winter Peak Savings (MW) | Achievable Economic TRC Potential | 0 | 0 | 0 | 0 | 0 | 0 | 0 | 0 | 0 | 0 | 0 | 0 | 0 | 0 | 0 | 0 | 0 | 0 | 0 | 0 | 0 | 0 | 0 | 0 | 0 | 0 | 0
F10_Commercial_Interruptible - College_New_Space Heating_Natural Gas_Insulation - Wall Cavity_A_Achievable Economic TRC Potential | F10 | Commercial | Interruptible - College | New | Space Heating | Natural Gas | Insulation - Wall Cavity | A | Purchases (Incremental) | Achievable Economic TRC Potential | 0 | 0 | 0 | 0 | 0 | 0 | 0 | 0 | 0 | 0 | 0 | 0 | 0 | 0 | 0 | 0 | 0 | 0 | 0 | 0 | 0 | 0 | 0 | 0 | 0 | 0 | 0
F11_Commercial_Interruptible - College_New_Space Heating_Natural Gas_Insulation - Wall Cavity_A_Achievable Economic TRC Potential | F11 | Commercial | Interruptible - College | New | Space Heating | Natural Gas | Insulation - Wall Cavity | A | Purchases (Cumulative) | Achievable Economic TRC Potential | 0 | 0 | 0 | 0 | 0 | 0 | 0 | 0 | 0 | 0 | 0 | 0 | 0 | 0 | 0 | 0 | 0 | 0 | 0 | 0 | 0 | 0 | 0 | 0 | 0 | 0 | 0
F1_Commercial_Interruptible - College_New_Space Heating_Natural Gas_Green Roof - Vegetated Rooftop_A_Achievable Economic TRC Potential | F1 | Commercial | Interruptible - College | New | Space Heating | Natural Gas | Green Roof - Vegetated Rooftop | A | Integrated Unit Energy Savings (kWh or therms) | Achievable Economic TRC Potential | 0 | 0 | 0 | 0 | 0 | 0 | 0 | 0 | 0 | 0 | 0 | 0 | 0 | 0 | 0 | 0 | 0 | 0 | 0 | 0 | 0 | 0 | 0 | 0 | 0 | 0 | 0
F2_Commercial_Interruptible - College_New_Space Heating_Natural Gas_Green Roof - Vegetated Rooftop_A_Achievable Economic TRC Potential | F2 | Commercial | Interruptible - College | New | Space Heating | Natural Gas | Green Roof - Vegetated Rooftop | A | Integrated Unit Summer Peak Savings (kW) | Achievable Economic TRC Potential | 0 | 0 | 0 | 0 | 0 | 0 | 0 | 0 | 0 | 0 | 0 | 0 | 0 | 0 | 0 | 0 | 0 | 0 | 0 | 0 | 0 | 0 | 0 | 0 | 0 | 0 | 0
F3_Commercial_Interruptible - College_New_Space Heating_Natural Gas_Green Roof - Vegetated Rooftop_A_Achievable Economic TRC Potential | F3 | Commercial | Interruptible - College | New | Space Heating | Natural Gas | Green Roof - Vegetated Rooftop | A | Integrated Unit Winter Peak Savings (kW) | Achievable Economic TRC Potential | 0 | 0 | 0 | 0 | 0 | 0 | 0 | 0 | 0 | 0 | 0 | 0 | 0 | 0 | 0 | 0 | 0 | 0 | 0 | 0 | 0 | 0 | 0 | 0 | 0 | 0 | 0
F4_Commercial_Interruptible - College_New_Space Heating_Natural Gas_Green Roof - Vegetated Rooftop_A_Achievable Economic TRC Potential | F4 | Commercial | Interruptible - College | New | Space Heating | Natural Gas | Green Roof - Vegetated Rooftop | A | Incremental Energy Savings (MWh or mTherms) | Achievable Economic TRC Potential | 0 | 0 | 0 | 0 | 0 | 0 | 0 | 0 | 0 | 0 | 0 | 0 | 0 | 0 | 0 | 0 | 0 | 0 | 0 | 0 | 0 | 0 | 0 | 0 | 0 | 0 | 0
F5_Commercial_Interruptible - College_New_Space Heating_Natural Gas_Green Roof - Vegetated Rooftop_A_Achievable Economic TRC Potential | F5 | Commercial | Interruptible - College | New | Space Heating | Natural Gas | Green Roof - Vegetated Rooftop | A | Incremental Summer Peak Savings (MW) | Achievable Economic TRC Potential | 0 | 0 | 0 | 0 | 0 | 0 | 0 | 0 | 0 | 0 | 0 | 0 | 0 | 0 | 0 | 0 | 0 | 0 | 0 | 0 | 0 | 0 | 0 | 0 | 0 | 0 | 0
F6_Commercial_Interruptible - College_New_Space Heating_Natural Gas_Green Roof - Vegetated Rooftop_A_Achievable Economic TRC Potential | F6 | Commercial | Interruptible - College | New | Space Heating | Natural Gas | Green Roof - Vegetated Rooftop | A | Incremental Winter Peak Savings (MW) | Achievable Economic TRC Potential | 0 | 0 | 0 | 0 | 0 | 0 | 0 | 0 | 0 | 0 | 0 | 0 | 0 | 0 | 0 | 0 | 0 | 0 | 0 | 0 | 0 | 0 | 0 | 0 | 0 | 0 | 0
F7_Commercial_Interruptible - College_New_Space Heating_Natural Gas_Green Roof - Vegetated Rooftop_A_Achievable Economic TRC Potential | F7 | Commercial | Interruptible - College | New | Space Heating | Natural Gas | Green Roof - Vegetated Rooftop | A | Cumulative Energy Savings (MWh or mTherms) | Achievable Economic TRC Potential | 0 | 0 | 0 | 0 | 0 | 0 | 0 | 0 | 0 | 0 | 0 | 0 | 0 | 0 | 0 | 0 | 0 | 0 | 0 | 0 | 0 | 0 | 0 | 0 | 0 | 0 | 0
F8_Commercial_Interruptible - College_New_Space Heating_Natural Gas_Green Roof - Vegetated Rooftop_A_Achievable Economic TRC Potential | F8 | Commercial | Interruptible - College | New | Space Heating | Natural Gas | Green Roof - Vegetated Rooftop | A | Cumulative Summer Peak Savings (MW) | Achievable Economic TRC Potential | 0 | 0 | 0 | 0 | 0 | 0 | 0 | 0 | 0 | 0 | 0 | 0 | 0 | 0 | 0 | 0 | 0 | 0 | 0 | 0 | 0 | 0 | 0 | 0 | 0 | 0 | 0
F9_Commercial_Interruptible - College_New_Space Heating_Natural Gas_Green Roof - Vegetated Rooftop_A_Achievable Economic TRC Potential | F9 | Commercial | Interruptible - College | New | Space Heating | Natural Gas | Green Roof - Vegetated Rooftop | A | Cumulative Winter Peak Savings (MW) | Achievable Economic TRC Potential | 0 | 0 | 0 | 0 | 0 | 0 | 0 | 0 | 0 | 0 | 0 | 0 | 0 | 0 | 0 | 0 | 0 | 0 | 0 | 0 | 0 | 0 | 0 | 0 | 0 | 0 | 0
F10_Commercial_Interruptible - College_New_Space Heating_Natural Gas_Green Roof - Vegetated Rooftop_A_Achievable Economic TRC Potential | F10 | Commercial | Interruptible - College | New | Space Heating | Natural Gas | Green Roof - Vegetated Rooftop | A | Purchases (Incremental) | Achievable Economic TRC Potential | 0 | 0 | 0 | 0 | 0 | 0 | 0 | 0 | 0 | 0 | 0 | 0 | 0 | 0 | 0 | 0 | 0 | 0 | 0 | 0 | 0 | 0 | 0 | 0 | 0 | 0 | 0
F11_Commercial_Interruptible - College_New_Space Heating_Natural Gas_Green Roof - Vegetated Rooftop_A_Achievable Economic TRC Potential | F11 | Commercial | Interruptible - College | New | Space Heating | Natural Gas | Green Roof - Vegetated Rooftop | A | Purchases (Cumulative) | Achievable Economic TRC Potential | 0 | 0 | 0 | 0 | 0 | 0 | 0 | 0 | 0 | 0 | 0 | 0 | 0 | 0 | 0 | 0 | 0 | 0 | 0 | 0 | 0 | 0 | 0 | 0 | 0 | 0 | 0
F1_Commercial_Interruptible - College_New_Space Heating_Natural Gas_Ducting - Repair and Sealing_A_Achievable Economic TRC Potential | F1 | Commercial | Interruptible - College | New | Space Heating | Natural Gas | Ducting - Repair and Sealing | A | Integrated Unit Energy Savings (kWh or therms) | Achievable Economic TRC Potential | 0 | 0 | 0 | 0 | 0 | 0 | 0 | 0 | 0 | 0 | 0 | 0 | 0 | 0 | 0 | 0 | 0 | 0 | 0 | 0 | 0 | 0 | 0 | 0 | 0 | 0 | 0
F2_Commercial_Interruptible - College_New_Space Heating_Natural Gas_Ducting - Repair and Sealing_A_Achievable Economic TRC Potential | F2 | Commercial | Interruptible - College | New | Space Heating | Natural Gas | Ducting - Repair and Sealing | A | Integrated Unit Summer Peak Savings (kW) | Achievable Economic TRC Potential | 0 | 0 | 0 | 0 | 0 | 0 | 0 | 0 | 0 | 0 | 0 | 0 | 0 | 0 | 0 | 0 | 0 | 0 | 0 | 0 | 0 | 0 | 0 | 0 | 0 | 0 | 0
F3_Commercial_Interruptible - College_New_Space Heating_Natural Gas_Ducting - Repair and Sealing_A_Achievable Economic TRC Potential | F3 | Commercial | Interruptible - College | New | Space Heating | Natural Gas | Ducting - Repair and Sealing | A | Integrated Unit Winter Peak Savings (kW) | Achievable Economic TRC Potential | 0 | 0 | 0 | 0 | 0 | 0 | 0 | 0 | 0 | 0 | 0 | 0 | 0 | 0 | 0 | 0 | 0 | 0 | 0 | 0 | 0 | 0 | 0 | 0 | 0 | 0 | 0
F4_Commercial_Interruptible - College_New_Space Heating_Natural Gas_Ducting - Repair and Sealing_A_Achievable Economic TRC Potential | F4 | Commercial | Interruptible - College | New | Space Heating | Natural Gas | Ducting - Repair and Sealing | A | Incremental Energy Savings (MWh or mTherms) | Achievable Economic TRC Potential | 0 | 0 | 0 | 0 | 0 | 0 | 0 | 0 | 0 | 0 | 0 | 0 | 0 | 0 | 0 | 0 | 0 | 0 | 0 | 0 | 0 | 0 | 0 | 0 | 0 | 0 | 0
F5_Commercial_Interruptible - College_New_Space Heating_Natural Gas_Ducting - Repair and Sealing_A_Achievable Economic TRC Potential | F5 | Commercial | Interruptible - College | New | Space Heating | Natural Gas | Ducting - Repair and Sealing | A | Incremental Summer Peak Savings (MW) | Achievable Economic TRC Potential | 0 | 0 | 0 | 0 | 0 | 0 | 0 | 0 | 0 | 0 | 0 | 0 | 0 | 0 | 0 | 0 | 0 | 0 | 0 | 0 | 0 | 0 | 0 | 0 | 0 | 0 | 0
F6_Commercial_Interruptible - College_New_Space Heating_Natural Gas_Ducting - Repair and Sealing_A_Achievable Economic TRC Potential | F6 | Commercial | Interruptible - College | New | Space Heating | Natural Gas | Ducting - Repair and Sealing | A | Incremental Winter Peak Savings (MW) | Achievable Economic TRC Potential | 0 | 0 | 0 | 0 | 0 | 0 | 0 | 0 | 0 | 0 | 0 | 0 | 0 | 0 | 0 | 0 | 0 | 0 | 0 | 0 | 0 | 0 | 0 | 0 | 0 | 0 | 0
F7_Commercial_Interruptible - College_New_Space Heating_Natural Gas_Ducting - Repair and Sealing_A_Achievable Economic TRC Potential | F7 | Commercial | Interruptible - College | New | Space Heating | Natural Gas | Ducting - Repair and Sealing | A | Cumulative Energy Savings (MWh or mTherms) | Achievable Economic TRC Potential | 0 | 0 | 0 | 0 | 0 | 0 | 0 | 0 | 0 | 0 | 0 | 0 | 0 | 0 | 0 | 0 | 0 | 0 | 0 | 0 | 0 | 0 | 0 | 0 | 0 | 0 | 0
F8_Commercial_Interruptible - College_New_Space Heating_Natural Gas_Ducting - Repair and Sealing_A_Achievable Economic TRC Potential | F8 | Commercial | Interruptible - College | New | Space Heating | Natural Gas | Ducting - Repair and Sealing | A | Cumulative Summer Peak Savings (MW) | Achievable Economic TRC Potential | 0 | 0 | 0 | 0 | 0 | 0 | 0 | 0 | 0 | 0 | 0 | 0 | 0 | 0 | 0 | 0 | 0 | 0 | 0 | 0 | 0 | 0 | 0 | 0 | 0 | 0 | 0
F9_Commercial_Interruptible - College_New_Space Heating_Natural Gas_Ducting - Repair and Sealing_A_Achievable Economic TRC Potential | F9 | Commercial | Interruptible - College | New | Space Heating | Natural Gas | Ducting - Repair and Sealing | A | Cumulative Winter Peak Savings (MW) | Achievable Economic TRC Potential | 0 | 0 | 0 | 0 | 0 | 0 | 0 | 0 | 0 | 0 | 0 | 0 | 0 | 0 | 0 | 0 | 0 | 0 | 0 | 0 | 0 | 0 | 0 | 0 | 0 | 0 | 0
F10_Commercial_Interruptible - College_New_Space Heating_Natural Gas_Ducting - Repair and Sealing_A_Achievable Economic TRC Potential | F10 | Commercial | Interruptible - College | New | Space Heating | Natural Gas | Ducting - Repair and Sealing | A | Purchases (Incremental) | Achievable Economic TRC Potential | 0 | 0 | 0 | 0 | 0 | 0 | 0 | 0 | 0 | 0 | 0 | 0 | 0 | 0 | 0 | 0 | 0 | 0 | 0 | 0 | 0 | 0 | 0 | 0 | 0 | 0 | 0
F11_Commercial_Interruptible - College_New_Space Heating_Natural Gas_Ducting - Repair and Sealing_A_Achievable Economic TRC Potential | F11 | Commercial | Interruptible - College | New | Space Heating | Natural Gas | Ducting - Repair and Sealing | A | Purchases (Cumulative) | Achievable Economic TRC Potential | 0 | 0 | 0 | 0 | 0 | 0 | 0 | 0 | 0 | 0 | 0 | 0 | 0 | 0 | 0 | 0 | 0 | 0 | 0 | 0 | 0 | 0 | 0 | 0 | 0 | 0 | 0
F1_Commercial_Interruptible - College_New_Space Heating_Natural Gas_Windows - High Efficiency Glazing_A_Achievable Economic TRC Potential | F1 | Commercial | Interruptible - College | New | Space Heating | Natural Gas | Windows - High Efficiency Glazing | A | Integrated Unit Energy Savings (kWh or therms) | Achievable Economic TRC Potential | 0 | 0 | 0 | 0 | 0 | 0 | 0 | 0 | 0 | 0 | 0 | 0 | 0 | 0 | 0 | 0 | 0 | 0 | 0 | 0 | 0 | 0 | 0 | 0 | 0 | 0 | 0
F2_Commercial_Interruptible - College_New_Space Heating_Natural Gas_Windows - High Efficiency Glazing_A_Achievable Economic TRC Potential | F2 | Commercial | Interruptible - College | New | Space Heating | Natural Gas | Windows - High Efficiency Glazing | A | Integrated Unit Summer Peak Savings (kW) | Achievable Economic TRC Potential | 0 | 0 | 0 | 0 | 0 | 0 | 0 | 0 | 0 | 0 | 0 | 0 | 0 | 0 | 0 | 0 | 0 | 0 | 0 | 0 | 0 | 0 | 0 | 0 | 0 | 0 | 0
F3_Commercial_Interruptible - College_New_Space Heating_Natural Gas_Windows - High Efficiency Glazing_A_Achievable Economic TRC Potential | F3 | Commercial | Interruptible - College | New | Space Heating | Natural Gas | Windows - High Efficiency Glazing | A | Integrated Unit Winter Peak Savings (kW) | Achievable Economic TRC Potential | 0 | 0 | 0 | 0 | 0 | 0 | 0 | 0 | 0 | 0 | 0 | 0 | 0 | 0 | 0 | 0 | 0 | 0 | 0 | 0 | 0 | 0 | 0 | 0 | 0 | 0 | 0
F4_Commercial_Interruptible - College_New_Space Heating_Natural Gas_Windows - High Efficiency Glazing_A_Achievable Economic TRC Potential | F4 | Commercial | Interruptible - College | New | Space Heating | Natural Gas | Windows - High Efficiency Glazing | A | Incremental Energy Savings (MWh or mTherms) | Achievable Economic TRC Potential | 0 | 0 | 0 | 0 | 0 | 0 | 0 | 0 | 0 | 0 | 0 | 0 | 0 | 0 | 0 | 0 | 0 | 0 | 0 | 0 | 0 | 0 | 0 | 0 | 0 | 0 | 0
F5_Commercial_Interruptible - College_New_Space Heating_Natural Gas_Windows - High Efficiency Glazing_A_Achievable Economic TRC Potential | F5 | Commercial | Interruptible - College | New | Space Heating | Natural Gas | Windows - High Efficiency Glazing | A | Incremental Summer Peak Savings (MW) | Achievable Economic TRC Potential | 0 | 0 | 0 | 0 | 0 | 0 | 0 | 0 | 0 | 0 | 0 | 0 | 0 | 0 | 0 | 0 | 0 | 0 | 0 | 0 | 0 | 0 | 0 | 0 | 0 | 0 | 0
F6_Commercial_Interruptible - College_New_Space Heating_Natural Gas_Windows - High Efficiency Glazing_A_Achievable Economic TRC Potential | F6 | Commercial | Interruptible - College | New | Space Heating | Natural Gas | Windows - High Efficiency Glazing | A | Incremental Winter Peak Savings (MW) | Achievable Economic TRC Potential | 0 | 0 | 0 | 0 | 0 | 0 | 0 | 0 | 0 | 0 | 0 | 0 | 0 | 0 | 0 | 0 | 0 | 0 | 0 | 0 | 0 | 0 | 0 | 0 | 0 | 0 | 0
F7_Commercial_Interruptible - College_New_Space Heating_Natural Gas_Windows - High Efficiency Glazing_A_Achievable Economic TRC Potential | F7 | Commercial | Interruptible - College | New | Space Heating | Natural Gas | Windows - High Efficiency Glazing | A | Cumulative Energy Savings (MWh or mTherms) | Achievable Economic TRC Potential | 0 | 0 | 0 | 0 | 0 | 0 | 0 | 0 | 0 | 0 | 0 | 0 | 0 | 0 | 0 | 0 | 0 | 0 | 0 | 0 | 0 | 0 | 0 | 0 | 0 | 0 | 0
F8_Commercial_Interruptible - College_New_Space Heating_Natural Gas_Windows - High Efficiency Glazing_A_Achievable Economic TRC Potential | F8 | Commercial | Interruptible - College | New | Space Heating | Natural Gas | Windows - High Efficiency Glazing | A | Cumulative Summer Peak Savings (MW) | Achievable Economic TRC Potential | 0 | 0 | 0 | 0 | 0 | 0 | 0 | 0 | 0 | 0 | 0 | 0 | 0 | 0 | 0 | 0 | 0 | 0 | 0 | 0 | 0 | 0 | 0 | 0 | 0 | 0 | 0
F9_Commercial_Interruptible - College_New_Space Heating_Natural Gas_Windows - High Efficiency Glazing_A_Achievable Economic TRC Potential | F9 | Commercial | Interruptible - College | New | Space Heating | Natural Gas | Windows - High Efficiency Glazing | A | Cumulative Winter Peak Savings (MW) | Achievable Economic TRC Potential | 0 | 0 | 0 | 0 | 0 | 0 | 0 | 0 | 0 | 0 | 0 | 0 | 0 | 0 | 0 | 0 | 0 | 0 | 0 | 0 | 0 | 0 | 0 | 0 | 0 | 0 | 0
F10_Commercial_Interruptible - College_New_Space Heating_Natural Gas_Windows - High Efficiency Glazing_A_Achievable Economic TRC Potential | F10 | Commercial | Interruptible - College | New | Space Heating | Natural Gas | Windows - High Efficiency Glazing | A | Purchases (Incremental) | Achievable Economic TRC Potential | 0 | 0 | 0 | 0 | 0 | 0 | 0 | 0 | 0 | 0 | 0 | 0 | 0 | 0 | 0 | 0 | 0 | 0 | 0 | 0 | 0 | 0 | 0 | 0 | 0 | 0 | 0
F11_Commercial_Interruptible - College_New_Space Heating_Natural Gas_Windows - High Efficiency Glazing_A_Achievable Economic TRC Potential | F11 | Commercial | Interruptible - College | New | Space Heating | Natural Gas | Windows - High Efficiency Glazing | A | Purchases (Cumulative) | Achievable Economic TRC Potential | 0 | 0 | 0 | 0 | 0 | 0 | 0 | 0 | 0 | 0 | 0 | 0 | 0 | 0 | 0 | 0 | 0 | 0 | 0 | 0 | 0 | 0 | 0 | 0 | 0 | 0 | 0
F1_Commercial_Interruptible - College_New_Space Heating_Natural Gas_Windows - Secondary Glazing Systems_A_Achievable Economic TRC Potential | F1 | Commercial | Interruptible - College | New | Space Heating | Natural Gas | Windows - Secondary Glazing Systems | A | Integrated Unit Energy Savings (kWh or therms) | Achievable Economic TRC Potential | 0 | 0 | 0 | 0 | 0 | 0 | 0 | 0 | 0 | 0 | 0 | 0 | 0 | 0 | 0 | 0 | 0 | 0 | 0 | 0 | 0 | 0 | 0 | 0 | 0 | 0 | 0
F2_Commercial_Interruptible - College_New_Space Heating_Natural Gas_Windows - Secondary Glazing Systems_A_Achievable Economic TRC Potential | F2 | Commercial | Interruptible - College | New | Space Heating | Natural Gas | Windows - Secondary Glazing Systems | A | Integrated Unit Summer Peak Savings (kW) | Achievable Economic TRC Potential | 0 | 0 | 0 | 0 | 0 | 0 | 0 | 0 | 0 | 0 | 0 | 0 | 0 | 0 | 0 | 0 | 0 | 0 | 0 | 0 | 0 | 0 | 0 | 0 | 0 | 0 | 0
F3_Commercial_Interruptible - College_New_Space Heating_Natural Gas_Windows - Secondary Glazing Systems_A_Achievable Economic TRC Potential | F3 | Commercial | Interruptible - College | New | Space Heating | Natural Gas | Windows - Secondary Glazing Systems | A | Integrated Unit Winter Peak Savings (kW) | Achievable Economic TRC Potential | 0 | 0 | 0 | 0 | 0 | 0 | 0 | 0 | 0 | 0 | 0 | 0 | 0 | 0 | 0 | 0 | 0 | 0 | 0 | 0 | 0 | 0 | 0 | 0 | 0 | 0 | 0
F4_Commercial_Interruptible - College_New_Space Heating_Natural Gas_Windows - Secondary Glazing Systems_A_Achievable Economic TRC Potential | F4 | Commercial | Interruptible - College | New | Space Heating | Natural Gas | Windows - Secondary Glazing Systems | A | Incremental Energy Savings (MWh or mTherms) | Achievable Economic TRC Potential | 0 | 0 | 0 | 0 | 0 | 0 | 0 | 0 | 0 | 0 | 0 | 0 | 0 | 0 | 0 | 0 | 0 | 0 | 0 | 0 | 0 | 0 | 0 | 0 | 0 | 0 | 0
F5_Commercial_Interruptible - College_New_Space Heating_Natural Gas_Windows - Secondary Glazing Systems_A_Achievable Economic TRC Potential | F5 | Commercial | Interruptible - College | New | Space Heating | Natural Gas | Windows - Secondary Glazing Systems | A | Incremental Summer Peak Savings (MW) | Achievable Economic TRC Potential | 0 | 0 | 0 | 0 | 0 | 0 | 0 | 0 | 0 | 0 | 0 | 0 | 0 | 0 | 0 | 0 | 0 | 0 | 0 | 0 | 0 | 0 | 0 | 0 | 0 | 0 | 0
F6_Commercial_Interruptible - College_New_Space Heating_Natural Gas_Windows - Secondary Glazing Systems_A_Achievable Economic TRC Potential | F6 | Commercial | Interruptible - College | New | Space Heating | Natural Gas | Windows - Secondary Glazing Systems | A | Incremental Winter Peak Savings (MW) | Achievable Economic TRC Potential | 0 | 0 | 0 | 0 | 0 | 0 | 0 | 0 | 0 | 0 | 0 | 0 | 0 | 0 | 0 | 0 | 0 | 0 | 0 | 0 | 0 | 0 | 0 | 0 | 0 | 0 | 0
F7_Commercial_Interruptible - College_New_Space Heating_Natural Gas_Windows - Secondary Glazing Systems_A_Achievable Economic TRC Potential | F7 | Commercial | Interruptible - College | New | Space Heating | Natural Gas | Windows - Secondary Glazing Systems | A | Cumulative Energy Savings (MWh or mTherms) | Achievable Economic TRC Potential | 0 | 0 | 0 | 0 | 0 | 0 | 0 | 0 | 0 | 0 | 0 | 0 | 0 | 0 | 0 | 0 | 0 | 0 | 0 | 0 | 0 | 0 | 0 | 0 | 0 | 0 | 0
F8_Commercial_Interruptible - College_New_Space Heating_Natural Gas_Windows - Secondary Glazing Systems_A_Achievable Economic TRC Potential | F8 | Commercial | Interruptible - College | New | Space Heating | Natural Gas | Windows - Secondary Glazing Systems | A | Cumulative Summer Peak Savings (MW) | Achievable Economic TRC Potential | 0 | 0 | 0 | 0 | 0 | 0 | 0 | 0 | 0 | 0 | 0 | 0 | 0 | 0 | 0 | 0 | 0 | 0 | 0 | 0 | 0 | 0 | 0 | 0 | 0 | 0 | 0
F9_Commercial_Interruptible - College_New_Space Heating_Natural Gas_Windows - Secondary Glazing Systems_A_Achievable Economic TRC Potential | F9 | Commercial | Interruptible - College | New | Space Heating | Natural Gas | Windows - Secondary Glazing Systems | A | Cumulative Winter Peak Savings (MW) | Achievable Economic TRC Potential | 0 | 0 | 0 | 0 | 0 | 0 | 0 | 0 | 0 | 0 | 0 | 0 | 0 | 0 | 0 | 0 | 0 | 0 | 0 | 0 | 0 | 0 | 0 | 0 | 0 | 0 | 0
F10_Commercial_Interruptible - College_New_Space Heating_Natural Gas_Windows - Secondary Glazing Systems_A_Achievable Economic TRC Potential | F10 | Commercial | Interruptible - College | New | Space Heating | Natural Gas | Windows - Secondary Glazing Systems | A | Purchases (Incremental) | Achievable Economic TRC Potential | 0 | 0 | 0 | 0 | 0 | 0 | 0 | 0 | 0 | 0 | 0 | 0 | 0 | 0 | 0 | 0 | 0 | 0 | 0 | 0 | 0 | 0 | 0 | 0 | 0 | 0 | 0
F11_Commercial_Interruptible - College_New_Space Heating_Natural Gas_Windows - Secondary Glazing Systems_A_Achievable Economic TRC Potential | F11 | Commercial | Interruptible - College | New | Space Heating | Natural Gas | Windows - Secondary Glazing Systems | A | Purchases (Cumulative) | Achievable Economic TRC Potential | 0 | 0 | 0 | 0 | 0 | 0 | 0 | 0 | 0 | 0 | 0 | 0 | 0 | 0 | 0 | 0 | 0 | 0 | 0 | 0 | 0 | 0 | 0 | 0 | 0 | 0 | 0
F1_Commercial_Interruptible - College_New_Space Heating_Natural Gas_HVAC - Energy Recovery Ventilator_A_Achievable Economic TRC Potential | F1 | Commercial | Interruptible - College | New | Space Heating | Natural Gas | HVAC - Energy Recovery Ventilator | A | Integrated Unit Energy Savings (kWh or therms) | Achievable Economic TRC Potential | 0 | 0 | 0 | 0 | 0 | 0 | 0 | 0 | 0 | 0 | 0 | 0 | 0 | 0 | 0 | 0 | 0 | 0 | 0 | 0 | 0 | 0 | 0 | 0 | 0 | 0 | 0
F2_Commercial_Interruptible - College_New_Space Heating_Natural Gas_HVAC - Energy Recovery Ventilator_A_Achievable Economic TRC Potential | F2 | Commercial | Interruptible - College | New | Space Heating | Natural Gas | HVAC - Energy Recovery Ventilator | A | Integrated Unit Summer Peak Savings (kW) | Achievable Economic TRC Potential | 0 | 0 | 0 | 0 | 0 | 0 | 0 | 0 | 0 | 0 | 0 | 0 | 0 | 0 | 0 | 0 | 0 | 0 | 0 | 0 | 0 | 0 | 0 | 0 | 0 | 0 | 0
F3_Commercial_Interruptible - College_New_Space Heating_Natural Gas_HVAC - Energy Recovery Ventilator_A_Achievable Economic TRC Potential | F3 | Commercial | Interruptible - College | New | Space Heating | Natural Gas | HVAC - Energy Recovery Ventilator | A | Integrated Unit Winter Peak Savings (kW) | Achievable Economic TRC Potential | 0 | 0 | 0 | 0 | 0 | 0 | 0 | 0 | 0 | 0 | 0 | 0 | 0 | 0 | 0 | 0 | 0 | 0 | 0 | 0 | 0 | 0 | 0 | 0 | 0 | 0 | 0
F4_Commercial_Interruptible - College_New_Space Heating_Natural Gas_HVAC - Energy Recovery Ventilator_A_Achievable Economic TRC Potential | F4 | Commercial | Interruptible - College | New | Space Heating | Natural Gas | HVAC - Energy Recovery Ventilator | A | Incremental Energy Savings (MWh or mTherms) | Achievable Economic TRC Potential | 0 | 0 | 0 | 0 | 0 | 0 | 0 | 0 | 0 | 0 | 0 | 0 | 0 | 0 | 0 | 0 | 0 | 0 | 0 | 0 | 0 | 0 | 0 | 0 | 0 | 0 | 0
F5_Commercial_Interruptible - College_New_Space Heating_Natural Gas_HVAC - Energy Recovery Ventilator_A_Achievable Economic TRC Potential | F5 | Commercial | Interruptible - College | New | Space Heating | Natural Gas | HVAC - Energy Recovery Ventilator | A | Incremental Summer Peak Savings (MW) | Achievable Economic TRC Potential | 0 | 0 | 0 | 0 | 0 | 0 | 0 | 0 | 0 | 0 | 0 | 0 | 0 | 0 | 0 | 0 | 0 | 0 | 0 | 0 | 0 | 0 | 0 | 0 | 0 | 0 | 0
F6_Commercial_Interruptible - College_New_Space Heating_Natural Gas_HVAC - Energy Recovery Ventilator_A_Achievable Economic TRC Potential | F6 | Commercial | Interruptible - College | New | Space Heating | Natural Gas | HVAC - Energy Recovery Ventilator | A | Incremental Winter Peak Savings (MW) | Achievable Economic TRC Potential | 0 | 0 | 0 | 0 | 0 | 0 | 0 | 0 | 0 | 0 | 0 | 0 | 0 | 0 | 0 | 0 | 0 | 0 | 0 | 0 | 0 | 0 | 0 | 0 | 0 | 0 | 0
F7_Commercial_Interruptible - College_New_Space Heating_Natural Gas_HVAC - Energy Recovery Ventilator_A_Achievable Economic TRC Potential | F7 | Commercial | Interruptible - College | New | Space Heating | Natural Gas | HVAC - Energy Recovery Ventilator | A | Cumulative Energy Savings (MWh or mTherms) | Achievable Economic TRC Potential | 0 | 0 | 0 | 0 | 0 | 0 | 0 | 0 | 0 | 0 | 0 | 0 | 0 | 0 | 0 | 0 | 0 | 0 | 0 | 0 | 0 | 0 | 0 | 0 | 0 | 0 | 0
F8_Commercial_Interruptible - College_New_Space Heating_Natural Gas_HVAC - Energy Recovery Ventilator_A_Achievable Economic TRC Potential | F8 | Commercial | Interruptible - College | New | Space Heating | Natural Gas | HVAC - Energy Recovery Ventilator | A | Cumulative Summer Peak Savings (MW) | Achievable Economic TRC Potential | 0 | 0 | 0 | 0 | 0 | 0 | 0 | 0 | 0 | 0 | 0 | 0 | 0 | 0 | 0 | 0 | 0 | 0 | 0 | 0 | 0 | 0 | 0 | 0 | 0 | 0 | 0
F9_Commercial_Interruptible - College_New_Space Heating_Natural Gas_HVAC - Energy Recovery Ventilator_A_Achievable Economic TRC Potential | F9 | Commercial | Interruptible - College | New | Space Heating | Natural Gas | HVAC - Energy Recovery Ventilator | A | Cumulative Winter Peak Savings (MW) | Achievable Economic TRC Potential | 0 | 0 | 0 | 0 | 0 | 0 | 0 | 0 | 0 | 0 | 0 | 0 | 0 | 0 | 0 | 0 | 0 | 0 | 0 | 0 | 0 | 0 | 0 | 0 | 0 | 0 | 0
F10_Commercial_Interruptible - College_New_Space Heating_Natural Gas_HVAC - Energy Recovery Ventilator_A_Achievable Economic TRC Potential | F10 | Commercial | Interruptible - College | New | Space Heating | Natural Gas | HVAC - Energy Recovery Ventilator | A | Purchases (Incremental) | Achievable Economic TRC Potential | 0 | 0 | 0 | 0 | 0 | 0 | 0 | 0 | 0 | 0 | 0 | 0 | 0 | 0 | 0 | 0 | 0 | 0 | 0 | 0 | 0 | 0 | 0 | 0 | 0 | 0 | 0
F11_Commercial_Interruptible - College_New_Space Heating_Natural Gas_HVAC - Energy Recovery Ventilator_A_Achievable Economic TRC Potential | F11 | Commercial | Interruptible - College | New | Space Heating | Natural Gas | HVAC - Energy Recovery Ventilator | A | Purchases (Cumulative) | Achievable Economic TRC Potential | 0 | 0 | 0 | 0 | 0 | 0 | 0 | 0 | 0 | 0 | 0 | 0 | 0 | 0 | 0 | 0 | 0 | 0 | 0 | 0 | 0 | 0 | 0 | 0 | 0 | 0 | 0
F1_Commercial_Interruptible - College_New_Space Heating_Natural Gas_Building Shell - Air Sealing (Infiltration Control)_A_Achievable Economic TRC Potential | F1 | Commercial | Interruptible - College | New | Space Heating | Natural Gas | Building Shell - Air Sealing (Infiltration Control) | A | Integrated Unit Energy Savings (kWh or therms) | Achievable Economic TRC Potential | 0 | 0 | 0 | 0 | 0 | 0 | 0 | 0 | 0 | 0 | 0 | 0 | 0 | 0 | 0 | 0 | 0 | 0 | 0 | 0 | 0 | 0 | 0 | 0 | 0 | 0 | 0
F2_Commercial_Interruptible - College_New_Space Heating_Natural Gas_Building Shell - Air Sealing (Infiltration Control)_A_Achievable Economic TRC Potential | F2 | Commercial | Interruptible - College | New | Space Heating | Natural Gas | Building Shell - Air Sealing (Infiltration Control) | A | Integrated Unit Summer Peak Savings (kW) | Achievable Economic TRC Potential | 0 | 0 | 0 | 0 | 0 | 0 | 0 | 0 | 0 | 0 | 0 | 0 | 0 | 0 | 0 | 0 | 0 | 0 | 0 | 0 | 0 | 0 | 0 | 0 | 0 | 0 | 0
F3_Commercial_Interruptible - College_New_Space Heating_Natural Gas_Building Shell - Air Sealing (Infiltration Control)_A_Achievable Economic TRC Potential | F3 | Commercial | Interruptible - College | New | Space Heating | Natural Gas | Building Shell - Air Sealing (Infiltration Control) | A | Integrated Unit Winter Peak Savings (kW) | Achievable Economic TRC Potential | 0 | 0 | 0 | 0 | 0 | 0 | 0 | 0 | 0 | 0 | 0 | 0 | 0 | 0 | 0 | 0 | 0 | 0 | 0 | 0 | 0 | 0 | 0 | 0 | 0 | 0 | 0
F4_Commercial_Interruptible - College_New_Space Heating_Natural Gas_Building Shell - Air Sealing (Infiltration Control)_A_Achievable Economic TRC Potential | F4 | Commercial | Interruptible - College | New | Space Heating | Natural Gas | Building Shell - Air Sealing (Infiltration Control) | A | Incremental Energy Savings (MWh or mTherms) | Achievable Economic TRC Potential | 0 | 0 | 0 | 0 | 0 | 0 | 0 | 0 | 0 | 0 | 0 | 0 | 0 | 0 | 0 | 0 | 0 | 0 | 0 | 0 | 0 | 0 | 0 | 0 | 0 | 0 | 0
F5_Commercial_Interruptible - College_New_Space Heating_Natural Gas_Building Shell - Air Sealing (Infiltration Control)_A_Achievable Economic TRC Potential | F5 | Commercial | Interruptible - College | New | Space Heating | Natural Gas | Building Shell - Air Sealing (Infiltration Control) | A | Incremental Summer Peak Savings (MW) | Achievable Economic TRC Potential | 0 | 0 | 0 | 0 | 0 | 0 | 0 | 0 | 0 | 0 | 0 | 0 | 0 | 0 | 0 | 0 | 0 | 0 | 0 | 0 | 0 | 0 | 0 | 0 | 0 | 0 | 0
F6_Commercial_Interruptible - College_New_Space Heating_Natural Gas_Building Shell - Air Sealing (Infiltration Control)_A_Achievable Economic TRC Potential | F6 | Commercial | Interruptible - College | New | Space Heating | Natural Gas | Building Shell - Air Sealing (Infiltration Control) | A | Incremental Winter Peak Savings (MW) | Achievable Economic TRC Potential | 0 | 0 | 0 | 0 | 0 | 0 | 0 | 0 | 0 | 0 | 0 | 0 | 0 | 0 | 0 | 0 | 0 | 0 | 0 | 0 | 0 | 0 | 0 | 0 | 0 | 0 | 0
F7_Commercial_Interruptible - College_New_Space Heating_Natural Gas_Building Shell - Air Sealing (Infiltration Control)_A_Achievable Economic TRC Potential | F7 | Commercial | Interruptible - College | New | Space Heating | Natural Gas | Building Shell - Air Sealing (Infiltration Control) | A | Cumulative Energy Savings (MWh or mTherms) | Achievable Economic TRC Potential | 0 | 0 | 0 | 0 | 0 | 0 | 0 | 0 | 0 | 0 | 0 | 0 | 0 | 0 | 0 | 0 | 0 | 0 | 0 | 0 | 0 | 0 | 0 | 0 | 0 | 0 | 0
F8_Commercial_Interruptible - College_New_Space Heating_Natural Gas_Building Shell - Air Sealing (Infiltration Control)_A_Achievable Economic TRC Potential | F8 | Commercial | Interruptible - College | New | Space Heating | Natural Gas | Building Shell - Air Sealing (Infiltration Control) | A | Cumulative Summer Peak Savings (MW) | Achievable Economic TRC Potential | 0 | 0 | 0 | 0 | 0 | 0 | 0 | 0 | 0 | 0 | 0 | 0 | 0 | 0 | 0 | 0 | 0 | 0 | 0 | 0 | 0 | 0 | 0 | 0 | 0 | 0 | 0
F9_Commercial_Interruptible - College_New_Space Heating_Natural Gas_Building Shell - Air Sealing (Infiltration Control)_A_Achievable Economic TRC Potential | F9 | Commercial | Interruptible - College | New | Space Heating | Natural Gas | Building Shell - Air Sealing (Infiltration Control) | A | Cumulative Winter Peak Savings (MW) | Achievable Economic TRC Potential | 0 | 0 | 0 | 0 | 0 | 0 | 0 | 0 | 0 | 0 | 0 | 0 | 0 | 0 | 0 | 0 | 0 | 0 | 0 | 0 | 0 | 0 | 0 | 0 | 0 | 0 | 0
F10_Commercial_Interruptible - College_New_Space Heating_Natural Gas_Building Shell - Air Sealing (Infiltration Control)_A_Achievable Economic TRC Potential | F10 | Commercial | Interruptible - College | New | Space Heating | Natural Gas | Building Shell - Air Sealing (Infiltration Control) | A | Purchases (Incremental) | Achievable Economic TRC Potential | 0 | 0 | 0 | 0 | 0 | 0 | 0 | 0 | 0 | 0 | 0 | 0 | 0 | 0 | 0 | 0 | 0 | 0 | 0 | 0 | 0 | 0 | 0 | 0 | 0 | 0 | 0
F11_Commercial_Interruptible - College_New_Space Heating_Natural Gas_Building Shell - Air Sealing (Infiltration Control)_A_Achievable Economic TRC Potential | F11 | Commercial | Interruptible - College | New | Space Heating | Natural Gas | Building Shell - Air Sealing (Infiltration Control) | A | Purchases (Cumulative) | Achievable Economic TRC Potential | 0 | 0 | 0 | 0 | 0 | 0 | 0 | 0 | 0 | 0 | 0 | 0 | 0 | 0 | 0 | 0 | 0 | 0 | 0 | 0 | 0 | 0 | 0 | 0 | 0 | 0 | 0
F1_Commercial_Interruptible - College_New_Space Heating_Natural Gas_Ventilation - Demand Controlled_A_Achievable Economic TRC Potential | F1 | Commercial | Interruptible - College | New | Space Heating | Natural Gas | Ventilation - Demand Controlled | A | Integrated Unit Energy Savings (kWh or therms) | Achievable Economic TRC Potential | 0 | 0 | 0 | 0 | 0 | 0 | 0 | 0 | 0 | 0 | 0 | 0 | 0 | 0 | 0 | 0 | 0 | 0 | 0 | 0 | 0 | 0 | 0 | 0 | 0 | 0 | 0
F2_Commercial_Interruptible - College_New_Space Heating_Natural Gas_Ventilation - Demand Controlled_A_Achievable Economic TRC Potential | F2 | Commercial | Interruptible - College | New | Space Heating | Natural Gas | Ventilation - Demand Controlled | A | Integrated Unit Summer Peak Savings (kW) | Achievable Economic TRC Potential | 0 | 0 | 0 | 0 | 0 | 0 | 0 | 0 | 0 | 0 | 0 | 0 | 0 | 0 | 0 | 0 | 0 | 0 | 0 | 0 | 0 | 0 | 0 | 0 | 0 | 0 | 0
F3_Commercial_Interruptible - College_New_Space Heating_Natural Gas_Ventilation - Demand Controlled_A_Achievable Economic TRC Potential | F3 | Commercial | Interruptible - College | New | Space Heating | Natural Gas | Ventilation - Demand Controlled | A | Integrated Unit Winter Peak Savings (kW) | Achievable Economic TRC Potential | 0 | 0 | 0 | 0 | 0 | 0 | 0 | 0 | 0 | 0 | 0 | 0 | 0 | 0 | 0 | 0 | 0 | 0 | 0 | 0 | 0 | 0 | 0 | 0 | 0 | 0 | 0
F4_Commercial_Interruptible - College_New_Space Heating_Natural Gas_Ventilation - Demand Controlled_A_Achievable Economic TRC Potential | F4 | Commercial | Interruptible - College | New | Space Heating | Natural Gas | Ventilation - Demand Controlled | A | Incremental Energy Savings (MWh or mTherms) | Achievable Economic TRC Potential | 0 | 0 | 0 | 0 | 0 | 0 | 0 | 0 | 0 | 0 | 0 | 0 | 0 | 0 | 0 | 0 | 0 | 0 | 0 | 0 | 0 | 0 | 0 | 0 | 0 | 0 | 0
F5_Commercial_Interruptible - College_New_Space Heating_Natural Gas_Ventilation - Demand Controlled_A_Achievable Economic TRC Potential | F5 | Commercial | Interruptible - College | New | Space Heating | Natural Gas | Ventilation - Demand Controlled | A | Incremental Summer Peak Savings (MW) | Achievable Economic TRC Potential | 0 | 0 | 0 | 0 | 0 | 0 | 0 | 0 | 0 | 0 | 0 | 0 | 0 | 0 | 0 | 0 | 0 | 0 | 0 | 0 | 0 | 0 | 0 | 0 | 0 | 0 | 0
F6_Commercial_Interruptible - College_New_Space Heating_Natural Gas_Ventilation - Demand Controlled_A_Achievable Economic TRC Potential | F6 | Commercial | Interruptible - College | New | Space Heating | Natural Gas | Ventilation - Demand Controlled | A | Incremental Winter Peak Savings (MW) | Achievable Economic TRC Potential | 0 | 0 | 0 | 0 | 0 | 0 | 0 | 0 | 0 | 0 | 0 | 0 | 0 | 0 | 0 | 0 | 0 | 0 | 0 | 0 | 0 | 0 | 0 | 0 | 0 | 0 | 0
F7_Commercial_Interruptible - College_New_Space Heating_Natural Gas_Ventilation - Demand Controlled_A_Achievable Economic TRC Potential | F7 | Commercial | Interruptible - College | New | Space Heating | Natural Gas | Ventilation - Demand Controlled | A | Cumulative Energy Savings (MWh or mTherms) | Achievable Economic TRC Potential | 0 | 0 | 0 | 0 | 0 | 0 | 0 | 0 | 0 | 0 | 0 | 0 | 0 | 0 | 0 | 0 | 0 | 0 | 0 | 0 | 0 | 0 | 0 | 0 | 0 | 0 | 0
F8_Commercial_Interruptible - College_New_Space Heating_Natural Gas_Ventilation - Demand Controlled_A_Achievable Economic TRC Potential | F8 | Commercial | Interruptible - College | New | Space Heating | Natural Gas | Ventilation - Demand Controlled | A | Cumulative Summer Peak Savings (MW) | Achievable Economic TRC Potential | 0 | 0 | 0 | 0 | 0 | 0 | 0 | 0 | 0 | 0 | 0 | 0 | 0 | 0 | 0 | 0 | 0 | 0 | 0 | 0 | 0 | 0 | 0 | 0 | 0 | 0 | 0
F9_Commercial_Interruptible - College_New_Space Heating_Natural Gas_Ventilation - Demand Controlled_A_Achievable Economic TRC Potential | F9 | Commercial | Interruptible - College | New | Space Heating | Natural Gas | Ventilation - Demand Controlled | A | Cumulative Winter Peak Savings (MW) | Achievable Economic TRC Potential | 0 | 0 | 0 | 0 | 0 | 0 | 0 | 0 | 0 | 0 | 0 | 0 | 0 | 0 | 0 | 0 | 0 | 0 | 0 | 0 | 0 | 0 | 0 | 0 | 0 | 0 | 0
F10_Commercial_Interruptible - College_New_Space Heating_Natural Gas_Ventilation - Demand Controlled_A_Achievable Economic TRC Potential | F10 | Commercial | Interruptible - College | New | Space Heating | Natural Gas | Ventilation - Demand Controlled | A | Purchases (Incremental) | Achievable Economic TRC Potential | 0 | 0 | 0 | 0 | 0 | 0 | 0 | 0 | 0 | 0 | 0 | 0 | 0 | 0 | 0 | 0 | 0 | 0 | 0 | 0 | 0 | 0 | 0 | 0 | 0 | 0 | 0
F11_Commercial_Interruptible - College_New_Space Heating_Natural Gas_Ventilation - Demand Controlled_A_Achievable Economic TRC Potential | F11 | Commercial | Interruptible - College | New | Space Heating | Natural Gas | Ventilation - Demand Controlled | A | Purchases (Cumulative) | Achievable Economic TRC Potential | 0 | 0 | 0 | 0 | 0 | 0 | 0 | 0 | 0 | 0 | 0 | 0 | 0 | 0 | 0 | 0 | 0 | 0 | 0 | 0 | 0 | 0 | 0 | 0 | 0 | 0 | 0
F1_Commercial_Interruptible - College_New_Space Heating_Natural Gas_HVAC - Dedicated Outdoor Air System (DOAS)_A_Achievable Economic TRC Potential | F1 | Commercial | Interruptible - College | New | Space Heating | Natural Gas | HVAC - Dedicated Outdoor Air System (DOAS) | A | Integrated Unit Energy Savings (kWh or therms) | Achievable Economic TRC Potential | 0 | 0 | 0 | 0 | 0 | 0 | 0 | 0 | 0 | 0 | 0 | 0 | 0 | 0 | 0 | 0 | 0 | 0 | 0 | 0 | 0 | 0 | 0 | 0 | 0 | 0 | 0
F2_Commercial_Interruptible - College_New_Space Heating_Natural Gas_HVAC - Dedicated Outdoor Air System (DOAS)_A_Achievable Economic TRC Potential | F2 | Commercial | Interruptible - College | New | Space Heating | Natural Gas | HVAC - Dedicated Outdoor Air System (DOAS) | A | Integrated Unit Summer Peak Savings (kW) | Achievable Economic TRC Potential | 0 | 0 | 0 | 0 | 0 | 0 | 0 | 0 | 0 | 0 | 0 | 0 | 0 | 0 | 0 | 0 | 0 | 0 | 0 | 0 | 0 | 0 | 0 | 0 | 0 | 0 | 0
F3_Commercial_Interruptible - College_New_Space Heating_Natural Gas_HVAC - Dedicated Outdoor Air System (DOAS)_A_Achievable Economic TRC Potential | F3 | Commercial | Interruptible - College | New | Space Heating | Natural Gas | HVAC - Dedicated Outdoor Air System (DOAS) | A | Integrated Unit Winter Peak Savings (kW) | Achievable Economic TRC Potential | 0 | 0 | 0 | 0 | 0 | 0 | 0 | 0 | 0 | 0 | 0 | 0 | 0 | 0 | 0 | 0 | 0 | 0 | 0 | 0 | 0 | 0 | 0 | 0 | 0 | 0 | 0
F4_Commercial_Interruptible - College_New_Space Heating_Natural Gas_HVAC - Dedicated Outdoor Air System (DOAS)_A_Achievable Economic TRC Potential | F4 | Commercial | Interruptible - College | New | Space Heating | Natural Gas | HVAC - Dedicated Outdoor Air System (DOAS) | A | Incremental Energy Savings (MWh or mTherms) | Achievable Economic TRC Potential | 0 | 0 | 0 | 0 | 0 | 0 | 0 | 0 | 0 | 0 | 0 | 0 | 0 | 0 | 0 | 0 | 0 | 0 | 0 | 0 | 0 | 0 | 0 | 0 | 0 | 0 | 0
F5_Commercial_Interruptible - College_New_Space Heating_Natural Gas_HVAC - Dedicated Outdoor Air System (DOAS)_A_Achievable Economic TRC Potential | F5 | Commercial | Interruptible - College | New | Space Heating | Natural Gas | HVAC - Dedicated Outdoor Air System (DOAS) | A | Incremental Summer Peak Savings (MW) | Achievable Economic TRC Potential | 0 | 0 | 0 | 0 | 0 | 0 | 0 | 0 | 0 | 0 | 0 | 0 | 0 | 0 | 0 | 0 | 0 | 0 | 0 | 0 | 0 | 0 | 0 | 0 | 0 | 0 | 0
F6_Commercial_Interruptible - College_New_Space Heating_Natural Gas_HVAC - Dedicated Outdoor Air System (DOAS)_A_Achievable Economic TRC Potential | F6 | Commercial | Interruptible - College | New | Space Heating | Natural Gas | HVAC - Dedicated Outdoor Air System (DOAS) | A | Incremental Winter Peak Savings (MW) | Achievable Economic TRC Potential | 0 | 0 | 0 | 0 | 0 | 0 | 0 | 0 | 0 | 0 | 0 | 0 | 0 | 0 | 0 | 0 | 0 | 0 | 0 | 0 | 0 | 0 | 0 | 0 | 0 | 0 | 0
F7_Commercial_Interruptible - College_New_Space Heating_Natural Gas_HVAC - Dedicated Outdoor Air System (DOAS)_A_Achievable Economic TRC Potential | F7 | Commercial | Interruptible - College | New | Space Heating | Natural Gas | HVAC - Dedicated Outdoor Air System (DOAS) | A | Cumulative Energy Savings (MWh or mTherms) | Achievable Economic TRC Potential | 0 | 0 | 0 | 0 | 0 | 0 | 0 | 0 | 0 | 0 | 0 | 0 | 0 | 0 | 0 | 0 | 0 | 0 | 0 | 0 | 0 | 0 | 0 | 0 | 0 | 0 | 0
F8_Commercial_Interruptible - College_New_Space Heating_Natural Gas_HVAC - Dedicated Outdoor Air System (DOAS)_A_Achievable Economic TRC Potential | F8 | Commercial | Interruptible - College | New | Space Heating | Natural Gas | HVAC - Dedicated Outdoor Air System (DOAS) | A | Cumulative Summer Peak Savings (MW) | Achievable Economic TRC Potential | 0 | 0 | 0 | 0 | 0 | 0 | 0 | 0 | 0 | 0 | 0 | 0 | 0 | 0 | 0 | 0 | 0 | 0 | 0 | 0 | 0 | 0 | 0 | 0 | 0 | 0 | 0
F9_Commercial_Interruptible - College_New_Space Heating_Natural Gas_HVAC - Dedicated Outdoor Air System (DOAS)_A_Achievable Economic TRC Potential | F9 | Commercial | Interruptible - College | New | Space Heating | Natural Gas | HVAC - Dedicated Outdoor Air System (DOAS) | A | Cumulative Winter Peak Savings (MW) | Achievable Economic TRC Potential | 0 | 0 | 0 | 0 | 0 | 0 | 0 | 0 | 0 | 0 | 0 | 0 | 0 | 0 | 0 | 0 | 0 | 0 | 0 | 0 | 0 | 0 | 0 | 0 | 0 | 0 | 0
F10_Commercial_Interruptible - College_New_Space Heating_Natural Gas_HVAC - Dedicated Outdoor Air System (DOAS)_A_Achievable Economic TRC Potential | F10 | Commercial | Interruptible - College | New | Space Heating | Natural Gas | HVAC - Dedicated Outdoor Air System (DOAS) | A | Purchases (Incremental) | Achievable Economic TRC Potential | 0 | 0 | 0 | 0 | 0 | 0 | 0 | 0 | 0 | 0 | 0 | 0 | 0 | 0 | 0 | 0 | 0 | 0 | 0 | 0 | 0 | 0 | 0 | 0 | 0 | 0 | 0
F11_Commercial_Interruptible - College_New_Space Heating_Natural Gas_HVAC - Dedicated Outdoor Air System (DOAS)_A_Achievable Economic TRC Potential | F11 | Commercial | Interruptible - College | New | Space Heating | Natural Gas | HVAC - Dedicated Outdoor Air System (DOAS) | A | Purchases (Cumulative) | Achievable Economic TRC Potential | 0 | 0 | 0 | 0 | 0 | 0 | 0 | 0 | 0 | 0 | 0 | 0 | 0 | 0 | 0 | 0 | 0 | 0 | 0 | 0 | 0 | 0 | 0 | 0 | 0 | 0 | 0
F1_Commercial_Interruptible - College_New_Space Heating_Natural Gas_Destratification Fans (HVLS)_A_Achievable Economic TRC Potential | F1 | Commercial | Interruptible - College | New | Space Heating | Natural Gas | Destratification Fans (HVLS) | A | Integrated Unit Energy Savings (kWh or therms) | Achievable Economic TRC Potential | 0 | 0 | 0 | 0 | 0 | 0 | 0 | 0 | 0 | 0 | 0 | 0 | 0 | 0 | 0 | 0 | 0 | 0 | 0 | 0 | 0 | 0 | 0 | 0 | 0 | 0 | 0
F2_Commercial_Interruptible - College_New_Space Heating_Natural Gas_Destratification Fans (HVLS)_A_Achievable Economic TRC Potential | F2 | Commercial | Interruptible - College | New | Space Heating | Natural Gas | Destratification Fans (HVLS) | A | Integrated Unit Summer Peak Savings (kW) | Achievable Economic TRC Potential | 0 | 0 | 0 | 0 | 0 | 0 | 0 | 0 | 0 | 0 | 0 | 0 | 0 | 0 | 0 | 0 | 0 | 0 | 0 | 0 | 0 | 0 | 0 | 0 | 0 | 0 | 0
F3_Commercial_Interruptible - College_New_Space Heating_Natural Gas_Destratification Fans (HVLS)_A_Achievable Economic TRC Potential | F3 | Commercial | Interruptible - College | New | Space Heating | Natural Gas | Destratification Fans (HVLS) | A | Integrated Unit Winter Peak Savings (kW) | Achievable Economic TRC Potential | 0 | 0 | 0 | 0 | 0 | 0 | 0 | 0 | 0 | 0 | 0 | 0 | 0 | 0 | 0 | 0 | 0 | 0 | 0 | 0 | 0 | 0 | 0 | 0 | 0 | 0 | 0
F4_Commercial_Interruptible - College_New_Space Heating_Natural Gas_Destratification Fans (HVLS)_A_Achievable Economic TRC Potential | F4 | Commercial | Interruptible - College | New | Space Heating | Natural Gas | Destratification Fans (HVLS) | A | Incremental Energy Savings (MWh or mTherms) | Achievable Economic TRC Potential | 0 | 0 | 0 | 0 | 0 | 0 | 0 | 0 | 0 | 0 | 0 | 0 | 0 | 0 | 0 | 0 | 0 | 0 | 0 | 0 | 0 | 0 | 0 | 0 | 0 | 0 | 0
F5_Commercial_Interruptible - College_New_Space Heating_Natural Gas_Destratification Fans (HVLS)_A_Achievable Economic TRC Potential | F5 | Commercial | Interruptible - College | New | Space Heating | Natural Gas | Destratification Fans (HVLS) | A | Incremental Summer Peak Savings (MW) | Achievable Economic TRC Potential | 0 | 0 | 0 | 0 | 0 | 0 | 0 | 0 | 0 | 0 | 0 | 0 | 0 | 0 | 0 | 0 | 0 | 0 | 0 | 0 | 0 | 0 | 0 | 0 | 0 | 0 | 0
F6_Commercial_Interruptible - College_New_Space Heating_Natural Gas_Destratification Fans (HVLS)_A_Achievable Economic TRC Potential | F6 | Commercial | Interruptible - College | New | Space Heating | Natural Gas | Destratification Fans (HVLS) | A | Incremental Winter Peak Savings (MW) | Achievable Economic TRC Potential | 0 | 0 | 0 | 0 | 0 | 0 | 0 | 0 | 0 | 0 | 0 | 0 | 0 | 0 | 0 | 0 | 0 | 0 | 0 | 0 | 0 | 0 | 0 | 0 | 0 | 0 | 0
F7_Commercial_Interruptible - College_New_Space Heating_Natural Gas_Destratification Fans (HVLS)_A_Achievable Economic TRC Potential | F7 | Commercial | Interruptible - College | New | Space Heating | Natural Gas | Destratification Fans (HVLS) | A | Cumulative Energy Savings (MWh or mTherms) | Achievable Economic TRC Potential | 0 | 0 | 0 | 0 | 0 | 0 | 0 | 0 | 0 | 0 | 0 | 0 | 0 | 0 | 0 | 0 | 0 | 0 | 0 | 0 | 0 | 0 | 0 | 0 | 0 | 0 | 0
F8_Commercial_Interruptible - College_New_Space Heating_Natural Gas_Destratification Fans (HVLS)_A_Achievable Economic TRC Potential | F8 | Commercial | Interruptible - College | New | Space Heating | Natural Gas | Destratification Fans (HVLS) | A | Cumulative Summer Peak Savings (MW) | Achievable Economic TRC Potential | 0 | 0 | 0 | 0 | 0 | 0 | 0 | 0 | 0 | 0 | 0 | 0 | 0 | 0 | 0 | 0 | 0 | 0 | 0 | 0 | 0 | 0 | 0 | 0 | 0 | 0 | 0
F9_Commercial_Interruptible - College_New_Space Heating_Natural Gas_Destratification Fans (HVLS)_A_Achievable Economic TRC Potential | F9 | Commercial | Interruptible - College | New | Space Heating | Natural Gas | Destratification Fans (HVLS) | A | Cumulative Winter Peak Savings (MW) | Achievable Economic TRC Potential | 0 | 0 | 0 | 0 | 0 | 0 | 0 | 0 | 0 | 0 | 0 | 0 | 0 | 0 | 0 | 0 | 0 | 0 | 0 | 0 | 0 | 0 | 0 | 0 | 0 | 0 | 0
F10_Commercial_Interruptible - College_New_Space Heating_Natural Gas_Destratification Fans (HVLS)_A_Achievable Economic TRC Potential | F10 | Commercial | Interruptible - College | New | Space Heating | Natural Gas | Destratification Fans (HVLS) | A | Purchases (Incremental) | Achievable Economic TRC Potential | 0 | 0 | 0 | 0 | 0 | 0 | 0 | 0 | 0 | 0 | 0 | 0 | 0 | 0 | 0 | 0 | 0 | 0 | 0 | 0 | 0 | 0 | 0 | 0 | 0 | 0 | 0
F11_Commercial_Interruptible - College_New_Space Heating_Natural Gas_Destratification Fans (HVLS)_A_Achievable Economic TRC Potential | F11 | Commercial | Interruptible - College | New | Space Heating | Natural Gas | Destratification Fans (HVLS) | A | Purchases (Cumulative) | Achievable Economic TRC Potential | 0 | 0 | 0 | 0 | 0 | 0 | 0 | 0 | 0 | 0 | 0 | 0 | 0 | 0 | 0 | 0 | 0 | 0 | 0 | 0 | 0 | 0 | 0 | 0 | 0 | 0 | 0
F1_Commercial_Interruptible - College_New_Space Heating_Natural Gas_Gas Boiler - Maintenance_A_Achievable Economic TRC Potential | F1 | Commercial | Interruptible - College | New | Space Heating | Natural Gas | Gas Boiler - Maintenance | A | Integrated Unit Energy Savings (kWh or therms) | Achievable Economic TRC Potential | 0 | 0 | 0 | 0 | 0 | 0 | 0 | 0 | 0 | 0 | 0 | 0 | 0 | 0 | 0 | 0 | 0 | 0 | 0 | 0 | 0 | 0 | 0 | 0 | 0 | 0 | 0
F2_Commercial_Interruptible - College_New_Space Heating_Natural Gas_Gas Boiler - Maintenance_A_Achievable Economic TRC Potential | F2 | Commercial | Interruptible - College | New | Space Heating | Natural Gas | Gas Boiler - Maintenance | A | Integrated Unit Summer Peak Savings (kW) | Achievable Economic TRC Potential | 0 | 0 | 0 | 0 | 0 | 0 | 0 | 0 | 0 | 0 | 0 | 0 | 0 | 0 | 0 | 0 | 0 | 0 | 0 | 0 | 0 | 0 | 0 | 0 | 0 | 0 | 0
F3_Commercial_Interruptible - College_New_Space Heating_Natural Gas_Gas Boiler - Maintenance_A_Achievable Economic TRC Potential | F3 | Commercial | Interruptible - College | New | Space Heating | Natural Gas | Gas Boiler - Maintenance | A | Integrated Unit Winter Peak Savings (kW) | Achievable Economic TRC Potential | 0 | 0 | 0 | 0 | 0 | 0 | 0 | 0 | 0 | 0 | 0 | 0 | 0 | 0 | 0 | 0 | 0 | 0 | 0 | 0 | 0 | 0 | 0 | 0 | 0 | 0 | 0
F4_Commercial_Interruptible - College_New_Space Heating_Natural Gas_Gas Boiler - Maintenance_A_Achievable Economic TRC Potential | F4 | Commercial | Interruptible - College | New | Space Heating | Natural Gas | Gas Boiler - Maintenance | A | Incremental Energy Savings (MWh or mTherms) | Achievable Economic TRC Potential | 0 | 0 | 0 | 0 | 0 | 0 | 0 | 0 | 0 | 0 | 0 | 0 | 0 | 0 | 0 | 0 | 0 | 0 | 0 | 0 | 0 | 0 | 0 | 0 | 0 | 0 | 0
F5_Commercial_Interruptible - College_New_Space Heating_Natural Gas_Gas Boiler - Maintenance_A_Achievable Economic TRC Potential | F5 | Commercial | Interruptible - College | New | Space Heating | Natural Gas | Gas Boiler - Maintenance | A | Incremental Summer Peak Savings (MW) | Achievable Economic TRC Potential | 0 | 0 | 0 | 0 | 0 | 0 | 0 | 0 | 0 | 0 | 0 | 0 | 0 | 0 | 0 | 0 | 0 | 0 | 0 | 0 | 0 | 0 | 0 | 0 | 0 | 0 | 0
F6_Commercial_Interruptible - College_New_Space Heating_Natural Gas_Gas Boiler - Maintenance_A_Achievable Economic TRC Potential | F6 | Commercial | Interruptible - College | New | Space Heating | Natural Gas | Gas Boiler - Maintenance | A | Incremental Winter Peak Savings (MW) | Achievable Economic TRC Potential | 0 | 0 | 0 | 0 | 0 | 0 | 0 | 0 | 0 | 0 | 0 | 0 | 0 | 0 | 0 | 0 | 0 | 0 | 0 | 0 | 0 | 0 | 0 | 0 | 0 | 0 | 0
F7_Commercial_Interruptible - College_New_Space Heating_Natural Gas_Gas Boiler - Maintenance_A_Achievable Economic TRC Potential | F7 | Commercial | Interruptible - College | New | Space Heating | Natural Gas | Gas Boiler - Maintenance | A | Cumulative Energy Savings (MWh or mTherms) | Achievable Economic TRC Potential | 0 | 0 | 0 | 0 | 0 | 0 | 0 | 0 | 0 | 0 | 0 | 0 | 0 | 0 | 0 | 0 | 0 | 0 | 0 | 0 | 0 | 0 | 0 | 0 | 0 | 0 | 0
F8_Commercial_Interruptible - College_New_Space Heating_Natural Gas_Gas Boiler - Maintenance_A_Achievable Economic TRC Potential | F8 | Commercial | Interruptible - College | New | Space Heating | Natural Gas | Gas Boiler - Maintenance | A | Cumulative Summer Peak Savings (MW) | Achievable Economic TRC Potential | 0 | 0 | 0 | 0 | 0 | 0 | 0 | 0 | 0 | 0 | 0 | 0 | 0 | 0 | 0 | 0 | 0 | 0 | 0 | 0 | 0 | 0 | 0 | 0 | 0 | 0 | 0
F9_Commercial_Interruptible - College_New_Space Heating_Natural Gas_Gas Boiler - Maintenance_A_Achievable Economic TRC Potential | F9 | Commercial | Interruptible - College | New | Space Heating | Natural Gas | Gas Boiler - Maintenance | A | Cumulative Winter Peak Savings (MW) | Achievable Economic TRC Potential | 0 | 0 | 0 | 0 | 0 | 0 | 0 | 0 | 0 | 0 | 0 | 0 | 0 | 0 | 0 | 0 | 0 | 0 | 0 | 0 | 0 | 0 | 0 | 0 | 0 | 0 | 0
F10_Commercial_Interruptible - College_New_Space Heating_Natural Gas_Gas Boiler - Maintenance_A_Achievable Economic TRC Potential | F10 | Commercial | Interruptible - College | New | Space Heating | Natural Gas | Gas Boiler - Maintenance | A | Purchases (Incremental) | Achievable Economic TRC Potential | 0 | 0 | 0 | 0 | 0 | 0 | 0 | 0 | 0 | 0 | 0 | 0 | 0 | 0 | 0 | 0 | 0 | 0 | 0 | 0 | 0 | 0 | 0 | 0 | 0 | 0 | 0
F11_Commercial_Interruptible - College_New_Space Heating_Natural Gas_Gas Boiler - Maintenance_A_Achievable Economic TRC Potential | F11 | Commercial | Interruptible - College | New | Space Heating | Natural Gas | Gas Boiler - Maintenance | A | Purchases (Cumulative) | Achievable Economic TRC Potential | 0 | 0 | 0 | 0 | 0 | 0 | 0 | 0 | 0 | 0 | 0 | 0 | 0 | 0 | 0 | 0 | 0 | 0 | 0 | 0 | 0 | 0 | 0 | 0 | 0 | 0 | 0
F1_Commercial_Interruptible - College_New_Space Heating_Natural Gas_Gas Furnace - Maintenance_A_Achievable Economic TRC Potential | F1 | Commercial | Interruptible - College | New | Space Heating | Natural Gas | Gas Furnace - Maintenance | A | Integrated Unit Energy Savings (kWh or therms) | Achievable Economic TRC Potential | 0 | 0 | 0 | 0 | 0 | 0 | 0 | 0 | 0 | 0 | 0 | 0 | 0 | 0 | 0 | 0 | 0 | 0 | 0 | 0 | 0 | 0 | 0 | 0 | 0 | 0 | 0
F2_Commercial_Interruptible - College_New_Space Heating_Natural Gas_Gas Furnace - Maintenance_A_Achievable Economic TRC Potential | F2 | Commercial | Interruptible - College | New | Space Heating | Natural Gas | Gas Furnace - Maintenance | A | Integrated Unit Summer Peak Savings (kW) | Achievable Economic TRC Potential | 0 | 0 | 0 | 0 | 0 | 0 | 0 | 0 | 0 | 0 | 0 | 0 | 0 | 0 | 0 | 0 | 0 | 0 | 0 | 0 | 0 | 0 | 0 | 0 | 0 | 0 | 0
F3_Commercial_Interruptible - College_New_Space Heating_Natural Gas_Gas Furnace - Maintenance_A_Achievable Economic TRC Potential | F3 | Commercial | Interruptible - College | New | Space Heating | Natural Gas | Gas Furnace - Maintenance | A | Integrated Unit Winter Peak Savings (kW) | Achievable Economic TRC Potential | 0 | 0 | 0 | 0 | 0 | 0 | 0 | 0 | 0 | 0 | 0 | 0 | 0 | 0 | 0 | 0 | 0 | 0 | 0 | 0 | 0 | 0 | 0 | 0 | 0 | 0 | 0
F4_Commercial_Interruptible - College_New_Space Heating_Natural Gas_Gas Furnace - Maintenance_A_Achievable Economic TRC Potential | F4 | Commercial | Interruptible - College | New | Space Heating | Natural Gas | Gas Furnace - Maintenance | A | Incremental Energy Savings (MWh or mTherms) | Achievable Economic TRC Potential | 0 | 0 | 0 | 0 | 0 | 0 | 0 | 0 | 0 | 0 | 0 | 0 | 0 | 0 | 0 | 0 | 0 | 0 | 0 | 0 | 0 | 0 | 0 | 0 | 0 | 0 | 0
F5_Commercial_Interruptible - College_New_Space Heating_Natural Gas_Gas Furnace - Maintenance_A_Achievable Economic TRC Potential | F5 | Commercial | Interruptible - College | New | Space Heating | Natural Gas | Gas Furnace - Maintenance | A | Incremental Summer Peak Savings (MW) | Achievable Economic TRC Potential | 0 | 0 | 0 | 0 | 0 | 0 | 0 | 0 | 0 | 0 | 0 | 0 | 0 | 0 | 0 | 0 | 0 | 0 | 0 | 0 | 0 | 0 | 0 | 0 | 0 | 0 | 0
F6_Commercial_Interruptible - College_New_Space Heating_Natural Gas_Gas Furnace - Maintenance_A_Achievable Economic TRC Potential | F6 | Commercial | Interruptible - College | New | Space Heating | Natural Gas | Gas Furnace - Maintenance | A | Incremental Winter Peak Savings (MW) | Achievable Economic TRC Potential | 0 | 0 | 0 | 0 | 0 | 0 | 0 | 0 | 0 | 0 | 0 | 0 | 0 | 0 | 0 | 0 | 0 | 0 | 0 | 0 | 0 | 0 | 0 | 0 | 0 | 0 | 0
F7_Commercial_Interruptible - College_New_Space Heating_Natural Gas_Gas Furnace - Maintenance_A_Achievable Economic TRC Potential | F7 | Commercial | Interruptible - College | New | Space Heating | Natural Gas | Gas Furnace - Maintenance | A | Cumulative Energy Savings (MWh or mTherms) | Achievable Economic TRC Potential | 0 | 0 | 0 | 0 | 0 | 0 | 0 | 0 | 0 | 0 | 0 | 0 | 0 | 0 | 0 | 0 | 0 | 0 | 0 | 0 | 0 | 0 | 0 | 0 | 0 | 0 | 0
F8_Commercial_Interruptible - College_New_Space Heating_Natural Gas_Gas Furnace - Maintenance_A_Achievable Economic TRC Potential | F8 | Commercial | Interruptible - College | New | Space Heating | Natural Gas | Gas Furnace - Maintenance | A | Cumulative Summer Peak Savings (MW) | Achievable Economic TRC Potential | 0 | 0 | 0 | 0 | 0 | 0 | 0 | 0 | 0 | 0 | 0 | 0 | 0 | 0 | 0 | 0 | 0 | 0 | 0 | 0 | 0 | 0 | 0 | 0 | 0 | 0 | 0
F9_Commercial_Interruptible - College_New_Space Heating_Natural Gas_Gas Furnace - Maintenance_A_Achievable Economic TRC Potential | F9 | Commercial | Interruptible - College | New | Space Heating | Natural Gas | Gas Furnace - Maintenance | A | Cumulative Winter Peak Savings (MW) | Achievable Economic TRC Potential | 0 | 0 | 0 | 0 | 0 | 0 | 0 | 0 | 0 | 0 | 0 | 0 | 0 | 0 | 0 | 0 | 0 | 0 | 0 | 0 | 0 | 0 | 0 | 0 | 0 | 0 | 0
F10_Commercial_Interruptible - College_New_Space Heating_Natural Gas_Gas Furnace - Maintenance_A_Achievable Economic TRC Potential | F10 | Commercial | Interruptible - College | New | Space Heating | Natural Gas | Gas Furnace - Maintenance | A | Purchases (Incremental) | Achievable Economic TRC Potential | 0 | 0 | 0 | 0 | 0 | 0 | 0 | 0 | 0 | 0 | 0 | 0 | 0 | 0 | 0 | 0 | 0 | 0 | 0 | 0 | 0 | 0 | 0 | 0 | 0 | 0 | 0
F11_Commercial_Interruptible - College_New_Space Heating_Natural Gas_Gas Furnace - Maintenance_A_Achievable Economic TRC Potential | F11 | Commercial | Interruptible - College | New | Space Heating | Natural Gas | Gas Furnace - Maintenance | A | Purchases (Cumulative) | Achievable Economic TRC Potential | 0 | 0 | 0 | 0 | 0 | 0 | 0 | 0 | 0 | 0 | 0 | 0 | 0 | 0 | 0 | 0 | 0 | 0 | 0 | 0 | 0 | 0 | 0 | 0 | 0 | 0 | 0
F1_Commercial_Interruptible - College_New_Space Heating_Natural Gas_Gas Boiler - Hot Water Reset_A_Achievable Economic TRC Potential | F1 | Commercial | Interruptible - College | New | Space Heating | Natural Gas | Gas Boiler - Hot Water Reset | A | Integrated Unit Energy Savings (kWh or therms) | Achievable Economic TRC Potential | 0 | 0 | 0 | 0 | 0 | 0 | 0 | 0 | 0 | 0 | 0 | 0 | 0 | 0 | 0 | 0 | 0 | 0 | 0 | 0 | 0 | 0 | 0 | 0 | 0 | 0 | 0
F2_Commercial_Interruptible - College_New_Space Heating_Natural Gas_Gas Boiler - Hot Water Reset_A_Achievable Economic TRC Potential | F2 | Commercial | Interruptible - College | New | Space Heating | Natural Gas | Gas Boiler - Hot Water Reset | A | Integrated Unit Summer Peak Savings (kW) | Achievable Economic TRC Potential | 0 | 0 | 0 | 0 | 0 | 0 | 0 | 0 | 0 | 0 | 0 | 0 | 0 | 0 | 0 | 0 | 0 | 0 | 0 | 0 | 0 | 0 | 0 | 0 | 0 | 0 | 0
F3_Commercial_Interruptible - College_New_Space Heating_Natural Gas_Gas Boiler - Hot Water Reset_A_Achievable Economic TRC Potential | F3 | Commercial | Interruptible - College | New | Space Heating | Natural Gas | Gas Boiler - Hot Water Reset | A | Integrated Unit Winter Peak Savings (kW) | Achievable Economic TRC Potential | 0 | 0 | 0 | 0 | 0 | 0 | 0 | 0 | 0 | 0 | 0 | 0 | 0 | 0 | 0 | 0 | 0 | 0 | 0 | 0 | 0 | 0 | 0 | 0 | 0 | 0 | 0
F4_Commercial_Interruptible - College_New_Space Heating_Natural Gas_Gas Boiler - Hot Water Reset_A_Achievable Economic TRC Potential | F4 | Commercial | Interruptible - College | New | Space Heating | Natural Gas | Gas Boiler - Hot Water Reset | A | Incremental Energy Savings (MWh or mTherms) | Achievable Economic TRC Potential | 0 | 0 | 0 | 0 | 0 | 0 | 0 | 0 | 0 | 0 | 0 | 0 | 0 | 0 | 0 | 0 | 0 | 0 | 0 | 0 | 0 | 0 | 0 | 0 | 0 | 0 | 0
F5_Commercial_Interruptible - College_New_Space Heating_Natural Gas_Gas Boiler - Hot Water Reset_A_Achievable Economic TRC Potential | F5 | Commercial | Interruptible - College | New | Space Heating | Natural Gas | Gas Boiler - Hot Water Reset | A | Incremental Summer Peak Savings (MW) | Achievable Economic TRC Potential | 0 | 0 | 0 | 0 | 0 | 0 | 0 | 0 | 0 | 0 | 0 | 0 | 0 | 0 | 0 | 0 | 0 | 0 | 0 | 0 | 0 | 0 | 0 | 0 | 0 | 0 | 0
F6_Commercial_Interruptible - College_New_Space Heating_Natural Gas_Gas Boiler - Hot Water Reset_A_Achievable Economic TRC Potential | F6 | Commercial | Interruptible - College | New | Space Heating | Natural Gas | Gas Boiler - Hot Water Reset | A | Incremental Winter Peak Savings (MW) | Achievable Economic TRC Potential | 0 | 0 | 0 | 0 | 0 | 0 | 0 | 0 | 0 | 0 | 0 | 0 | 0 | 0 | 0 | 0 | 0 | 0 | 0 | 0 | 0 | 0 | 0 | 0 | 0 | 0 | 0
F7_Commercial_Interruptible - College_New_Space Heating_Natural Gas_Gas Boiler - Hot Water Reset_A_Achievable Economic TRC Potential | F7 | Commercial | Interruptible - College | New | Space Heating | Natural Gas | Gas Boiler - Hot Water Reset | A | Cumulative Energy Savings (MWh or mTherms) | Achievable Economic TRC Potential | 0 | 0 | 0 | 0 | 0 | 0 | 0 | 0 | 0 | 0 | 0 | 0 | 0 | 0 | 0 | 0 | 0 | 0 | 0 | 0 | 0 | 0 | 0 | 0 | 0 | 0 | 0
F8_Commercial_Interruptible - College_New_Space Heating_Natural Gas_Gas Boiler - Hot Water Reset_A_Achievable Economic TRC Potential | F8 | Commercial | Interruptible - College | New | Space Heating | Natural Gas | Gas Boiler - Hot Water Reset | A | Cumulative Summer Peak Savings (MW) | Achievable Economic TRC Potential | 0 | 0 | 0 | 0 | 0 | 0 | 0 | 0 | 0 | 0 | 0 | 0 | 0 | 0 | 0 | 0 | 0 | 0 | 0 | 0 | 0 | 0 | 0 | 0 | 0 | 0 | 0
F9_Commercial_Interruptible - College_New_Space Heating_Natural Gas_Gas Boiler - Hot Water Reset_A_Achievable Economic TRC Potential | F9 | Commercial | Interruptible - College | New | Space Heating | Natural Gas | Gas Boiler - Hot Water Reset | A | Cumulative Winter Peak Savings (MW) | Achievable Economic TRC Potential | 0 | 0 | 0 | 0 | 0 | 0 | 0 | 0 | 0 | 0 | 0 | 0 | 0 | 0 | 0 | 0 | 0 | 0 | 0 | 0 | 0 | 0 | 0 | 0 | 0 | 0 | 0
F10_Commercial_Interruptible - College_New_Space Heating_Natural Gas_Gas Boiler - Hot Water Reset_A_Achievable Economic TRC Potential | F10 | Commercial | Interruptible - College | New | Space Heating | Natural Gas | Gas Boiler - Hot Water Reset | A | Purchases (Incremental) | Achievable Economic TRC Potential | 0 | 0 | 0 | 0 | 0 | 0 | 0 | 0 | 0 | 0 | 0 | 0 | 0 | 0 | 0 | 0 | 0 | 0 | 0 | 0 | 0 | 0 | 0 | 0 | 0 | 0 | 0
F11_Commercial_Interruptible - College_New_Space Heating_Natural Gas_Gas Boiler - Hot Water Reset_A_Achievable Economic TRC Potential | F11 | Commercial | Interruptible - College | New | Space Heating | Natural Gas | Gas Boiler - Hot Water Reset | A | Purchases (Cumulative) | Achievable Economic TRC Potential | 0 | 0 | 0 | 0 | 0 | 0 | 0 | 0 | 0 | 0 | 0 | 0 | 0 | 0 | 0 | 0 | 0 | 0 | 0 | 0 | 0 | 0 | 0 | 0 | 0 | 0 | 0
F1_Commercial_Interruptible - College_New_Space Heating_Natural Gas_Gas Boiler - Steam Trap Replacement_A_Achievable Economic TRC Potential | F1 | Commercial | Interruptible - College | New | Space Heating | Natural Gas | Gas Boiler - Steam Trap Replacement | A | Integrated Unit Energy Savings (kWh or therms) | Achievable Economic TRC Potential | 0 | 0 | 0 | 0 | 0 | 0 | 0 | 0 | 0 | 0 | 0 | 0 | 0 | 0 | 0 | 0 | 0 | 0 | 0 | 0 | 0 | 0 | 0 | 0 | 0 | 0 | 0
F2_Commercial_Interruptible - College_New_Space Heating_Natural Gas_Gas Boiler - Steam Trap Replacement_A_Achievable Economic TRC Potential | F2 | Commercial | Interruptible - College | New | Space Heating | Natural Gas | Gas Boiler - Steam Trap Replacement | A | Integrated Unit Summer Peak Savings (kW) | Achievable Economic TRC Potential | 0 | 0 | 0 | 0 | 0 | 0 | 0 | 0 | 0 | 0 | 0 | 0 | 0 | 0 | 0 | 0 | 0 | 0 | 0 | 0 | 0 | 0 | 0 | 0 | 0 | 0 | 0
F3_Commercial_Interruptible - College_New_Space Heating_Natural Gas_Gas Boiler - Steam Trap Replacement_A_Achievable Economic TRC Potential | F3 | Commercial | Interruptible - College | New | Space Heating | Natural Gas | Gas Boiler - Steam Trap Replacement | A | Integrated Unit Winter Peak Savings (kW) | Achievable Economic TRC Potential | 0 | 0 | 0 | 0 | 0 | 0 | 0 | 0 | 0 | 0 | 0 | 0 | 0 | 0 | 0 | 0 | 0 | 0 | 0 | 0 | 0 | 0 | 0 | 0 | 0 | 0 | 0
F4_Commercial_Interruptible - College_New_Space Heating_Natural Gas_Gas Boiler - Steam Trap Replacement_A_Achievable Economic TRC Potential | F4 | Commercial | Interruptible - College | New | Space Heating | Natural Gas | Gas Boiler - Steam Trap Replacement | A | Incremental Energy Savings (MWh or mTherms) | Achievable Economic TRC Potential | 0 | 0 | 0 | 0 | 0 | 0 | 0 | 0 | 0 | 0 | 0 | 0 | 0 | 0 | 0 | 0 | 0 | 0 | 0 | 0 | 0 | 0 | 0 | 0 | 0 | 0 | 0
F5_Commercial_Interruptible - College_New_Space Heating_Natural Gas_Gas Boiler - Steam Trap Replacement_A_Achievable Economic TRC Potential | F5 | Commercial | Interruptible - College | New | Space Heating | Natural Gas | Gas Boiler - Steam Trap Replacement | A | Incremental Summer Peak Savings (MW) | Achievable Economic TRC Potential | 0 | 0 | 0 | 0 | 0 | 0 | 0 | 0 | 0 | 0 | 0 | 0 | 0 | 0 | 0 | 0 | 0 | 0 | 0 | 0 | 0 | 0 | 0 | 0 | 0 | 0 | 0
F6_Commercial_Interruptible - College_New_Space Heating_Natural Gas_Gas Boiler - Steam Trap Replacement_A_Achievable Economic TRC Potential | F6 | Commercial | Interruptible - College | New | Space Heating | Natural Gas | Gas Boiler - Steam Trap Replacement | A | Incremental Winter Peak Savings (MW) | Achievable Economic TRC Potential | 0 | 0 | 0 | 0 | 0 | 0 | 0 | 0 | 0 | 0 | 0 | 0 | 0 | 0 | 0 | 0 | 0 | 0 | 0 | 0 | 0 | 0 | 0 | 0 | 0 | 0 | 0
F7_Commercial_Interruptible - College_New_Space Heating_Natural Gas_Gas Boiler - Steam Trap Replacement_A_Achievable Economic TRC Potential | F7 | Commercial | Interruptible - College | New | Space Heating | Natural Gas | Gas Boiler - Steam Trap Replacement | A | Cumulative Energy Savings (MWh or mTherms) | Achievable Economic TRC Potential | 0 | 0 | 0 | 0 | 0 | 0 | 0 | 0 | 0 | 0 | 0 | 0 | 0 | 0 | 0 | 0 | 0 | 0 | 0 | 0 | 0 | 0 | 0 | 0 | 0 | 0 | 0
F8_Commercial_Interruptible - College_New_Space Heating_Natural Gas_Gas Boiler - Steam Trap Replacement_A_Achievable Economic TRC Potential | F8 | Commercial | Interruptible - College | New | Space Heating | Natural Gas | Gas Boiler - Steam Trap Replacement | A | Cumulative Summer Peak Savings (MW) | Achievable Economic TRC Potential | 0 | 0 | 0 | 0 | 0 | 0 | 0 | 0 | 0 | 0 | 0 | 0 | 0 | 0 | 0 | 0 | 0 | 0 | 0 | 0 | 0 | 0 | 0 | 0 | 0 | 0 | 0
F9_Commercial_Interruptible - College_New_Space Heating_Natural Gas_Gas Boiler - Steam Trap Replacement_A_Achievable Economic TRC Potential | F9 | Commercial | Interruptible - College | New | Space Heating | Natural Gas | Gas Boiler - Steam Trap Replacement | A | Cumulative Winter Peak Savings (MW) | Achievable Economic TRC Potential | 0 | 0 | 0 | 0 | 0 | 0 | 0 | 0 | 0 | 0 | 0 | 0 | 0 | 0 | 0 | 0 | 0 | 0 | 0 | 0 | 0 | 0 | 0 | 0 | 0 | 0 | 0
F10_Commercial_Interruptible - College_New_Space Heating_Natural Gas_Gas Boiler - Steam Trap Replacement_A_Achievable Economic TRC Potential | F10 | Commercial | Interruptible - College | New | Space Heating | Natural Gas | Gas Boiler - Steam Trap Replacement | A | Purchases (Incremental) | Achievable Economic TRC Potential | 0 | 0 | 0 | 0 | 0 | 0 | 0 | 0 | 0 | 0 | 0 | 0 | 0 | 0 | 0 | 0 | 0 | 0 | 0 | 0 | 0 | 0 | 0 | 0 | 0 | 0 | 0
F11_Commercial_Interruptible - College_New_Space Heating_Natural Gas_Gas Boiler - Steam Trap Replacement_A_Achievable Economic TRC Potential | F11 | Commercial | Interruptible - College | New | Space Heating | Natural Gas | Gas Boiler - Steam Trap Replacement | A | Purchases (Cumulative) | Achievable Economic TRC Potential | 0 | 0 | 0 | 0 | 0 | 0 | 0 | 0 | 0 | 0 | 0 | 0 | 0 | 0 | 0 | 0 | 0 | 0 | 0 | 0 | 0 | 0 | 0 | 0 | 0 | 0 | 0
F1_Commercial_Interruptible - College_New_Space Heating_Natural Gas_Gas Boiler - High Turndown Burner_A_Achievable Economic TRC Potential | F1 | Commercial | Interruptible - College | New | Space Heating | Natural Gas | Gas Boiler - High Turndown Burner | A | Integrated Unit Energy Savings (kWh or therms) | Achievable Economic TRC Potential | 0 | 0 | 0 | 0 | 0 | 0 | 0 | 0 | 0 | 0 | 0 | 0 | 0 | 0 | 0 | 0 | 0 | 0 | 0 | 0 | 0 | 0 | 0 | 0 | 0 | 0 | 0
F2_Commercial_Interruptible - College_New_Space Heating_Natural Gas_Gas Boiler - High Turndown Burner_A_Achievable Economic TRC Potential | F2 | Commercial | Interruptible - College | New | Space Heating | Natural Gas | Gas Boiler - High Turndown Burner | A | Integrated Unit Summer Peak Savings (kW) | Achievable Economic TRC Potential | 0 | 0 | 0 | 0 | 0 | 0 | 0 | 0 | 0 | 0 | 0 | 0 | 0 | 0 | 0 | 0 | 0 | 0 | 0 | 0 | 0 | 0 | 0 | 0 | 0 | 0 | 0
F3_Commercial_Interruptible - College_New_Space Heating_Natural Gas_Gas Boiler - High Turndown Burner_A_Achievable Economic TRC Potential | F3 | Commercial | Interruptible - College | New | Space Heating | Natural Gas | Gas Boiler - High Turndown Burner | A | Integrated Unit Winter Peak Savings (kW) | Achievable Economic TRC Potential | 0 | 0 | 0 | 0 | 0 | 0 | 0 | 0 | 0 | 0 | 0 | 0 | 0 | 0 | 0 | 0 | 0 | 0 | 0 | 0 | 0 | 0 | 0 | 0 | 0 | 0 | 0
F4_Commercial_Interruptible - College_New_Space Heating_Natural Gas_Gas Boiler - High Turndown Burner_A_Achievable Economic TRC Potential | F4 | Commercial | Interruptible - College | New | Space Heating | Natural Gas | Gas Boiler - High Turndown Burner | A | Incremental Energy Savings (MWh or mTherms) | Achievable Economic TRC Potential | 0 | 0 | 0 | 0 | 0 | 0 | 0 | 0 | 0 | 0 | 0 | 0 | 0 | 0 | 0 | 0 | 0 | 0 | 0 | 0 | 0 | 0 | 0 | 0 | 0 | 0 | 0
F5_Commercial_Interruptible - College_New_Space Heating_Natural Gas_Gas Boiler - High Turndown Burner_A_Achievable Economic TRC Potential | F5 | Commercial | Interruptible - College | New | Space Heating | Natural Gas | Gas Boiler - High Turndown Burner | A | Incremental Summer Peak Savings (MW) | Achievable Economic TRC Potential | 0 | 0 | 0 | 0 | 0 | 0 | 0 | 0 | 0 | 0 | 0 | 0 | 0 | 0 | 0 | 0 | 0 | 0 | 0 | 0 | 0 | 0 | 0 | 0 | 0 | 0 | 0
F6_Commercial_Interruptible - College_New_Space Heating_Natural Gas_Gas Boiler - High Turndown Burner_A_Achievable Economic TRC Potential | F6 | Commercial | Interruptible - College | New | Space Heating | Natural Gas | Gas Boiler - High Turndown Burner | A | Incremental Winter Peak Savings (MW) | Achievable Economic TRC Potential | 0 | 0 | 0 | 0 | 0 | 0 | 0 | 0 | 0 | 0 | 0 | 0 | 0 | 0 | 0 | 0 | 0 | 0 | 0 | 0 | 0 | 0 | 0 | 0 | 0 | 0 | 0
F7_Commercial_Interruptible - College_New_Space Heating_Natural Gas_Gas Boiler - High Turndown Burner_A_Achievable Economic TRC Potential | F7 | Commercial | Interruptible - College | New | Space Heating | Natural Gas | Gas Boiler - High Turndown Burner | A | Cumulative Energy Savings (MWh or mTherms) | Achievable Economic TRC Potential | 0 | 0 | 0 | 0 | 0 | 0 | 0 | 0 | 0 | 0 | 0 | 0 | 0 | 0 | 0 | 0 | 0 | 0 | 0 | 0 | 0 | 0 | 0 | 0 | 0 | 0 | 0
F8_Commercial_Interruptible - College_New_Space Heating_Natural Gas_Gas Boiler - High Turndown Burner_A_Achievable Economic TRC Potential | F8 | Commercial | Interruptible - College | New | Space Heating | Natural Gas | Gas Boiler - High Turndown Burner | A | Cumulative Summer Peak Savings (MW) | Achievable Economic TRC Potential | 0 | 0 | 0 | 0 | 0 | 0 | 0 | 0 | 0 | 0 | 0 | 0 | 0 | 0 | 0 | 0 | 0 | 0 | 0 | 0 | 0 | 0 | 0 | 0 | 0 | 0 | 0
F9_Commercial_Interruptible - College_New_Space Heating_Natural Gas_Gas Boiler - High Turndown Burner_A_Achievable Economic TRC Potential | F9 | Commercial | Interruptible - College | New | Space Heating | Natural Gas | Gas Boiler - High Turndown Burner | A | Cumulative Winter Peak Savings (MW) | Achievable Economic TRC Potential | 0 | 0 | 0 | 0 | 0 | 0 | 0 | 0 | 0 | 0 | 0 | 0 | 0 | 0 | 0 | 0 | 0 | 0 | 0 | 0 | 0 | 0 | 0 | 0 | 0 | 0 | 0
F10_Commercial_Interruptible - College_New_Space Heating_Natural Gas_Gas Boiler - High Turndown Burner_A_Achievable Economic TRC Potential | F10 | Commercial | Interruptible - College | New | Space Heating | Natural Gas | Gas Boiler - High Turndown Burner | A | Purchases (Incremental) | Achievable Economic TRC Potential | 0 | 0 | 0 | 0 | 0 | 0 | 0 | 0 | 0 | 0 | 0 | 0 | 0 | 0 | 0 | 0 | 0 | 0 | 0 | 0 | 0 | 0 | 0 | 0 | 0 | 0 | 0
F11_Commercial_Interruptible - College_New_Space Heating_Natural Gas_Gas Boiler - High Turndown Burner_A_Achievable Economic TRC Potential | F11 | Commercial | Interruptible - College | New | Space Heating | Natural Gas | Gas Boiler - High Turndown Burner | A | Purchases (Cumulative) | Achievable Economic TRC Potential | 0 | 0 | 0 | 0 | 0 | 0 | 0 | 0 | 0 | 0 | 0 | 0 | 0 | 0 | 0 | 0 | 0 | 0 | 0 | 0 | 0 | 0 | 0 | 0 | 0 | 0 | 0
F1_Commercial_Interruptible - College_New_Space Heating_Natural Gas_Gas Boiler - Burner Control Optimization_A_Achievable Economic TRC Potential | F1 | Commercial | Interruptible - College | New | Space Heating | Natural Gas | Gas Boiler - Burner Control Optimization | A | Integrated Unit Energy Savings (kWh or therms) | Achievable Economic TRC Potential | 0 | 0 | 0 | 0 | 0 | 0 | 0 | 0 | 0 | 0 | 0 | 0 | 0 | 0 | 0 | 0 | 0 | 0 | 0 | 0 | 0 | 0 | 0 | 0 | 0 | 0 | 0
F2_Commercial_Interruptible - College_New_Space Heating_Natural Gas_Gas Boiler - Burner Control Optimization_A_Achievable Economic TRC Potential | F2 | Commercial | Interruptible - College | New | Space Heating | Natural Gas | Gas Boiler - Burner Control Optimization | A | Integrated Unit Summer Peak Savings (kW) | Achievable Economic TRC Potential | 0 | 0 | 0 | 0 | 0 | 0 | 0 | 0 | 0 | 0 | 0 | 0 | 0 | 0 | 0 | 0 | 0 | 0 | 0 | 0 | 0 | 0 | 0 | 0 | 0 | 0 | 0
F3_Commercial_Interruptible - College_New_Space Heating_Natural Gas_Gas Boiler - Burner Control Optimization_A_Achievable Economic TRC Potential | F3 | Commercial | Interruptible - College | New | Space Heating | Natural Gas | Gas Boiler - Burner Control Optimization | A | Integrated Unit Winter Peak Savings (kW) | Achievable Economic TRC Potential | 0 | 0 | 0 | 0 | 0 | 0 | 0 | 0 | 0 | 0 | 0 | 0 | 0 | 0 | 0 | 0 | 0 | 0 | 0 | 0 | 0 | 0 | 0 | 0 | 0 | 0 | 0
F4_Commercial_Interruptible - College_New_Space Heating_Natural Gas_Gas Boiler - Burner Control Optimization_A_Achievable Economic TRC Potential | F4 | Commercial | Interruptible - College | New | Space Heating | Natural Gas | Gas Boiler - Burner Control Optimization | A | Incremental Energy Savings (MWh or mTherms) | Achievable Economic TRC Potential | 0 | 0 | 0 | 0 | 0 | 0 | 0 | 0 | 0 | 0 | 0 | 0 | 0 | 0 | 0 | 0 | 0 | 0 | 0 | 0 | 0 | 0 | 0 | 0 | 0 | 0 | 0
F5_Commercial_Interruptible - College_New_Space Heating_Natural Gas_Gas Boiler - Burner Control Optimization_A_Achievable Economic TRC Potential | F5 | Commercial | Interruptible - College | New | Space Heating | Natural Gas | Gas Boiler - Burner Control Optimization | A | Incremental Summer Peak Savings (MW) | Achievable Economic TRC Potential | 0 | 0 | 0 | 0 | 0 | 0 | 0 | 0 | 0 | 0 | 0 | 0 | 0 | 0 | 0 | 0 | 0 | 0 | 0 | 0 | 0 | 0 | 0 | 0 | 0 | 0 | 0
F6_Commercial_Interruptible - College_New_Space Heating_Natural Gas_Gas Boiler - Burner Control Optimization_A_Achievable Economic TRC Potential | F6 | Commercial | Interruptible - College | New | Space Heating | Natural Gas | Gas Boiler - Burner Control Optimization | A | Incremental Winter Peak Savings (MW) | Achievable Economic TRC Potential | 0 | 0 | 0 | 0 | 0 | 0 | 0 | 0 | 0 | 0 | 0 | 0 | 0 | 0 | 0 | 0 | 0 | 0 | 0 | 0 | 0 | 0 | 0 | 0 | 0 | 0 | 0
F7_Commercial_Interruptible - College_New_Space Heating_Natural Gas_Gas Boiler - Burner Control Optimization_A_Achievable Economic TRC Potential | F7 | Commercial | Interruptible - College | New | Space Heating | Natural Gas | Gas Boiler - Burner Control Optimization | A | Cumulative Energy Savings (MWh or mTherms) | Achievable Economic TRC Potential | 0 | 0 | 0 | 0 | 0 | 0 | 0 | 0 | 0 | 0 | 0 | 0 | 0 | 0 | 0 | 0 | 0 | 0 | 0 | 0 | 0 | 0 | 0 | 0 | 0 | 0 | 0
F8_Commercial_Interruptible - College_New_Space Heating_Natural Gas_Gas Boiler - Burner Control Optimization_A_Achievable Economic TRC Potential | F8 | Commercial | Interruptible - College | New | Space Heating | Natural Gas | Gas Boiler - Burner Control Optimization | A | Cumulative Summer Peak Savings (MW) | Achievable Economic TRC Potential | 0 | 0 | 0 | 0 | 0 | 0 | 0 | 0 | 0 | 0 | 0 | 0 | 0 | 0 | 0 | 0 | 0 | 0 | 0 | 0 | 0 | 0 | 0 | 0 | 0 | 0 | 0
F9_Commercial_Interruptible - College_New_Space Heating_Natural Gas_Gas Boiler - Burner Control Optimization_A_Achievable Economic TRC Potential | F9 | Commercial | Interruptible - College | New | Space Heating | Natural Gas | Gas Boiler - Burner Control Optimization | A | Cumulative Winter Peak Savings (MW) | Achievable Economic TRC Potential | 0 | 0 | 0 | 0 | 0 | 0 | 0 | 0 | 0 | 0 | 0 | 0 | 0 | 0 | 0 | 0 | 0 | 0 | 0 | 0 | 0 | 0 | 0 | 0 | 0 | 0 | 0
F10_Commercial_Interruptible - College_New_Space Heating_Natural Gas_Gas Boiler - Burner Control Optimization_A_Achievable Economic TRC Potential | F10 | Commercial | Interruptible - College | New | Space Heating | Natural Gas | Gas Boiler - Burner Control Optimization | A | Purchases (Incremental) | Achievable Economic TRC Potential | 0 | 0 | 0 | 0 | 0 | 0 | 0 | 0 | 0 | 0 | 0 | 0 | 0 | 0 | 0 | 0 | 0 | 0 | 0 | 0 | 0 | 0 | 0 | 0 | 0 | 0 | 0
F11_Commercial_Interruptible - College_New_Space Heating_Natural Gas_Gas Boiler - Burner Control Optimization_A_Achievable Economic TRC Potential | F11 | Commercial | Interruptible - College | New | Space Heating | Natural Gas | Gas Boiler - Burner Control Optimization | A | Purchases (Cumulative) | Achievable Economic TRC Potential | 0 | 0 | 0 | 0 | 0 | 0 | 0 | 0 | 0 | 0 | 0 | 0 | 0 | 0 | 0 | 0 | 0 | 0 | 0 | 0 | 0 | 0 | 0 | 0 | 0 | 0 | 0
F1_Commercial_Interruptible - College_New_Space Heating_Natural Gas_Gas Boiler - Stack Economizer_A_Achievable Economic TRC Potential | F1 | Commercial | Interruptible - College | New | Space Heating | Natural Gas | Gas Boiler - Stack Economizer | A | Integrated Unit Energy Savings (kWh or therms) | Achievable Economic TRC Potential | 0 | 0 | 0 | 0 | 0 | 0 | 0 | 0 | 0 | 0 | 0 | 0 | 0 | 0 | 0 | 0 | 0 | 0 | 0 | 0 | 0 | 0 | 0 | 0 | 0 | 0 | 0
F2_Commercial_Interruptible - College_New_Space Heating_Natural Gas_Gas Boiler - Stack Economizer_A_Achievable Economic TRC Potential | F2 | Commercial | Interruptible - College | New | Space Heating | Natural Gas | Gas Boiler - Stack Economizer | A | Integrated Unit Summer Peak Savings (kW) | Achievable Economic TRC Potential | 0 | 0 | 0 | 0 | 0 | 0 | 0 | 0 | 0 | 0 | 0 | 0 | 0 | 0 | 0 | 0 | 0 | 0 | 0 | 0 | 0 | 0 | 0 | 0 | 0 | 0 | 0
F3_Commercial_Interruptible - College_New_Space Heating_Natural Gas_Gas Boiler - Stack Economizer_A_Achievable Economic TRC Potential | F3 | Commercial | Interruptible - College | New | Space Heating | Natural Gas | Gas Boiler - Stack Economizer | A | Integrated Unit Winter Peak Savings (kW) | Achievable Economic TRC Potential | 0 | 0 | 0 | 0 | 0 | 0 | 0 | 0 | 0 | 0 | 0 | 0 | 0 | 0 | 0 | 0 | 0 | 0 | 0 | 0 | 0 | 0 | 0 | 0 | 0 | 0 | 0
F4_Commercial_Interruptible - College_New_Space Heating_Natural Gas_Gas Boiler - Stack Economizer_A_Achievable Economic TRC Potential | F4 | Commercial | Interruptible - College | New | Space Heating | Natural Gas | Gas Boiler - Stack Economizer | A | Incremental Energy Savings (MWh or mTherms) | Achievable Economic TRC Potential | 0 | 0 | 0 | 0 | 0 | 0 | 0 | 0 | 0 | 0 | 0 | 0 | 0 | 0 | 0 | 0 | 0 | 0 | 0 | 0 | 0 | 0 | 0 | 0 | 0 | 0 | 0
F5_Commercial_Interruptible - College_New_Space Heating_Natural Gas_Gas Boiler - Stack Economizer_A_Achievable Economic TRC Potential | F5 | Commercial | Interruptible - College | New | Space Heating | Natural Gas | Gas Boiler - Stack Economizer | A | Incremental Summer Peak Savings (MW) | Achievable Economic TRC Potential | 0 | 0 | 0 | 0 | 0 | 0 | 0 | 0 | 0 | 0 | 0 | 0 | 0 | 0 | 0 | 0 | 0 | 0 | 0 | 0 | 0 | 0 | 0 | 0 | 0 | 0 | 0
F6_Commercial_Interruptible - College_New_Space Heating_Natural Gas_Gas Boiler - Stack Economizer_A_Achievable Economic TRC Potential | F6 | Commercial | Interruptible - College | New | Space Heating | Natural Gas | Gas Boiler - Stack Economizer | A | Incremental Winter Peak Savings (MW) | Achievable Economic TRC Potential | 0 | 0 | 0 | 0 | 0 | 0 | 0 | 0 | 0 | 0 | 0 | 0 | 0 | 0 | 0 | 0 | 0 | 0 | 0 | 0 | 0 | 0 | 0 | 0 | 0 | 0 | 0
F7_Commercial_Interruptible - College_New_Space Heating_Natural Gas_Gas Boiler - Stack Economizer_A_Achievable Economic TRC Potential | F7 | Commercial | Interruptible - College | New | Space Heating | Natural Gas | Gas Boiler - Stack Economizer | A | Cumulative Energy Savings (MWh or mTherms) | Achievable Economic TRC Potential | 0 | 0 | 0 | 0 | 0 | 0 | 0 | 0 | 0 | 0 | 0 | 0 | 0 | 0 | 0 | 0 | 0 | 0 | 0 | 0 | 0 | 0 | 0 | 0 | 0 | 0 | 0
F8_Commercial_Interruptible - College_New_Space Heating_Natural Gas_Gas Boiler - Stack Economizer_A_Achievable Economic TRC Potential | F8 | Commercial | Interruptible - College | New | Space Heating | Natural Gas | Gas Boiler - Stack Economizer | A | Cumulative Summer Peak Savings (MW) | Achievable Economic TRC Potential | 0 | 0 | 0 | 0 | 0 | 0 | 0 | 0 | 0 | 0 | 0 | 0 | 0 | 0 | 0 | 0 | 0 | 0 | 0 | 0 | 0 | 0 | 0 | 0 | 0 | 0 | 0
F9_Commercial_Interruptible - College_New_Space Heating_Natural Gas_Gas Boiler - Stack Economizer_A_Achievable Economic TRC Potential | F9 | Commercial | Interruptible - College | New | Space Heating | Natural Gas | Gas Boiler - Stack Economizer | A | Cumulative Winter Peak Savings (MW) | Achievable Economic TRC Potential | 0 | 0 | 0 | 0 | 0 | 0 | 0 | 0 | 0 | 0 | 0 | 0 | 0 | 0 | 0 | 0 | 0 | 0 | 0 | 0 | 0 | 0 | 0 | 0 | 0 | 0 | 0
F10_Commercial_Interruptible - College_New_Space Heating_Natural Gas_Gas Boiler - Stack Economizer_A_Achievable Economic TRC Potential | F10 | Commercial | Interruptible - College | New | Space Heating | Natural Gas | Gas Boiler - Stack Economizer | A | Purchases (Incremental) | Achievable Economic TRC Potential | 0 | 0 | 0 | 0 | 0 | 0 | 0 | 0 | 0 | 0 | 0 | 0 | 0 | 0 | 0 | 0 | 0 | 0 | 0 | 0 | 0 | 0 | 0 | 0 | 0 | 0 | 0
F11_Commercial_Interruptible - College_New_Space Heating_Natural Gas_Gas Boiler - Stack Economizer_A_Achievable Economic TRC Potential | F11 | Commercial | Interruptible - College | New | Space Heating | Natural Gas | Gas Boiler - Stack Economizer | A | Purchases (Cumulative) | Achievable Economic TRC Potential | 0 | 0 | 0 | 0 | 0 | 0 | 0 | 0 | 0 | 0 | 0 | 0 | 0 | 0 | 0 | 0 | 0 | 0 | 0 | 0 | 0 | 0 | 0 | 0 | 0 | 0 | 0
F1_Commercial_Interruptible - College_New_Space Heating_Natural Gas_Gas Boiler - Thermostatic Radiator Valves_A_Achievable Economic TRC Potential | F1 | Commercial | Interruptible - College | New | Space Heating | Natural Gas | Gas Boiler - Thermostatic Radiator Valves | A | Integrated Unit Energy Savings (kWh or therms) | Achievable Economic TRC Potential | 0 | 0 | 0 | 0 | 0 | 0 | 0 | 0 | 0 | 0 | 0 | 0 | 0 | 0 | 0 | 0 | 0 | 0 | 0 | 0 | 0 | 0 | 0 | 0 | 0 | 0 | 0
F2_Commercial_Interruptible - College_New_Space Heating_Natural Gas_Gas Boiler - Thermostatic Radiator Valves_A_Achievable Economic TRC Potential | F2 | Commercial | Interruptible - College | New | Space Heating | Natural Gas | Gas Boiler - Thermostatic Radiator Valves | A | Integrated Unit Summer Peak Savings (kW) | Achievable Economic TRC Potential | 0 | 0 | 0 | 0 | 0 | 0 | 0 | 0 | 0 | 0 | 0 | 0 | 0 | 0 | 0 | 0 | 0 | 0 | 0 | 0 | 0 | 0 | 0 | 0 | 0 | 0 | 0
F3_Commercial_Interruptible - College_New_Space Heating_Natural Gas_Gas Boiler - Thermostatic Radiator Valves_A_Achievable Economic TRC Potential | F3 | Commercial | Interruptible - College | New | Space Heating | Natural Gas | Gas Boiler - Thermostatic Radiator Valves | A | Integrated Unit Winter Peak Savings (kW) | Achievable Economic TRC Potential | 0 | 0 | 0 | 0 | 0 | 0 | 0 | 0 | 0 | 0 | 0 | 0 | 0 | 0 | 0 | 0 | 0 | 0 | 0 | 0 | 0 | 0 | 0 | 0 | 0 | 0 | 0
F4_Commercial_Interruptible - College_New_Space Heating_Natural Gas_Gas Boiler - Thermostatic Radiator Valves_A_Achievable Economic TRC Potential | F4 | Commercial | Interruptible - College | New | Space Heating | Natural Gas | Gas Boiler - Thermostatic Radiator Valves | A | Incremental Energy Savings (MWh or mTherms) | Achievable Economic TRC Potential | 0 | 0 | 0 | 0 | 0 | 0 | 0 | 0 | 0 | 0 | 0 | 0 | 0 | 0 | 0 | 0 | 0 | 0 | 0 | 0 | 0 | 0 | 0 | 0 | 0 | 0 | 0
F5_Commercial_Interruptible - College_New_Space Heating_Natural Gas_Gas Boiler - Thermostatic Radiator Valves_A_Achievable Economic TRC Potential | F5 | Commercial | Interruptible - College | New | Space Heating | Natural Gas | Gas Boiler - Thermostatic Radiator Valves | A | Incremental Summer Peak Savings (MW) | Achievable Economic TRC Potential | 0 | 0 | 0 | 0 | 0 | 0 | 0 | 0 | 0 | 0 | 0 | 0 | 0 | 0 | 0 | 0 | 0 | 0 | 0 | 0 | 0 | 0 | 0 | 0 | 0 | 0 | 0
F6_Commercial_Interruptible - College_New_Space Heating_Natural Gas_Gas Boiler - Thermostatic Radiator Valves_A_Achievable Economic TRC Potential | F6 | Commercial | Interruptible - College | New | Space Heating | Natural Gas | Gas Boiler - Thermostatic Radiator Valves | A | Incremental Winter Peak Savings (MW) | Achievable Economic TRC Potential | 0 | 0 | 0 | 0 | 0 | 0 | 0 | 0 | 0 | 0 | 0 | 0 | 0 | 0 | 0 | 0 | 0 | 0 | 0 | 0 | 0 | 0 | 0 | 0 | 0 | 0 | 0
F7_Commercial_Interruptible - College_New_Space Heating_Natural Gas_Gas Boiler - Thermostatic Radiator Valves_A_Achievable Economic TRC Potential | F7 | Commercial | Interruptible - College | New | Space Heating | Natural Gas | Gas Boiler - Thermostatic Radiator Valves | A | Cumulative Energy Savings (MWh or mTherms) | Achievable Economic TRC Potential | 0 | 0 | 0 | 0 | 0 | 0 | 0 | 0 | 0 | 0 | 0 | 0 | 0 | 0 | 0 | 0 | 0 | 0 | 0 | 0 | 0 | 0 | 0 | 0 | 0 | 0 | 0
F8_Commercial_Interruptible - College_New_Space Heating_Natural Gas_Gas Boiler - Thermostatic Radiator Valves_A_Achievable Economic TRC Potential | F8 | Commercial | Interruptible - College | New | Space Heating | Natural Gas | Gas Boiler - Thermostatic Radiator Valves | A | Cumulative Summer Peak Savings (MW) | Achievable Economic TRC Potential | 0 | 0 | 0 | 0 | 0 | 0 | 0 | 0 | 0 | 0 | 0 | 0 | 0 | 0 | 0 | 0 | 0 | 0 | 0 | 0 | 0 | 0 | 0 | 0 | 0 | 0 | 0
F9_Commercial_Interruptible - College_New_Space Heating_Natural Gas_Gas Boiler - Thermostatic Radiator Valves_A_Achievable Economic TRC Potential | F9 | Commercial | Interruptible - College | New | Space Heating | Natural Gas | Gas Boiler - Thermostatic Radiator Valves | A | Cumulative Winter Peak Savings (MW) | Achievable Economic TRC Potential | 0 | 0 | 0 | 0 | 0 | 0 | 0 | 0 | 0 | 0 | 0 | 0 | 0 | 0 | 0 | 0 | 0 | 0 | 0 | 0 | 0 | 0 | 0 | 0 | 0 | 0 | 0
F10_Commercial_Interruptible - College_New_Space Heating_Natural Gas_Gas Boiler - Thermostatic Radiator Valves_A_Achievable Economic TRC Potential | F10 | Commercial | Interruptible - College | New | Space Heating | Natural Gas | Gas Boiler - Thermostatic Radiator Valves | A | Purchases (Incremental) | Achievable Economic TRC Potential | 0 | 0 | 0 | 0 | 0 | 0 | 0 | 0 | 0 | 0 | 0 | 0 | 0 | 0 | 0 | 0 | 0 | 0 | 0 | 0 | 0 | 0 | 0 | 0 | 0 | 0 | 0
F11_Commercial_Interruptible - College_New_Space Heating_Natural Gas_Gas Boiler - Thermostatic Radiator Valves_A_Achievable Economic TRC Potential | F11 | Commercial | Interruptible - College | New | Space Heating | Natural Gas | Gas Boiler - Thermostatic Radiator Valves | A | Purchases (Cumulative) | Achievable Economic TRC Potential | 0 | 0 | 0 | 0 | 0 | 0 | 0 | 0 | 0 | 0 | 0 | 0 | 0 | 0 | 0 | 0 | 0 | 0 | 0 | 0 | 0 | 0 | 0 | 0 | 0 | 0 | 0
F1_Commercial_Interruptible - College_New_Space Heating_Natural Gas_HVAC - Shut Off Damper_A_Achievable Economic TRC Potential | F1 | Commercial | Interruptible - College | New | Space Heating | Natural Gas | HVAC - Shut Off Damper | A | Integrated Unit Energy Savings (kWh or therms) | Achievable Economic TRC Potential | 0 | 0 | 0 | 0 | 0 | 0 | 0 | 0 | 0 | 0 | 0 | 0 | 0 | 0 | 0 | 0 | 0 | 0 | 0 | 0 | 0 | 0 | 0 | 0 | 0 | 0 | 0
F2_Commercial_Interruptible - College_New_Space Heating_Natural Gas_HVAC - Shut Off Damper_A_Achievable Economic TRC Potential | F2 | Commercial | Interruptible - College | New | Space Heating | Natural Gas | HVAC - Shut Off Damper | A | Integrated Unit Summer Peak Savings (kW) | Achievable Economic TRC Potential | 0 | 0 | 0 | 0 | 0 | 0 | 0 | 0 | 0 | 0 | 0 | 0 | 0 | 0 | 0 | 0 | 0 | 0 | 0 | 0 | 0 | 0 | 0 | 0 | 0 | 0 | 0
F3_Commercial_Interruptible - College_New_Space Heating_Natural Gas_HVAC - Shut Off Damper_A_Achievable Economic TRC Potential | F3 | Commercial | Interruptible - College | New | Space Heating | Natural Gas | HVAC - Shut Off Damper | A | Integrated Unit Winter Peak Savings (kW) | Achievable Economic TRC Potential | 0 | 0 | 0 | 0 | 0 | 0 | 0 | 0 | 0 | 0 | 0 | 0 | 0 | 0 | 0 | 0 | 0 | 0 | 0 | 0 | 0 | 0 | 0 | 0 | 0 | 0 | 0
F4_Commercial_Interruptible - College_New_Space Heating_Natural Gas_HVAC - Shut Off Damper_A_Achievable Economic TRC Potential | F4 | Commercial | Interruptible - College | New | Space Heating | Natural Gas | HVAC - Shut Off Damper | A | Incremental Energy Savings (MWh or mTherms) | Achievable Economic TRC Potential | 0 | 0 | 0 | 0 | 0 | 0 | 0 | 0 | 0 | 0 | 0 | 0 | 0 | 0 | 0 | 0 | 0 | 0 | 0 | 0 | 0 | 0 | 0 | 0 | 0 | 0 | 0
F5_Commercial_Interruptible - College_New_Space Heating_Natural Gas_HVAC - Shut Off Damper_A_Achievable Economic TRC Potential | F5 | Commercial | Interruptible - College | New | Space Heating | Natural Gas | HVAC - Shut Off Damper | A | Incremental Summer Peak Savings (MW) | Achievable Economic TRC Potential | 0 | 0 | 0 | 0 | 0 | 0 | 0 | 0 | 0 | 0 | 0 | 0 | 0 | 0 | 0 | 0 | 0 | 0 | 0 | 0 | 0 | 0 | 0 | 0 | 0 | 0 | 0
F6_Commercial_Interruptible - College_New_Space Heating_Natural Gas_HVAC - Shut Off Damper_A_Achievable Economic TRC Potential | F6 | Commercial | Interruptible - College | New | Space Heating | Natural Gas | HVAC - Shut Off Damper | A | Incremental Winter Peak Savings (MW) | Achievable Economic TRC Potential | 0 | 0 | 0 | 0 | 0 | 0 | 0 | 0 | 0 | 0 | 0 | 0 | 0 | 0 | 0 | 0 | 0 | 0 | 0 | 0 | 0 | 0 | 0 | 0 | 0 | 0 | 0
F7_Commercial_Interruptible - College_New_Space Heating_Natural Gas_HVAC - Shut Off Damper_A_Achievable Economic TRC Potential | F7 | Commercial | Interruptible - College | New | Space Heating | Natural Gas | HVAC - Shut Off Damper | A | Cumulative Energy Savings (MWh or mTherms) | Achievable Economic TRC Potential | 0 | 0 | 0 | 0 | 0 | 0 | 0 | 0 | 0 | 0 | 0 | 0 | 0 | 0 | 0 | 0 | 0 | 0 | 0 | 0 | 0 | 0 | 0 | 0 | 0 | 0 | 0
F8_Commercial_Interruptible - College_New_Space Heating_Natural Gas_HVAC - Shut Off Damper_A_Achievable Economic TRC Potential | F8 | Commercial | Interruptible - College | New | Space Heating | Natural Gas | HVAC - Shut Off Damper | A | Cumulative Summer Peak Savings (MW) | Achievable Economic TRC Potential | 0 | 0 | 0 | 0 | 0 | 0 | 0 | 0 | 0 | 0 | 0 | 0 | 0 | 0 | 0 | 0 | 0 | 0 | 0 | 0 | 0 | 0 | 0 | 0 | 0 | 0 | 0
F9_Commercial_Interruptible - College_New_Space Heating_Natural Gas_HVAC - Shut Off Damper_A_Achievable Economic TRC Potential | F9 | Commercial | Interruptible - College | New | Space Heating | Natural Gas | HVAC - Shut Off Damper | A | Cumulative Winter Peak Savings (MW) | Achievable Economic TRC Potential | 0 | 0 | 0 | 0 | 0 | 0 | 0 | 0 | 0 | 0 | 0 | 0 | 0 | 0 | 0 | 0 | 0 | 0 | 0 | 0 | 0 | 0 | 0 | 0 | 0 | 0 | 0
F10_Commercial_Interruptible - College_New_Space Heating_Natural Gas_HVAC - Shut Off Damper_A_Achievable Economic TRC Potential | F10 | Commercial | Interruptible - College | New | Space Heating | Natural Gas | HVAC - Shut Off Damper | A | Purchases (Incremental) | Achievable Economic TRC Potential | 0 | 0 | 0 | 0 | 0 | 0 | 0 | 0 | 0 | 0 | 0 | 0 | 0 | 0 | 0 | 0 | 0 | 0 | 0 | 0 | 0 | 0 | 0 | 0 | 0 | 0 | 0
F11_Commercial_Interruptible - College_New_Space Heating_Natural Gas_HVAC - Shut Off Damper_A_Achievable Economic TRC Potential | F11 | Commercial | Interruptible - College | New | Space Heating | Natural Gas | HVAC - Shut Off Damper | A | Purchases (Cumulative) | Achievable Economic TRC Potential | 0 | 0 | 0 | 0 | 0 | 0 | 0 | 0 | 0 | 0 | 0 | 0 | 0 | 0 | 0 | 0 | 0 | 0 | 0 | 0 | 0 | 0 | 0 | 0 | 0 | 0 | 0
F1_Commercial_Interruptible - College_New_Space Heating_Natural Gas_Gas Furnace - Tube Inserts_A_Achievable Economic TRC Potential | F1 | Commercial | Interruptible - College | New | Space Heating | Natural Gas | Gas Furnace - Tube Inserts | A | Integrated Unit Energy Savings (kWh or therms) | Achievable Economic TRC Potential | 0 | 0 | 0 | 0 | 0 | 0 | 0 | 0 | 0 | 0 | 0 | 0 | 0 | 0 | 0 | 0 | 0 | 0 | 0 | 0 | 0 | 0 | 0 | 0 | 0 | 0 | 0
F2_Commercial_Interruptible - College_New_Space Heating_Natural Gas_Gas Furnace - Tube Inserts_A_Achievable Economic TRC Potential | F2 | Commercial | Interruptible - College | New | Space Heating | Natural Gas | Gas Furnace - Tube Inserts | A | Integrated Unit Summer Peak Savings (kW) | Achievable Economic TRC Potential | 0 | 0 | 0 | 0 | 0 | 0 | 0 | 0 | 0 | 0 | 0 | 0 | 0 | 0 | 0 | 0 | 0 | 0 | 0 | 0 | 0 | 0 | 0 | 0 | 0 | 0 | 0
F3_Commercial_Interruptible - College_New_Space Heating_Natural Gas_Gas Furnace - Tube Inserts_A_Achievable Economic TRC Potential | F3 | Commercial | Interruptible - College | New | Space Heating | Natural Gas | Gas Furnace - Tube Inserts | A | Integrated Unit Winter Peak Savings (kW) | Achievable Economic TRC Potential | 0 | 0 | 0 | 0 | 0 | 0 | 0 | 0 | 0 | 0 | 0 | 0 | 0 | 0 | 0 | 0 | 0 | 0 | 0 | 0 | 0 | 0 | 0 | 0 | 0 | 0 | 0
F4_Commercial_Interruptible - College_New_Space Heating_Natural Gas_Gas Furnace - Tube Inserts_A_Achievable Economic TRC Potential | F4 | Commercial | Interruptible - College | New | Space Heating | Natural Gas | Gas Furnace - Tube Inserts | A | Incremental Energy Savings (MWh or mTherms) | Achievable Economic TRC Potential | 0 | 0 | 0 | 0 | 0 | 0 | 0 | 0 | 0 | 0 | 0 | 0 | 0 | 0 | 0 | 0 | 0 | 0 | 0 | 0 | 0 | 0 | 0 | 0 | 0 | 0 | 0
F5_Commercial_Interruptible - College_New_Space Heating_Natural Gas_Gas Furnace - Tube Inserts_A_Achievable Economic TRC Potential | F5 | Commercial | Interruptible - College | New | Space Heating | Natural Gas | Gas Furnace - Tube Inserts | A | Incremental Summer Peak Savings (MW) | Achievable Economic TRC Potential | 0 | 0 | 0 | 0 | 0 | 0 | 0 | 0 | 0 | 0 | 0 | 0 | 0 | 0 | 0 | 0 | 0 | 0 | 0 | 0 | 0 | 0 | 0 | 0 | 0 | 0 | 0
F6_Commercial_Interruptible - College_New_Space Heating_Natural Gas_Gas Furnace - Tube Inserts_A_Achievable Economic TRC Potential | F6 | Commercial | Interruptible - College | New | Space Heating | Natural Gas | Gas Furnace - Tube Inserts | A | Incremental Winter Peak Savings (MW) | Achievable Economic TRC Potential | 0 | 0 | 0 | 0 | 0 | 0 | 0 | 0 | 0 | 0 | 0 | 0 | 0 | 0 | 0 | 0 | 0 | 0 | 0 | 0 | 0 | 0 | 0 | 0 | 0 | 0 | 0
F7_Commercial_Interruptible - College_New_Space Heating_Natural Gas_Gas Furnace - Tube Inserts_A_Achievable Economic TRC Potential | F7 | Commercial | Interruptible - College | New | Space Heating | Natural Gas | Gas Furnace - Tube Inserts | A | Cumulative Energy Savings (MWh or mTherms) | Achievable Economic TRC Potential | 0 | 0 | 0 | 0 | 0 | 0 | 0 | 0 | 0 | 0 | 0 | 0 | 0 | 0 | 0 | 0 | 0 | 0 | 0 | 0 | 0 | 0 | 0 | 0 | 0 | 0 | 0
F8_Commercial_Interruptible - College_New_Space Heating_Natural Gas_Gas Furnace - Tube Inserts_A_Achievable Economic TRC Potential | F8 | Commercial | Interruptible - College | New | Space Heating | Natural Gas | Gas Furnace - Tube Inserts | A | Cumulative Summer Peak Savings (MW) | Achievable Economic TRC Potential | 0 | 0 | 0 | 0 | 0 | 0 | 0 | 0 | 0 | 0 | 0 | 0 | 0 | 0 | 0 | 0 | 0 | 0 | 0 | 0 | 0 | 0 | 0 | 0 | 0 | 0 | 0
F9_Commercial_Interruptible - College_New_Space Heating_Natural Gas_Gas Furnace - Tube Inserts_A_Achievable Economic TRC Potential | F9 | Commercial | Interruptible - College | New | Space Heating | Natural Gas | Gas Furnace - Tube Inserts | A | Cumulative Winter Peak Savings (MW) | Achievable Economic TRC Potential | 0 | 0 | 0 | 0 | 0 | 0 | 0 | 0 | 0 | 0 | 0 | 0 | 0 | 0 | 0 | 0 | 0 | 0 | 0 | 0 | 0 | 0 | 0 | 0 | 0 | 0 | 0
F10_Commercial_Interruptible - College_New_Space Heating_Natural Gas_Gas Furnace - Tube Inserts_A_Achievable Economic TRC Potential | F10 | Commercial | Interruptible - College | New | Space Heating | Natural Gas | Gas Furnace - Tube Inserts | A | Purchases (Incremental) | Achievable Economic TRC Potential | 0 | 0 | 0 | 0 | 0 | 0 | 0 | 0 | 0 | 0 | 0 | 0 | 0 | 0 | 0 | 0 | 0 | 0 | 0 | 0 | 0 | 0 | 0 | 0 | 0 | 0 | 0
F11_Commercial_Interruptible - College_New_Space Heating_Natural Gas_Gas Furnace - Tube Inserts_A_Achievable Economic TRC Potential | F11 | Commercial | Interruptible - College | New | Space Heating | Natural Gas | Gas Furnace - Tube Inserts | A | Purchases (Cumulative) | Achievable Economic TRC Potential | 0 | 0 | 0 | 0 | 0 | 0 | 0 | 0 | 0 | 0 | 0 | 0 | 0 | 0 | 0 | 0 | 0 | 0 | 0 | 0 | 0 | 0 | 0 | 0 | 0 | 0 | 0
F1_Commercial_Interruptible - College_New_Space Heating_Natural Gas_Gas Boiler - Insulate Steam Lines/Condensate Tank_A_Achievable Economic TRC Potential | F1 | Commercial | Interruptible - College | New | Space Heating | Natural Gas | Gas Boiler - Insulate Steam Lines/Condensate Tank | A | Integrated Unit Energy Savings (kWh or therms) | Achievable Economic TRC Potential | 0 | 0 | 0 | 0 | 0 | 0 | 0 | 0 | 0 | 0 | 0 | 0 | 0 | 0 | 0 | 0 | 0 | 0 | 0 | 0 | 0 | 0 | 0 | 0 | 0 | 0 | 0
F2_Commercial_Interruptible - College_New_Space Heating_Natural Gas_Gas Boiler - Insulate Steam Lines/Condensate Tank_A_Achievable Economic TRC Potential | F2 | Commercial | Interruptible - College | New | Space Heating | Natural Gas | Gas Boiler - Insulate Steam Lines/Condensate Tank | A | Integrated Unit Summer Peak Savings (kW) | Achievable Economic TRC Potential | 0 | 0 | 0 | 0 | 0 | 0 | 0 | 0 | 0 | 0 | 0 | 0 | 0 | 0 | 0 | 0 | 0 | 0 | 0 | 0 | 0 | 0 | 0 | 0 | 0 | 0 | 0
F3_Commercial_Interruptible - College_New_Space Heating_Natural Gas_Gas Boiler - Insulate Steam Lines/Condensate Tank_A_Achievable Economic TRC Potential | F3 | Commercial | Interruptible - College | New | Space Heating | Natural Gas | Gas Boiler - Insulate Steam Lines/Condensate Tank | A | Integrated Unit Winter Peak Savings (kW) | Achievable Economic TRC Potential | 0 | 0 | 0 | 0 | 0 | 0 | 0 | 0 | 0 | 0 | 0 | 0 | 0 | 0 | 0 | 0 | 0 | 0 | 0 | 0 | 0 | 0 | 0 | 0 | 0 | 0 | 0
F4_Commercial_Interruptible - College_New_Space Heating_Natural Gas_Gas Boiler - Insulate Steam Lines/Condensate Tank_A_Achievable Economic TRC Potential | F4 | Commercial | Interruptible - College | New | Space Heating | Natural Gas | Gas Boiler - Insulate Steam Lines/Condensate Tank | A | Incremental Energy Savings (MWh or mTherms) | Achievable Economic TRC Potential | 0 | 0 | 0 | 0 | 0 | 0 | 0 | 0 | 0 | 0 | 0 | 0 | 0 | 0 | 0 | 0 | 0 | 0 | 0 | 0 | 0 | 0 | 0 | 0 | 0 | 0 | 0
F5_Commercial_Interruptible - College_New_Space Heating_Natural Gas_Gas Boiler - Insulate Steam Lines/Condensate Tank_A_Achievable Economic TRC Potential | F5 | Commercial | Interruptible - College | New | Space Heating | Natural Gas | Gas Boiler - Insulate Steam Lines/Condensate Tank | A | Incremental Summer Peak Savings (MW) | Achievable Economic TRC Potential | 0 | 0 | 0 | 0 | 0 | 0 | 0 | 0 | 0 | 0 | 0 | 0 | 0 | 0 | 0 | 0 | 0 | 0 | 0 | 0 | 0 | 0 | 0 | 0 | 0 | 0 | 0
F6_Commercial_Interruptible - College_New_Space Heating_Natural Gas_Gas Boiler - Insulate Steam Lines/Condensate Tank_A_Achievable Economic TRC Potential | F6 | Commercial | Interruptible - College | New | Space Heating | Natural Gas | Gas Boiler - Insulate Steam Lines/Condensate Tank | A | Incremental Winter Peak Savings (MW) | Achievable Economic TRC Potential | 0 | 0 | 0 | 0 | 0 | 0 | 0 | 0 | 0 | 0 | 0 | 0 | 0 | 0 | 0 | 0 | 0 | 0 | 0 | 0 | 0 | 0 | 0 | 0 | 0 | 0 | 0
F7_Commercial_Interruptible - College_New_Space Heating_Natural Gas_Gas Boiler - Insulate Steam Lines/Condensate Tank_A_Achievable Economic TRC Potential | F7 | Commercial | Interruptible - College | New | Space Heating | Natural Gas | Gas Boiler - Insulate Steam Lines/Condensate Tank | A | Cumulative Energy Savings (MWh or mTherms) | Achievable Economic TRC Potential | 0 | 0 | 0 | 0 | 0 | 0 | 0 | 0 | 0 | 0 | 0 | 0 | 0 | 0 | 0 | 0 | 0 | 0 | 0 | 0 | 0 | 0 | 0 | 0 | 0 | 0 | 0
F8_Commercial_Interruptible - College_New_Space Heating_Natural Gas_Gas Boiler - Insulate Steam Lines/Condensate Tank_A_Achievable Economic TRC Potential | F8 | Commercial | Interruptible - College | New | Space Heating | Natural Gas | Gas Boiler - Insulate Steam Lines/Condensate Tank | A | Cumulative Summer Peak Savings (MW) | Achievable Economic TRC Potential | 0 | 0 | 0 | 0 | 0 | 0 | 0 | 0 | 0 | 0 | 0 | 0 | 0 | 0 | 0 | 0 | 0 | 0 | 0 | 0 | 0 | 0 | 0 | 0 | 0 | 0 | 0
F9_Commercial_Interruptible - College_New_Space Heating_Natural Gas_Gas Boiler - Insulate Steam Lines/Condensate Tank_A_Achievable Economic TRC Potential | F9 | Commercial | Interruptible - College | New | Space Heating | Natural Gas | Gas Boiler - Insulate Steam Lines/Condensate Tank | A | Cumulative Winter Peak Savings (MW) | Achievable Economic TRC Potential | 0 | 0 | 0 | 0 | 0 | 0 | 0 | 0 | 0 | 0 | 0 | 0 | 0 | 0 | 0 | 0 | 0 | 0 | 0 | 0 | 0 | 0 | 0 | 0 | 0 | 0 | 0
F10_Commercial_Interruptible - College_New_Space Heating_Natural Gas_Gas Boiler - Insulate Steam Lines/Condensate Tank_A_Achievable Economic TRC Potential | F10 | Commercial | Interruptible - College | New | Space Heating | Natural Gas | Gas Boiler - Insulate Steam Lines/Condensate Tank | A | Purchases (Incremental) | Achievable Economic TRC Potential | 0 | 0 | 0 | 0 | 0 | 0 | 0 | 0 | 0 | 0 | 0 | 0 | 0 | 0 | 0 | 0 | 0 | 0 | 0 | 0 | 0 | 0 | 0 | 0 | 0 | 0 | 0
F11_Commercial_Interruptible - College_New_Space Heating_Natural Gas_Gas Boiler - Insulate Steam Lines/Condensate Tank_A_Achievable Economic TRC Potential | F11 | Commercial | Interruptible - College | New | Space Heating | Natural Gas | Gas Boiler - Insulate Steam Lines/Condensate Tank | A | Purchases (Cumulative) | Achievable Economic TRC Potential | 0 | 0 | 0 | 0 | 0 | 0 | 0 | 0 | 0 | 0 | 0 | 0 | 0 | 0 | 0 | 0 | 0 | 0 | 0 | 0 | 0 | 0 | 0 | 0 | 0 | 0 | 0
F1_Commercial_Interruptible - College_New_Space Heating_Natural Gas_Gas Boiler - Insulate Hot Water Lines_A_Achievable Economic TRC Potential | F1 | Commercial | Interruptible - College | New | Space Heating | Natural Gas | Gas Boiler - Insulate Hot Water Lines | A | Integrated Unit Energy Savings (kWh or therms) | Achievable Economic TRC Potential | 0 | 0 | 0 | 0 | 0 | 0 | 0 | 0 | 0 | 0 | 0 | 0 | 0 | 0 | 0 | 0 | 0 | 0 | 0 | 0 | 0 | 0 | 0 | 0 | 0 | 0 | 0
F2_Commercial_Interruptible - College_New_Space Heating_Natural Gas_Gas Boiler - Insulate Hot Water Lines_A_Achievable Economic TRC Potential | F2 | Commercial | Interruptible - College | New | Space Heating | Natural Gas | Gas Boiler - Insulate Hot Water Lines | A | Integrated Unit Summer Peak Savings (kW) | Achievable Economic TRC Potential | 0 | 0 | 0 | 0 | 0 | 0 | 0 | 0 | 0 | 0 | 0 | 0 | 0 | 0 | 0 | 0 | 0 | 0 | 0 | 0 | 0 | 0 | 0 | 0 | 0 | 0 | 0
F3_Commercial_Interruptible - College_New_Space Heating_Natural Gas_Gas Boiler - Insulate Hot Water Lines_A_Achievable Economic TRC Potential | F3 | Commercial | Interruptible - College | New | Space Heating | Natural Gas | Gas Boiler - Insulate Hot Water Lines | A | Integrated Unit Winter Peak Savings (kW) | Achievable Economic TRC Potential | 0 | 0 | 0 | 0 | 0 | 0 | 0 | 0 | 0 | 0 | 0 | 0 | 0 | 0 | 0 | 0 | 0 | 0 | 0 | 0 | 0 | 0 | 0 | 0 | 0 | 0 | 0
F4_Commercial_Interruptible - College_New_Space Heating_Natural Gas_Gas Boiler - Insulate Hot Water Lines_A_Achievable Economic TRC Potential | F4 | Commercial | Interruptible - College | New | Space Heating | Natural Gas | Gas Boiler - Insulate Hot Water Lines | A | Incremental Energy Savings (MWh or mTherms) | Achievable Economic TRC Potential | 0 | 0 | 0 | 0 | 0 | 0 | 0 | 0 | 0 | 0 | 0 | 0 | 0 | 0 | 0 | 0 | 0 | 0 | 0 | 0 | 0 | 0 | 0 | 0 | 0 | 0 | 0
F5_Commercial_Interruptible - College_New_Space Heating_Natural Gas_Gas Boiler - Insulate Hot Water Lines_A_Achievable Economic TRC Potential | F5 | Commercial | Interruptible - College | New | Space Heating | Natural Gas | Gas Boiler - Insulate Hot Water Lines | A | Incremental Summer Peak Savings (MW) | Achievable Economic TRC Potential | 0 | 0 | 0 | 0 | 0 | 0 | 0 | 0 | 0 | 0 | 0 | 0 | 0 | 0 | 0 | 0 | 0 | 0 | 0 | 0 | 0 | 0 | 0 | 0 | 0 | 0 | 0
F6_Commercial_Interruptible - College_New_Space Heating_Natural Gas_Gas Boiler - Insulate Hot Water Lines_A_Achievable Economic TRC Potential | F6 | Commercial | Interruptible - College | New | Space Heating | Natural Gas | Gas Boiler - Insulate Hot Water Lines | A | Incremental Winter Peak Savings (MW) | Achievable Economic TRC Potential | 0 | 0 | 0 | 0 | 0 | 0 | 0 | 0 | 0 | 0 | 0 | 0 | 0 | 0 | 0 | 0 | 0 | 0 | 0 | 0 | 0 | 0 | 0 | 0 | 0 | 0 | 0
F7_Commercial_Interruptible - College_New_Space Heating_Natural Gas_Gas Boiler - Insulate Hot Water Lines_A_Achievable Economic TRC Potential | F7 | Commercial | Interruptible - College | New | Space Heating | Natural Gas | Gas Boiler - Insulate Hot Water Lines | A | Cumulative Energy Savings (MWh or mTherms) | Achievable Economic TRC Potential | 0 | 0 | 0 | 0 | 0 | 0 | 0 | 0 | 0 | 0 | 0 | 0 | 0 | 0 | 0 | 0 | 0 | 0 | 0 | 0 | 0 | 0 | 0 | 0 | 0 | 0 | 0
F8_Commercial_Interruptible - College_New_Space Heating_Natural Gas_Gas Boiler - Insulate Hot Water Lines_A_Achievable Economic TRC Potential | F8 | Commercial | Interruptible - College | New | Space Heating | Natural Gas | Gas Boiler - Insulate Hot Water Lines | A | Cumulative Summer Peak Savings (MW) | Achievable Economic TRC Potential | 0 | 0 | 0 | 0 | 0 | 0 | 0 | 0 | 0 | 0 | 0 | 0 | 0 | 0 | 0 | 0 | 0 | 0 | 0 | 0 | 0 | 0 | 0 | 0 | 0 | 0 | 0
F9_Commercial_Interruptible - College_New_Space Heating_Natural Gas_Gas Boiler - Insulate Hot Water Lines_A_Achievable Economic TRC Potential | F9 | Commercial | Interruptible - College | New | Space Heating | Natural Gas | Gas Boiler - Insulate Hot Water Lines | A | Cumulative Winter Peak Savings (MW) | Achievable Economic TRC Potential | 0 | 0 | 0 | 0 | 0 | 0 | 0 | 0 | 0 | 0 | 0 | 0 | 0 | 0 | 0 | 0 | 0 | 0 | 0 | 0 | 0 | 0 | 0 | 0 | 0 | 0 | 0
F10_Commercial_Interruptible - College_New_Space Heating_Natural Gas_Gas Boiler - Insulate Hot Water Lines_A_Achievable Economic TRC Potential | F10 | Commercial | Interruptible - College | New | Space Heating | Natural Gas | Gas Boiler - Insulate Hot Water Lines | A | Purchases (Incremental) | Achievable Economic TRC Potential | 0 | 0 | 0 | 0 | 0 | 0 | 0 | 0 | 0 | 0 | 0 | 0 | 0 | 0 | 0 | 0 | 0 | 0 | 0 | 0 | 0 | 0 | 0 | 0 | 0 | 0 | 0
F11_Commercial_Interruptible - College_New_Space Heating_Natural Gas_Gas Boiler - Insulate Hot Water Lines_A_Achievable Economic TRC Potential | F11 | Commercial | Interruptible - College | New | Space Heating | Natural Gas | Gas Boiler - Insulate Hot Water Lines | A | Purchases (Cumulative) | Achievable Economic TRC Potential | 0 | 0 | 0 | 0 | 0 | 0 | 0 | 0 | 0 | 0 | 0 | 0 | 0 | 0 | 0 | 0 | 0 | 0 | 0 | 0 | 0 | 0 | 0 | 0 | 0 | 0 | 0
F1_Commercial_Interruptible - College_New_Space Heating_Natural Gas_Condensing RTU_A_Achievable Economic TRC Potential | F1 | Commercial | Interruptible - College | New | Space Heating | Natural Gas | Condensing RTU | A | Integrated Unit Energy Savings (kWh or therms) | Achievable Economic TRC Potential | 0 | 0 | 0 | 0 | 0 | 0 | 0 | 0 | 0 | 0 | 0 | 0 | 0 | 0 | 0 | 0 | 0 | 0 | 0 | 0 | 0 | 0 | 0 | 0 | 0 | 0 | 0
F2_Commercial_Interruptible - College_New_Space Heating_Natural Gas_Condensing RTU_A_Achievable Economic TRC Potential | F2 | Commercial | Interruptible - College | New | Space Heating | Natural Gas | Condensing RTU | A | Integrated Unit Summer Peak Savings (kW) | Achievable Economic TRC Potential | 0 | 0 | 0 | 0 | 0 | 0 | 0 | 0 | 0 | 0 | 0 | 0 | 0 | 0 | 0 | 0 | 0 | 0 | 0 | 0 | 0 | 0 | 0 | 0 | 0 | 0 | 0
F3_Commercial_Interruptible - College_New_Space Heating_Natural Gas_Condensing RTU_A_Achievable Economic TRC Potential | F3 | Commercial | Interruptible - College | New | Space Heating | Natural Gas | Condensing RTU | A | Integrated Unit Winter Peak Savings (kW) | Achievable Economic TRC Potential | 0 | 0 | 0 | 0 | 0 | 0 | 0 | 0 | 0 | 0 | 0 | 0 | 0 | 0 | 0 | 0 | 0 | 0 | 0 | 0 | 0 | 0 | 0 | 0 | 0 | 0 | 0
F4_Commercial_Interruptible - College_New_Space Heating_Natural Gas_Condensing RTU_A_Achievable Economic TRC Potential | F4 | Commercial | Interruptible - College | New | Space Heating | Natural Gas | Condensing RTU | A | Incremental Energy Savings (MWh or mTherms) | Achievable Economic TRC Potential | 0 | 0 | 0 | 0 | 0 | 0 | 0 | 0 | 0 | 0 | 0 | 0 | 0 | 0 | 0 | 0 | 0 | 0 | 0 | 0 | 0 | 0 | 0 | 0 | 0 | 0 | 0
F5_Commercial_Interruptible - College_New_Space Heating_Natural Gas_Condensing RTU_A_Achievable Economic TRC Potential | F5 | Commercial | Interruptible - College | New | Space Heating | Natural Gas | Condensing RTU | A | Incremental Summer Peak Savings (MW) | Achievable Economic TRC Potential | 0 | 0 | 0 | 0 | 0 | 0 | 0 | 0 | 0 | 0 | 0 | 0 | 0 | 0 | 0 | 0 | 0 | 0 | 0 | 0 | 0 | 0 | 0 | 0 | 0 | 0 | 0
F6_Commercial_Interruptible - College_New_Space Heating_Natural Gas_Condensing RTU_A_Achievable Economic TRC Potential | F6 | Commercial | Interruptible - College | New | Space Heating | Natural Gas | Condensing RTU | A | Incremental Winter Peak Savings (MW) | Achievable Economic TRC Potential | 0 | 0 | 0 | 0 | 0 | 0 | 0 | 0 | 0 | 0 | 0 | 0 | 0 | 0 | 0 | 0 | 0 | 0 | 0 | 0 | 0 | 0 | 0 | 0 | 0 | 0 | 0
F7_Commercial_Interruptible - College_New_Space Heating_Natural Gas_Condensing RTU_A_Achievable Economic TRC Potential | F7 | Commercial | Interruptible - College | New | Space Heating | Natural Gas | Condensing RTU | A | Cumulative Energy Savings (MWh or mTherms) | Achievable Economic TRC Potential | 0 | 0 | 0 | 0 | 0 | 0 | 0 | 0 | 0 | 0 | 0 | 0 | 0 | 0 | 0 | 0 | 0 | 0 | 0 | 0 | 0 | 0 | 0 | 0 | 0 | 0 | 0
F8_Commercial_Interruptible - College_New_Space Heating_Natural Gas_Condensing RTU_A_Achievable Economic TRC Potential | F8 | Commercial | Interruptible - College | New | Space Heating | Natural Gas | Condensing RTU | A | Cumulative Summer Peak Savings (MW) | Achievable Economic TRC Potential | 0 | 0 | 0 | 0 | 0 | 0 | 0 | 0 | 0 | 0 | 0 | 0 | 0 | 0 | 0 | 0 | 0 | 0 | 0 | 0 | 0 | 0 | 0 | 0 | 0 | 0 | 0
F9_Commercial_Interruptible - College_New_Space Heating_Natural Gas_Condensing RTU_A_Achievable Economic TRC Potential | F9 | Commercial | Interruptible - College | New | Space Heating | Natural Gas | Condensing RTU | A | Cumulative Winter Peak Savings (MW) | Achievable Economic TRC Potential | 0 | 0 | 0 | 0 | 0 | 0 | 0 | 0 | 0 | 0 | 0 | 0 | 0 | 0 | 0 | 0 | 0 | 0 | 0 | 0 | 0 | 0 | 0 | 0 | 0 | 0 | 0
F10_Commercial_Interruptible - College_New_Space Heating_Natural Gas_Condensing RTU_A_Achievable Economic TRC Potential | F10 | Commercial | Interruptible - College | New | Space Heating | Natural Gas | Condensing RTU | A | Purchases (Incremental) | Achievable Economic TRC Potential | 0 | 0 | 0 | 0 | 0 | 0 | 0 | 0 | 0 | 0 | 0 | 0 | 0 | 0 | 0 | 0 | 0 | 0 | 0 | 0 | 0 | 0 | 0 | 0 | 0 | 0 | 0
F11_Commercial_Interruptible - College_New_Space Heating_Natural Gas_Condensing RTU_A_Achievable Economic TRC Potential | F11 | Commercial | Interruptible - College | New | Space Heating | Natural Gas | Condensing RTU | A | Purchases (Cumulative) | Achievable Economic TRC Potential | 0 | 0 | 0 | 0 | 0 | 0 | 0 | 0 | 0 | 0 | 0 | 0 | 0 | 0 | 0 | 0 | 0 | 0 | 0 | 0 | 0 | 0 | 0 | 0 | 0 | 0 | 0
F1_Commercial_Interruptible - College_New_Space Heating_Natural Gas_Hydronic Heating Radiator Replacement_A_Achievable Economic TRC Potential | F1 | Commercial | Interruptible - College | New | Space Heating | Natural Gas | Hydronic Heating Radiator Replacement | A | Integrated Unit Energy Savings (kWh or therms) | Achievable Economic TRC Potential | 0 | 0 | 0 | 0 | 0 | 0 | 0 | 0 | 0 | 0 | 0 | 0 | 0 | 0 | 0 | 0 | 0 | 0 | 0 | 0 | 0 | 0 | 0 | 0 | 0 | 0 | 0
F2_Commercial_Interruptible - College_New_Space Heating_Natural Gas_Hydronic Heating Radiator Replacement_A_Achievable Economic TRC Potential | F2 | Commercial | Interruptible - College | New | Space Heating | Natural Gas | Hydronic Heating Radiator Replacement | A | Integrated Unit Summer Peak Savings (kW) | Achievable Economic TRC Potential | 0 | 0 | 0 | 0 | 0 | 0 | 0 | 0 | 0 | 0 | 0 | 0 | 0 | 0 | 0 | 0 | 0 | 0 | 0 | 0 | 0 | 0 | 0 | 0 | 0 | 0 | 0
F3_Commercial_Interruptible - College_New_Space Heating_Natural Gas_Hydronic Heating Radiator Replacement_A_Achievable Economic TRC Potential | F3 | Commercial | Interruptible - College | New | Space Heating | Natural Gas | Hydronic Heating Radiator Replacement | A | Integrated Unit Winter Peak Savings (kW) | Achievable Economic TRC Potential | 0 | 0 | 0 | 0 | 0 | 0 | 0 | 0 | 0 | 0 | 0 | 0 | 0 | 0 | 0 | 0 | 0 | 0 | 0 | 0 | 0 | 0 | 0 | 0 | 0 | 0 | 0
F4_Commercial_Interruptible - College_New_Space Heating_Natural Gas_Hydronic Heating Radiator Replacement_A_Achievable Economic TRC Potential | F4 | Commercial | Interruptible - College | New | Space Heating | Natural Gas | Hydronic Heating Radiator Replacement | A | Incremental Energy Savings (MWh or mTherms) | Achievable Economic TRC Potential | 0 | 0 | 0 | 0 | 0 | 0 | 0 | 0 | 0 | 0 | 0 | 0 | 0 | 0 | 0 | 0 | 0 | 0 | 0 | 0 | 0 | 0 | 0 | 0 | 0 | 0 | 0
F5_Commercial_Interruptible - College_New_Space Heating_Natural Gas_Hydronic Heating Radiator Replacement_A_Achievable Economic TRC Potential | F5 | Commercial | Interruptible - College | New | Space Heating | Natural Gas | Hydronic Heating Radiator Replacement | A | Incremental Summer Peak Savings (MW) | Achievable Economic TRC Potential | 0 | 0 | 0 | 0 | 0 | 0 | 0 | 0 | 0 | 0 | 0 | 0 | 0 | 0 | 0 | 0 | 0 | 0 | 0 | 0 | 0 | 0 | 0 | 0 | 0 | 0 | 0
F6_Commercial_Interruptible - College_New_Space Heating_Natural Gas_Hydronic Heating Radiator Replacement_A_Achievable Economic TRC Potential | F6 | Commercial | Interruptible - College | New | Space Heating | Natural Gas | Hydronic Heating Radiator Replacement | A | Incremental Winter Peak Savings (MW) | Achievable Economic TRC Potential | 0 | 0 | 0 | 0 | 0 | 0 | 0 | 0 | 0 | 0 | 0 | 0 | 0 | 0 | 0 | 0 | 0 | 0 | 0 | 0 | 0 | 0 | 0 | 0 | 0 | 0 | 0
F7_Commercial_Interruptible - College_New_Space Heating_Natural Gas_Hydronic Heating Radiator Replacement_A_Achievable Economic TRC Potential | F7 | Commercial | Interruptible - College | New | Space Heating | Natural Gas | Hydronic Heating Radiator Replacement | A | Cumulative Energy Savings (MWh or mTherms) | Achievable Economic TRC Potential | 0 | 0 | 0 | 0 | 0 | 0 | 0 | 0 | 0 | 0 | 0 | 0 | 0 | 0 | 0 | 0 | 0 | 0 | 0 | 0 | 0 | 0 | 0 | 0 | 0 | 0 | 0
F8_Commercial_Interruptible - College_New_Space Heating_Natural Gas_Hydronic Heating Radiator Replacement_A_Achievable Economic TRC Potential | F8 | Commercial | Interruptible - College | New | Space Heating | Natural Gas | Hydronic Heating Radiator Replacement | A | Cumulative Summer Peak Savings (MW) | Achievable Economic TRC Potential | 0 | 0 | 0 | 0 | 0 | 0 | 0 | 0 | 0 | 0 | 0 | 0 | 0 | 0 | 0 | 0 | 0 | 0 | 0 | 0 | 0 | 0 | 0 | 0 | 0 | 0 | 0
F9_Commercial_Interruptible - College_New_Space Heating_Natural Gas_Hydronic Heating Radiator Replacement_A_Achievable Economic TRC Potential | F9 | Commercial | Interruptible - College | New | Space Heating | Natural Gas | Hydronic Heating Radiator Replacement | A | Cumulative Winter Peak Savings (MW) | Achievable Economic TRC Potential | 0 | 0 | 0 | 0 | 0 | 0 | 0 | 0 | 0 | 0 | 0 | 0 | 0 | 0 | 0 | 0 | 0 | 0 | 0 | 0 | 0 | 0 | 0 | 0 | 0 | 0 | 0
F10_Commercial_Interruptible - College_New_Space Heating_Natural Gas_Hydronic Heating Radiator Replacement_A_Achievable Economic TRC Potential | F10 | Commercial | Interruptible - College | New | Space Heating | Natural Gas | Hydronic Heating Radiator Replacement | A | Purchases (Incremental) | Achievable Economic TRC Potential | 0 | 0 | 0 | 0 | 0 | 0 | 0 | 0 | 0 | 0 | 0 | 0 | 0 | 0 | 0 | 0 | 0 | 0 | 0 | 0 | 0 | 0 | 0 | 0 | 0 | 0 | 0
F11_Commercial_Interruptible - College_New_Space Heating_Natural Gas_Hydronic Heating Radiator Replacement_A_Achievable Economic TRC Potential | F11 | Commercial | Interruptible - College | New | Space Heating | Natural Gas | Hydronic Heating Radiator Replacement | A | Purchases (Cumulative) | Achievable Economic TRC Potential | 0 | 0 | 0 | 0 | 0 | 0 | 0 | 0 | 0 | 0 | 0 | 0 | 0 | 0 | 0 | 0 | 0 | 0 | 0 | 0 | 0 | 0 | 0 | 0 | 0 | 0 | 0
F1_Commercial_Interruptible - College_New_Space Heating_Natural Gas_Thermostat - Connected_A_Achievable Economic TRC Potential | F1 | Commercial | Interruptible - College | New | Space Heating | Natural Gas | Thermostat - Connected | A | Integrated Unit Energy Savings (kWh or therms) | Achievable Economic TRC Potential | 0 | 0 | 0 | 0 | 0 | 0 | 0 | 0 | 0 | 0 | 0 | 0 | 0 | 0 | 0 | 0 | 0 | 0 | 0 | 0 | 0 | 0 | 0 | 0 | 0 | 0 | 0
F2_Commercial_Interruptible - College_New_Space Heating_Natural Gas_Thermostat - Connected_A_Achievable Economic TRC Potential | F2 | Commercial | Interruptible - College | New | Space Heating | Natural Gas | Thermostat - Connected | A | Integrated Unit Summer Peak Savings (kW) | Achievable Economic TRC Potential | 0 | 0 | 0 | 0 | 0 | 0 | 0 | 0 | 0 | 0 | 0 | 0 | 0 | 0 | 0 | 0 | 0 | 0 | 0 | 0 | 0 | 0 | 0 | 0 | 0 | 0 | 0
F3_Commercial_Interruptible - College_New_Space Heating_Natural Gas_Thermostat - Connected_A_Achievable Economic TRC Potential | F3 | Commercial | Interruptible - College | New | Space Heating | Natural Gas | Thermostat - Connected | A | Integrated Unit Winter Peak Savings (kW) | Achievable Economic TRC Potential | 0 | 0 | 0 | 0 | 0 | 0 | 0 | 0 | 0 | 0 | 0 | 0 | 0 | 0 | 0 | 0 | 0 | 0 | 0 | 0 | 0 | 0 | 0 | 0 | 0 | 0 | 0
F4_Commercial_Interruptible - College_New_Space Heating_Natural Gas_Thermostat - Connected_A_Achievable Economic TRC Potential | F4 | Commercial | Interruptible - College | New | Space Heating | Natural Gas | Thermostat - Connected | A | Incremental Energy Savings (MWh or mTherms) | Achievable Economic TRC Potential | 0 | 0 | 0 | 0 | 0 | 0 | 0 | 0 | 0 | 0 | 0 | 0 | 0 | 0 | 0 | 0 | 0 | 0 | 0 | 0 | 0 | 0 | 0 | 0 | 0 | 0 | 0
F5_Commercial_Interruptible - College_New_Space Heating_Natural Gas_Thermostat - Connected_A_Achievable Economic TRC Potential | F5 | Commercial | Interruptible - College | New | Space Heating | Natural Gas | Thermostat - Connected | A | Incremental Summer Peak Savings (MW) | Achievable Economic TRC Potential | 0 | 0 | 0 | 0 | 0 | 0 | 0 | 0 | 0 | 0 | 0 | 0 | 0 | 0 | 0 | 0 | 0 | 0 | 0 | 0 | 0 | 0 | 0 | 0 | 0 | 0 | 0
F6_Commercial_Interruptible - College_New_Space Heating_Natural Gas_Thermostat - Connected_A_Achievable Economic TRC Potential | F6 | Commercial | Interruptible - College | New | Space Heating | Natural Gas | Thermostat - Connected | A | Incremental Winter Peak Savings (MW) | Achievable Economic TRC Potential | 0 | 0 | 0 | 0 | 0 | 0 | 0 | 0 | 0 | 0 | 0 | 0 | 0 | 0 | 0 | 0 | 0 | 0 | 0 | 0 | 0 | 0 | 0 | 0 | 0 | 0 | 0
F7_Commercial_Interruptible - College_New_Space Heating_Natural Gas_Thermostat - Connected_A_Achievable Economic TRC Potential | F7 | Commercial | Interruptible - College | New | Space Heating | Natural Gas | Thermostat - Connected | A | Cumulative Energy Savings (MWh or mTherms) | Achievable Economic TRC Potential | 0 | 0 | 0 | 0 | 0 | 0 | 0 | 0 | 0 | 0 | 0 | 0 | 0 | 0 | 0 | 0 | 0 | 0 | 0 | 0 | 0 | 0 | 0 | 0 | 0 | 0 | 0
F8_Commercial_Interruptible - College_New_Space Heating_Natural Gas_Thermostat - Connected_A_Achievable Economic TRC Potential | F8 | Commercial | Interruptible - College | New | Space Heating | Natural Gas | Thermostat - Connected | A | Cumulative Summer Peak Savings (MW) | Achievable Economic TRC Potential | 0 | 0 | 0 | 0 | 0 | 0 | 0 | 0 | 0 | 0 | 0 | 0 | 0 | 0 | 0 | 0 | 0 | 0 | 0 | 0 | 0 | 0 | 0 | 0 | 0 | 0 | 0
F9_Commercial_Interruptible - College_New_Space Heating_Natural Gas_Thermostat - Connected_A_Achievable Economic TRC Potential | F9 | Commercial | Interruptible - College | New | Space Heating | Natural Gas | Thermostat - Connected | A | Cumulative Winter Peak Savings (MW) | Achievable Economic TRC Potential | 0 | 0 | 0 | 0 | 0 | 0 | 0 | 0 | 0 | 0 | 0 | 0 | 0 | 0 | 0 | 0 | 0 | 0 | 0 | 0 | 0 | 0 | 0 | 0 | 0 | 0 | 0
F10_Commercial_Interruptible - College_New_Space Heating_Natural Gas_Thermostat - Connected_A_Achievable Economic TRC Potential | F10 | Commercial | Interruptible - College | New | Space Heating | Natural Gas | Thermostat - Connected | A | Purchases (Incremental) | Achievable Economic TRC Potential | 0 | 0 | 0 | 0 | 0 | 0 | 0 | 0 | 0 | 0 | 0 | 0 | 0 | 0 | 0 | 0 | 0 | 0 | 0 | 0 | 0 | 0 | 0 | 0 | 0 | 0 | 0
F11_Commercial_Interruptible - College_New_Space Heating_Natural Gas_Thermostat - Connected_A_Achievable Economic TRC Potential | F11 | Commercial | Interruptible - College | New | Space Heating | Natural Gas | Thermostat - Connected | A | Purchases (Cumulative) | Achievable Economic TRC Potential | 0 | 0 | 0 | 0 | 0 | 0 | 0 | 0 | 0 | 0 | 0 | 0 | 0 | 0 | 0 | 0 | 0 | 0 | 0 | 0 | 0 | 0 | 0 | 0 | 0 | 0 | 0
F1_Commercial_Interruptible - College_New_Water Heating_Natural Gas_Water Heater - Thermostatic Shower Restriction Valve_A_Achievable Economic TRC Potential | F1 | Commercial | Interruptible - College | New | Water Heating | Natural Gas | Water Heater - Thermostatic Shower Restriction Valve | A | Integrated Unit Energy Savings (kWh or therms) | Achievable Economic TRC Potential | 0 | 0 | 0 | 0 | 0 | 0 | 0 | 0 | 0 | 0 | 0 | 0 | 0 | 0 | 0 | 0 | 0 | 0 | 0 | 0 | 0 | 0 | 0 | 0 | 0 | 0 | 0
F2_Commercial_Interruptible - College_New_Water Heating_Natural Gas_Water Heater - Thermostatic Shower Restriction Valve_A_Achievable Economic TRC Potential | F2 | Commercial | Interruptible - College | New | Water Heating | Natural Gas | Water Heater - Thermostatic Shower Restriction Valve | A | Integrated Unit Summer Peak Savings (kW) | Achievable Economic TRC Potential | 0 | 0 | 0 | 0 | 0 | 0 | 0 | 0 | 0 | 0 | 0 | 0 | 0 | 0 | 0 | 0 | 0 | 0 | 0 | 0 | 0 | 0 | 0 | 0 | 0 | 0 | 0
F3_Commercial_Interruptible - College_New_Water Heating_Natural Gas_Water Heater - Thermostatic Shower Restriction Valve_A_Achievable Economic TRC Potential | F3 | Commercial | Interruptible - College | New | Water Heating | Natural Gas | Water Heater - Thermostatic Shower Restriction Valve | A | Integrated Unit Winter Peak Savings (kW) | Achievable Economic TRC Potential | 0 | 0 | 0 | 0 | 0 | 0 | 0 | 0 | 0 | 0 | 0 | 0 | 0 | 0 | 0 | 0 | 0 | 0 | 0 | 0 | 0 | 0 | 0 | 0 | 0 | 0 | 0
F4_Commercial_Interruptible - College_New_Water Heating_Natural Gas_Water Heater - Thermostatic Shower Restriction Valve_A_Achievable Economic TRC Potential | F4 | Commercial | Interruptible - College | New | Water Heating | Natural Gas | Water Heater - Thermostatic Shower Restriction Valve | A | Incremental Energy Savings (MWh or mTherms) | Achievable Economic TRC Potential | 0 | 0 | 0 | 0 | 0 | 0 | 0 | 0 | 0 | 0 | 0 | 0 | 0 | 0 | 0 | 0 | 0 | 0 | 0 | 0 | 0 | 0 | 0 | 0 | 0 | 0 | 0
F5_Commercial_Interruptible - College_New_Water Heating_Natural Gas_Water Heater - Thermostatic Shower Restriction Valve_A_Achievable Economic TRC Potential | F5 | Commercial | Interruptible - College | New | Water Heating | Natural Gas | Water Heater - Thermostatic Shower Restriction Valve | A | Incremental Summer Peak Savings (MW) | Achievable Economic TRC Potential | 0 | 0 | 0 | 0 | 0 | 0 | 0 | 0 | 0 | 0 | 0 | 0 | 0 | 0 | 0 | 0 | 0 | 0 | 0 | 0 | 0 | 0 | 0 | 0 | 0 | 0 | 0
F6_Commercial_Interruptible - College_New_Water Heating_Natural Gas_Water Heater - Thermostatic Shower Restriction Valve_A_Achievable Economic TRC Potential | F6 | Commercial | Interruptible - College | New | Water Heating | Natural Gas | Water Heater - Thermostatic Shower Restriction Valve | A | Incremental Winter Peak Savings (MW) | Achievable Economic TRC Potential | 0 | 0 | 0 | 0 | 0 | 0 | 0 | 0 | 0 | 0 | 0 | 0 | 0 | 0 | 0 | 0 | 0 | 0 | 0 | 0 | 0 | 0 | 0 | 0 | 0 | 0 | 0
F7_Commercial_Interruptible - College_New_Water Heating_Natural Gas_Water Heater - Thermostatic Shower Restriction Valve_A_Achievable Economic TRC Potential | F7 | Commercial | Interruptible - College | New | Water Heating | Natural Gas | Water Heater - Thermostatic Shower Restriction Valve | A | Cumulative Energy Savings (MWh or mTherms) | Achievable Economic TRC Potential | 0 | 0 | 0 | 0 | 0 | 0 | 0 | 0 | 0 | 0 | 0 | 0 | 0 | 0 | 0 | 0 | 0 | 0 | 0 | 0 | 0 | 0 | 0 | 0 | 0 | 0 | 0
F8_Commercial_Interruptible - College_New_Water Heating_Natural Gas_Water Heater - Thermostatic Shower Restriction Valve_A_Achievable Economic TRC Potential | F8 | Commercial | Interruptible - College | New | Water Heating | Natural Gas | Water Heater - Thermostatic Shower Restriction Valve | A | Cumulative Summer Peak Savings (MW) | Achievable Economic TRC Potential | 0 | 0 | 0 | 0 | 0 | 0 | 0 | 0 | 0 | 0 | 0 | 0 | 0 | 0 | 0 | 0 | 0 | 0 | 0 | 0 | 0 | 0 | 0 | 0 | 0 | 0 | 0
F9_Commercial_Interruptible - College_New_Water Heating_Natural Gas_Water Heater - Thermostatic Shower Restriction Valve_A_Achievable Economic TRC Potential | F9 | Commercial | Interruptible - College | New | Water Heating | Natural Gas | Water Heater - Thermostatic Shower Restriction Valve | A | Cumulative Winter Peak Savings (MW) | Achievable Economic TRC Potential | 0 | 0 | 0 | 0 | 0 | 0 | 0 | 0 | 0 | 0 | 0 | 0 | 0 | 0 | 0 | 0 | 0 | 0 | 0 | 0 | 0 | 0 | 0 | 0 | 0 | 0 | 0
F10_Commercial_Interruptible - College_New_Water Heating_Natural Gas_Water Heater - Thermostatic Shower Restriction Valve_A_Achievable Economic TRC Potential | F10 | Commercial | Interruptible - College | New | Water Heating | Natural Gas | Water Heater - Thermostatic Shower Restriction Valve | A | Purchases (Incremental) | Achievable Economic TRC Potential | 0 | 0 | 0 | 0 | 0 | 0 | 0 | 0 | 0 | 0 | 0 | 0 | 0 | 0 | 0 | 0 | 0 | 0 | 0 | 0 | 0 | 0 | 0 | 0 | 0 | 0 | 0
F11_Commercial_Interruptible - College_New_Water Heating_Natural Gas_Water Heater - Thermostatic Shower Restriction Valve_A_Achievable Economic TRC Potential | F11 | Commercial | Interruptible - College | New | Water Heating | Natural Gas | Water Heater - Thermostatic Shower Restriction Valve | A | Purchases (Cumulative) | Achievable Economic TRC Potential | 0 | 0 | 0 | 0 | 0 | 0 | 0 | 0 | 0 | 0 | 0 | 0 | 0 | 0 | 0 | 0 | 0 | 0 | 0 | 0 | 0 | 0 | 0 | 0 | 0 | 0 | 0
F1_Commercial_Interruptible - College_New_Water Heating_Natural Gas_Water Heater - Pre-Rinse Spray Valve_A_Achievable Economic TRC Potential | F1 | Commercial | Interruptible - College | New | Water Heating | Natural Gas | Water Heater - Pre-Rinse Spray Valve | A | Integrated Unit Energy Savings (kWh or therms) | Achievable Economic TRC Potential | 0 | 0 | 0 | 0 | 0 | 0 | 0 | 0 | 0 | 0 | 0 | 0 | 0 | 0 | 0 | 0 | 0 | 0 | 0 | 0 | 0 | 0 | 0 | 0 | 0 | 0 | 0
F2_Commercial_Interruptible - College_New_Water Heating_Natural Gas_Water Heater - Pre-Rinse Spray Valve_A_Achievable Economic TRC Potential | F2 | Commercial | Interruptible - College | New | Water Heating | Natural Gas | Water Heater - Pre-Rinse Spray Valve | A | Integrated Unit Summer Peak Savings (kW) | Achievable Economic TRC Potential | 0 | 0 | 0 | 0 | 0 | 0 | 0 | 0 | 0 | 0 | 0 | 0 | 0 | 0 | 0 | 0 | 0 | 0 | 0 | 0 | 0 | 0 | 0 | 0 | 0 | 0 | 0
F3_Commercial_Interruptible - College_New_Water Heating_Natural Gas_Water Heater - Pre-Rinse Spray Valve_A_Achievable Economic TRC Potential | F3 | Commercial | Interruptible - College | New | Water Heating | Natural Gas | Water Heater - Pre-Rinse Spray Valve | A | Integrated Unit Winter Peak Savings (kW) | Achievable Economic TRC Potential | 0 | 0 | 0 | 0 | 0 | 0 | 0 | 0 | 0 | 0 | 0 | 0 | 0 | 0 | 0 | 0 | 0 | 0 | 0 | 0 | 0 | 0 | 0 | 0 | 0 | 0 | 0
F4_Commercial_Interruptible - College_New_Water Heating_Natural Gas_Water Heater - Pre-Rinse Spray Valve_A_Achievable Economic TRC Potential | F4 | Commercial | Interruptible - College | New | Water Heating | Natural Gas | Water Heater - Pre-Rinse Spray Valve | A | Incremental Energy Savings (MWh or mTherms) | Achievable Economic TRC Potential | 0 | 0 | 0 | 0 | 0 | 0 | 0 | 0 | 0 | 0 | 0 | 0 | 0 | 0 | 0 | 0 | 0 | 0 | 0 | 0 | 0 | 0 | 0 | 0 | 0 | 0 | 0
F5_Commercial_Interruptible - College_New_Water Heating_Natural Gas_Water Heater - Pre-Rinse Spray Valve_A_Achievable Economic TRC Potential | F5 | Commercial | Interruptible - College | New | Water Heating | Natural Gas | Water Heater - Pre-Rinse Spray Valve | A | Incremental Summer Peak Savings (MW) | Achievable Economic TRC Potential | 0 | 0 | 0 | 0 | 0 | 0 | 0 | 0 | 0 | 0 | 0 | 0 | 0 | 0 | 0 | 0 | 0 | 0 | 0 | 0 | 0 | 0 | 0 | 0 | 0 | 0 | 0
F6_Commercial_Interruptible - College_New_Water Heating_Natural Gas_Water Heater - Pre-Rinse Spray Valve_A_Achievable Economic TRC Potential | F6 | Commercial | Interruptible - College | New | Water Heating | Natural Gas | Water Heater - Pre-Rinse Spray Valve | A | Incremental Winter Peak Savings (MW) | Achievable Economic TRC Potential | 0 | 0 | 0 | 0 | 0 | 0 | 0 | 0 | 0 | 0 | 0 | 0 | 0 | 0 | 0 | 0 | 0 | 0 | 0 | 0 | 0 | 0 | 0 | 0 | 0 | 0 | 0
F7_Commercial_Interruptible - College_New_Water Heating_Natural Gas_Water Heater - Pre-Rinse Spray Valve_A_Achievable Economic TRC Potential | F7 | Commercial | Interruptible - College | New | Water Heating | Natural Gas | Water Heater - Pre-Rinse Spray Valve | A | Cumulative Energy Savings (MWh or mTherms) | Achievable Economic TRC Potential | 0 | 0 | 0 | 0 | 0 | 0 | 0 | 0 | 0 | 0 | 0 | 0 | 0 | 0 | 0 | 0 | 0 | 0 | 0 | 0 | 0 | 0 | 0 | 0 | 0 | 0 | 0
F8_Commercial_Interruptible - College_New_Water Heating_Natural Gas_Water Heater - Pre-Rinse Spray Valve_A_Achievable Economic TRC Potential | F8 | Commercial | Interruptible - College | New | Water Heating | Natural Gas | Water Heater - Pre-Rinse Spray Valve | A | Cumulative Summer Peak Savings (MW) | Achievable Economic TRC Potential | 0 | 0 | 0 | 0 | 0 | 0 | 0 | 0 | 0 | 0 | 0 | 0 | 0 | 0 | 0 | 0 | 0 | 0 | 0 | 0 | 0 | 0 | 0 | 0 | 0 | 0 | 0
F9_Commercial_Interruptible - College_New_Water Heating_Natural Gas_Water Heater - Pre-Rinse Spray Valve_A_Achievable Economic TRC Potential | F9 | Commercial | Interruptible - College | New | Water Heating | Natural Gas | Water Heater - Pre-Rinse Spray Valve | A | Cumulative Winter Peak Savings (MW) | Achievable Economic TRC Potential | 0 | 0 | 0 | 0 | 0 | 0 | 0 | 0 | 0 | 0 | 0 | 0 | 0 | 0 | 0 | 0 | 0 | 0 | 0 | 0 | 0 | 0 | 0 | 0 | 0 | 0 | 0
F10_Commercial_Interruptible - College_New_Water Heating_Natural Gas_Water Heater - Pre-Rinse Spray Valve_A_Achievable Economic TRC Potential | F10 | Commercial | Interruptible - College | New | Water Heating | Natural Gas | Water Heater - Pre-Rinse Spray Valve | A | Purchases (Incremental) | Achievable Economic TRC Potential | 0 | 0 | 0 | 0 | 0 | 0 | 0 | 0 | 0 | 0 | 0 | 0 | 0 | 0 | 0 | 0 | 0 | 0 | 0 | 0 | 0 | 0 | 0 | 0 | 0 | 0 | 0
F11_Commercial_Interruptible - College_New_Water Heating_Natural Gas_Water Heater - Pre-Rinse Spray Valve_A_Achievable Economic TRC Potential | F11 | Commercial | Interruptible - College | New | Water Heating | Natural Gas | Water Heater - Pre-Rinse Spray Valve | A | Purchases (Cumulative) | Achievable Economic TRC Potential | 0 | 0 | 0 | 0 | 0 | 0 | 0 | 0 | 0 | 0 | 0 | 0 | 0 | 0 | 0 | 0 | 0 | 0 | 0 | 0 | 0 | 0 | 0 | 0 | 0 | 0 | 0
F1_Commercial_Interruptible - College_New_Water Heating_Natural Gas_Water Heater - Temperature Setback_A_Achievable Economic TRC Potential | F1 | Commercial | Interruptible - College | New | Water Heating | Natural Gas | Water Heater - Temperature Setback | A | Integrated Unit Energy Savings (kWh or therms) | Achievable Economic TRC Potential | 0 | 0 | 0 | 0 | 0 | 0 | 0 | 0 | 0 | 0 | 0 | 0 | 0 | 0 | 0 | 0 | 0 | 0 | 0 | 0 | 0 | 0 | 0 | 0 | 0 | 0 | 0
F2_Commercial_Interruptible - College_New_Water Heating_Natural Gas_Water Heater - Temperature Setback_A_Achievable Economic TRC Potential | F2 | Commercial | Interruptible - College | New | Water Heating | Natural Gas | Water Heater - Temperature Setback | A | Integrated Unit Summer Peak Savings (kW) | Achievable Economic TRC Potential | 0 | 0 | 0 | 0 | 0 | 0 | 0 | 0 | 0 | 0 | 0 | 0 | 0 | 0 | 0 | 0 | 0 | 0 | 0 | 0 | 0 | 0 | 0 | 0 | 0 | 0 | 0
F3_Commercial_Interruptible - College_New_Water Heating_Natural Gas_Water Heater - Temperature Setback_A_Achievable Economic TRC Potential | F3 | Commercial | Interruptible - College | New | Water Heating | Natural Gas | Water Heater - Temperature Setback | A | Integrated Unit Winter Peak Savings (kW) | Achievable Economic TRC Potential | 0 | 0 | 0 | 0 | 0 | 0 | 0 | 0 | 0 | 0 | 0 | 0 | 0 | 0 | 0 | 0 | 0 | 0 | 0 | 0 | 0 | 0 | 0 | 0 | 0 | 0 | 0
F4_Commercial_Interruptible - College_New_Water Heating_Natural Gas_Water Heater - Temperature Setback_A_Achievable Economic TRC Potential | F4 | Commercial | Interruptible - College | New | Water Heating | Natural Gas | Water Heater - Temperature Setback | A | Incremental Energy Savings (MWh or mTherms) | Achievable Economic TRC Potential | 0 | 0 | 0 | 0 | 0 | 0 | 0 | 0 | 0 | 0 | 0 | 0 | 0 | 0 | 0 | 0 | 0 | 0 | 0 | 0 | 0 | 0 | 0 | 0 | 0 | 0 | 0
F5_Commercial_Interruptible - College_New_Water Heating_Natural Gas_Water Heater - Temperature Setback_A_Achievable Economic TRC Potential | F5 | Commercial | Interruptible - College | New | Water Heating | Natural Gas | Water Heater - Temperature Setback | A | Incremental Summer Peak Savings (MW) | Achievable Economic TRC Potential | 0 | 0 | 0 | 0 | 0 | 0 | 0 | 0 | 0 | 0 | 0 | 0 | 0 | 0 | 0 | 0 | 0 | 0 | 0 | 0 | 0 | 0 | 0 | 0 | 0 | 0 | 0
F6_Commercial_Interruptible - College_New_Water Heating_Natural Gas_Water Heater - Temperature Setback_A_Achievable Economic TRC Potential | F6 | Commercial | Interruptible - College | New | Water Heating | Natural Gas | Water Heater - Temperature Setback | A | Incremental Winter Peak Savings (MW) | Achievable Economic TRC Potential | 0 | 0 | 0 | 0 | 0 | 0 | 0 | 0 | 0 | 0 | 0 | 0 | 0 | 0 | 0 | 0 | 0 | 0 | 0 | 0 | 0 | 0 | 0 | 0 | 0 | 0 | 0
F7_Commercial_Interruptible - College_New_Water Heating_Natural Gas_Water Heater - Temperature Setback_A_Achievable Economic TRC Potential | F7 | Commercial | Interruptible - College | New | Water Heating | Natural Gas | Water Heater - Temperature Setback | A | Cumulative Energy Savings (MWh or mTherms) | Achievable Economic TRC Potential | 0 | 0 | 0 | 0 | 0 | 0 | 0 | 0 | 0 | 0 | 0 | 0 | 0 | 0 | 0 | 0 | 0 | 0 | 0 | 0 | 0 | 0 | 0 | 0 | 0 | 0 | 0
F8_Commercial_Interruptible - College_New_Water Heating_Natural Gas_Water Heater - Temperature Setback_A_Achievable Economic TRC Potential | F8 | Commercial | Interruptible - College | New | Water Heating | Natural Gas | Water Heater - Temperature Setback | A | Cumulative Summer Peak Savings (MW) | Achievable Economic TRC Potential | 0 | 0 | 0 | 0 | 0 | 0 | 0 | 0 | 0 | 0 | 0 | 0 | 0 | 0 | 0 | 0 | 0 | 0 | 0 | 0 | 0 | 0 | 0 | 0 | 0 | 0 | 0
F9_Commercial_Interruptible - College_New_Water Heating_Natural Gas_Water Heater - Temperature Setback_A_Achievable Economic TRC Potential | F9 | Commercial | Interruptible - College | New | Water Heating | Natural Gas | Water Heater - Temperature Setback | A | Cumulative Winter Peak Savings (MW) | Achievable Economic TRC Potential | 0 | 0 | 0 | 0 | 0 | 0 | 0 | 0 | 0 | 0 | 0 | 0 | 0 | 0 | 0 | 0 | 0 | 0 | 0 | 0 | 0 | 0 | 0 | 0 | 0 | 0 | 0
F10_Commercial_Interruptible - College_New_Water Heating_Natural Gas_Water Heater - Temperature Setback_A_Achievable Economic TRC Potential | F10 | Commercial | Interruptible - College | New | Water Heating | Natural Gas | Water Heater - Temperature Setback | A | Purchases (Incremental) | Achievable Economic TRC Potential | 0 | 0 | 0 | 0 | 0 | 0 | 0 | 0 | 0 | 0 | 0 | 0 | 0 | 0 | 0 | 0 | 0 | 0 | 0 | 0 | 0 | 0 | 0 | 0 | 0 | 0 | 0
F11_Commercial_Interruptible - College_New_Water Heating_Natural Gas_Water Heater - Temperature Setback_A_Achievable Economic TRC Potential | F11 | Commercial | Interruptible - College | New | Water Heating | Natural Gas | Water Heater - Temperature Setback | A | Purchases (Cumulative) | Achievable Economic TRC Potential | 0 | 0 | 0 | 0 | 0 | 0 | 0 | 0 | 0 | 0 | 0 | 0 | 0 | 0 | 0 | 0 | 0 | 0 | 0 | 0 | 0 | 0 | 0 | 0 | 0 | 0 | 0
F1_Commercial_Interruptible - College_New_Water Heating_Natural Gas_Water Heater - Faucet Aerators_A_Achievable Economic TRC Potential | F1 | Commercial | Interruptible - College | New | Water Heating | Natural Gas | Water Heater - Faucet Aerators | A | Integrated Unit Energy Savings (kWh or therms) | Achievable Economic TRC Potential | 0 | 0 | 0 | 0 | 0 | 0 | 0 | 0 | 0 | 0 | 0 | 0 | 0 | 0 | 0 | 0 | 0 | 0 | 0 | 0 | 0 | 0 | 0 | 0 | 0 | 0 | 0
F2_Commercial_Interruptible - College_New_Water Heating_Natural Gas_Water Heater - Faucet Aerators_A_Achievable Economic TRC Potential | F2 | Commercial | Interruptible - College | New | Water Heating | Natural Gas | Water Heater - Faucet Aerators | A | Integrated Unit Summer Peak Savings (kW) | Achievable Economic TRC Potential | 0 | 0 | 0 | 0 | 0 | 0 | 0 | 0 | 0 | 0 | 0 | 0 | 0 | 0 | 0 | 0 | 0 | 0 | 0 | 0 | 0 | 0 | 0 | 0 | 0 | 0 | 0
F3_Commercial_Interruptible - College_New_Water Heating_Natural Gas_Water Heater - Faucet Aerators_A_Achievable Economic TRC Potential | F3 | Commercial | Interruptible - College | New | Water Heating | Natural Gas | Water Heater - Faucet Aerators | A | Integrated Unit Winter Peak Savings (kW) | Achievable Economic TRC Potential | 0 | 0 | 0 | 0 | 0 | 0 | 0 | 0 | 0 | 0 | 0 | 0 | 0 | 0 | 0 | 0 | 0 | 0 | 0 | 0 | 0 | 0 | 0 | 0 | 0 | 0 | 0
F4_Commercial_Interruptible - College_New_Water Heating_Natural Gas_Water Heater - Faucet Aerators_A_Achievable Economic TRC Potential | F4 | Commercial | Interruptible - College | New | Water Heating | Natural Gas | Water Heater - Faucet Aerators | A | Incremental Energy Savings (MWh or mTherms) | Achievable Economic TRC Potential | 0 | 0 | 0 | 0 | 0 | 0 | 0 | 0 | 0 | 0 | 0 | 0 | 0 | 0 | 0 | 0 | 0 | 0 | 0 | 0 | 0 | 0 | 0 | 0 | 0 | 0 | 0
F5_Commercial_Interruptible - College_New_Water Heating_Natural Gas_Water Heater - Faucet Aerators_A_Achievable Economic TRC Potential | F5 | Commercial | Interruptible - College | New | Water Heating | Natural Gas | Water Heater - Faucet Aerators | A | Incremental Summer Peak Savings (MW) | Achievable Economic TRC Potential | 0 | 0 | 0 | 0 | 0 | 0 | 0 | 0 | 0 | 0 | 0 | 0 | 0 | 0 | 0 | 0 | 0 | 0 | 0 | 0 | 0 | 0 | 0 | 0 | 0 | 0 | 0
F6_Commercial_Interruptible - College_New_Water Heating_Natural Gas_Water Heater - Faucet Aerators_A_Achievable Economic TRC Potential | F6 | Commercial | Interruptible - College | New | Water Heating | Natural Gas | Water Heater - Faucet Aerators | A | Incremental Winter Peak Savings (MW) | Achievable Economic TRC Potential | 0 | 0 | 0 | 0 | 0 | 0 | 0 | 0 | 0 | 0 | 0 | 0 | 0 | 0 | 0 | 0 | 0 | 0 | 0 | 0 | 0 | 0 | 0 | 0 | 0 | 0 | 0
F7_Commercial_Interruptible - College_New_Water Heating_Natural Gas_Water Heater - Faucet Aerators_A_Achievable Economic TRC Potential | F7 | Commercial | Interruptible - College | New | Water Heating | Natural Gas | Water Heater - Faucet Aerators | A | Cumulative Energy Savings (MWh or mTherms) | Achievable Economic TRC Potential | 0 | 0 | 0 | 0 | 0 | 0 | 0 | 0 | 0 | 0 | 0 | 0 | 0 | 0 | 0 | 0 | 0 | 0 | 0 | 0 | 0 | 0 | 0 | 0 | 0 | 0 | 0
F8_Commercial_Interruptible - College_New_Water Heating_Natural Gas_Water Heater - Faucet Aerators_A_Achievable Economic TRC Potential | F8 | Commercial | Interruptible - College | New | Water Heating | Natural Gas | Water Heater - Faucet Aerators | A | Cumulative Summer Peak Savings (MW) | Achievable Economic TRC Potential | 0 | 0 | 0 | 0 | 0 | 0 | 0 | 0 | 0 | 0 | 0 | 0 | 0 | 0 | 0 | 0 | 0 | 0 | 0 | 0 | 0 | 0 | 0 | 0 | 0 | 0 | 0
F9_Commercial_Interruptible - College_New_Water Heating_Natural Gas_Water Heater - Faucet Aerators_A_Achievable Economic TRC Potential | F9 | Commercial | Interruptible - College | New | Water Heating | Natural Gas | Water Heater - Faucet Aerators | A | Cumulative Winter Peak Savings (MW) | Achievable Economic TRC Potential | 0 | 0 | 0 | 0 | 0 | 0 | 0 | 0 | 0 | 0 | 0 | 0 | 0 | 0 | 0 | 0 | 0 | 0 | 0 | 0 | 0 | 0 | 0 | 0 | 0 | 0 | 0
F10_Commercial_Interruptible - College_New_Water Heating_Natural Gas_Water Heater - Faucet Aerators_A_Achievable Economic TRC Potential | F10 | Commercial | Interruptible - College | New | Water Heating | Natural Gas | Water Heater - Faucet Aerators | A | Purchases (Incremental) | Achievable Economic TRC Potential | 0 | 0 | 0 | 0 | 0 | 0 | 0 | 0 | 0 | 0 | 0 | 0 | 0 | 0 | 0 | 0 | 0 | 0 | 0 | 0 | 0 | 0 | 0 | 0 | 0 | 0 | 0
F11_Commercial_Interruptible - College_New_Water Heating_Natural Gas_Water Heater - Faucet Aerators_A_Achievable Economic TRC Potential | F11 | Commercial | Interruptible - College | New | Water Heating | Natural Gas | Water Heater - Faucet Aerators | A | Purchases (Cumulative) | Achievable Economic TRC Potential | 0 | 0 | 0 | 0 | 0 | 0 | 0 | 0 | 0 | 0 | 0 | 0 | 0 | 0 | 0 | 0 | 0 | 0 | 0 | 0 | 0 | 0 | 0 | 0 | 0 | 0 | 0
F1_Commercial_Interruptible - College_New_Water Heating_Natural Gas_Water Heater - Low-Flow Showerheads_A_Achievable Economic TRC Potential | F1 | Commercial | Interruptible - College | New | Water Heating | Natural Gas | Water Heater - Low-Flow Showerheads | A | Integrated Unit Energy Savings (kWh or therms) | Achievable Economic TRC Potential | 0 | 0 | 0 | 0 | 0 | 0 | 0 | 0 | 0 | 0 | 0 | 0 | 0 | 0 | 0 | 0 | 0 | 0 | 0 | 0 | 0 | 0 | 0 | 0 | 0 | 0 | 0
F2_Commercial_Interruptible - College_New_Water Heating_Natural Gas_Water Heater - Low-Flow Showerheads_A_Achievable Economic TRC Potential | F2 | Commercial | Interruptible - College | New | Water Heating | Natural Gas | Water Heater - Low-Flow Showerheads | A | Integrated Unit Summer Peak Savings (kW) | Achievable Economic TRC Potential | 0 | 0 | 0 | 0 | 0 | 0 | 0 | 0 | 0 | 0 | 0 | 0 | 0 | 0 | 0 | 0 | 0 | 0 | 0 | 0 | 0 | 0 | 0 | 0 | 0 | 0 | 0
F3_Commercial_Interruptible - College_New_Water Heating_Natural Gas_Water Heater - Low-Flow Showerheads_A_Achievable Economic TRC Potential | F3 | Commercial | Interruptible - College | New | Water Heating | Natural Gas | Water Heater - Low-Flow Showerheads | A | Integrated Unit Winter Peak Savings (kW) | Achievable Economic TRC Potential | 0 | 0 | 0 | 0 | 0 | 0 | 0 | 0 | 0 | 0 | 0 | 0 | 0 | 0 | 0 | 0 | 0 | 0 | 0 | 0 | 0 | 0 | 0 | 0 | 0 | 0 | 0
F4_Commercial_Interruptible - College_New_Water Heating_Natural Gas_Water Heater - Low-Flow Showerheads_A_Achievable Economic TRC Potential | F4 | Commercial | Interruptible - College | New | Water Heating | Natural Gas | Water Heater - Low-Flow Showerheads | A | Incremental Energy Savings (MWh or mTherms) | Achievable Economic TRC Potential | 0 | 0 | 0 | 0 | 0 | 0 | 0 | 0 | 0 | 0 | 0 | 0 | 0 | 0 | 0 | 0 | 0 | 0 | 0 | 0 | 0 | 0 | 0 | 0 | 0 | 0 | 0
F5_Commercial_Interruptible - College_New_Water Heating_Natural Gas_Water Heater - Low-Flow Showerheads_A_Achievable Economic TRC Potential | F5 | Commercial | Interruptible - College | New | Water Heating | Natural Gas | Water Heater - Low-Flow Showerheads | A | Incremental Summer Peak Savings (MW) | Achievable Economic TRC Potential | 0 | 0 | 0 | 0 | 0 | 0 | 0 | 0 | 0 | 0 | 0 | 0 | 0 | 0 | 0 | 0 | 0 | 0 | 0 | 0 | 0 | 0 | 0 | 0 | 0 | 0 | 0
F6_Commercial_Interruptible - College_New_Water Heating_Natural Gas_Water Heater - Low-Flow Showerheads_A_Achievable Economic TRC Potential | F6 | Commercial | Interruptible - College | New | Water Heating | Natural Gas | Water Heater - Low-Flow Showerheads | A | Incremental Winter Peak Savings (MW) | Achievable Economic TRC Potential | 0 | 0 | 0 | 0 | 0 | 0 | 0 | 0 | 0 | 0 | 0 | 0 | 0 | 0 | 0 | 0 | 0 | 0 | 0 | 0 | 0 | 0 | 0 | 0 | 0 | 0 | 0
F7_Commercial_Interruptible - College_New_Water Heating_Natural Gas_Water Heater - Low-Flow Showerheads_A_Achievable Economic TRC Potential | F7 | Commercial | Interruptible - College | New | Water Heating | Natural Gas | Water Heater - Low-Flow Showerheads | A | Cumulative Energy Savings (MWh or mTherms) | Achievable Economic TRC Potential | 0 | 0 | 0 | 0 | 0 | 0 | 0 | 0 | 0 | 0 | 0 | 0 | 0 | 0 | 0 | 0 | 0 | 0 | 0 | 0 | 0 | 0 | 0 | 0 | 0 | 0 | 0
F8_Commercial_Interruptible - College_New_Water Heating_Natural Gas_Water Heater - Low-Flow Showerheads_A_Achievable Economic TRC Potential | F8 | Commercial | Interruptible - College | New | Water Heating | Natural Gas | Water Heater - Low-Flow Showerheads | A | Cumulative Summer Peak Savings (MW) | Achievable Economic TRC Potential | 0 | 0 | 0 | 0 | 0 | 0 | 0 | 0 | 0 | 0 | 0 | 0 | 0 | 0 | 0 | 0 | 0 | 0 | 0 | 0 | 0 | 0 | 0 | 0 | 0 | 0 | 0
F9_Commercial_Interruptible - College_New_Water Heating_Natural Gas_Water Heater - Low-Flow Showerheads_A_Achievable Economic TRC Potential | F9 | Commercial | Interruptible - College | New | Water Heating | Natural Gas | Water Heater - Low-Flow Showerheads | A | Cumulative Winter Peak Savings (MW) | Achievable Economic TRC Potential | 0 | 0 | 0 | 0 | 0 | 0 | 0 | 0 | 0 | 0 | 0 | 0 | 0 | 0 | 0 | 0 | 0 | 0 | 0 | 0 | 0 | 0 | 0 | 0 | 0 | 0 | 0
F10_Commercial_Interruptible - College_New_Water Heating_Natural Gas_Water Heater - Low-Flow Showerheads_A_Achievable Economic TRC Potential | F10 | Commercial | Interruptible - College | New | Water Heating | Natural Gas | Water Heater - Low-Flow Showerheads | A | Purchases (Incremental) | Achievable Economic TRC Potential | 0 | 0 | 0 | 0 | 0 | 0 | 0 | 0 | 0 | 0 | 0 | 0 | 0 | 0 | 0 | 0 | 0 | 0 | 0 | 0 | 0 | 0 | 0 | 0 | 0 | 0 | 0
F11_Commercial_Interruptible - College_New_Water Heating_Natural Gas_Water Heater - Low-Flow Showerheads_A_Achievable Economic TRC Potential | F11 | Commercial | Interruptible - College | New | Water Heating | Natural Gas | Water Heater - Low-Flow Showerheads | A | Purchases (Cumulative) | Achievable Economic TRC Potential | 0 | 0 | 0 | 0 | 0 | 0 | 0 | 0 | 0 | 0 | 0 | 0 | 0 | 0 | 0 | 0 | 0 | 0 | 0 | 0 | 0 | 0 | 0 | 0 | 0 | 0 | 0
F1_Commercial_Interruptible - College_New_Water Heating_Natural Gas_Water Heater - Tank Blanket/Insulation_A_Achievable Economic TRC Potential | F1 | Commercial | Interruptible - College | New | Water Heating | Natural Gas | Water Heater - Tank Blanket/Insulation | A | Integrated Unit Energy Savings (kWh or therms) | Achievable Economic TRC Potential | 0 | 0 | 0 | 0 | 0 | 0 | 0 | 0 | 0 | 0 | 0 | 0 | 0 | 0 | 0 | 0 | 0 | 0 | 0 | 0 | 0 | 0 | 0 | 0 | 0 | 0 | 0
F2_Commercial_Interruptible - College_New_Water Heating_Natural Gas_Water Heater - Tank Blanket/Insulation_A_Achievable Economic TRC Potential | F2 | Commercial | Interruptible - College | New | Water Heating | Natural Gas | Water Heater - Tank Blanket/Insulation | A | Integrated Unit Summer Peak Savings (kW) | Achievable Economic TRC Potential | 0 | 0 | 0 | 0 | 0 | 0 | 0 | 0 | 0 | 0 | 0 | 0 | 0 | 0 | 0 | 0 | 0 | 0 | 0 | 0 | 0 | 0 | 0 | 0 | 0 | 0 | 0
F3_Commercial_Interruptible - College_New_Water Heating_Natural Gas_Water Heater - Tank Blanket/Insulation_A_Achievable Economic TRC Potential | F3 | Commercial | Interruptible - College | New | Water Heating | Natural Gas | Water Heater - Tank Blanket/Insulation | A | Integrated Unit Winter Peak Savings (kW) | Achievable Economic TRC Potential | 0 | 0 | 0 | 0 | 0 | 0 | 0 | 0 | 0 | 0 | 0 | 0 | 0 | 0 | 0 | 0 | 0 | 0 | 0 | 0 | 0 | 0 | 0 | 0 | 0 | 0 | 0
F4_Commercial_Interruptible - College_New_Water Heating_Natural Gas_Water Heater - Tank Blanket/Insulation_A_Achievable Economic TRC Potential | F4 | Commercial | Interruptible - College | New | Water Heating | Natural Gas | Water Heater - Tank Blanket/Insulation | A | Incremental Energy Savings (MWh or mTherms) | Achievable Economic TRC Potential | 0 | 0 | 0 | 0 | 0 | 0 | 0 | 0 | 0 | 0 | 0 | 0 | 0 | 0 | 0 | 0 | 0 | 0 | 0 | 0 | 0 | 0 | 0 | 0 | 0 | 0 | 0
F5_Commercial_Interruptible - College_New_Water Heating_Natural Gas_Water Heater - Tank Blanket/Insulation_A_Achievable Economic TRC Potential | F5 | Commercial | Interruptible - College | New | Water Heating | Natural Gas | Water Heater - Tank Blanket/Insulation | A | Incremental Summer Peak Savings (MW) | Achievable Economic TRC Potential | 0 | 0 | 0 | 0 | 0 | 0 | 0 | 0 | 0 | 0 | 0 | 0 | 0 | 0 | 0 | 0 | 0 | 0 | 0 | 0 | 0 | 0 | 0 | 0 | 0 | 0 | 0
F6_Commercial_Interruptible - College_New_Water Heating_Natural Gas_Water Heater - Tank Blanket/Insulation_A_Achievable Economic TRC Potential | F6 | Commercial | Interruptible - College | New | Water Heating | Natural Gas | Water Heater - Tank Blanket/Insulation | A | Incremental Winter Peak Savings (MW) | Achievable Economic TRC Potential | 0 | 0 | 0 | 0 | 0 | 0 | 0 | 0 | 0 | 0 | 0 | 0 | 0 | 0 | 0 | 0 | 0 | 0 | 0 | 0 | 0 | 0 | 0 | 0 | 0 | 0 | 0
F7_Commercial_Interruptible - College_New_Water Heating_Natural Gas_Water Heater - Tank Blanket/Insulation_A_Achievable Economic TRC Potential | F7 | Commercial | Interruptible - College | New | Water Heating | Natural Gas | Water Heater - Tank Blanket/Insulation | A | Cumulative Energy Savings (MWh or mTherms) | Achievable Economic TRC Potential | 0 | 0 | 0 | 0 | 0 | 0 | 0 | 0 | 0 | 0 | 0 | 0 | 0 | 0 | 0 | 0 | 0 | 0 | 0 | 0 | 0 | 0 | 0 | 0 | 0 | 0 | 0
F8_Commercial_Interruptible - College_New_Water Heating_Natural Gas_Water Heater - Tank Blanket/Insulation_A_Achievable Economic TRC Potential | F8 | Commercial | Interruptible - College | New | Water Heating | Natural Gas | Water Heater - Tank Blanket/Insulation | A | Cumulative Summer Peak Savings (MW) | Achievable Economic TRC Potential | 0 | 0 | 0 | 0 | 0 | 0 | 0 | 0 | 0 | 0 | 0 | 0 | 0 | 0 | 0 | 0 | 0 | 0 | 0 | 0 | 0 | 0 | 0 | 0 | 0 | 0 | 0
F9_Commercial_Interruptible - College_New_Water Heating_Natural Gas_Water Heater - Tank Blanket/Insulation_A_Achievable Economic TRC Potential | F9 | Commercial | Interruptible - College | New | Water Heating | Natural Gas | Water Heater - Tank Blanket/Insulation | A | Cumulative Winter Peak Savings (MW) | Achievable Economic TRC Potential | 0 | 0 | 0 | 0 | 0 | 0 | 0 | 0 | 0 | 0 | 0 | 0 | 0 | 0 | 0 | 0 | 0 | 0 | 0 | 0 | 0 | 0 | 0 | 0 | 0 | 0 | 0
F10_Commercial_Interruptible - College_New_Water Heating_Natural Gas_Water Heater - Tank Blanket/Insulation_A_Achievable Economic TRC Potential | F10 | Commercial | Interruptible - College | New | Water Heating | Natural Gas | Water Heater - Tank Blanket/Insulation | A | Purchases (Incremental) | Achievable Economic TRC Potential | 0 | 0 | 0 | 0 | 0 | 0 | 0 | 0 | 0 | 0 | 0 | 0 | 0 | 0 | 0 | 0 | 0 | 0 | 0 | 0 | 0 | 0 | 0 | 0 | 0 | 0 | 0
F11_Commercial_Interruptible - College_New_Water Heating_Natural Gas_Water Heater - Tank Blanket/Insulation_A_Achievable Economic TRC Potential | F11 | Commercial | Interruptible - College | New | Water Heating | Natural Gas | Water Heater - Tank Blanket/Insulation | A | Purchases (Cumulative) | Achievable Economic TRC Potential | 0 | 0 | 0 | 0 | 0 | 0 | 0 | 0 | 0 | 0 | 0 | 0 | 0 | 0 | 0 | 0 | 0 | 0 | 0 | 0 | 0 | 0 | 0 | 0 | 0 | 0 | 0
F1_Commercial_Interruptible - College_New_Water Heating_Natural Gas_Water Heater - Drainwater Heat Recovery_A_Achievable Economic TRC Potential | F1 | Commercial | Interruptible - College | New | Water Heating | Natural Gas | Water Heater - Drainwater Heat Recovery | A | Integrated Unit Energy Savings (kWh or therms) | Achievable Economic TRC Potential | 0 | 0 | 0 | 0 | 0 | 0 | 0 | 0 | 0 | 0 | 0 | 0 | 0 | 0 | 0 | 0 | 0 | 0 | 0 | 0 | 0 | 0 | 0 | 0 | 0 | 0 | 0
F2_Commercial_Interruptible - College_New_Water Heating_Natural Gas_Water Heater - Drainwater Heat Recovery_A_Achievable Economic TRC Potential | F2 | Commercial | Interruptible - College | New | Water Heating | Natural Gas | Water Heater - Drainwater Heat Recovery | A | Integrated Unit Summer Peak Savings (kW) | Achievable Economic TRC Potential | 0 | 0 | 0 | 0 | 0 | 0 | 0 | 0 | 0 | 0 | 0 | 0 | 0 | 0 | 0 | 0 | 0 | 0 | 0 | 0 | 0 | 0 | 0 | 0 | 0 | 0 | 0
F3_Commercial_Interruptible - College_New_Water Heating_Natural Gas_Water Heater - Drainwater Heat Recovery_A_Achievable Economic TRC Potential | F3 | Commercial | Interruptible - College | New | Water Heating | Natural Gas | Water Heater - Drainwater Heat Recovery | A | Integrated Unit Winter Peak Savings (kW) | Achievable Economic TRC Potential | 0 | 0 | 0 | 0 | 0 | 0 | 0 | 0 | 0 | 0 | 0 | 0 | 0 | 0 | 0 | 0 | 0 | 0 | 0 | 0 | 0 | 0 | 0 | 0 | 0 | 0 | 0
F4_Commercial_Interruptible - College_New_Water Heating_Natural Gas_Water Heater - Drainwater Heat Recovery_A_Achievable Economic TRC Potential | F4 | Commercial | Interruptible - College | New | Water Heating | Natural Gas | Water Heater - Drainwater Heat Recovery | A | Incremental Energy Savings (MWh or mTherms) | Achievable Economic TRC Potential | 0 | 0 | 0 | 0 | 0 | 0 | 0 | 0 | 0 | 0 | 0 | 0 | 0 | 0 | 0 | 0 | 0 | 0 | 0 | 0 | 0 | 0 | 0 | 0 | 0 | 0 | 0
F5_Commercial_Interruptible - College_New_Water Heating_Natural Gas_Water Heater - Drainwater Heat Recovery_A_Achievable Economic TRC Potential | F5 | Commercial | Interruptible - College | New | Water Heating | Natural Gas | Water Heater - Drainwater Heat Recovery | A | Incremental Summer Peak Savings (MW) | Achievable Economic TRC Potential | 0 | 0 | 0 | 0 | 0 | 0 | 0 | 0 | 0 | 0 | 0 | 0 | 0 | 0 | 0 | 0 | 0 | 0 | 0 | 0 | 0 | 0 | 0 | 0 | 0 | 0 | 0
F6_Commercial_Interruptible - College_New_Water Heating_Natural Gas_Water Heater - Drainwater Heat Recovery_A_Achievable Economic TRC Potential | F6 | Commercial | Interruptible - College | New | Water Heating | Natural Gas | Water Heater - Drainwater Heat Recovery | A | Incremental Winter Peak Savings (MW) | Achievable Economic TRC Potential | 0 | 0 | 0 | 0 | 0 | 0 | 0 | 0 | 0 | 0 | 0 | 0 | 0 | 0 | 0 | 0 | 0 | 0 | 0 | 0 | 0 | 0 | 0 | 0 | 0 | 0 | 0
F7_Commercial_Interruptible - College_New_Water Heating_Natural Gas_Water Heater - Drainwater Heat Recovery_A_Achievable Economic TRC Potential | F7 | Commercial | Interruptible - College | New | Water Heating | Natural Gas | Water Heater - Drainwater Heat Recovery | A | Cumulative Energy Savings (MWh or mTherms) | Achievable Economic TRC Potential | 0 | 0 | 0 | 0 | 0 | 0 | 0 | 0 | 0 | 0 | 0 | 0 | 0 | 0 | 0 | 0 | 0 | 0 | 0 | 0 | 0 | 0 | 0 | 0 | 0 | 0 | 0
F8_Commercial_Interruptible - College_New_Water Heating_Natural Gas_Water Heater - Drainwater Heat Recovery_A_Achievable Economic TRC Potential | F8 | Commercial | Interruptible - College | New | Water Heating | Natural Gas | Water Heater - Drainwater Heat Recovery | A | Cumulative Summer Peak Savings (MW) | Achievable Economic TRC Potential | 0 | 0 | 0 | 0 | 0 | 0 | 0 | 0 | 0 | 0 | 0 | 0 | 0 | 0 | 0 | 0 | 0 | 0 | 0 | 0 | 0 | 0 | 0 | 0 | 0 | 0 | 0
F9_Commercial_Interruptible - College_New_Water Heating_Natural Gas_Water Heater - Drainwater Heat Recovery_A_Achievable Economic TRC Potential | F9 | Commercial | Interruptible - College | New | Water Heating | Natural Gas | Water Heater - Drainwater Heat Recovery | A | Cumulative Winter Peak Savings (MW) | Achievable Economic TRC Potential | 0 | 0 | 0 | 0 | 0 | 0 | 0 | 0 | 0 | 0 | 0 | 0 | 0 | 0 | 0 | 0 | 0 | 0 | 0 | 0 | 0 | 0 | 0 | 0 | 0 | 0 | 0
F10_Commercial_Interruptible - College_New_Water Heating_Natural Gas_Water Heater - Drainwater Heat Recovery_A_Achievable Economic TRC Potential | F10 | Commercial | Interruptible - College | New | Water Heating | Natural Gas | Water Heater - Drainwater Heat Recovery | A | Purchases (Incremental) | Achievable Economic TRC Potential | 0 | 0 | 0 | 0 | 0 | 0 | 0 | 0 | 0 | 0 | 0 | 0 | 0 | 0 | 0 | 0 | 0 | 0 | 0 | 0 | 0 | 0 | 0 | 0 | 0 | 0 | 0
F11_Commercial_Interruptible - College_New_Water Heating_Natural Gas_Water Heater - Drainwater Heat Recovery_A_Achievable Economic TRC Potential | F11 | Commercial | Interruptible - College | New | Water Heating | Natural Gas | Water Heater - Drainwater Heat Recovery | A | Purchases (Cumulative) | Achievable Economic TRC Potential | 0 | 0 | 0 | 0 | 0 | 0 | 0 | 0 | 0 | 0 | 0 | 0 | 0 | 0 | 0 | 0 | 0 | 0 | 0 | 0 | 0 | 0 | 0 | 0 | 0 | 0 | 0
F1_Commercial_Interruptible - College_New_Water Heating_Natural Gas_Water Heater - Circulation Pump Controls_A_Achievable Economic TRC Potential | F1 | Commercial | Interruptible - College | New | Water Heating | Natural Gas | Water Heater - Circulation Pump Controls | A | Integrated Unit Energy Savings (kWh or therms) | Achievable Economic TRC Potential | 0 | 0 | 0 | 0 | 0 | 0 | 0 | 0 | 0 | 0 | 0 | 0 | 0 | 0 | 0 | 0 | 0 | 0 | 0 | 0 | 0 | 0 | 0 | 0 | 0 | 0 | 0
F2_Commercial_Interruptible - College_New_Water Heating_Natural Gas_Water Heater - Circulation Pump Controls_A_Achievable Economic TRC Potential | F2 | Commercial | Interruptible - College | New | Water Heating | Natural Gas | Water Heater - Circulation Pump Controls | A | Integrated Unit Summer Peak Savings (kW) | Achievable Economic TRC Potential | 0 | 0 | 0 | 0 | 0 | 0 | 0 | 0 | 0 | 0 | 0 | 0 | 0 | 0 | 0 | 0 | 0 | 0 | 0 | 0 | 0 | 0 | 0 | 0 | 0 | 0 | 0
F3_Commercial_Interruptible - College_New_Water Heating_Natural Gas_Water Heater - Circulation Pump Controls_A_Achievable Economic TRC Potential | F3 | Commercial | Interruptible - College | New | Water Heating | Natural Gas | Water Heater - Circulation Pump Controls | A | Integrated Unit Winter Peak Savings (kW) | Achievable Economic TRC Potential | 0 | 0 | 0 | 0 | 0 | 0 | 0 | 0 | 0 | 0 | 0 | 0 | 0 | 0 | 0 | 0 | 0 | 0 | 0 | 0 | 0 | 0 | 0 | 0 | 0 | 0 | 0
F4_Commercial_Interruptible - College_New_Water Heating_Natural Gas_Water Heater - Circulation Pump Controls_A_Achievable Economic TRC Potential | F4 | Commercial | Interruptible - College | New | Water Heating | Natural Gas | Water Heater - Circulation Pump Controls | A | Incremental Energy Savings (MWh or mTherms) | Achievable Economic TRC Potential | 0 | 0 | 0 | 0 | 0 | 0 | 0 | 0 | 0 | 0 | 0 | 0 | 0 | 0 | 0 | 0 | 0 | 0 | 0 | 0 | 0 | 0 | 0 | 0 | 0 | 0 | 0
F5_Commercial_Interruptible - College_New_Water Heating_Natural Gas_Water Heater - Circulation Pump Controls_A_Achievable Economic TRC Potential | F5 | Commercial | Interruptible - College | New | Water Heating | Natural Gas | Water Heater - Circulation Pump Controls | A | Incremental Summer Peak Savings (MW) | Achievable Economic TRC Potential | 0 | 0 | 0 | 0 | 0 | 0 | 0 | 0 | 0 | 0 | 0 | 0 | 0 | 0 | 0 | 0 | 0 | 0 | 0 | 0 | 0 | 0 | 0 | 0 | 0 | 0 | 0
F6_Commercial_Interruptible - College_New_Water Heating_Natural Gas_Water Heater - Circulation Pump Controls_A_Achievable Economic TRC Potential | F6 | Commercial | Interruptible - College | New | Water Heating | Natural Gas | Water Heater - Circulation Pump Controls | A | Incremental Winter Peak Savings (MW) | Achievable Economic TRC Potential | 0 | 0 | 0 | 0 | 0 | 0 | 0 | 0 | 0 | 0 | 0 | 0 | 0 | 0 | 0 | 0 | 0 | 0 | 0 | 0 | 0 | 0 | 0 | 0 | 0 | 0 | 0
F7_Commercial_Interruptible - College_New_Water Heating_Natural Gas_Water Heater - Circulation Pump Controls_A_Achievable Economic TRC Potential | F7 | Commercial | Interruptible - College | New | Water Heating | Natural Gas | Water Heater - Circulation Pump Controls | A | Cumulative Energy Savings (MWh or mTherms) | Achievable Economic TRC Potential | 0 | 0 | 0 | 0 | 0 | 0 | 0 | 0 | 0 | 0 | 0 | 0 | 0 | 0 | 0 | 0 | 0 | 0 | 0 | 0 | 0 | 0 | 0 | 0 | 0 | 0 | 0
F8_Commercial_Interruptible - College_New_Water Heating_Natural Gas_Water Heater - Circulation Pump Controls_A_Achievable Economic TRC Potential | F8 | Commercial | Interruptible - College | New | Water Heating | Natural Gas | Water Heater - Circulation Pump Controls | A | Cumulative Summer Peak Savings (MW) | Achievable Economic TRC Potential | 0 | 0 | 0 | 0 | 0 | 0 | 0 | 0 | 0 | 0 | 0 | 0 | 0 | 0 | 0 | 0 | 0 | 0 | 0 | 0 | 0 | 0 | 0 | 0 | 0 | 0 | 0
F9_Commercial_Interruptible - College_New_Water Heating_Natural Gas_Water Heater - Circulation Pump Controls_A_Achievable Economic TRC Potential | F9 | Commercial | Interruptible - College | New | Water Heating | Natural Gas | Water Heater - Circulation Pump Controls | A | Cumulative Winter Peak Savings (MW) | Achievable Economic TRC Potential | 0 | 0 | 0 | 0 | 0 | 0 | 0 | 0 | 0 | 0 | 0 | 0 | 0 | 0 | 0 | 0 | 0 | 0 | 0 | 0 | 0 | 0 | 0 | 0 | 0 | 0 | 0
F10_Commercial_Interruptible - College_New_Water Heating_Natural Gas_Water Heater - Circulation Pump Controls_A_Achievable Economic TRC Potential | F10 | Commercial | Interruptible - College | New | Water Heating | Natural Gas | Water Heater - Circulation Pump Controls | A | Purchases (Incremental) | Achievable Economic TRC Potential | 0 | 0 | 0 | 0 | 0 | 0 | 0 | 0 | 0 | 0 | 0 | 0 | 0 | 0 | 0 | 0 | 0 | 0 | 0 | 0 | 0 | 0 | 0 | 0 | 0 | 0 | 0
F11_Commercial_Interruptible - College_New_Water Heating_Natural Gas_Water Heater - Circulation Pump Controls_A_Achievable Economic TRC Potential | F11 | Commercial | Interruptible - College | New | Water Heating | Natural Gas | Water Heater - Circulation Pump Controls | A | Purchases (Cumulative) | Achievable Economic TRC Potential | 0 | 0 | 0 | 0 | 0 | 0 | 0 | 0 | 0 | 0 | 0 | 0 | 0 | 0 | 0 | 0 | 0 | 0 | 0 | 0 | 0 | 0 | 0 | 0 | 0 | 0 | 0
F1_Commercial_Interruptible - College_New_Water Heating_Natural Gas_Water Heater - Pipe Insulation_A_Achievable Economic TRC Potential | F1 | Commercial | Interruptible - College | New | Water Heating | Natural Gas | Water Heater - Pipe Insulation | A | Integrated Unit Energy Savings (kWh or therms) | Achievable Economic TRC Potential | 0 | 0 | 0 | 0 | 0 | 0 | 0 | 0 | 0 | 0 | 0 | 0 | 0 | 0 | 0 | 0 | 0 | 0 | 0 | 0 | 0 | 0 | 0 | 0 | 0 | 0 | 0
F2_Commercial_Interruptible - College_New_Water Heating_Natural Gas_Water Heater - Pipe Insulation_A_Achievable Economic TRC Potential | F2 | Commercial | Interruptible - College | New | Water Heating | Natural Gas | Water Heater - Pipe Insulation | A | Integrated Unit Summer Peak Savings (kW) | Achievable Economic TRC Potential | 0 | 0 | 0 | 0 | 0 | 0 | 0 | 0 | 0 | 0 | 0 | 0 | 0 | 0 | 0 | 0 | 0 | 0 | 0 | 0 | 0 | 0 | 0 | 0 | 0 | 0 | 0
F3_Commercial_Interruptible - College_New_Water Heating_Natural Gas_Water Heater - Pipe Insulation_A_Achievable Economic TRC Potential | F3 | Commercial | Interruptible - College | New | Water Heating | Natural Gas | Water Heater - Pipe Insulation | A | Integrated Unit Winter Peak Savings (kW) | Achievable Economic TRC Potential | 0 | 0 | 0 | 0 | 0 | 0 | 0 | 0 | 0 | 0 | 0 | 0 | 0 | 0 | 0 | 0 | 0 | 0 | 0 | 0 | 0 | 0 | 0 | 0 | 0 | 0 | 0
F4_Commercial_Interruptible - College_New_Water Heating_Natural Gas_Water Heater - Pipe Insulation_A_Achievable Economic TRC Potential | F4 | Commercial | Interruptible - College | New | Water Heating | Natural Gas | Water Heater - Pipe Insulation | A | Incremental Energy Savings (MWh or mTherms) | Achievable Economic TRC Potential | 0 | 0 | 0 | 0 | 0 | 0 | 0 | 0 | 0 | 0 | 0 | 0 | 0 | 0 | 0 | 0 | 0 | 0 | 0 | 0 | 0 | 0 | 0 | 0 | 0 | 0 | 0
F5_Commercial_Interruptible - College_New_Water Heating_Natural Gas_Water Heater - Pipe Insulation_A_Achievable Economic TRC Potential | F5 | Commercial | Interruptible - College | New | Water Heating | Natural Gas | Water Heater - Pipe Insulation | A | Incremental Summer Peak Savings (MW) | Achievable Economic TRC Potential | 0 | 0 | 0 | 0 | 0 | 0 | 0 | 0 | 0 | 0 | 0 | 0 | 0 | 0 | 0 | 0 | 0 | 0 | 0 | 0 | 0 | 0 | 0 | 0 | 0 | 0 | 0
F6_Commercial_Interruptible - College_New_Water Heating_Natural Gas_Water Heater - Pipe Insulation_A_Achievable Economic TRC Potential | F6 | Commercial | Interruptible - College | New | Water Heating | Natural Gas | Water Heater - Pipe Insulation | A | Incremental Winter Peak Savings (MW) | Achievable Economic TRC Potential | 0 | 0 | 0 | 0 | 0 | 0 | 0 | 0 | 0 | 0 | 0 | 0 | 0 | 0 | 0 | 0 | 0 | 0 | 0 | 0 | 0 | 0 | 0 | 0 | 0 | 0 | 0
F7_Commercial_Interruptible - College_New_Water Heating_Natural Gas_Water Heater - Pipe Insulation_A_Achievable Economic TRC Potential | F7 | Commercial | Interruptible - College | New | Water Heating | Natural Gas | Water Heater - Pipe Insulation | A | Cumulative Energy Savings (MWh or mTherms) | Achievable Economic TRC Potential | 0 | 0 | 0 | 0 | 0 | 0 | 0 | 0 | 0 | 0 | 0 | 0 | 0 | 0 | 0 | 0 | 0 | 0 | 0 | 0 | 0 | 0 | 0 | 0 | 0 | 0 | 0
F8_Commercial_Interruptible - College_New_Water Heating_Natural Gas_Water Heater - Pipe Insulation_A_Achievable Economic TRC Potential | F8 | Commercial | Interruptible - College | New | Water Heating | Natural Gas | Water Heater - Pipe Insulation | A | Cumulative Summer Peak Savings (MW) | Achievable Economic TRC Potential | 0 | 0 | 0 | 0 | 0 | 0 | 0 | 0 | 0 | 0 | 0 | 0 | 0 | 0 | 0 | 0 | 0 | 0 | 0 | 0 | 0 | 0 | 0 | 0 | 0 | 0 | 0
F9_Commercial_Interruptible - College_New_Water Heating_Natural Gas_Water Heater - Pipe Insulation_A_Achievable Economic TRC Potential | F9 | Commercial | Interruptible - College | New | Water Heating | Natural Gas | Water Heater - Pipe Insulation | A | Cumulative Winter Peak Savings (MW) | Achievable Economic TRC Potential | 0 | 0 | 0 | 0 | 0 | 0 | 0 | 0 | 0 | 0 | 0 | 0 | 0 | 0 | 0 | 0 | 0 | 0 | 0 | 0 | 0 | 0 | 0 | 0 | 0 | 0 | 0
F10_Commercial_Interruptible - College_New_Water Heating_Natural Gas_Water Heater - Pipe Insulation_A_Achievable Economic TRC Potential | F10 | Commercial | Interruptible - College | New | Water Heating | Natural Gas | Water Heater - Pipe Insulation | A | Purchases (Incremental) | Achievable Economic TRC Potential | 0 | 0 | 0 | 0 | 0 | 0 | 0 | 0 | 0 | 0 | 0 | 0 | 0 | 0 | 0 | 0 | 0 | 0 | 0 | 0 | 0 | 0 | 0 | 0 | 0 | 0 | 0
F11_Commercial_Interruptible - College_New_Water Heating_Natural Gas_Water Heater - Pipe Insulation_A_Achievable Economic TRC Potential | F11 | Commercial | Interruptible - College | New | Water Heating | Natural Gas | Water Heater - Pipe Insulation | A | Purchases (Cumulative) | Achievable Economic TRC Potential | 0 | 0 | 0 | 0 | 0 | 0 | 0 | 0 | 0 | 0 | 0 | 0 | 0 | 0 | 0 | 0 | 0 | 0 | 0 | 0 | 0 | 0 | 0 | 0 | 0 | 0 | 0
F1_Commercial_Interruptible - College_New_Water Heating_Natural Gas_Water Heater - Motion Control Faucet_A_Achievable Economic TRC Potential | F1 | Commercial | Interruptible - College | New | Water Heating | Natural Gas | Water Heater - Motion Control Faucet | A | Integrated Unit Energy Savings (kWh or therms) | Achievable Economic TRC Potential | 0 | 0 | 0 | 0 | 0 | 0 | 0 | 0 | 0 | 0 | 0 | 0 | 0 | 0 | 0 | 0 | 0 | 0 | 0 | 0 | 0 | 0 | 0 | 0 | 0 | 0 | 0
F2_Commercial_Interruptible - College_New_Water Heating_Natural Gas_Water Heater - Motion Control Faucet_A_Achievable Economic TRC Potential | F2 | Commercial | Interruptible - College | New | Water Heating | Natural Gas | Water Heater - Motion Control Faucet | A | Integrated Unit Summer Peak Savings (kW) | Achievable Economic TRC Potential | 0 | 0 | 0 | 0 | 0 | 0 | 0 | 0 | 0 | 0 | 0 | 0 | 0 | 0 | 0 | 0 | 0 | 0 | 0 | 0 | 0 | 0 | 0 | 0 | 0 | 0 | 0
F3_Commercial_Interruptible - College_New_Water Heating_Natural Gas_Water Heater - Motion Control Faucet_A_Achievable Economic TRC Potential | F3 | Commercial | Interruptible - College | New | Water Heating | Natural Gas | Water Heater - Motion Control Faucet | A | Integrated Unit Winter Peak Savings (kW) | Achievable Economic TRC Potential | 0 | 0 | 0 | 0 | 0 | 0 | 0 | 0 | 0 | 0 | 0 | 0 | 0 | 0 | 0 | 0 | 0 | 0 | 0 | 0 | 0 | 0 | 0 | 0 | 0 | 0 | 0
F4_Commercial_Interruptible - College_New_Water Heating_Natural Gas_Water Heater - Motion Control Faucet_A_Achievable Economic TRC Potential | F4 | Commercial | Interruptible - College | New | Water Heating | Natural Gas | Water Heater - Motion Control Faucet | A | Incremental Energy Savings (MWh or mTherms) | Achievable Economic TRC Potential | 0 | 0 | 0 | 0 | 0 | 0 | 0 | 0 | 0 | 0 | 0 | 0 | 0 | 0 | 0 | 0 | 0 | 0 | 0 | 0 | 0 | 0 | 0 | 0 | 0 | 0 | 0
F5_Commercial_Interruptible - College_New_Water Heating_Natural Gas_Water Heater - Motion Control Faucet_A_Achievable Economic TRC Potential | F5 | Commercial | Interruptible - College | New | Water Heating | Natural Gas | Water Heater - Motion Control Faucet | A | Incremental Summer Peak Savings (MW) | Achievable Economic TRC Potential | 0 | 0 | 0 | 0 | 0 | 0 | 0 | 0 | 0 | 0 | 0 | 0 | 0 | 0 | 0 | 0 | 0 | 0 | 0 | 0 | 0 | 0 | 0 | 0 | 0 | 0 | 0
F6_Commercial_Interruptible - College_New_Water Heating_Natural Gas_Water Heater - Motion Control Faucet_A_Achievable Economic TRC Potential | F6 | Commercial | Interruptible - College | New | Water Heating | Natural Gas | Water Heater - Motion Control Faucet | A | Incremental Winter Peak Savings (MW) | Achievable Economic TRC Potential | 0 | 0 | 0 | 0 | 0 | 0 | 0 | 0 | 0 | 0 | 0 | 0 | 0 | 0 | 0 | 0 | 0 | 0 | 0 | 0 | 0 | 0 | 0 | 0 | 0 | 0 | 0
F7_Commercial_Interruptible - College_New_Water Heating_Natural Gas_Water Heater - Motion Control Faucet_A_Achievable Economic TRC Potential | F7 | Commercial | Interruptible - College | New | Water Heating | Natural Gas | Water Heater - Motion Control Faucet | A | Cumulative Energy Savings (MWh or mTherms) | Achievable Economic TRC Potential | 0 | 0 | 0 | 0 | 0 | 0 | 0 | 0 | 0 | 0 | 0 | 0 | 0 | 0 | 0 | 0 | 0 | 0 | 0 | 0 | 0 | 0 | 0 | 0 | 0 | 0 | 0
F8_Commercial_Interruptible - College_New_Water Heating_Natural Gas_Water Heater - Motion Control Faucet_A_Achievable Economic TRC Potential | F8 | Commercial | Interruptible - College | New | Water Heating | Natural Gas | Water Heater - Motion Control Faucet | A | Cumulative Summer Peak Savings (MW) | Achievable Economic TRC Potential | 0 | 0 | 0 | 0 | 0 | 0 | 0 | 0 | 0 | 0 | 0 | 0 | 0 | 0 | 0 | 0 | 0 | 0 | 0 | 0 | 0 | 0 | 0 | 0 | 0 | 0 | 0
F9_Commercial_Interruptible - College_New_Water Heating_Natural Gas_Water Heater - Motion Control Faucet_A_Achievable Economic TRC Potential | F9 | Commercial | Interruptible - College | New | Water Heating | Natural Gas | Water Heater - Motion Control Faucet | A | Cumulative Winter Peak Savings (MW) | Achievable Economic TRC Potential | 0 | 0 | 0 | 0 | 0 | 0 | 0 | 0 | 0 | 0 | 0 | 0 | 0 | 0 | 0 | 0 | 0 | 0 | 0 | 0 | 0 | 0 | 0 | 0 | 0 | 0 | 0
F10_Commercial_Interruptible - College_New_Water Heating_Natural Gas_Water Heater - Motion Control Faucet_A_Achievable Economic TRC Potential | F10 | Commercial | Interruptible - College | New | Water Heating | Natural Gas | Water Heater - Motion Control Faucet | A | Purchases (Incremental) | Achievable Economic TRC Potential | 0 | 0 | 0 | 0 | 0 | 0 | 0 | 0 | 0 | 0 | 0 | 0 | 0 | 0 | 0 | 0 | 0 | 0 | 0 | 0 | 0 | 0 | 0 | 0 | 0 | 0 | 0
F11_Commercial_Interruptible - College_New_Water Heating_Natural Gas_Water Heater - Motion Control Faucet_A_Achievable Economic TRC Potential | F11 | Commercial | Interruptible - College | New | Water Heating | Natural Gas | Water Heater - Motion Control Faucet | A | Purchases (Cumulative) | Achievable Economic TRC Potential | 0 | 0 | 0 | 0 | 0 | 0 | 0 | 0 | 0 | 0 | 0 | 0 | 0 | 0 | 0 | 0 | 0 | 0 | 0 | 0 | 0 | 0 | 0 | 0 | 0 | 0 | 0
F1_Commercial_Interruptible - College_New_Water Heating_Natural Gas_Water Heater - Solar System_A_Achievable Economic TRC Potential | F1 | Commercial | Interruptible - College | New | Water Heating | Natural Gas | Water Heater - Solar System | A | Integrated Unit Energy Savings (kWh or therms) | Achievable Economic TRC Potential | 0 | 0 | 0 | 0 | 0 | 0 | 0 | 0 | 0 | 0 | 0 | 0 | 0 | 0 | 0 | 0 | 0 | 0 | 0 | 0 | 0 | 0 | 0 | 0 | 0 | 0 | 0
F2_Commercial_Interruptible - College_New_Water Heating_Natural Gas_Water Heater - Solar System_A_Achievable Economic TRC Potential | F2 | Commercial | Interruptible - College | New | Water Heating | Natural Gas | Water Heater - Solar System | A | Integrated Unit Summer Peak Savings (kW) | Achievable Economic TRC Potential | 0 | 0 | 0 | 0 | 0 | 0 | 0 | 0 | 0 | 0 | 0 | 0 | 0 | 0 | 0 | 0 | 0 | 0 | 0 | 0 | 0 | 0 | 0 | 0 | 0 | 0 | 0
F3_Commercial_Interruptible - College_New_Water Heating_Natural Gas_Water Heater - Solar System_A_Achievable Economic TRC Potential | F3 | Commercial | Interruptible - College | New | Water Heating | Natural Gas | Water Heater - Solar System | A | Integrated Unit Winter Peak Savings (kW) | Achievable Economic TRC Potential | 0 | 0 | 0 | 0 | 0 | 0 | 0 | 0 | 0 | 0 | 0 | 0 | 0 | 0 | 0 | 0 | 0 | 0 | 0 | 0 | 0 | 0 | 0 | 0 | 0 | 0 | 0
F4_Commercial_Interruptible - College_New_Water Heating_Natural Gas_Water Heater - Solar System_A_Achievable Economic TRC Potential | F4 | Commercial | Interruptible - College | New | Water Heating | Natural Gas | Water Heater - Solar System | A | Incremental Energy Savings (MWh or mTherms) | Achievable Economic TRC Potential | 0 | 0 | 0 | 0 | 0 | 0 | 0 | 0 | 0 | 0 | 0 | 0 | 0 | 0 | 0 | 0 | 0 | 0 | 0 | 0 | 0 | 0 | 0 | 0 | 0 | 0 | 0
F5_Commercial_Interruptible - College_New_Water Heating_Natural Gas_Water Heater - Solar System_A_Achievable Economic TRC Potential | F5 | Commercial | Interruptible - College | New | Water Heating | Natural Gas | Water Heater - Solar System | A | Incremental Summer Peak Savings (MW) | Achievable Economic TRC Potential | 0 | 0 | 0 | 0 | 0 | 0 | 0 | 0 | 0 | 0 | 0 | 0 | 0 | 0 | 0 | 0 | 0 | 0 | 0 | 0 | 0 | 0 | 0 | 0 | 0 | 0 | 0
F6_Commercial_Interruptible - College_New_Water Heating_Natural Gas_Water Heater - Solar System_A_Achievable Economic TRC Potential | F6 | Commercial | Interruptible - College | New | Water Heating | Natural Gas | Water Heater - Solar System | A | Incremental Winter Peak Savings (MW) | Achievable Economic TRC Potential | 0 | 0 | 0 | 0 | 0 | 0 | 0 | 0 | 0 | 0 | 0 | 0 | 0 | 0 | 0 | 0 | 0 | 0 | 0 | 0 | 0 | 0 | 0 | 0 | 0 | 0 | 0
F7_Commercial_Interruptible - College_New_Water Heating_Natural Gas_Water Heater - Solar System_A_Achievable Economic TRC Potential | F7 | Commercial | Interruptible - College | New | Water Heating | Natural Gas | Water Heater - Solar System | A | Cumulative Energy Savings (MWh or mTherms) | Achievable Economic TRC Potential | 0 | 0 | 0 | 0 | 0 | 0 | 0 | 0 | 0 | 0 | 0 | 0 | 0 | 0 | 0 | 0 | 0 | 0 | 0 | 0 | 0 | 0 | 0 | 0 | 0 | 0 | 0
F8_Commercial_Interruptible - College_New_Water Heating_Natural Gas_Water Heater - Solar System_A_Achievable Economic TRC Potential | F8 | Commercial | Interruptible - College | New | Water Heating | Natural Gas | Water Heater - Solar System | A | Cumulative Summer Peak Savings (MW) | Achievable Economic TRC Potential | 0 | 0 | 0 | 0 | 0 | 0 | 0 | 0 | 0 | 0 | 0 | 0 | 0 | 0 | 0 | 0 | 0 | 0 | 0 | 0 | 0 | 0 | 0 | 0 | 0 | 0 | 0
F9_Commercial_Interruptible - College_New_Water Heating_Natural Gas_Water Heater - Solar System_A_Achievable Economic TRC Potential | F9 | Commercial | Interruptible - College | New | Water Heating | Natural Gas | Water Heater - Solar System | A | Cumulative Winter Peak Savings (MW) | Achievable Economic TRC Potential | 0 | 0 | 0 | 0 | 0 | 0 | 0 | 0 | 0 | 0 | 0 | 0 | 0 | 0 | 0 | 0 | 0 | 0 | 0 | 0 | 0 | 0 | 0 | 0 | 0 | 0 | 0
F10_Commercial_Interruptible - College_New_Water Heating_Natural Gas_Water Heater - Solar System_A_Achievable Economic TRC Potential | F10 | Commercial | Interruptible - College | New | Water Heating | Natural Gas | Water Heater - Solar System | A | Purchases (Incremental) | Achievable Economic TRC Potential | 0 | 0 | 0 | 0 | 0 | 0 | 0 | 0 | 0 | 0 | 0 | 0 | 0 | 0 | 0 | 0 | 0 | 0 | 0 | 0 | 0 | 0 | 0 | 0 | 0 | 0 | 0
F11_Commercial_Interruptible - College_New_Water Heating_Natural Gas_Water Heater - Solar System_A_Achievable Economic TRC Potential | F11 | Commercial | Interruptible - College | New | Water Heating | Natural Gas | Water Heater - Solar System | A | Purchases (Cumulative) | Achievable Economic TRC Potential | 0 | 0 | 0 | 0 | 0 | 0 | 0 | 0 | 0 | 0 | 0 | 0 | 0 | 0 | 0 | 0 | 0 | 0 | 0 | 0 | 0 | 0 | 0 | 0 | 0 | 0 | 0
F1_Commercial_Interruptible - College_New_Water Heating_Natural Gas_Commercial Laundry - Ozone Treatment_A_Achievable Economic TRC Potential | F1 | Commercial | Interruptible - College | New | Water Heating | Natural Gas | Commercial Laundry - Ozone Treatment | A | Integrated Unit Energy Savings (kWh or therms) | Achievable Economic TRC Potential | 0 | 0 | 0 | 0 | 0 | 0 | 0 | 0 | 0 | 0 | 0 | 0 | 0 | 0 | 0 | 0 | 0 | 0 | 0 | 0 | 0 | 0 | 0 | 0 | 0 | 0 | 0
F2_Commercial_Interruptible - College_New_Water Heating_Natural Gas_Commercial Laundry - Ozone Treatment_A_Achievable Economic TRC Potential | F2 | Commercial | Interruptible - College | New | Water Heating | Natural Gas | Commercial Laundry - Ozone Treatment | A | Integrated Unit Summer Peak Savings (kW) | Achievable Economic TRC Potential | 0 | 0 | 0 | 0 | 0 | 0 | 0 | 0 | 0 | 0 | 0 | 0 | 0 | 0 | 0 | 0 | 0 | 0 | 0 | 0 | 0 | 0 | 0 | 0 | 0 | 0 | 0
F3_Commercial_Interruptible - College_New_Water Heating_Natural Gas_Commercial Laundry - Ozone Treatment_A_Achievable Economic TRC Potential | F3 | Commercial | Interruptible - College | New | Water Heating | Natural Gas | Commercial Laundry - Ozone Treatment | A | Integrated Unit Winter Peak Savings (kW) | Achievable Economic TRC Potential | 0 | 0 | 0 | 0 | 0 | 0 | 0 | 0 | 0 | 0 | 0 | 0 | 0 | 0 | 0 | 0 | 0 | 0 | 0 | 0 | 0 | 0 | 0 | 0 | 0 | 0 | 0
F4_Commercial_Interruptible - College_New_Water Heating_Natural Gas_Commercial Laundry - Ozone Treatment_A_Achievable Economic TRC Potential | F4 | Commercial | Interruptible - College | New | Water Heating | Natural Gas | Commercial Laundry - Ozone Treatment | A | Incremental Energy Savings (MWh or mTherms) | Achievable Economic TRC Potential | 0 | 0 | 0 | 0 | 0 | 0 | 0 | 0 | 0 | 0 | 0 | 0 | 0 | 0 | 0 | 0 | 0 | 0 | 0 | 0 | 0 | 0 | 0 | 0 | 0 | 0 | 0
F5_Commercial_Interruptible - College_New_Water Heating_Natural Gas_Commercial Laundry - Ozone Treatment_A_Achievable Economic TRC Potential | F5 | Commercial | Interruptible - College | New | Water Heating | Natural Gas | Commercial Laundry - Ozone Treatment | A | Incremental Summer Peak Savings (MW) | Achievable Economic TRC Potential | 0 | 0 | 0 | 0 | 0 | 0 | 0 | 0 | 0 | 0 | 0 | 0 | 0 | 0 | 0 | 0 | 0 | 0 | 0 | 0 | 0 | 0 | 0 | 0 | 0 | 0 | 0
F6_Commercial_Interruptible - College_New_Water Heating_Natural Gas_Commercial Laundry - Ozone Treatment_A_Achievable Economic TRC Potential | F6 | Commercial | Interruptible - College | New | Water Heating | Natural Gas | Commercial Laundry - Ozone Treatment | A | Incremental Winter Peak Savings (MW) | Achievable Economic TRC Potential | 0 | 0 | 0 | 0 | 0 | 0 | 0 | 0 | 0 | 0 | 0 | 0 | 0 | 0 | 0 | 0 | 0 | 0 | 0 | 0 | 0 | 0 | 0 | 0 | 0 | 0 | 0
F7_Commercial_Interruptible - College_New_Water Heating_Natural Gas_Commercial Laundry - Ozone Treatment_A_Achievable Economic TRC Potential | F7 | Commercial | Interruptible - College | New | Water Heating | Natural Gas | Commercial Laundry - Ozone Treatment | A | Cumulative Energy Savings (MWh or mTherms) | Achievable Economic TRC Potential | 0 | 0 | 0 | 0 | 0 | 0 | 0 | 0 | 0 | 0 | 0 | 0 | 0 | 0 | 0 | 0 | 0 | 0 | 0 | 0 | 0 | 0 | 0 | 0 | 0 | 0 | 0
F8_Commercial_Interruptible - College_New_Water Heating_Natural Gas_Commercial Laundry - Ozone Treatment_A_Achievable Economic TRC Potential | F8 | Commercial | Interruptible - College | New | Water Heating | Natural Gas | Commercial Laundry - Ozone Treatment | A | Cumulative Summer Peak Savings (MW) | Achievable Economic TRC Potential | 0 | 0 | 0 | 0 | 0 | 0 | 0 | 0 | 0 | 0 | 0 | 0 | 0 | 0 | 0 | 0 | 0 | 0 | 0 | 0 | 0 | 0 | 0 | 0 | 0 | 0 | 0
F9_Commercial_Interruptible - College_New_Water Heating_Natural Gas_Commercial Laundry - Ozone Treatment_A_Achievable Economic TRC Potential | F9 | Commercial | Interruptible - College | New | Water Heating | Natural Gas | Commercial Laundry - Ozone Treatment | A | Cumulative Winter Peak Savings (MW) | Achievable Economic TRC Potential | 0 | 0 | 0 | 0 | 0 | 0 | 0 | 0 | 0 | 0 | 0 | 0 | 0 | 0 | 0 | 0 | 0 | 0 | 0 | 0 | 0 | 0 | 0 | 0 | 0 | 0 | 0
F10_Commercial_Interruptible - College_New_Water Heating_Natural Gas_Commercial Laundry - Ozone Treatment_A_Achievable Economic TRC Potential | F10 | Commercial | Interruptible - College | New | Water Heating | Natural Gas | Commercial Laundry - Ozone Treatment | A | Purchases (Incremental) | Achievable Economic TRC Potential | 0 | 0 | 0 | 0 | 0 | 0 | 0 | 0 | 0 | 0 | 0 | 0 | 0 | 0 | 0 | 0 | 0 | 0 | 0 | 0 | 0 | 0 | 0 | 0 | 0 | 0 | 0
F11_Commercial_Interruptible - College_New_Water Heating_Natural Gas_Commercial Laundry - Ozone Treatment_A_Achievable Economic TRC Potential | F11 | Commercial | Interruptible - College | New | Water Heating | Natural Gas | Commercial Laundry - Ozone Treatment | A | Purchases (Cumulative) | Achievable Economic TRC Potential | 0 | 0 | 0 | 0 | 0 | 0 | 0 | 0 | 0 | 0 | 0 | 0 | 0 | 0 | 0 | 0 | 0 | 0 | 0 | 0 | 0 | 0 | 0 | 0 | 0 | 0 | 0
F1_Commercial_Interruptible - College_New_Water Heating_Natural Gas_Commercial Laundry - ENERGY STAR Washer_A_Achievable Economic TRC Potential | F1 | Commercial | Interruptible - College | New | Water Heating | Natural Gas | Commercial Laundry - ENERGY STAR Washer | A | Integrated Unit Energy Savings (kWh or therms) | Achievable Economic TRC Potential | 0 | 0 | 0 | 0 | 0 | 0 | 0 | 0 | 0 | 0 | 0 | 0 | 0 | 0 | 0 | 0 | 0 | 0 | 0 | 0 | 0 | 0 | 0 | 0 | 0 | 0 | 0
F2_Commercial_Interruptible - College_New_Water Heating_Natural Gas_Commercial Laundry - ENERGY STAR Washer_A_Achievable Economic TRC Potential | F2 | Commercial | Interruptible - College | New | Water Heating | Natural Gas | Commercial Laundry - ENERGY STAR Washer | A | Integrated Unit Summer Peak Savings (kW) | Achievable Economic TRC Potential | 0 | 0 | 0 | 0 | 0 | 0 | 0 | 0 | 0 | 0 | 0 | 0 | 0 | 0 | 0 | 0 | 0 | 0 | 0 | 0 | 0 | 0 | 0 | 0 | 0 | 0 | 0
F3_Commercial_Interruptible - College_New_Water Heating_Natural Gas_Commercial Laundry - ENERGY STAR Washer_A_Achievable Economic TRC Potential | F3 | Commercial | Interruptible - College | New | Water Heating | Natural Gas | Commercial Laundry - ENERGY STAR Washer | A | Integrated Unit Winter Peak Savings (kW) | Achievable Economic TRC Potential | 0 | 0 | 0 | 0 | 0 | 0 | 0 | 0 | 0 | 0 | 0 | 0 | 0 | 0 | 0 | 0 | 0 | 0 | 0 | 0 | 0 | 0 | 0 | 0 | 0 | 0 | 0
F4_Commercial_Interruptible - College_New_Water Heating_Natural Gas_Commercial Laundry - ENERGY STAR Washer_A_Achievable Economic TRC Potential | F4 | Commercial | Interruptible - College | New | Water Heating | Natural Gas | Commercial Laundry - ENERGY STAR Washer | A | Incremental Energy Savings (MWh or mTherms) | Achievable Economic TRC Potential | 0 | 0 | 0 | 0 | 0 | 0 | 0 | 0 | 0 | 0 | 0 | 0 | 0 | 0 | 0 | 0 | 0 | 0 | 0 | 0 | 0 | 0 | 0 | 0 | 0 | 0 | 0
F5_Commercial_Interruptible - College_New_Water Heating_Natural Gas_Commercial Laundry - ENERGY STAR Washer_A_Achievable Economic TRC Potential | F5 | Commercial | Interruptible - College | New | Water Heating | Natural Gas | Commercial Laundry - ENERGY STAR Washer | A | Incremental Summer Peak Savings (MW) | Achievable Economic TRC Potential | 0 | 0 | 0 | 0 | 0 | 0 | 0 | 0 | 0 | 0 | 0 | 0 | 0 | 0 | 0 | 0 | 0 | 0 | 0 | 0 | 0 | 0 | 0 | 0 | 0 | 0 | 0
F6_Commercial_Interruptible - College_New_Water Heating_Natural Gas_Commercial Laundry - ENERGY STAR Washer_A_Achievable Economic TRC Potential | F6 | Commercial | Interruptible - College | New | Water Heating | Natural Gas | Commercial Laundry - ENERGY STAR Washer | A | Incremental Winter Peak Savings (MW) | Achievable Economic TRC Potential | 0 | 0 | 0 | 0 | 0 | 0 | 0 | 0 | 0 | 0 | 0 | 0 | 0 | 0 | 0 | 0 | 0 | 0 | 0 | 0 | 0 | 0 | 0 | 0 | 0 | 0 | 0
F7_Commercial_Interruptible - College_New_Water Heating_Natural Gas_Commercial Laundry - ENERGY STAR Washer_A_Achievable Economic TRC Potential | F7 | Commercial | Interruptible - College | New | Water Heating | Natural Gas | Commercial Laundry - ENERGY STAR Washer | A | Cumulative Energy Savings (MWh or mTherms) | Achievable Economic TRC Potential | 0 | 0 | 0 | 0 | 0 | 0 | 0 | 0 | 0 | 0 | 0 | 0 | 0 | 0 | 0 | 0 | 0 | 0 | 0 | 0 | 0 | 0 | 0 | 0 | 0 | 0 | 0
F8_Commercial_Interruptible - College_New_Water Heating_Natural Gas_Commercial Laundry - ENERGY STAR Washer_A_Achievable Economic TRC Potential | F8 | Commercial | Interruptible - College | New | Water Heating | Natural Gas | Commercial Laundry - ENERGY STAR Washer | A | Cumulative Summer Peak Savings (MW) | Achievable Economic TRC Potential | 0 | 0 | 0 | 0 | 0 | 0 | 0 | 0 | 0 | 0 | 0 | 0 | 0 | 0 | 0 | 0 | 0 | 0 | 0 | 0 | 0 | 0 | 0 | 0 | 0 | 0 | 0
F9_Commercial_Interruptible - College_New_Water Heating_Natural Gas_Commercial Laundry - ENERGY STAR Washer_A_Achievable Economic TRC Potential | F9 | Commercial | Interruptible - College | New | Water Heating | Natural Gas | Commercial Laundry - ENERGY STAR Washer | A | Cumulative Winter Peak Savings (MW) | Achievable Economic TRC Potential | 0 | 0 | 0 | 0 | 0 | 0 | 0 | 0 | 0 | 0 | 0 | 0 | 0 | 0 | 0 | 0 | 0 | 0 | 0 | 0 | 0 | 0 | 0 | 0 | 0 | 0 | 0
F10_Commercial_Interruptible - College_New_Water Heating_Natural Gas_Commercial Laundry - ENERGY STAR Washer_A_Achievable Economic TRC Potential | F10 | Commercial | Interruptible - College | New | Water Heating | Natural Gas | Commercial Laundry - ENERGY STAR Washer | A | Purchases (Incremental) | Achievable Economic TRC Potential | 0 | 0 | 0 | 0 | 0 | 0 | 0 | 0 | 0 | 0 | 0 | 0 | 0 | 0 | 0 | 0 | 0 | 0 | 0 | 0 | 0 | 0 | 0 | 0 | 0 | 0 | 0
F11_Commercial_Interruptible - College_New_Water Heating_Natural Gas_Commercial Laundry - ENERGY STAR Washer_A_Achievable Economic TRC Potential | F11 | Commercial | Interruptible - College | New | Water Heating | Natural Gas | Commercial Laundry - ENERGY STAR Washer | A | Purchases (Cumulative) | Achievable Economic TRC Potential | 0 | 0 | 0 | 0 | 0 | 0 | 0 | 0 | 0 | 0 | 0 | 0 | 0 | 0 | 0 | 0 | 0 | 0 | 0 | 0 | 0 | 0 | 0 | 0 | 0 | 0 | 0
F1_Commercial_Interruptible - College_New_Water Heating_Natural Gas_Water Heater - Efficient Dishwasher_A_Achievable Economic TRC Potential | F1 | Commercial | Interruptible - College | New | Water Heating | Natural Gas | Water Heater - Efficient Dishwasher | A | Integrated Unit Energy Savings (kWh or therms) | Achievable Economic TRC Potential | 0 | 0 | 0 | 0 | 0 | 0 | 0 | 0 | 0 | 0 | 0 | 0 | 0 | 0 | 0 | 0 | 0 | 0 | 0 | 0 | 0 | 0 | 0 | 0 | 0 | 0 | 0
F2_Commercial_Interruptible - College_New_Water Heating_Natural Gas_Water Heater - Efficient Dishwasher_A_Achievable Economic TRC Potential | F2 | Commercial | Interruptible - College | New | Water Heating | Natural Gas | Water Heater - Efficient Dishwasher | A | Integrated Unit Summer Peak Savings (kW) | Achievable Economic TRC Potential | 0 | 0 | 0 | 0 | 0 | 0 | 0 | 0 | 0 | 0 | 0 | 0 | 0 | 0 | 0 | 0 | 0 | 0 | 0 | 0 | 0 | 0 | 0 | 0 | 0 | 0 | 0
F3_Commercial_Interruptible - College_New_Water Heating_Natural Gas_Water Heater - Efficient Dishwasher_A_Achievable Economic TRC Potential | F3 | Commercial | Interruptible - College | New | Water Heating | Natural Gas | Water Heater - Efficient Dishwasher | A | Integrated Unit Winter Peak Savings (kW) | Achievable Economic TRC Potential | 0 | 0 | 0 | 0 | 0 | 0 | 0 | 0 | 0 | 0 | 0 | 0 | 0 | 0 | 0 | 0 | 0 | 0 | 0 | 0 | 0 | 0 | 0 | 0 | 0 | 0 | 0
F4_Commercial_Interruptible - College_New_Water Heating_Natural Gas_Water Heater - Efficient Dishwasher_A_Achievable Economic TRC Potential | F4 | Commercial | Interruptible - College | New | Water Heating | Natural Gas | Water Heater - Efficient Dishwasher | A | Incremental Energy Savings (MWh or mTherms) | Achievable Economic TRC Potential | 0 | 0 | 0 | 0 | 0 | 0 | 0 | 0 | 0 | 0 | 0 | 0 | 0 | 0 | 0 | 0 | 0 | 0 | 0 | 0 | 0 | 0 | 0 | 0 | 0 | 0 | 0
F5_Commercial_Interruptible - College_New_Water Heating_Natural Gas_Water Heater - Efficient Dishwasher_A_Achievable Economic TRC Potential | F5 | Commercial | Interruptible - College | New | Water Heating | Natural Gas | Water Heater - Efficient Dishwasher | A | Incremental Summer Peak Savings (MW) | Achievable Economic TRC Potential | 0 | 0 | 0 | 0 | 0 | 0 | 0 | 0 | 0 | 0 | 0 | 0 | 0 | 0 | 0 | 0 | 0 | 0 | 0 | 0 | 0 | 0 | 0 | 0 | 0 | 0 | 0
F6_Commercial_Interruptible - College_New_Water Heating_Natural Gas_Water Heater - Efficient Dishwasher_A_Achievable Economic TRC Potential | F6 | Commercial | Interruptible - College | New | Water Heating | Natural Gas | Water Heater - Efficient Dishwasher | A | Incremental Winter Peak Savings (MW) | Achievable Economic TRC Potential | 0 | 0 | 0 | 0 | 0 | 0 | 0 | 0 | 0 | 0 | 0 | 0 | 0 | 0 | 0 | 0 | 0 | 0 | 0 | 0 | 0 | 0 | 0 | 0 | 0 | 0 | 0
F7_Commercial_Interruptible - College_New_Water Heating_Natural Gas_Water Heater - Efficient Dishwasher_A_Achievable Economic TRC Potential | F7 | Commercial | Interruptible - College | New | Water Heating | Natural Gas | Water Heater - Efficient Dishwasher | A | Cumulative Energy Savings (MWh or mTherms) | Achievable Economic TRC Potential | 0 | 0 | 0 | 0 | 0 | 0 | 0 | 0 | 0 | 0 | 0 | 0 | 0 | 0 | 0 | 0 | 0 | 0 | 0 | 0 | 0 | 0 | 0 | 0 | 0 | 0 | 0
F8_Commercial_Interruptible - College_New_Water Heating_Natural Gas_Water Heater - Efficient Dishwasher_A_Achievable Economic TRC Potential | F8 | Commercial | Interruptible - College | New | Water Heating | Natural Gas | Water Heater - Efficient Dishwasher | A | Cumulative Summer Peak Savings (MW) | Achievable Economic TRC Potential | 0 | 0 | 0 | 0 | 0 | 0 | 0 | 0 | 0 | 0 | 0 | 0 | 0 | 0 | 0 | 0 | 0 | 0 | 0 | 0 | 0 | 0 | 0 | 0 | 0 | 0 | 0
F9_Commercial_Interruptible - College_New_Water Heating_Natural Gas_Water Heater - Efficient Dishwasher_A_Achievable Economic TRC Potential | F9 | Commercial | Interruptible - College | New | Water Heating | Natural Gas | Water Heater - Efficient Dishwasher | A | Cumulative Winter Peak Savings (MW) | Achievable Economic TRC Potential | 0 | 0 | 0 | 0 | 0 | 0 | 0 | 0 | 0 | 0 | 0 | 0 | 0 | 0 | 0 | 0 | 0 | 0 | 0 | 0 | 0 | 0 | 0 | 0 | 0 | 0 | 0
F10_Commercial_Interruptible - College_New_Water Heating_Natural Gas_Water Heater - Efficient Dishwasher_A_Achievable Economic TRC Potential | F10 | Commercial | Interruptible - College | New | Water Heating | Natural Gas | Water Heater - Efficient Dishwasher | A | Purchases (Incremental) | Achievable Economic TRC Potential | 0 | 0 | 0 | 0 | 0 | 0 | 0 | 0 | 0 | 0 | 0 | 0 | 0 | 0 | 0 | 0 | 0 | 0 | 0 | 0 | 0 | 0 | 0 | 0 | 0 | 0 | 0
F11_Commercial_Interruptible - College_New_Water Heating_Natural Gas_Water Heater - Efficient Dishwasher_A_Achievable Economic TRC Potential | F11 | Commercial | Interruptible - College | New | Water Heating | Natural Gas | Water Heater - Efficient Dishwasher | A | Purchases (Cumulative) | Achievable Economic TRC Potential | 0 | 0 | 0 | 0 | 0 | 0 | 0 | 0 | 0 | 0 | 0 | 0 | 0 | 0 | 0 | 0 | 0 | 0 | 0 | 0 | 0 | 0 | 0 | 0 | 0 | 0 | 0
F1_Commercial_Interruptible - College_New_Water Heating_Natural Gas_Commercial Laundry - Alternative Dry-Cleaning Methods_A_Achievable Economic TRC Potential | F1 | Commercial | Interruptible - College | New | Water Heating | Natural Gas | Commercial Laundry - Alternative Dry-Cleaning Methods | A | Integrated Unit Energy Savings (kWh or therms) | Achievable Economic TRC Potential | 0 | 0 | 0 | 0 | 0 | 0 | 0 | 0 | 0 | 0 | 0 | 0 | 0 | 0 | 0 | 0 | 0 | 0 | 0 | 0 | 0 | 0 | 0 | 0 | 0 | 0 | 0
F2_Commercial_Interruptible - College_New_Water Heating_Natural Gas_Commercial Laundry - Alternative Dry-Cleaning Methods_A_Achievable Economic TRC Potential | F2 | Commercial | Interruptible - College | New | Water Heating | Natural Gas | Commercial Laundry - Alternative Dry-Cleaning Methods | A | Integrated Unit Summer Peak Savings (kW) | Achievable Economic TRC Potential | 0 | 0 | 0 | 0 | 0 | 0 | 0 | 0 | 0 | 0 | 0 | 0 | 0 | 0 | 0 | 0 | 0 | 0 | 0 | 0 | 0 | 0 | 0 | 0 | 0 | 0 | 0
F3_Commercial_Interruptible - College_New_Water Heating_Natural Gas_Commercial Laundry - Alternative Dry-Cleaning Methods_A_Achievable Economic TRC Potential | F3 | Commercial | Interruptible - College | New | Water Heating | Natural Gas | Commercial Laundry - Alternative Dry-Cleaning Methods | A | Integrated Unit Winter Peak Savings (kW) | Achievable Economic TRC Potential | 0 | 0 | 0 | 0 | 0 | 0 | 0 | 0 | 0 | 0 | 0 | 0 | 0 | 0 | 0 | 0 | 0 | 0 | 0 | 0 | 0 | 0 | 0 | 0 | 0 | 0 | 0
F4_Commercial_Interruptible - College_New_Water Heating_Natural Gas_Commercial Laundry - Alternative Dry-Cleaning Methods_A_Achievable Economic TRC Potential | F4 | Commercial | Interruptible - College | New | Water Heating | Natural Gas | Commercial Laundry - Alternative Dry-Cleaning Methods | A | Incremental Energy Savings (MWh or mTherms) | Achievable Economic TRC Potential | 0 | 0 | 0 | 0 | 0 | 0 | 0 | 0 | 0 | 0 | 0 | 0 | 0 | 0 | 0 | 0 | 0 | 0 | 0 | 0 | 0 | 0 | 0 | 0 | 0 | 0 | 0
F5_Commercial_Interruptible - College_New_Water Heating_Natural Gas_Commercial Laundry - Alternative Dry-Cleaning Methods_A_Achievable Economic TRC Potential | F5 | Commercial | Interruptible - College | New | Water Heating | Natural Gas | Commercial Laundry - Alternative Dry-Cleaning Methods | A | Incremental Summer Peak Savings (MW) | Achievable Economic TRC Potential | 0 | 0 | 0 | 0 | 0 | 0 | 0 | 0 | 0 | 0 | 0 | 0 | 0 | 0 | 0 | 0 | 0 | 0 | 0 | 0 | 0 | 0 | 0 | 0 | 0 | 0 | 0
F6_Commercial_Interruptible - College_New_Water Heating_Natural Gas_Commercial Laundry - Alternative Dry-Cleaning Methods_A_Achievable Economic TRC Potential | F6 | Commercial | Interruptible - College | New | Water Heating | Natural Gas | Commercial Laundry - Alternative Dry-Cleaning Methods | A | Incremental Winter Peak Savings (MW) | Achievable Economic TRC Potential | 0 | 0 | 0 | 0 | 0 | 0 | 0 | 0 | 0 | 0 | 0 | 0 | 0 | 0 | 0 | 0 | 0 | 0 | 0 | 0 | 0 | 0 | 0 | 0 | 0 | 0 | 0
F7_Commercial_Interruptible - College_New_Water Heating_Natural Gas_Commercial Laundry - Alternative Dry-Cleaning Methods_A_Achievable Economic TRC Potential | F7 | Commercial | Interruptible - College | New | Water Heating | Natural Gas | Commercial Laundry - Alternative Dry-Cleaning Methods | A | Cumulative Energy Savings (MWh or mTherms) | Achievable Economic TRC Potential | 0 | 0 | 0 | 0 | 0 | 0 | 0 | 0 | 0 | 0 | 0 | 0 | 0 | 0 | 0 | 0 | 0 | 0 | 0 | 0 | 0 | 0 | 0 | 0 | 0 | 0 | 0
F8_Commercial_Interruptible - College_New_Water Heating_Natural Gas_Commercial Laundry - Alternative Dry-Cleaning Methods_A_Achievable Economic TRC Potential | F8 | Commercial | Interruptible - College | New | Water Heating | Natural Gas | Commercial Laundry - Alternative Dry-Cleaning Methods | A | Cumulative Summer Peak Savings (MW) | Achievable Economic TRC Potential | 0 | 0 | 0 | 0 | 0 | 0 | 0 | 0 | 0 | 0 | 0 | 0 | 0 | 0 | 0 | 0 | 0 | 0 | 0 | 0 | 0 | 0 | 0 | 0 | 0 | 0 | 0
F9_Commercial_Interruptible - College_New_Water Heating_Natural Gas_Commercial Laundry - Alternative Dry-Cleaning Methods_A_Achievable Economic TRC Potential | F9 | Commercial | Interruptible - College | New | Water Heating | Natural Gas | Commercial Laundry - Alternative Dry-Cleaning Methods | A | Cumulative Winter Peak Savings (MW) | Achievable Economic TRC Potential | 0 | 0 | 0 | 0 | 0 | 0 | 0 | 0 | 0 | 0 | 0 | 0 | 0 | 0 | 0 | 0 | 0 | 0 | 0 | 0 | 0 | 0 | 0 | 0 | 0 | 0 | 0
F10_Commercial_Interruptible - College_New_Water Heating_Natural Gas_Commercial Laundry - Alternative Dry-Cleaning Methods_A_Achievable Economic TRC Potential | F10 | Commercial | Interruptible - College | New | Water Heating | Natural Gas | Commercial Laundry - Alternative Dry-Cleaning Methods | A | Purchases (Incremental) | Achievable Economic TRC Potential | 0 | 0 | 0 | 0 | 0 | 0 | 0 | 0 | 0 | 0 | 0 | 0 | 0 | 0 | 0 | 0 | 0 | 0 | 0 | 0 | 0 | 0 | 0 | 0 | 0 | 0 | 0
F11_Commercial_Interruptible - College_New_Water Heating_Natural Gas_Commercial Laundry - Alternative Dry-Cleaning Methods_A_Achievable Economic TRC Potential | F11 | Commercial | Interruptible - College | New | Water Heating | Natural Gas | Commercial Laundry - Alternative Dry-Cleaning Methods | A | Purchases (Cumulative) | Achievable Economic TRC Potential | 0 | 0 | 0 | 0 | 0 | 0 | 0 | 0 | 0 | 0 | 0 | 0 | 0 | 0 | 0 | 0 | 0 | 0 | 0 | 0 | 0 | 0 | 0 | 0 | 0 | 0 | 0
F1_Commercial_Interruptible - College_New_Space Heating_Natural Gas_Advanced Kitchen Ventilation Controls_A_Achievable Economic TRC Potential | F1 | Commercial | Interruptible - College | New | Space Heating | Natural Gas | Advanced Kitchen Ventilation Controls | A | Integrated Unit Energy Savings (kWh or therms) | Achievable Economic TRC Potential | 0 | 0 | 0 | 0 | 0 | 0 | 0 | 0 | 0 | 0 | 0 | 0 | 0 | 0 | 0 | 0 | 0 | 0 | 0 | 0 | 0 | 0 | 0 | 0 | 0 | 0 | 0
F2_Commercial_Interruptible - College_New_Space Heating_Natural Gas_Advanced Kitchen Ventilation Controls_A_Achievable Economic TRC Potential | F2 | Commercial | Interruptible - College | New | Space Heating | Natural Gas | Advanced Kitchen Ventilation Controls | A | Integrated Unit Summer Peak Savings (kW) | Achievable Economic TRC Potential | 0 | 0 | 0 | 0 | 0 | 0 | 0 | 0 | 0 | 0 | 0 | 0 | 0 | 0 | 0 | 0 | 0 | 0 | 0 | 0 | 0 | 0 | 0 | 0 | 0 | 0 | 0
F3_Commercial_Interruptible - College_New_Space Heating_Natural Gas_Advanced Kitchen Ventilation Controls_A_Achievable Economic TRC Potential | F3 | Commercial | Interruptible - College | New | Space Heating | Natural Gas | Advanced Kitchen Ventilation Controls | A | Integrated Unit Winter Peak Savings (kW) | Achievable Economic TRC Potential | 0 | 0 | 0 | 0 | 0 | 0 | 0 | 0 | 0 | 0 | 0 | 0 | 0 | 0 | 0 | 0 | 0 | 0 | 0 | 0 | 0 | 0 | 0 | 0 | 0 | 0 | 0
F4_Commercial_Interruptible - College_New_Space Heating_Natural Gas_Advanced Kitchen Ventilation Controls_A_Achievable Economic TRC Potential | F4 | Commercial | Interruptible - College | New | Space Heating | Natural Gas | Advanced Kitchen Ventilation Controls | A | Incremental Energy Savings (MWh or mTherms) | Achievable Economic TRC Potential | 0 | 0 | 0 | 0 | 0 | 0 | 0 | 0 | 0 | 0 | 0 | 0 | 0 | 0 | 0 | 0 | 0 | 0 | 0 | 0 | 0 | 0 | 0 | 0 | 0 | 0 | 0
F5_Commercial_Interruptible - College_New_Space Heating_Natural Gas_Advanced Kitchen Ventilation Controls_A_Achievable Economic TRC Potential | F5 | Commercial | Interruptible - College | New | Space Heating | Natural Gas | Advanced Kitchen Ventilation Controls | A | Incremental Summer Peak Savings (MW) | Achievable Economic TRC Potential | 0 | 0 | 0 | 0 | 0 | 0 | 0 | 0 | 0 | 0 | 0 | 0 | 0 | 0 | 0 | 0 | 0 | 0 | 0 | 0 | 0 | 0 | 0 | 0 | 0 | 0 | 0
F6_Commercial_Interruptible - College_New_Space Heating_Natural Gas_Advanced Kitchen Ventilation Controls_A_Achievable Economic TRC Potential | F6 | Commercial | Interruptible - College | New | Space Heating | Natural Gas | Advanced Kitchen Ventilation Controls | A | Incremental Winter Peak Savings (MW) | Achievable Economic TRC Potential | 0 | 0 | 0 | 0 | 0 | 0 | 0 | 0 | 0 | 0 | 0 | 0 | 0 | 0 | 0 | 0 | 0 | 0 | 0 | 0 | 0 | 0 | 0 | 0 | 0 | 0 | 0
F7_Commercial_Interruptible - College_New_Space Heating_Natural Gas_Advanced Kitchen Ventilation Controls_A_Achievable Economic TRC Potential | F7 | Commercial | Interruptible - College | New | Space Heating | Natural Gas | Advanced Kitchen Ventilation Controls | A | Cumulative Energy Savings (MWh or mTherms) | Achievable Economic TRC Potential | 0 | 0 | 0 | 0 | 0 | 0 | 0 | 0 | 0 | 0 | 0 | 0 | 0 | 0 | 0 | 0 | 0 | 0 | 0 | 0 | 0 | 0 | 0 | 0 | 0 | 0 | 0
F8_Commercial_Interruptible - College_New_Space Heating_Natural Gas_Advanced Kitchen Ventilation Controls_A_Achievable Economic TRC Potential | F8 | Commercial | Interruptible - College | New | Space Heating | Natural Gas | Advanced Kitchen Ventilation Controls | A | Cumulative Summer Peak Savings (MW) | Achievable Economic TRC Potential | 0 | 0 | 0 | 0 | 0 | 0 | 0 | 0 | 0 | 0 | 0 | 0 | 0 | 0 | 0 | 0 | 0 | 0 | 0 | 0 | 0 | 0 | 0 | 0 | 0 | 0 | 0
F9_Commercial_Interruptible - College_New_Space Heating_Natural Gas_Advanced Kitchen Ventilation Controls_A_Achievable Economic TRC Potential | F9 | Commercial | Interruptible - College | New | Space Heating | Natural Gas | Advanced Kitchen Ventilation Controls | A | Cumulative Winter Peak Savings (MW) | Achievable Economic TRC Potential | 0 | 0 | 0 | 0 | 0 | 0 | 0 | 0 | 0 | 0 | 0 | 0 | 0 | 0 | 0 | 0 | 0 | 0 | 0 | 0 | 0 | 0 | 0 | 0 | 0 | 0 | 0
F10_Commercial_Interruptible - College_New_Space Heating_Natural Gas_Advanced Kitchen Ventilation Controls_A_Achievable Economic TRC Potential | F10 | Commercial | Interruptible - College | New | Space Heating | Natural Gas | Advanced Kitchen Ventilation Controls | A | Purchases (Incremental) | Achievable Economic TRC Potential | 0 | 0 | 0 | 0 | 0 | 0 | 0 | 0 | 0 | 0 | 0 | 0 | 0 | 0 | 0 | 0 | 0 | 0 | 0 | 0 | 0 | 0 | 0 | 0 | 0 | 0 | 0
F11_Commercial_Interruptible - College_New_Space Heating_Natural Gas_Advanced Kitchen Ventilation Controls_A_Achievable Economic TRC Potential | F11 | Commercial | Interruptible - College | New | Space Heating | Natural Gas | Advanced Kitchen Ventilation Controls | A | Purchases (Cumulative) | Achievable Economic TRC Potential | 0 | 0 | 0 | 0 | 0 | 0 | 0 | 0 | 0 | 0 | 0 | 0 | 0 | 0 | 0 | 0 | 0 | 0 | 0 | 0 | 0 | 0 | 0 | 0 | 0 | 0 | 0
F1_Commercial_Interruptible - College_New_Space Heating_Natural Gas_Infiltration Control - Loading Dock Sealing_A_Achievable Economic TRC Potential | F1 | Commercial | Interruptible - College | New | Space Heating | Natural Gas | Infiltration Control - Loading Dock Sealing | A | Integrated Unit Energy Savings (kWh or therms) | Achievable Economic TRC Potential | 0 | 0 | 0 | 0 | 0 | 0 | 0 | 0 | 0 | 0 | 0 | 0 | 0 | 0 | 0 | 0 | 0 | 0 | 0 | 0 | 0 | 0 | 0 | 0 | 0 | 0 | 0
F2_Commercial_Interruptible - College_New_Space Heating_Natural Gas_Infiltration Control - Loading Dock Sealing_A_Achievable Economic TRC Potential | F2 | Commercial | Interruptible - College | New | Space Heating | Natural Gas | Infiltration Control - Loading Dock Sealing | A | Integrated Unit Summer Peak Savings (kW) | Achievable Economic TRC Potential | 0 | 0 | 0 | 0 | 0 | 0 | 0 | 0 | 0 | 0 | 0 | 0 | 0 | 0 | 0 | 0 | 0 | 0 | 0 | 0 | 0 | 0 | 0 | 0 | 0 | 0 | 0
F3_Commercial_Interruptible - College_New_Space Heating_Natural Gas_Infiltration Control - Loading Dock Sealing_A_Achievable Economic TRC Potential | F3 | Commercial | Interruptible - College | New | Space Heating | Natural Gas | Infiltration Control - Loading Dock Sealing | A | Integrated Unit Winter Peak Savings (kW) | Achievable Economic TRC Potential | 0 | 0 | 0 | 0 | 0 | 0 | 0 | 0 | 0 | 0 | 0 | 0 | 0 | 0 | 0 | 0 | 0 | 0 | 0 | 0 | 0 | 0 | 0 | 0 | 0 | 0 | 0
F4_Commercial_Interruptible - College_New_Space Heating_Natural Gas_Infiltration Control - Loading Dock Sealing_A_Achievable Economic TRC Potential | F4 | Commercial | Interruptible - College | New | Space Heating | Natural Gas | Infiltration Control - Loading Dock Sealing | A | Incremental Energy Savings (MWh or mTherms) | Achievable Economic TRC Potential | 0 | 0 | 0 | 0 | 0 | 0 | 0 | 0 | 0 | 0 | 0 | 0 | 0 | 0 | 0 | 0 | 0 | 0 | 0 | 0 | 0 | 0 | 0 | 0 | 0 | 0 | 0
F5_Commercial_Interruptible - College_New_Space Heating_Natural Gas_Infiltration Control - Loading Dock Sealing_A_Achievable Economic TRC Potential | F5 | Commercial | Interruptible - College | New | Space Heating | Natural Gas | Infiltration Control - Loading Dock Sealing | A | Incremental Summer Peak Savings (MW) | Achievable Economic TRC Potential | 0 | 0 | 0 | 0 | 0 | 0 | 0 | 0 | 0 | 0 | 0 | 0 | 0 | 0 | 0 | 0 | 0 | 0 | 0 | 0 | 0 | 0 | 0 | 0 | 0 | 0 | 0
F6_Commercial_Interruptible - College_New_Space Heating_Natural Gas_Infiltration Control - Loading Dock Sealing_A_Achievable Economic TRC Potential | F6 | Commercial | Interruptible - College | New | Space Heating | Natural Gas | Infiltration Control - Loading Dock Sealing | A | Incremental Winter Peak Savings (MW) | Achievable Economic TRC Potential | 0 | 0 | 0 | 0 | 0 | 0 | 0 | 0 | 0 | 0 | 0 | 0 | 0 | 0 | 0 | 0 | 0 | 0 | 0 | 0 | 0 | 0 | 0 | 0 | 0 | 0 | 0
F7_Commercial_Interruptible - College_New_Space Heating_Natural Gas_Infiltration Control - Loading Dock Sealing_A_Achievable Economic TRC Potential | F7 | Commercial | Interruptible - College | New | Space Heating | Natural Gas | Infiltration Control - Loading Dock Sealing | A | Cumulative Energy Savings (MWh or mTherms) | Achievable Economic TRC Potential | 0 | 0 | 0 | 0 | 0 | 0 | 0 | 0 | 0 | 0 | 0 | 0 | 0 | 0 | 0 | 0 | 0 | 0 | 0 | 0 | 0 | 0 | 0 | 0 | 0 | 0 | 0
F8_Commercial_Interruptible - College_New_Space Heating_Natural Gas_Infiltration Control - Loading Dock Sealing_A_Achievable Economic TRC Potential | F8 | Commercial | Interruptible - College | New | Space Heating | Natural Gas | Infiltration Control - Loading Dock Sealing | A | Cumulative Summer Peak Savings (MW) | Achievable Economic TRC Potential | 0 | 0 | 0 | 0 | 0 | 0 | 0 | 0 | 0 | 0 | 0 | 0 | 0 | 0 | 0 | 0 | 0 | 0 | 0 | 0 | 0 | 0 | 0 | 0 | 0 | 0 | 0
F9_Commercial_Interruptible - College_New_Space Heating_Natural Gas_Infiltration Control - Loading Dock Sealing_A_Achievable Economic TRC Potential | F9 | Commercial | Interruptible - College | New | Space Heating | Natural Gas | Infiltration Control - Loading Dock Sealing | A | Cumulative Winter Peak Savings (MW) | Achievable Economic TRC Potential | 0 | 0 | 0 | 0 | 0 | 0 | 0 | 0 | 0 | 0 | 0 | 0 | 0 | 0 | 0 | 0 | 0 | 0 | 0 | 0 | 0 | 0 | 0 | 0 | 0 | 0 | 0
F10_Commercial_Interruptible - College_New_Space Heating_Natural Gas_Infiltration Control - Loading Dock Sealing_A_Achievable Economic TRC Potential | F10 | Commercial | Interruptible - College | New | Space Heating | Natural Gas | Infiltration Control - Loading Dock Sealing | A | Purchases (Incremental) | Achievable Economic TRC Potential | 0 | 0 | 0 | 0 | 0 | 0 | 0 | 0 | 0 | 0 | 0 | 0 | 0 | 0 | 0 | 0 | 0 | 0 | 0 | 0 | 0 | 0 | 0 | 0 | 0 | 0 | 0
F11_Commercial_Interruptible - College_New_Space Heating_Natural Gas_Infiltration Control - Loading Dock Sealing_A_Achievable Economic TRC Potential | F11 | Commercial | Interruptible - College | New | Space Heating | Natural Gas | Infiltration Control - Loading Dock Sealing | A | Purchases (Cumulative) | Achievable Economic TRC Potential | 0 | 0 | 0 | 0 | 0 | 0 | 0 | 0 | 0 | 0 | 0 | 0 | 0 | 0 | 0 | 0 | 0 | 0 | 0 | 0 | 0 | 0 | 0 | 0 | 0 | 0 | 0
F1_Commercial_Interruptible - College_New_Space Heating_Natural Gas_Greenhouse Heat Curtain_A_Achievable Economic TRC Potential | F1 | Commercial | Interruptible - College | New | Space Heating | Natural Gas | Greenhouse Heat Curtain | A | Integrated Unit Energy Savings (kWh or therms) | Achievable Economic TRC Potential | 0 | 0 | 0 | 0 | 0 | 0 | 0 | 0 | 0 | 0 | 0 | 0 | 0 | 0 | 0 | 0 | 0 | 0 | 0 | 0 | 0 | 0 | 0 | 0 | 0 | 0 | 0
F2_Commercial_Interruptible - College_New_Space Heating_Natural Gas_Greenhouse Heat Curtain_A_Achievable Economic TRC Potential | F2 | Commercial | Interruptible - College | New | Space Heating | Natural Gas | Greenhouse Heat Curtain | A | Integrated Unit Summer Peak Savings (kW) | Achievable Economic TRC Potential | 0 | 0 | 0 | 0 | 0 | 0 | 0 | 0 | 0 | 0 | 0 | 0 | 0 | 0 | 0 | 0 | 0 | 0 | 0 | 0 | 0 | 0 | 0 | 0 | 0 | 0 | 0
F3_Commercial_Interruptible - College_New_Space Heating_Natural Gas_Greenhouse Heat Curtain_A_Achievable Economic TRC Potential | F3 | Commercial | Interruptible - College | New | Space Heating | Natural Gas | Greenhouse Heat Curtain | A | Integrated Unit Winter Peak Savings (kW) | Achievable Economic TRC Potential | 0 | 0 | 0 | 0 | 0 | 0 | 0 | 0 | 0 | 0 | 0 | 0 | 0 | 0 | 0 | 0 | 0 | 0 | 0 | 0 | 0 | 0 | 0 | 0 | 0 | 0 | 0
F4_Commercial_Interruptible - College_New_Space Heating_Natural Gas_Greenhouse Heat Curtain_A_Achievable Economic TRC Potential | F4 | Commercial | Interruptible - College | New | Space Heating | Natural Gas | Greenhouse Heat Curtain | A | Incremental Energy Savings (MWh or mTherms) | Achievable Economic TRC Potential | 0 | 0 | 0 | 0 | 0 | 0 | 0 | 0 | 0 | 0 | 0 | 0 | 0 | 0 | 0 | 0 | 0 | 0 | 0 | 0 | 0 | 0 | 0 | 0 | 0 | 0 | 0
F5_Commercial_Interruptible - College_New_Space Heating_Natural Gas_Greenhouse Heat Curtain_A_Achievable Economic TRC Potential | F5 | Commercial | Interruptible - College | New | Space Heating | Natural Gas | Greenhouse Heat Curtain | A | Incremental Summer Peak Savings (MW) | Achievable Economic TRC Potential | 0 | 0 | 0 | 0 | 0 | 0 | 0 | 0 | 0 | 0 | 0 | 0 | 0 | 0 | 0 | 0 | 0 | 0 | 0 | 0 | 0 | 0 | 0 | 0 | 0 | 0 | 0
F6_Commercial_Interruptible - College_New_Space Heating_Natural Gas_Greenhouse Heat Curtain_A_Achievable Economic TRC Potential | F6 | Commercial | Interruptible - College | New | Space Heating | Natural Gas | Greenhouse Heat Curtain | A | Incremental Winter Peak Savings (MW) | Achievable Economic TRC Potential | 0 | 0 | 0 | 0 | 0 | 0 | 0 | 0 | 0 | 0 | 0 | 0 | 0 | 0 | 0 | 0 | 0 | 0 | 0 | 0 | 0 | 0 | 0 | 0 | 0 | 0 | 0
F7_Commercial_Interruptible - College_New_Space Heating_Natural Gas_Greenhouse Heat Curtain_A_Achievable Economic TRC Potential | F7 | Commercial | Interruptible - College | New | Space Heating | Natural Gas | Greenhouse Heat Curtain | A | Cumulative Energy Savings (MWh or mTherms) | Achievable Economic TRC Potential | 0 | 0 | 0 | 0 | 0 | 0 | 0 | 0 | 0 | 0 | 0 | 0 | 0 | 0 | 0 | 0 | 0 | 0 | 0 | 0 | 0 | 0 | 0 | 0 | 0 | 0 | 0
F8_Commercial_Interruptible - College_New_Space Heating_Natural Gas_Greenhouse Heat Curtain_A_Achievable Economic TRC Potential | F8 | Commercial | Interruptible - College | New | Space Heating | Natural Gas | Greenhouse Heat Curtain | A | Cumulative Summer Peak Savings (MW) | Achievable Economic TRC Potential | 0 | 0 | 0 | 0 | 0 | 0 | 0 | 0 | 0 | 0 | 0 | 0 | 0 | 0 | 0 | 0 | 0 | 0 | 0 | 0 | 0 | 0 | 0 | 0 | 0 | 0 | 0
F9_Commercial_Interruptible - College_New_Space Heating_Natural Gas_Greenhouse Heat Curtain_A_Achievable Economic TRC Potential | F9 | Commercial | Interruptible - College | New | Space Heating | Natural Gas | Greenhouse Heat Curtain | A | Cumulative Winter Peak Savings (MW) | Achievable Economic TRC Potential | 0 | 0 | 0 | 0 | 0 | 0 | 0 | 0 | 0 | 0 | 0 | 0 | 0 | 0 | 0 | 0 | 0 | 0 | 0 | 0 | 0 | 0 | 0 | 0 | 0 | 0 | 0
F10_Commercial_Interruptible - College_New_Space Heating_Natural Gas_Greenhouse Heat Curtain_A_Achievable Economic TRC Potential | F10 | Commercial | Interruptible - College | New | Space Heating | Natural Gas | Greenhouse Heat Curtain | A | Purchases (Incremental) | Achievable Economic TRC Potential | 0 | 0 | 0 | 0 | 0 | 0 | 0 | 0 | 0 | 0 | 0 | 0 | 0 | 0 | 0 | 0 | 0 | 0 | 0 | 0 | 0 | 0 | 0 | 0 | 0 | 0 | 0
F11_Commercial_Interruptible - College_New_Space Heating_Natural Gas_Greenhouse Heat Curtain_A_Achievable Economic TRC Potential | F11 | Commercial | Interruptible - College | New | Space Heating | Natural Gas | Greenhouse Heat Curtain | A | Purchases (Cumulative) | Achievable Economic TRC Potential | 0 | 0 | 0 | 0 | 0 | 0 | 0 | 0 | 0 | 0 | 0 | 0 | 0 | 0 | 0 | 0 | 0 | 0 | 0 | 0 | 0 | 0 | 0 | 0 | 0 | 0 | 0
F1_Commercial_Interruptible - College_New_Space Heating_Natural Gas_Ventilation - Parking Garages, Demand Controlled_A_Achievable Economic TRC Potential | F1 | Commercial | Interruptible - College | New | Space Heating | Natural Gas | Ventilation - Parking Garages, Demand Controlled | A | Integrated Unit Energy Savings (kWh or therms) | Achievable Economic TRC Potential | 0 | 0 | 0 | 0 | 0 | 0 | 0 | 0 | 0 | 0 | 0 | 0 | 0 | 0 | 0 | 0 | 0 | 0 | 0 | 0 | 0 | 0 | 0 | 0 | 0 | 0 | 0
F2_Commercial_Interruptible - College_New_Space Heating_Natural Gas_Ventilation - Parking Garages, Demand Controlled_A_Achievable Economic TRC Potential | F2 | Commercial | Interruptible - College | New | Space Heating | Natural Gas | Ventilation - Parking Garages, Demand Controlled | A | Integrated Unit Summer Peak Savings (kW) | Achievable Economic TRC Potential | 0 | 0 | 0 | 0 | 0 | 0 | 0 | 0 | 0 | 0 | 0 | 0 | 0 | 0 | 0 | 0 | 0 | 0 | 0 | 0 | 0 | 0 | 0 | 0 | 0 | 0 | 0
F3_Commercial_Interruptible - College_New_Space Heating_Natural Gas_Ventilation - Parking Garages, Demand Controlled_A_Achievable Economic TRC Potential | F3 | Commercial | Interruptible - College | New | Space Heating | Natural Gas | Ventilation - Parking Garages, Demand Controlled | A | Integrated Unit Winter Peak Savings (kW) | Achievable Economic TRC Potential | 0 | 0 | 0 | 0 | 0 | 0 | 0 | 0 | 0 | 0 | 0 | 0 | 0 | 0 | 0 | 0 | 0 | 0 | 0 | 0 | 0 | 0 | 0 | 0 | 0 | 0 | 0
F4_Commercial_Interruptible - College_New_Space Heating_Natural Gas_Ventilation - Parking Garages, Demand Controlled_A_Achievable Economic TRC Potential | F4 | Commercial | Interruptible - College | New | Space Heating | Natural Gas | Ventilation - Parking Garages, Demand Controlled | A | Incremental Energy Savings (MWh or mTherms) | Achievable Economic TRC Potential | 0 | 0 | 0 | 0 | 0 | 0 | 0 | 0 | 0 | 0 | 0 | 0 | 0 | 0 | 0 | 0 | 0 | 0 | 0 | 0 | 0 | 0 | 0 | 0 | 0 | 0 | 0
F5_Commercial_Interruptible - College_New_Space Heating_Natural Gas_Ventilation - Parking Garages, Demand Controlled_A_Achievable Economic TRC Potential | F5 | Commercial | Interruptible - College | New | Space Heating | Natural Gas | Ventilation - Parking Garages, Demand Controlled | A | Incremental Summer Peak Savings (MW) | Achievable Economic TRC Potential | 0 | 0 | 0 | 0 | 0 | 0 | 0 | 0 | 0 | 0 | 0 | 0 | 0 | 0 | 0 | 0 | 0 | 0 | 0 | 0 | 0 | 0 | 0 | 0 | 0 | 0 | 0
F6_Commercial_Interruptible - College_New_Space Heating_Natural Gas_Ventilation - Parking Garages, Demand Controlled_A_Achievable Economic TRC Potential | F6 | Commercial | Interruptible - College | New | Space Heating | Natural Gas | Ventilation - Parking Garages, Demand Controlled | A | Incremental Winter Peak Savings (MW) | Achievable Economic TRC Potential | 0 | 0 | 0 | 0 | 0 | 0 | 0 | 0 | 0 | 0 | 0 | 0 | 0 | 0 | 0 | 0 | 0 | 0 | 0 | 0 | 0 | 0 | 0 | 0 | 0 | 0 | 0
F7_Commercial_Interruptible - College_New_Space Heating_Natural Gas_Ventilation - Parking Garages, Demand Controlled_A_Achievable Economic TRC Potential | F7 | Commercial | Interruptible - College | New | Space Heating | Natural Gas | Ventilation - Parking Garages, Demand Controlled | A | Cumulative Energy Savings (MWh or mTherms) | Achievable Economic TRC Potential | 0 | 0 | 0 | 0 | 0 | 0 | 0 | 0 | 0 | 0 | 0 | 0 | 0 | 0 | 0 | 0 | 0 | 0 | 0 | 0 | 0 | 0 | 0 | 0 | 0 | 0 | 0
F8_Commercial_Interruptible - College_New_Space Heating_Natural Gas_Ventilation - Parking Garages, Demand Controlled_A_Achievable Economic TRC Potential | F8 | Commercial | Interruptible - College | New | Space Heating | Natural Gas | Ventilation - Parking Garages, Demand Controlled | A | Cumulative Summer Peak Savings (MW) | Achievable Economic TRC Potential | 0 | 0 | 0 | 0 | 0 | 0 | 0 | 0 | 0 | 0 | 0 | 0 | 0 | 0 | 0 | 0 | 0 | 0 | 0 | 0 | 0 | 0 | 0 | 0 | 0 | 0 | 0
F9_Commercial_Interruptible - College_New_Space Heating_Natural Gas_Ventilation - Parking Garages, Demand Controlled_A_Achievable Economic TRC Potential | F9 | Commercial | Interruptible - College | New | Space Heating | Natural Gas | Ventilation - Parking Garages, Demand Controlled | A | Cumulative Winter Peak Savings (MW) | Achievable Economic TRC Potential | 0 | 0 | 0 | 0 | 0 | 0 | 0 | 0 | 0 | 0 | 0 | 0 | 0 | 0 | 0 | 0 | 0 | 0 | 0 | 0 | 0 | 0 | 0 | 0 | 0 | 0 | 0
F10_Commercial_Interruptible - College_New_Space Heating_Natural Gas_Ventilation - Parking Garages, Demand Controlled_A_Achievable Economic TRC Potential | F10 | Commercial | Interruptible - College | New | Space Heating | Natural Gas | Ventilation - Parking Garages, Demand Controlled | A | Purchases (Incremental) | Achievable Economic TRC Potential | 0 | 0 | 0 | 0 | 0 | 0 | 0 | 0 | 0 | 0 | 0 | 0 | 0 | 0 | 0 | 0 | 0 | 0 | 0 | 0 | 0 | 0 | 0 | 0 | 0 | 0 | 0
F11_Commercial_Interruptible - College_New_Space Heating_Natural Gas_Ventilation - Parking Garages, Demand Controlled_A_Achievable Economic TRC Potential | F11 | Commercial | Interruptible - College | New | Space Heating | Natural Gas | Ventilation - Parking Garages, Demand Controlled | A | Purchases (Cumulative) | Achievable Economic TRC Potential | 0 | 0 | 0 | 0 | 0 | 0 | 0 | 0 | 0 | 0 | 0 | 0 | 0 | 0 | 0 | 0 | 0 | 0 | 0 | 0 | 0 | 0 | 0 | 0 | 0 | 0 | 0
F1_Commercial_Interruptible - College_New_Miscellaneous_Natural Gas_Pool Heater - Night Covers_A_Achievable Economic TRC Potential | F1 | Commercial | Interruptible - College | New | Miscellaneous | Natural Gas | Pool Heater - Night Covers | A | Integrated Unit Energy Savings (kWh or therms) | Achievable Economic TRC Potential | 0 | 0 | 0 | 0 | 0 | 0 | 0 | 0 | 0 | 0 | 0 | 0 | 0 | 0 | 0 | 0 | 0 | 0 | 0 | 0 | 0 | 0 | 0 | 0 | 0 | 0 | 0
F2_Commercial_Interruptible - College_New_Miscellaneous_Natural Gas_Pool Heater - Night Covers_A_Achievable Economic TRC Potential | F2 | Commercial | Interruptible - College | New | Miscellaneous | Natural Gas | Pool Heater - Night Covers | A | Integrated Unit Summer Peak Savings (kW) | Achievable Economic TRC Potential | 0 | 0 | 0 | 0 | 0 | 0 | 0 | 0 | 0 | 0 | 0 | 0 | 0 | 0 | 0 | 0 | 0 | 0 | 0 | 0 | 0 | 0 | 0 | 0 | 0 | 0 | 0
F3_Commercial_Interruptible - College_New_Miscellaneous_Natural Gas_Pool Heater - Night Covers_A_Achievable Economic TRC Potential | F3 | Commercial | Interruptible - College | New | Miscellaneous | Natural Gas | Pool Heater - Night Covers | A | Integrated Unit Winter Peak Savings (kW) | Achievable Economic TRC Potential | 0 | 0 | 0 | 0 | 0 | 0 | 0 | 0 | 0 | 0 | 0 | 0 | 0 | 0 | 0 | 0 | 0 | 0 | 0 | 0 | 0 | 0 | 0 | 0 | 0 | 0 | 0
F4_Commercial_Interruptible - College_New_Miscellaneous_Natural Gas_Pool Heater - Night Covers_A_Achievable Economic TRC Potential | F4 | Commercial | Interruptible - College | New | Miscellaneous | Natural Gas | Pool Heater - Night Covers | A | Incremental Energy Savings (MWh or mTherms) | Achievable Economic TRC Potential | 0 | 0 | 0 | 0 | 0 | 0 | 0 | 0 | 0 | 0 | 0 | 0 | 0 | 0 | 0 | 0 | 0 | 0 | 0 | 0 | 0 | 0 | 0 | 0 | 0 | 0 | 0
F5_Commercial_Interruptible - College_New_Miscellaneous_Natural Gas_Pool Heater - Night Covers_A_Achievable Economic TRC Potential | F5 | Commercial | Interruptible - College | New | Miscellaneous | Natural Gas | Pool Heater - Night Covers | A | Incremental Summer Peak Savings (MW) | Achievable Economic TRC Potential | 0 | 0 | 0 | 0 | 0 | 0 | 0 | 0 | 0 | 0 | 0 | 0 | 0 | 0 | 0 | 0 | 0 | 0 | 0 | 0 | 0 | 0 | 0 | 0 | 0 | 0 | 0
F6_Commercial_Interruptible - College_New_Miscellaneous_Natural Gas_Pool Heater - Night Covers_A_Achievable Economic TRC Potential | F6 | Commercial | Interruptible - College | New | Miscellaneous | Natural Gas | Pool Heater - Night Covers | A | Incremental Winter Peak Savings (MW) | Achievable Economic TRC Potential | 0 | 0 | 0 | 0 | 0 | 0 | 0 | 0 | 0 | 0 | 0 | 0 | 0 | 0 | 0 | 0 | 0 | 0 | 0 | 0 | 0 | 0 | 0 | 0 | 0 | 0 | 0
F7_Commercial_Interruptible - College_New_Miscellaneous_Natural Gas_Pool Heater - Night Covers_A_Achievable Economic TRC Potential | F7 | Commercial | Interruptible - College | New | Miscellaneous | Natural Gas | Pool Heater - Night Covers | A | Cumulative Energy Savings (MWh or mTherms) | Achievable Economic TRC Potential | 0 | 0 | 0 | 0 | 0 | 0 | 0 | 0 | 0 | 0 | 0 | 0 | 0 | 0 | 0 | 0 | 0 | 0 | 0 | 0 | 0 | 0 | 0 | 0 | 0 | 0 | 0
F8_Commercial_Interruptible - College_New_Miscellaneous_Natural Gas_Pool Heater - Night Covers_A_Achievable Economic TRC Potential | F8 | Commercial | Interruptible - College | New | Miscellaneous | Natural Gas | Pool Heater - Night Covers | A | Cumulative Summer Peak Savings (MW) | Achievable Economic TRC Potential | 0 | 0 | 0 | 0 | 0 | 0 | 0 | 0 | 0 | 0 | 0 | 0 | 0 | 0 | 0 | 0 | 0 | 0 | 0 | 0 | 0 | 0 | 0 | 0 | 0 | 0 | 0
F9_Commercial_Interruptible - College_New_Miscellaneous_Natural Gas_Pool Heater - Night Covers_A_Achievable Economic TRC Potential | F9 | Commercial | Interruptible - College | New | Miscellaneous | Natural Gas | Pool Heater - Night Covers | A | Cumulative Winter Peak Savings (MW) | Achievable Economic TRC Potential | 0 | 0 | 0 | 0 | 0 | 0 | 0 | 0 | 0 | 0 | 0 | 0 | 0 | 0 | 0 | 0 | 0 | 0 | 0 | 0 | 0 | 0 | 0 | 0 | 0 | 0 | 0
F10_Commercial_Interruptible - College_New_Miscellaneous_Natural Gas_Pool Heater - Night Covers_A_Achievable Economic TRC Potential | F10 | Commercial | Interruptible - College | New | Miscellaneous | Natural Gas | Pool Heater - Night Covers | A | Purchases (Incremental) | Achievable Economic TRC Potential | 0 | 0 | 0 | 0 | 0 | 0 | 0 | 0 | 0 | 0 | 0 | 0 | 0 | 0 | 0 | 0 | 0 | 0 | 0 | 0 | 0 | 0 | 0 | 0 | 0 | 0 | 0
F11_Commercial_Interruptible - College_New_Miscellaneous_Natural Gas_Pool Heater - Night Covers_A_Achievable Economic TRC Potential | F11 | Commercial | Interruptible - College | New | Miscellaneous | Natural Gas | Pool Heater - Night Covers | A | Purchases (Cumulative) | Achievable Economic TRC Potential | 0 | 0 | 0 | 0 | 0 | 0 | 0 | 0 | 0 | 0 | 0 | 0 | 0 | 0 | 0 | 0 | 0 | 0 | 0 | 0 | 0 | 0 | 0 | 0 | 0 | 0 | 0
F1_Commercial_Interruptible - College_New_Space Heating_Natural Gas_Advanced New Construction Designs_A_Achievable Economic TRC Potential | F1 | Commercial | Interruptible - College | New | Space Heating | Natural Gas | Advanced New Construction Designs | A | Integrated Unit Energy Savings (kWh or therms) | Achievable Economic TRC Potential | 0 | 0 | 0 | 0 | 0 | 0 | 0 | 0 | 0 | 0 | 0 | 0 | 0 | 0 | 0 | 0 | 0 | 0 | 0 | 0 | 0 | 0 | 0 | 0 | 0 | 0 | 0
F2_Commercial_Interruptible - College_New_Space Heating_Natural Gas_Advanced New Construction Designs_A_Achievable Economic TRC Potential | F2 | Commercial | Interruptible - College | New | Space Heating | Natural Gas | Advanced New Construction Designs | A | Integrated Unit Summer Peak Savings (kW) | Achievable Economic TRC Potential | 0 | 0 | 0 | 0 | 0 | 0 | 0 | 0 | 0 | 0 | 0 | 0 | 0 | 0 | 0 | 0 | 0 | 0 | 0 | 0 | 0 | 0 | 0 | 0 | 0 | 0 | 0
F3_Commercial_Interruptible - College_New_Space Heating_Natural Gas_Advanced New Construction Designs_A_Achievable Economic TRC Potential | F3 | Commercial | Interruptible - College | New | Space Heating | Natural Gas | Advanced New Construction Designs | A | Integrated Unit Winter Peak Savings (kW) | Achievable Economic TRC Potential | 0 | 0 | 0 | 0 | 0 | 0 | 0 | 0 | 0 | 0 | 0 | 0 | 0 | 0 | 0 | 0 | 0 | 0 | 0 | 0 | 0 | 0 | 0 | 0 | 0 | 0 | 0
F4_Commercial_Interruptible - College_New_Space Heating_Natural Gas_Advanced New Construction Designs_A_Achievable Economic TRC Potential | F4 | Commercial | Interruptible - College | New | Space Heating | Natural Gas | Advanced New Construction Designs | A | Incremental Energy Savings (MWh or mTherms) | Achievable Economic TRC Potential | 0 | 0 | 0 | 0 | 0 | 0 | 0 | 0 | 0 | 0 | 0 | 0 | 0 | 0 | 0 | 0 | 0 | 0 | 0 | 0 | 0 | 0 | 0 | 0 | 0 | 0 | 0
F5_Commercial_Interruptible - College_New_Space Heating_Natural Gas_Advanced New Construction Designs_A_Achievable Economic TRC Potential | F5 | Commercial | Interruptible - College | New | Space Heating | Natural Gas | Advanced New Construction Designs | A | Incremental Summer Peak Savings (MW) | Achievable Economic TRC Potential | 0 | 0 | 0 | 0 | 0 | 0 | 0 | 0 | 0 | 0 | 0 | 0 | 0 | 0 | 0 | 0 | 0 | 0 | 0 | 0 | 0 | 0 | 0 | 0 | 0 | 0 | 0
F6_Commercial_Interruptible - College_New_Space Heating_Natural Gas_Advanced New Construction Designs_A_Achievable Economic TRC Potential | F6 | Commercial | Interruptible - College | New | Space Heating | Natural Gas | Advanced New Construction Designs | A | Incremental Winter Peak Savings (MW) | Achievable Economic TRC Potential | 0 | 0 | 0 | 0 | 0 | 0 | 0 | 0 | 0 | 0 | 0 | 0 | 0 | 0 | 0 | 0 | 0 | 0 | 0 | 0 | 0 | 0 | 0 | 0 | 0 | 0 | 0
F7_Commercial_Interruptible - College_New_Space Heating_Natural Gas_Advanced New Construction Designs_A_Achievable Economic TRC Potential | F7 | Commercial | Interruptible - College | New | Space Heating | Natural Gas | Advanced New Construction Designs | A | Cumulative Energy Savings (MWh or mTherms) | Achievable Economic TRC Potential | 0 | 0 | 0 | 0 | 0 | 0 | 0 | 0 | 0 | 0 | 0 | 0 | 0 | 0 | 0 | 0 | 0 | 0 | 0 | 0 | 0 | 0 | 0 | 0 | 0 | 0 | 0
F8_Commercial_Interruptible - College_New_Space Heating_Natural Gas_Advanced New Construction Designs_A_Achievable Economic TRC Potential | F8 | Commercial | Interruptible - College | New | Space Heating | Natural Gas | Advanced New Construction Designs | A | Cumulative Summer Peak Savings (MW) | Achievable Economic TRC Potential | 0 | 0 | 0 | 0 | 0 | 0 | 0 | 0 | 0 | 0 | 0 | 0 | 0 | 0 | 0 | 0 | 0 | 0 | 0 | 0 | 0 | 0 | 0 | 0 | 0 | 0 | 0
F9_Commercial_Interruptible - College_New_Space Heating_Natural Gas_Advanced New Construction Designs_A_Achievable Economic TRC Potential | F9 | Commercial | Interruptible - College | New | Space Heating | Natural Gas | Advanced New Construction Designs | A | Cumulative Winter Peak Savings (MW) | Achievable Economic TRC Potential | 0 | 0 | 0 | 0 | 0 | 0 | 0 | 0 | 0 | 0 | 0 | 0 | 0 | 0 | 0 | 0 | 0 | 0 | 0 | 0 | 0 | 0 | 0 | 0 | 0 | 0 | 0
F10_Commercial_Interruptible - College_New_Space Heating_Natural Gas_Advanced New Construction Designs_A_Achievable Economic TRC Potential | F10 | Commercial | Interruptible - College | New | Space Heating | Natural Gas | Advanced New Construction Designs | A | Purchases (Incremental) | Achievable Economic TRC Potential | 0 | 0 | 0 | 0 | 0 | 0 | 0 | 0 | 0 | 0 | 0 | 0 | 0 | 0 | 0 | 0 | 0 | 0 | 0 | 0 | 0 | 0 | 0 | 0 | 0 | 0 | 0
F11_Commercial_Interruptible - College_New_Space Heating_Natural Gas_Advanced New Construction Designs_A_Achievable Economic TRC Potential | F11 | Commercial | Interruptible - College | New | Space Heating | Natural Gas | Advanced New Construction Designs | A | Purchases (Cumulative) | Achievable Economic TRC Potential | 0 | 0 | 0 | 0 | 0 | 0 | 0 | 0 | 0 | 0 | 0 | 0 | 0 | 0 | 0 | 0 | 0 | 0 | 0 | 0 | 0 | 0 | 0 | 0 | 0 | 0 | 0
F1_Commercial_Interruptible - College_New_Water Heating_Natural Gas_Advanced New Construction Designs_A_Achievable Economic TRC Potential | F1 | Commercial | Interruptible - College | New | Water Heating | Natural Gas | Advanced New Construction Designs | A | Integrated Unit Energy Savings (kWh or therms) | Achievable Economic TRC Potential | 0 | 0 | 0 | 0 | 0 | 0 | 0 | 0 | 0 | 0 | 0 | 0 | 0 | 0 | 0 | 0 | 0 | 0 | 0 | 0 | 0 | 0 | 0 | 0 | 0 | 0 | 0
F2_Commercial_Interruptible - College_New_Water Heating_Natural Gas_Advanced New Construction Designs_A_Achievable Economic TRC Potential | F2 | Commercial | Interruptible - College | New | Water Heating | Natural Gas | Advanced New Construction Designs | A | Integrated Unit Summer Peak Savings (kW) | Achievable Economic TRC Potential | 0 | 0 | 0 | 0 | 0 | 0 | 0 | 0 | 0 | 0 | 0 | 0 | 0 | 0 | 0 | 0 | 0 | 0 | 0 | 0 | 0 | 0 | 0 | 0 | 0 | 0 | 0
F3_Commercial_Interruptible - College_New_Water Heating_Natural Gas_Advanced New Construction Designs_A_Achievable Economic TRC Potential | F3 | Commercial | Interruptible - College | New | Water Heating | Natural Gas | Advanced New Construction Designs | A | Integrated Unit Winter Peak Savings (kW) | Achievable Economic TRC Potential | 0 | 0 | 0 | 0 | 0 | 0 | 0 | 0 | 0 | 0 | 0 | 0 | 0 | 0 | 0 | 0 | 0 | 0 | 0 | 0 | 0 | 0 | 0 | 0 | 0 | 0 | 0
F4_Commercial_Interruptible - College_New_Water Heating_Natural Gas_Advanced New Construction Designs_A_Achievable Economic TRC Potential | F4 | Commercial | Interruptible - College | New | Water Heating | Natural Gas | Advanced New Construction Designs | A | Incremental Energy Savings (MWh or mTherms) | Achievable Economic TRC Potential | 0 | 0 | 0 | 0 | 0 | 0 | 0 | 0 | 0 | 0 | 0 | 0 | 0 | 0 | 0 | 0 | 0 | 0 | 0 | 0 | 0 | 0 | 0 | 0 | 0 | 0 | 0
F5_Commercial_Interruptible - College_New_Water Heating_Natural Gas_Advanced New Construction Designs_A_Achievable Economic TRC Potential | F5 | Commercial | Interruptible - College | New | Water Heating | Natural Gas | Advanced New Construction Designs | A | Incremental Summer Peak Savings (MW) | Achievable Economic TRC Potential | 0 | 0 | 0 | 0 | 0 | 0 | 0 | 0 | 0 | 0 | 0 | 0 | 0 | 0 | 0 | 0 | 0 | 0 | 0 | 0 | 0 | 0 | 0 | 0 | 0 | 0 | 0
F6_Commercial_Interruptible - College_New_Water Heating_Natural Gas_Advanced New Construction Designs_A_Achievable Economic TRC Potential | F6 | Commercial | Interruptible - College | New | Water Heating | Natural Gas | Advanced New Construction Designs | A | Incremental Winter Peak Savings (MW) | Achievable Economic TRC Potential | 0 | 0 | 0 | 0 | 0 | 0 | 0 | 0 | 0 | 0 | 0 | 0 | 0 | 0 | 0 | 0 | 0 | 0 | 0 | 0 | 0 | 0 | 0 | 0 | 0 | 0 | 0
F7_Commercial_Interruptible - College_New_Water Heating_Natural Gas_Advanced New Construction Designs_A_Achievable Economic TRC Potential | F7 | Commercial | Interruptible - College | New | Water Heating | Natural Gas | Advanced New Construction Designs | A | Cumulative Energy Savings (MWh or mTherms) | Achievable Economic TRC Potential | 0 | 0 | 0 | 0 | 0 | 0 | 0 | 0 | 0 | 0 | 0 | 0 | 0 | 0 | 0 | 0 | 0 | 0 | 0 | 0 | 0 | 0 | 0 | 0 | 0 | 0 | 0
F8_Commercial_Interruptible - College_New_Water Heating_Natural Gas_Advanced New Construction Designs_A_Achievable Economic TRC Potential | F8 | Commercial | Interruptible - College | New | Water Heating | Natural Gas | Advanced New Construction Designs | A | Cumulative Summer Peak Savings (MW) | Achievable Economic TRC Potential | 0 | 0 | 0 | 0 | 0 | 0 | 0 | 0 | 0 | 0 | 0 | 0 | 0 | 0 | 0 | 0 | 0 | 0 | 0 | 0 | 0 | 0 | 0 | 0 | 0 | 0 | 0
F9_Commercial_Interruptible - College_New_Water Heating_Natural Gas_Advanced New Construction Designs_A_Achievable Economic TRC Potential | F9 | Commercial | Interruptible - College | New | Water Heating | Natural Gas | Advanced New Construction Designs | A | Cumulative Winter Peak Savings (MW) | Achievable Economic TRC Potential | 0 | 0 | 0 | 0 | 0 | 0 | 0 | 0 | 0 | 0 | 0 | 0 | 0 | 0 | 0 | 0 | 0 | 0 | 0 | 0 | 0 | 0 | 0 | 0 | 0 | 0 | 0
F10_Commercial_Interruptible - College_New_Water Heating_Natural Gas_Advanced New Construction Designs_A_Achievable Economic TRC Potential | F10 | Commercial | Interruptible - College | New | Water Heating | Natural Gas | Advanced New Construction Designs | A | Purchases (Incremental) | Achievable Economic TRC Potential | 0 | 0 | 0 | 0 | 0 | 0 | 0 | 0 | 0 | 0 | 0 | 0 | 0 | 0 | 0 | 0 | 0 | 0 | 0 | 0 | 0 | 0 | 0 | 0 | 0 | 0 | 0
F11_Commercial_Interruptible - College_New_Water Heating_Natural Gas_Advanced New Construction Designs_A_Achievable Economic TRC Potential | F11 | Commercial | Interruptible - College | New | Water Heating | Natural Gas | Advanced New Construction Designs | A | Purchases (Cumulative) | Achievable Economic TRC Potential | 0 | 0 | 0 | 0 | 0 | 0 | 0 | 0 | 0 | 0 | 0 | 0 | 0 | 0 | 0 | 0 | 0 | 0 | 0 | 0 | 0 | 0 | 0 | 0 | 0 | 0 | 0
F1_Commercial_Interruptible - College_New_Space Heating_Natural Gas_Strategic Energy Management_A_Achievable Economic TRC Potential | F1 | Commercial | Interruptible - College | New | Space Heating | Natural Gas | Strategic Energy Management | A | Integrated Unit Energy Savings (kWh or therms) | Achievable Economic TRC Potential | 0 | 0 | 0 | 0 | 0 | 0 | 0 | 0 | 0 | 0 | 0 | 0 | 0 | 0 | 0 | 0 | 0 | 0 | 0 | 0 | 0 | 0 | 0 | 0 | 0 | 0 | 0
F2_Commercial_Interruptible - College_New_Space Heating_Natural Gas_Strategic Energy Management_A_Achievable Economic TRC Potential | F2 | Commercial | Interruptible - College | New | Space Heating | Natural Gas | Strategic Energy Management | A | Integrated Unit Summer Peak Savings (kW) | Achievable Economic TRC Potential | 0 | 0 | 0 | 0 | 0 | 0 | 0 | 0 | 0 | 0 | 0 | 0 | 0 | 0 | 0 | 0 | 0 | 0 | 0 | 0 | 0 | 0 | 0 | 0 | 0 | 0 | 0
F3_Commercial_Interruptible - College_New_Space Heating_Natural Gas_Strategic Energy Management_A_Achievable Economic TRC Potential | F3 | Commercial | Interruptible - College | New | Space Heating | Natural Gas | Strategic Energy Management | A | Integrated Unit Winter Peak Savings (kW) | Achievable Economic TRC Potential | 0 | 0 | 0 | 0 | 0 | 0 | 0 | 0 | 0 | 0 | 0 | 0 | 0 | 0 | 0 | 0 | 0 | 0 | 0 | 0 | 0 | 0 | 0 | 0 | 0 | 0 | 0
F4_Commercial_Interruptible - College_New_Space Heating_Natural Gas_Strategic Energy Management_A_Achievable Economic TRC Potential | F4 | Commercial | Interruptible - College | New | Space Heating | Natural Gas | Strategic Energy Management | A | Incremental Energy Savings (MWh or mTherms) | Achievable Economic TRC Potential | 0 | 0 | 0 | 0 | 0 | 0 | 0 | 0 | 0 | 0 | 0 | 0 | 0 | 0 | 0 | 0 | 0 | 0 | 0 | 0 | 0 | 0 | 0 | 0 | 0 | 0 | 0
F5_Commercial_Interruptible - College_New_Space Heating_Natural Gas_Strategic Energy Management_A_Achievable Economic TRC Potential | F5 | Commercial | Interruptible - College | New | Space Heating | Natural Gas | Strategic Energy Management | A | Incremental Summer Peak Savings (MW) | Achievable Economic TRC Potential | 0 | 0 | 0 | 0 | 0 | 0 | 0 | 0 | 0 | 0 | 0 | 0 | 0 | 0 | 0 | 0 | 0 | 0 | 0 | 0 | 0 | 0 | 0 | 0 | 0 | 0 | 0
F6_Commercial_Interruptible - College_New_Space Heating_Natural Gas_Strategic Energy Management_A_Achievable Economic TRC Potential | F6 | Commercial | Interruptible - College | New | Space Heating | Natural Gas | Strategic Energy Management | A | Incremental Winter Peak Savings (MW) | Achievable Economic TRC Potential | 0 | 0 | 0 | 0 | 0 | 0 | 0 | 0 | 0 | 0 | 0 | 0 | 0 | 0 | 0 | 0 | 0 | 0 | 0 | 0 | 0 | 0 | 0 | 0 | 0 | 0 | 0
F7_Commercial_Interruptible - College_New_Space Heating_Natural Gas_Strategic Energy Management_A_Achievable Economic TRC Potential | F7 | Commercial | Interruptible - College | New | Space Heating | Natural Gas | Strategic Energy Management | A | Cumulative Energy Savings (MWh or mTherms) | Achievable Economic TRC Potential | 0 | 0 | 0 | 0 | 0 | 0 | 0 | 0 | 0 | 0 | 0 | 0 | 0 | 0 | 0 | 0 | 0 | 0 | 0 | 0 | 0 | 0 | 0 | 0 | 0 | 0 | 0
F8_Commercial_Interruptible - College_New_Space Heating_Natural Gas_Strategic Energy Management_A_Achievable Economic TRC Potential | F8 | Commercial | Interruptible - College | New | Space Heating | Natural Gas | Strategic Energy Management | A | Cumulative Summer Peak Savings (MW) | Achievable Economic TRC Potential | 0 | 0 | 0 | 0 | 0 | 0 | 0 | 0 | 0 | 0 | 0 | 0 | 0 | 0 | 0 | 0 | 0 | 0 | 0 | 0 | 0 | 0 | 0 | 0 | 0 | 0 | 0
F9_Commercial_Interruptible - College_New_Space Heating_Natural Gas_Strategic Energy Management_A_Achievable Economic TRC Potential | F9 | Commercial | Interruptible - College | New | Space Heating | Natural Gas | Strategic Energy Management | A | Cumulative Winter Peak Savings (MW) | Achievable Economic TRC Potential | 0 | 0 | 0 | 0 | 0 | 0 | 0 | 0 | 0 | 0 | 0 | 0 | 0 | 0 | 0 | 0 | 0 | 0 | 0 | 0 | 0 | 0 | 0 | 0 | 0 | 0 | 0
F10_Commercial_Interruptible - College_New_Space Heating_Natural Gas_Strategic Energy Management_A_Achievable Economic TRC Potential | F10 | Commercial | Interruptible - College | New | Space Heating | Natural Gas | Strategic Energy Management | A | Purchases (Incremental) | Achievable Economic TRC Potential | 0 | 0 | 0 | 0 | 0 | 0 | 0 | 0 | 0 | 0 | 0 | 0 | 0 | 0 | 0 | 0 | 0 | 0 | 0 | 0 | 0 | 0 | 0 | 0 | 0 | 0 | 0
F11_Commercial_Interruptible - College_New_Space Heating_Natural Gas_Strategic Energy Management_A_Achievable Economic TRC Potential | F11 | Commercial | Interruptible - College | New | Space Heating | Natural Gas | Strategic Energy Management | A | Purchases (Cumulative) | Achievable Economic TRC Potential | 0 | 0 | 0 | 0 | 0 | 0 | 0 | 0 | 0 | 0 | 0 | 0 | 0 | 0 | 0 | 0 | 0 | 0 | 0 | 0 | 0 | 0 | 0 | 0 | 0 | 0 | 0
F1_Commercial_Interruptible - College_New_Water Heating_Natural Gas_Strategic Energy Management_A_Achievable Economic TRC Potential | F1 | Commercial | Interruptible - College | New | Water Heating | Natural Gas | Strategic Energy Management | A | Integrated Unit Energy Savings (kWh or therms) | Achievable Economic TRC Potential | 0 | 0 | 0 | 0 | 0 | 0 | 0 | 0 | 0 | 0 | 0 | 0 | 0 | 0 | 0 | 0 | 0 | 0 | 0 | 0 | 0 | 0 | 0 | 0 | 0 | 0 | 0
F2_Commercial_Interruptible - College_New_Water Heating_Natural Gas_Strategic Energy Management_A_Achievable Economic TRC Potential | F2 | Commercial | Interruptible - College | New | Water Heating | Natural Gas | Strategic Energy Management | A | Integrated Unit Summer Peak Savings (kW) | Achievable Economic TRC Potential | 0 | 0 | 0 | 0 | 0 | 0 | 0 | 0 | 0 | 0 | 0 | 0 | 0 | 0 | 0 | 0 | 0 | 0 | 0 | 0 | 0 | 0 | 0 | 0 | 0 | 0 | 0
F3_Commercial_Interruptible - College_New_Water Heating_Natural Gas_Strategic Energy Management_A_Achievable Economic TRC Potential | F3 | Commercial | Interruptible - College | New | Water Heating | Natural Gas | Strategic Energy Management | A | Integrated Unit Winter Peak Savings (kW) | Achievable Economic TRC Potential | 0 | 0 | 0 | 0 | 0 | 0 | 0 | 0 | 0 | 0 | 0 | 0 | 0 | 0 | 0 | 0 | 0 | 0 | 0 | 0 | 0 | 0 | 0 | 0 | 0 | 0 | 0
F4_Commercial_Interruptible - College_New_Water Heating_Natural Gas_Strategic Energy Management_A_Achievable Economic TRC Potential | F4 | Commercial | Interruptible - College | New | Water Heating | Natural Gas | Strategic Energy Management | A | Incremental Energy Savings (MWh or mTherms) | Achievable Economic TRC Potential | 0 | 0 | 0 | 0 | 0 | 0 | 0 | 0 | 0 | 0 | 0 | 0 | 0 | 0 | 0 | 0 | 0 | 0 | 0 | 0 | 0 | 0 | 0 | 0 | 0 | 0 | 0
F5_Commercial_Interruptible - College_New_Water Heating_Natural Gas_Strategic Energy Management_A_Achievable Economic TRC Potential | F5 | Commercial | Interruptible - College | New | Water Heating | Natural Gas | Strategic Energy Management | A | Incremental Summer Peak Savings (MW) | Achievable Economic TRC Potential | 0 | 0 | 0 | 0 | 0 | 0 | 0 | 0 | 0 | 0 | 0 | 0 | 0 | 0 | 0 | 0 | 0 | 0 | 0 | 0 | 0 | 0 | 0 | 0 | 0 | 0 | 0
F6_Commercial_Interruptible - College_New_Water Heating_Natural Gas_Strategic Energy Management_A_Achievable Economic TRC Potential | F6 | Commercial | Interruptible - College | New | Water Heating | Natural Gas | Strategic Energy Management | A | Incremental Winter Peak Savings (MW) | Achievable Economic TRC Potential | 0 | 0 | 0 | 0 | 0 | 0 | 0 | 0 | 0 | 0 | 0 | 0 | 0 | 0 | 0 | 0 | 0 | 0 | 0 | 0 | 0 | 0 | 0 | 0 | 0 | 0 | 0
F7_Commercial_Interruptible - College_New_Water Heating_Natural Gas_Strategic Energy Management_A_Achievable Economic TRC Potential | F7 | Commercial | Interruptible - College | New | Water Heating | Natural Gas | Strategic Energy Management | A | Cumulative Energy Savings (MWh or mTherms) | Achievable Economic TRC Potential | 0 | 0 | 0 | 0 | 0 | 0 | 0 | 0 | 0 | 0 | 0 | 0 | 0 | 0 | 0 | 0 | 0 | 0 | 0 | 0 | 0 | 0 | 0 | 0 | 0 | 0 | 0
F8_Commercial_Interruptible - College_New_Water Heating_Natural Gas_Strategic Energy Management_A_Achievable Economic TRC Potential | F8 | Commercial | Interruptible - College | New | Water Heating | Natural Gas | Strategic Energy Management | A | Cumulative Summer Peak Savings (MW) | Achievable Economic TRC Potential | 0 | 0 | 0 | 0 | 0 | 0 | 0 | 0 | 0 | 0 | 0 | 0 | 0 | 0 | 0 | 0 | 0 | 0 | 0 | 0 | 0 | 0 | 0 | 0 | 0 | 0 | 0
F9_Commercial_Interruptible - College_New_Water Heating_Natural Gas_Strategic Energy Management_A_Achievable Economic TRC Potential | F9 | Commercial | Interruptible - College | New | Water Heating | Natural Gas | Strategic Energy Management | A | Cumulative Winter Peak Savings (MW) | Achievable Economic TRC Potential | 0 | 0 | 0 | 0 | 0 | 0 | 0 | 0 | 0 | 0 | 0 | 0 | 0 | 0 | 0 | 0 | 0 | 0 | 0 | 0 | 0 | 0 | 0 | 0 | 0 | 0 | 0
F10_Commercial_Interruptible - College_New_Water Heating_Natural Gas_Strategic Energy Management_A_Achievable Economic TRC Potential | F10 | Commercial | Interruptible - College | New | Water Heating | Natural Gas | Strategic Energy Management | A | Purchases (Incremental) | Achievable Economic TRC Potential | 0 | 0 | 0 | 0 | 0 | 0 | 0 | 0 | 0 | 0 | 0 | 0 | 0 | 0 | 0 | 0 | 0 | 0 | 0 | 0 | 0 | 0 | 0 | 0 | 0 | 0 | 0
F11_Commercial_Interruptible - College_New_Water Heating_Natural Gas_Strategic Energy Management_A_Achievable Economic TRC Potential | F11 | Commercial | Interruptible - College | New | Water Heating | Natural Gas | Strategic Energy Management | A | Purchases (Cumulative) | Achievable Economic TRC Potential | 0 | 0 | 0 | 0 | 0 | 0 | 0 | 0 | 0 | 0 | 0 | 0 | 0 | 0 | 0 | 0 | 0 | 0 | 0 | 0 | 0 | 0 | 0 | 0 | 0 | 0 | 0
F1_Commercial_Interruptible - College_New_Space Heating_Natural Gas_Retrocommissioning_A_Achievable Economic TRC Potential | F1 | Commercial | Interruptible - College | New | Space Heating | Natural Gas | Retrocommissioning | A | Integrated Unit Energy Savings (kWh or therms) | Achievable Economic TRC Potential | 0 | 0 | 0 | 0 | 0 | 0 | 0 | 0 | 0 | 0 | 0 | 0 | 0 | 0 | 0 | 0 | 0 | 0 | 0 | 0 | 0 | 0 | 0 | 0 | 0 | 0 | 0
F2_Commercial_Interruptible - College_New_Space Heating_Natural Gas_Retrocommissioning_A_Achievable Economic TRC Potential | F2 | Commercial | Interruptible - College | New | Space Heating | Natural Gas | Retrocommissioning | A | Integrated Unit Summer Peak Savings (kW) | Achievable Economic TRC Potential | 0 | 0 | 0 | 0 | 0 | 0 | 0 | 0 | 0 | 0 | 0 | 0 | 0 | 0 | 0 | 0 | 0 | 0 | 0 | 0 | 0 | 0 | 0 | 0 | 0 | 0 | 0
F3_Commercial_Interruptible - College_New_Space Heating_Natural Gas_Retrocommissioning_A_Achievable Economic TRC Potential | F3 | Commercial | Interruptible - College | New | Space Heating | Natural Gas | Retrocommissioning | A | Integrated Unit Winter Peak Savings (kW) | Achievable Economic TRC Potential | 0 | 0 | 0 | 0 | 0 | 0 | 0 | 0 | 0 | 0 | 0 | 0 | 0 | 0 | 0 | 0 | 0 | 0 | 0 | 0 | 0 | 0 | 0 | 0 | 0 | 0 | 0
F4_Commercial_Interruptible - College_New_Space Heating_Natural Gas_Retrocommissioning_A_Achievable Economic TRC Potential | F4 | Commercial | Interruptible - College | New | Space Heating | Natural Gas | Retrocommissioning | A | Incremental Energy Savings (MWh or mTherms) | Achievable Economic TRC Potential | 0 | 0 | 0 | 0 | 0 | 0 | 0 | 0 | 0 | 0 | 0 | 0 | 0 | 0 | 0 | 0 | 0 | 0 | 0 | 0 | 0 | 0 | 0 | 0 | 0 | 0 | 0
F5_Commercial_Interruptible - College_New_Space Heating_Natural Gas_Retrocommissioning_A_Achievable Economic TRC Potential | F5 | Commercial | Interruptible - College | New | Space Heating | Natural Gas | Retrocommissioning | A | Incremental Summer Peak Savings (MW) | Achievable Economic TRC Potential | 0 | 0 | 0 | 0 | 0 | 0 | 0 | 0 | 0 | 0 | 0 | 0 | 0 | 0 | 0 | 0 | 0 | 0 | 0 | 0 | 0 | 0 | 0 | 0 | 0 | 0 | 0
F6_Commercial_Interruptible - College_New_Space Heating_Natural Gas_Retrocommissioning_A_Achievable Economic TRC Potential | F6 | Commercial | Interruptible - College | New | Space Heating | Natural Gas | Retrocommissioning | A | Incremental Winter Peak Savings (MW) | Achievable Economic TRC Potential | 0 | 0 | 0 | 0 | 0 | 0 | 0 | 0 | 0 | 0 | 0 | 0 | 0 | 0 | 0 | 0 | 0 | 0 | 0 | 0 | 0 | 0 | 0 | 0 | 0 | 0 | 0
F7_Commercial_Interruptible - College_New_Space Heating_Natural Gas_Retrocommissioning_A_Achievable Economic TRC Potential | F7 | Commercial | Interruptible - College | New | Space Heating | Natural Gas | Retrocommissioning | A | Cumulative Energy Savings (MWh or mTherms) | Achievable Economic TRC Potential | 0 | 0 | 0 | 0 | 0 | 0 | 0 | 0 | 0 | 0 | 0 | 0 | 0 | 0 | 0 | 0 | 0 | 0 | 0 | 0 | 0 | 0 | 0 | 0 | 0 | 0 | 0
F8_Commercial_Interruptible - College_New_Space Heating_Natural Gas_Retrocommissioning_A_Achievable Economic TRC Potential | F8 | Commercial | Interruptible - College | New | Space Heating | Natural Gas | Retrocommissioning | A | Cumulative Summer Peak Savings (MW) | Achievable Economic TRC Potential | 0 | 0 | 0 | 0 | 0 | 0 | 0 | 0 | 0 | 0 | 0 | 0 | 0 | 0 | 0 | 0 | 0 | 0 | 0 | 0 | 0 | 0 | 0 | 0 | 0 | 0 | 0
F9_Commercial_Interruptible - College_New_Space Heating_Natural Gas_Retrocommissioning_A_Achievable Economic TRC Potential | F9 | Commercial | Interruptible - College | New | Space Heating | Natural Gas | Retrocommissioning | A | Cumulative Winter Peak Savings (MW) | Achievable Economic TRC Potential | 0 | 0 | 0 | 0 | 0 | 0 | 0 | 0 | 0 | 0 | 0 | 0 | 0 | 0 | 0 | 0 | 0 | 0 | 0 | 0 | 0 | 0 | 0 | 0 | 0 | 0 | 0
F10_Commercial_Interruptible - College_New_Space Heating_Natural Gas_Retrocommissioning_A_Achievable Economic TRC Potential | F10 | Commercial | Interruptible - College | New | Space Heating | Natural Gas | Retrocommissioning | A | Purchases (Incremental) | Achievable Economic TRC Potential | 0 | 0 | 0 | 0 | 0 | 0 | 0 | 0 | 0 | 0 | 0 | 0 | 0 | 0 | 0 | 0 | 0 | 0 | 0 | 0 | 0 | 0 | 0 | 0 | 0 | 0 | 0
F11_Commercial_Interruptible - College_New_Space Heating_Natural Gas_Retrocommissioning_A_Achievable Economic TRC Potential | F11 | Commercial | Interruptible - College | New | Space Heating | Natural Gas | Retrocommissioning | A | Purchases (Cumulative) | Achievable Economic TRC Potential | 0 | 0 | 0 | 0 | 0 | 0 | 0 | 0 | 0 | 0 | 0 | 0 | 0 | 0 | 0 | 0 | 0 | 0 | 0 | 0 | 0 | 0 | 0 | 0 | 0 | 0 | 0
F1_Commercial_Interruptible - College_New_Water Heating_Natural Gas_Retrocommissioning_A_Achievable Economic TRC Potential | F1 | Commercial | Interruptible - College | New | Water Heating | Natural Gas | Retrocommissioning | A | Integrated Unit Energy Savings (kWh or therms) | Achievable Economic TRC Potential | 0 | 0 | 0 | 0 | 0 | 0 | 0 | 0 | 0 | 0 | 0 | 0 | 0 | 0 | 0 | 0 | 0 | 0 | 0 | 0 | 0 | 0 | 0 | 0 | 0 | 0 | 0
F2_Commercial_Interruptible - College_New_Water Heating_Natural Gas_Retrocommissioning_A_Achievable Economic TRC Potential | F2 | Commercial | Interruptible - College | New | Water Heating | Natural Gas | Retrocommissioning | A | Integrated Unit Summer Peak Savings (kW) | Achievable Economic TRC Potential | 0 | 0 | 0 | 0 | 0 | 0 | 0 | 0 | 0 | 0 | 0 | 0 | 0 | 0 | 0 | 0 | 0 | 0 | 0 | 0 | 0 | 0 | 0 | 0 | 0 | 0 | 0
F3_Commercial_Interruptible - College_New_Water Heating_Natural Gas_Retrocommissioning_A_Achievable Economic TRC Potential | F3 | Commercial | Interruptible - College | New | Water Heating | Natural Gas | Retrocommissioning | A | Integrated Unit Winter Peak Savings (kW) | Achievable Economic TRC Potential | 0 | 0 | 0 | 0 | 0 | 0 | 0 | 0 | 0 | 0 | 0 | 0 | 0 | 0 | 0 | 0 | 0 | 0 | 0 | 0 | 0 | 0 | 0 | 0 | 0 | 0 | 0
F4_Commercial_Interruptible - College_New_Water Heating_Natural Gas_Retrocommissioning_A_Achievable Economic TRC Potential | F4 | Commercial | Interruptible - College | New | Water Heating | Natural Gas | Retrocommissioning | A | Incremental Energy Savings (MWh or mTherms) | Achievable Economic TRC Potential | 0 | 0 | 0 | 0 | 0 | 0 | 0 | 0 | 0 | 0 | 0 | 0 | 0 | 0 | 0 | 0 | 0 | 0 | 0 | 0 | 0 | 0 | 0 | 0 | 0 | 0 | 0
F5_Commercial_Interruptible - College_New_Water Heating_Natural Gas_Retrocommissioning_A_Achievable Economic TRC Potential | F5 | Commercial | Interruptible - College | New | Water Heating | Natural Gas | Retrocommissioning | A | Incremental Summer Peak Savings (MW) | Achievable Economic TRC Potential | 0 | 0 | 0 | 0 | 0 | 0 | 0 | 0 | 0 | 0 | 0 | 0 | 0 | 0 | 0 | 0 | 0 | 0 | 0 | 0 | 0 | 0 | 0 | 0 | 0 | 0 | 0
F6_Commercial_Interruptible - College_New_Water Heating_Natural Gas_Retrocommissioning_A_Achievable Economic TRC Potential | F6 | Commercial | Interruptible - College | New | Water Heating | Natural Gas | Retrocommissioning | A | Incremental Winter Peak Savings (MW) | Achievable Economic TRC Potential | 0 | 0 | 0 | 0 | 0 | 0 | 0 | 0 | 0 | 0 | 0 | 0 | 0 | 0 | 0 | 0 | 0 | 0 | 0 | 0 | 0 | 0 | 0 | 0 | 0 | 0 | 0
F7_Commercial_Interruptible - College_New_Water Heating_Natural Gas_Retrocommissioning_A_Achievable Economic TRC Potential | F7 | Commercial | Interruptible - College | New | Water Heating | Natural Gas | Retrocommissioning | A | Cumulative Energy Savings (MWh or mTherms) | Achievable Economic TRC Potential | 0 | 0 | 0 | 0 | 0 | 0 | 0 | 0 | 0 | 0 | 0 | 0 | 0 | 0 | 0 | 0 | 0 | 0 | 0 | 0 | 0 | 0 | 0 | 0 | 0 | 0 | 0
F8_Commercial_Interruptible - College_New_Water Heating_Natural Gas_Retrocommissioning_A_Achievable Economic TRC Potential | F8 | Commercial | Interruptible - College | New | Water Heating | Natural Gas | Retrocommissioning | A | Cumulative Summer Peak Savings (MW) | Achievable Economic TRC Potential | 0 | 0 | 0 | 0 | 0 | 0 | 0 | 0 | 0 | 0 | 0 | 0 | 0 | 0 | 0 | 0 | 0 | 0 | 0 | 0 | 0 | 0 | 0 | 0 | 0 | 0 | 0
F9_Commercial_Interruptible - College_New_Water Heating_Natural Gas_Retrocommissioning_A_Achievable Economic TRC Potential | F9 | Commercial | Interruptible - College | New | Water Heating | Natural Gas | Retrocommissioning | A | Cumulative Winter Peak Savings (MW) | Achievable Economic TRC Potential | 0 | 0 | 0 | 0 | 0 | 0 | 0 | 0 | 0 | 0 | 0 | 0 | 0 | 0 | 0 | 0 | 0 | 0 | 0 | 0 | 0 | 0 | 0 | 0 | 0 | 0 | 0
F10_Commercial_Interruptible - College_New_Water Heating_Natural Gas_Retrocommissioning_A_Achievable Economic TRC Potential | F10 | Commercial | Interruptible - College | New | Water Heating | Natural Gas | Retrocommissioning | A | Purchases (Incremental) | Achievable Economic TRC Potential | 0 | 0 | 0 | 0 | 0 | 0 | 0 | 0 | 0 | 0 | 0 | 0 | 0 | 0 | 0 | 0 | 0 | 0 | 0 | 0 | 0 | 0 | 0 | 0 | 0 | 0 | 0
F11_Commercial_Interruptible - College_New_Water Heating_Natural Gas_Retrocommissioning_A_Achievable Economic TRC Potential | F11 | Commercial | Interruptible - College | New | Water Heating | Natural Gas | Retrocommissioning | A | Purchases (Cumulative) | Achievable Economic TRC Potential | 0 | 0 | 0 | 0 | 0 | 0 | 0 | 0 | 0 | 0 | 0 | 0 | 0 | 0 | 0 | 0 | 0 | 0 | 0 | 0 | 0 | 0 | 0 | 0 | 0 | 0 | 0
F1_Commercial_OR - Miscellaneous_Existing_Space Heating_Natural Gas_Insulation - Ceiling_A_Achievable Economic TRC Potential | F1 | Commercial | OR - Miscellaneous | Existing | Space Heating | Natural Gas | Insulation - Ceiling | A | Integrated Unit Energy Savings (kWh or therms) | Achievable Economic TRC Potential | 0 | 0 | 0.095834 | 0.095145 | 0.09434 | 0.093435 | 0.092412 | 0.091246 | 0.089934 | 0.088476 | 0.086883 | 0.085182 | 0.083457 | 0.081715 | 0.079983 | 0.078323 | 0.076788 | 0.075451 | 0.074325 | 0.073352 | 0.072576 | 0.071854 | 0.071413 | 0.070992 | 0.070591 | 0.070208 | 0.06984
F2_Commercial_OR - Miscellaneous_Existing_Space Heating_Natural Gas_Insulation - Ceiling_A_Achievable Economic TRC Potential | F2 | Commercial | OR - Miscellaneous | Existing | Space Heating | Natural Gas | Insulation - Ceiling | A | Integrated Unit Summer Peak Savings (kW) | Achievable Economic TRC Potential | 0 | 0 | 0 | 0 | 0 | 0 | 0 | 0 | 0 | 0 | 0 | 0 | 0 | 0 | 0 | 0 | 0 | 0 | 0 | 0 | 0 | 0 | 0 | 0 | 0 | 0 | 0
F3_Commercial_OR - Miscellaneous_Existing_Space Heating_Natural Gas_Insulation - Ceiling_A_Achievable Economic TRC Potential | F3 | Commercial | OR - Miscellaneous | Existing | Space Heating | Natural Gas | Insulation - Ceiling | A | Integrated Unit Winter Peak Savings (kW) | Achievable Economic TRC Potential | 0 | 0 | 0 | 0 | 0 | 0 | 0 | 0 | 0 | 0 | 0 | 0 | 0 | 0 | 0 | 0 | 0 | 0 | 0 | 0 | 0 | 0 | 0 | 0 | 0 | 0 | 0
F4_Commercial_OR - Miscellaneous_Existing_Space Heating_Natural Gas_Insulation - Ceiling_A_Achievable Economic TRC Potential | F4 | Commercial | OR - Miscellaneous | Existing | Space Heating | Natural Gas | Insulation - Ceiling | A | Incremental Energy Savings (MWh or mTherms) | Achievable Economic TRC Potential | 0 | 0 | 0.024715 | 0.013203 | 0.044287 | 0.071348 | 0.10711 | 0.15147 | 0.20308 | 0.259 | 0.31457 | 0.36369 | 0.39977 | 0.4164 | 0.40928 | 0.37781 | 0.32566 | 0.26048 | 0.19179 | 0.13868 | 0.074867 | 0.059298 | 0 | 0 | 0 | 0 | 0
F5_Commercial_OR - Miscellaneous_Existing_Space Heating_Natural Gas_Insulation - Ceiling_A_Achievable Economic TRC Potential | F5 | Commercial | OR - Miscellaneous | Existing | Space Heating | Natural Gas | Insulation - Ceiling | A | Incremental Summer Peak Savings (MW) | Achievable Economic TRC Potential | 0 | 0 | 0 | 0 | 0 | 0 | 0 | 0 | 0 | 0 | 0 | 0 | 0 | 0 | 0 | 0 | 0 | 0 | 0 | 0 | 0 | 0 | 0 | 0 | 0 | 0 | 0
F6_Commercial_OR - Miscellaneous_Existing_Space Heating_Natural Gas_Insulation - Ceiling_A_Achievable Economic TRC Potential | F6 | Commercial | OR - Miscellaneous | Existing | Space Heating | Natural Gas | Insulation - Ceiling | A | Incremental Winter Peak Savings (MW) | Achievable Economic TRC Potential | 0 | 0 | 0 | 0 | 0 | 0 | 0 | 0 | 0 | 0 | 0 | 0 | 0 | 0 | 0 | 0 | 0 | 0 | 0 | 0 | 0 | 0 | 0 | 0 | 0 | 0 | 0
F7_Commercial_OR - Miscellaneous_Existing_Space Heating_Natural Gas_Insulation - Ceiling_A_Achievable Economic TRC Potential | F7 | Commercial | OR - Miscellaneous | Existing | Space Heating | Natural Gas | Insulation - Ceiling | A | Cumulative Energy Savings (MWh or mTherms) | Achievable Economic TRC Potential | 0 | 0 | 0.024715 | 0.03774 | 0.081708 | 0.15227 | 0.25772 | 0.40594 | 0.60318 | 0.8524 | 1.1516 | 1.4928 | 1.8623 | 2.2398 | 2.6016 | 2.9254 | 3.1937 | 3.3986 | 3.5397 | 3.6321 | 3.6685 | 3.6913 | 3.6686 | 3.647 | 3.6264 | 3.6067 | 3.5878
F8_Commercial_OR - Miscellaneous_Existing_Space Heating_Natural Gas_Insulation - Ceiling_A_Achievable Economic TRC Potential | F8 | Commercial | OR - Miscellaneous | Existing | Space Heating | Natural Gas | Insulation - Ceiling | A | Cumulative Summer Peak Savings (MW) | Achievable Economic TRC Potential | 0 | 0 | 0 | 0 | 0 | 0 | 0 | 0 | 0 | 0 | 0 | 0 | 0 | 0 | 0 | 0 | 0 | 0 | 0 | 0 | 0 | 0 | 0 | 0 | 0 | 0 | 0
F9_Commercial_OR - Miscellaneous_Existing_Space Heating_Natural Gas_Insulation - Ceiling_A_Achievable Economic TRC Potential | F9 | Commercial | OR - Miscellaneous | Existing | Space Heating | Natural Gas | Insulation - Ceiling | A | Cumulative Winter Peak Savings (MW) | Achievable Economic TRC Potential | 0 | 0 | 0 | 0 | 0 | 0 | 0 | 0 | 0 | 0 | 0 | 0 | 0 | 0 | 0 | 0 | 0 | 0 | 0 | 0 | 0 | 0 | 0 | 0 | 0 | 0 | 0
F10_Commercial_OR - Miscellaneous_Existing_Space Heating_Natural Gas_Insulation - Ceiling_A_Achievable Economic TRC Potential | F10 | Commercial | OR - Miscellaneous | Existing | Space Heating | Natural Gas | Insulation - Ceiling | A | Purchases (Incremental) | Achievable Economic TRC Potential | 0 | 0 | 257.8923 | 138.7697 | 469.4442 | 763.6153 | 1159.0614 | 1660.0236 | 2258.0879 | 2927.2975 | 3620.5625 | 4269.5032 | 4790.1052 | 5095.77 | 5117.0442 | 4823.6771 | 4241.091 | 3452.3304 | 2580.448 | 1890.6002 | 1031.5692 | 825.2554 | 0 | 0 | 0 | 0 | 0
F11_Commercial_OR - Miscellaneous_Existing_Space Heating_Natural Gas_Insulation - Ceiling_A_Achievable Economic TRC Potential | F11 | Commercial | OR - Miscellaneous | Existing | Space Heating | Natural Gas | Insulation - Ceiling | A | Purchases (Cumulative) | Achievable Economic TRC Potential | 0 | 0 | 257.8923 | 396.662 | 866.1062 | 1629.7215 | 2788.7829 | 4448.8064 | 6706.8943 | 9634.1918 | 13254.7543 | 17524.2576 | 22314.3627 | 27410.1328 | 32527.1769 | 37350.8541 | 41591.9451 | 45044.2755 | 47624.7236 | 49515.3237 | 50546.8929 | 51372.1483 | 51372.1483 | 51372.1483 | 51372.1483 | 51372.1483 | 51372.1483
F1_Commercial_OR - Miscellaneous_Existing_Space Heating_Natural Gas_Insulation - Ducting_A_Achievable Economic TRC Potential | F1 | Commercial | OR - Miscellaneous | Existing | Space Heating | Natural Gas | Insulation - Ducting | A | Integrated Unit Energy Savings (kWh or therms) | Achievable Economic TRC Potential | 0 | 0 | 0 | 0 | 0 | 0 | 0 | 0 | 0 | 0 | 0 | 0 | 0 | 0 | 0 | 0 | 0 | 0 | 0 | 0 | 0 | 0 | 0 | 0 | 0 | 0 | 0
F2_Commercial_OR - Miscellaneous_Existing_Space Heating_Natural Gas_Insulation - Ducting_A_Achievable Economic TRC Potential | F2 | Commercial | OR - Miscellaneous | Existing | Space Heating | Natural Gas | Insulation - Ducting | A | Integrated Unit Summer Peak Savings (kW) | Achievable Economic TRC Potential | 0 | 0 | 0 | 0 | 0 | 0 | 0 | 0 | 0 | 0 | 0 | 0 | 0 | 0 | 0 | 0 | 0 | 0 | 0 | 0 | 0 | 0 | 0 | 0 | 0 | 0 | 0
F3_Commercial_OR - Miscellaneous_Existing_Space Heating_Natural Gas_Insulation - Ducting_A_Achievable Economic TRC Potential | F3 | Commercial | OR - Miscellaneous | Existing | Space Heating | Natural Gas | Insulation - Ducting | A | Integrated Unit Winter Peak Savings (kW) | Achievable Economic TRC Potential | 0 | 0 | 0 | 0 | 0 | 0 | 0 | 0 | 0 | 0 | 0 | 0 | 0 | 0 | 0 | 0 | 0 | 0 | 0 | 0 | 0 | 0 | 0 | 0 | 0 | 0 | 0
F4_Commercial_OR - Miscellaneous_Existing_Space Heating_Natural Gas_Insulation - Ducting_A_Achievable Economic TRC Potential | F4 | Commercial | OR - Miscellaneous | Existing | Space Heating | Natural Gas | Insulation - Ducting | A | Incremental Energy Savings (MWh or mTherms) | Achievable Economic TRC Potential | 0 | 0 | 0 | 0 | 0 | 0 | 0 | 0 | 0 | 0 | 0 | 0 | 0 | 0 | 0 | 0 | 0 | 0 | 0 | 0 | 0 | 0 | 0 | 0 | 0 | 0 | 0
F5_Commercial_OR - Miscellaneous_Existing_Space Heating_Natural Gas_Insulation - Ducting_A_Achievable Economic TRC Potential | F5 | Commercial | OR - Miscellaneous | Existing | Space Heating | Natural Gas | Insulation - Ducting | A | Incremental Summer Peak Savings (MW) | Achievable Economic TRC Potential | 0 | 0 | 0 | 0 | 0 | 0 | 0 | 0 | 0 | 0 | 0 | 0 | 0 | 0 | 0 | 0 | 0 | 0 | 0 | 0 | 0 | 0 | 0 | 0 | 0 | 0 | 0
F6_Commercial_OR - Miscellaneous_Existing_Space Heating_Natural Gas_Insulation - Ducting_A_Achievable Economic TRC Potential | F6 | Commercial | OR - Miscellaneous | Existing | Space Heating | Natural Gas | Insulation - Ducting | A | Incremental Winter Peak Savings (MW) | Achievable Economic TRC Potential | 0 | 0 | 0 | 0 | 0 | 0 | 0 | 0 | 0 | 0 | 0 | 0 | 0 | 0 | 0 | 0 | 0 | 0 | 0 | 0 | 0 | 0 | 0 | 0 | 0 | 0 | 0
F7_Commercial_OR - Miscellaneous_Existing_Space Heating_Natural Gas_Insulation - Ducting_A_Achievable Economic TRC Potential | F7 | Commercial | OR - Miscellaneous | Existing | Space Heating | Natural Gas | Insulation - Ducting | A | Cumulative Energy Savings (MWh or mTherms) | Achievable Economic TRC Potential | 0 | 0 | 0 | 0 | 0 | 0 | 0 | 0 | 0 | 0 | 0 | 0 | 0 | 0 | 0 | 0 | 0 | 0 | 0 | 0 | 0 | 0 | 0 | 0 | 0 | 0 | 0
F8_Commercial_OR - Miscellaneous_Existing_Space Heating_Natural Gas_Insulation - Ducting_A_Achievable Economic TRC Potential | F8 | Commercial | OR - Miscellaneous | Existing | Space Heating | Natural Gas | Insulation - Ducting | A | Cumulative Summer Peak Savings (MW) | Achievable Economic TRC Potential | 0 | 0 | 0 | 0 | 0 | 0 | 0 | 0 | 0 | 0 | 0 | 0 | 0 | 0 | 0 | 0 | 0 | 0 | 0 | 0 | 0 | 0 | 0 | 0 | 0 | 0 | 0
F9_Commercial_OR - Miscellaneous_Existing_Space Heating_Natural Gas_Insulation - Ducting_A_Achievable Economic TRC Potential | F9 | Commercial | OR - Miscellaneous | Existing | Space Heating | Natural Gas | Insulation - Ducting | A | Cumulative Winter Peak Savings (MW) | Achievable Economic TRC Potential | 0 | 0 | 0 | 0 | 0 | 0 | 0 | 0 | 0 | 0 | 0 | 0 | 0 | 0 | 0 | 0 | 0 | 0 | 0 | 0 | 0 | 0 | 0 | 0 | 0 | 0 | 0
F10_Commercial_OR - Miscellaneous_Existing_Space Heating_Natural Gas_Insulation - Ducting_A_Achievable Economic TRC Potential | F10 | Commercial | OR - Miscellaneous | Existing | Space Heating | Natural Gas | Insulation - Ducting | A | Purchases (Incremental) | Achievable Economic TRC Potential | 0 | 0 | 0 | 0 | 0 | 0 | 0 | 0 | 0 | 0 | 0 | 0 | 0 | 0 | 0 | 0 | 0 | 0 | 0 | 0 | 0 | 0 | 0 | 0 | 0 | 0 | 0
F11_Commercial_OR - Miscellaneous_Existing_Space Heating_Natural Gas_Insulation - Ducting_A_Achievable Economic TRC Potential | F11 | Commercial | OR - Miscellaneous | Existing | Space Heating | Natural Gas | Insulation - Ducting | A | Purchases (Cumulative) | Achievable Economic TRC Potential | 0 | 0 | 0 | 0 | 0 | 0 | 0 | 0 | 0 | 0 | 0 | 0 | 0 | 0 | 0 | 0 | 0 | 0 | 0 | 0 | 0 | 0 | 0 | 0 | 0 | 0 | 0
F1_Commercial_OR - Miscellaneous_Existing_Space Heating_Natural Gas_Insulation - Wall Cavity_A_Achievable Economic TRC Potential | F1 | Commercial | OR - Miscellaneous | Existing | Space Heating | Natural Gas | Insulation - Wall Cavity | A | Integrated Unit Energy Savings (kWh or therms) | Achievable Economic TRC Potential | 0 | 0 | 0.38428 | 0.38291 | 0.38141 | 0.3798 | 0.37808 | 0.37626 | 0.37434 | 0.37232 | 0.37021 | 0.36801 | 0.36572 | 0.36336 | 0.36093 | 0.35844 | 0.3559 | 0.35332 | 0.35071 | 0.3482 | 0.34577 | 0.34346 | 0.34136 | 0.33936 | 0.33746 | 0.33564 | 0.33389
F2_Commercial_OR - Miscellaneous_Existing_Space Heating_Natural Gas_Insulation - Wall Cavity_A_Achievable Economic TRC Potential | F2 | Commercial | OR - Miscellaneous | Existing | Space Heating | Natural Gas | Insulation - Wall Cavity | A | Integrated Unit Summer Peak Savings (kW) | Achievable Economic TRC Potential | 0 | 0 | 0 | 0 | 0 | 0 | 0 | 0 | 0 | 0 | 0 | 0 | 0 | 0 | 0 | 0 | 0 | 0 | 0 | 0 | 0 | 0 | 0 | 0 | 0 | 0 | 0
F3_Commercial_OR - Miscellaneous_Existing_Space Heating_Natural Gas_Insulation - Wall Cavity_A_Achievable Economic TRC Potential | F3 | Commercial | OR - Miscellaneous | Existing | Space Heating | Natural Gas | Insulation - Wall Cavity | A | Integrated Unit Winter Peak Savings (kW) | Achievable Economic TRC Potential | 0 | 0 | 0 | 0 | 0 | 0 | 0 | 0 | 0 | 0 | 0 | 0 | 0 | 0 | 0 | 0 | 0 | 0 | 0 | 0 | 0 | 0 | 0 | 0 | 0 | 0 | 0
F4_Commercial_OR - Miscellaneous_Existing_Space Heating_Natural Gas_Insulation - Wall Cavity_A_Achievable Economic TRC Potential | F4 | Commercial | OR - Miscellaneous | Existing | Space Heating | Natural Gas | Insulation - Wall Cavity | A | Incremental Energy Savings (MWh or mTherms) | Achievable Economic TRC Potential | 0 | 0 | 0.051496 | 0.02761 | 0.093037 | 0.1507 | 0.2277 | 0.32455 | 0.43923 | 0.56633 | 0.69647 | 0.81642 | 0.91029 | 0.96213 | 0.95969 | 0.89842 | 0.78431 | 0.63382 | 0.47025 | 0.34207 | 0.18534 | 0.14728 | 0 | 0 | 0 | 0 | 0
F5_Commercial_OR - Miscellaneous_Existing_Space Heating_Natural Gas_Insulation - Wall Cavity_A_Achievable Economic TRC Potential | F5 | Commercial | OR - Miscellaneous | Existing | Space Heating | Natural Gas | Insulation - Wall Cavity | A | Incremental Summer Peak Savings (MW) | Achievable Economic TRC Potential | 0 | 0 | 0 | 0 | 0 | 0 | 0 | 0 | 0 | 0 | 0 | 0 | 0 | 0 | 0 | 0 | 0 | 0 | 0 | 0 | 0 | 0 | 0 | 0 | 0 | 0 | 0
F6_Commercial_OR - Miscellaneous_Existing_Space Heating_Natural Gas_Insulation - Wall Cavity_A_Achievable Economic TRC Potential | F6 | Commercial | OR - Miscellaneous | Existing | Space Heating | Natural Gas | Insulation - Wall Cavity | A | Incremental Winter Peak Savings (MW) | Achievable Economic TRC Potential | 0 | 0 | 0 | 0 | 0 | 0 | 0 | 0 | 0 | 0 | 0 | 0 | 0 | 0 | 0 | 0 | 0 | 0 | 0 | 0 | 0 | 0 | 0 | 0 | 0 | 0 | 0
F7_Commercial_OR - Miscellaneous_Existing_Space Heating_Natural Gas_Insulation - Wall Cavity_A_Achievable Economic TRC Potential | F7 | Commercial | OR - Miscellaneous | Existing | Space Heating | Natural Gas | Insulation - Wall Cavity | A | Cumulative Energy Savings (MWh or mTherms) | Achievable Economic TRC Potential | 0 | 0 | 0.051496 | 0.078922 | 0.17165 | 0.32162 | 0.54787 | 0.86979 | 1.3046 | 1.8639 | 2.5498 | 3.351 | 4.2405 | 5.1753 | 6.1004 | 6.9567 | 7.6917 | 8.2697 | 8.679 | 8.9588 | 9.0817 | 9.1682 | 9.1121 | 9.0588 | 9.008 | 8.9594 | 8.9127
F8_Commercial_OR - Miscellaneous_Existing_Space Heating_Natural Gas_Insulation - Wall Cavity_A_Achievable Economic TRC Potential | F8 | Commercial | OR - Miscellaneous | Existing | Space Heating | Natural Gas | Insulation - Wall Cavity | A | Cumulative Summer Peak Savings (MW) | Achievable Economic TRC Potential | 0 | 0 | 0 | 0 | 0 | 0 | 0 | 0 | 0 | 0 | 0 | 0 | 0 | 0 | 0 | 0 | 0 | 0 | 0 | 0 | 0 | 0 | 0 | 0 | 0 | 0 | 0
F9_Commercial_OR - Miscellaneous_Existing_Space Heating_Natural Gas_Insulation - Wall Cavity_A_Achievable Economic TRC Potential | F9 | Commercial | OR - Miscellaneous | Existing | Space Heating | Natural Gas | Insulation - Wall Cavity | A | Cumulative Winter Peak Savings (MW) | Achievable Economic TRC Potential | 0 | 0 | 0 | 0 | 0 | 0 | 0 | 0 | 0 | 0 | 0 | 0 | 0 | 0 | 0 | 0 | 0 | 0 | 0 | 0 | 0 | 0 | 0 | 0 | 0 | 0 | 0
F10_Commercial_OR - Miscellaneous_Existing_Space Heating_Natural Gas_Insulation - Wall Cavity_A_Achievable Economic TRC Potential | F10 | Commercial | OR - Miscellaneous | Existing | Space Heating | Natural Gas | Insulation - Wall Cavity | A | Purchases (Incremental) | Achievable Economic TRC Potential | 0 | 0 | 134.005 | 72.107 | 243.9307 | 396.7867 | 602.2668 | 862.5748 | 1173.3386 | 1521.0706 | 1881.3022 | 2218.5022 | 2489.0153 | 2647.8436 | 2658.898 | 2506.4598 | 2203.7388 | 1793.8861 | 1340.8421 | 982.3861 | 536.0199 | 428.8159 | 0 | 0 | 0 | 0 | 0
F11_Commercial_OR - Miscellaneous_Existing_Space Heating_Natural Gas_Insulation - Wall Cavity_A_Achievable Economic TRC Potential | F11 | Commercial | OR - Miscellaneous | Existing | Space Heating | Natural Gas | Insulation - Wall Cavity | A | Purchases (Cumulative) | Achievable Economic TRC Potential | 0 | 0 | 134.005 | 206.1119 | 450.0426 | 846.8294 | 1449.0962 | 2311.671 | 3485.0096 | 5006.0802 | 6887.3824 | 9105.8846 | 11594.8999 | 14242.7435 | 16901.6416 | 19408.1014 | 21611.8402 | 23405.7263 | 24746.5684 | 25728.9544 | 26264.9743 | 26693.7902 | 26693.7902 | 26693.7902 | 26693.7902 | 26693.7902 | 26693.7902
F1_Commercial_OR - Miscellaneous_Existing_Space Heating_Natural Gas_Green Roof - Vegetated Rooftop_A_Achievable Economic TRC Potential | F1 | Commercial | OR - Miscellaneous | Existing | Space Heating | Natural Gas | Green Roof - Vegetated Rooftop | A | Integrated Unit Energy Savings (kWh or therms) | Achievable Economic TRC Potential | 0 | 0 | 0.0052323 | 0.0051905 | 0.005139 | 0.0050805 | 0.0050136 | 0.0049395 | 0.0048556 | 0.0047626 | 0.0046616 | 0.0045548 | 0.004446 | 0.0043361 | 0.0042274 | 0.0041254 | 0.0040322 | 0.0039523 | 0.0038863 | 0.0038304 | 0.0037872 | 0.0037474 | 0.0037243 | 0.0037023 | 0.0036814 | 0.0036614 | 0.0036422
F2_Commercial_OR - Miscellaneous_Existing_Space Heating_Natural Gas_Green Roof - Vegetated Rooftop_A_Achievable Economic TRC Potential | F2 | Commercial | OR - Miscellaneous | Existing | Space Heating | Natural Gas | Green Roof - Vegetated Rooftop | A | Integrated Unit Summer Peak Savings (kW) | Achievable Economic TRC Potential | 0 | 0 | 0 | 0 | 0 | 0 | 0 | 0 | 0 | 0 | 0 | 0 | 0 | 0 | 0 | 0 | 0 | 0 | 0 | 0 | 0 | 0 | 0 | 0 | 0 | 0 | 0
F3_Commercial_OR - Miscellaneous_Existing_Space Heating_Natural Gas_Green Roof - Vegetated Rooftop_A_Achievable Economic TRC Potential | F3 | Commercial | OR - Miscellaneous | Existing | Space Heating | Natural Gas | Green Roof - Vegetated Rooftop | A | Integrated Unit Winter Peak Savings (kW) | Achievable Economic TRC Potential | 0 | 0 | 0 | 0 | 0 | 0 | 0 | 0 | 0 | 0 | 0 | 0 | 0 | 0 | 0 | 0 | 0 | 0 | 0 | 0 | 0 | 0 | 0 | 0 | 0 | 0 | 0
F4_Commercial_OR - Miscellaneous_Existing_Space Heating_Natural Gas_Green Roof - Vegetated Rooftop_A_Achievable Economic TRC Potential | F4 | Commercial | OR - Miscellaneous | Existing | Space Heating | Natural Gas | Green Roof - Vegetated Rooftop | A | Incremental Energy Savings (MWh or mTherms) | Achievable Economic TRC Potential | 0 | 0 | 0 | 0 | 0 | 0 | 0 | 0 | 0 | 0 | 0 | 0 | 0 | 0 | 0 | 0 | 0 | 0 | 0 | 0 | 0 | 0 | 0 | 0 | 0 | 0 | 0
F5_Commercial_OR - Miscellaneous_Existing_Space Heating_Natural Gas_Green Roof - Vegetated Rooftop_A_Achievable Economic TRC Potential | F5 | Commercial | OR - Miscellaneous | Existing | Space Heating | Natural Gas | Green Roof - Vegetated Rooftop | A | Incremental Summer Peak Savings (MW) | Achievable Economic TRC Potential | 0 | 0 | 0 | 0 | 0 | 0 | 0 | 0 | 0 | 0 | 0 | 0 | 0 | 0 | 0 | 0 | 0 | 0 | 0 | 0 | 0 | 0 | 0 | 0 | 0 | 0 | 0
F6_Commercial_OR - Miscellaneous_Existing_Space Heating_Natural Gas_Green Roof - Vegetated Rooftop_A_Achievable Economic TRC Potential | F6 | Commercial | OR - Miscellaneous | Existing | Space Heating | Natural Gas | Green Roof - Vegetated Rooftop | A | Incremental Winter Peak Savings (MW) | Achievable Economic TRC Potential | 0 | 0 | 0 | 0 | 0 | 0 | 0 | 0 | 0 | 0 | 0 | 0 | 0 | 0 | 0 | 0 | 0 | 0 | 0 | 0 | 0 | 0 | 0 | 0 | 0 | 0 | 0
F7_Commercial_OR - Miscellaneous_Existing_Space Heating_Natural Gas_Green Roof - Vegetated Rooftop_A_Achievable Economic TRC Potential | F7 | Commercial | OR - Miscellaneous | Existing | Space Heating | Natural Gas | Green Roof - Vegetated Rooftop | A | Cumulative Energy Savings (MWh or mTherms) | Achievable Economic TRC Potential | 0 | 0 | 0 | 0 | 0 | 0 | 0 | 0 | 0 | 0 | 0 | 0 | 0 | 0 | 0 | 0 | 0 | 0 | 0 | 0 | 0 | 0 | 0 | 0 | 0 | 0 | 0
F8_Commercial_OR - Miscellaneous_Existing_Space Heating_Natural Gas_Green Roof - Vegetated Rooftop_A_Achievable Economic TRC Potential | F8 | Commercial | OR - Miscellaneous | Existing | Space Heating | Natural Gas | Green Roof - Vegetated Rooftop | A | Cumulative Summer Peak Savings (MW) | Achievable Economic TRC Potential | 0 | 0 | 0 | 0 | 0 | 0 | 0 | 0 | 0 | 0 | 0 | 0 | 0 | 0 | 0 | 0 | 0 | 0 | 0 | 0 | 0 | 0 | 0 | 0 | 0 | 0 | 0
F9_Commercial_OR - Miscellaneous_Existing_Space Heating_Natural Gas_Green Roof - Vegetated Rooftop_A_Achievable Economic TRC Potential | F9 | Commercial | OR - Miscellaneous | Existing | Space Heating | Natural Gas | Green Roof - Vegetated Rooftop | A | Cumulative Winter Peak Savings (MW) | Achievable Economic TRC Potential | 0 | 0 | 0 | 0 | 0 | 0 | 0 | 0 | 0 | 0 | 0 | 0 | 0 | 0 | 0 | 0 | 0 | 0 | 0 | 0 | 0 | 0 | 0 | 0 | 0 | 0 | 0
F10_Commercial_OR - Miscellaneous_Existing_Space Heating_Natural Gas_Green Roof - Vegetated Rooftop_A_Achievable Economic TRC Potential | F10 | Commercial | OR - Miscellaneous | Existing | Space Heating | Natural Gas | Green Roof - Vegetated Rooftop | A | Purchases (Incremental) | Achievable Economic TRC Potential | 0 | 0 | 0 | 0 | 0 | 0 | 0 | 0 | 0 | 0 | 0 | 0 | 0 | 0 | 0 | 0 | 0 | 0 | 0 | 0 | 0 | 0 | 0 | 0 | 0 | 0 | 0
F11_Commercial_OR - Miscellaneous_Existing_Space Heating_Natural Gas_Green Roof - Vegetated Rooftop_A_Achievable Economic TRC Potential | F11 | Commercial | OR - Miscellaneous | Existing | Space Heating | Natural Gas | Green Roof - Vegetated Rooftop | A | Purchases (Cumulative) | Achievable Economic TRC Potential | 0 | 0 | 0 | 0 | 0 | 0 | 0 | 0 | 0 | 0 | 0 | 0 | 0 | 0 | 0 | 0 | 0 | 0 | 0 | 0 | 0 | 0 | 0 | 0 | 0 | 0 | 0
F1_Commercial_OR - Miscellaneous_Existing_Space Heating_Natural Gas_Ducting - Repair and Sealing_A_Achievable Economic TRC Potential | F1 | Commercial | OR - Miscellaneous | Existing | Space Heating | Natural Gas | Ducting - Repair and Sealing | A | Integrated Unit Energy Savings (kWh or therms) | Achievable Economic TRC Potential | 0 | 0 | 0.15035 | 0.14961 | 0.14874 | 0.14778 | 0.1467 | 0.14548 | 0.14411 | 0.14258 | 0.14089 | 0.13904 | 0.13708 | 0.13504 | 0.13299 | 0.13099 | 0.1291 | 0.12743 | 0.126 | 0.12474 | 0.12368 | 0.12269 | 0.12194 | 0.12122 | 0.12053 | 0.11988 | 0.11925
F2_Commercial_OR - Miscellaneous_Existing_Space Heating_Natural Gas_Ducting - Repair and Sealing_A_Achievable Economic TRC Potential | F2 | Commercial | OR - Miscellaneous | Existing | Space Heating | Natural Gas | Ducting - Repair and Sealing | A | Integrated Unit Summer Peak Savings (kW) | Achievable Economic TRC Potential | 0 | 0 | 0 | 0 | 0 | 0 | 0 | 0 | 0 | 0 | 0 | 0 | 0 | 0 | 0 | 0 | 0 | 0 | 0 | 0 | 0 | 0 | 0 | 0 | 0 | 0 | 0
F3_Commercial_OR - Miscellaneous_Existing_Space Heating_Natural Gas_Ducting - Repair and Sealing_A_Achievable Economic TRC Potential | F3 | Commercial | OR - Miscellaneous | Existing | Space Heating | Natural Gas | Ducting - Repair and Sealing | A | Integrated Unit Winter Peak Savings (kW) | Achievable Economic TRC Potential | 0 | 0 | 0 | 0 | 0 | 0 | 0 | 0 | 0 | 0 | 0 | 0 | 0 | 0 | 0 | 0 | 0 | 0 | 0 | 0 | 0 | 0 | 0 | 0 | 0 | 0 | 0
F4_Commercial_OR - Miscellaneous_Existing_Space Heating_Natural Gas_Ducting - Repair and Sealing_A_Achievable Economic TRC Potential | F4 | Commercial | OR - Miscellaneous | Existing | Space Heating | Natural Gas | Ducting - Repair and Sealing | A | Incremental Energy Savings (MWh or mTherms) | Achievable Economic TRC Potential | 0 | 0 | 0.031443 | 0.016835 | 0.056623 | 0.091509 | 0.13788 | 0.19583 | 0.26388 | 0.33845 | 0.41363 | 0.48139 | 0.53246 | 0.55802 | 0.55184 | 0.51238 | 0.444 | 0.35675 | 0.26366 | 0.19124 | 0.077592 | 0.068299 | 0 | 0 | 0 | 0 | 0
F5_Commercial_OR - Miscellaneous_Existing_Space Heating_Natural Gas_Ducting - Repair and Sealing_A_Achievable Economic TRC Potential | F5 | Commercial | OR - Miscellaneous | Existing | Space Heating | Natural Gas | Ducting - Repair and Sealing | A | Incremental Summer Peak Savings (MW) | Achievable Economic TRC Potential | 0 | 0 | 0 | 0 | 0 | 0 | 0 | 0 | 0 | 0 | 0 | 0 | 0 | 0 | 0 | 0 | 0 | 0 | 0 | 0 | 0 | 0 | 0 | 0 | 0 | 0 | 0
F6_Commercial_OR - Miscellaneous_Existing_Space Heating_Natural Gas_Ducting - Repair and Sealing_A_Achievable Economic TRC Potential | F6 | Commercial | OR - Miscellaneous | Existing | Space Heating | Natural Gas | Ducting - Repair and Sealing | A | Incremental Winter Peak Savings (MW) | Achievable Economic TRC Potential | 0 | 0 | 0 | 0 | 0 | 0 | 0 | 0 | 0 | 0 | 0 | 0 | 0 | 0 | 0 | 0 | 0 | 0 | 0 | 0 | 0 | 0 | 0 | 0 | 0 | 0 | 0
F7_Commercial_OR - Miscellaneous_Existing_Space Heating_Natural Gas_Ducting - Repair and Sealing_A_Achievable Economic TRC Potential | F7 | Commercial | OR - Miscellaneous | Existing | Space Heating | Natural Gas | Ducting - Repair and Sealing | A | Cumulative Energy Savings (MWh or mTherms) | Achievable Economic TRC Potential | 0 | 0 | 0.031443 | 0.048122 | 0.10447 | 0.1953 | 0.33175 | 0.52482 | 0.78376 | 1.1139 | 1.5143 | 1.9759 | 2.4804 | 3.0016 | 3.5079 | 3.9675 | 4.3543 | 4.6547 | 4.8661 | 5.0086 | 5.0435 | 5.0716 | 5.0404 | 5.0107 | 4.9824 | 4.9554 | 4.9294
F8_Commercial_OR - Miscellaneous_Existing_Space Heating_Natural Gas_Ducting - Repair and Sealing_A_Achievable Economic TRC Potential | F8 | Commercial | OR - Miscellaneous | Existing | Space Heating | Natural Gas | Ducting - Repair and Sealing | A | Cumulative Summer Peak Savings (MW) | Achievable Economic TRC Potential | 0 | 0 | 0 | 0 | 0 | 0 | 0 | 0 | 0 | 0 | 0 | 0 | 0 | 0 | 0 | 0 | 0 | 0 | 0 | 0 | 0 | 0 | 0 | 0 | 0 | 0 | 0
F9_Commercial_OR - Miscellaneous_Existing_Space Heating_Natural Gas_Ducting - Repair and Sealing_A_Achievable Economic TRC Potential | F9 | Commercial | OR - Miscellaneous | Existing | Space Heating | Natural Gas | Ducting - Repair and Sealing | A | Cumulative Winter Peak Savings (MW) | Achievable Economic TRC Potential | 0 | 0 | 0 | 0 | 0 | 0 | 0 | 0 | 0 | 0 | 0 | 0 | 0 | 0 | 0 | 0 | 0 | 0 | 0 | 0 | 0 | 0 | 0 | 0 | 0 | 0 | 0
F10_Commercial_OR - Miscellaneous_Existing_Space Heating_Natural Gas_Ducting - Repair and Sealing_A_Achievable Economic TRC Potential | F10 | Commercial | OR - Miscellaneous | Existing | Space Heating | Natural Gas | Ducting - Repair and Sealing | A | Purchases (Incremental) | Achievable Economic TRC Potential | 0 | 0 | 209.1273 | 112.5297 | 380.6767 | 619.2229 | 939.8938 | 1346.1288 | 1831.1049 | 2373.7733 | 2935.9484 | 3462.1806 | 3884.3417 | 4132.2082 | 4149.4596 | 3911.5655 | 3439.1409 | 2799.5274 | 2092.5098 | 1533.1056 | 627.382 | 556.6777 | 0 | 0 | 0 | 0 | 0
F11_Commercial_OR - Miscellaneous_Existing_Space Heating_Natural Gas_Ducting - Repair and Sealing_A_Achievable Economic TRC Potential | F11 | Commercial | OR - Miscellaneous | Existing | Space Heating | Natural Gas | Ducting - Repair and Sealing | A | Purchases (Cumulative) | Achievable Economic TRC Potential | 0 | 0 | 209.1273 | 321.657 | 702.3337 | 1321.5566 | 2261.4505 | 3607.5793 | 5438.6842 | 7812.4574 | 10748.4058 | 14210.5865 | 18094.9281 | 22227.1363 | 26376.5959 | 30288.1614 | 33727.3023 | 36526.8297 | 38619.3395 | 40152.4451 | 40779.827 | 41336.5048 | 41336.5048 | 41336.5048 | 41336.5048 | 41336.5048 | 41336.5048
F1_Commercial_OR - Miscellaneous_Existing_Space Heating_Natural Gas_Windows - High Efficiency Glazing_A_Achievable Economic TRC Potential | F1 | Commercial | OR - Miscellaneous | Existing | Space Heating | Natural Gas | Windows - High Efficiency Glazing | A | Integrated Unit Energy Savings (kWh or therms) | Achievable Economic TRC Potential | 0 | 0 | 0.29104 | 0.28871 | 0.28585 | 0.2826 | 0.27888 | 0.27475 | 0.27009 | 0.26491 | 0.25929 | 0.25335 | 0.2473 | 0.24119 | 0.23515 | 0.22947 | 0.22429 | 0.21984 | 0.21617 | 0.21306 | 0.21066 | 0.20844 | 0.20716 | 0.20594 | 0.20477 | 0.20366 | 0.20259
F2_Commercial_OR - Miscellaneous_Existing_Space Heating_Natural Gas_Windows - High Efficiency Glazing_A_Achievable Economic TRC Potential | F2 | Commercial | OR - Miscellaneous | Existing | Space Heating | Natural Gas | Windows - High Efficiency Glazing | A | Integrated Unit Summer Peak Savings (kW) | Achievable Economic TRC Potential | 0 | 0 | 0 | 0 | 0 | 0 | 0 | 0 | 0 | 0 | 0 | 0 | 0 | 0 | 0 | 0 | 0 | 0 | 0 | 0 | 0 | 0 | 0 | 0 | 0 | 0 | 0
F3_Commercial_OR - Miscellaneous_Existing_Space Heating_Natural Gas_Windows - High Efficiency Glazing_A_Achievable Economic TRC Potential | F3 | Commercial | OR - Miscellaneous | Existing | Space Heating | Natural Gas | Windows - High Efficiency Glazing | A | Integrated Unit Winter Peak Savings (kW) | Achievable Economic TRC Potential | 0 | 0 | 0 | 0 | 0 | 0 | 0 | 0 | 0 | 0 | 0 | 0 | 0 | 0 | 0 | 0 | 0 | 0 | 0 | 0 | 0 | 0 | 0 | 0 | 0 | 0 | 0
F4_Commercial_OR - Miscellaneous_Existing_Space Heating_Natural Gas_Windows - High Efficiency Glazing_A_Achievable Economic TRC Potential | F4 | Commercial | OR - Miscellaneous | Existing | Space Heating | Natural Gas | Windows - High Efficiency Glazing | A | Incremental Energy Savings (MWh or mTherms) | Achievable Economic TRC Potential | 0 | 0 | 0 | 0 | 0 | 0 | 0 | 0 | 0 | 0 | 0 | 0 | 0 | 0 | 0 | 0 | 0 | 0 | 0 | 0 | 0 | 0 | 0 | 0 | 0 | 0 | 0
F5_Commercial_OR - Miscellaneous_Existing_Space Heating_Natural Gas_Windows - High Efficiency Glazing_A_Achievable Economic TRC Potential | F5 | Commercial | OR - Miscellaneous | Existing | Space Heating | Natural Gas | Windows - High Efficiency Glazing | A | Incremental Summer Peak Savings (MW) | Achievable Economic TRC Potential | 0 | 0 | 0 | 0 | 0 | 0 | 0 | 0 | 0 | 0 | 0 | 0 | 0 | 0 | 0 | 0 | 0 | 0 | 0 | 0 | 0 | 0 | 0 | 0 | 0 | 0 | 0
F6_Commercial_OR - Miscellaneous_Existing_Space Heating_Natural Gas_Windows - High Efficiency Glazing_A_Achievable Economic TRC Potential | F6 | Commercial | OR - Miscellaneous | Existing | Space Heating | Natural Gas | Windows - High Efficiency Glazing | A | Incremental Winter Peak Savings (MW) | Achievable Economic TRC Potential | 0 | 0 | 0 | 0 | 0 | 0 | 0 | 0 | 0 | 0 | 0 | 0 | 0 | 0 | 0 | 0 | 0 | 0 | 0 | 0 | 0 | 0 | 0 | 0 | 0 | 0 | 0
F7_Commercial_OR - Miscellaneous_Existing_Space Heating_Natural Gas_Windows - High Efficiency Glazing_A_Achievable Economic TRC Potential | F7 | Commercial | OR - Miscellaneous | Existing | Space Heating | Natural Gas | Windows - High Efficiency Glazing | A | Cumulative Energy Savings (MWh or mTherms) | Achievable Economic TRC Potential | 0 | 0 | 0 | 0 | 0 | 0 | 0 | 0 | 0 | 0 | 0 | 0 | 0 | 0 | 0 | 0 | 0 | 0 | 0 | 0 | 0 | 0 | 0 | 0 | 0 | 0 | 0
F8_Commercial_OR - Miscellaneous_Existing_Space Heating_Natural Gas_Windows - High Efficiency Glazing_A_Achievable Economic TRC Potential | F8 | Commercial | OR - Miscellaneous | Existing | Space Heating | Natural Gas | Windows - High Efficiency Glazing | A | Cumulative Summer Peak Savings (MW) | Achievable Economic TRC Potential | 0 | 0 | 0 | 0 | 0 | 0 | 0 | 0 | 0 | 0 | 0 | 0 | 0 | 0 | 0 | 0 | 0 | 0 | 0 | 0 | 0 | 0 | 0 | 0 | 0 | 0 | 0
F9_Commercial_OR - Miscellaneous_Existing_Space Heating_Natural Gas_Windows - High Efficiency Glazing_A_Achievable Economic TRC Potential | F9 | Commercial | OR - Miscellaneous | Existing | Space Heating | Natural Gas | Windows - High Efficiency Glazing | A | Cumulative Winter Peak Savings (MW) | Achievable Economic TRC Potential | 0 | 0 | 0 | 0 | 0 | 0 | 0 | 0 | 0 | 0 | 0 | 0 | 0 | 0 | 0 | 0 | 0 | 0 | 0 | 0 | 0 | 0 | 0 | 0 | 0 | 0 | 0
F10_Commercial_OR - Miscellaneous_Existing_Space Heating_Natural Gas_Windows - High Efficiency Glazing_A_Achievable Economic TRC Potential | F10 | Commercial | OR - Miscellaneous | Existing | Space Heating | Natural Gas | Windows - High Efficiency Glazing | A | Purchases (Incremental) | Achievable Economic TRC Potential | 0 | 0 | 0 | 0 | 0 | 0 | 0 | 0 | 0 | 0 | 0 | 0 | 0 | 0 | 0 | 0 | 0 | 0 | 0 | 0 | 0 | 0 | 0 | 0 | 0 | 0 | 0
F11_Commercial_OR - Miscellaneous_Existing_Space Heating_Natural Gas_Windows - High Efficiency Glazing_A_Achievable Economic TRC Potential | F11 | Commercial | OR - Miscellaneous | Existing | Space Heating | Natural Gas | Windows - High Efficiency Glazing | A | Purchases (Cumulative) | Achievable Economic TRC Potential | 0 | 0 | 0 | 0 | 0 | 0 | 0 | 0 | 0 | 0 | 0 | 0 | 0 | 0 | 0 | 0 | 0 | 0 | 0 | 0 | 0 | 0 | 0 | 0 | 0 | 0 | 0
F1_Commercial_OR - Miscellaneous_Existing_Space Heating_Natural Gas_Windows - Secondary Glazing Systems_A_Achievable Economic TRC Potential | F1 | Commercial | OR - Miscellaneous | Existing | Space Heating | Natural Gas | Windows - Secondary Glazing Systems | A | Integrated Unit Energy Savings (kWh or therms) | Achievable Economic TRC Potential | 0 | 0 | 1.1626 | 1.1533 | 1.1419 | 1.1289 | 1.114 | 1.0975 | 1.0789 | 1.0582 | 1.0358 | 1.012 | 0.98788 | 0.96345 | 0.93931 | 0.91663 | 0.89593 | 0.87818 | 0.86352 | 0.8511 | 0.84148 | 0.83264 | 0.82752 | 0.82264 | 0.81799 | 0.81354 | 0.80928
F2_Commercial_OR - Miscellaneous_Existing_Space Heating_Natural Gas_Windows - Secondary Glazing Systems_A_Achievable Economic TRC Potential | F2 | Commercial | OR - Miscellaneous | Existing | Space Heating | Natural Gas | Windows - Secondary Glazing Systems | A | Integrated Unit Summer Peak Savings (kW) | Achievable Economic TRC Potential | 0 | 0 | 0 | 0 | 0 | 0 | 0 | 0 | 0 | 0 | 0 | 0 | 0 | 0 | 0 | 0 | 0 | 0 | 0 | 0 | 0 | 0 | 0 | 0 | 0 | 0 | 0
F3_Commercial_OR - Miscellaneous_Existing_Space Heating_Natural Gas_Windows - Secondary Glazing Systems_A_Achievable Economic TRC Potential | F3 | Commercial | OR - Miscellaneous | Existing | Space Heating | Natural Gas | Windows - Secondary Glazing Systems | A | Integrated Unit Winter Peak Savings (kW) | Achievable Economic TRC Potential | 0 | 0 | 0 | 0 | 0 | 0 | 0 | 0 | 0 | 0 | 0 | 0 | 0 | 0 | 0 | 0 | 0 | 0 | 0 | 0 | 0 | 0 | 0 | 0 | 0 | 0 | 0
F4_Commercial_OR - Miscellaneous_Existing_Space Heating_Natural Gas_Windows - Secondary Glazing Systems_A_Achievable Economic TRC Potential | F4 | Commercial | OR - Miscellaneous | Existing | Space Heating | Natural Gas | Windows - Secondary Glazing Systems | A | Incremental Energy Savings (MWh or mTherms) | Achievable Economic TRC Potential | 0 | 0 | 0 | 0 | 0 | 0 | 0 | 0 | 0 | 0 | 0 | 0 | 0 | 0 | 0 | 0 | 0 | 0 | 0 | 0 | 0 | 0 | 0 | 0 | 0 | 0 | 0
F5_Commercial_OR - Miscellaneous_Existing_Space Heating_Natural Gas_Windows - Secondary Glazing Systems_A_Achievable Economic TRC Potential | F5 | Commercial | OR - Miscellaneous | Existing | Space Heating | Natural Gas | Windows - Secondary Glazing Systems | A | Incremental Summer Peak Savings (MW) | Achievable Economic TRC Potential | 0 | 0 | 0 | 0 | 0 | 0 | 0 | 0 | 0 | 0 | 0 | 0 | 0 | 0 | 0 | 0 | 0 | 0 | 0 | 0 | 0 | 0 | 0 | 0 | 0 | 0 | 0
F6_Commercial_OR - Miscellaneous_Existing_Space Heating_Natural Gas_Windows - Secondary Glazing Systems_A_Achievable Economic TRC Potential | F6 | Commercial | OR - Miscellaneous | Existing | Space Heating | Natural Gas | Windows - Secondary Glazing Systems | A | Incremental Winter Peak Savings (MW) | Achievable Economic TRC Potential | 0 | 0 | 0 | 0 | 0 | 0 | 0 | 0 | 0 | 0 | 0 | 0 | 0 | 0 | 0 | 0 | 0 | 0 | 0 | 0 | 0 | 0 | 0 | 0 | 0 | 0 | 0
F7_Commercial_OR - Miscellaneous_Existing_Space Heating_Natural Gas_Windows - Secondary Glazing Systems_A_Achievable Economic TRC Potential | F7 | Commercial | OR - Miscellaneous | Existing | Space Heating | Natural Gas | Windows - Secondary Glazing Systems | A | Cumulative Energy Savings (MWh or mTherms) | Achievable Economic TRC Potential | 0 | 0 | 0 | 0 | 0 | 0 | 0 | 0 | 0 | 0 | 0 | 0 | 0 | 0 | 0 | 0 | 0 | 0 | 0 | 0 | 0 | 0 | 0 | 0 | 0 | 0 | 0
F8_Commercial_OR - Miscellaneous_Existing_Space Heating_Natural Gas_Windows - Secondary Glazing Systems_A_Achievable Economic TRC Potential | F8 | Commercial | OR - Miscellaneous | Existing | Space Heating | Natural Gas | Windows - Secondary Glazing Systems | A | Cumulative Summer Peak Savings (MW) | Achievable Economic TRC Potential | 0 | 0 | 0 | 0 | 0 | 0 | 0 | 0 | 0 | 0 | 0 | 0 | 0 | 0 | 0 | 0 | 0 | 0 | 0 | 0 | 0 | 0 | 0 | 0 | 0 | 0 | 0
F9_Commercial_OR - Miscellaneous_Existing_Space Heating_Natural Gas_Windows - Secondary Glazing Systems_A_Achievable Economic TRC Potential | F9 | Commercial | OR - Miscellaneous | Existing | Space Heating | Natural Gas | Windows - Secondary Glazing Systems | A | Cumulative Winter Peak Savings (MW) | Achievable Economic TRC Potential | 0 | 0 | 0 | 0 | 0 | 0 | 0 | 0 | 0 | 0 | 0 | 0 | 0 | 0 | 0 | 0 | 0 | 0 | 0 | 0 | 0 | 0 | 0 | 0 | 0 | 0 | 0
F10_Commercial_OR - Miscellaneous_Existing_Space Heating_Natural Gas_Windows - Secondary Glazing Systems_A_Achievable Economic TRC Potential | F10 | Commercial | OR - Miscellaneous | Existing | Space Heating | Natural Gas | Windows - Secondary Glazing Systems | A | Purchases (Incremental) | Achievable Economic TRC Potential | 0 | 0 | 0 | 0 | 0 | 0 | 0 | 0 | 0 | 0 | 0 | 0 | 0 | 0 | 0 | 0 | 0 | 0 | 0 | 0 | 0 | 0 | 0 | 0 | 0 | 0 | 0
F11_Commercial_OR - Miscellaneous_Existing_Space Heating_Natural Gas_Windows - Secondary Glazing Systems_A_Achievable Economic TRC Potential | F11 | Commercial | OR - Miscellaneous | Existing | Space Heating | Natural Gas | Windows - Secondary Glazing Systems | A | Purchases (Cumulative) | Achievable Economic TRC Potential | 0 | 0 | 0 | 0 | 0 | 0 | 0 | 0 | 0 | 0 | 0 | 0 | 0 | 0 | 0 | 0 | 0 | 0 | 0 | 0 | 0 | 0 | 0 | 0 | 0 | 0 | 0
F1_Commercial_OR - Miscellaneous_Existing_Space Heating_Natural Gas_HVAC - Energy Recovery Ventilator_A_Achievable Economic TRC Potential | F1 | Commercial | OR - Miscellaneous | Existing | Space Heating | Natural Gas | HVAC - Energy Recovery Ventilator | A | Integrated Unit Energy Savings (kWh or therms) | Achievable Economic TRC Potential | 0 | 0 | 0.2247 | 0.22356 | 0.22218 | 0.2206 | 0.21877 | 0.21665 | 0.2142 | 0.2114 | 0.20824 | 0.20476 | 0.20104 | 0.19718 | 0.19332 | 0.18962 | 0.18619 | 0.18323 | 0.18076 | 0.17865 | 0.17701 | 0.17549 | 0.17441 | 0.17339 | 0.17241 | 0.17147 | 0.17058
F2_Commercial_OR - Miscellaneous_Existing_Space Heating_Natural Gas_HVAC - Energy Recovery Ventilator_A_Achievable Economic TRC Potential | F2 | Commercial | OR - Miscellaneous | Existing | Space Heating | Natural Gas | HVAC - Energy Recovery Ventilator | A | Integrated Unit Summer Peak Savings (kW) | Achievable Economic TRC Potential | 0 | 0 | 0 | 0 | 0 | 0 | 0 | 0 | 0 | 0 | 0 | 0 | 0 | 0 | 0 | 0 | 0 | 0 | 0 | 0 | 0 | 0 | 0 | 0 | 0 | 0 | 0
F3_Commercial_OR - Miscellaneous_Existing_Space Heating_Natural Gas_HVAC - Energy Recovery Ventilator_A_Achievable Economic TRC Potential | F3 | Commercial | OR - Miscellaneous | Existing | Space Heating | Natural Gas | HVAC - Energy Recovery Ventilator | A | Integrated Unit Winter Peak Savings (kW) | Achievable Economic TRC Potential | 0 | 0 | 0 | 0 | 0 | 0 | 0 | 0 | 0 | 0 | 0 | 0 | 0 | 0 | 0 | 0 | 0 | 0 | 0 | 0 | 0 | 0 | 0 | 0 | 0 | 0 | 0
F4_Commercial_OR - Miscellaneous_Existing_Space Heating_Natural Gas_HVAC - Energy Recovery Ventilator_A_Achievable Economic TRC Potential | F4 | Commercial | OR - Miscellaneous | Existing | Space Heating | Natural Gas | HVAC - Energy Recovery Ventilator | A | Incremental Energy Savings (MWh or mTherms) | Achievable Economic TRC Potential | 0 | 0 | 0.091498 | 0.18686 | 0.18571 | 0.18439 | 0.18286 | 0.18108 | 0.17903 | 0.17669 | 0.17405 | 0.17115 | 0.16803 | 0.16481 | 0.16159 | 0.15849 | 0.15562 | 0.15314 | 0.15108 | 0.14932 | 0.14795 | 0.14668 | 0 | 0 | 0 | 0 | 0
F5_Commercial_OR - Miscellaneous_Existing_Space Heating_Natural Gas_HVAC - Energy Recovery Ventilator_A_Achievable Economic TRC Potential | F5 | Commercial | OR - Miscellaneous | Existing | Space Heating | Natural Gas | HVAC - Energy Recovery Ventilator | A | Incremental Summer Peak Savings (MW) | Achievable Economic TRC Potential | 0 | 0 | 0 | 0 | 0 | 0 | 0 | 0 | 0 | 0 | 0 | 0 | 0 | 0 | 0 | 0 | 0 | 0 | 0 | 0 | 0 | 0 | 0 | 0 | 0 | 0 | 0
F6_Commercial_OR - Miscellaneous_Existing_Space Heating_Natural Gas_HVAC - Energy Recovery Ventilator_A_Achievable Economic TRC Potential | F6 | Commercial | OR - Miscellaneous | Existing | Space Heating | Natural Gas | HVAC - Energy Recovery Ventilator | A | Incremental Winter Peak Savings (MW) | Achievable Economic TRC Potential | 0 | 0 | 0 | 0 | 0 | 0 | 0 | 0 | 0 | 0 | 0 | 0 | 0 | 0 | 0 | 0 | 0 | 0 | 0 | 0 | 0 | 0 | 0 | 0 | 0 | 0 | 0
F7_Commercial_OR - Miscellaneous_Existing_Space Heating_Natural Gas_HVAC - Energy Recovery Ventilator_A_Achievable Economic TRC Potential | F7 | Commercial | OR - Miscellaneous | Existing | Space Heating | Natural Gas | HVAC - Energy Recovery Ventilator | A | Cumulative Energy Savings (MWh or mTherms) | Achievable Economic TRC Potential | 0 | 0 | 0.091498 | 0.27789 | 0.46189 | 0.64298 | 0.8205 | 0.99361 | 1.1614 | 1.3229 | 1.4772 | 1.6237 | 1.7622 | 1.8932 | 2.0178 | 2.1376 | 2.2545 | 2.3718 | 2.4909 | 2.6112 | 2.7351 | 2.8584 | 2.8408 | 2.8241 | 2.8082 | 2.7929 | 2.7783
F8_Commercial_OR - Miscellaneous_Existing_Space Heating_Natural Gas_HVAC - Energy Recovery Ventilator_A_Achievable Economic TRC Potential | F8 | Commercial | OR - Miscellaneous | Existing | Space Heating | Natural Gas | HVAC - Energy Recovery Ventilator | A | Cumulative Summer Peak Savings (MW) | Achievable Economic TRC Potential | 0 | 0 | 0 | 0 | 0 | 0 | 0 | 0 | 0 | 0 | 0 | 0 | 0 | 0 | 0 | 0 | 0 | 0 | 0 | 0 | 0 | 0 | 0 | 0 | 0 | 0 | 0
F9_Commercial_OR - Miscellaneous_Existing_Space Heating_Natural Gas_HVAC - Energy Recovery Ventilator_A_Achievable Economic TRC Potential | F9 | Commercial | OR - Miscellaneous | Existing | Space Heating | Natural Gas | HVAC - Energy Recovery Ventilator | A | Cumulative Winter Peak Savings (MW) | Achievable Economic TRC Potential | 0 | 0 | 0 | 0 | 0 | 0 | 0 | 0 | 0 | 0 | 0 | 0 | 0 | 0 | 0 | 0 | 0 | 0 | 0 | 0 | 0 | 0 | 0 | 0 | 0 | 0 | 0
F10_Commercial_OR - Miscellaneous_Existing_Space Heating_Natural Gas_HVAC - Energy Recovery Ventilator_A_Achievable Economic TRC Potential | F10 | Commercial | OR - Miscellaneous | Existing | Space Heating | Natural Gas | HVAC - Energy Recovery Ventilator | A | Purchases (Incremental) | Achievable Economic TRC Potential | 0 | 0 | 407.1984 | 835.8283 | 835.8283 | 835.8283 | 835.8283 | 835.8283 | 835.8283 | 835.8283 | 835.8283 | 835.8283 | 835.8283 | 835.8283 | 835.8283 | 835.8283 | 835.8283 | 835.8283 | 835.8283 | 835.8283 | 835.8283 | 835.8283 | 0 | 0 | 0 | 0 | 0
F11_Commercial_OR - Miscellaneous_Existing_Space Heating_Natural Gas_HVAC - Energy Recovery Ventilator_A_Achievable Economic TRC Potential | F11 | Commercial | OR - Miscellaneous | Existing | Space Heating | Natural Gas | HVAC - Energy Recovery Ventilator | A | Purchases (Cumulative) | Achievable Economic TRC Potential | 0 | 0 | 407.1984 | 1243.0267 | 2078.8549 | 2914.6832 | 3750.5114 | 4586.3397 | 5422.168 | 6257.9962 | 7093.8245 | 7929.6528 | 8765.481 | 9601.3093 | 10437.1376 | 11272.9658 | 12108.7941 | 12944.6224 | 13780.4506 | 14616.2789 | 15452.1072 | 16287.9354 | 16287.9354 | 16287.9354 | 16287.9354 | 16287.9354 | 16287.9354
F1_Commercial_OR - Miscellaneous_Existing_Space Heating_Natural Gas_Building Shell - Air Sealing (Infiltration Control)_A_Achievable Economic TRC Potential | F1 | Commercial | OR - Miscellaneous | Existing | Space Heating | Natural Gas | Building Shell - Air Sealing (Infiltration Control) | A | Integrated Unit Energy Savings (kWh or therms) | Achievable Economic TRC Potential | 0 | 0 | 1.4438 | 1.4332 | 1.4207 | 1.4063 | 1.3898 | 1.3708 | 1.349 | 1.3246 | 1.2975 | 1.2685 | 1.2388 | 1.2087 | 1.179 | 1.1507 | 1.1248 | 1.1026 | 1.0842 | 1.0687 | 1.0566 | 1.0455 | 1.0391 | 1.033 | 1.0271 | 1.0215 | 1.0162
F2_Commercial_OR - Miscellaneous_Existing_Space Heating_Natural Gas_Building Shell - Air Sealing (Infiltration Control)_A_Achievable Economic TRC Potential | F2 | Commercial | OR - Miscellaneous | Existing | Space Heating | Natural Gas | Building Shell - Air Sealing (Infiltration Control) | A | Integrated Unit Summer Peak Savings (kW) | Achievable Economic TRC Potential | 0 | 0 | 0 | 0 | 0 | 0 | 0 | 0 | 0 | 0 | 0 | 0 | 0 | 0 | 0 | 0 | 0 | 0 | 0 | 0 | 0 | 0 | 0 | 0 | 0 | 0 | 0
F3_Commercial_OR - Miscellaneous_Existing_Space Heating_Natural Gas_Building Shell - Air Sealing (Infiltration Control)_A_Achievable Economic TRC Potential | F3 | Commercial | OR - Miscellaneous | Existing | Space Heating | Natural Gas | Building Shell - Air Sealing (Infiltration Control) | A | Integrated Unit Winter Peak Savings (kW) | Achievable Economic TRC Potential | 0 | 0 | 0 | 0 | 0 | 0 | 0 | 0 | 0 | 0 | 0 | 0 | 0 | 0 | 0 | 0 | 0 | 0 | 0 | 0 | 0 | 0 | 0 | 0 | 0 | 0 | 0
F4_Commercial_OR - Miscellaneous_Existing_Space Heating_Natural Gas_Building Shell - Air Sealing (Infiltration Control)_A_Achievable Economic TRC Potential | F4 | Commercial | OR - Miscellaneous | Existing | Space Heating | Natural Gas | Building Shell - Air Sealing (Infiltration Control) | A | Incremental Energy Savings (MWh or mTherms) | Achievable Economic TRC Potential | 0 | 0 | 0.0014266 | 0.00076206 | 0.0025554 | 0.0041147 | 0.0061723 | 0.0087189 | 0.011672 | 0.014856 | 0.018 | 0.020751 | 0.021512 | 0.022957 | 0.020995 | 0.017901 | 0.013283 | 0.0075722 | 0.0013392 | 0 | 0 | 0 | 0 | 0 | 0 | 0 | 0
F5_Commercial_OR - Miscellaneous_Existing_Space Heating_Natural Gas_Building Shell - Air Sealing (Infiltration Control)_A_Achievable Economic TRC Potential | F5 | Commercial | OR - Miscellaneous | Existing | Space Heating | Natural Gas | Building Shell - Air Sealing (Infiltration Control) | A | Incremental Summer Peak Savings (MW) | Achievable Economic TRC Potential | 0 | 0 | 0 | 0 | 0 | 0 | 0 | 0 | 0 | 0 | 0 | 0 | 0 | 0 | 0 | 0 | 0 | 0 | 0 | 0 | 0 | 0 | 0 | 0 | 0 | 0 | 0
F6_Commercial_OR - Miscellaneous_Existing_Space Heating_Natural Gas_Building Shell - Air Sealing (Infiltration Control)_A_Achievable Economic TRC Potential | F6 | Commercial | OR - Miscellaneous | Existing | Space Heating | Natural Gas | Building Shell - Air Sealing (Infiltration Control) | A | Incremental Winter Peak Savings (MW) | Achievable Economic TRC Potential | 0 | 0 | 0 | 0 | 0 | 0 | 0 | 0 | 0 | 0 | 0 | 0 | 0 | 0 | 0 | 0 | 0 | 0 | 0 | 0 | 0 | 0 | 0 | 0 | 0 | 0 | 0
F7_Commercial_OR - Miscellaneous_Existing_Space Heating_Natural Gas_Building Shell - Air Sealing (Infiltration Control)_A_Achievable Economic TRC Potential | F7 | Commercial | OR - Miscellaneous | Existing | Space Heating | Natural Gas | Building Shell - Air Sealing (Infiltration Control) | A | Cumulative Energy Savings (MWh or mTherms) | Achievable Economic TRC Potential | 0 | 0 | 0.0014266 | 0.0021783 | 0.0047146 | 0.0087816 | 0.014851 | 0.023366 | 0.034667 | 0.048895 | 0.065897 | 0.085172 | 0.10469 | 0.1251 | 0.14302 | 0.15749 | 0.16724 | 0.17151 | 0.16999 | 0.16754 | 0.16565 | 0.16391 | 0.1629 | 0.16195 | 0.16103 | 0.16016 | 0.15932
F8_Commercial_OR - Miscellaneous_Existing_Space Heating_Natural Gas_Building Shell - Air Sealing (Infiltration Control)_A_Achievable Economic TRC Potential | F8 | Commercial | OR - Miscellaneous | Existing | Space Heating | Natural Gas | Building Shell - Air Sealing (Infiltration Control) | A | Cumulative Summer Peak Savings (MW) | Achievable Economic TRC Potential | 0 | 0 | 0 | 0 | 0 | 0 | 0 | 0 | 0 | 0 | 0 | 0 | 0 | 0 | 0 | 0 | 0 | 0 | 0 | 0 | 0 | 0 | 0 | 0 | 0 | 0 | 0
F9_Commercial_OR - Miscellaneous_Existing_Space Heating_Natural Gas_Building Shell - Air Sealing (Infiltration Control)_A_Achievable Economic TRC Potential | F9 | Commercial | OR - Miscellaneous | Existing | Space Heating | Natural Gas | Building Shell - Air Sealing (Infiltration Control) | A | Cumulative Winter Peak Savings (MW) | Achievable Economic TRC Potential | 0 | 0 | 0 | 0 | 0 | 0 | 0 | 0 | 0 | 0 | 0 | 0 | 0 | 0 | 0 | 0 | 0 | 0 | 0 | 0 | 0 | 0 | 0 | 0 | 0 | 0 | 0
F10_Commercial_OR - Miscellaneous_Existing_Space Heating_Natural Gas_Building Shell - Air Sealing (Infiltration Control)_A_Achievable Economic TRC Potential | F10 | Commercial | OR - Miscellaneous | Existing | Space Heating | Natural Gas | Building Shell - Air Sealing (Infiltration Control) | A | Purchases (Incremental) | Achievable Economic TRC Potential | 0 | 0 | 0.98813 | 0.53171 | 1.7987 | 2.9259 | 4.441 | 6.3605 | 8.652 | 11.2162 | 13.8725 | 16.3589 | 17.3655 | 18.9931 | 17.8076 | 15.5564 | 11.809 | 6.8674 | 1.2351 | 0 | 0 | 0 | 0 | 0 | 0 | 0 | 0
F11_Commercial_OR - Miscellaneous_Existing_Space Heating_Natural Gas_Building Shell - Air Sealing (Infiltration Control)_A_Achievable Economic TRC Potential | F11 | Commercial | OR - Miscellaneous | Existing | Space Heating | Natural Gas | Building Shell - Air Sealing (Infiltration Control) | A | Purchases (Cumulative) | Achievable Economic TRC Potential | 0 | 0 | 0.98813 | 1.5198 | 3.3186 | 6.2444 | 10.6854 | 17.046 | 25.698 | 36.9142 | 50.7866 | 67.1456 | 84.5111 | 103.5042 | 121.3119 | 136.8683 | 148.6774 | 155.5447 | 156.7799 | 156.7799 | 156.7799 | 156.7799 | 156.7799 | 156.7799 | 156.7799 | 156.7799 | 156.7799
F1_Commercial_OR - Miscellaneous_Existing_Space Heating_Natural Gas_Ventilation - Demand Controlled_A_Achievable Economic TRC Potential | F1 | Commercial | OR - Miscellaneous | Existing | Space Heating | Natural Gas | Ventilation - Demand Controlled | A | Integrated Unit Energy Savings (kWh or therms) | Achievable Economic TRC Potential | 0 | 0 | 0.055447 | 0.055085 | 0.054664 | 0.054192 | 0.053659 | 0.053053 | 0.052368 | 0.051598 | 0.050746 | 0.049819 | 0.048838 | 0.04783 | 0.046828 | 0.045867 | 0.044977 | 0.044201 | 0.043547 | 0.042981 | 0.042527 | 0.042106 | 0.041847 | 0.0416 | 0.041365 | 0.041141 | 0.040925
F2_Commercial_OR - Miscellaneous_Existing_Space Heating_Natural Gas_Ventilation - Demand Controlled_A_Achievable Economic TRC Potential | F2 | Commercial | OR - Miscellaneous | Existing | Space Heating | Natural Gas | Ventilation - Demand Controlled | A | Integrated Unit Summer Peak Savings (kW) | Achievable Economic TRC Potential | 0 | 0 | 0 | 0 | 0 | 0 | 0 | 0 | 0 | 0 | 0 | 0 | 0 | 0 | 0 | 0 | 0 | 0 | 0 | 0 | 0 | 0 | 0 | 0 | 0 | 0 | 0
F3_Commercial_OR - Miscellaneous_Existing_Space Heating_Natural Gas_Ventilation - Demand Controlled_A_Achievable Economic TRC Potential | F3 | Commercial | OR - Miscellaneous | Existing | Space Heating | Natural Gas | Ventilation - Demand Controlled | A | Integrated Unit Winter Peak Savings (kW) | Achievable Economic TRC Potential | 0 | 0 | 0 | 0 | 0 | 0 | 0 | 0 | 0 | 0 | 0 | 0 | 0 | 0 | 0 | 0 | 0 | 0 | 0 | 0 | 0 | 0 | 0 | 0 | 0 | 0 | 0
F4_Commercial_OR - Miscellaneous_Existing_Space Heating_Natural Gas_Ventilation - Demand Controlled_A_Achievable Economic TRC Potential | F4 | Commercial | OR - Miscellaneous | Existing | Space Heating | Natural Gas | Ventilation - Demand Controlled | A | Incremental Energy Savings (MWh or mTherms) | Achievable Economic TRC Potential | 0 | 0 | 0.077203 | 0.094174 | 0.11436 | 0.13161 | 0.14864 | 0.17182 | 0.18605 | 0.18727 | 0.17356 | 0.14647 | 0.043111 | 0 | 0 | 0 | 0 | 0 | 0 | 0 | 0 | 0 | 0 | 0 | 0 | 0 | 0
F5_Commercial_OR - Miscellaneous_Existing_Space Heating_Natural Gas_Ventilation - Demand Controlled_A_Achievable Economic TRC Potential | F5 | Commercial | OR - Miscellaneous | Existing | Space Heating | Natural Gas | Ventilation - Demand Controlled | A | Incremental Summer Peak Savings (MW) | Achievable Economic TRC Potential | 0 | 0 | 0 | 0 | 0 | 0 | 0 | 0 | 0 | 0 | 0 | 0 | 0 | 0 | 0 | 0 | 0 | 0 | 0 | 0 | 0 | 0 | 0 | 0 | 0 | 0 | 0
F6_Commercial_OR - Miscellaneous_Existing_Space Heating_Natural Gas_Ventilation - Demand Controlled_A_Achievable Economic TRC Potential | F6 | Commercial | OR - Miscellaneous | Existing | Space Heating | Natural Gas | Ventilation - Demand Controlled | A | Incremental Winter Peak Savings (MW) | Achievable Economic TRC Potential | 0 | 0 | 0 | 0 | 0 | 0 | 0 | 0 | 0 | 0 | 0 | 0 | 0 | 0 | 0 | 0 | 0 | 0 | 0 | 0 | 0 | 0 | 0 | 0 | 0 | 0 | 0
F7_Commercial_OR - Miscellaneous_Existing_Space Heating_Natural Gas_Ventilation - Demand Controlled_A_Achievable Economic TRC Potential | F7 | Commercial | OR - Miscellaneous | Existing | Space Heating | Natural Gas | Ventilation - Demand Controlled | A | Cumulative Energy Savings (MWh or mTherms) | Achievable Economic TRC Potential | 0 | 0 | 0.077203 | 0.17087 | 0.28393 | 0.41309 | 0.55766 | 0.72318 | 0.89989 | 1.0739 | 1.2298 | 1.3538 | 1.3702 | 1.342 | 1.3138 | 1.2869 | 1.2619 | 1.2401 | 1.2218 | 1.2059 | 1.1932 | 1.1814 | 1.1741 | 1.1672 | 1.1606 | 1.1543 | 1.1482
F8_Commercial_OR - Miscellaneous_Existing_Space Heating_Natural Gas_Ventilation - Demand Controlled_A_Achievable Economic TRC Potential | F8 | Commercial | OR - Miscellaneous | Existing | Space Heating | Natural Gas | Ventilation - Demand Controlled | A | Cumulative Summer Peak Savings (MW) | Achievable Economic TRC Potential | 0 | 0 | 0 | 0 | 0 | 0 | 0 | 0 | 0 | 0 | 0 | 0 | 0 | 0 | 0 | 0 | 0 | 0 | 0 | 0 | 0 | 0 | 0 | 0 | 0 | 0 | 0
F9_Commercial_OR - Miscellaneous_Existing_Space Heating_Natural Gas_Ventilation - Demand Controlled_A_Achievable Economic TRC Potential | F9 | Commercial | OR - Miscellaneous | Existing | Space Heating | Natural Gas | Ventilation - Demand Controlled | A | Cumulative Winter Peak Savings (MW) | Achievable Economic TRC Potential | 0 | 0 | 0 | 0 | 0 | 0 | 0 | 0 | 0 | 0 | 0 | 0 | 0 | 0 | 0 | 0 | 0 | 0 | 0 | 0 | 0 | 0 | 0 | 0 | 0 | 0 | 0
F10_Commercial_OR - Miscellaneous_Existing_Space Heating_Natural Gas_Ventilation - Demand Controlled_A_Achievable Economic TRC Potential | F10 | Commercial | OR - Miscellaneous | Existing | Space Heating | Natural Gas | Ventilation - Demand Controlled | A | Purchases (Incremental) | Achievable Economic TRC Potential | 0 | 0 | 1392.3832 | 1709.6245 | 2092.0801 | 2428.5753 | 2770.0977 | 3238.5772 | 3552.7694 | 3629.4049 | 3420.2786 | 2940.0191 | 882.7278 | 0 | 0 | 0 | 0 | 0 | 0 | 0 | 0 | 0 | 0 | 0 | 0 | 0 | 0
F11_Commercial_OR - Miscellaneous_Existing_Space Heating_Natural Gas_Ventilation - Demand Controlled_A_Achievable Economic TRC Potential | F11 | Commercial | OR - Miscellaneous | Existing | Space Heating | Natural Gas | Ventilation - Demand Controlled | A | Purchases (Cumulative) | Achievable Economic TRC Potential | 0 | 0 | 1392.3832 | 3102.0077 | 5194.0877 | 7622.663 | 10392.7607 | 13631.3378 | 17184.1073 | 20813.5122 | 24233.7908 | 27173.8099 | 28056.5377 | 28056.5377 | 28056.5377 | 28056.5377 | 28056.5377 | 28056.5377 | 28056.5377 | 28056.5377 | 28056.5377 | 28056.5377 | 28056.5377 | 28056.5377 | 28056.5377 | 28056.5377 | 28056.5377
F1_Commercial_OR - Miscellaneous_Existing_Space Heating_Natural Gas_HVAC - Dedicated Outdoor Air System (DOAS)_A_Achievable Economic TRC Potential | F1 | Commercial | OR - Miscellaneous | Existing | Space Heating | Natural Gas | HVAC - Dedicated Outdoor Air System (DOAS) | A | Integrated Unit Energy Savings (kWh or therms) | Achievable Economic TRC Potential | 0 | 0 | 0.36129 | 0.35841 | 0.35485 | 0.35078 | 0.34614 | 0.34099 | 0.3352 | 0.32878 | 0.3218 | 0.31442 | 0.30691 | 0.29932 | 0.29182 | 0.28477 | 0.27834 | 0.27282 | 0.26826 | 0.2644 | 0.26141 | 0.25866 | 0.25706 | 0.25555 | 0.2541 | 0.25272 | 0.25139
F2_Commercial_OR - Miscellaneous_Existing_Space Heating_Natural Gas_HVAC - Dedicated Outdoor Air System (DOAS)_A_Achievable Economic TRC Potential | F2 | Commercial | OR - Miscellaneous | Existing | Space Heating | Natural Gas | HVAC - Dedicated Outdoor Air System (DOAS) | A | Integrated Unit Summer Peak Savings (kW) | Achievable Economic TRC Potential | 0 | 0 | 0 | 0 | 0 | 0 | 0 | 0 | 0 | 0 | 0 | 0 | 0 | 0 | 0 | 0 | 0 | 0 | 0 | 0 | 0 | 0 | 0 | 0 | 0 | 0 | 0
F3_Commercial_OR - Miscellaneous_Existing_Space Heating_Natural Gas_HVAC - Dedicated Outdoor Air System (DOAS)_A_Achievable Economic TRC Potential | F3 | Commercial | OR - Miscellaneous | Existing | Space Heating | Natural Gas | HVAC - Dedicated Outdoor Air System (DOAS) | A | Integrated Unit Winter Peak Savings (kW) | Achievable Economic TRC Potential | 0 | 0 | 0 | 0 | 0 | 0 | 0 | 0 | 0 | 0 | 0 | 0 | 0 | 0 | 0 | 0 | 0 | 0 | 0 | 0 | 0 | 0 | 0 | 0 | 0 | 0 | 0
F4_Commercial_OR - Miscellaneous_Existing_Space Heating_Natural Gas_HVAC - Dedicated Outdoor Air System (DOAS)_A_Achievable Economic TRC Potential | F4 | Commercial | OR - Miscellaneous | Existing | Space Heating | Natural Gas | HVAC - Dedicated Outdoor Air System (DOAS) | A | Incremental Energy Savings (MWh or mTherms) | Achievable Economic TRC Potential | 0 | 0 | 0 | 0 | 0 | 0 | 0 | 0 | 0 | 0 | 0 | 0 | 0 | 0 | 0 | 0 | 0 | 0 | 0 | 0 | 0 | 0 | 0 | 0 | 0 | 0 | 0
F5_Commercial_OR - Miscellaneous_Existing_Space Heating_Natural Gas_HVAC - Dedicated Outdoor Air System (DOAS)_A_Achievable Economic TRC Potential | F5 | Commercial | OR - Miscellaneous | Existing | Space Heating | Natural Gas | HVAC - Dedicated Outdoor Air System (DOAS) | A | Incremental Summer Peak Savings (MW) | Achievable Economic TRC Potential | 0 | 0 | 0 | 0 | 0 | 0 | 0 | 0 | 0 | 0 | 0 | 0 | 0 | 0 | 0 | 0 | 0 | 0 | 0 | 0 | 0 | 0 | 0 | 0 | 0 | 0 | 0
F6_Commercial_OR - Miscellaneous_Existing_Space Heating_Natural Gas_HVAC - Dedicated Outdoor Air System (DOAS)_A_Achievable Economic TRC Potential | F6 | Commercial | OR - Miscellaneous | Existing | Space Heating | Natural Gas | HVAC - Dedicated Outdoor Air System (DOAS) | A | Incremental Winter Peak Savings (MW) | Achievable Economic TRC Potential | 0 | 0 | 0 | 0 | 0 | 0 | 0 | 0 | 0 | 0 | 0 | 0 | 0 | 0 | 0 | 0 | 0 | 0 | 0 | 0 | 0 | 0 | 0 | 0 | 0 | 0 | 0
F7_Commercial_OR - Miscellaneous_Existing_Space Heating_Natural Gas_HVAC - Dedicated Outdoor Air System (DOAS)_A_Achievable Economic TRC Potential | F7 | Commercial | OR - Miscellaneous | Existing | Space Heating | Natural Gas | HVAC - Dedicated Outdoor Air System (DOAS) | A | Cumulative Energy Savings (MWh or mTherms) | Achievable Economic TRC Potential | 0 | 0 | 0 | 0 | 0 | 0 | 0 | 0 | 0 | 0 | 0 | 0 | 0 | 0 | 0 | 0 | 0 | 0 | 0 | 0 | 0 | 0 | 0 | 0 | 0 | 0 | 0
F8_Commercial_OR - Miscellaneous_Existing_Space Heating_Natural Gas_HVAC - Dedicated Outdoor Air System (DOAS)_A_Achievable Economic TRC Potential | F8 | Commercial | OR - Miscellaneous | Existing | Space Heating | Natural Gas | HVAC - Dedicated Outdoor Air System (DOAS) | A | Cumulative Summer Peak Savings (MW) | Achievable Economic TRC Potential | 0 | 0 | 0 | 0 | 0 | 0 | 0 | 0 | 0 | 0 | 0 | 0 | 0 | 0 | 0 | 0 | 0 | 0 | 0 | 0 | 0 | 0 | 0 | 0 | 0 | 0 | 0
F9_Commercial_OR - Miscellaneous_Existing_Space Heating_Natural Gas_HVAC - Dedicated Outdoor Air System (DOAS)_A_Achievable Economic TRC Potential | F9 | Commercial | OR - Miscellaneous | Existing | Space Heating | Natural Gas | HVAC - Dedicated Outdoor Air System (DOAS) | A | Cumulative Winter Peak Savings (MW) | Achievable Economic TRC Potential | 0 | 0 | 0 | 0 | 0 | 0 | 0 | 0 | 0 | 0 | 0 | 0 | 0 | 0 | 0 | 0 | 0 | 0 | 0 | 0 | 0 | 0 | 0 | 0 | 0 | 0 | 0
F10_Commercial_OR - Miscellaneous_Existing_Space Heating_Natural Gas_HVAC - Dedicated Outdoor Air System (DOAS)_A_Achievable Economic TRC Potential | F10 | Commercial | OR - Miscellaneous | Existing | Space Heating | Natural Gas | HVAC - Dedicated Outdoor Air System (DOAS) | A | Purchases (Incremental) | Achievable Economic TRC Potential | 0 | 0 | 0 | 0 | 0 | 0 | 0 | 0 | 0 | 0 | 0 | 0 | 0 | 0 | 0 | 0 | 0 | 0 | 0 | 0 | 0 | 0 | 0 | 0 | 0 | 0 | 0
F11_Commercial_OR - Miscellaneous_Existing_Space Heating_Natural Gas_HVAC - Dedicated Outdoor Air System (DOAS)_A_Achievable Economic TRC Potential | F11 | Commercial | OR - Miscellaneous | Existing | Space Heating | Natural Gas | HVAC - Dedicated Outdoor Air System (DOAS) | A | Purchases (Cumulative) | Achievable Economic TRC Potential | 0 | 0 | 0 | 0 | 0 | 0 | 0 | 0 | 0 | 0 | 0 | 0 | 0 | 0 | 0 | 0 | 0 | 0 | 0 | 0 | 0 | 0 | 0 | 0 | 0 | 0 | 0
F1_Commercial_OR - Miscellaneous_Existing_Space Heating_Natural Gas_Destratification Fans (HVLS)_A_Achievable Economic TRC Potential | F1 | Commercial | OR - Miscellaneous | Existing | Space Heating | Natural Gas | Destratification Fans (HVLS) | A | Integrated Unit Energy Savings (kWh or therms) | Achievable Economic TRC Potential | 0 | 0 | 765.3895 | 759.8108 | 752.9205 | 745.0859 | 736.1146 | 725.775 | 713.9924 | 700.7593 | 686.1747 | 670.501 | 654.4926 | 638.3064 | 622.3138 | 607.2905 | 593.5762 | 581.8119 | 572.0978 | 563.8715 | 557.5019 | 551.643 | 548.2469 | 545.0164 | 541.9353 | 538.9895 | 536.1647
F2_Commercial_OR - Miscellaneous_Existing_Space Heating_Natural Gas_Destratification Fans (HVLS)_A_Achievable Economic TRC Potential | F2 | Commercial | OR - Miscellaneous | Existing | Space Heating | Natural Gas | Destratification Fans (HVLS) | A | Integrated Unit Summer Peak Savings (kW) | Achievable Economic TRC Potential | 0 | 0 | 0 | 0 | 0 | 0 | 0 | 0 | 0 | 0 | 0 | 0 | 0 | 0 | 0 | 0 | 0 | 0 | 0 | 0 | 0 | 0 | 0 | 0 | 0 | 0 | 0
F3_Commercial_OR - Miscellaneous_Existing_Space Heating_Natural Gas_Destratification Fans (HVLS)_A_Achievable Economic TRC Potential | F3 | Commercial | OR - Miscellaneous | Existing | Space Heating | Natural Gas | Destratification Fans (HVLS) | A | Integrated Unit Winter Peak Savings (kW) | Achievable Economic TRC Potential | 0 | 0 | 0 | 0 | 0 | 0 | 0 | 0 | 0 | 0 | 0 | 0 | 0 | 0 | 0 | 0 | 0 | 0 | 0 | 0 | 0 | 0 | 0 | 0 | 0 | 0 | 0
F4_Commercial_OR - Miscellaneous_Existing_Space Heating_Natural Gas_Destratification Fans (HVLS)_A_Achievable Economic TRC Potential | F4 | Commercial | OR - Miscellaneous | Existing | Space Heating | Natural Gas | Destratification Fans (HVLS) | A | Incremental Energy Savings (MWh or mTherms) | Achievable Economic TRC Potential | 0 | 0 | 0 | 0 | 0 | 0 | 0 | 0 | 0 | 0 | 0 | 0 | 0 | 0 | 0 | 0 | 0 | 0 | 0 | 0 | 0 | 0 | 0 | 0 | 0 | 0 | 0
F5_Commercial_OR - Miscellaneous_Existing_Space Heating_Natural Gas_Destratification Fans (HVLS)_A_Achievable Economic TRC Potential | F5 | Commercial | OR - Miscellaneous | Existing | Space Heating | Natural Gas | Destratification Fans (HVLS) | A | Incremental Summer Peak Savings (MW) | Achievable Economic TRC Potential | 0 | 0 | 0 | 0 | 0 | 0 | 0 | 0 | 0 | 0 | 0 | 0 | 0 | 0 | 0 | 0 | 0 | 0 | 0 | 0 | 0 | 0 | 0 | 0 | 0 | 0 | 0
F6_Commercial_OR - Miscellaneous_Existing_Space Heating_Natural Gas_Destratification Fans (HVLS)_A_Achievable Economic TRC Potential | F6 | Commercial | OR - Miscellaneous | Existing | Space Heating | Natural Gas | Destratification Fans (HVLS) | A | Incremental Winter Peak Savings (MW) | Achievable Economic TRC Potential | 0 | 0 | 0 | 0 | 0 | 0 | 0 | 0 | 0 | 0 | 0 | 0 | 0 | 0 | 0 | 0 | 0 | 0 | 0 | 0 | 0 | 0 | 0 | 0 | 0 | 0 | 0
F7_Commercial_OR - Miscellaneous_Existing_Space Heating_Natural Gas_Destratification Fans (HVLS)_A_Achievable Economic TRC Potential | F7 | Commercial | OR - Miscellaneous | Existing | Space Heating | Natural Gas | Destratification Fans (HVLS) | A | Cumulative Energy Savings (MWh or mTherms) | Achievable Economic TRC Potential | 0 | 0 | 0 | 0 | 0 | 0 | 0 | 0 | 0 | 0 | 0 | 0 | 0 | 0 | 0 | 0 | 0 | 0 | 0 | 0 | 0 | 0 | 0 | 0 | 0 | 0 | 0
F8_Commercial_OR - Miscellaneous_Existing_Space Heating_Natural Gas_Destratification Fans (HVLS)_A_Achievable Economic TRC Potential | F8 | Commercial | OR - Miscellaneous | Existing | Space Heating | Natural Gas | Destratification Fans (HVLS) | A | Cumulative Summer Peak Savings (MW) | Achievable Economic TRC Potential | 0 | 0 | 0 | 0 | 0 | 0 | 0 | 0 | 0 | 0 | 0 | 0 | 0 | 0 | 0 | 0 | 0 | 0 | 0 | 0 | 0 | 0 | 0 | 0 | 0 | 0 | 0
F9_Commercial_OR - Miscellaneous_Existing_Space Heating_Natural Gas_Destratification Fans (HVLS)_A_Achievable Economic TRC Potential | F9 | Commercial | OR - Miscellaneous | Existing | Space Heating | Natural Gas | Destratification Fans (HVLS) | A | Cumulative Winter Peak Savings (MW) | Achievable Economic TRC Potential | 0 | 0 | 0 | 0 | 0 | 0 | 0 | 0 | 0 | 0 | 0 | 0 | 0 | 0 | 0 | 0 | 0 | 0 | 0 | 0 | 0 | 0 | 0 | 0 | 0 | 0 | 0
F10_Commercial_OR - Miscellaneous_Existing_Space Heating_Natural Gas_Destratification Fans (HVLS)_A_Achievable Economic TRC Potential | F10 | Commercial | OR - Miscellaneous | Existing | Space Heating | Natural Gas | Destratification Fans (HVLS) | A | Purchases (Incremental) | Achievable Economic TRC Potential | 0 | 0 | 0 | 0 | 0 | 0 | 0 | 0 | 0 | 0 | 0 | 0 | 0 | 0 | 0 | 0 | 0 | 0 | 0 | 0 | 0 | 0 | 0 | 0 | 0 | 0 | 0
F11_Commercial_OR - Miscellaneous_Existing_Space Heating_Natural Gas_Destratification Fans (HVLS)_A_Achievable Economic TRC Potential | F11 | Commercial | OR - Miscellaneous | Existing | Space Heating | Natural Gas | Destratification Fans (HVLS) | A | Purchases (Cumulative) | Achievable Economic TRC Potential | 0 | 0 | 0 | 0 | 0 | 0 | 0 | 0 | 0 | 0 | 0 | 0 | 0 | 0 | 0 | 0 | 0 | 0 | 0 | 0 | 0 | 0 | 0 | 0 | 0 | 0 | 0
F1_Commercial_OR - Miscellaneous_Existing_Space Heating_Natural Gas_Gas Boiler - Maintenance_A_Achievable Economic TRC Potential | F1 | Commercial | OR - Miscellaneous | Existing | Space Heating | Natural Gas | Gas Boiler - Maintenance | A | Integrated Unit Energy Savings (kWh or therms) | Achievable Economic TRC Potential | 0 | 0 | 0.27837 | 0.27604 | 0.27324 | 0.27013 | 0.26662 | 0.26278 | 0.25847 | 0.25373 | 0.24861 | 0.24321 | 0.23774 | 0.23222 | 0.2268 | 0.22174 | 0.21717 | 0.21332 | 0.21023 | 0.20765 | 0.20573 | 0.20396 | 0.20307 | 0.20221 | 0.20138 | 0.20058 | 0.1998
F2_Commercial_OR - Miscellaneous_Existing_Space Heating_Natural Gas_Gas Boiler - Maintenance_A_Achievable Economic TRC Potential | F2 | Commercial | OR - Miscellaneous | Existing | Space Heating | Natural Gas | Gas Boiler - Maintenance | A | Integrated Unit Summer Peak Savings (kW) | Achievable Economic TRC Potential | 0 | 0 | 0 | 0 | 0 | 0 | 0 | 0 | 0 | 0 | 0 | 0 | 0 | 0 | 0 | 0 | 0 | 0 | 0 | 0 | 0 | 0 | 0 | 0 | 0 | 0 | 0
F3_Commercial_OR - Miscellaneous_Existing_Space Heating_Natural Gas_Gas Boiler - Maintenance_A_Achievable Economic TRC Potential | F3 | Commercial | OR - Miscellaneous | Existing | Space Heating | Natural Gas | Gas Boiler - Maintenance | A | Integrated Unit Winter Peak Savings (kW) | Achievable Economic TRC Potential | 0 | 0 | 0 | 0 | 0 | 0 | 0 | 0 | 0 | 0 | 0 | 0 | 0 | 0 | 0 | 0 | 0 | 0 | 0 | 0 | 0 | 0 | 0 | 0 | 0 | 0 | 0
F4_Commercial_OR - Miscellaneous_Existing_Space Heating_Natural Gas_Gas Boiler - Maintenance_A_Achievable Economic TRC Potential | F4 | Commercial | OR - Miscellaneous | Existing | Space Heating | Natural Gas | Gas Boiler - Maintenance | A | Incremental Energy Savings (MWh or mTherms) | Achievable Economic TRC Potential | 0 | 0 | 0 | 0 | 0 | 0.0099413 | 0.0098122 | 0.0087037 | 0 | 0 | 0 | 0 | 0 | 0 | 0 | 0 | 0 | 0 | 0 | 0 | 0 | 0 | 0 | 0 | 0 | 0 | 0
F5_Commercial_OR - Miscellaneous_Existing_Space Heating_Natural Gas_Gas Boiler - Maintenance_A_Achievable Economic TRC Potential | F5 | Commercial | OR - Miscellaneous | Existing | Space Heating | Natural Gas | Gas Boiler - Maintenance | A | Incremental Summer Peak Savings (MW) | Achievable Economic TRC Potential | 0 | 0 | 0 | 0 | 0 | 0 | 0 | 0 | 0 | 0 | 0 | 0 | 0 | 0 | 0 | 0 | 0 | 0 | 0 | 0 | 0 | 0 | 0 | 0 | 0 | 0 | 0
F6_Commercial_OR - Miscellaneous_Existing_Space Heating_Natural Gas_Gas Boiler - Maintenance_A_Achievable Economic TRC Potential | F6 | Commercial | OR - Miscellaneous | Existing | Space Heating | Natural Gas | Gas Boiler - Maintenance | A | Incremental Winter Peak Savings (MW) | Achievable Economic TRC Potential | 0 | 0 | 0 | 0 | 0 | 0 | 0 | 0 | 0 | 0 | 0 | 0 | 0 | 0 | 0 | 0 | 0 | 0 | 0 | 0 | 0 | 0 | 0 | 0 | 0 | 0 | 0
F7_Commercial_OR - Miscellaneous_Existing_Space Heating_Natural Gas_Gas Boiler - Maintenance_A_Achievable Economic TRC Potential | F7 | Commercial | OR - Miscellaneous | Existing | Space Heating | Natural Gas | Gas Boiler - Maintenance | A | Cumulative Energy Savings (MWh or mTherms) | Achievable Economic TRC Potential | 0 | 0 | 0 | 0 | 0 | 0.0099413 | 0.019624 | 0.028045 | 0.027586 | 0.02708 | 0.026533 | 0.025957 | 0.025373 | 0.024784 | 0.024205 | 0.023665 | 0.023178 | 0.022767 | 0.022437 | 0.022162 | 0.021957 | 0.021768 | 0.021673 | 0.021582 | 0.021493 | 0.021407 | 0.021324
F8_Commercial_OR - Miscellaneous_Existing_Space Heating_Natural Gas_Gas Boiler - Maintenance_A_Achievable Economic TRC Potential | F8 | Commercial | OR - Miscellaneous | Existing | Space Heating | Natural Gas | Gas Boiler - Maintenance | A | Cumulative Summer Peak Savings (MW) | Achievable Economic TRC Potential | 0 | 0 | 0 | 0 | 0 | 0 | 0 | 0 | 0 | 0 | 0 | 0 | 0 | 0 | 0 | 0 | 0 | 0 | 0 | 0 | 0 | 0 | 0 | 0 | 0 | 0 | 0
F9_Commercial_OR - Miscellaneous_Existing_Space Heating_Natural Gas_Gas Boiler - Maintenance_A_Achievable Economic TRC Potential | F9 | Commercial | OR - Miscellaneous | Existing | Space Heating | Natural Gas | Gas Boiler - Maintenance | A | Cumulative Winter Peak Savings (MW) | Achievable Economic TRC Potential | 0 | 0 | 0 | 0 | 0 | 0 | 0 | 0 | 0 | 0 | 0 | 0 | 0 | 0 | 0 | 0 | 0 | 0 | 0 | 0 | 0 | 0 | 0 | 0 | 0 | 0 | 0
F10_Commercial_OR - Miscellaneous_Existing_Space Heating_Natural Gas_Gas Boiler - Maintenance_A_Achievable Economic TRC Potential | F10 | Commercial | OR - Miscellaneous | Existing | Space Heating | Natural Gas | Gas Boiler - Maintenance | A | Purchases (Incremental) | Achievable Economic TRC Potential | 0 | 0 | 0 | 0 | 0 | 36.8024 | 36.8024 | 33.1221 | 0 | 0 | 0 | 0 | 0 | 0 | 0 | 0 | 0 | 0 | 0 | 0 | 0 | 0 | 0 | 0 | 0 | 0 | 0
F11_Commercial_OR - Miscellaneous_Existing_Space Heating_Natural Gas_Gas Boiler - Maintenance_A_Achievable Economic TRC Potential | F11 | Commercial | OR - Miscellaneous | Existing | Space Heating | Natural Gas | Gas Boiler - Maintenance | A | Purchases (Cumulative) | Achievable Economic TRC Potential | 0 | 0 | 0 | 0 | 0 | 36.8024 | 73.6048 | 106.7269 | 106.7269 | 106.7269 | 106.7269 | 106.7269 | 106.7269 | 106.7269 | 106.7269 | 106.7269 | 106.7269 | 106.7269 | 106.7269 | 106.7269 | 106.7269 | 106.7269 | 106.7269 | 106.7269 | 106.7269 | 106.7269 | 106.7269
F1_Commercial_OR - Miscellaneous_Existing_Space Heating_Natural Gas_Gas Furnace - Maintenance_A_Achievable Economic TRC Potential | F1 | Commercial | OR - Miscellaneous | Existing | Space Heating | Natural Gas | Gas Furnace - Maintenance | A | Integrated Unit Energy Savings (kWh or therms) | Achievable Economic TRC Potential | 0 | 0 | 0.17529 | 0.17394 | 0.17224 | 0.17027 | 0.16799 | 0.16544 | 0.16256 | 0.15934 | 0.15584 | 0.15213 | 0.14833 | 0.14449 | 0.14068 | 0.13709 | 0.13378 | 0.13091 | 0.1285 | 0.12644 | 0.12481 | 0.12331 | 0.12238 | 0.1215 | 0.12066 | 0.11987 | 0.11911
F2_Commercial_OR - Miscellaneous_Existing_Space Heating_Natural Gas_Gas Furnace - Maintenance_A_Achievable Economic TRC Potential | F2 | Commercial | OR - Miscellaneous | Existing | Space Heating | Natural Gas | Gas Furnace - Maintenance | A | Integrated Unit Summer Peak Savings (kW) | Achievable Economic TRC Potential | 0 | 0 | 0 | 0 | 0 | 0 | 0 | 0 | 0 | 0 | 0 | 0 | 0 | 0 | 0 | 0 | 0 | 0 | 0 | 0 | 0 | 0 | 0 | 0 | 0 | 0 | 0
F3_Commercial_OR - Miscellaneous_Existing_Space Heating_Natural Gas_Gas Furnace - Maintenance_A_Achievable Economic TRC Potential | F3 | Commercial | OR - Miscellaneous | Existing | Space Heating | Natural Gas | Gas Furnace - Maintenance | A | Integrated Unit Winter Peak Savings (kW) | Achievable Economic TRC Potential | 0 | 0 | 0 | 0 | 0 | 0 | 0 | 0 | 0 | 0 | 0 | 0 | 0 | 0 | 0 | 0 | 0 | 0 | 0 | 0 | 0 | 0 | 0 | 0 | 0 | 0 | 0
F4_Commercial_OR - Miscellaneous_Existing_Space Heating_Natural Gas_Gas Furnace - Maintenance_A_Achievable Economic TRC Potential | F4 | Commercial | OR - Miscellaneous | Existing | Space Heating | Natural Gas | Gas Furnace - Maintenance | A | Incremental Energy Savings (MWh or mTherms) | Achievable Economic TRC Potential | 0 | 0 | 0 | 0 | 0 | 0 | 0 | 0 | 0 | 0 | 0 | 0 | 0 | 0 | 0 | 0 | 0 | 0 | 0 | 0 | 0 | 0 | 0 | 0 | 0 | 0 | 0
F5_Commercial_OR - Miscellaneous_Existing_Space Heating_Natural Gas_Gas Furnace - Maintenance_A_Achievable Economic TRC Potential | F5 | Commercial | OR - Miscellaneous | Existing | Space Heating | Natural Gas | Gas Furnace - Maintenance | A | Incremental Summer Peak Savings (MW) | Achievable Economic TRC Potential | 0 | 0 | 0 | 0 | 0 | 0 | 0 | 0 | 0 | 0 | 0 | 0 | 0 | 0 | 0 | 0 | 0 | 0 | 0 | 0 | 0 | 0 | 0 | 0 | 0 | 0 | 0
F6_Commercial_OR - Miscellaneous_Existing_Space Heating_Natural Gas_Gas Furnace - Maintenance_A_Achievable Economic TRC Potential | F6 | Commercial | OR - Miscellaneous | Existing | Space Heating | Natural Gas | Gas Furnace - Maintenance | A | Incremental Winter Peak Savings (MW) | Achievable Economic TRC Potential | 0 | 0 | 0 | 0 | 0 | 0 | 0 | 0 | 0 | 0 | 0 | 0 | 0 | 0 | 0 | 0 | 0 | 0 | 0 | 0 | 0 | 0 | 0 | 0 | 0 | 0 | 0
F7_Commercial_OR - Miscellaneous_Existing_Space Heating_Natural Gas_Gas Furnace - Maintenance_A_Achievable Economic TRC Potential | F7 | Commercial | OR - Miscellaneous | Existing | Space Heating | Natural Gas | Gas Furnace - Maintenance | A | Cumulative Energy Savings (MWh or mTherms) | Achievable Economic TRC Potential | 0 | 0 | 0 | 0 | 0 | 0 | 0 | 0 | 0 | 0 | 0 | 0 | 0 | 0 | 0 | 0 | 0 | 0 | 0 | 0 | 0 | 0 | 0 | 0 | 0 | 0 | 0
F8_Commercial_OR - Miscellaneous_Existing_Space Heating_Natural Gas_Gas Furnace - Maintenance_A_Achievable Economic TRC Potential | F8 | Commercial | OR - Miscellaneous | Existing | Space Heating | Natural Gas | Gas Furnace - Maintenance | A | Cumulative Summer Peak Savings (MW) | Achievable Economic TRC Potential | 0 | 0 | 0 | 0 | 0 | 0 | 0 | 0 | 0 | 0 | 0 | 0 | 0 | 0 | 0 | 0 | 0 | 0 | 0 | 0 | 0 | 0 | 0 | 0 | 0 | 0 | 0
F9_Commercial_OR - Miscellaneous_Existing_Space Heating_Natural Gas_Gas Furnace - Maintenance_A_Achievable Economic TRC Potential | F9 | Commercial | OR - Miscellaneous | Existing | Space Heating | Natural Gas | Gas Furnace - Maintenance | A | Cumulative Winter Peak Savings (MW) | Achievable Economic TRC Potential | 0 | 0 | 0 | 0 | 0 | 0 | 0 | 0 | 0 | 0 | 0 | 0 | 0 | 0 | 0 | 0 | 0 | 0 | 0 | 0 | 0 | 0 | 0 | 0 | 0 | 0 | 0
F10_Commercial_OR - Miscellaneous_Existing_Space Heating_Natural Gas_Gas Furnace - Maintenance_A_Achievable Economic TRC Potential | F10 | Commercial | OR - Miscellaneous | Existing | Space Heating | Natural Gas | Gas Furnace - Maintenance | A | Purchases (Incremental) | Achievable Economic TRC Potential | 0 | 0 | 0 | 0 | 0 | 0 | 0 | 0 | 0 | 0 | 0 | 0 | 0 | 0 | 0 | 0 | 0 | 0 | 0 | 0 | 0 | 0 | 0 | 0 | 0 | 0 | 0
F11_Commercial_OR - Miscellaneous_Existing_Space Heating_Natural Gas_Gas Furnace - Maintenance_A_Achievable Economic TRC Potential | F11 | Commercial | OR - Miscellaneous | Existing | Space Heating | Natural Gas | Gas Furnace - Maintenance | A | Purchases (Cumulative) | Achievable Economic TRC Potential | 0 | 0 | 0 | 0 | 0 | 0 | 0 | 0 | 0 | 0 | 0 | 0 | 0 | 0 | 0 | 0 | 0 | 0 | 0 | 0 | 0 | 0 | 0 | 0 | 0 | 0 | 0
F1_Commercial_OR - Miscellaneous_Existing_Space Heating_Natural Gas_Gas Boiler - Hot Water Reset_A_Achievable Economic TRC Potential | F1 | Commercial | OR - Miscellaneous | Existing | Space Heating | Natural Gas | Gas Boiler - Hot Water Reset | A | Integrated Unit Energy Savings (kWh or therms) | Achievable Economic TRC Potential | 0 | 0 | 496.5549 | 494.7255 | 492.8262 | 490.8799 | 488.8951 | 486.8782 | 484.8334 | 482.7621 | 480.6644 | 478.5391 | 476.3848 | 474.202 | 471.993 | 469.7621 | 467.5164 | 465.2662 | 463.0218 | 460.8364 | 458.7187 | 456.6681 | 454.6984 | 452.8004 | 450.9653 | 449.1861 | 447.4553
F2_Commercial_OR - Miscellaneous_Existing_Space Heating_Natural Gas_Gas Boiler - Hot Water Reset_A_Achievable Economic TRC Potential | F2 | Commercial | OR - Miscellaneous | Existing | Space Heating | Natural Gas | Gas Boiler - Hot Water Reset | A | Integrated Unit Summer Peak Savings (kW) | Achievable Economic TRC Potential | 0 | 0 | 0 | 0 | 0 | 0 | 0 | 0 | 0 | 0 | 0 | 0 | 0 | 0 | 0 | 0 | 0 | 0 | 0 | 0 | 0 | 0 | 0 | 0 | 0 | 0 | 0
F3_Commercial_OR - Miscellaneous_Existing_Space Heating_Natural Gas_Gas Boiler - Hot Water Reset_A_Achievable Economic TRC Potential | F3 | Commercial | OR - Miscellaneous | Existing | Space Heating | Natural Gas | Gas Boiler - Hot Water Reset | A | Integrated Unit Winter Peak Savings (kW) | Achievable Economic TRC Potential | 0 | 0 | 0 | 0 | 0 | 0 | 0 | 0 | 0 | 0 | 0 | 0 | 0 | 0 | 0 | 0 | 0 | 0 | 0 | 0 | 0 | 0 | 0 | 0 | 0 | 0 | 0
F4_Commercial_OR - Miscellaneous_Existing_Space Heating_Natural Gas_Gas Boiler - Hot Water Reset_A_Achievable Economic TRC Potential | F4 | Commercial | OR - Miscellaneous | Existing | Space Heating | Natural Gas | Gas Boiler - Hot Water Reset | A | Incremental Energy Savings (MWh or mTherms) | Achievable Economic TRC Potential | 0 | 0 | 0.020885 | 0.042711 | 0.042548 | 0.042379 | 0.042208 | 0.042034 | 0.041857 | 0.041679 | 0.041498 | 0.041314 | 0.041128 | 0.04094 | 0.040749 | 0.040556 | 0.040362 | 0.040168 | 0.039974 | 0.039786 | 0.039603 | 0.039426 | 0 | 0 | 0 | 0 | 0
F5_Commercial_OR - Miscellaneous_Existing_Space Heating_Natural Gas_Gas Boiler - Hot Water Reset_A_Achievable Economic TRC Potential | F5 | Commercial | OR - Miscellaneous | Existing | Space Heating | Natural Gas | Gas Boiler - Hot Water Reset | A | Incremental Summer Peak Savings (MW) | Achievable Economic TRC Potential | 0 | 0 | 0 | 0 | 0 | 0 | 0 | 0 | 0 | 0 | 0 | 0 | 0 | 0 | 0 | 0 | 0 | 0 | 0 | 0 | 0 | 0 | 0 | 0 | 0 | 0 | 0
F6_Commercial_OR - Miscellaneous_Existing_Space Heating_Natural Gas_Gas Boiler - Hot Water Reset_A_Achievable Economic TRC Potential | F6 | Commercial | OR - Miscellaneous | Existing | Space Heating | Natural Gas | Gas Boiler - Hot Water Reset | A | Incremental Winter Peak Savings (MW) | Achievable Economic TRC Potential | 0 | 0 | 0 | 0 | 0 | 0 | 0 | 0 | 0 | 0 | 0 | 0 | 0 | 0 | 0 | 0 | 0 | 0 | 0 | 0 | 0 | 0 | 0 | 0 | 0 | 0 | 0
F7_Commercial_OR - Miscellaneous_Existing_Space Heating_Natural Gas_Gas Boiler - Hot Water Reset_A_Achievable Economic TRC Potential | F7 | Commercial | OR - Miscellaneous | Existing | Space Heating | Natural Gas | Gas Boiler - Hot Water Reset | A | Cumulative Energy Savings (MWh or mTherms) | Achievable Economic TRC Potential | 0 | 0 | 0.020885 | 0.06352 | 0.10582 | 0.14778 | 0.1894 | 0.23065 | 0.27154 | 0.31206 | 0.3522 | 0.39195 | 0.43132 | 0.47028 | 0.50884 | 0.54699 | 0.58474 | 0.62209 | 0.65907 | 0.69574 | 0.73215 | 0.7683 | 0.76499 | 0.76179 | 0.7587 | 0.75571 | 0.7528
F8_Commercial_OR - Miscellaneous_Existing_Space Heating_Natural Gas_Gas Boiler - Hot Water Reset_A_Achievable Economic TRC Potential | F8 | Commercial | OR - Miscellaneous | Existing | Space Heating | Natural Gas | Gas Boiler - Hot Water Reset | A | Cumulative Summer Peak Savings (MW) | Achievable Economic TRC Potential | 0 | 0 | 0 | 0 | 0 | 0 | 0 | 0 | 0 | 0 | 0 | 0 | 0 | 0 | 0 | 0 | 0 | 0 | 0 | 0 | 0 | 0 | 0 | 0 | 0 | 0 | 0
F9_Commercial_OR - Miscellaneous_Existing_Space Heating_Natural Gas_Gas Boiler - Hot Water Reset_A_Achievable Economic TRC Potential | F9 | Commercial | OR - Miscellaneous | Existing | Space Heating | Natural Gas | Gas Boiler - Hot Water Reset | A | Cumulative Winter Peak Savings (MW) | Achievable Economic TRC Potential | 0 | 0 | 0 | 0 | 0 | 0 | 0 | 0 | 0 | 0 | 0 | 0 | 0 | 0 | 0 | 0 | 0 | 0 | 0 | 0 | 0 | 0 | 0 | 0 | 0 | 0 | 0
F10_Commercial_OR - Miscellaneous_Existing_Space Heating_Natural Gas_Gas Boiler - Hot Water Reset_A_Achievable Economic TRC Potential | F10 | Commercial | OR - Miscellaneous | Existing | Space Heating | Natural Gas | Gas Boiler - Hot Water Reset | A | Purchases (Incremental) | Achievable Economic TRC Potential | 0 | 0 | 0.04206 | 0.086334 | 0.086334 | 0.086334 | 0.086334 | 0.086334 | 0.086334 | 0.086334 | 0.086334 | 0.086334 | 0.086334 | 0.086334 | 0.086334 | 0.086334 | 0.086334 | 0.086334 | 0.086334 | 0.086334 | 0.086334 | 0.086334 | 0 | 0 | 0 | 0 | 0
F11_Commercial_OR - Miscellaneous_Existing_Space Heating_Natural Gas_Gas Boiler - Hot Water Reset_A_Achievable Economic TRC Potential | F11 | Commercial | OR - Miscellaneous | Existing | Space Heating | Natural Gas | Gas Boiler - Hot Water Reset | A | Purchases (Cumulative) | Achievable Economic TRC Potential | 0 | 0 | 0.04206 | 0.12839 | 0.21473 | 0.30106 | 0.38739 | 0.47373 | 0.56006 | 0.6464 | 0.73273 | 0.81906 | 0.9054 | 0.99173 | 1.0781 | 1.1644 | 1.2507 | 1.3371 | 1.4234 | 1.5097 | 1.5961 | 1.6824 | 1.6824 | 1.6824 | 1.6824 | 1.6824 | 1.6824
F1_Commercial_OR - Miscellaneous_Existing_Space Heating_Natural Gas_Gas Boiler - Steam Trap Replacement_A_Achievable Economic TRC Potential | F1 | Commercial | OR - Miscellaneous | Existing | Space Heating | Natural Gas | Gas Boiler - Steam Trap Replacement | A | Integrated Unit Energy Savings (kWh or therms) | Achievable Economic TRC Potential | 0 | 0 | 79.5682 | 79.2361 | 78.8569 | 78.4386 | 77.972 | 77.4473 | 76.8555 | 76.19 | 75.4493 | 74.6391 | 73.7736 | 72.8766 | 71.9787 | 71.1136 | 70.3118 | 69.5952 | 68.9728 | 68.4325 | 67.9916 | 67.5827 | 67.2905 | 67.0089 | 66.7367 | 66.4728 | 66.2161
F2_Commercial_OR - Miscellaneous_Existing_Space Heating_Natural Gas_Gas Boiler - Steam Trap Replacement_A_Achievable Economic TRC Potential | F2 | Commercial | OR - Miscellaneous | Existing | Space Heating | Natural Gas | Gas Boiler - Steam Trap Replacement | A | Integrated Unit Summer Peak Savings (kW) | Achievable Economic TRC Potential | 0 | 0 | 0 | 0 | 0 | 0 | 0 | 0 | 0 | 0 | 0 | 0 | 0 | 0 | 0 | 0 | 0 | 0 | 0 | 0 | 0 | 0 | 0 | 0 | 0 | 0 | 0
F3_Commercial_OR - Miscellaneous_Existing_Space Heating_Natural Gas_Gas Boiler - Steam Trap Replacement_A_Achievable Economic TRC Potential | F3 | Commercial | OR - Miscellaneous | Existing | Space Heating | Natural Gas | Gas Boiler - Steam Trap Replacement | A | Integrated Unit Winter Peak Savings (kW) | Achievable Economic TRC Potential | 0 | 0 | 0 | 0 | 0 | 0 | 0 | 0 | 0 | 0 | 0 | 0 | 0 | 0 | 0 | 0 | 0 | 0 | 0 | 0 | 0 | 0 | 0 | 0 | 0 | 0 | 0
F4_Commercial_OR - Miscellaneous_Existing_Space Heating_Natural Gas_Gas Boiler - Steam Trap Replacement_A_Achievable Economic TRC Potential | F4 | Commercial | OR - Miscellaneous | Existing | Space Heating | Natural Gas | Gas Boiler - Steam Trap Replacement | A | Incremental Energy Savings (MWh or mTherms) | Achievable Economic TRC Potential | 0 | 0 | 0.0055777 | 0.011401 | 0.011347 | 0.011286 | 0.011219 | 0.011144 | 0.0056711 | 0 | 0 | 2.0716e-18 | 0 | 0 | 0 | 2.1712e-17 | 0 | 2.1248e-17 | 0 | 2.0893e-17 | 0 | 0 | 0 | 0 | 0 | 0 | 0
F5_Commercial_OR - Miscellaneous_Existing_Space Heating_Natural Gas_Gas Boiler - Steam Trap Replacement_A_Achievable Economic TRC Potential | F5 | Commercial | OR - Miscellaneous | Existing | Space Heating | Natural Gas | Gas Boiler - Steam Trap Replacement | A | Incremental Summer Peak Savings (MW) | Achievable Economic TRC Potential | 0 | 0 | 0 | 0 | 0 | 0 | 0 | 0 | 0 | 0 | 0 | 0 | 0 | 0 | 0 | 0 | 0 | 0 | 0 | 0 | 0 | 0 | 0 | 0 | 0 | 0 | 0
F6_Commercial_OR - Miscellaneous_Existing_Space Heating_Natural Gas_Gas Boiler - Steam Trap Replacement_A_Achievable Economic TRC Potential | F6 | Commercial | OR - Miscellaneous | Existing | Space Heating | Natural Gas | Gas Boiler - Steam Trap Replacement | A | Incremental Winter Peak Savings (MW) | Achievable Economic TRC Potential | 0 | 0 | 0 | 0 | 0 | 0 | 0 | 0 | 0 | 0 | 0 | 0 | 0 | 0 | 0 | 0 | 0 | 0 | 0 | 0 | 0 | 0 | 0 | 0 | 0 | 0 | 0
F7_Commercial_OR - Miscellaneous_Existing_Space Heating_Natural Gas_Gas Boiler - Steam Trap Replacement_A_Achievable Economic TRC Potential | F7 | Commercial | OR - Miscellaneous | Existing | Space Heating | Natural Gas | Gas Boiler - Steam Trap Replacement | A | Cumulative Energy Savings (MWh or mTherms) | Achievable Economic TRC Potential | 0 | 0 | 0.0055777 | 0.016956 | 0.028221 | 0.039358 | 0.050343 | 0.061148 | 0.066352 | 0.065778 | 0.065138 | 0.064439 | 0.063692 | 0.062917 | 0.062142 | 0.061395 | 0.060703 | 0.060084 | 0.059547 | 0.05908 | 0.0587 | 0.058347 | 0.058094 | 0.057851 | 0.057616 | 0.057388 | 0.057167
F8_Commercial_OR - Miscellaneous_Existing_Space Heating_Natural Gas_Gas Boiler - Steam Trap Replacement_A_Achievable Economic TRC Potential | F8 | Commercial | OR - Miscellaneous | Existing | Space Heating | Natural Gas | Gas Boiler - Steam Trap Replacement | A | Cumulative Summer Peak Savings (MW) | Achievable Economic TRC Potential | 0 | 0 | 0 | 0 | 0 | 0 | 0 | 0 | 0 | 0 | 0 | 0 | 0 | 0 | 0 | 0 | 0 | 0 | 0 | 0 | 0 | 0 | 0 | 0 | 0 | 0 | 0
F9_Commercial_OR - Miscellaneous_Existing_Space Heating_Natural Gas_Gas Boiler - Steam Trap Replacement_A_Achievable Economic TRC Potential | F9 | Commercial | OR - Miscellaneous | Existing | Space Heating | Natural Gas | Gas Boiler - Steam Trap Replacement | A | Cumulative Winter Peak Savings (MW) | Achievable Economic TRC Potential | 0 | 0 | 0 | 0 | 0 | 0 | 0 | 0 | 0 | 0 | 0 | 0 | 0 | 0 | 0 | 0 | 0 | 0 | 0 | 0 | 0 | 0 | 0 | 0 | 0 | 0 | 0
F10_Commercial_OR - Miscellaneous_Existing_Space Heating_Natural Gas_Gas Boiler - Steam Trap Replacement_A_Achievable Economic TRC Potential | F10 | Commercial | OR - Miscellaneous | Existing | Space Heating | Natural Gas | Gas Boiler - Steam Trap Replacement | A | Purchases (Incremental) | Achievable Economic TRC Potential | 0 | 0 | 0.0701 | 0.14389 | 0.14389 | 0.14389 | 0.14389 | 0.14389 | 0.07379 | 0 | 0 | 2.7756e-17 | 0 | 0 | 0 | 3.0531e-16 | 0 | 3.0531e-16 | 0 | 3.0531e-16 | 0 | 0 | 0 | 0 | 0 | 0 | 0
F11_Commercial_OR - Miscellaneous_Existing_Space Heating_Natural Gas_Gas Boiler - Steam Trap Replacement_A_Achievable Economic TRC Potential | F11 | Commercial | OR - Miscellaneous | Existing | Space Heating | Natural Gas | Gas Boiler - Steam Trap Replacement | A | Purchases (Cumulative) | Achievable Economic TRC Potential | 0 | 0 | 0.0701 | 0.21399 | 0.35788 | 0.50177 | 0.64566 | 0.78955 | 0.86334 | 0.86334 | 0.86334 | 0.86334 | 0.86334 | 0.86334 | 0.86334 | 0.86334 | 0.86334 | 0.86334 | 0.86334 | 0.86334 | 0.86334 | 0.86334 | 0.86334 | 0.86334 | 0.86334 | 0.86334 | 0.86334
F1_Commercial_OR - Miscellaneous_Existing_Space Heating_Natural Gas_Gas Boiler - High Turndown Burner_A_Achievable Economic TRC Potential | F1 | Commercial | OR - Miscellaneous | Existing | Space Heating | Natural Gas | Gas Boiler - High Turndown Burner | A | Integrated Unit Energy Savings (kWh or therms) | Achievable Economic TRC Potential | 0 | 0 | 0.46462 | 0.46146 | 0.45792 | 0.45405 | 0.44978 | 0.445 | 0.43965 | 0.43369 | 0.42709 | 0.41992 | 0.41232 | 0.4045 | 0.39675 | 0.38936 | 0.38258 | 0.37679 | 0.37206 | 0.36802 | 0.36489 | 0.36198 | 0.3604 | 0.35888 | 0.35742 | 0.35599 | 0.35461
F2_Commercial_OR - Miscellaneous_Existing_Space Heating_Natural Gas_Gas Boiler - High Turndown Burner_A_Achievable Economic TRC Potential | F2 | Commercial | OR - Miscellaneous | Existing | Space Heating | Natural Gas | Gas Boiler - High Turndown Burner | A | Integrated Unit Summer Peak Savings (kW) | Achievable Economic TRC Potential | 0 | 0 | 0 | 0 | 0 | 0 | 0 | 0 | 0 | 0 | 0 | 0 | 0 | 0 | 0 | 0 | 0 | 0 | 0 | 0 | 0 | 0 | 0 | 0 | 0 | 0 | 0
F3_Commercial_OR - Miscellaneous_Existing_Space Heating_Natural Gas_Gas Boiler - High Turndown Burner_A_Achievable Economic TRC Potential | F3 | Commercial | OR - Miscellaneous | Existing | Space Heating | Natural Gas | Gas Boiler - High Turndown Burner | A | Integrated Unit Winter Peak Savings (kW) | Achievable Economic TRC Potential | 0 | 0 | 0 | 0 | 0 | 0 | 0 | 0 | 0 | 0 | 0 | 0 | 0 | 0 | 0 | 0 | 0 | 0 | 0 | 0 | 0 | 0 | 0 | 0 | 0 | 0 | 0
F4_Commercial_OR - Miscellaneous_Existing_Space Heating_Natural Gas_Gas Boiler - High Turndown Burner_A_Achievable Economic TRC Potential | F4 | Commercial | OR - Miscellaneous | Existing | Space Heating | Natural Gas | Gas Boiler - High Turndown Burner | A | Incremental Energy Savings (MWh or mTherms) | Achievable Economic TRC Potential | 0 | 0 | 0.016806 | 0.020495 | 0.024887 | 0.028646 | 0.032367 | 0.037439 | 0.040577 | 0.040891 | 0.037948 | 0.032072 | 0.024369 | 0.016407 | 0.00963 | 0.0044141 | 0 | 0 | 0 | 0 | 0 | 0 | 0 | 0 | 0 | 0 | 0
F5_Commercial_OR - Miscellaneous_Existing_Space Heating_Natural Gas_Gas Boiler - High Turndown Burner_A_Achievable Economic TRC Potential | F5 | Commercial | OR - Miscellaneous | Existing | Space Heating | Natural Gas | Gas Boiler - High Turndown Burner | A | Incremental Summer Peak Savings (MW) | Achievable Economic TRC Potential | 0 | 0 | 0 | 0 | 0 | 0 | 0 | 0 | 0 | 0 | 0 | 0 | 0 | 0 | 0 | 0 | 0 | 0 | 0 | 0 | 0 | 0 | 0 | 0 | 0 | 0 | 0
F6_Commercial_OR - Miscellaneous_Existing_Space Heating_Natural Gas_Gas Boiler - High Turndown Burner_A_Achievable Economic TRC Potential | F6 | Commercial | OR - Miscellaneous | Existing | Space Heating | Natural Gas | Gas Boiler - High Turndown Burner | A | Incremental Winter Peak Savings (MW) | Achievable Economic TRC Potential | 0 | 0 | 0 | 0 | 0 | 0 | 0 | 0 | 0 | 0 | 0 | 0 | 0 | 0 | 0 | 0 | 0 | 0 | 0 | 0 | 0 | 0 | 0 | 0 | 0 | 0 | 0
F7_Commercial_OR - Miscellaneous_Existing_Space Heating_Natural Gas_Gas Boiler - High Turndown Burner_A_Achievable Economic TRC Potential | F7 | Commercial | OR - Miscellaneous | Existing | Space Heating | Natural Gas | Gas Boiler - High Turndown Burner | A | Cumulative Energy Savings (MWh or mTherms) | Achievable Economic TRC Potential | 0 | 0 | 0.016806 | 0.037187 | 0.061789 | 0.089913 | 0.12143 | 0.15758 | 0.19627 | 0.23449 | 0.26888 | 0.29643 | 0.31543 | 0.32586 | 0.32925 | 0.32753 | 0.32182 | 0.31696 | 0.31297 | 0.30958 | 0.30695 | 0.3045 | 0.30317 | 0.30189 | 0.30066 | 0.29946 | 0.2983
F8_Commercial_OR - Miscellaneous_Existing_Space Heating_Natural Gas_Gas Boiler - High Turndown Burner_A_Achievable Economic TRC Potential | F8 | Commercial | OR - Miscellaneous | Existing | Space Heating | Natural Gas | Gas Boiler - High Turndown Burner | A | Cumulative Summer Peak Savings (MW) | Achievable Economic TRC Potential | 0 | 0 | 0 | 0 | 0 | 0 | 0 | 0 | 0 | 0 | 0 | 0 | 0 | 0 | 0 | 0 | 0 | 0 | 0 | 0 | 0 | 0 | 0 | 0 | 0 | 0 | 0
F9_Commercial_OR - Miscellaneous_Existing_Space Heating_Natural Gas_Gas Boiler - High Turndown Burner_A_Achievable Economic TRC Potential | F9 | Commercial | OR - Miscellaneous | Existing | Space Heating | Natural Gas | Gas Boiler - High Turndown Burner | A | Cumulative Winter Peak Savings (MW) | Achievable Economic TRC Potential | 0 | 0 | 0 | 0 | 0 | 0 | 0 | 0 | 0 | 0 | 0 | 0 | 0 | 0 | 0 | 0 | 0 | 0 | 0 | 0 | 0 | 0 | 0 | 0 | 0 | 0 | 0
F10_Commercial_OR - Miscellaneous_Existing_Space Heating_Natural Gas_Gas Boiler - High Turndown Burner_A_Achievable Economic TRC Potential | F10 | Commercial | OR - Miscellaneous | Existing | Space Heating | Natural Gas | Gas Boiler - High Turndown Burner | A | Purchases (Incremental) | Achievable Economic TRC Potential | 0 | 0 | 36.1716 | 44.413 | 54.3485 | 63.09 | 71.9622 | 84.1324 | 92.2946 | 94.2854 | 88.8527 | 76.3764 | 59.1033 | 40.5613 | 24.2722 | 11.3368 | 0 | 0 | 0 | 0 | 0 | 0 | 0 | 0 | 0 | 0 | 0
F11_Commercial_OR - Miscellaneous_Existing_Space Heating_Natural Gas_Gas Boiler - High Turndown Burner_A_Achievable Economic TRC Potential | F11 | Commercial | OR - Miscellaneous | Existing | Space Heating | Natural Gas | Gas Boiler - High Turndown Burner | A | Purchases (Cumulative) | Achievable Economic TRC Potential | 0 | 0 | 36.1716 | 80.5846 | 134.9331 | 198.0231 | 269.9853 | 354.1177 | 446.4123 | 540.6978 | 629.5505 | 705.9269 | 765.0302 | 805.5915 | 829.8637 | 841.2005 | 841.2005 | 841.2005 | 841.2005 | 841.2005 | 841.2005 | 841.2005 | 841.2005 | 841.2005 | 841.2005 | 841.2005 | 841.2005
F1_Commercial_OR - Miscellaneous_Existing_Space Heating_Natural Gas_Gas Boiler - Burner Control Optimization_A_Achievable Economic TRC Potential | F1 | Commercial | OR - Miscellaneous | Existing | Space Heating | Natural Gas | Gas Boiler - Burner Control Optimization | A | Integrated Unit Energy Savings (kWh or therms) | Achievable Economic TRC Potential | 0 | 0 | 0.13465 | 0.13363 | 0.13247 | 0.1312 | 0.1298 | 0.12822 | 0.12647 | 0.12454 | 0.12245 | 0.12022 | 0.11798 | 0.11573 | 0.1135 | 0.11138 | 0.10944 | 0.10778 | 0.10643 | 0.10527 | 0.10438 | 0.10355 | 0.10309 | 0.10266 | 0.10224 | 0.10183 | 0.10144
F2_Commercial_OR - Miscellaneous_Existing_Space Heating_Natural Gas_Gas Boiler - Burner Control Optimization_A_Achievable Economic TRC Potential | F2 | Commercial | OR - Miscellaneous | Existing | Space Heating | Natural Gas | Gas Boiler - Burner Control Optimization | A | Integrated Unit Summer Peak Savings (kW) | Achievable Economic TRC Potential | 0 | 0 | 0 | 0 | 0 | 0 | 0 | 0 | 0 | 0 | 0 | 0 | 0 | 0 | 0 | 0 | 0 | 0 | 0 | 0 | 0 | 0 | 0 | 0 | 0 | 0 | 0
F3_Commercial_OR - Miscellaneous_Existing_Space Heating_Natural Gas_Gas Boiler - Burner Control Optimization_A_Achievable Economic TRC Potential | F3 | Commercial | OR - Miscellaneous | Existing | Space Heating | Natural Gas | Gas Boiler - Burner Control Optimization | A | Integrated Unit Winter Peak Savings (kW) | Achievable Economic TRC Potential | 0 | 0 | 0 | 0 | 0 | 0 | 0 | 0 | 0 | 0 | 0 | 0 | 0 | 0 | 0 | 0 | 0 | 0 | 0 | 0 | 0 | 0 | 0 | 0 | 0 | 0 | 0
F4_Commercial_OR - Miscellaneous_Existing_Space Heating_Natural Gas_Gas Boiler - Burner Control Optimization_A_Achievable Economic TRC Potential | F4 | Commercial | OR - Miscellaneous | Existing | Space Heating | Natural Gas | Gas Boiler - Burner Control Optimization | A | Incremental Energy Savings (MWh or mTherms) | Achievable Economic TRC Potential | 0 | 0 | 0.0018123 | 0.00096778 | 0.0032456 | 0.0052288 | 0.0078515 | 0.011109 | 0.014904 | 0.019026 | 0.023137 | 0.026788 | 0.029494 | 0.030777 | 0.030311 | 0.02804 | 0.024224 | 0.01942 | 0.014333 | 0.010387 | 0.0042146 | 0.0037098 | 0 | 0 | 0 | 0 | 0
F5_Commercial_OR - Miscellaneous_Existing_Space Heating_Natural Gas_Gas Boiler - Burner Control Optimization_A_Achievable Economic TRC Potential | F5 | Commercial | OR - Miscellaneous | Existing | Space Heating | Natural Gas | Gas Boiler - Burner Control Optimization | A | Incremental Summer Peak Savings (MW) | Achievable Economic TRC Potential | 0 | 0 | 0 | 0 | 0 | 0 | 0 | 0 | 0 | 0 | 0 | 0 | 0 | 0 | 0 | 0 | 0 | 0 | 0 | 0 | 0 | 0 | 0 | 0 | 0 | 0 | 0
F6_Commercial_OR - Miscellaneous_Existing_Space Heating_Natural Gas_Gas Boiler - Burner Control Optimization_A_Achievable Economic TRC Potential | F6 | Commercial | OR - Miscellaneous | Existing | Space Heating | Natural Gas | Gas Boiler - Burner Control Optimization | A | Incremental Winter Peak Savings (MW) | Achievable Economic TRC Potential | 0 | 0 | 0 | 0 | 0 | 0 | 0 | 0 | 0 | 0 | 0 | 0 | 0 | 0 | 0 | 0 | 0 | 0 | 0 | 0 | 0 | 0 | 0 | 0 | 0 | 0 | 0
F7_Commercial_OR - Miscellaneous_Existing_Space Heating_Natural Gas_Gas Boiler - Burner Control Optimization_A_Achievable Economic TRC Potential | F7 | Commercial | OR - Miscellaneous | Existing | Space Heating | Natural Gas | Gas Boiler - Burner Control Optimization | A | Cumulative Energy Savings (MWh or mTherms) | Achievable Economic TRC Potential | 0 | 0 | 0.0018123 | 0.0027663 | 0.005988 | 0.011159 | 0.018891 | 0.02977 | 0.044267 | 0.062618 | 0.084702 | 0.10995 | 0.1374 | 0.16555 | 0.19268 | 0.21712 | 0.23756 | 0.25338 | 0.26453 | 0.27205 | 0.27395 | 0.27547 | 0.27427 | 0.27311 | 0.27199 | 0.27091 | 0.26986
F8_Commercial_OR - Miscellaneous_Existing_Space Heating_Natural Gas_Gas Boiler - Burner Control Optimization_A_Achievable Economic TRC Potential | F8 | Commercial | OR - Miscellaneous | Existing | Space Heating | Natural Gas | Gas Boiler - Burner Control Optimization | A | Cumulative Summer Peak Savings (MW) | Achievable Economic TRC Potential | 0 | 0 | 0 | 0 | 0 | 0 | 0 | 0 | 0 | 0 | 0 | 0 | 0 | 0 | 0 | 0 | 0 | 0 | 0 | 0 | 0 | 0 | 0 | 0 | 0 | 0 | 0
F9_Commercial_OR - Miscellaneous_Existing_Space Heating_Natural Gas_Gas Boiler - Burner Control Optimization_A_Achievable Economic TRC Potential | F9 | Commercial | OR - Miscellaneous | Existing | Space Heating | Natural Gas | Gas Boiler - Burner Control Optimization | A | Cumulative Winter Peak Savings (MW) | Achievable Economic TRC Potential | 0 | 0 | 0 | 0 | 0 | 0 | 0 | 0 | 0 | 0 | 0 | 0 | 0 | 0 | 0 | 0 | 0 | 0 | 0 | 0 | 0 | 0 | 0 | 0 | 0 | 0 | 0
F10_Commercial_OR - Miscellaneous_Existing_Space Heating_Natural Gas_Gas Boiler - Burner Control Optimization_A_Achievable Economic TRC Potential | F10 | Commercial | OR - Miscellaneous | Existing | Space Heating | Natural Gas | Gas Boiler - Burner Control Optimization | A | Purchases (Incremental) | Achievable Economic TRC Potential | 0 | 0 | 13.4592 | 7.2423 | 24.4999 | 39.8525 | 60.4905 | 86.6354 | 117.8479 | 152.7735 | 188.9545 | 222.8222 | 249.992 | 265.9444 | 267.0547 | 251.7441 | 221.3394 | 180.1746 | 134.6717 | 98.669 | 40.3776 | 35.8272 | 0 | 0 | 0 | 0 | 0
F11_Commercial_OR - Miscellaneous_Existing_Space Heating_Natural Gas_Gas Boiler - Burner Control Optimization_A_Achievable Economic TRC Potential | F11 | Commercial | OR - Miscellaneous | Existing | Space Heating | Natural Gas | Gas Boiler - Burner Control Optimization | A | Purchases (Cumulative) | Achievable Economic TRC Potential | 0 | 0 | 13.4592 | 20.7015 | 45.2014 | 85.054 | 145.5445 | 232.1799 | 350.0278 | 502.8013 | 691.7557 | 914.5779 | 1164.57 | 1430.5144 | 1697.5691 | 1949.3132 | 2170.6526 | 2350.8272 | 2485.4988 | 2584.1678 | 2624.5455 | 2660.3726 | 2660.3726 | 2660.3726 | 2660.3726 | 2660.3726 | 2660.3726
F1_Commercial_OR - Miscellaneous_Existing_Space Heating_Natural Gas_Gas Boiler - Stack Economizer_A_Achievable Economic TRC Potential | F1 | Commercial | OR - Miscellaneous | Existing | Space Heating | Natural Gas | Gas Boiler - Stack Economizer | A | Integrated Unit Energy Savings (kWh or therms) | Achievable Economic TRC Potential | 0 | 0 | 0.4454 | 0.44167 | 0.43719 | 0.4322 | 0.42659 | 0.42044 | 0.41356 | 0.40597 | 0.39777 | 0.38914 | 0.38038 | 0.37156 | 0.36288 | 0.35478 | 0.34747 | 0.34131 | 0.33637 | 0.33225 | 0.32917 | 0.32634 | 0.32491 | 0.32354 | 0.32221 | 0.32093 | 0.31968
F2_Commercial_OR - Miscellaneous_Existing_Space Heating_Natural Gas_Gas Boiler - Stack Economizer_A_Achievable Economic TRC Potential | F2 | Commercial | OR - Miscellaneous | Existing | Space Heating | Natural Gas | Gas Boiler - Stack Economizer | A | Integrated Unit Summer Peak Savings (kW) | Achievable Economic TRC Potential | 0 | 0 | 0 | 0 | 0 | 0 | 0 | 0 | 0 | 0 | 0 | 0 | 0 | 0 | 0 | 0 | 0 | 0 | 0 | 0 | 0 | 0 | 0 | 0 | 0 | 0 | 0
F3_Commercial_OR - Miscellaneous_Existing_Space Heating_Natural Gas_Gas Boiler - Stack Economizer_A_Achievable Economic TRC Potential | F3 | Commercial | OR - Miscellaneous | Existing | Space Heating | Natural Gas | Gas Boiler - Stack Economizer | A | Integrated Unit Winter Peak Savings (kW) | Achievable Economic TRC Potential | 0 | 0 | 0 | 0 | 0 | 0 | 0 | 0 | 0 | 0 | 0 | 0 | 0 | 0 | 0 | 0 | 0 | 0 | 0 | 0 | 0 | 0 | 0 | 0 | 0 | 0 | 0
F4_Commercial_OR - Miscellaneous_Existing_Space Heating_Natural Gas_Gas Boiler - Stack Economizer_A_Achievable Economic TRC Potential | F4 | Commercial | OR - Miscellaneous | Existing | Space Heating | Natural Gas | Gas Boiler - Stack Economizer | A | Incremental Energy Savings (MWh or mTherms) | Achievable Economic TRC Potential | 0 | 0 | 0 | 0 | 0 | 0 | 0 | 0 | 0 | 0 | 0 | 0 | 0 | 0 | 0 | 0 | 0 | 0 | 0 | 0 | 0 | 0 | 0 | 0 | 0 | 0 | 0
F5_Commercial_OR - Miscellaneous_Existing_Space Heating_Natural Gas_Gas Boiler - Stack Economizer_A_Achievable Economic TRC Potential | F5 | Commercial | OR - Miscellaneous | Existing | Space Heating | Natural Gas | Gas Boiler - Stack Economizer | A | Incremental Summer Peak Savings (MW) | Achievable Economic TRC Potential | 0 | 0 | 0 | 0 | 0 | 0 | 0 | 0 | 0 | 0 | 0 | 0 | 0 | 0 | 0 | 0 | 0 | 0 | 0 | 0 | 0 | 0 | 0 | 0 | 0 | 0 | 0
F6_Commercial_OR - Miscellaneous_Existing_Space Heating_Natural Gas_Gas Boiler - Stack Economizer_A_Achievable Economic TRC Potential | F6 | Commercial | OR - Miscellaneous | Existing | Space Heating | Natural Gas | Gas Boiler - Stack Economizer | A | Incremental Winter Peak Savings (MW) | Achievable Economic TRC Potential | 0 | 0 | 0 | 0 | 0 | 0 | 0 | 0 | 0 | 0 | 0 | 0 | 0 | 0 | 0 | 0 | 0 | 0 | 0 | 0 | 0 | 0 | 0 | 0 | 0 | 0 | 0
F7_Commercial_OR - Miscellaneous_Existing_Space Heating_Natural Gas_Gas Boiler - Stack Economizer_A_Achievable Economic TRC Potential | F7 | Commercial | OR - Miscellaneous | Existing | Space Heating | Natural Gas | Gas Boiler - Stack Economizer | A | Cumulative Energy Savings (MWh or mTherms) | Achievable Economic TRC Potential | 0 | 0 | 0 | 0 | 0 | 0 | 0 | 0 | 0 | 0 | 0 | 0 | 0 | 0 | 0 | 0 | 0 | 0 | 0 | 0 | 0 | 0 | 0 | 0 | 0 | 0 | 0
F8_Commercial_OR - Miscellaneous_Existing_Space Heating_Natural Gas_Gas Boiler - Stack Economizer_A_Achievable Economic TRC Potential | F8 | Commercial | OR - Miscellaneous | Existing | Space Heating | Natural Gas | Gas Boiler - Stack Economizer | A | Cumulative Summer Peak Savings (MW) | Achievable Economic TRC Potential | 0 | 0 | 0 | 0 | 0 | 0 | 0 | 0 | 0 | 0 | 0 | 0 | 0 | 0 | 0 | 0 | 0 | 0 | 0 | 0 | 0 | 0 | 0 | 0 | 0 | 0 | 0
F9_Commercial_OR - Miscellaneous_Existing_Space Heating_Natural Gas_Gas Boiler - Stack Economizer_A_Achievable Economic TRC Potential | F9 | Commercial | OR - Miscellaneous | Existing | Space Heating | Natural Gas | Gas Boiler - Stack Economizer | A | Cumulative Winter Peak Savings (MW) | Achievable Economic TRC Potential | 0 | 0 | 0 | 0 | 0 | 0 | 0 | 0 | 0 | 0 | 0 | 0 | 0 | 0 | 0 | 0 | 0 | 0 | 0 | 0 | 0 | 0 | 0 | 0 | 0 | 0 | 0
F10_Commercial_OR - Miscellaneous_Existing_Space Heating_Natural Gas_Gas Boiler - Stack Economizer_A_Achievable Economic TRC Potential | F10 | Commercial | OR - Miscellaneous | Existing | Space Heating | Natural Gas | Gas Boiler - Stack Economizer | A | Purchases (Incremental) | Achievable Economic TRC Potential | 0 | 0 | 0 | 0 | 0 | 0 | 0 | 0 | 0 | 0 | 0 | 0 | 0 | 0 | 0 | 0 | 0 | 0 | 0 | 0 | 0 | 0 | 0 | 0 | 0 | 0 | 0
F11_Commercial_OR - Miscellaneous_Existing_Space Heating_Natural Gas_Gas Boiler - Stack Economizer_A_Achievable Economic TRC Potential | F11 | Commercial | OR - Miscellaneous | Existing | Space Heating | Natural Gas | Gas Boiler - Stack Economizer | A | Purchases (Cumulative) | Achievable Economic TRC Potential | 0 | 0 | 0 | 0 | 0 | 0 | 0 | 0 | 0 | 0 | 0 | 0 | 0 | 0 | 0 | 0 | 0 | 0 | 0 | 0 | 0 | 0 | 0 | 0 | 0 | 0 | 0
F1_Commercial_OR - Miscellaneous_Existing_Space Heating_Natural Gas_Gas Boiler - Thermostatic Radiator Valves_A_Achievable Economic TRC Potential | F1 | Commercial | OR - Miscellaneous | Existing | Space Heating | Natural Gas | Gas Boiler - Thermostatic Radiator Valves | A | Integrated Unit Energy Savings (kWh or therms) | Achievable Economic TRC Potential | 0 | 0 | 16.7552 | 16.677 | 16.5889 | 16.4927 | 16.3864 | 16.268 | 16.1362 | 15.9897 | 15.8275 | 15.6509 | 15.4628 | 15.2682 | 15.0735 | 14.8859 | 14.7116 | 14.5582 | 14.4278 | 14.3146 | 14.2221 | 14.1364 | 14.0751 | 14.0161 | 13.959 | 13.9036 | 13.8498
F2_Commercial_OR - Miscellaneous_Existing_Space Heating_Natural Gas_Gas Boiler - Thermostatic Radiator Valves_A_Achievable Economic TRC Potential | F2 | Commercial | OR - Miscellaneous | Existing | Space Heating | Natural Gas | Gas Boiler - Thermostatic Radiator Valves | A | Integrated Unit Summer Peak Savings (kW) | Achievable Economic TRC Potential | 0 | 0 | 0 | 0 | 0 | 0 | 0 | 0 | 0 | 0 | 0 | 0 | 0 | 0 | 0 | 0 | 0 | 0 | 0 | 0 | 0 | 0 | 0 | 0 | 0 | 0 | 0
F3_Commercial_OR - Miscellaneous_Existing_Space Heating_Natural Gas_Gas Boiler - Thermostatic Radiator Valves_A_Achievable Economic TRC Potential | F3 | Commercial | OR - Miscellaneous | Existing | Space Heating | Natural Gas | Gas Boiler - Thermostatic Radiator Valves | A | Integrated Unit Winter Peak Savings (kW) | Achievable Economic TRC Potential | 0 | 0 | 0 | 0 | 0 | 0 | 0 | 0 | 0 | 0 | 0 | 0 | 0 | 0 | 0 | 0 | 0 | 0 | 0 | 0 | 0 | 0 | 0 | 0 | 0 | 0 | 0
F4_Commercial_OR - Miscellaneous_Existing_Space Heating_Natural Gas_Gas Boiler - Thermostatic Radiator Valves_A_Achievable Economic TRC Potential | F4 | Commercial | OR - Miscellaneous | Existing | Space Heating | Natural Gas | Gas Boiler - Thermostatic Radiator Valves | A | Incremental Energy Savings (MWh or mTherms) | Achievable Economic TRC Potential | 0 | 0 | 0.048913 | 0.099931 | 0.099404 | 0.098827 | 0.09819 | 0.097481 | 0.096691 | 0.095813 | 0.094841 | 0.093783 | 0.092656 | 0.09149 | 0.090323 | 0.089199 | 0.088154 | 0.044736 | 0 | 1.6528e-16 | 0 | 0 | 0 | 0 | 0 | 0 | 0
F5_Commercial_OR - Miscellaneous_Existing_Space Heating_Natural Gas_Gas Boiler - Thermostatic Radiator Valves_A_Achievable Economic TRC Potential | F5 | Commercial | OR - Miscellaneous | Existing | Space Heating | Natural Gas | Gas Boiler - Thermostatic Radiator Valves | A | Incremental Summer Peak Savings (MW) | Achievable Economic TRC Potential | 0 | 0 | 0 | 0 | 0 | 0 | 0 | 0 | 0 | 0 | 0 | 0 | 0 | 0 | 0 | 0 | 0 | 0 | 0 | 0 | 0 | 0 | 0 | 0 | 0 | 0 | 0
F6_Commercial_OR - Miscellaneous_Existing_Space Heating_Natural Gas_Gas Boiler - Thermostatic Radiator Valves_A_Achievable Economic TRC Potential | F6 | Commercial | OR - Miscellaneous | Existing | Space Heating | Natural Gas | Gas Boiler - Thermostatic Radiator Valves | A | Incremental Winter Peak Savings (MW) | Achievable Economic TRC Potential | 0 | 0 | 0 | 0 | 0 | 0 | 0 | 0 | 0 | 0 | 0 | 0 | 0 | 0 | 0 | 0 | 0 | 0 | 0 | 0 | 0 | 0 | 0 | 0 | 0 | 0 | 0
F7_Commercial_OR - Miscellaneous_Existing_Space Heating_Natural Gas_Gas Boiler - Thermostatic Radiator Valves_A_Achievable Economic TRC Potential | F7 | Commercial | OR - Miscellaneous | Existing | Space Heating | Natural Gas | Gas Boiler - Thermostatic Radiator Valves | A | Cumulative Energy Savings (MWh or mTherms) | Achievable Economic TRC Potential | 0 | 0 | 0.048913 | 0.14862 | 0.24723 | 0.34463 | 0.4406 | 0.53489 | 0.62725 | 0.71737 | 0.80494 | 0.88974 | 0.9717 | 1.051 | 1.1279 | 1.203 | 1.2771 | 1.3085 | 1.2968 | 1.2866 | 1.2783 | 1.2706 | 1.2651 | 1.2598 | 1.2547 | 1.2497 | 1.2449
F8_Commercial_OR - Miscellaneous_Existing_Space Heating_Natural Gas_Gas Boiler - Thermostatic Radiator Valves_A_Achievable Economic TRC Potential | F8 | Commercial | OR - Miscellaneous | Existing | Space Heating | Natural Gas | Gas Boiler - Thermostatic Radiator Valves | A | Cumulative Summer Peak Savings (MW) | Achievable Economic TRC Potential | 0 | 0 | 0 | 0 | 0 | 0 | 0 | 0 | 0 | 0 | 0 | 0 | 0 | 0 | 0 | 0 | 0 | 0 | 0 | 0 | 0 | 0 | 0 | 0 | 0 | 0 | 0
F9_Commercial_OR - Miscellaneous_Existing_Space Heating_Natural Gas_Gas Boiler - Thermostatic Radiator Valves_A_Achievable Economic TRC Potential | F9 | Commercial | OR - Miscellaneous | Existing | Space Heating | Natural Gas | Gas Boiler - Thermostatic Radiator Valves | A | Cumulative Winter Peak Savings (MW) | Achievable Economic TRC Potential | 0 | 0 | 0 | 0 | 0 | 0 | 0 | 0 | 0 | 0 | 0 | 0 | 0 | 0 | 0 | 0 | 0 | 0 | 0 | 0 | 0 | 0 | 0 | 0 | 0 | 0 | 0
F10_Commercial_OR - Miscellaneous_Existing_Space Heating_Natural Gas_Gas Boiler - Thermostatic Radiator Valves_A_Achievable Economic TRC Potential | F10 | Commercial | OR - Miscellaneous | Existing | Space Heating | Natural Gas | Gas Boiler - Thermostatic Radiator Valves | A | Purchases (Incremental) | Achievable Economic TRC Potential | 0 | 0 | 2.9193 | 5.9922 | 5.9922 | 5.9922 | 5.9922 | 5.9922 | 5.9922 | 5.9922 | 5.9922 | 5.9922 | 5.9922 | 5.9922 | 5.9922 | 5.9922 | 5.9922 | 3.0729 | 0 | 1.1546e-14 | 0 | 0 | 0 | 0 | 0 | 0 | 0
F11_Commercial_OR - Miscellaneous_Existing_Space Heating_Natural Gas_Gas Boiler - Thermostatic Radiator Valves_A_Achievable Economic TRC Potential | F11 | Commercial | OR - Miscellaneous | Existing | Space Heating | Natural Gas | Gas Boiler - Thermostatic Radiator Valves | A | Purchases (Cumulative) | Achievable Economic TRC Potential | 0 | 0 | 2.9193 | 8.9114 | 14.9036 | 20.8958 | 26.888 | 32.8802 | 38.8724 | 44.8645 | 50.8567 | 56.8489 | 62.8411 | 68.8333 | 74.8254 | 80.8176 | 86.8098 | 89.8827 | 89.8827 | 89.8827 | 89.8827 | 89.8827 | 89.8827 | 89.8827 | 89.8827 | 89.8827 | 89.8827
F1_Commercial_OR - Miscellaneous_Existing_Space Heating_Natural Gas_HVAC - Shut Off Damper_A_Achievable Economic TRC Potential | F1 | Commercial | OR - Miscellaneous | Existing | Space Heating | Natural Gas | HVAC - Shut Off Damper | A | Integrated Unit Energy Savings (kWh or therms) | Achievable Economic TRC Potential | 0 | 0 | 46.3002 | 45.9303 | 45.4745 | 44.9563 | 44.3642 | 43.7076 | 42.9651 | 42.1418 | 41.2475 | 40.3022 | 39.3396 | 38.3663 | 37.4046 | 36.5013 | 35.6766 | 34.9692 | 34.3849 | 33.8902 | 33.507 | 33.1546 | 32.9502 | 32.7558 | 32.5704 | 32.3932 | 32.2232
F2_Commercial_OR - Miscellaneous_Existing_Space Heating_Natural Gas_HVAC - Shut Off Damper_A_Achievable Economic TRC Potential | F2 | Commercial | OR - Miscellaneous | Existing | Space Heating | Natural Gas | HVAC - Shut Off Damper | A | Integrated Unit Summer Peak Savings (kW) | Achievable Economic TRC Potential | 0 | 0 | 0 | 0 | 0 | 0 | 0 | 0 | 0 | 0 | 0 | 0 | 0 | 0 | 0 | 0 | 0 | 0 | 0 | 0 | 0 | 0 | 0 | 0 | 0 | 0 | 0
F3_Commercial_OR - Miscellaneous_Existing_Space Heating_Natural Gas_HVAC - Shut Off Damper_A_Achievable Economic TRC Potential | F3 | Commercial | OR - Miscellaneous | Existing | Space Heating | Natural Gas | HVAC - Shut Off Damper | A | Integrated Unit Winter Peak Savings (kW) | Achievable Economic TRC Potential | 0 | 0 | 0 | 0 | 0 | 0 | 0 | 0 | 0 | 0 | 0 | 0 | 0 | 0 | 0 | 0 | 0 | 0 | 0 | 0 | 0 | 0 | 0 | 0 | 0 | 0 | 0
F4_Commercial_OR - Miscellaneous_Existing_Space Heating_Natural Gas_HVAC - Shut Off Damper_A_Achievable Economic TRC Potential | F4 | Commercial | OR - Miscellaneous | Existing | Space Heating | Natural Gas | HVAC - Shut Off Damper | A | Incremental Energy Savings (MWh or mTherms) | Achievable Economic TRC Potential | 0 | 0 | 0 | 0 | 0 | 0 | 0 | 0 | 0 | 0 | 0 | 0 | 0 | 0 | 0 | 0 | 0 | 0 | 0 | 0 | 0 | 0 | 0 | 0 | 0 | 0 | 0
F5_Commercial_OR - Miscellaneous_Existing_Space Heating_Natural Gas_HVAC - Shut Off Damper_A_Achievable Economic TRC Potential | F5 | Commercial | OR - Miscellaneous | Existing | Space Heating | Natural Gas | HVAC - Shut Off Damper | A | Incremental Summer Peak Savings (MW) | Achievable Economic TRC Potential | 0 | 0 | 0 | 0 | 0 | 0 | 0 | 0 | 0 | 0 | 0 | 0 | 0 | 0 | 0 | 0 | 0 | 0 | 0 | 0 | 0 | 0 | 0 | 0 | 0 | 0 | 0
F6_Commercial_OR - Miscellaneous_Existing_Space Heating_Natural Gas_HVAC - Shut Off Damper_A_Achievable Economic TRC Potential | F6 | Commercial | OR - Miscellaneous | Existing | Space Heating | Natural Gas | HVAC - Shut Off Damper | A | Incremental Winter Peak Savings (MW) | Achievable Economic TRC Potential | 0 | 0 | 0 | 0 | 0 | 0 | 0 | 0 | 0 | 0 | 0 | 0 | 0 | 0 | 0 | 0 | 0 | 0 | 0 | 0 | 0 | 0 | 0 | 0 | 0 | 0 | 0
F7_Commercial_OR - Miscellaneous_Existing_Space Heating_Natural Gas_HVAC - Shut Off Damper_A_Achievable Economic TRC Potential | F7 | Commercial | OR - Miscellaneous | Existing | Space Heating | Natural Gas | HVAC - Shut Off Damper | A | Cumulative Energy Savings (MWh or mTherms) | Achievable Economic TRC Potential | 0 | 0 | 0 | 0 | 0 | 0 | 0 | 0 | 0 | 0 | 0 | 0 | 0 | 0 | 0 | 0 | 0 | 0 | 0 | 0 | 0 | 0 | 0 | 0 | 0 | 0 | 0
F8_Commercial_OR - Miscellaneous_Existing_Space Heating_Natural Gas_HVAC - Shut Off Damper_A_Achievable Economic TRC Potential | F8 | Commercial | OR - Miscellaneous | Existing | Space Heating | Natural Gas | HVAC - Shut Off Damper | A | Cumulative Summer Peak Savings (MW) | Achievable Economic TRC Potential | 0 | 0 | 0 | 0 | 0 | 0 | 0 | 0 | 0 | 0 | 0 | 0 | 0 | 0 | 0 | 0 | 0 | 0 | 0 | 0 | 0 | 0 | 0 | 0 | 0 | 0 | 0
F9_Commercial_OR - Miscellaneous_Existing_Space Heating_Natural Gas_HVAC - Shut Off Damper_A_Achievable Economic TRC Potential | F9 | Commercial | OR - Miscellaneous | Existing | Space Heating | Natural Gas | HVAC - Shut Off Damper | A | Cumulative Winter Peak Savings (MW) | Achievable Economic TRC Potential | 0 | 0 | 0 | 0 | 0 | 0 | 0 | 0 | 0 | 0 | 0 | 0 | 0 | 0 | 0 | 0 | 0 | 0 | 0 | 0 | 0 | 0 | 0 | 0 | 0 | 0 | 0
F10_Commercial_OR - Miscellaneous_Existing_Space Heating_Natural Gas_HVAC - Shut Off Damper_A_Achievable Economic TRC Potential | F10 | Commercial | OR - Miscellaneous | Existing | Space Heating | Natural Gas | HVAC - Shut Off Damper | A | Purchases (Incremental) | Achievable Economic TRC Potential | 0 | 0 | 0 | 0 | 0 | 0 | 0 | 0 | 0 | 0 | 0 | 0 | 0 | 0 | 0 | 0 | 0 | 0 | 0 | 0 | 0 | 0 | 0 | 0 | 0 | 0 | 0
F11_Commercial_OR - Miscellaneous_Existing_Space Heating_Natural Gas_HVAC - Shut Off Damper_A_Achievable Economic TRC Potential | F11 | Commercial | OR - Miscellaneous | Existing | Space Heating | Natural Gas | HVAC - Shut Off Damper | A | Purchases (Cumulative) | Achievable Economic TRC Potential | 0 | 0 | 0 | 0 | 0 | 0 | 0 | 0 | 0 | 0 | 0 | 0 | 0 | 0 | 0 | 0 | 0 | 0 | 0 | 0 | 0 | 0 | 0 | 0 | 0 | 0 | 0
F1_Commercial_OR - Miscellaneous_Existing_Space Heating_Natural Gas_Gas Furnace - Tube Inserts_A_Achievable Economic TRC Potential | F1 | Commercial | OR - Miscellaneous | Existing | Space Heating | Natural Gas | Gas Furnace - Tube Inserts | A | Integrated Unit Energy Savings (kWh or therms) | Achievable Economic TRC Potential | 0 | 0 | 0 | 0 | 0 | 0 | 0 | 0 | 0 | 0 | 0 | 0 | 0 | 0 | 0 | 0 | 0 | 0 | 0 | 0 | 0 | 0 | 0 | 0 | 0 | 0 | 0
F2_Commercial_OR - Miscellaneous_Existing_Space Heating_Natural Gas_Gas Furnace - Tube Inserts_A_Achievable Economic TRC Potential | F2 | Commercial | OR - Miscellaneous | Existing | Space Heating | Natural Gas | Gas Furnace - Tube Inserts | A | Integrated Unit Summer Peak Savings (kW) | Achievable Economic TRC Potential | 0 | 0 | 0 | 0 | 0 | 0 | 0 | 0 | 0 | 0 | 0 | 0 | 0 | 0 | 0 | 0 | 0 | 0 | 0 | 0 | 0 | 0 | 0 | 0 | 0 | 0 | 0
F3_Commercial_OR - Miscellaneous_Existing_Space Heating_Natural Gas_Gas Furnace - Tube Inserts_A_Achievable Economic TRC Potential | F3 | Commercial | OR - Miscellaneous | Existing | Space Heating | Natural Gas | Gas Furnace - Tube Inserts | A | Integrated Unit Winter Peak Savings (kW) | Achievable Economic TRC Potential | 0 | 0 | 0 | 0 | 0 | 0 | 0 | 0 | 0 | 0 | 0 | 0 | 0 | 0 | 0 | 0 | 0 | 0 | 0 | 0 | 0 | 0 | 0 | 0 | 0 | 0 | 0
F4_Commercial_OR - Miscellaneous_Existing_Space Heating_Natural Gas_Gas Furnace - Tube Inserts_A_Achievable Economic TRC Potential | F4 | Commercial | OR - Miscellaneous | Existing | Space Heating | Natural Gas | Gas Furnace - Tube Inserts | A | Incremental Energy Savings (MWh or mTherms) | Achievable Economic TRC Potential | 0 | 0 | 0 | 0 | 0 | 0 | 0 | 0 | 0 | 0 | 0 | 0 | 0 | 0 | 0 | 0 | 0 | 0 | 0 | 0 | 0 | 0 | 0 | 0 | 0 | 0 | 0
F5_Commercial_OR - Miscellaneous_Existing_Space Heating_Natural Gas_Gas Furnace - Tube Inserts_A_Achievable Economic TRC Potential | F5 | Commercial | OR - Miscellaneous | Existing | Space Heating | Natural Gas | Gas Furnace - Tube Inserts | A | Incremental Summer Peak Savings (MW) | Achievable Economic TRC Potential | 0 | 0 | 0 | 0 | 0 | 0 | 0 | 0 | 0 | 0 | 0 | 0 | 0 | 0 | 0 | 0 | 0 | 0 | 0 | 0 | 0 | 0 | 0 | 0 | 0 | 0 | 0
F6_Commercial_OR - Miscellaneous_Existing_Space Heating_Natural Gas_Gas Furnace - Tube Inserts_A_Achievable Economic TRC Potential | F6 | Commercial | OR - Miscellaneous | Existing | Space Heating | Natural Gas | Gas Furnace - Tube Inserts | A | Incremental Winter Peak Savings (MW) | Achievable Economic TRC Potential | 0 | 0 | 0 | 0 | 0 | 0 | 0 | 0 | 0 | 0 | 0 | 0 | 0 | 0 | 0 | 0 | 0 | 0 | 0 | 0 | 0 | 0 | 0 | 0 | 0 | 0 | 0
F7_Commercial_OR - Miscellaneous_Existing_Space Heating_Natural Gas_Gas Furnace - Tube Inserts_A_Achievable Economic TRC Potential | F7 | Commercial | OR - Miscellaneous | Existing | Space Heating | Natural Gas | Gas Furnace - Tube Inserts | A | Cumulative Energy Savings (MWh or mTherms) | Achievable Economic TRC Potential | 0 | 0 | 0 | 0 | 0 | 0 | 0 | 0 | 0 | 0 | 0 | 0 | 0 | 0 | 0 | 0 | 0 | 0 | 0 | 0 | 0 | 0 | 0 | 0 | 0 | 0 | 0
F8_Commercial_OR - Miscellaneous_Existing_Space Heating_Natural Gas_Gas Furnace - Tube Inserts_A_Achievable Economic TRC Potential | F8 | Commercial | OR - Miscellaneous | Existing | Space Heating | Natural Gas | Gas Furnace - Tube Inserts | A | Cumulative Summer Peak Savings (MW) | Achievable Economic TRC Potential | 0 | 0 | 0 | 0 | 0 | 0 | 0 | 0 | 0 | 0 | 0 | 0 | 0 | 0 | 0 | 0 | 0 | 0 | 0 | 0 | 0 | 0 | 0 | 0 | 0 | 0 | 0
F9_Commercial_OR - Miscellaneous_Existing_Space Heating_Natural Gas_Gas Furnace - Tube Inserts_A_Achievable Economic TRC Potential | F9 | Commercial | OR - Miscellaneous | Existing | Space Heating | Natural Gas | Gas Furnace - Tube Inserts | A | Cumulative Winter Peak Savings (MW) | Achievable Economic TRC Potential | 0 | 0 | 0 | 0 | 0 | 0 | 0 | 0 | 0 | 0 | 0 | 0 | 0 | 0 | 0 | 0 | 0 | 0 | 0 | 0 | 0 | 0 | 0 | 0 | 0 | 0 | 0
F10_Commercial_OR - Miscellaneous_Existing_Space Heating_Natural Gas_Gas Furnace - Tube Inserts_A_Achievable Economic TRC Potential | F10 | Commercial | OR - Miscellaneous | Existing | Space Heating | Natural Gas | Gas Furnace - Tube Inserts | A | Purchases (Incremental) | Achievable Economic TRC Potential | 0 | 0 | 0 | 0 | 0 | 0 | 0 | 0 | 0 | 0 | 0 | 0 | 0 | 0 | 0 | 0 | 0 | 0 | 0 | 0 | 0 | 0 | 0 | 0 | 0 | 0 | 0
F11_Commercial_OR - Miscellaneous_Existing_Space Heating_Natural Gas_Gas Furnace - Tube Inserts_A_Achievable Economic TRC Potential | F11 | Commercial | OR - Miscellaneous | Existing | Space Heating | Natural Gas | Gas Furnace - Tube Inserts | A | Purchases (Cumulative) | Achievable Economic TRC Potential | 0 | 0 | 0 | 0 | 0 | 0 | 0 | 0 | 0 | 0 | 0 | 0 | 0 | 0 | 0 | 0 | 0 | 0 | 0 | 0 | 0 | 0 | 0 | 0 | 0 | 0 | 0
F1_Commercial_OR - Miscellaneous_Existing_Space Heating_Natural Gas_Gas Boiler - Insulate Steam Lines/Condensate Tank_A_Achievable Economic TRC Potential | F1 | Commercial | OR - Miscellaneous | Existing | Space Heating | Natural Gas | Gas Boiler - Insulate Steam Lines/Condensate Tank | A | Integrated Unit Energy Savings (kWh or therms) | Achievable Economic TRC Potential | 0 | 0 | 3.99 | 3.973 | 3.9537 | 3.9324 | 3.9087 | 3.8821 | 3.8523 | 3.8189 | 3.7818 | 3.7412 | 3.6978 | 3.6528 | 3.6078 | 3.5644 | 3.5243 | 3.4883 | 3.4571 | 3.43 | 3.4079 | 3.3874 | 3.3728 | 3.3587 | 3.345 | 3.3318 | 3.3189
F2_Commercial_OR - Miscellaneous_Existing_Space Heating_Natural Gas_Gas Boiler - Insulate Steam Lines/Condensate Tank_A_Achievable Economic TRC Potential | F2 | Commercial | OR - Miscellaneous | Existing | Space Heating | Natural Gas | Gas Boiler - Insulate Steam Lines/Condensate Tank | A | Integrated Unit Summer Peak Savings (kW) | Achievable Economic TRC Potential | 0 | 0 | 0 | 0 | 0 | 0 | 0 | 0 | 0 | 0 | 0 | 0 | 0 | 0 | 0 | 0 | 0 | 0 | 0 | 0 | 0 | 0 | 0 | 0 | 0 | 0 | 0
F3_Commercial_OR - Miscellaneous_Existing_Space Heating_Natural Gas_Gas Boiler - Insulate Steam Lines/Condensate Tank_A_Achievable Economic TRC Potential | F3 | Commercial | OR - Miscellaneous | Existing | Space Heating | Natural Gas | Gas Boiler - Insulate Steam Lines/Condensate Tank | A | Integrated Unit Winter Peak Savings (kW) | Achievable Economic TRC Potential | 0 | 0 | 0 | 0 | 0 | 0 | 0 | 0 | 0 | 0 | 0 | 0 | 0 | 0 | 0 | 0 | 0 | 0 | 0 | 0 | 0 | 0 | 0 | 0 | 0 | 0 | 0
F4_Commercial_OR - Miscellaneous_Existing_Space Heating_Natural Gas_Gas Boiler - Insulate Steam Lines/Condensate Tank_A_Achievable Economic TRC Potential | F4 | Commercial | OR - Miscellaneous | Existing | Space Heating | Natural Gas | Gas Boiler - Insulate Steam Lines/Condensate Tank | A | Incremental Energy Savings (MWh or mTherms) | Achievable Economic TRC Potential | 0 | 0 | 0.0293 | 0.059887 | 0.059595 | 0.059275 | 0.058917 | 0.058516 | 0.058067 | 0.057564 | 0.057004 | 0.056392 | 0.055738 | 0.05506 | 0.054382 | 0.053728 | 0.053122 | 0.026965 | 6.1411e-18 | 1.0358e-16 | 1.2107e-17 | 0 | 0 | 0 | 0 | 0 | 0
F5_Commercial_OR - Miscellaneous_Existing_Space Heating_Natural Gas_Gas Boiler - Insulate Steam Lines/Condensate Tank_A_Achievable Economic TRC Potential | F5 | Commercial | OR - Miscellaneous | Existing | Space Heating | Natural Gas | Gas Boiler - Insulate Steam Lines/Condensate Tank | A | Incremental Summer Peak Savings (MW) | Achievable Economic TRC Potential | 0 | 0 | 0 | 0 | 0 | 0 | 0 | 0 | 0 | 0 | 0 | 0 | 0 | 0 | 0 | 0 | 0 | 0 | 0 | 0 | 0 | 0 | 0 | 0 | 0 | 0 | 0
F6_Commercial_OR - Miscellaneous_Existing_Space Heating_Natural Gas_Gas Boiler - Insulate Steam Lines/Condensate Tank_A_Achievable Economic TRC Potential | F6 | Commercial | OR - Miscellaneous | Existing | Space Heating | Natural Gas | Gas Boiler - Insulate Steam Lines/Condensate Tank | A | Incremental Winter Peak Savings (MW) | Achievable Economic TRC Potential | 0 | 0 | 0 | 0 | 0 | 0 | 0 | 0 | 0 | 0 | 0 | 0 | 0 | 0 | 0 | 0 | 0 | 0 | 0 | 0 | 0 | 0 | 0 | 0 | 0 | 0 | 0
F7_Commercial_OR - Miscellaneous_Existing_Space Heating_Natural Gas_Gas Boiler - Insulate Steam Lines/Condensate Tank_A_Achievable Economic TRC Potential | F7 | Commercial | OR - Miscellaneous | Existing | Space Heating | Natural Gas | Gas Boiler - Insulate Steam Lines/Condensate Tank | A | Cumulative Energy Savings (MWh or mTherms) | Achievable Economic TRC Potential | 0 | 0 | 0.0293 | 0.089062 | 0.14822 | 0.2067 | 0.26437 | 0.32109 | 0.37669 | 0.43099 | 0.4838 | 0.535 | 0.58453 | 0.63249 | 0.67908 | 0.72464 | 0.76959 | 0.78871 | 0.78166 | 0.77554 | 0.77054 | 0.7659 | 0.76259 | 0.7594 | 0.75631 | 0.75332 | 0.75041
F8_Commercial_OR - Miscellaneous_Existing_Space Heating_Natural Gas_Gas Boiler - Insulate Steam Lines/Condensate Tank_A_Achievable Economic TRC Potential | F8 | Commercial | OR - Miscellaneous | Existing | Space Heating | Natural Gas | Gas Boiler - Insulate Steam Lines/Condensate Tank | A | Cumulative Summer Peak Savings (MW) | Achievable Economic TRC Potential | 0 | 0 | 0 | 0 | 0 | 0 | 0 | 0 | 0 | 0 | 0 | 0 | 0 | 0 | 0 | 0 | 0 | 0 | 0 | 0 | 0 | 0 | 0 | 0 | 0 | 0 | 0
F9_Commercial_OR - Miscellaneous_Existing_Space Heating_Natural Gas_Gas Boiler - Insulate Steam Lines/Condensate Tank_A_Achievable Economic TRC Potential | F9 | Commercial | OR - Miscellaneous | Existing | Space Heating | Natural Gas | Gas Boiler - Insulate Steam Lines/Condensate Tank | A | Cumulative Winter Peak Savings (MW) | Achievable Economic TRC Potential | 0 | 0 | 0 | 0 | 0 | 0 | 0 | 0 | 0 | 0 | 0 | 0 | 0 | 0 | 0 | 0 | 0 | 0 | 0 | 0 | 0 | 0 | 0 | 0 | 0 | 0 | 0
F10_Commercial_OR - Miscellaneous_Existing_Space Heating_Natural Gas_Gas Boiler - Insulate Steam Lines/Condensate Tank_A_Achievable Economic TRC Potential | F10 | Commercial | OR - Miscellaneous | Existing | Space Heating | Natural Gas | Gas Boiler - Insulate Steam Lines/Condensate Tank | A | Purchases (Incremental) | Achievable Economic TRC Potential | 0 | 0 | 7.3434 | 15.0734 | 15.0734 | 15.0734 | 15.0734 | 15.0734 | 15.0734 | 15.0734 | 15.0734 | 15.0734 | 15.0734 | 15.0734 | 15.0734 | 15.0734 | 15.0734 | 7.7299 | 1.7764e-15 | 3.0198e-14 | 3.5527e-15 | 0 | 0 | 0 | 0 | 0 | 0
F11_Commercial_OR - Miscellaneous_Existing_Space Heating_Natural Gas_Gas Boiler - Insulate Steam Lines/Condensate Tank_A_Achievable Economic TRC Potential | F11 | Commercial | OR - Miscellaneous | Existing | Space Heating | Natural Gas | Gas Boiler - Insulate Steam Lines/Condensate Tank | A | Purchases (Cumulative) | Achievable Economic TRC Potential | 0 | 0 | 7.3434 | 22.4168 | 37.4902 | 52.5636 | 67.6369 | 82.7103 | 97.7837 | 112.8571 | 127.9304 | 143.0038 | 158.0772 | 173.1506 | 188.2239 | 203.2973 | 218.3707 | 226.1006 | 226.1006 | 226.1006 | 226.1006 | 226.1006 | 226.1006 | 226.1006 | 226.1006 | 226.1006 | 226.1006
F1_Commercial_OR - Miscellaneous_Existing_Space Heating_Natural Gas_Gas Boiler - Insulate Hot Water Lines_A_Achievable Economic TRC Potential | F1 | Commercial | OR - Miscellaneous | Existing | Space Heating | Natural Gas | Gas Boiler - Insulate Hot Water Lines | A | Integrated Unit Energy Savings (kWh or therms) | Achievable Economic TRC Potential | 0 | 0 | 2.6651 | 2.6446 | 2.6208 | 2.5942 | 2.5641 | 2.5298 | 2.4909 | 2.4475 | 2.3997 | 2.3484 | 2.2963 | 2.2436 | 2.1919 | 2.143 | 2.0988 | 2.0616 | 2.0318 | 2.0069 | 1.9884 | 1.9713 | 1.9627 | 1.9544 | 1.9464 | 1.9386 | 1.9311
F2_Commercial_OR - Miscellaneous_Existing_Space Heating_Natural Gas_Gas Boiler - Insulate Hot Water Lines_A_Achievable Economic TRC Potential | F2 | Commercial | OR - Miscellaneous | Existing | Space Heating | Natural Gas | Gas Boiler - Insulate Hot Water Lines | A | Integrated Unit Summer Peak Savings (kW) | Achievable Economic TRC Potential | 0 | 0 | 0 | 0 | 0 | 0 | 0 | 0 | 0 | 0 | 0 | 0 | 0 | 0 | 0 | 0 | 0 | 0 | 0 | 0 | 0 | 0 | 0 | 0 | 0 | 0 | 0
F3_Commercial_OR - Miscellaneous_Existing_Space Heating_Natural Gas_Gas Boiler - Insulate Hot Water Lines_A_Achievable Economic TRC Potential | F3 | Commercial | OR - Miscellaneous | Existing | Space Heating | Natural Gas | Gas Boiler - Insulate Hot Water Lines | A | Integrated Unit Winter Peak Savings (kW) | Achievable Economic TRC Potential | 0 | 0 | 0 | 0 | 0 | 0 | 0 | 0 | 0 | 0 | 0 | 0 | 0 | 0 | 0 | 0 | 0 | 0 | 0 | 0 | 0 | 0 | 0 | 0 | 0 | 0 | 0
F4_Commercial_OR - Miscellaneous_Existing_Space Heating_Natural Gas_Gas Boiler - Insulate Hot Water Lines_A_Achievable Economic TRC Potential | F4 | Commercial | OR - Miscellaneous | Existing | Space Heating | Natural Gas | Gas Boiler - Insulate Hot Water Lines | A | Incremental Energy Savings (MWh or mTherms) | Achievable Economic TRC Potential | 0 | 0 | 0 | 0 | 0.039504 | 0.039103 | 0.03865 | 0.038133 | 0.037547 | 0.036892 | 0.036172 | 0.035399 | 0.034612 | 0.033819 | 0.033039 | 6.4714e-17 | 7.4565e-18 | 6.5919e-17 | 0 | 6.417e-17 | 0 | 0 | 0 | 0 | 0 | 0 | 0
F5_Commercial_OR - Miscellaneous_Existing_Space Heating_Natural Gas_Gas Boiler - Insulate Hot Water Lines_A_Achievable Economic TRC Potential | F5 | Commercial | OR - Miscellaneous | Existing | Space Heating | Natural Gas | Gas Boiler - Insulate Hot Water Lines | A | Incremental Summer Peak Savings (MW) | Achievable Economic TRC Potential | 0 | 0 | 0 | 0 | 0 | 0 | 0 | 0 | 0 | 0 | 0 | 0 | 0 | 0 | 0 | 0 | 0 | 0 | 0 | 0 | 0 | 0 | 0 | 0 | 0 | 0 | 0
F6_Commercial_OR - Miscellaneous_Existing_Space Heating_Natural Gas_Gas Boiler - Insulate Hot Water Lines_A_Achievable Economic TRC Potential | F6 | Commercial | OR - Miscellaneous | Existing | Space Heating | Natural Gas | Gas Boiler - Insulate Hot Water Lines | A | Incremental Winter Peak Savings (MW) | Achievable Economic TRC Potential | 0 | 0 | 0 | 0 | 0 | 0 | 0 | 0 | 0 | 0 | 0 | 0 | 0 | 0 | 0 | 0 | 0 | 0 | 0 | 0 | 0 | 0 | 0 | 0 | 0 | 0 | 0
F7_Commercial_OR - Miscellaneous_Existing_Space Heating_Natural Gas_Gas Boiler - Insulate Hot Water Lines_A_Achievable Economic TRC Potential | F7 | Commercial | OR - Miscellaneous | Existing | Space Heating | Natural Gas | Gas Boiler - Insulate Hot Water Lines | A | Cumulative Energy Savings (MWh or mTherms) | Achievable Economic TRC Potential | 0 | 0 | 0 | 0 | 0.039504 | 0.078206 | 0.11595 | 0.15253 | 0.18773 | 0.22135 | 0.2532 | 0.28319 | 0.31151 | 0.33819 | 0.36342 | 0.35532 | 0.348 | 0.34183 | 0.33689 | 0.33276 | 0.32968 | 0.32685 | 0.32542 | 0.32405 | 0.32272 | 0.32143 | 0.32018
F8_Commercial_OR - Miscellaneous_Existing_Space Heating_Natural Gas_Gas Boiler - Insulate Hot Water Lines_A_Achievable Economic TRC Potential | F8 | Commercial | OR - Miscellaneous | Existing | Space Heating | Natural Gas | Gas Boiler - Insulate Hot Water Lines | A | Cumulative Summer Peak Savings (MW) | Achievable Economic TRC Potential | 0 | 0 | 0 | 0 | 0 | 0 | 0 | 0 | 0 | 0 | 0 | 0 | 0 | 0 | 0 | 0 | 0 | 0 | 0 | 0 | 0 | 0 | 0 | 0 | 0 | 0 | 0
F9_Commercial_OR - Miscellaneous_Existing_Space Heating_Natural Gas_Gas Boiler - Insulate Hot Water Lines_A_Achievable Economic TRC Potential | F9 | Commercial | OR - Miscellaneous | Existing | Space Heating | Natural Gas | Gas Boiler - Insulate Hot Water Lines | A | Cumulative Winter Peak Savings (MW) | Achievable Economic TRC Potential | 0 | 0 | 0 | 0 | 0 | 0 | 0 | 0 | 0 | 0 | 0 | 0 | 0 | 0 | 0 | 0 | 0 | 0 | 0 | 0 | 0 | 0 | 0 | 0 | 0 | 0 | 0
F10_Commercial_OR - Miscellaneous_Existing_Space Heating_Natural Gas_Gas Boiler - Insulate Hot Water Lines_A_Achievable Economic TRC Potential | F10 | Commercial | OR - Miscellaneous | Existing | Space Heating | Natural Gas | Gas Boiler - Insulate Hot Water Lines | A | Purchases (Incremental) | Achievable Economic TRC Potential | 0 | 0 | 0 | 0 | 15.0734 | 15.0734 | 15.0734 | 15.0734 | 15.0734 | 15.0734 | 15.0734 | 15.0734 | 15.0734 | 15.0734 | 15.0734 | 3.0198e-14 | 3.5527e-15 | 3.1974e-14 | 0 | 3.1974e-14 | 0 | 0 | 0 | 0 | 0 | 0 | 0
F11_Commercial_OR - Miscellaneous_Existing_Space Heating_Natural Gas_Gas Boiler - Insulate Hot Water Lines_A_Achievable Economic TRC Potential | F11 | Commercial | OR - Miscellaneous | Existing | Space Heating | Natural Gas | Gas Boiler - Insulate Hot Water Lines | A | Purchases (Cumulative) | Achievable Economic TRC Potential | 0 | 0 | 0 | 0 | 15.0734 | 30.1467 | 45.2201 | 60.2935 | 75.3669 | 90.4402 | 105.5136 | 120.587 | 135.6604 | 150.7337 | 165.8071 | 165.8071 | 165.8071 | 165.8071 | 165.8071 | 165.8071 | 165.8071 | 165.8071 | 165.8071 | 165.8071 | 165.8071 | 165.8071 | 165.8071
F1_Commercial_OR - Miscellaneous_Existing_Space Heating_Natural Gas_Condensing RTU_A_Achievable Economic TRC Potential | F1 | Commercial | OR - Miscellaneous | Existing | Space Heating | Natural Gas | Condensing RTU | A | Integrated Unit Energy Savings (kWh or therms) | Achievable Economic TRC Potential | 0 | 0 | 0.066479 | 0.065967 | 0.065323 | 0.064579 | 0.06372 | 0.062758 | 0.061663 | 0.060444 | 0.059115 | 0.057706 | 0.056267 | 0.054809 | 0.053365 | 0.052001 | 0.050748 | 0.049659 | 0.048745 | 0.047963 | 0.047344 | 0.046776 | 0.046422 | 0.046087 | 0.04577 | 0.045469 | 0.045182
F2_Commercial_OR - Miscellaneous_Existing_Space Heating_Natural Gas_Condensing RTU_A_Achievable Economic TRC Potential | F2 | Commercial | OR - Miscellaneous | Existing | Space Heating | Natural Gas | Condensing RTU | A | Integrated Unit Summer Peak Savings (kW) | Achievable Economic TRC Potential | 0 | 0 | 0 | 0 | 0 | 0 | 0 | 0 | 0 | 0 | 0 | 0 | 0 | 0 | 0 | 0 | 0 | 0 | 0 | 0 | 0 | 0 | 0 | 0 | 0 | 0 | 0
F3_Commercial_OR - Miscellaneous_Existing_Space Heating_Natural Gas_Condensing RTU_A_Achievable Economic TRC Potential | F3 | Commercial | OR - Miscellaneous | Existing | Space Heating | Natural Gas | Condensing RTU | A | Integrated Unit Winter Peak Savings (kW) | Achievable Economic TRC Potential | 0 | 0 | 0 | 0 | 0 | 0 | 0 | 0 | 0 | 0 | 0 | 0 | 0 | 0 | 0 | 0 | 0 | 0 | 0 | 0 | 0 | 0 | 0 | 0 | 0 | 0 | 0
F4_Commercial_OR - Miscellaneous_Existing_Space Heating_Natural Gas_Condensing RTU_A_Achievable Economic TRC Potential | F4 | Commercial | OR - Miscellaneous | Existing | Space Heating | Natural Gas | Condensing RTU | A | Incremental Energy Savings (MWh or mTherms) | Achievable Economic TRC Potential | 0 | 0 | 0 | 0 | 0 | 0 | 0 | 0 | 0 | 0 | 0 | 0 | 0 | 0 | 0 | 0 | 0 | 0 | 0 | 0 | 0 | 0 | 0 | 0 | 0 | 0 | 0
F5_Commercial_OR - Miscellaneous_Existing_Space Heating_Natural Gas_Condensing RTU_A_Achievable Economic TRC Potential | F5 | Commercial | OR - Miscellaneous | Existing | Space Heating | Natural Gas | Condensing RTU | A | Incremental Summer Peak Savings (MW) | Achievable Economic TRC Potential | 0 | 0 | 0 | 0 | 0 | 0 | 0 | 0 | 0 | 0 | 0 | 0 | 0 | 0 | 0 | 0 | 0 | 0 | 0 | 0 | 0 | 0 | 0 | 0 | 0 | 0 | 0
F6_Commercial_OR - Miscellaneous_Existing_Space Heating_Natural Gas_Condensing RTU_A_Achievable Economic TRC Potential | F6 | Commercial | OR - Miscellaneous | Existing | Space Heating | Natural Gas | Condensing RTU | A | Incremental Winter Peak Savings (MW) | Achievable Economic TRC Potential | 0 | 0 | 0 | 0 | 0 | 0 | 0 | 0 | 0 | 0 | 0 | 0 | 0 | 0 | 0 | 0 | 0 | 0 | 0 | 0 | 0 | 0 | 0 | 0 | 0 | 0 | 0
F7_Commercial_OR - Miscellaneous_Existing_Space Heating_Natural Gas_Condensing RTU_A_Achievable Economic TRC Potential | F7 | Commercial | OR - Miscellaneous | Existing | Space Heating | Natural Gas | Condensing RTU | A | Cumulative Energy Savings (MWh or mTherms) | Achievable Economic TRC Potential | 0 | 0 | 0 | 0 | 0 | 0 | 0 | 0 | 0 | 0 | 0 | 0 | 0 | 0 | 0 | 0 | 0 | 0 | 0 | 0 | 0 | 0 | 0 | 0 | 0 | 0 | 0
F8_Commercial_OR - Miscellaneous_Existing_Space Heating_Natural Gas_Condensing RTU_A_Achievable Economic TRC Potential | F8 | Commercial | OR - Miscellaneous | Existing | Space Heating | Natural Gas | Condensing RTU | A | Cumulative Summer Peak Savings (MW) | Achievable Economic TRC Potential | 0 | 0 | 0 | 0 | 0 | 0 | 0 | 0 | 0 | 0 | 0 | 0 | 0 | 0 | 0 | 0 | 0 | 0 | 0 | 0 | 0 | 0 | 0 | 0 | 0 | 0 | 0
F9_Commercial_OR - Miscellaneous_Existing_Space Heating_Natural Gas_Condensing RTU_A_Achievable Economic TRC Potential | F9 | Commercial | OR - Miscellaneous | Existing | Space Heating | Natural Gas | Condensing RTU | A | Cumulative Winter Peak Savings (MW) | Achievable Economic TRC Potential | 0 | 0 | 0 | 0 | 0 | 0 | 0 | 0 | 0 | 0 | 0 | 0 | 0 | 0 | 0 | 0 | 0 | 0 | 0 | 0 | 0 | 0 | 0 | 0 | 0 | 0 | 0
F10_Commercial_OR - Miscellaneous_Existing_Space Heating_Natural Gas_Condensing RTU_A_Achievable Economic TRC Potential | F10 | Commercial | OR - Miscellaneous | Existing | Space Heating | Natural Gas | Condensing RTU | A | Purchases (Incremental) | Achievable Economic TRC Potential | 0 | 0 | 0 | 0 | 0 | 0 | 0 | 0 | 0 | 0 | 0 | 0 | 0 | 0 | 0 | 0 | 0 | 0 | 0 | 0 | 0 | 0 | 0 | 0 | 0 | 0 | 0
F11_Commercial_OR - Miscellaneous_Existing_Space Heating_Natural Gas_Condensing RTU_A_Achievable Economic TRC Potential | F11 | Commercial | OR - Miscellaneous | Existing | Space Heating | Natural Gas | Condensing RTU | A | Purchases (Cumulative) | Achievable Economic TRC Potential | 0 | 0 | 0 | 0 | 0 | 0 | 0 | 0 | 0 | 0 | 0 | 0 | 0 | 0 | 0 | 0 | 0 | 0 | 0 | 0 | 0 | 0 | 0 | 0 | 0 | 0 | 0
F1_Commercial_OR - Miscellaneous_Existing_Space Heating_Natural Gas_Hydronic Heating Radiator Replacement_A_Achievable Economic TRC Potential | F1 | Commercial | OR - Miscellaneous | Existing | Space Heating | Natural Gas | Hydronic Heating Radiator Replacement | A | Integrated Unit Energy Savings (kWh or therms) | Achievable Economic TRC Potential | 0 | 0 | 36.0755 | 35.7731 | 35.4106 | 35.0065 | 34.552 | 34.0542 | 33.4963 | 32.8819 | 32.2178 | 31.5183 | 30.8092 | 30.0946 | 29.3914 | 28.7358 | 28.1434 | 27.6447 | 27.2446 | 26.9106 | 26.6616 | 26.4322 | 26.3167 | 26.2055 | 26.0979 | 25.9938 | 25.8925
F2_Commercial_OR - Miscellaneous_Existing_Space Heating_Natural Gas_Hydronic Heating Radiator Replacement_A_Achievable Economic TRC Potential | F2 | Commercial | OR - Miscellaneous | Existing | Space Heating | Natural Gas | Hydronic Heating Radiator Replacement | A | Integrated Unit Summer Peak Savings (kW) | Achievable Economic TRC Potential | 0 | 0 | 0 | 0 | 0 | 0 | 0 | 0 | 0 | 0 | 0 | 0 | 0 | 0 | 0 | 0 | 0 | 0 | 0 | 0 | 0 | 0 | 0 | 0 | 0 | 0 | 0
F3_Commercial_OR - Miscellaneous_Existing_Space Heating_Natural Gas_Hydronic Heating Radiator Replacement_A_Achievable Economic TRC Potential | F3 | Commercial | OR - Miscellaneous | Existing | Space Heating | Natural Gas | Hydronic Heating Radiator Replacement | A | Integrated Unit Winter Peak Savings (kW) | Achievable Economic TRC Potential | 0 | 0 | 0 | 0 | 0 | 0 | 0 | 0 | 0 | 0 | 0 | 0 | 0 | 0 | 0 | 0 | 0 | 0 | 0 | 0 | 0 | 0 | 0 | 0 | 0 | 0 | 0
F4_Commercial_OR - Miscellaneous_Existing_Space Heating_Natural Gas_Hydronic Heating Radiator Replacement_A_Achievable Economic TRC Potential | F4 | Commercial | OR - Miscellaneous | Existing | Space Heating | Natural Gas | Hydronic Heating Radiator Replacement | A | Incremental Energy Savings (MWh or mTherms) | Achievable Economic TRC Potential | 0 | 0 | 0 | 0 | 0 | 0 | 0 | 0 | 0 | 0 | 0 | 0 | 0 | 0 | 0 | 0 | 0 | 0 | 0 | 0 | 0 | 0 | 0 | 0 | 0 | 0 | 0
F5_Commercial_OR - Miscellaneous_Existing_Space Heating_Natural Gas_Hydronic Heating Radiator Replacement_A_Achievable Economic TRC Potential | F5 | Commercial | OR - Miscellaneous | Existing | Space Heating | Natural Gas | Hydronic Heating Radiator Replacement | A | Incremental Summer Peak Savings (MW) | Achievable Economic TRC Potential | 0 | 0 | 0 | 0 | 0 | 0 | 0 | 0 | 0 | 0 | 0 | 0 | 0 | 0 | 0 | 0 | 0 | 0 | 0 | 0 | 0 | 0 | 0 | 0 | 0 | 0 | 0
F6_Commercial_OR - Miscellaneous_Existing_Space Heating_Natural Gas_Hydronic Heating Radiator Replacement_A_Achievable Economic TRC Potential | F6 | Commercial | OR - Miscellaneous | Existing | Space Heating | Natural Gas | Hydronic Heating Radiator Replacement | A | Incremental Winter Peak Savings (MW) | Achievable Economic TRC Potential | 0 | 0 | 0 | 0 | 0 | 0 | 0 | 0 | 0 | 0 | 0 | 0 | 0 | 0 | 0 | 0 | 0 | 0 | 0 | 0 | 0 | 0 | 0 | 0 | 0 | 0 | 0
F7_Commercial_OR - Miscellaneous_Existing_Space Heating_Natural Gas_Hydronic Heating Radiator Replacement_A_Achievable Economic TRC Potential | F7 | Commercial | OR - Miscellaneous | Existing | Space Heating | Natural Gas | Hydronic Heating Radiator Replacement | A | Cumulative Energy Savings (MWh or mTherms) | Achievable Economic TRC Potential | 0 | 0 | 0 | 0 | 0 | 0 | 0 | 0 | 0 | 0 | 0 | 0 | 0 | 0 | 0 | 0 | 0 | 0 | 0 | 0 | 0 | 0 | 0 | 0 | 0 | 0 | 0
F8_Commercial_OR - Miscellaneous_Existing_Space Heating_Natural Gas_Hydronic Heating Radiator Replacement_A_Achievable Economic TRC Potential | F8 | Commercial | OR - Miscellaneous | Existing | Space Heating | Natural Gas | Hydronic Heating Radiator Replacement | A | Cumulative Summer Peak Savings (MW) | Achievable Economic TRC Potential | 0 | 0 | 0 | 0 | 0 | 0 | 0 | 0 | 0 | 0 | 0 | 0 | 0 | 0 | 0 | 0 | 0 | 0 | 0 | 0 | 0 | 0 | 0 | 0 | 0 | 0 | 0
F9_Commercial_OR - Miscellaneous_Existing_Space Heating_Natural Gas_Hydronic Heating Radiator Replacement_A_Achievable Economic TRC Potential | F9 | Commercial | OR - Miscellaneous | Existing | Space Heating | Natural Gas | Hydronic Heating Radiator Replacement | A | Cumulative Winter Peak Savings (MW) | Achievable Economic TRC Potential | 0 | 0 | 0 | 0 | 0 | 0 | 0 | 0 | 0 | 0 | 0 | 0 | 0 | 0 | 0 | 0 | 0 | 0 | 0 | 0 | 0 | 0 | 0 | 0 | 0 | 0 | 0
F10_Commercial_OR - Miscellaneous_Existing_Space Heating_Natural Gas_Hydronic Heating Radiator Replacement_A_Achievable Economic TRC Potential | F10 | Commercial | OR - Miscellaneous | Existing | Space Heating | Natural Gas | Hydronic Heating Radiator Replacement | A | Purchases (Incremental) | Achievable Economic TRC Potential | 0 | 0 | 0 | 0 | 0 | 0 | 0 | 0 | 0 | 0 | 0 | 0 | 0 | 0 | 0 | 0 | 0 | 0 | 0 | 0 | 0 | 0 | 0 | 0 | 0 | 0 | 0
F11_Commercial_OR - Miscellaneous_Existing_Space Heating_Natural Gas_Hydronic Heating Radiator Replacement_A_Achievable Economic TRC Potential | F11 | Commercial | OR - Miscellaneous | Existing | Space Heating | Natural Gas | Hydronic Heating Radiator Replacement | A | Purchases (Cumulative) | Achievable Economic TRC Potential | 0 | 0 | 0 | 0 | 0 | 0 | 0 | 0 | 0 | 0 | 0 | 0 | 0 | 0 | 0 | 0 | 0 | 0 | 0 | 0 | 0 | 0 | 0 | 0 | 0 | 0 | 0
F1_Commercial_OR - Miscellaneous_Existing_Space Heating_Natural Gas_Thermostat - Connected_A_Achievable Economic TRC Potential | F1 | Commercial | OR - Miscellaneous | Existing | Space Heating | Natural Gas | Thermostat - Connected | A | Integrated Unit Energy Savings (kWh or therms) | Achievable Economic TRC Potential | 0 | 0 | 49.8619 | 49.4984 | 49.0496 | 48.5392 | 47.9547 | 47.2812 | 46.5136 | 45.6515 | 44.7014 | 43.6803 | 42.6374 | 41.583 | 40.5411 | 39.5624 | 38.669 | 37.9026 | 37.2697 | 36.7338 | 36.3189 | 35.9372 | 35.716 | 35.5055 | 35.3048 | 35.1129 | 34.9289
F2_Commercial_OR - Miscellaneous_Existing_Space Heating_Natural Gas_Thermostat - Connected_A_Achievable Economic TRC Potential | F2 | Commercial | OR - Miscellaneous | Existing | Space Heating | Natural Gas | Thermostat - Connected | A | Integrated Unit Summer Peak Savings (kW) | Achievable Economic TRC Potential | 0 | 0 | 0 | 0 | 0 | 0 | 0 | 0 | 0 | 0 | 0 | 0 | 0 | 0 | 0 | 0 | 0 | 0 | 0 | 0 | 0 | 0 | 0 | 0 | 0 | 0 | 0
F3_Commercial_OR - Miscellaneous_Existing_Space Heating_Natural Gas_Thermostat - Connected_A_Achievable Economic TRC Potential | F3 | Commercial | OR - Miscellaneous | Existing | Space Heating | Natural Gas | Thermostat - Connected | A | Integrated Unit Winter Peak Savings (kW) | Achievable Economic TRC Potential | 0 | 0 | 0 | 0 | 0 | 0 | 0 | 0 | 0 | 0 | 0 | 0 | 0 | 0 | 0 | 0 | 0 | 0 | 0 | 0 | 0 | 0 | 0 | 0 | 0 | 0 | 0
F4_Commercial_OR - Miscellaneous_Existing_Space Heating_Natural Gas_Thermostat - Connected_A_Achievable Economic TRC Potential | F4 | Commercial | OR - Miscellaneous | Existing | Space Heating | Natural Gas | Thermostat - Connected | A | Incremental Energy Savings (MWh or mTherms) | Achievable Economic TRC Potential | 0 | 0 | 0.081485 | 0.099322 | 0.12044 | 0.13836 | 0.15591 | 0.10245 | 0.10062 | 0.082371 | 0.05203 | 0.0087114 | 0 | 0 | 0 | 0 | 0 | 0 | 0 | 0 | 0 | 0 | 0 | 0 | 0 | 0 | 0
F5_Commercial_OR - Miscellaneous_Existing_Space Heating_Natural Gas_Thermostat - Connected_A_Achievable Economic TRC Potential | F5 | Commercial | OR - Miscellaneous | Existing | Space Heating | Natural Gas | Thermostat - Connected | A | Incremental Summer Peak Savings (MW) | Achievable Economic TRC Potential | 0 | 0 | 0 | 0 | 0 | 0 | 0 | 0 | 0 | 0 | 0 | 0 | 0 | 0 | 0 | 0 | 0 | 0 | 0 | 0 | 0 | 0 | 0 | 0 | 0 | 0 | 0
F6_Commercial_OR - Miscellaneous_Existing_Space Heating_Natural Gas_Thermostat - Connected_A_Achievable Economic TRC Potential | F6 | Commercial | OR - Miscellaneous | Existing | Space Heating | Natural Gas | Thermostat - Connected | A | Incremental Winter Peak Savings (MW) | Achievable Economic TRC Potential | 0 | 0 | 0 | 0 | 0 | 0 | 0 | 0 | 0 | 0 | 0 | 0 | 0 | 0 | 0 | 0 | 0 | 0 | 0 | 0 | 0 | 0 | 0 | 0 | 0 | 0 | 0
F7_Commercial_OR - Miscellaneous_Existing_Space Heating_Natural Gas_Thermostat - Connected_A_Achievable Economic TRC Potential | F7 | Commercial | OR - Miscellaneous | Existing | Space Heating | Natural Gas | Thermostat - Connected | A | Cumulative Energy Savings (MWh or mTherms) | Achievable Economic TRC Potential | 0 | 0 | 0.081485 | 0.18021 | 0.29902 | 0.43426 | 0.58494 | 0.67918 | 0.76878 | 0.8369 | 0.87151 | 0.86031 | 0.83977 | 0.81901 | 0.79849 | 0.77921 | 0.76161 | 0.74652 | 0.73405 | 0.7235 | 0.71533 | 0.70781 | 0.70345 | 0.69931 | 0.69535 | 0.69157 | 0.68795
F8_Commercial_OR - Miscellaneous_Existing_Space Heating_Natural Gas_Thermostat - Connected_A_Achievable Economic TRC Potential | F8 | Commercial | OR - Miscellaneous | Existing | Space Heating | Natural Gas | Thermostat - Connected | A | Cumulative Summer Peak Savings (MW) | Achievable Economic TRC Potential | 0 | 0 | 0 | 0 | 0 | 0 | 0 | 0 | 0 | 0 | 0 | 0 | 0 | 0 | 0 | 0 | 0 | 0 | 0 | 0 | 0 | 0 | 0 | 0 | 0 | 0 | 0
F9_Commercial_OR - Miscellaneous_Existing_Space Heating_Natural Gas_Thermostat - Connected_A_Achievable Economic TRC Potential | F9 | Commercial | OR - Miscellaneous | Existing | Space Heating | Natural Gas | Thermostat - Connected | A | Cumulative Winter Peak Savings (MW) | Achievable Economic TRC Potential | 0 | 0 | 0 | 0 | 0 | 0 | 0 | 0 | 0 | 0 | 0 | 0 | 0 | 0 | 0 | 0 | 0 | 0 | 0 | 0 | 0 | 0 | 0 | 0 | 0 | 0 | 0
F10_Commercial_OR - Miscellaneous_Existing_Space Heating_Natural Gas_Thermostat - Connected_A_Achievable Economic TRC Potential | F10 | Commercial | OR - Miscellaneous | Existing | Space Heating | Natural Gas | Thermostat - Connected | A | Purchases (Incremental) | Achievable Economic TRC Potential | 0 | 0 | 1.6342 | 2.0066 | 2.4554 | 2.8504 | 3.2512 | 2.1669 | 2.1633 | 1.8043 | 1.1639 | 0.19943 | 0 | 0 | 0 | 0 | 0 | 0 | 0 | 0 | 0 | 0 | 0 | 0 | 0 | 0 | 0
F11_Commercial_OR - Miscellaneous_Existing_Space Heating_Natural Gas_Thermostat - Connected_A_Achievable Economic TRC Potential | F11 | Commercial | OR - Miscellaneous | Existing | Space Heating | Natural Gas | Thermostat - Connected | A | Purchases (Cumulative) | Achievable Economic TRC Potential | 0 | 0 | 1.6342 | 3.6408 | 6.0962 | 8.9466 | 12.1979 | 14.3647 | 16.528 | 18.3323 | 19.4963 | 19.6957 | 19.6957 | 19.6957 | 19.6957 | 19.6957 | 19.6957 | 19.6957 | 19.6957 | 19.6957 | 19.6957 | 19.6957 | 19.6957 | 19.6957 | 19.6957 | 19.6957 | 19.6957
F1_Commercial_OR - Miscellaneous_Existing_Water Heating_Natural Gas_Water Heater - Thermostatic Shower Restriction Valve_A_Achievable Economic TRC Potential | F1 | Commercial | OR - Miscellaneous | Existing | Water Heating | Natural Gas | Water Heater - Thermostatic Shower Restriction Valve | A | Integrated Unit Energy Savings (kWh or therms) | Achievable Economic TRC Potential | 0 | 0 | 1.7219 | 1.685 | 1.6509 | 1.6183 | 1.5871 | 1.5567 | 1.5286 | 1.5027 | 1.479 | 1.458 | 1.441 | 1.4279 | 1.4195 | 1.4111 | 1.4051 | 1.4003 | 1.3966 | 1.3936 | 1.3914 | 1.3899 | 1.3888 | 1.3881 | 1.387 | 1.3868 | 1.3865
F2_Commercial_OR - Miscellaneous_Existing_Water Heating_Natural Gas_Water Heater - Thermostatic Shower Restriction Valve_A_Achievable Economic TRC Potential | F2 | Commercial | OR - Miscellaneous | Existing | Water Heating | Natural Gas | Water Heater - Thermostatic Shower Restriction Valve | A | Integrated Unit Summer Peak Savings (kW) | Achievable Economic TRC Potential | 0 | 0 | 0 | 0 | 0 | 0 | 0 | 0 | 0 | 0 | 0 | 0 | 0 | 0 | 0 | 0 | 0 | 0 | 0 | 0 | 0 | 0 | 0 | 0 | 0 | 0 | 0
F3_Commercial_OR - Miscellaneous_Existing_Water Heating_Natural Gas_Water Heater - Thermostatic Shower Restriction Valve_A_Achievable Economic TRC Potential | F3 | Commercial | OR - Miscellaneous | Existing | Water Heating | Natural Gas | Water Heater - Thermostatic Shower Restriction Valve | A | Integrated Unit Winter Peak Savings (kW) | Achievable Economic TRC Potential | 0 | 0 | 0 | 0 | 0 | 0 | 0 | 0 | 0 | 0 | 0 | 0 | 0 | 0 | 0 | 0 | 0 | 0 | 0 | 0 | 0 | 0 | 0 | 0 | 0 | 0 | 0
F4_Commercial_OR - Miscellaneous_Existing_Water Heating_Natural Gas_Water Heater - Thermostatic Shower Restriction Valve_A_Achievable Economic TRC Potential | F4 | Commercial | OR - Miscellaneous | Existing | Water Heating | Natural Gas | Water Heater - Thermostatic Shower Restriction Valve | A | Incremental Energy Savings (MWh or mTherms) | Achievable Economic TRC Potential | 0 | 0 | 0 | 0 | 0 | 0 | 0 | 0 | 0 | 0 | 0 | 0 | 0 | 0 | 0 | 0 | 0 | 0 | 0 | 0 | 0 | 0 | 0 | 0 | 0 | 0 | 0
F5_Commercial_OR - Miscellaneous_Existing_Water Heating_Natural Gas_Water Heater - Thermostatic Shower Restriction Valve_A_Achievable Economic TRC Potential | F5 | Commercial | OR - Miscellaneous | Existing | Water Heating | Natural Gas | Water Heater - Thermostatic Shower Restriction Valve | A | Incremental Summer Peak Savings (MW) | Achievable Economic TRC Potential | 0 | 0 | 0 | 0 | 0 | 0 | 0 | 0 | 0 | 0 | 0 | 0 | 0 | 0 | 0 | 0 | 0 | 0 | 0 | 0 | 0 | 0 | 0 | 0 | 0 | 0 | 0
F6_Commercial_OR - Miscellaneous_Existing_Water Heating_Natural Gas_Water Heater - Thermostatic Shower Restriction Valve_A_Achievable Economic TRC Potential | F6 | Commercial | OR - Miscellaneous | Existing | Water Heating | Natural Gas | Water Heater - Thermostatic Shower Restriction Valve | A | Incremental Winter Peak Savings (MW) | Achievable Economic TRC Potential | 0 | 0 | 0 | 0 | 0 | 0 | 0 | 0 | 0 | 0 | 0 | 0 | 0 | 0 | 0 | 0 | 0 | 0 | 0 | 0 | 0 | 0 | 0 | 0 | 0 | 0 | 0
F7_Commercial_OR - Miscellaneous_Existing_Water Heating_Natural Gas_Water Heater - Thermostatic Shower Restriction Valve_A_Achievable Economic TRC Potential | F7 | Commercial | OR - Miscellaneous | Existing | Water Heating | Natural Gas | Water Heater - Thermostatic Shower Restriction Valve | A | Cumulative Energy Savings (MWh or mTherms) | Achievable Economic TRC Potential | 0 | 0 | 0 | 0 | 0 | 0 | 0 | 0 | 0 | 0 | 0 | 0 | 0 | 0 | 0 | 0 | 0 | 0 | 0 | 0 | 0 | 0 | 0 | 0 | 0 | 0 | 0
F8_Commercial_OR - Miscellaneous_Existing_Water Heating_Natural Gas_Water Heater - Thermostatic Shower Restriction Valve_A_Achievable Economic TRC Potential | F8 | Commercial | OR - Miscellaneous | Existing | Water Heating | Natural Gas | Water Heater - Thermostatic Shower Restriction Valve | A | Cumulative Summer Peak Savings (MW) | Achievable Economic TRC Potential | 0 | 0 | 0 | 0 | 0 | 0 | 0 | 0 | 0 | 0 | 0 | 0 | 0 | 0 | 0 | 0 | 0 | 0 | 0 | 0 | 0 | 0 | 0 | 0 | 0 | 0 | 0
F9_Commercial_OR - Miscellaneous_Existing_Water Heating_Natural Gas_Water Heater - Thermostatic Shower Restriction Valve_A_Achievable Economic TRC Potential | F9 | Commercial | OR - Miscellaneous | Existing | Water Heating | Natural Gas | Water Heater - Thermostatic Shower Restriction Valve | A | Cumulative Winter Peak Savings (MW) | Achievable Economic TRC Potential | 0 | 0 | 0 | 0 | 0 | 0 | 0 | 0 | 0 | 0 | 0 | 0 | 0 | 0 | 0 | 0 | 0 | 0 | 0 | 0 | 0 | 0 | 0 | 0 | 0 | 0 | 0
F10_Commercial_OR - Miscellaneous_Existing_Water Heating_Natural Gas_Water Heater - Thermostatic Shower Restriction Valve_A_Achievable Economic TRC Potential | F10 | Commercial | OR - Miscellaneous | Existing | Water Heating | Natural Gas | Water Heater - Thermostatic Shower Restriction Valve | A | Purchases (Incremental) | Achievable Economic TRC Potential | 0 | 0 | 0 | 0 | 0 | 0 | 0 | 0 | 0 | 0 | 0 | 0 | 0 | 0 | 0 | 0 | 0 | 0 | 0 | 0 | 0 | 0 | 0 | 0 | 0 | 0 | 0
F11_Commercial_OR - Miscellaneous_Existing_Water Heating_Natural Gas_Water Heater - Thermostatic Shower Restriction Valve_A_Achievable Economic TRC Potential | F11 | Commercial | OR - Miscellaneous | Existing | Water Heating | Natural Gas | Water Heater - Thermostatic Shower Restriction Valve | A | Purchases (Cumulative) | Achievable Economic TRC Potential | 0 | 0 | 0 | 0 | 0 | 0 | 0 | 0 | 0 | 0 | 0 | 0 | 0 | 0 | 0 | 0 | 0 | 0 | 0 | 0 | 0 | 0 | 0 | 0 | 0 | 0 | 0
F1_Commercial_OR - Miscellaneous_Existing_Water Heating_Natural Gas_Water Heater - Pre-Rinse Spray Valve_A_Achievable Economic TRC Potential | F1 | Commercial | OR - Miscellaneous | Existing | Water Heating | Natural Gas | Water Heater - Pre-Rinse Spray Valve | A | Integrated Unit Energy Savings (kWh or therms) | Achievable Economic TRC Potential | 0 | 0 | 16.1247 | 15.7795 | 15.4598 | 15.1545 | 14.8626 | 14.5779 | 14.3148 | 14.0723 | 13.8497 | 13.6536 | 13.4945 | 13.3714 | 13.2925 | 13.2144 | 13.1581 | 13.1133 | 13.0782 | 13.05 | 13.0299 | 13.0157 | 13.0056 | 12.9984 | 12.9887 | 12.9862 | 12.9842
F2_Commercial_OR - Miscellaneous_Existing_Water Heating_Natural Gas_Water Heater - Pre-Rinse Spray Valve_A_Achievable Economic TRC Potential | F2 | Commercial | OR - Miscellaneous | Existing | Water Heating | Natural Gas | Water Heater - Pre-Rinse Spray Valve | A | Integrated Unit Summer Peak Savings (kW) | Achievable Economic TRC Potential | 0 | 0 | 0 | 0 | 0 | 0 | 0 | 0 | 0 | 0 | 0 | 0 | 0 | 0 | 0 | 0 | 0 | 0 | 0 | 0 | 0 | 0 | 0 | 0 | 0 | 0 | 0
F3_Commercial_OR - Miscellaneous_Existing_Water Heating_Natural Gas_Water Heater - Pre-Rinse Spray Valve_A_Achievable Economic TRC Potential | F3 | Commercial | OR - Miscellaneous | Existing | Water Heating | Natural Gas | Water Heater - Pre-Rinse Spray Valve | A | Integrated Unit Winter Peak Savings (kW) | Achievable Economic TRC Potential | 0 | 0 | 0 | 0 | 0 | 0 | 0 | 0 | 0 | 0 | 0 | 0 | 0 | 0 | 0 | 0 | 0 | 0 | 0 | 0 | 0 | 0 | 0 | 0 | 0 | 0 | 0
F4_Commercial_OR - Miscellaneous_Existing_Water Heating_Natural Gas_Water Heater - Pre-Rinse Spray Valve_A_Achievable Economic TRC Potential | F4 | Commercial | OR - Miscellaneous | Existing | Water Heating | Natural Gas | Water Heater - Pre-Rinse Spray Valve | A | Incremental Energy Savings (MWh or mTherms) | Achievable Economic TRC Potential | 0 | 0 | 0 | 0 | 0 | 0 | 0 | 0 | 0 | 0 | 0 | 0 | 0 | 0 | 0 | 0 | 0 | 0 | 0 | 0 | 0 | 0 | 0 | 0 | 0 | 0 | 0
F5_Commercial_OR - Miscellaneous_Existing_Water Heating_Natural Gas_Water Heater - Pre-Rinse Spray Valve_A_Achievable Economic TRC Potential | F5 | Commercial | OR - Miscellaneous | Existing | Water Heating | Natural Gas | Water Heater - Pre-Rinse Spray Valve | A | Incremental Summer Peak Savings (MW) | Achievable Economic TRC Potential | 0 | 0 | 0 | 0 | 0 | 0 | 0 | 0 | 0 | 0 | 0 | 0 | 0 | 0 | 0 | 0 | 0 | 0 | 0 | 0 | 0 | 0 | 0 | 0 | 0 | 0 | 0
F6_Commercial_OR - Miscellaneous_Existing_Water Heating_Natural Gas_Water Heater - Pre-Rinse Spray Valve_A_Achievable Economic TRC Potential | F6 | Commercial | OR - Miscellaneous | Existing | Water Heating | Natural Gas | Water Heater - Pre-Rinse Spray Valve | A | Incremental Winter Peak Savings (MW) | Achievable Economic TRC Potential | 0 | 0 | 0 | 0 | 0 | 0 | 0 | 0 | 0 | 0 | 0 | 0 | 0 | 0 | 0 | 0 | 0 | 0 | 0 | 0 | 0 | 0 | 0 | 0 | 0 | 0 | 0
F7_Commercial_OR - Miscellaneous_Existing_Water Heating_Natural Gas_Water Heater - Pre-Rinse Spray Valve_A_Achievable Economic TRC Potential | F7 | Commercial | OR - Miscellaneous | Existing | Water Heating | Natural Gas | Water Heater - Pre-Rinse Spray Valve | A | Cumulative Energy Savings (MWh or mTherms) | Achievable Economic TRC Potential | 0 | 0 | 0 | 0 | 0 | 0 | 0 | 0 | 0 | 0 | 0 | 0 | 0 | 0 | 0 | 0 | 0 | 0 | 0 | 0 | 0 | 0 | 0 | 0 | 0 | 0 | 0
F8_Commercial_OR - Miscellaneous_Existing_Water Heating_Natural Gas_Water Heater - Pre-Rinse Spray Valve_A_Achievable Economic TRC Potential | F8 | Commercial | OR - Miscellaneous | Existing | Water Heating | Natural Gas | Water Heater - Pre-Rinse Spray Valve | A | Cumulative Summer Peak Savings (MW) | Achievable Economic TRC Potential | 0 | 0 | 0 | 0 | 0 | 0 | 0 | 0 | 0 | 0 | 0 | 0 | 0 | 0 | 0 | 0 | 0 | 0 | 0 | 0 | 0 | 0 | 0 | 0 | 0 | 0 | 0
F9_Commercial_OR - Miscellaneous_Existing_Water Heating_Natural Gas_Water Heater - Pre-Rinse Spray Valve_A_Achievable Economic TRC Potential | F9 | Commercial | OR - Miscellaneous | Existing | Water Heating | Natural Gas | Water Heater - Pre-Rinse Spray Valve | A | Cumulative Winter Peak Savings (MW) | Achievable Economic TRC Potential | 0 | 0 | 0 | 0 | 0 | 0 | 0 | 0 | 0 | 0 | 0 | 0 | 0 | 0 | 0 | 0 | 0 | 0 | 0 | 0 | 0 | 0 | 0 | 0 | 0 | 0 | 0
F10_Commercial_OR - Miscellaneous_Existing_Water Heating_Natural Gas_Water Heater - Pre-Rinse Spray Valve_A_Achievable Economic TRC Potential | F10 | Commercial | OR - Miscellaneous | Existing | Water Heating | Natural Gas | Water Heater - Pre-Rinse Spray Valve | A | Purchases (Incremental) | Achievable Economic TRC Potential | 0 | 0 | 0 | 0 | 0 | 0 | 0 | 0 | 0 | 0 | 0 | 0 | 0 | 0 | 0 | 0 | 0 | 0 | 0 | 0 | 0 | 0 | 0 | 0 | 0 | 0 | 0
F11_Commercial_OR - Miscellaneous_Existing_Water Heating_Natural Gas_Water Heater - Pre-Rinse Spray Valve_A_Achievable Economic TRC Potential | F11 | Commercial | OR - Miscellaneous | Existing | Water Heating | Natural Gas | Water Heater - Pre-Rinse Spray Valve | A | Purchases (Cumulative) | Achievable Economic TRC Potential | 0 | 0 | 0 | 0 | 0 | 0 | 0 | 0 | 0 | 0 | 0 | 0 | 0 | 0 | 0 | 0 | 0 | 0 | 0 | 0 | 0 | 0 | 0 | 0 | 0 | 0 | 0
F1_Commercial_OR - Miscellaneous_Existing_Water Heating_Natural Gas_Water Heater - Temperature Setback_A_Achievable Economic TRC Potential | F1 | Commercial | OR - Miscellaneous | Existing | Water Heating | Natural Gas | Water Heater - Temperature Setback | A | Integrated Unit Energy Savings (kWh or therms) | Achievable Economic TRC Potential | 0 | 0 | 100.0384 | 98.3184 | 96.7389 | 95.2903 | 93.963 | 92.7484 | 91.6523 | 90.6826 | 89.8029 | 89.0088 | 88.3413 | 87.7883 | 87.3361 | 86.8591 | 86.4887 | 86.1945 | 85.9638 | 85.7782 | 85.6463 | 85.5528 | 85.4865 | 85.4391 | 85.3752 | 85.3591 | 85.3462
F2_Commercial_OR - Miscellaneous_Existing_Water Heating_Natural Gas_Water Heater - Temperature Setback_A_Achievable Economic TRC Potential | F2 | Commercial | OR - Miscellaneous | Existing | Water Heating | Natural Gas | Water Heater - Temperature Setback | A | Integrated Unit Summer Peak Savings (kW) | Achievable Economic TRC Potential | 0 | 0 | 0 | 0 | 0 | 0 | 0 | 0 | 0 | 0 | 0 | 0 | 0 | 0 | 0 | 0 | 0 | 0 | 0 | 0 | 0 | 0 | 0 | 0 | 0 | 0 | 0
F3_Commercial_OR - Miscellaneous_Existing_Water Heating_Natural Gas_Water Heater - Temperature Setback_A_Achievable Economic TRC Potential | F3 | Commercial | OR - Miscellaneous | Existing | Water Heating | Natural Gas | Water Heater - Temperature Setback | A | Integrated Unit Winter Peak Savings (kW) | Achievable Economic TRC Potential | 0 | 0 | 0 | 0 | 0 | 0 | 0 | 0 | 0 | 0 | 0 | 0 | 0 | 0 | 0 | 0 | 0 | 0 | 0 | 0 | 0 | 0 | 0 | 0 | 0 | 0 | 0
F4_Commercial_OR - Miscellaneous_Existing_Water Heating_Natural Gas_Water Heater - Temperature Setback_A_Achievable Economic TRC Potential | F4 | Commercial | OR - Miscellaneous | Existing | Water Heating | Natural Gas | Water Heater - Temperature Setback | A | Incremental Energy Savings (MWh or mTherms) | Achievable Economic TRC Potential | 0 | 0 | 0.047158 | 0.056907 | 0.022916 | 0.023194 | 0.021569 | 0.025434 | 0 | 0 | 0 | 0 | 0 | 0 | 0 | 0 | 0 | 0 | 0 | 0 | 0 | 0 | 0 | 0 | 0 | 0 | 0
F5_Commercial_OR - Miscellaneous_Existing_Water Heating_Natural Gas_Water Heater - Temperature Setback_A_Achievable Economic TRC Potential | F5 | Commercial | OR - Miscellaneous | Existing | Water Heating | Natural Gas | Water Heater - Temperature Setback | A | Incremental Summer Peak Savings (MW) | Achievable Economic TRC Potential | 0 | 0 | 0 | 0 | 0 | 0 | 0 | 0 | 0 | 0 | 0 | 0 | 0 | 0 | 0 | 0 | 0 | 0 | 0 | 0 | 0 | 0 | 0 | 0 | 0 | 0 | 0
F6_Commercial_OR - Miscellaneous_Existing_Water Heating_Natural Gas_Water Heater - Temperature Setback_A_Achievable Economic TRC Potential | F6 | Commercial | OR - Miscellaneous | Existing | Water Heating | Natural Gas | Water Heater - Temperature Setback | A | Incremental Winter Peak Savings (MW) | Achievable Economic TRC Potential | 0 | 0 | 0 | 0 | 0 | 0 | 0 | 0 | 0 | 0 | 0 | 0 | 0 | 0 | 0 | 0 | 0 | 0 | 0 | 0 | 0 | 0 | 0 | 0 | 0 | 0 | 0
F7_Commercial_OR - Miscellaneous_Existing_Water Heating_Natural Gas_Water Heater - Temperature Setback_A_Achievable Economic TRC Potential | F7 | Commercial | OR - Miscellaneous | Existing | Water Heating | Natural Gas | Water Heater - Temperature Setback | A | Cumulative Energy Savings (MWh or mTherms) | Achievable Economic TRC Potential | 0 | 0 | 0.047158 | 0.10325 | 0.12451 | 0.14584 | 0.16538 | 0.18867 | 0.18644 | 0.18447 | 0.18268 | 0.18107 | 0.17971 | 0.17858 | 0.17766 | 0.17669 | 0.17594 | 0.17534 | 0.17487 | 0.17449 | 0.17423 | 0.17404 | 0.1739 | 0.1738 | 0.17367 | 0.17364 | 0.17362
F8_Commercial_OR - Miscellaneous_Existing_Water Heating_Natural Gas_Water Heater - Temperature Setback_A_Achievable Economic TRC Potential | F8 | Commercial | OR - Miscellaneous | Existing | Water Heating | Natural Gas | Water Heater - Temperature Setback | A | Cumulative Summer Peak Savings (MW) | Achievable Economic TRC Potential | 0 | 0 | 0 | 0 | 0 | 0 | 0 | 0 | 0 | 0 | 0 | 0 | 0 | 0 | 0 | 0 | 0 | 0 | 0 | 0 | 0 | 0 | 0 | 0 | 0 | 0 | 0
F9_Commercial_OR - Miscellaneous_Existing_Water Heating_Natural Gas_Water Heater - Temperature Setback_A_Achievable Economic TRC Potential | F9 | Commercial | OR - Miscellaneous | Existing | Water Heating | Natural Gas | Water Heater - Temperature Setback | A | Cumulative Winter Peak Savings (MW) | Achievable Economic TRC Potential | 0 | 0 | 0 | 0 | 0 | 0 | 0 | 0 | 0 | 0 | 0 | 0 | 0 | 0 | 0 | 0 | 0 | 0 | 0 | 0 | 0 | 0 | 0 | 0 | 0 | 0 | 0
F10_Commercial_OR - Miscellaneous_Existing_Water Heating_Natural Gas_Water Heater - Temperature Setback_A_Achievable Economic TRC Potential | F10 | Commercial | OR - Miscellaneous | Existing | Water Heating | Natural Gas | Water Heater - Temperature Setback | A | Purchases (Incremental) | Achievable Economic TRC Potential | 0 | 0 | 0.4714 | 0.5788 | 0.23688 | 0.2434 | 0.22954 | 0.27423 | 0 | 0 | 0 | 0 | 0 | 0 | 0 | 0 | 0 | 0 | 0 | 0 | 0 | 0 | 0 | 0 | 0 | 0 | 0
F11_Commercial_OR - Miscellaneous_Existing_Water Heating_Natural Gas_Water Heater - Temperature Setback_A_Achievable Economic TRC Potential | F11 | Commercial | OR - Miscellaneous | Existing | Water Heating | Natural Gas | Water Heater - Temperature Setback | A | Purchases (Cumulative) | Achievable Economic TRC Potential | 0 | 0 | 0.4714 | 1.0502 | 1.2871 | 1.5305 | 1.76 | 2.0343 | 2.0343 | 2.0343 | 2.0343 | 2.0343 | 2.0343 | 2.0343 | 2.0343 | 2.0343 | 2.0343 | 2.0343 | 2.0343 | 2.0343 | 2.0343 | 2.0343 | 2.0343 | 2.0343 | 2.0343 | 2.0343 | 2.0343
F1_Commercial_OR - Miscellaneous_Existing_Water Heating_Natural Gas_Water Heater - Faucet Aerators_A_Achievable Economic TRC Potential | F1 | Commercial | OR - Miscellaneous | Existing | Water Heating | Natural Gas | Water Heater - Faucet Aerators | A | Integrated Unit Energy Savings (kWh or therms) | Achievable Economic TRC Potential | 0 | 0 | 7.1454 | 7.0144 | 6.8985 | 6.7919 | 6.6942 | 6.604 | 6.526 | 6.4569 | 6.3943 | 6.3377 | 6.2902 | 6.2508 | 6.2186 | 6.1847 | 6.1583 | 6.1373 | 6.1209 | 6.1077 | 6.0983 | 6.0916 | 6.0869 | 6.0835 | 6.079 | 6.0778 | 6.0769
F2_Commercial_OR - Miscellaneous_Existing_Water Heating_Natural Gas_Water Heater - Faucet Aerators_A_Achievable Economic TRC Potential | F2 | Commercial | OR - Miscellaneous | Existing | Water Heating | Natural Gas | Water Heater - Faucet Aerators | A | Integrated Unit Summer Peak Savings (kW) | Achievable Economic TRC Potential | 0 | 0 | 0 | 0 | 0 | 0 | 0 | 0 | 0 | 0 | 0 | 0 | 0 | 0 | 0 | 0 | 0 | 0 | 0 | 0 | 0 | 0 | 0 | 0 | 0 | 0 | 0
F3_Commercial_OR - Miscellaneous_Existing_Water Heating_Natural Gas_Water Heater - Faucet Aerators_A_Achievable Economic TRC Potential | F3 | Commercial | OR - Miscellaneous | Existing | Water Heating | Natural Gas | Water Heater - Faucet Aerators | A | Integrated Unit Winter Peak Savings (kW) | Achievable Economic TRC Potential | 0 | 0 | 0 | 0 | 0 | 0 | 0 | 0 | 0 | 0 | 0 | 0 | 0 | 0 | 0 | 0 | 0 | 0 | 0 | 0 | 0 | 0 | 0 | 0 | 0 | 0 | 0
F4_Commercial_OR - Miscellaneous_Existing_Water Heating_Natural Gas_Water Heater - Faucet Aerators_A_Achievable Economic TRC Potential | F4 | Commercial | OR - Miscellaneous | Existing | Water Heating | Natural Gas | Water Heater - Faucet Aerators | A | Incremental Energy Savings (MWh or mTherms) | Achievable Economic TRC Potential | 0 | 0 | 0 | 0 | 0 | 0 | 0 | 0 | 0 | 0 | 0 | 0 | 0 | 0 | 0 | 0 | 0 | 0 | 0 | 0 | 0 | 0 | 0 | 0 | 0 | 0 | 0
F5_Commercial_OR - Miscellaneous_Existing_Water Heating_Natural Gas_Water Heater - Faucet Aerators_A_Achievable Economic TRC Potential | F5 | Commercial | OR - Miscellaneous | Existing | Water Heating | Natural Gas | Water Heater - Faucet Aerators | A | Incremental Summer Peak Savings (MW) | Achievable Economic TRC Potential | 0 | 0 | 0 | 0 | 0 | 0 | 0 | 0 | 0 | 0 | 0 | 0 | 0 | 0 | 0 | 0 | 0 | 0 | 0 | 0 | 0 | 0 | 0 | 0 | 0 | 0 | 0
F6_Commercial_OR - Miscellaneous_Existing_Water Heating_Natural Gas_Water Heater - Faucet Aerators_A_Achievable Economic TRC Potential | F6 | Commercial | OR - Miscellaneous | Existing | Water Heating | Natural Gas | Water Heater - Faucet Aerators | A | Incremental Winter Peak Savings (MW) | Achievable Economic TRC Potential | 0 | 0 | 0 | 0 | 0 | 0 | 0 | 0 | 0 | 0 | 0 | 0 | 0 | 0 | 0 | 0 | 0 | 0 | 0 | 0 | 0 | 0 | 0 | 0 | 0 | 0 | 0
F7_Commercial_OR - Miscellaneous_Existing_Water Heating_Natural Gas_Water Heater - Faucet Aerators_A_Achievable Economic TRC Potential | F7 | Commercial | OR - Miscellaneous | Existing | Water Heating | Natural Gas | Water Heater - Faucet Aerators | A | Cumulative Energy Savings (MWh or mTherms) | Achievable Economic TRC Potential | 0 | 0 | 0 | 0 | 0 | 0 | 0 | 0 | 0 | 0 | 0 | 0 | 0 | 0 | 0 | 0 | 0 | 0 | 0 | 0 | 0 | 0 | 0 | 0 | 0 | 0 | 0
F8_Commercial_OR - Miscellaneous_Existing_Water Heating_Natural Gas_Water Heater - Faucet Aerators_A_Achievable Economic TRC Potential | F8 | Commercial | OR - Miscellaneous | Existing | Water Heating | Natural Gas | Water Heater - Faucet Aerators | A | Cumulative Summer Peak Savings (MW) | Achievable Economic TRC Potential | 0 | 0 | 0 | 0 | 0 | 0 | 0 | 0 | 0 | 0 | 0 | 0 | 0 | 0 | 0 | 0 | 0 | 0 | 0 | 0 | 0 | 0 | 0 | 0 | 0 | 0 | 0
F9_Commercial_OR - Miscellaneous_Existing_Water Heating_Natural Gas_Water Heater - Faucet Aerators_A_Achievable Economic TRC Potential | F9 | Commercial | OR - Miscellaneous | Existing | Water Heating | Natural Gas | Water Heater - Faucet Aerators | A | Cumulative Winter Peak Savings (MW) | Achievable Economic TRC Potential | 0 | 0 | 0 | 0 | 0 | 0 | 0 | 0 | 0 | 0 | 0 | 0 | 0 | 0 | 0 | 0 | 0 | 0 | 0 | 0 | 0 | 0 | 0 | 0 | 0 | 0 | 0
F10_Commercial_OR - Miscellaneous_Existing_Water Heating_Natural Gas_Water Heater - Faucet Aerators_A_Achievable Economic TRC Potential | F10 | Commercial | OR - Miscellaneous | Existing | Water Heating | Natural Gas | Water Heater - Faucet Aerators | A | Purchases (Incremental) | Achievable Economic TRC Potential | 0 | 0 | 0 | 0 | 0 | 0 | 0 | 0 | 0 | 0 | 0 | 0 | 0 | 0 | 0 | 0 | 0 | 0 | 0 | 0 | 0 | 0 | 0 | 0 | 0 | 0 | 0
F11_Commercial_OR - Miscellaneous_Existing_Water Heating_Natural Gas_Water Heater - Faucet Aerators_A_Achievable Economic TRC Potential | F11 | Commercial | OR - Miscellaneous | Existing | Water Heating | Natural Gas | Water Heater - Faucet Aerators | A | Purchases (Cumulative) | Achievable Economic TRC Potential | 0 | 0 | 0 | 0 | 0 | 0 | 0 | 0 | 0 | 0 | 0 | 0 | 0 | 0 | 0 | 0 | 0 | 0 | 0 | 0 | 0 | 0 | 0 | 0 | 0 | 0 | 0
F1_Commercial_OR - Miscellaneous_Existing_Water Heating_Natural Gas_Water Heater - Low-Flow Showerheads_A_Achievable Economic TRC Potential | F1 | Commercial | OR - Miscellaneous | Existing | Water Heating | Natural Gas | Water Heater - Low-Flow Showerheads | A | Integrated Unit Energy Savings (kWh or therms) | Achievable Economic TRC Potential | 0 | 0 | 4.1007 | 4.0129 | 3.9316 | 3.854 | 3.7797 | 3.7073 | 3.6404 | 3.5787 | 3.5221 | 3.4723 | 3.4318 | 3.4005 | 3.3804 | 3.3606 | 3.3462 | 3.3349 | 3.3259 | 3.3188 | 3.3136 | 3.31 | 3.3075 | 3.3056 | 3.3032 | 3.3025 | 3.302
F2_Commercial_OR - Miscellaneous_Existing_Water Heating_Natural Gas_Water Heater - Low-Flow Showerheads_A_Achievable Economic TRC Potential | F2 | Commercial | OR - Miscellaneous | Existing | Water Heating | Natural Gas | Water Heater - Low-Flow Showerheads | A | Integrated Unit Summer Peak Savings (kW) | Achievable Economic TRC Potential | 0 | 0 | 0 | 0 | 0 | 0 | 0 | 0 | 0 | 0 | 0 | 0 | 0 | 0 | 0 | 0 | 0 | 0 | 0 | 0 | 0 | 0 | 0 | 0 | 0 | 0 | 0
F3_Commercial_OR - Miscellaneous_Existing_Water Heating_Natural Gas_Water Heater - Low-Flow Showerheads_A_Achievable Economic TRC Potential | F3 | Commercial | OR - Miscellaneous | Existing | Water Heating | Natural Gas | Water Heater - Low-Flow Showerheads | A | Integrated Unit Winter Peak Savings (kW) | Achievable Economic TRC Potential | 0 | 0 | 0 | 0 | 0 | 0 | 0 | 0 | 0 | 0 | 0 | 0 | 0 | 0 | 0 | 0 | 0 | 0 | 0 | 0 | 0 | 0 | 0 | 0 | 0 | 0 | 0
F4_Commercial_OR - Miscellaneous_Existing_Water Heating_Natural Gas_Water Heater - Low-Flow Showerheads_A_Achievable Economic TRC Potential | F4 | Commercial | OR - Miscellaneous | Existing | Water Heating | Natural Gas | Water Heater - Low-Flow Showerheads | A | Incremental Energy Savings (MWh or mTherms) | Achievable Economic TRC Potential | 0 | 0 | 0 | 0 | 0 | 0 | 0 | 0 | 0 | 0 | 0 | 0 | 0 | 0 | 0 | 0 | 0 | 0 | 0 | 0 | 0 | 0 | 0 | 0 | 0 | 0 | 0
F5_Commercial_OR - Miscellaneous_Existing_Water Heating_Natural Gas_Water Heater - Low-Flow Showerheads_A_Achievable Economic TRC Potential | F5 | Commercial | OR - Miscellaneous | Existing | Water Heating | Natural Gas | Water Heater - Low-Flow Showerheads | A | Incremental Summer Peak Savings (MW) | Achievable Economic TRC Potential | 0 | 0 | 0 | 0 | 0 | 0 | 0 | 0 | 0 | 0 | 0 | 0 | 0 | 0 | 0 | 0 | 0 | 0 | 0 | 0 | 0 | 0 | 0 | 0 | 0 | 0 | 0
F6_Commercial_OR - Miscellaneous_Existing_Water Heating_Natural Gas_Water Heater - Low-Flow Showerheads_A_Achievable Economic TRC Potential | F6 | Commercial | OR - Miscellaneous | Existing | Water Heating | Natural Gas | Water Heater - Low-Flow Showerheads | A | Incremental Winter Peak Savings (MW) | Achievable Economic TRC Potential | 0 | 0 | 0 | 0 | 0 | 0 | 0 | 0 | 0 | 0 | 0 | 0 | 0 | 0 | 0 | 0 | 0 | 0 | 0 | 0 | 0 | 0 | 0 | 0 | 0 | 0 | 0
F7_Commercial_OR - Miscellaneous_Existing_Water Heating_Natural Gas_Water Heater - Low-Flow Showerheads_A_Achievable Economic TRC Potential | F7 | Commercial | OR - Miscellaneous | Existing | Water Heating | Natural Gas | Water Heater - Low-Flow Showerheads | A | Cumulative Energy Savings (MWh or mTherms) | Achievable Economic TRC Potential | 0 | 0 | 0 | 0 | 0 | 0 | 0 | 0 | 0 | 0 | 0 | 0 | 0 | 0 | 0 | 0 | 0 | 0 | 0 | 0 | 0 | 0 | 0 | 0 | 0 | 0 | 0
F8_Commercial_OR - Miscellaneous_Existing_Water Heating_Natural Gas_Water Heater - Low-Flow Showerheads_A_Achievable Economic TRC Potential | F8 | Commercial | OR - Miscellaneous | Existing | Water Heating | Natural Gas | Water Heater - Low-Flow Showerheads | A | Cumulative Summer Peak Savings (MW) | Achievable Economic TRC Potential | 0 | 0 | 0 | 0 | 0 | 0 | 0 | 0 | 0 | 0 | 0 | 0 | 0 | 0 | 0 | 0 | 0 | 0 | 0 | 0 | 0 | 0 | 0 | 0 | 0 | 0 | 0
F9_Commercial_OR - Miscellaneous_Existing_Water Heating_Natural Gas_Water Heater - Low-Flow Showerheads_A_Achievable Economic TRC Potential | F9 | Commercial | OR - Miscellaneous | Existing | Water Heating | Natural Gas | Water Heater - Low-Flow Showerheads | A | Cumulative Winter Peak Savings (MW) | Achievable Economic TRC Potential | 0 | 0 | 0 | 0 | 0 | 0 | 0 | 0 | 0 | 0 | 0 | 0 | 0 | 0 | 0 | 0 | 0 | 0 | 0 | 0 | 0 | 0 | 0 | 0 | 0 | 0 | 0
F10_Commercial_OR - Miscellaneous_Existing_Water Heating_Natural Gas_Water Heater - Low-Flow Showerheads_A_Achievable Economic TRC Potential | F10 | Commercial | OR - Miscellaneous | Existing | Water Heating | Natural Gas | Water Heater - Low-Flow Showerheads | A | Purchases (Incremental) | Achievable Economic TRC Potential | 0 | 0 | 0 | 0 | 0 | 0 | 0 | 0 | 0 | 0 | 0 | 0 | 0 | 0 | 0 | 0 | 0 | 0 | 0 | 0 | 0 | 0 | 0 | 0 | 0 | 0 | 0
F11_Commercial_OR - Miscellaneous_Existing_Water Heating_Natural Gas_Water Heater - Low-Flow Showerheads_A_Achievable Economic TRC Potential | F11 | Commercial | OR - Miscellaneous | Existing | Water Heating | Natural Gas | Water Heater - Low-Flow Showerheads | A | Purchases (Cumulative) | Achievable Economic TRC Potential | 0 | 0 | 0 | 0 | 0 | 0 | 0 | 0 | 0 | 0 | 0 | 0 | 0 | 0 | 0 | 0 | 0 | 0 | 0 | 0 | 0 | 0 | 0 | 0 | 0 | 0 | 0
F1_Commercial_OR - Miscellaneous_Existing_Water Heating_Natural Gas_Water Heater - Tank Blanket/Insulation_A_Achievable Economic TRC Potential | F1 | Commercial | OR - Miscellaneous | Existing | Water Heating | Natural Gas | Water Heater - Tank Blanket/Insulation | A | Integrated Unit Energy Savings (kWh or therms) | Achievable Economic TRC Potential | 0 | 0 | 193.3769 | 190.1773 | 187.2731 | 184.6418 | 182.2648 | 180.1343 | 178.2505 | 176.6129 | 175.132 | 173.782 | 172.6315 | 171.6552 | 170.833 | 169.929 | 169.2043 | 168.6287 | 168.1774 | 167.8144 | 167.5563 | 167.3734 | 167.2436 | 167.1509 | 167.0259 | 166.9943 | 166.9691
F2_Commercial_OR - Miscellaneous_Existing_Water Heating_Natural Gas_Water Heater - Tank Blanket/Insulation_A_Achievable Economic TRC Potential | F2 | Commercial | OR - Miscellaneous | Existing | Water Heating | Natural Gas | Water Heater - Tank Blanket/Insulation | A | Integrated Unit Summer Peak Savings (kW) | Achievable Economic TRC Potential | 0 | 0 | 0 | 0 | 0 | 0 | 0 | 0 | 0 | 0 | 0 | 0 | 0 | 0 | 0 | 0 | 0 | 0 | 0 | 0 | 0 | 0 | 0 | 0 | 0 | 0 | 0
F3_Commercial_OR - Miscellaneous_Existing_Water Heating_Natural Gas_Water Heater - Tank Blanket/Insulation_A_Achievable Economic TRC Potential | F3 | Commercial | OR - Miscellaneous | Existing | Water Heating | Natural Gas | Water Heater - Tank Blanket/Insulation | A | Integrated Unit Winter Peak Savings (kW) | Achievable Economic TRC Potential | 0 | 0 | 0 | 0 | 0 | 0 | 0 | 0 | 0 | 0 | 0 | 0 | 0 | 0 | 0 | 0 | 0 | 0 | 0 | 0 | 0 | 0 | 0 | 0 | 0 | 0 | 0
F4_Commercial_OR - Miscellaneous_Existing_Water Heating_Natural Gas_Water Heater - Tank Blanket/Insulation_A_Achievable Economic TRC Potential | F4 | Commercial | OR - Miscellaneous | Existing | Water Heating | Natural Gas | Water Heater - Tank Blanket/Insulation | A | Incremental Energy Savings (MWh or mTherms) | Achievable Economic TRC Potential | 0 | 0 | 0.026811 | 0.032375 | 0.039012 | 0.044651 | 0.050274 | 0.05809 | 0.063059 | 0.063827 | 0.059645 | 0.050875 | 0.039108 | 0.026687 | 0.015893 | 0.0073841 | 0 | 0 | 0 | 0 | 0 | 0 | 0 | 0 | 0 | 0 | 0
F5_Commercial_OR - Miscellaneous_Existing_Water Heating_Natural Gas_Water Heater - Tank Blanket/Insulation_A_Achievable Economic TRC Potential | F5 | Commercial | OR - Miscellaneous | Existing | Water Heating | Natural Gas | Water Heater - Tank Blanket/Insulation | A | Incremental Summer Peak Savings (MW) | Achievable Economic TRC Potential | 0 | 0 | 0 | 0 | 0 | 0 | 0 | 0 | 0 | 0 | 0 | 0 | 0 | 0 | 0 | 0 | 0 | 0 | 0 | 0 | 0 | 0 | 0 | 0 | 0 | 0 | 0
F6_Commercial_OR - Miscellaneous_Existing_Water Heating_Natural Gas_Water Heater - Tank Blanket/Insulation_A_Achievable Economic TRC Potential | F6 | Commercial | OR - Miscellaneous | Existing | Water Heating | Natural Gas | Water Heater - Tank Blanket/Insulation | A | Incremental Winter Peak Savings (MW) | Achievable Economic TRC Potential | 0 | 0 | 0 | 0 | 0 | 0 | 0 | 0 | 0 | 0 | 0 | 0 | 0 | 0 | 0 | 0 | 0 | 0 | 0 | 0 | 0 | 0 | 0 | 0 | 0 | 0 | 0
F7_Commercial_OR - Miscellaneous_Existing_Water Heating_Natural Gas_Water Heater - Tank Blanket/Insulation_A_Achievable Economic TRC Potential | F7 | Commercial | OR - Miscellaneous | Existing | Water Heating | Natural Gas | Water Heater - Tank Blanket/Insulation | A | Cumulative Energy Savings (MWh or mTherms) | Achievable Economic TRC Potential | 0 | 0 | 0.026811 | 0.058742 | 0.096857 | 0.14015 | 0.18862 | 0.2445 | 0.305 | 0.36603 | 0.4226 | 0.47022 | 0.50622 | 0.53004 | 0.5434 | 0.54791 | 0.54557 | 0.54371 | 0.54226 | 0.54109 | 0.54026 | 0.53967 | 0.53925 | 0.53895 | 0.53854 | 0.53844 | 0.53836
F8_Commercial_OR - Miscellaneous_Existing_Water Heating_Natural Gas_Water Heater - Tank Blanket/Insulation_A_Achievable Economic TRC Potential | F8 | Commercial | OR - Miscellaneous | Existing | Water Heating | Natural Gas | Water Heater - Tank Blanket/Insulation | A | Cumulative Summer Peak Savings (MW) | Achievable Economic TRC Potential | 0 | 0 | 0 | 0 | 0 | 0 | 0 | 0 | 0 | 0 | 0 | 0 | 0 | 0 | 0 | 0 | 0 | 0 | 0 | 0 | 0 | 0 | 0 | 0 | 0 | 0 | 0
F9_Commercial_OR - Miscellaneous_Existing_Water Heating_Natural Gas_Water Heater - Tank Blanket/Insulation_A_Achievable Economic TRC Potential | F9 | Commercial | OR - Miscellaneous | Existing | Water Heating | Natural Gas | Water Heater - Tank Blanket/Insulation | A | Cumulative Winter Peak Savings (MW) | Achievable Economic TRC Potential | 0 | 0 | 0 | 0 | 0 | 0 | 0 | 0 | 0 | 0 | 0 | 0 | 0 | 0 | 0 | 0 | 0 | 0 | 0 | 0 | 0 | 0 | 0 | 0 | 0 | 0 | 0
F10_Commercial_OR - Miscellaneous_Existing_Water Heating_Natural Gas_Water Heater - Tank Blanket/Insulation_A_Achievable Economic TRC Potential | F10 | Commercial | OR - Miscellaneous | Existing | Water Heating | Natural Gas | Water Heater - Tank Blanket/Insulation | A | Purchases (Incremental) | Achievable Economic TRC Potential | 0 | 0 | 0.13865 | 0.17023 | 0.20832 | 0.24182 | 0.27583 | 0.32248 | 0.35376 | 0.3614 | 0.34057 | 0.29275 | 0.22654 | 0.15547 | 0.093035 | 0.043454 | 0 | 0 | 0 | 0 | 0 | 0 | 0 | 0 | 0 | 0 | 0
F11_Commercial_OR - Miscellaneous_Existing_Water Heating_Natural Gas_Water Heater - Tank Blanket/Insulation_A_Achievable Economic TRC Potential | F11 | Commercial | OR - Miscellaneous | Existing | Water Heating | Natural Gas | Water Heater - Tank Blanket/Insulation | A | Purchases (Cumulative) | Achievable Economic TRC Potential | 0 | 0 | 0.13865 | 0.30888 | 0.5172 | 0.75902 | 1.0349 | 1.3573 | 1.7111 | 2.0725 | 2.4131 | 2.7058 | 2.9324 | 3.0878 | 3.1809 | 3.2243 | 3.2243 | 3.2243 | 3.2243 | 3.2243 | 3.2243 | 3.2243 | 3.2243 | 3.2243 | 3.2243 | 3.2243 | 3.2243
F1_Commercial_OR - Miscellaneous_Existing_Water Heating_Natural Gas_Water Heater - Drainwater Heat Recovery_A_Achievable Economic TRC Potential | F1 | Commercial | OR - Miscellaneous | Existing | Water Heating | Natural Gas | Water Heater - Drainwater Heat Recovery | A | Integrated Unit Energy Savings (kWh or therms) | Achievable Economic TRC Potential | 0 | 0 | 10.9729 | 10.7381 | 10.5205 | 10.3127 | 10.114 | 9.9203 | 9.7413 | 9.5762 | 9.4248 | 9.2913 | 9.1831 | 9.0993 | 9.0456 | 8.9925 | 8.9541 | 8.9237 | 8.8998 | 8.8806 | 8.8669 | 8.8572 | 8.8504 | 8.8455 | 8.8388 | 8.8372 | 8.8358
F2_Commercial_OR - Miscellaneous_Existing_Water Heating_Natural Gas_Water Heater - Drainwater Heat Recovery_A_Achievable Economic TRC Potential | F2 | Commercial | OR - Miscellaneous | Existing | Water Heating | Natural Gas | Water Heater - Drainwater Heat Recovery | A | Integrated Unit Summer Peak Savings (kW) | Achievable Economic TRC Potential | 0 | 0 | 0 | 0 | 0 | 0 | 0 | 0 | 0 | 0 | 0 | 0 | 0 | 0 | 0 | 0 | 0 | 0 | 0 | 0 | 0 | 0 | 0 | 0 | 0 | 0 | 0
F3_Commercial_OR - Miscellaneous_Existing_Water Heating_Natural Gas_Water Heater - Drainwater Heat Recovery_A_Achievable Economic TRC Potential | F3 | Commercial | OR - Miscellaneous | Existing | Water Heating | Natural Gas | Water Heater - Drainwater Heat Recovery | A | Integrated Unit Winter Peak Savings (kW) | Achievable Economic TRC Potential | 0 | 0 | 0 | 0 | 0 | 0 | 0 | 0 | 0 | 0 | 0 | 0 | 0 | 0 | 0 | 0 | 0 | 0 | 0 | 0 | 0 | 0 | 0 | 0 | 0 | 0 | 0
F4_Commercial_OR - Miscellaneous_Existing_Water Heating_Natural Gas_Water Heater - Drainwater Heat Recovery_A_Achievable Economic TRC Potential | F4 | Commercial | OR - Miscellaneous | Existing | Water Heating | Natural Gas | Water Heater - Drainwater Heat Recovery | A | Incremental Energy Savings (MWh or mTherms) | Achievable Economic TRC Potential | 0 | 0 | 0 | 0 | 0 | 0 | 0 | 0 | 0 | 0 | 0 | 0 | 0 | 0 | 0 | 0 | 0 | 0 | 0 | 0 | 0 | 0 | 0 | 0 | 0 | 0 | 0
F5_Commercial_OR - Miscellaneous_Existing_Water Heating_Natural Gas_Water Heater - Drainwater Heat Recovery_A_Achievable Economic TRC Potential | F5 | Commercial | OR - Miscellaneous | Existing | Water Heating | Natural Gas | Water Heater - Drainwater Heat Recovery | A | Incremental Summer Peak Savings (MW) | Achievable Economic TRC Potential | 0 | 0 | 0 | 0 | 0 | 0 | 0 | 0 | 0 | 0 | 0 | 0 | 0 | 0 | 0 | 0 | 0 | 0 | 0 | 0 | 0 | 0 | 0 | 0 | 0 | 0 | 0
F6_Commercial_OR - Miscellaneous_Existing_Water Heating_Natural Gas_Water Heater - Drainwater Heat Recovery_A_Achievable Economic TRC Potential | F6 | Commercial | OR - Miscellaneous | Existing | Water Heating | Natural Gas | Water Heater - Drainwater Heat Recovery | A | Incremental Winter Peak Savings (MW) | Achievable Economic TRC Potential | 0 | 0 | 0 | 0 | 0 | 0 | 0 | 0 | 0 | 0 | 0 | 0 | 0 | 0 | 0 | 0 | 0 | 0 | 0 | 0 | 0 | 0 | 0 | 0 | 0 | 0 | 0
F7_Commercial_OR - Miscellaneous_Existing_Water Heating_Natural Gas_Water Heater - Drainwater Heat Recovery_A_Achievable Economic TRC Potential | F7 | Commercial | OR - Miscellaneous | Existing | Water Heating | Natural Gas | Water Heater - Drainwater Heat Recovery | A | Cumulative Energy Savings (MWh or mTherms) | Achievable Economic TRC Potential | 0 | 0 | 0 | 0 | 0 | 0 | 0 | 0 | 0 | 0 | 0 | 0 | 0 | 0 | 0 | 0 | 0 | 0 | 0 | 0 | 0 | 0 | 0 | 0 | 0 | 0 | 0
F8_Commercial_OR - Miscellaneous_Existing_Water Heating_Natural Gas_Water Heater - Drainwater Heat Recovery_A_Achievable Economic TRC Potential | F8 | Commercial | OR - Miscellaneous | Existing | Water Heating | Natural Gas | Water Heater - Drainwater Heat Recovery | A | Cumulative Summer Peak Savings (MW) | Achievable Economic TRC Potential | 0 | 0 | 0 | 0 | 0 | 0 | 0 | 0 | 0 | 0 | 0 | 0 | 0 | 0 | 0 | 0 | 0 | 0 | 0 | 0 | 0 | 0 | 0 | 0 | 0 | 0 | 0
F9_Commercial_OR - Miscellaneous_Existing_Water Heating_Natural Gas_Water Heater - Drainwater Heat Recovery_A_Achievable Economic TRC Potential | F9 | Commercial | OR - Miscellaneous | Existing | Water Heating | Natural Gas | Water Heater - Drainwater Heat Recovery | A | Cumulative Winter Peak Savings (MW) | Achievable Economic TRC Potential | 0 | 0 | 0 | 0 | 0 | 0 | 0 | 0 | 0 | 0 | 0 | 0 | 0 | 0 | 0 | 0 | 0 | 0 | 0 | 0 | 0 | 0 | 0 | 0 | 0 | 0 | 0
F10_Commercial_OR - Miscellaneous_Existing_Water Heating_Natural Gas_Water Heater - Drainwater Heat Recovery_A_Achievable Economic TRC Potential | F10 | Commercial | OR - Miscellaneous | Existing | Water Heating | Natural Gas | Water Heater - Drainwater Heat Recovery | A | Purchases (Incremental) | Achievable Economic TRC Potential | 0 | 0 | 0 | 0 | 0 | 0 | 0 | 0 | 0 | 0 | 0 | 0 | 0 | 0 | 0 | 0 | 0 | 0 | 0 | 0 | 0 | 0 | 0 | 0 | 0 | 0 | 0
F11_Commercial_OR - Miscellaneous_Existing_Water Heating_Natural Gas_Water Heater - Drainwater Heat Recovery_A_Achievable Economic TRC Potential | F11 | Commercial | OR - Miscellaneous | Existing | Water Heating | Natural Gas | Water Heater - Drainwater Heat Recovery | A | Purchases (Cumulative) | Achievable Economic TRC Potential | 0 | 0 | 0 | 0 | 0 | 0 | 0 | 0 | 0 | 0 | 0 | 0 | 0 | 0 | 0 | 0 | 0 | 0 | 0 | 0 | 0 | 0 | 0 | 0 | 0 | 0 | 0
F1_Commercial_OR - Miscellaneous_Existing_Water Heating_Natural Gas_Water Heater - Circulation Pump Controls_A_Achievable Economic TRC Potential | F1 | Commercial | OR - Miscellaneous | Existing | Water Heating | Natural Gas | Water Heater - Circulation Pump Controls | A | Integrated Unit Energy Savings (kWh or therms) | Achievable Economic TRC Potential | 0 | 0 | 577.6431 | 567.0534 | 557.6787 | 549.0596 | 541.1622 | 533.8729 | 527.5637 | 521.9819 | 516.9179 | 512.3473 | 508.505 | 505.3219 | 502.7185 | 499.9731 | 497.841 | 496.1474 | 494.8196 | 493.7514 | 492.9921 | 492.4541 | 492.0722 | 491.7992 | 491.4314 | 491.3386 | 491.2644
F2_Commercial_OR - Miscellaneous_Existing_Water Heating_Natural Gas_Water Heater - Circulation Pump Controls_A_Achievable Economic TRC Potential | F2 | Commercial | OR - Miscellaneous | Existing | Water Heating | Natural Gas | Water Heater - Circulation Pump Controls | A | Integrated Unit Summer Peak Savings (kW) | Achievable Economic TRC Potential | 0 | 0 | 0 | 0 | 0 | 0 | 0 | 0 | 0 | 0 | 0 | 0 | 0 | 0 | 0 | 0 | 0 | 0 | 0 | 0 | 0 | 0 | 0 | 0 | 0 | 0 | 0
F3_Commercial_OR - Miscellaneous_Existing_Water Heating_Natural Gas_Water Heater - Circulation Pump Controls_A_Achievable Economic TRC Potential | F3 | Commercial | OR - Miscellaneous | Existing | Water Heating | Natural Gas | Water Heater - Circulation Pump Controls | A | Integrated Unit Winter Peak Savings (kW) | Achievable Economic TRC Potential | 0 | 0 | 0 | 0 | 0 | 0 | 0 | 0 | 0 | 0 | 0 | 0 | 0 | 0 | 0 | 0 | 0 | 0 | 0 | 0 | 0 | 0 | 0 | 0 | 0 | 0 | 0
F4_Commercial_OR - Miscellaneous_Existing_Water Heating_Natural Gas_Water Heater - Circulation Pump Controls_A_Achievable Economic TRC Potential | F4 | Commercial | OR - Miscellaneous | Existing | Water Heating | Natural Gas | Water Heater - Circulation Pump Controls | A | Incremental Energy Savings (MWh or mTherms) | Achievable Economic TRC Potential | 0 | 0 | 0.069897 | 0.08425 | 0.10139 | 0.11588 | 0.13028 | 0.15026 | 0.16289 | 0.16464 | 0.15365 | 0.13091 | 0.10054 | 0.068567 | 0 | 0 | 0 | 0 | 0 | 0 | 0 | 0 | 0 | 0 | 0 | 0 | 0
F5_Commercial_OR - Miscellaneous_Existing_Water Heating_Natural Gas_Water Heater - Circulation Pump Controls_A_Achievable Economic TRC Potential | F5 | Commercial | OR - Miscellaneous | Existing | Water Heating | Natural Gas | Water Heater - Circulation Pump Controls | A | Incremental Summer Peak Savings (MW) | Achievable Economic TRC Potential | 0 | 0 | 0 | 0 | 0 | 0 | 0 | 0 | 0 | 0 | 0 | 0 | 0 | 0 | 0 | 0 | 0 | 0 | 0 | 0 | 0 | 0 | 0 | 0 | 0 | 0 | 0
F6_Commercial_OR - Miscellaneous_Existing_Water Heating_Natural Gas_Water Heater - Circulation Pump Controls_A_Achievable Economic TRC Potential | F6 | Commercial | OR - Miscellaneous | Existing | Water Heating | Natural Gas | Water Heater - Circulation Pump Controls | A | Incremental Winter Peak Savings (MW) | Achievable Economic TRC Potential | 0 | 0 | 0 | 0 | 0 | 0 | 0 | 0 | 0 | 0 | 0 | 0 | 0 | 0 | 0 | 0 | 0 | 0 | 0 | 0 | 0 | 0 | 0 | 0 | 0 | 0 | 0
F7_Commercial_OR - Miscellaneous_Existing_Water Heating_Natural Gas_Water Heater - Circulation Pump Controls_A_Achievable Economic TRC Potential | F7 | Commercial | OR - Miscellaneous | Existing | Water Heating | Natural Gas | Water Heater - Circulation Pump Controls | A | Cumulative Energy Savings (MWh or mTherms) | Achievable Economic TRC Potential | 0 | 0 | 0.069897 | 0.15287 | 0.25173 | 0.36372 | 0.48877 | 0.63244 | 0.78785 | 0.94416 | 1.0886 | 1.2099 | 1.3014 | 1.3618 | 1.3548 | 1.3474 | 1.3416 | 1.3371 | 1.3335 | 1.3306 | 1.3286 | 1.3271 | 1.3261 | 1.3254 | 1.3244 | 1.3241 | 1.3239
F8_Commercial_OR - Miscellaneous_Existing_Water Heating_Natural Gas_Water Heater - Circulation Pump Controls_A_Achievable Economic TRC Potential | F8 | Commercial | OR - Miscellaneous | Existing | Water Heating | Natural Gas | Water Heater - Circulation Pump Controls | A | Cumulative Summer Peak Savings (MW) | Achievable Economic TRC Potential | 0 | 0 | 0 | 0 | 0 | 0 | 0 | 0 | 0 | 0 | 0 | 0 | 0 | 0 | 0 | 0 | 0 | 0 | 0 | 0 | 0 | 0 | 0 | 0 | 0 | 0 | 0
F9_Commercial_OR - Miscellaneous_Existing_Water Heating_Natural Gas_Water Heater - Circulation Pump Controls_A_Achievable Economic TRC Potential | F9 | Commercial | OR - Miscellaneous | Existing | Water Heating | Natural Gas | Water Heater - Circulation Pump Controls | A | Cumulative Winter Peak Savings (MW) | Achievable Economic TRC Potential | 0 | 0 | 0 | 0 | 0 | 0 | 0 | 0 | 0 | 0 | 0 | 0 | 0 | 0 | 0 | 0 | 0 | 0 | 0 | 0 | 0 | 0 | 0 | 0 | 0 | 0 | 0
F10_Commercial_OR - Miscellaneous_Existing_Water Heating_Natural Gas_Water Heater - Circulation Pump Controls_A_Achievable Economic TRC Potential | F10 | Commercial | OR - Miscellaneous | Existing | Water Heating | Natural Gas | Water Heater - Circulation Pump Controls | A | Purchases (Incremental) | Achievable Economic TRC Potential | 0 | 0 | 0.121 | 0.14857 | 0.18181 | 0.21105 | 0.24073 | 0.28145 | 0.30875 | 0.31541 | 0.29724 | 0.2555 | 0.19772 | 0.13569 | 0 | 0 | 0 | 0 | 0 | 0 | 0 | 0 | 0 | 0 | 0 | 0 | 0
F11_Commercial_OR - Miscellaneous_Existing_Water Heating_Natural Gas_Water Heater - Circulation Pump Controls_A_Achievable Economic TRC Potential | F11 | Commercial | OR - Miscellaneous | Existing | Water Heating | Natural Gas | Water Heater - Circulation Pump Controls | A | Purchases (Cumulative) | Achievable Economic TRC Potential | 0 | 0 | 0.121 | 0.26958 | 0.45139 | 0.66244 | 0.90318 | 1.1846 | 1.4934 | 1.8088 | 2.106 | 2.3615 | 2.5592 | 2.6949 | 2.6949 | 2.6949 | 2.6949 | 2.6949 | 2.6949 | 2.6949 | 2.6949 | 2.6949 | 2.6949 | 2.6949 | 2.6949 | 2.6949 | 2.6949
F1_Commercial_OR - Miscellaneous_Existing_Water Heating_Natural Gas_Water Heater - Pipe Insulation_A_Achievable Economic TRC Potential | F1 | Commercial | OR - Miscellaneous | Existing | Water Heating | Natural Gas | Water Heater - Pipe Insulation | A | Integrated Unit Energy Savings (kWh or therms) | Achievable Economic TRC Potential | 0 | 0 | 4.8211 | 4.7245 | 4.6366 | 4.5538 | 4.4757 | 4.4009 | 4.3331 | 4.2714 | 4.2151 | 4.1652 | 4.1242 | 4.0918 | 4.0707 | 4.0484 | 4.0312 | 4.0175 | 4.0067 | 3.9981 | 3.9919 | 3.9876 | 3.9845 | 3.9823 | 3.9793 | 3.9785 | 3.9779
F2_Commercial_OR - Miscellaneous_Existing_Water Heating_Natural Gas_Water Heater - Pipe Insulation_A_Achievable Economic TRC Potential | F2 | Commercial | OR - Miscellaneous | Existing | Water Heating | Natural Gas | Water Heater - Pipe Insulation | A | Integrated Unit Summer Peak Savings (kW) | Achievable Economic TRC Potential | 0 | 0 | 0 | 0 | 0 | 0 | 0 | 0 | 0 | 0 | 0 | 0 | 0 | 0 | 0 | 0 | 0 | 0 | 0 | 0 | 0 | 0 | 0 | 0 | 0 | 0 | 0
F3_Commercial_OR - Miscellaneous_Existing_Water Heating_Natural Gas_Water Heater - Pipe Insulation_A_Achievable Economic TRC Potential | F3 | Commercial | OR - Miscellaneous | Existing | Water Heating | Natural Gas | Water Heater - Pipe Insulation | A | Integrated Unit Winter Peak Savings (kW) | Achievable Economic TRC Potential | 0 | 0 | 0 | 0 | 0 | 0 | 0 | 0 | 0 | 0 | 0 | 0 | 0 | 0 | 0 | 0 | 0 | 0 | 0 | 0 | 0 | 0 | 0 | 0 | 0 | 0 | 0
F4_Commercial_OR - Miscellaneous_Existing_Water Heating_Natural Gas_Water Heater - Pipe Insulation_A_Achievable Economic TRC Potential | F4 | Commercial | OR - Miscellaneous | Existing | Water Heating | Natural Gas | Water Heater - Pipe Insulation | A | Incremental Energy Savings (MWh or mTherms) | Achievable Economic TRC Potential | 0 | 0 | 0.021051 | 0.02533 | 0.03042 | 0.034682 | 0.038881 | 0.044697 | 0.048278 | 0.048616 | 0.045211 | 0.038403 | 0.029425 | 0.020035 | 0.011927 | 0.0055405 | 0 | 0 | 0 | 0 | 0 | 0 | 0 | 0 | 0 | 0 | 0
F5_Commercial_OR - Miscellaneous_Existing_Water Heating_Natural Gas_Water Heater - Pipe Insulation_A_Achievable Economic TRC Potential | F5 | Commercial | OR - Miscellaneous | Existing | Water Heating | Natural Gas | Water Heater - Pipe Insulation | A | Incremental Summer Peak Savings (MW) | Achievable Economic TRC Potential | 0 | 0 | 0 | 0 | 0 | 0 | 0 | 0 | 0 | 0 | 0 | 0 | 0 | 0 | 0 | 0 | 0 | 0 | 0 | 0 | 0 | 0 | 0 | 0 | 0 | 0 | 0
F6_Commercial_OR - Miscellaneous_Existing_Water Heating_Natural Gas_Water Heater - Pipe Insulation_A_Achievable Economic TRC Potential | F6 | Commercial | OR - Miscellaneous | Existing | Water Heating | Natural Gas | Water Heater - Pipe Insulation | A | Incremental Winter Peak Savings (MW) | Achievable Economic TRC Potential | 0 | 0 | 0 | 0 | 0 | 0 | 0 | 0 | 0 | 0 | 0 | 0 | 0 | 0 | 0 | 0 | 0 | 0 | 0 | 0 | 0 | 0 | 0 | 0 | 0 | 0 | 0
F7_Commercial_OR - Miscellaneous_Existing_Water Heating_Natural Gas_Water Heater - Pipe Insulation_A_Achievable Economic TRC Potential | F7 | Commercial | OR - Miscellaneous | Existing | Water Heating | Natural Gas | Water Heater - Pipe Insulation | A | Cumulative Energy Savings (MWh or mTherms) | Achievable Economic TRC Potential | 0 | 0 | 0.021051 | 0.04596 | 0.075525 | 0.10886 | 0.14587 | 0.18813 | 0.23351 | 0.2788 | 0.32034 | 0.35495 | 0.38088 | 0.39792 | 0.4078 | 0.41111 | 0.40936 | 0.40797 | 0.40687 | 0.40599 | 0.40537 | 0.40493 | 0.40461 | 0.40439 | 0.40409 | 0.40401 | 0.40395
F8_Commercial_OR - Miscellaneous_Existing_Water Heating_Natural Gas_Water Heater - Pipe Insulation_A_Achievable Economic TRC Potential | F8 | Commercial | OR - Miscellaneous | Existing | Water Heating | Natural Gas | Water Heater - Pipe Insulation | A | Cumulative Summer Peak Savings (MW) | Achievable Economic TRC Potential | 0 | 0 | 0 | 0 | 0 | 0 | 0 | 0 | 0 | 0 | 0 | 0 | 0 | 0 | 0 | 0 | 0 | 0 | 0 | 0 | 0 | 0 | 0 | 0 | 0 | 0 | 0
F9_Commercial_OR - Miscellaneous_Existing_Water Heating_Natural Gas_Water Heater - Pipe Insulation_A_Achievable Economic TRC Potential | F9 | Commercial | OR - Miscellaneous | Existing | Water Heating | Natural Gas | Water Heater - Pipe Insulation | A | Cumulative Winter Peak Savings (MW) | Achievable Economic TRC Potential | 0 | 0 | 0 | 0 | 0 | 0 | 0 | 0 | 0 | 0 | 0 | 0 | 0 | 0 | 0 | 0 | 0 | 0 | 0 | 0 | 0 | 0 | 0 | 0 | 0 | 0 | 0
F10_Commercial_OR - Miscellaneous_Existing_Water Heating_Natural Gas_Water Heater - Pipe Insulation_A_Achievable Economic TRC Potential | F10 | Commercial | OR - Miscellaneous | Existing | Water Heating | Natural Gas | Water Heater - Pipe Insulation | A | Purchases (Incremental) | Achievable Economic TRC Potential | 0 | 0 | 4.3666 | 5.3614 | 6.5608 | 7.6161 | 8.6871 | 10.1563 | 11.1416 | 11.3819 | 10.7261 | 9.22 | 7.1348 | 4.8965 | 2.9301 | 1.3685 | 0 | 0 | 0 | 0 | 0 | 0 | 0 | 0 | 0 | 0 | 0
F11_Commercial_OR - Miscellaneous_Existing_Water Heating_Natural Gas_Water Heater - Pipe Insulation_A_Achievable Economic TRC Potential | F11 | Commercial | OR - Miscellaneous | Existing | Water Heating | Natural Gas | Water Heater - Pipe Insulation | A | Purchases (Cumulative) | Achievable Economic TRC Potential | 0 | 0 | 4.3666 | 9.728 | 16.2888 | 23.9049 | 32.592 | 42.7483 | 53.8899 | 65.2718 | 75.9979 | 85.2179 | 92.3527 | 97.2491 | 100.1792 | 101.5478 | 101.5478 | 101.5478 | 101.5478 | 101.5478 | 101.5478 | 101.5478 | 101.5478 | 101.5478 | 101.5478 | 101.5478 | 101.5478
F1_Commercial_OR - Miscellaneous_Existing_Water Heating_Natural Gas_Water Heater - Motion Control Faucet_A_Achievable Economic TRC Potential | F1 | Commercial | OR - Miscellaneous | Existing | Water Heating | Natural Gas | Water Heater - Motion Control Faucet | A | Integrated Unit Energy Savings (kWh or therms) | Achievable Economic TRC Potential | 0 | 0 | 0 | 0 | 0 | 0 | 0 | 0 | 0 | 0 | 0 | 0 | 0 | 0 | 0 | 0 | 0 | 0 | 0 | 0 | 0 | 0 | 0 | 0 | 0 | 0 | 0
F2_Commercial_OR - Miscellaneous_Existing_Water Heating_Natural Gas_Water Heater - Motion Control Faucet_A_Achievable Economic TRC Potential | F2 | Commercial | OR - Miscellaneous | Existing | Water Heating | Natural Gas | Water Heater - Motion Control Faucet | A | Integrated Unit Summer Peak Savings (kW) | Achievable Economic TRC Potential | 0 | 0 | 0 | 0 | 0 | 0 | 0 | 0 | 0 | 0 | 0 | 0 | 0 | 0 | 0 | 0 | 0 | 0 | 0 | 0 | 0 | 0 | 0 | 0 | 0 | 0 | 0
F3_Commercial_OR - Miscellaneous_Existing_Water Heating_Natural Gas_Water Heater - Motion Control Faucet_A_Achievable Economic TRC Potential | F3 | Commercial | OR - Miscellaneous | Existing | Water Heating | Natural Gas | Water Heater - Motion Control Faucet | A | Integrated Unit Winter Peak Savings (kW) | Achievable Economic TRC Potential | 0 | 0 | 0 | 0 | 0 | 0 | 0 | 0 | 0 | 0 | 0 | 0 | 0 | 0 | 0 | 0 | 0 | 0 | 0 | 0 | 0 | 0 | 0 | 0 | 0 | 0 | 0
F4_Commercial_OR - Miscellaneous_Existing_Water Heating_Natural Gas_Water Heater - Motion Control Faucet_A_Achievable Economic TRC Potential | F4 | Commercial | OR - Miscellaneous | Existing | Water Heating | Natural Gas | Water Heater - Motion Control Faucet | A | Incremental Energy Savings (MWh or mTherms) | Achievable Economic TRC Potential | 0 | 0 | 0 | 0 | 0 | 0 | 0 | 0 | 0 | 0 | 0 | 0 | 0 | 0 | 0 | 0 | 0 | 0 | 0 | 0 | 0 | 0 | 0 | 0 | 0 | 0 | 0
F5_Commercial_OR - Miscellaneous_Existing_Water Heating_Natural Gas_Water Heater - Motion Control Faucet_A_Achievable Economic TRC Potential | F5 | Commercial | OR - Miscellaneous | Existing | Water Heating | Natural Gas | Water Heater - Motion Control Faucet | A | Incremental Summer Peak Savings (MW) | Achievable Economic TRC Potential | 0 | 0 | 0 | 0 | 0 | 0 | 0 | 0 | 0 | 0 | 0 | 0 | 0 | 0 | 0 | 0 | 0 | 0 | 0 | 0 | 0 | 0 | 0 | 0 | 0 | 0 | 0
F6_Commercial_OR - Miscellaneous_Existing_Water Heating_Natural Gas_Water Heater - Motion Control Faucet_A_Achievable Economic TRC Potential | F6 | Commercial | OR - Miscellaneous | Existing | Water Heating | Natural Gas | Water Heater - Motion Control Faucet | A | Incremental Winter Peak Savings (MW) | Achievable Economic TRC Potential | 0 | 0 | 0 | 0 | 0 | 0 | 0 | 0 | 0 | 0 | 0 | 0 | 0 | 0 | 0 | 0 | 0 | 0 | 0 | 0 | 0 | 0 | 0 | 0 | 0 | 0 | 0
F7_Commercial_OR - Miscellaneous_Existing_Water Heating_Natural Gas_Water Heater - Motion Control Faucet_A_Achievable Economic TRC Potential | F7 | Commercial | OR - Miscellaneous | Existing | Water Heating | Natural Gas | Water Heater - Motion Control Faucet | A | Cumulative Energy Savings (MWh or mTherms) | Achievable Economic TRC Potential | 0 | 0 | 0 | 0 | 0 | 0 | 0 | 0 | 0 | 0 | 0 | 0 | 0 | 0 | 0 | 0 | 0 | 0 | 0 | 0 | 0 | 0 | 0 | 0 | 0 | 0 | 0
F8_Commercial_OR - Miscellaneous_Existing_Water Heating_Natural Gas_Water Heater - Motion Control Faucet_A_Achievable Economic TRC Potential | F8 | Commercial | OR - Miscellaneous | Existing | Water Heating | Natural Gas | Water Heater - Motion Control Faucet | A | Cumulative Summer Peak Savings (MW) | Achievable Economic TRC Potential | 0 | 0 | 0 | 0 | 0 | 0 | 0 | 0 | 0 | 0 | 0 | 0 | 0 | 0 | 0 | 0 | 0 | 0 | 0 | 0 | 0 | 0 | 0 | 0 | 0 | 0 | 0
F9_Commercial_OR - Miscellaneous_Existing_Water Heating_Natural Gas_Water Heater - Motion Control Faucet_A_Achievable Economic TRC Potential | F9 | Commercial | OR - Miscellaneous | Existing | Water Heating | Natural Gas | Water Heater - Motion Control Faucet | A | Cumulative Winter Peak Savings (MW) | Achievable Economic TRC Potential | 0 | 0 | 0 | 0 | 0 | 0 | 0 | 0 | 0 | 0 | 0 | 0 | 0 | 0 | 0 | 0 | 0 | 0 | 0 | 0 | 0 | 0 | 0 | 0 | 0 | 0 | 0
F10_Commercial_OR - Miscellaneous_Existing_Water Heating_Natural Gas_Water Heater - Motion Control Faucet_A_Achievable Economic TRC Potential | F10 | Commercial | OR - Miscellaneous | Existing | Water Heating | Natural Gas | Water Heater - Motion Control Faucet | A | Purchases (Incremental) | Achievable Economic TRC Potential | 0 | 0 | 0 | 0 | 0 | 0 | 0 | 0 | 0 | 0 | 0 | 0 | 0 | 0 | 0 | 0 | 0 | 0 | 0 | 0 | 0 | 0 | 0 | 0 | 0 | 0 | 0
F11_Commercial_OR - Miscellaneous_Existing_Water Heating_Natural Gas_Water Heater - Motion Control Faucet_A_Achievable Economic TRC Potential | F11 | Commercial | OR - Miscellaneous | Existing | Water Heating | Natural Gas | Water Heater - Motion Control Faucet | A | Purchases (Cumulative) | Achievable Economic TRC Potential | 0 | 0 | 0 | 0 | 0 | 0 | 0 | 0 | 0 | 0 | 0 | 0 | 0 | 0 | 0 | 0 | 0 | 0 | 0 | 0 | 0 | 0 | 0 | 0 | 0 | 0 | 0
F1_Commercial_OR - Miscellaneous_Existing_Water Heating_Natural Gas_Water Heater - Solar System_A_Achievable Economic TRC Potential | F1 | Commercial | OR - Miscellaneous | Existing | Water Heating | Natural Gas | Water Heater - Solar System | A | Integrated Unit Energy Savings (kWh or therms) | Achievable Economic TRC Potential | 0 | 0 | 38.547 | 37.7556 | 37.0296 | 36.341 | 35.6878 | 35.0567 | 34.4797 | 33.9506 | 33.4683 | 33.0422 | 32.6946 | 32.4219 | 32.2456 | 32.0652 | 31.9285 | 31.8199 | 31.7347 | 31.6662 | 31.6175 | 31.583 | 31.5585 | 31.541 | 31.5174 | 31.5115 | 31.5067
F2_Commercial_OR - Miscellaneous_Existing_Water Heating_Natural Gas_Water Heater - Solar System_A_Achievable Economic TRC Potential | F2 | Commercial | OR - Miscellaneous | Existing | Water Heating | Natural Gas | Water Heater - Solar System | A | Integrated Unit Summer Peak Savings (kW) | Achievable Economic TRC Potential | 0 | 0 | 0 | 0 | 0 | 0 | 0 | 0 | 0 | 0 | 0 | 0 | 0 | 0 | 0 | 0 | 0 | 0 | 0 | 0 | 0 | 0 | 0 | 0 | 0 | 0 | 0
F3_Commercial_OR - Miscellaneous_Existing_Water Heating_Natural Gas_Water Heater - Solar System_A_Achievable Economic TRC Potential | F3 | Commercial | OR - Miscellaneous | Existing | Water Heating | Natural Gas | Water Heater - Solar System | A | Integrated Unit Winter Peak Savings (kW) | Achievable Economic TRC Potential | 0 | 0 | 0 | 0 | 0 | 0 | 0 | 0 | 0 | 0 | 0 | 0 | 0 | 0 | 0 | 0 | 0 | 0 | 0 | 0 | 0 | 0 | 0 | 0 | 0 | 0 | 0
F4_Commercial_OR - Miscellaneous_Existing_Water Heating_Natural Gas_Water Heater - Solar System_A_Achievable Economic TRC Potential | F4 | Commercial | OR - Miscellaneous | Existing | Water Heating | Natural Gas | Water Heater - Solar System | A | Incremental Energy Savings (MWh or mTherms) | Achievable Economic TRC Potential | 0 | 0 | 0.038151 | 0.043657 | 0.05026 | 0.055313 | 0.060213 | 0.067549 | 0.071499 | 0.070807 | 0.069883 | 0.061255 | 0.047584 | 0.032476 | 0.019239 | 0.011618 | 0 | 0 | 0 | 0 | 0 | 0 | 0 | 0 | 0 | 0 | 0
F5_Commercial_OR - Miscellaneous_Existing_Water Heating_Natural Gas_Water Heater - Solar System_A_Achievable Economic TRC Potential | F5 | Commercial | OR - Miscellaneous | Existing | Water Heating | Natural Gas | Water Heater - Solar System | A | Incremental Summer Peak Savings (MW) | Achievable Economic TRC Potential | 0 | 0 | 0 | 0 | 0 | 0 | 0 | 0 | 0 | 0 | 0 | 0 | 0 | 0 | 0 | 0 | 0 | 0 | 0 | 0 | 0 | 0 | 0 | 0 | 0 | 0 | 0
F6_Commercial_OR - Miscellaneous_Existing_Water Heating_Natural Gas_Water Heater - Solar System_A_Achievable Economic TRC Potential | F6 | Commercial | OR - Miscellaneous | Existing | Water Heating | Natural Gas | Water Heater - Solar System | A | Incremental Winter Peak Savings (MW) | Achievable Economic TRC Potential | 0 | 0 | 0 | 0 | 0 | 0 | 0 | 0 | 0 | 0 | 0 | 0 | 0 | 0 | 0 | 0 | 0 | 0 | 0 | 0 | 0 | 0 | 0 | 0 | 0 | 0 | 0
F7_Commercial_OR - Miscellaneous_Existing_Water Heating_Natural Gas_Water Heater - Solar System_A_Achievable Economic TRC Potential | F7 | Commercial | OR - Miscellaneous | Existing | Water Heating | Natural Gas | Water Heater - Solar System | A | Cumulative Energy Savings (MWh or mTherms) | Achievable Economic TRC Potential | 0 | 0 | 0.038151 | 0.081025 | 0.12973 | 0.18263 | 0.23956 | 0.30287 | 0.36938 | 0.43452 | 0.49823 | 0.55315 | 0.59491 | 0.62242 | 0.63828 | 0.64633 | 0.64357 | 0.64138 | 0.63966 | 0.63828 | 0.6373 | 0.63661 | 0.63611 | 0.63576 | 0.63528 | 0.63516 | 0.63507
F8_Commercial_OR - Miscellaneous_Existing_Water Heating_Natural Gas_Water Heater - Solar System_A_Achievable Economic TRC Potential | F8 | Commercial | OR - Miscellaneous | Existing | Water Heating | Natural Gas | Water Heater - Solar System | A | Cumulative Summer Peak Savings (MW) | Achievable Economic TRC Potential | 0 | 0 | 0 | 0 | 0 | 0 | 0 | 0 | 0 | 0 | 0 | 0 | 0 | 0 | 0 | 0 | 0 | 0 | 0 | 0 | 0 | 0 | 0 | 0 | 0 | 0 | 0
F9_Commercial_OR - Miscellaneous_Existing_Water Heating_Natural Gas_Water Heater - Solar System_A_Achievable Economic TRC Potential | F9 | Commercial | OR - Miscellaneous | Existing | Water Heating | Natural Gas | Water Heater - Solar System | A | Cumulative Winter Peak Savings (MW) | Achievable Economic TRC Potential | 0 | 0 | 0 | 0 | 0 | 0 | 0 | 0 | 0 | 0 | 0 | 0 | 0 | 0 | 0 | 0 | 0 | 0 | 0 | 0 | 0 | 0 | 0 | 0 | 0 | 0 | 0
F10_Commercial_OR - Miscellaneous_Existing_Water Heating_Natural Gas_Water Heater - Solar System_A_Achievable Economic TRC Potential | F10 | Commercial | OR - Miscellaneous | Existing | Water Heating | Natural Gas | Water Heater - Solar System | A | Purchases (Incremental) | Achievable Economic TRC Potential | 0 | 0 | 0.98973 | 1.1563 | 1.3573 | 1.5221 | 1.6872 | 1.9268 | 2.0736 | 2.0856 | 2.088 | 1.8538 | 1.4554 | 1.0017 | 0.59663 | 0.36234 | 0 | 0 | 0 | 0 | 0 | 0 | 0 | 0 | 0 | 0 | 0
F11_Commercial_OR - Miscellaneous_Existing_Water Heating_Natural Gas_Water Heater - Solar System_A_Achievable Economic TRC Potential | F11 | Commercial | OR - Miscellaneous | Existing | Water Heating | Natural Gas | Water Heater - Solar System | A | Purchases (Cumulative) | Achievable Economic TRC Potential | 0 | 0 | 0.98973 | 2.146 | 3.5033 | 5.0254 | 6.7126 | 8.6394 | 10.7131 | 12.7987 | 14.8867 | 16.7406 | 18.196 | 19.1976 | 19.7943 | 20.1566 | 20.1566 | 20.1566 | 20.1566 | 20.1566 | 20.1566 | 20.1566 | 20.1566 | 20.1566 | 20.1566 | 20.1566 | 20.1566
F1_Commercial_OR - Miscellaneous_Existing_Water Heating_Natural Gas_Commercial Laundry - Ozone Treatment_A_Achievable Economic TRC Potential | F1 | Commercial | OR - Miscellaneous | Existing | Water Heating | Natural Gas | Commercial Laundry - Ozone Treatment | A | Integrated Unit Energy Savings (kWh or therms) | Achievable Economic TRC Potential | 0 | 0 | 144.7748 | 141.1583 | 137.7921 | 134.8156 | 132.2177 | 129.6839 | 127.3421 | 125.1835 | 123.2031 | 121.458 | 120.0431 | 118.9484 | 118.2464 | 117.5514 | 117.0502 | 116.652 | 116.3398 | 116.0886 | 115.9101 | 115.7836 | 115.6938 | 115.6296 | 115.5431 | 115.5213 | 115.5039
F2_Commercial_OR - Miscellaneous_Existing_Water Heating_Natural Gas_Commercial Laundry - Ozone Treatment_A_Achievable Economic TRC Potential | F2 | Commercial | OR - Miscellaneous | Existing | Water Heating | Natural Gas | Commercial Laundry - Ozone Treatment | A | Integrated Unit Summer Peak Savings (kW) | Achievable Economic TRC Potential | 0 | 0 | 0 | 0 | 0 | 0 | 0 | 0 | 0 | 0 | 0 | 0 | 0 | 0 | 0 | 0 | 0 | 0 | 0 | 0 | 0 | 0 | 0 | 0 | 0 | 0 | 0
F3_Commercial_OR - Miscellaneous_Existing_Water Heating_Natural Gas_Commercial Laundry - Ozone Treatment_A_Achievable Economic TRC Potential | F3 | Commercial | OR - Miscellaneous | Existing | Water Heating | Natural Gas | Commercial Laundry - Ozone Treatment | A | Integrated Unit Winter Peak Savings (kW) | Achievable Economic TRC Potential | 0 | 0 | 0 | 0 | 0 | 0 | 0 | 0 | 0 | 0 | 0 | 0 | 0 | 0 | 0 | 0 | 0 | 0 | 0 | 0 | 0 | 0 | 0 | 0 | 0 | 0 | 0
F4_Commercial_OR - Miscellaneous_Existing_Water Heating_Natural Gas_Commercial Laundry - Ozone Treatment_A_Achievable Economic TRC Potential | F4 | Commercial | OR - Miscellaneous | Existing | Water Heating | Natural Gas | Commercial Laundry - Ozone Treatment | A | Incremental Energy Savings (MWh or mTherms) | Achievable Economic TRC Potential | 0 | 0 | 0 | 0 | 0 | 0 | 0 | 0 | 0 | 0 | 0 | 0 | 0 | 0 | 0 | 0 | 0 | 0 | 0 | 0 | 0 | 0 | 0 | 0 | 0 | 0 | 0
F5_Commercial_OR - Miscellaneous_Existing_Water Heating_Natural Gas_Commercial Laundry - Ozone Treatment_A_Achievable Economic TRC Potential | F5 | Commercial | OR - Miscellaneous | Existing | Water Heating | Natural Gas | Commercial Laundry - Ozone Treatment | A | Incremental Summer Peak Savings (MW) | Achievable Economic TRC Potential | 0 | 0 | 0 | 0 | 0 | 0 | 0 | 0 | 0 | 0 | 0 | 0 | 0 | 0 | 0 | 0 | 0 | 0 | 0 | 0 | 0 | 0 | 0 | 0 | 0 | 0 | 0
F6_Commercial_OR - Miscellaneous_Existing_Water Heating_Natural Gas_Commercial Laundry - Ozone Treatment_A_Achievable Economic TRC Potential | F6 | Commercial | OR - Miscellaneous | Existing | Water Heating | Natural Gas | Commercial Laundry - Ozone Treatment | A | Incremental Winter Peak Savings (MW) | Achievable Economic TRC Potential | 0 | 0 | 0 | 0 | 0 | 0 | 0 | 0 | 0 | 0 | 0 | 0 | 0 | 0 | 0 | 0 | 0 | 0 | 0 | 0 | 0 | 0 | 0 | 0 | 0 | 0 | 0
F7_Commercial_OR - Miscellaneous_Existing_Water Heating_Natural Gas_Commercial Laundry - Ozone Treatment_A_Achievable Economic TRC Potential | F7 | Commercial | OR - Miscellaneous | Existing | Water Heating | Natural Gas | Commercial Laundry - Ozone Treatment | A | Cumulative Energy Savings (MWh or mTherms) | Achievable Economic TRC Potential | 0 | 0 | 0 | 0 | 0 | 0 | 0 | 0 | 0 | 0 | 0 | 0 | 0 | 0 | 0 | 0 | 0 | 0 | 0 | 0 | 0 | 0 | 0 | 0 | 0 | 0 | 0
F8_Commercial_OR - Miscellaneous_Existing_Water Heating_Natural Gas_Commercial Laundry - Ozone Treatment_A_Achievable Economic TRC Potential | F8 | Commercial | OR - Miscellaneous | Existing | Water Heating | Natural Gas | Commercial Laundry - Ozone Treatment | A | Cumulative Summer Peak Savings (MW) | Achievable Economic TRC Potential | 0 | 0 | 0 | 0 | 0 | 0 | 0 | 0 | 0 | 0 | 0 | 0 | 0 | 0 | 0 | 0 | 0 | 0 | 0 | 0 | 0 | 0 | 0 | 0 | 0 | 0 | 0
F9_Commercial_OR - Miscellaneous_Existing_Water Heating_Natural Gas_Commercial Laundry - Ozone Treatment_A_Achievable Economic TRC Potential | F9 | Commercial | OR - Miscellaneous | Existing | Water Heating | Natural Gas | Commercial Laundry - Ozone Treatment | A | Cumulative Winter Peak Savings (MW) | Achievable Economic TRC Potential | 0 | 0 | 0 | 0 | 0 | 0 | 0 | 0 | 0 | 0 | 0 | 0 | 0 | 0 | 0 | 0 | 0 | 0 | 0 | 0 | 0 | 0 | 0 | 0 | 0 | 0 | 0
F10_Commercial_OR - Miscellaneous_Existing_Water Heating_Natural Gas_Commercial Laundry - Ozone Treatment_A_Achievable Economic TRC Potential | F10 | Commercial | OR - Miscellaneous | Existing | Water Heating | Natural Gas | Commercial Laundry - Ozone Treatment | A | Purchases (Incremental) | Achievable Economic TRC Potential | 0 | 0 | 0 | 0 | 0 | 0 | 0 | 0 | 0 | 0 | 0 | 0 | 0 | 0 | 0 | 0 | 0 | 0 | 0 | 0 | 0 | 0 | 0 | 0 | 0 | 0 | 0
F11_Commercial_OR - Miscellaneous_Existing_Water Heating_Natural Gas_Commercial Laundry - Ozone Treatment_A_Achievable Economic TRC Potential | F11 | Commercial | OR - Miscellaneous | Existing | Water Heating | Natural Gas | Commercial Laundry - Ozone Treatment | A | Purchases (Cumulative) | Achievable Economic TRC Potential | 0 | 0 | 0 | 0 | 0 | 0 | 0 | 0 | 0 | 0 | 0 | 0 | 0 | 0 | 0 | 0 | 0 | 0 | 0 | 0 | 0 | 0 | 0 | 0 | 0 | 0 | 0
F1_Commercial_OR - Miscellaneous_Existing_Water Heating_Natural Gas_Commercial Laundry - ENERGY STAR Washer_A_Achievable Economic TRC Potential | F1 | Commercial | OR - Miscellaneous | Existing | Water Heating | Natural Gas | Commercial Laundry - ENERGY STAR Washer | A | Integrated Unit Energy Savings (kWh or therms) | Achievable Economic TRC Potential | 0 | 0 | 34.0008 | 33.1516 | 32.3613 | 31.6625 | 31.0526 | 30.4578 | 29.9081 | 29.4014 | 28.9364 | 28.5266 | 28.1943 | 27.9372 | 27.7723 | 27.6091 | 27.4913 | 27.3978 | 27.3245 | 27.2655 | 27.2236 | 27.1939 | 27.1728 | 27.1577 | 27.1374 | 27.1323 | 27.1282
F2_Commercial_OR - Miscellaneous_Existing_Water Heating_Natural Gas_Commercial Laundry - ENERGY STAR Washer_A_Achievable Economic TRC Potential | F2 | Commercial | OR - Miscellaneous | Existing | Water Heating | Natural Gas | Commercial Laundry - ENERGY STAR Washer | A | Integrated Unit Summer Peak Savings (kW) | Achievable Economic TRC Potential | 0 | 0 | 0 | 0 | 0 | 0 | 0 | 0 | 0 | 0 | 0 | 0 | 0 | 0 | 0 | 0 | 0 | 0 | 0 | 0 | 0 | 0 | 0 | 0 | 0 | 0 | 0
F3_Commercial_OR - Miscellaneous_Existing_Water Heating_Natural Gas_Commercial Laundry - ENERGY STAR Washer_A_Achievable Economic TRC Potential | F3 | Commercial | OR - Miscellaneous | Existing | Water Heating | Natural Gas | Commercial Laundry - ENERGY STAR Washer | A | Integrated Unit Winter Peak Savings (kW) | Achievable Economic TRC Potential | 0 | 0 | 0 | 0 | 0 | 0 | 0 | 0 | 0 | 0 | 0 | 0 | 0 | 0 | 0 | 0 | 0 | 0 | 0 | 0 | 0 | 0 | 0 | 0 | 0 | 0 | 0
F4_Commercial_OR - Miscellaneous_Existing_Water Heating_Natural Gas_Commercial Laundry - ENERGY STAR Washer_A_Achievable Economic TRC Potential | F4 | Commercial | OR - Miscellaneous | Existing | Water Heating | Natural Gas | Commercial Laundry - ENERGY STAR Washer | A | Incremental Energy Savings (MWh or mTherms) | Achievable Economic TRC Potential | 0 | 0 | 0.00021297 | 0.00025497 | 0.00030457 | 0.00034592 | 0.00038697 | 0.00044374 | 0.00047801 | 0.00029588 | 0.00022268 | 0.00010882 | 0 | 0 | 0 | 0 | 0 | 0 | 0 | 0 | 0 | 0 | 0 | 0 | 0 | 0 | 0
F5_Commercial_OR - Miscellaneous_Existing_Water Heating_Natural Gas_Commercial Laundry - ENERGY STAR Washer_A_Achievable Economic TRC Potential | F5 | Commercial | OR - Miscellaneous | Existing | Water Heating | Natural Gas | Commercial Laundry - ENERGY STAR Washer | A | Incremental Summer Peak Savings (MW) | Achievable Economic TRC Potential | 0 | 0 | 0 | 0 | 0 | 0 | 0 | 0 | 0 | 0 | 0 | 0 | 0 | 0 | 0 | 0 | 0 | 0 | 0 | 0 | 0 | 0 | 0 | 0 | 0 | 0 | 0
F6_Commercial_OR - Miscellaneous_Existing_Water Heating_Natural Gas_Commercial Laundry - ENERGY STAR Washer_A_Achievable Economic TRC Potential | F6 | Commercial | OR - Miscellaneous | Existing | Water Heating | Natural Gas | Commercial Laundry - ENERGY STAR Washer | A | Incremental Winter Peak Savings (MW) | Achievable Economic TRC Potential | 0 | 0 | 0 | 0 | 0 | 0 | 0 | 0 | 0 | 0 | 0 | 0 | 0 | 0 | 0 | 0 | 0 | 0 | 0 | 0 | 0 | 0 | 0 | 0 | 0 | 0 | 0
F7_Commercial_OR - Miscellaneous_Existing_Water Heating_Natural Gas_Commercial Laundry - ENERGY STAR Washer_A_Achievable Economic TRC Potential | F7 | Commercial | OR - Miscellaneous | Existing | Water Heating | Natural Gas | Commercial Laundry - ENERGY STAR Washer | A | Cumulative Energy Savings (MWh or mTherms) | Achievable Economic TRC Potential | 0 | 0 | 0.00021297 | 0.00046262 | 0.00075616 | 0.0010858 | 0.0014518 | 0.0018677 | 0.002312 | 0.0025688 | 0.0027508 | 0.0028207 | 0.0027878 | 0.0027624 | 0.0027461 | 0.0027299 | 0.0027183 | 0.0027091 | 0.0027018 | 0.002696 | 0.0026918 | 0.0026889 | 0.0026868 | 0.0026853 | 0.0026833 | 0.0026828 | 0.0026824
F8_Commercial_OR - Miscellaneous_Existing_Water Heating_Natural Gas_Commercial Laundry - ENERGY STAR Washer_A_Achievable Economic TRC Potential | F8 | Commercial | OR - Miscellaneous | Existing | Water Heating | Natural Gas | Commercial Laundry - ENERGY STAR Washer | A | Cumulative Summer Peak Savings (MW) | Achievable Economic TRC Potential | 0 | 0 | 0 | 0 | 0 | 0 | 0 | 0 | 0 | 0 | 0 | 0 | 0 | 0 | 0 | 0 | 0 | 0 | 0 | 0 | 0 | 0 | 0 | 0 | 0 | 0 | 0
F9_Commercial_OR - Miscellaneous_Existing_Water Heating_Natural Gas_Commercial Laundry - ENERGY STAR Washer_A_Achievable Economic TRC Potential | F9 | Commercial | OR - Miscellaneous | Existing | Water Heating | Natural Gas | Commercial Laundry - ENERGY STAR Washer | A | Cumulative Winter Peak Savings (MW) | Achievable Economic TRC Potential | 0 | 0 | 0 | 0 | 0 | 0 | 0 | 0 | 0 | 0 | 0 | 0 | 0 | 0 | 0 | 0 | 0 | 0 | 0 | 0 | 0 | 0 | 0 | 0 | 0 | 0 | 0
F10_Commercial_OR - Miscellaneous_Existing_Water Heating_Natural Gas_Commercial Laundry - ENERGY STAR Washer_A_Achievable Economic TRC Potential | F10 | Commercial | OR - Miscellaneous | Existing | Water Heating | Natural Gas | Commercial Laundry - ENERGY STAR Washer | A | Purchases (Incremental) | Achievable Economic TRC Potential | 0 | 0 | 0.0062638 | 0.007691 | 0.0094115 | 0.010925 | 0.012462 | 0.014569 | 0.015983 | 0.010064 | 0.0076956 | 0.0038146 | 0 | 0 | 0 | 0 | 0 | 0 | 0 | 0 | 0 | 0 | 0 | 0 | 0 | 0 | 0
F11_Commercial_OR - Miscellaneous_Existing_Water Heating_Natural Gas_Commercial Laundry - ENERGY STAR Washer_A_Achievable Economic TRC Potential | F11 | Commercial | OR - Miscellaneous | Existing | Water Heating | Natural Gas | Commercial Laundry - ENERGY STAR Washer | A | Purchases (Cumulative) | Achievable Economic TRC Potential | 0 | 0 | 0.0062638 | 0.013955 | 0.023366 | 0.034292 | 0.046753 | 0.061322 | 0.077305 | 0.087368 | 0.095064 | 0.098879 | 0.098879 | 0.098879 | 0.098879 | 0.098879 | 0.098879 | 0.098879 | 0.098879 | 0.098879 | 0.098879 | 0.098879 | 0.098879 | 0.098879 | 0.098879 | 0.098879 | 0.098879
F1_Commercial_OR - Miscellaneous_Existing_Water Heating_Natural Gas_Water Heater - Efficient Dishwasher_A_Achievable Economic TRC Potential | F1 | Commercial | OR - Miscellaneous | Existing | Water Heating | Natural Gas | Water Heater - Efficient Dishwasher | A | Integrated Unit Energy Savings (kWh or therms) | Achievable Economic TRC Potential | 0 | 0 | 98.4495 | 95.9902 | 93.7011 | 91.677 | 89.9104 | 88.1874 | 86.5949 | 85.1271 | 83.7804 | 82.5936 | 81.6315 | 80.8871 | 80.4097 | 79.9371 | 79.5962 | 79.3255 | 79.1132 | 78.9424 | 78.821 | 78.735 | 78.6739 | 78.6303 | 78.5714 | 78.5566 | 78.5447
F2_Commercial_OR - Miscellaneous_Existing_Water Heating_Natural Gas_Water Heater - Efficient Dishwasher_A_Achievable Economic TRC Potential | F2 | Commercial | OR - Miscellaneous | Existing | Water Heating | Natural Gas | Water Heater - Efficient Dishwasher | A | Integrated Unit Summer Peak Savings (kW) | Achievable Economic TRC Potential | 0 | 0 | 0 | 0 | 0 | 0 | 0 | 0 | 0 | 0 | 0 | 0 | 0 | 0 | 0 | 0 | 0 | 0 | 0 | 0 | 0 | 0 | 0 | 0 | 0 | 0 | 0
F3_Commercial_OR - Miscellaneous_Existing_Water Heating_Natural Gas_Water Heater - Efficient Dishwasher_A_Achievable Economic TRC Potential | F3 | Commercial | OR - Miscellaneous | Existing | Water Heating | Natural Gas | Water Heater - Efficient Dishwasher | A | Integrated Unit Winter Peak Savings (kW) | Achievable Economic TRC Potential | 0 | 0 | 0 | 0 | 0 | 0 | 0 | 0 | 0 | 0 | 0 | 0 | 0 | 0 | 0 | 0 | 0 | 0 | 0 | 0 | 0 | 0 | 0 | 0 | 0 | 0 | 0
F4_Commercial_OR - Miscellaneous_Existing_Water Heating_Natural Gas_Water Heater - Efficient Dishwasher_A_Achievable Economic TRC Potential | F4 | Commercial | OR - Miscellaneous | Existing | Water Heating | Natural Gas | Water Heater - Efficient Dishwasher | A | Incremental Energy Savings (MWh or mTherms) | Achievable Economic TRC Potential | 0 | 0 | 0.076583 | 0.091682 | 0.10952 | 0.12439 | 0.13914 | 0.15956 | 0.17188 | 0.17261 | 0.16009 | 0.13566 | 0.10376 | 0.070557 | 0 | 0 | 0 | 0 | 0 | 0 | 0 | 0 | 0 | 0 | 0 | 0 | 0
F5_Commercial_OR - Miscellaneous_Existing_Water Heating_Natural Gas_Water Heater - Efficient Dishwasher_A_Achievable Economic TRC Potential | F5 | Commercial | OR - Miscellaneous | Existing | Water Heating | Natural Gas | Water Heater - Efficient Dishwasher | A | Incremental Summer Peak Savings (MW) | Achievable Economic TRC Potential | 0 | 0 | 0 | 0 | 0 | 0 | 0 | 0 | 0 | 0 | 0 | 0 | 0 | 0 | 0 | 0 | 0 | 0 | 0 | 0 | 0 | 0 | 0 | 0 | 0 | 0 | 0
F6_Commercial_OR - Miscellaneous_Existing_Water Heating_Natural Gas_Water Heater - Efficient Dishwasher_A_Achievable Economic TRC Potential | F6 | Commercial | OR - Miscellaneous | Existing | Water Heating | Natural Gas | Water Heater - Efficient Dishwasher | A | Incremental Winter Peak Savings (MW) | Achievable Economic TRC Potential | 0 | 0 | 0 | 0 | 0 | 0 | 0 | 0 | 0 | 0 | 0 | 0 | 0 | 0 | 0 | 0 | 0 | 0 | 0 | 0 | 0 | 0 | 0 | 0 | 0 | 0 | 0
F7_Commercial_OR - Miscellaneous_Existing_Water Heating_Natural Gas_Water Heater - Efficient Dishwasher_A_Achievable Economic TRC Potential | F7 | Commercial | OR - Miscellaneous | Existing | Water Heating | Natural Gas | Water Heater - Efficient Dishwasher | A | Cumulative Energy Savings (MWh or mTherms) | Achievable Economic TRC Potential | 0 | 0 | 0.076583 | 0.16635 | 0.2719 | 0.39041 | 0.52203 | 0.67159 | 0.83134 | 0.98985 | 1.1343 | 1.2539 | 1.343 | 1.4013 | 1.3931 | 1.3849 | 1.379 | 1.3743 | 1.3706 | 1.3676 | 1.3655 | 1.3641 | 1.363 | 1.3622 | 1.3612 | 1.361 | 1.3608
F8_Commercial_OR - Miscellaneous_Existing_Water Heating_Natural Gas_Water Heater - Efficient Dishwasher_A_Achievable Economic TRC Potential | F8 | Commercial | OR - Miscellaneous | Existing | Water Heating | Natural Gas | Water Heater - Efficient Dishwasher | A | Cumulative Summer Peak Savings (MW) | Achievable Economic TRC Potential | 0 | 0 | 0 | 0 | 0 | 0 | 0 | 0 | 0 | 0 | 0 | 0 | 0 | 0 | 0 | 0 | 0 | 0 | 0 | 0 | 0 | 0 | 0 | 0 | 0 | 0 | 0
F9_Commercial_OR - Miscellaneous_Existing_Water Heating_Natural Gas_Water Heater - Efficient Dishwasher_A_Achievable Economic TRC Potential | F9 | Commercial | OR - Miscellaneous | Existing | Water Heating | Natural Gas | Water Heater - Efficient Dishwasher | A | Cumulative Winter Peak Savings (MW) | Achievable Economic TRC Potential | 0 | 0 | 0 | 0 | 0 | 0 | 0 | 0 | 0 | 0 | 0 | 0 | 0 | 0 | 0 | 0 | 0 | 0 | 0 | 0 | 0 | 0 | 0 | 0 | 0 | 0 | 0
F10_Commercial_OR - Miscellaneous_Existing_Water Heating_Natural Gas_Water Heater - Efficient Dishwasher_A_Achievable Economic TRC Potential | F10 | Commercial | OR - Miscellaneous | Existing | Water Heating | Natural Gas | Water Heater - Efficient Dishwasher | A | Purchases (Incremental) | Achievable Economic TRC Potential | 0 | 0 | 0.77789 | 0.95512 | 1.1688 | 1.3568 | 1.5476 | 1.8093 | 1.9848 | 2.0276 | 1.9108 | 1.6425 | 1.271 | 0.87229 | 0 | 0 | 0 | 0 | 0 | 0 | 0 | 0 | 0 | 0 | 0 | 0 | 0
F11_Commercial_OR - Miscellaneous_Existing_Water Heating_Natural Gas_Water Heater - Efficient Dishwasher_A_Achievable Economic TRC Potential | F11 | Commercial | OR - Miscellaneous | Existing | Water Heating | Natural Gas | Water Heater - Efficient Dishwasher | A | Purchases (Cumulative) | Achievable Economic TRC Potential | 0 | 0 | 0.77789 | 1.733 | 2.9018 | 4.2586 | 5.8061 | 7.6155 | 9.6003 | 11.6279 | 13.5388 | 15.1813 | 16.4523 | 17.3246 | 17.3246 | 17.3246 | 17.3246 | 17.3246 | 17.3246 | 17.3246 | 17.3246 | 17.3246 | 17.3246 | 17.3246 | 17.3246 | 17.3246 | 17.3246
F1_Commercial_OR - Miscellaneous_Existing_Water Heating_Natural Gas_Commercial Laundry - Alternative Dry-Cleaning Methods_A_Achievable Economic TRC Potential | F1 | Commercial | OR - Miscellaneous | Existing | Water Heating | Natural Gas | Commercial Laundry - Alternative Dry-Cleaning Methods | A | Integrated Unit Energy Savings (kWh or therms) | Achievable Economic TRC Potential | 0 | 0 | 0 | 0 | 0 | 0 | 0 | 0 | 0 | 0 | 0 | 0 | 0 | 0 | 0 | 0 | 0 | 0 | 0 | 0 | 0 | 0 | 0 | 0 | 0 | 0 | 0
F2_Commercial_OR - Miscellaneous_Existing_Water Heating_Natural Gas_Commercial Laundry - Alternative Dry-Cleaning Methods_A_Achievable Economic TRC Potential | F2 | Commercial | OR - Miscellaneous | Existing | Water Heating | Natural Gas | Commercial Laundry - Alternative Dry-Cleaning Methods | A | Integrated Unit Summer Peak Savings (kW) | Achievable Economic TRC Potential | 0 | 0 | 0 | 0 | 0 | 0 | 0 | 0 | 0 | 0 | 0 | 0 | 0 | 0 | 0 | 0 | 0 | 0 | 0 | 0 | 0 | 0 | 0 | 0 | 0 | 0 | 0
F3_Commercial_OR - Miscellaneous_Existing_Water Heating_Natural Gas_Commercial Laundry - Alternative Dry-Cleaning Methods_A_Achievable Economic TRC Potential | F3 | Commercial | OR - Miscellaneous | Existing | Water Heating | Natural Gas | Commercial Laundry - Alternative Dry-Cleaning Methods | A | Integrated Unit Winter Peak Savings (kW) | Achievable Economic TRC Potential | 0 | 0 | 0 | 0 | 0 | 0 | 0 | 0 | 0 | 0 | 0 | 0 | 0 | 0 | 0 | 0 | 0 | 0 | 0 | 0 | 0 | 0 | 0 | 0 | 0 | 0 | 0
F4_Commercial_OR - Miscellaneous_Existing_Water Heating_Natural Gas_Commercial Laundry - Alternative Dry-Cleaning Methods_A_Achievable Economic TRC Potential | F4 | Commercial | OR - Miscellaneous | Existing | Water Heating | Natural Gas | Commercial Laundry - Alternative Dry-Cleaning Methods | A | Incremental Energy Savings (MWh or mTherms) | Achievable Economic TRC Potential | 0 | 0 | 0 | 0 | 0 | 0 | 0 | 0 | 0 | 0 | 0 | 0 | 0 | 0 | 0 | 0 | 0 | 0 | 0 | 0 | 0 | 0 | 0 | 0 | 0 | 0 | 0
F5_Commercial_OR - Miscellaneous_Existing_Water Heating_Natural Gas_Commercial Laundry - Alternative Dry-Cleaning Methods_A_Achievable Economic TRC Potential | F5 | Commercial | OR - Miscellaneous | Existing | Water Heating | Natural Gas | Commercial Laundry - Alternative Dry-Cleaning Methods | A | Incremental Summer Peak Savings (MW) | Achievable Economic TRC Potential | 0 | 0 | 0 | 0 | 0 | 0 | 0 | 0 | 0 | 0 | 0 | 0 | 0 | 0 | 0 | 0 | 0 | 0 | 0 | 0 | 0 | 0 | 0 | 0 | 0 | 0 | 0
F6_Commercial_OR - Miscellaneous_Existing_Water Heating_Natural Gas_Commercial Laundry - Alternative Dry-Cleaning Methods_A_Achievable Economic TRC Potential | F6 | Commercial | OR - Miscellaneous | Existing | Water Heating | Natural Gas | Commercial Laundry - Alternative Dry-Cleaning Methods | A | Incremental Winter Peak Savings (MW) | Achievable Economic TRC Potential | 0 | 0 | 0 | 0 | 0 | 0 | 0 | 0 | 0 | 0 | 0 | 0 | 0 | 0 | 0 | 0 | 0 | 0 | 0 | 0 | 0 | 0 | 0 | 0 | 0 | 0 | 0
F7_Commercial_OR - Miscellaneous_Existing_Water Heating_Natural Gas_Commercial Laundry - Alternative Dry-Cleaning Methods_A_Achievable Economic TRC Potential | F7 | Commercial | OR - Miscellaneous | Existing | Water Heating | Natural Gas | Commercial Laundry - Alternative Dry-Cleaning Methods | A | Cumulative Energy Savings (MWh or mTherms) | Achievable Economic TRC Potential | 0 | 0 | 0 | 0 | 0 | 0 | 0 | 0 | 0 | 0 | 0 | 0 | 0 | 0 | 0 | 0 | 0 | 0 | 0 | 0 | 0 | 0 | 0 | 0 | 0 | 0 | 0
F8_Commercial_OR - Miscellaneous_Existing_Water Heating_Natural Gas_Commercial Laundry - Alternative Dry-Cleaning Methods_A_Achievable Economic TRC Potential | F8 | Commercial | OR - Miscellaneous | Existing | Water Heating | Natural Gas | Commercial Laundry - Alternative Dry-Cleaning Methods | A | Cumulative Summer Peak Savings (MW) | Achievable Economic TRC Potential | 0 | 0 | 0 | 0 | 0 | 0 | 0 | 0 | 0 | 0 | 0 | 0 | 0 | 0 | 0 | 0 | 0 | 0 | 0 | 0 | 0 | 0 | 0 | 0 | 0 | 0 | 0
F9_Commercial_OR - Miscellaneous_Existing_Water Heating_Natural Gas_Commercial Laundry - Alternative Dry-Cleaning Methods_A_Achievable Economic TRC Potential | F9 | Commercial | OR - Miscellaneous | Existing | Water Heating | Natural Gas | Commercial Laundry - Alternative Dry-Cleaning Methods | A | Cumulative Winter Peak Savings (MW) | Achievable Economic TRC Potential | 0 | 0 | 0 | 0 | 0 | 0 | 0 | 0 | 0 | 0 | 0 | 0 | 0 | 0 | 0 | 0 | 0 | 0 | 0 | 0 | 0 | 0 | 0 | 0 | 0 | 0 | 0
F10_Commercial_OR - Miscellaneous_Existing_Water Heating_Natural Gas_Commercial Laundry - Alternative Dry-Cleaning Methods_A_Achievable Economic TRC Potential | F10 | Commercial | OR - Miscellaneous | Existing | Water Heating | Natural Gas | Commercial Laundry - Alternative Dry-Cleaning Methods | A | Purchases (Incremental) | Achievable Economic TRC Potential | 0 | 0 | 0 | 0 | 0 | 0 | 0 | 0 | 0 | 0 | 0 | 0 | 0 | 0 | 0 | 0 | 0 | 0 | 0 | 0 | 0 | 0 | 0 | 0 | 0 | 0 | 0
F11_Commercial_OR - Miscellaneous_Existing_Water Heating_Natural Gas_Commercial Laundry - Alternative Dry-Cleaning Methods_A_Achievable Economic TRC Potential | F11 | Commercial | OR - Miscellaneous | Existing | Water Heating | Natural Gas | Commercial Laundry - Alternative Dry-Cleaning Methods | A | Purchases (Cumulative) | Achievable Economic TRC Potential | 0 | 0 | 0 | 0 | 0 | 0 | 0 | 0 | 0 | 0 | 0 | 0 | 0 | 0 | 0 | 0 | 0 | 0 | 0 | 0 | 0 | 0 | 0 | 0 | 0 | 0 | 0
F1_Commercial_OR - Miscellaneous_Existing_Space Heating_Natural Gas_Advanced Kitchen Ventilation Controls_A_Achievable Economic TRC Potential | F1 | Commercial | OR - Miscellaneous | Existing | Space Heating | Natural Gas | Advanced Kitchen Ventilation Controls | A | Integrated Unit Energy Savings (kWh or therms) | Achievable Economic TRC Potential | 0 | 0 | 0.059966 | 0.059735 | 0.059457 | 0.059139 | 0.058772 | 0.058349 | 0.057865 | 0.057317 | 0.056701 | 0.056023 | 0.055296 | 0.054537 | 0.053772 | 0.053026 | 0.052323 | 0.051679 | 0.051101 | 0.050592 | 0.050162 | 0.049765 | 0.049461 | 0.049171 | 0.048895 | 0.048631 | 0.048378
F2_Commercial_OR - Miscellaneous_Existing_Space Heating_Natural Gas_Advanced Kitchen Ventilation Controls_A_Achievable Economic TRC Potential | F2 | Commercial | OR - Miscellaneous | Existing | Space Heating | Natural Gas | Advanced Kitchen Ventilation Controls | A | Integrated Unit Summer Peak Savings (kW) | Achievable Economic TRC Potential | 0 | 0 | 0 | 0 | 0 | 0 | 0 | 0 | 0 | 0 | 0 | 0 | 0 | 0 | 0 | 0 | 0 | 0 | 0 | 0 | 0 | 0 | 0 | 0 | 0 | 0 | 0
F3_Commercial_OR - Miscellaneous_Existing_Space Heating_Natural Gas_Advanced Kitchen Ventilation Controls_A_Achievable Economic TRC Potential | F3 | Commercial | OR - Miscellaneous | Existing | Space Heating | Natural Gas | Advanced Kitchen Ventilation Controls | A | Integrated Unit Winter Peak Savings (kW) | Achievable Economic TRC Potential | 0 | 0 | 0 | 0 | 0 | 0 | 0 | 0 | 0 | 0 | 0 | 0 | 0 | 0 | 0 | 0 | 0 | 0 | 0 | 0 | 0 | 0 | 0 | 0 | 0 | 0 | 0
F4_Commercial_OR - Miscellaneous_Existing_Space Heating_Natural Gas_Advanced Kitchen Ventilation Controls_A_Achievable Economic TRC Potential | F4 | Commercial | OR - Miscellaneous | Existing | Space Heating | Natural Gas | Advanced Kitchen Ventilation Controls | A | Incremental Energy Savings (MWh or mTherms) | Achievable Economic TRC Potential | 0 | 0 | 0 | 0 | 0 | 0 | 0 | 0 | 0 | 0 | 0 | 0 | 0 | 0 | 0 | 0 | 0 | 0 | 0 | 0 | 0 | 0 | 0 | 0 | 0 | 0 | 0
F5_Commercial_OR - Miscellaneous_Existing_Space Heating_Natural Gas_Advanced Kitchen Ventilation Controls_A_Achievable Economic TRC Potential | F5 | Commercial | OR - Miscellaneous | Existing | Space Heating | Natural Gas | Advanced Kitchen Ventilation Controls | A | Incremental Summer Peak Savings (MW) | Achievable Economic TRC Potential | 0 | 0 | 0 | 0 | 0 | 0 | 0 | 0 | 0 | 0 | 0 | 0 | 0 | 0 | 0 | 0 | 0 | 0 | 0 | 0 | 0 | 0 | 0 | 0 | 0 | 0 | 0
F6_Commercial_OR - Miscellaneous_Existing_Space Heating_Natural Gas_Advanced Kitchen Ventilation Controls_A_Achievable Economic TRC Potential | F6 | Commercial | OR - Miscellaneous | Existing | Space Heating | Natural Gas | Advanced Kitchen Ventilation Controls | A | Incremental Winter Peak Savings (MW) | Achievable Economic TRC Potential | 0 | 0 | 0 | 0 | 0 | 0 | 0 | 0 | 0 | 0 | 0 | 0 | 0 | 0 | 0 | 0 | 0 | 0 | 0 | 0 | 0 | 0 | 0 | 0 | 0 | 0 | 0
F7_Commercial_OR - Miscellaneous_Existing_Space Heating_Natural Gas_Advanced Kitchen Ventilation Controls_A_Achievable Economic TRC Potential | F7 | Commercial | OR - Miscellaneous | Existing | Space Heating | Natural Gas | Advanced Kitchen Ventilation Controls | A | Cumulative Energy Savings (MWh or mTherms) | Achievable Economic TRC Potential | 0 | 0 | 0 | 0 | 0 | 0 | 0 | 0 | 0 | 0 | 0 | 0 | 0 | 0 | 0 | 0 | 0 | 0 | 0 | 0 | 0 | 0 | 0 | 0 | 0 | 0 | 0
F8_Commercial_OR - Miscellaneous_Existing_Space Heating_Natural Gas_Advanced Kitchen Ventilation Controls_A_Achievable Economic TRC Potential | F8 | Commercial | OR - Miscellaneous | Existing | Space Heating | Natural Gas | Advanced Kitchen Ventilation Controls | A | Cumulative Summer Peak Savings (MW) | Achievable Economic TRC Potential | 0 | 0 | 0 | 0 | 0 | 0 | 0 | 0 | 0 | 0 | 0 | 0 | 0 | 0 | 0 | 0 | 0 | 0 | 0 | 0 | 0 | 0 | 0 | 0 | 0 | 0 | 0
F9_Commercial_OR - Miscellaneous_Existing_Space Heating_Natural Gas_Advanced Kitchen Ventilation Controls_A_Achievable Economic TRC Potential | F9 | Commercial | OR - Miscellaneous | Existing | Space Heating | Natural Gas | Advanced Kitchen Ventilation Controls | A | Cumulative Winter Peak Savings (MW) | Achievable Economic TRC Potential | 0 | 0 | 0 | 0 | 0 | 0 | 0 | 0 | 0 | 0 | 0 | 0 | 0 | 0 | 0 | 0 | 0 | 0 | 0 | 0 | 0 | 0 | 0 | 0 | 0 | 0 | 0
F10_Commercial_OR - Miscellaneous_Existing_Space Heating_Natural Gas_Advanced Kitchen Ventilation Controls_A_Achievable Economic TRC Potential | F10 | Commercial | OR - Miscellaneous | Existing | Space Heating | Natural Gas | Advanced Kitchen Ventilation Controls | A | Purchases (Incremental) | Achievable Economic TRC Potential | 0 | 0 | 0 | 0 | 0 | 0 | 0 | 0 | 0 | 0 | 0 | 0 | 0 | 0 | 0 | 0 | 0 | 0 | 0 | 0 | 0 | 0 | 0 | 0 | 0 | 0 | 0
F11_Commercial_OR - Miscellaneous_Existing_Space Heating_Natural Gas_Advanced Kitchen Ventilation Controls_A_Achievable Economic TRC Potential | F11 | Commercial | OR - Miscellaneous | Existing | Space Heating | Natural Gas | Advanced Kitchen Ventilation Controls | A | Purchases (Cumulative) | Achievable Economic TRC Potential | 0 | 0 | 0 | 0 | 0 | 0 | 0 | 0 | 0 | 0 | 0 | 0 | 0 | 0 | 0 | 0 | 0 | 0 | 0 | 0 | 0 | 0 | 0 | 0 | 0 | 0 | 0
F1_Commercial_OR - Miscellaneous_Existing_Space Heating_Natural Gas_Infiltration Control - Loading Dock Sealing_A_Achievable Economic TRC Potential | F1 | Commercial | OR - Miscellaneous | Existing | Space Heating | Natural Gas | Infiltration Control - Loading Dock Sealing | A | Integrated Unit Energy Savings (kWh or therms) | Achievable Economic TRC Potential | 0 | 0 | 213.8688 | 212.1617 | 210.0579 | 207.6655 | 204.9323 | 201.9008 | 198.4728 | 194.6713 | 190.542 | 186.1766 | 181.7316 | 177.2372 | 172.7966 | 168.6251 | 164.817 | 161.5505 | 158.8532 | 156.569 | 154.8004 | 153.1736 | 152.2306 | 151.3336 | 150.478 | 149.6601 | 148.8757
F2_Commercial_OR - Miscellaneous_Existing_Space Heating_Natural Gas_Infiltration Control - Loading Dock Sealing_A_Achievable Economic TRC Potential | F2 | Commercial | OR - Miscellaneous | Existing | Space Heating | Natural Gas | Infiltration Control - Loading Dock Sealing | A | Integrated Unit Summer Peak Savings (kW) | Achievable Economic TRC Potential | 0 | 0 | 0 | 0 | 0 | 0 | 0 | 0 | 0 | 0 | 0 | 0 | 0 | 0 | 0 | 0 | 0 | 0 | 0 | 0 | 0 | 0 | 0 | 0 | 0 | 0 | 0
F3_Commercial_OR - Miscellaneous_Existing_Space Heating_Natural Gas_Infiltration Control - Loading Dock Sealing_A_Achievable Economic TRC Potential | F3 | Commercial | OR - Miscellaneous | Existing | Space Heating | Natural Gas | Infiltration Control - Loading Dock Sealing | A | Integrated Unit Winter Peak Savings (kW) | Achievable Economic TRC Potential | 0 | 0 | 0 | 0 | 0 | 0 | 0 | 0 | 0 | 0 | 0 | 0 | 0 | 0 | 0 | 0 | 0 | 0 | 0 | 0 | 0 | 0 | 0 | 0 | 0 | 0 | 0
F4_Commercial_OR - Miscellaneous_Existing_Space Heating_Natural Gas_Infiltration Control - Loading Dock Sealing_A_Achievable Economic TRC Potential | F4 | Commercial | OR - Miscellaneous | Existing | Space Heating | Natural Gas | Infiltration Control - Loading Dock Sealing | A | Incremental Energy Savings (MWh or mTherms) | Achievable Economic TRC Potential | 0 | 0 | 0 | 0 | 0 | 0 | 0 | 0 | 0 | 0 | 0 | 0 | 0 | 0 | 0 | 0 | 0 | 0 | 0 | 0 | 0 | 0 | 0 | 0 | 0 | 0 | 0
F5_Commercial_OR - Miscellaneous_Existing_Space Heating_Natural Gas_Infiltration Control - Loading Dock Sealing_A_Achievable Economic TRC Potential | F5 | Commercial | OR - Miscellaneous | Existing | Space Heating | Natural Gas | Infiltration Control - Loading Dock Sealing | A | Incremental Summer Peak Savings (MW) | Achievable Economic TRC Potential | 0 | 0 | 0 | 0 | 0 | 0 | 0 | 0 | 0 | 0 | 0 | 0 | 0 | 0 | 0 | 0 | 0 | 0 | 0 | 0 | 0 | 0 | 0 | 0 | 0 | 0 | 0
F6_Commercial_OR - Miscellaneous_Existing_Space Heating_Natural Gas_Infiltration Control - Loading Dock Sealing_A_Achievable Economic TRC Potential | F6 | Commercial | OR - Miscellaneous | Existing | Space Heating | Natural Gas | Infiltration Control - Loading Dock Sealing | A | Incremental Winter Peak Savings (MW) | Achievable Economic TRC Potential | 0 | 0 | 0 | 0 | 0 | 0 | 0 | 0 | 0 | 0 | 0 | 0 | 0 | 0 | 0 | 0 | 0 | 0 | 0 | 0 | 0 | 0 | 0 | 0 | 0 | 0 | 0
F7_Commercial_OR - Miscellaneous_Existing_Space Heating_Natural Gas_Infiltration Control - Loading Dock Sealing_A_Achievable Economic TRC Potential | F7 | Commercial | OR - Miscellaneous | Existing | Space Heating | Natural Gas | Infiltration Control - Loading Dock Sealing | A | Cumulative Energy Savings (MWh or mTherms) | Achievable Economic TRC Potential | 0 | 0 | 0 | 0 | 0 | 0 | 0 | 0 | 0 | 0 | 0 | 0 | 0 | 0 | 0 | 0 | 0 | 0 | 0 | 0 | 0 | 0 | 0 | 0 | 0 | 0 | 0
F8_Commercial_OR - Miscellaneous_Existing_Space Heating_Natural Gas_Infiltration Control - Loading Dock Sealing_A_Achievable Economic TRC Potential | F8 | Commercial | OR - Miscellaneous | Existing | Space Heating | Natural Gas | Infiltration Control - Loading Dock Sealing | A | Cumulative Summer Peak Savings (MW) | Achievable Economic TRC Potential | 0 | 0 | 0 | 0 | 0 | 0 | 0 | 0 | 0 | 0 | 0 | 0 | 0 | 0 | 0 | 0 | 0 | 0 | 0 | 0 | 0 | 0 | 0 | 0 | 0 | 0 | 0
F9_Commercial_OR - Miscellaneous_Existing_Space Heating_Natural Gas_Infiltration Control - Loading Dock Sealing_A_Achievable Economic TRC Potential | F9 | Commercial | OR - Miscellaneous | Existing | Space Heating | Natural Gas | Infiltration Control - Loading Dock Sealing | A | Cumulative Winter Peak Savings (MW) | Achievable Economic TRC Potential | 0 | 0 | 0 | 0 | 0 | 0 | 0 | 0 | 0 | 0 | 0 | 0 | 0 | 0 | 0 | 0 | 0 | 0 | 0 | 0 | 0 | 0 | 0 | 0 | 0 | 0 | 0
F10_Commercial_OR - Miscellaneous_Existing_Space Heating_Natural Gas_Infiltration Control - Loading Dock Sealing_A_Achievable Economic TRC Potential | F10 | Commercial | OR - Miscellaneous | Existing | Space Heating | Natural Gas | Infiltration Control - Loading Dock Sealing | A | Purchases (Incremental) | Achievable Economic TRC Potential | 0 | 0 | 0 | 0 | 0 | 0 | 0 | 0 | 0 | 0 | 0 | 0 | 0 | 0 | 0 | 0 | 0 | 0 | 0 | 0 | 0 | 0 | 0 | 0 | 0 | 0 | 0
F11_Commercial_OR - Miscellaneous_Existing_Space Heating_Natural Gas_Infiltration Control - Loading Dock Sealing_A_Achievable Economic TRC Potential | F11 | Commercial | OR - Miscellaneous | Existing | Space Heating | Natural Gas | Infiltration Control - Loading Dock Sealing | A | Purchases (Cumulative) | Achievable Economic TRC Potential | 0 | 0 | 0 | 0 | 0 | 0 | 0 | 0 | 0 | 0 | 0 | 0 | 0 | 0 | 0 | 0 | 0 | 0 | 0 | 0 | 0 | 0 | 0 | 0 | 0 | 0 | 0
F1_Commercial_OR - Miscellaneous_Existing_Space Heating_Natural Gas_Greenhouse Heat Curtain_A_Achievable Economic TRC Potential | F1 | Commercial | OR - Miscellaneous | Existing | Space Heating | Natural Gas | Greenhouse Heat Curtain | A | Integrated Unit Energy Savings (kWh or therms) | Achievable Economic TRC Potential | 0 | 0 | 186.8765 | 185.5326 | 183.9628 | 182.198 | 180.2025 | 177.9305 | 175.372 | 172.5289 | 169.4224 | 166.1052 | 162.7415 | 159.3438 | 155.9678 | 152.7308 | 149.7359 | 147.1287 | 144.9329 | 143.0365 | 141.5226 | 140.1162 | 139.2544 | 138.4346 | 137.6527 | 136.9051 | 136.1882
F2_Commercial_OR - Miscellaneous_Existing_Space Heating_Natural Gas_Greenhouse Heat Curtain_A_Achievable Economic TRC Potential | F2 | Commercial | OR - Miscellaneous | Existing | Space Heating | Natural Gas | Greenhouse Heat Curtain | A | Integrated Unit Summer Peak Savings (kW) | Achievable Economic TRC Potential | 0 | 0 | 0 | 0 | 0 | 0 | 0 | 0 | 0 | 0 | 0 | 0 | 0 | 0 | 0 | 0 | 0 | 0 | 0 | 0 | 0 | 0 | 0 | 0 | 0 | 0 | 0
F3_Commercial_OR - Miscellaneous_Existing_Space Heating_Natural Gas_Greenhouse Heat Curtain_A_Achievable Economic TRC Potential | F3 | Commercial | OR - Miscellaneous | Existing | Space Heating | Natural Gas | Greenhouse Heat Curtain | A | Integrated Unit Winter Peak Savings (kW) | Achievable Economic TRC Potential | 0 | 0 | 0 | 0 | 0 | 0 | 0 | 0 | 0 | 0 | 0 | 0 | 0 | 0 | 0 | 0 | 0 | 0 | 0 | 0 | 0 | 0 | 0 | 0 | 0 | 0 | 0
F4_Commercial_OR - Miscellaneous_Existing_Space Heating_Natural Gas_Greenhouse Heat Curtain_A_Achievable Economic TRC Potential | F4 | Commercial | OR - Miscellaneous | Existing | Space Heating | Natural Gas | Greenhouse Heat Curtain | A | Incremental Energy Savings (MWh or mTherms) | Achievable Economic TRC Potential | 0 | 0 | 0 | 0 | 0 | 0 | 0 | 0 | 0 | 0 | 0 | 0 | 0 | 0 | 0 | 0 | 0 | 0 | 0 | 0 | 0 | 0 | 0 | 0 | 0 | 0 | 0
F5_Commercial_OR - Miscellaneous_Existing_Space Heating_Natural Gas_Greenhouse Heat Curtain_A_Achievable Economic TRC Potential | F5 | Commercial | OR - Miscellaneous | Existing | Space Heating | Natural Gas | Greenhouse Heat Curtain | A | Incremental Summer Peak Savings (MW) | Achievable Economic TRC Potential | 0 | 0 | 0 | 0 | 0 | 0 | 0 | 0 | 0 | 0 | 0 | 0 | 0 | 0 | 0 | 0 | 0 | 0 | 0 | 0 | 0 | 0 | 0 | 0 | 0 | 0 | 0
F6_Commercial_OR - Miscellaneous_Existing_Space Heating_Natural Gas_Greenhouse Heat Curtain_A_Achievable Economic TRC Potential | F6 | Commercial | OR - Miscellaneous | Existing | Space Heating | Natural Gas | Greenhouse Heat Curtain | A | Incremental Winter Peak Savings (MW) | Achievable Economic TRC Potential | 0 | 0 | 0 | 0 | 0 | 0 | 0 | 0 | 0 | 0 | 0 | 0 | 0 | 0 | 0 | 0 | 0 | 0 | 0 | 0 | 0 | 0 | 0 | 0 | 0 | 0 | 0
F7_Commercial_OR - Miscellaneous_Existing_Space Heating_Natural Gas_Greenhouse Heat Curtain_A_Achievable Economic TRC Potential | F7 | Commercial | OR - Miscellaneous | Existing | Space Heating | Natural Gas | Greenhouse Heat Curtain | A | Cumulative Energy Savings (MWh or mTherms) | Achievable Economic TRC Potential | 0 | 0 | 0 | 0 | 0 | 0 | 0 | 0 | 0 | 0 | 0 | 0 | 0 | 0 | 0 | 0 | 0 | 0 | 0 | 0 | 0 | 0 | 0 | 0 | 0 | 0 | 0
F8_Commercial_OR - Miscellaneous_Existing_Space Heating_Natural Gas_Greenhouse Heat Curtain_A_Achievable Economic TRC Potential | F8 | Commercial | OR - Miscellaneous | Existing | Space Heating | Natural Gas | Greenhouse Heat Curtain | A | Cumulative Summer Peak Savings (MW) | Achievable Economic TRC Potential | 0 | 0 | 0 | 0 | 0 | 0 | 0 | 0 | 0 | 0 | 0 | 0 | 0 | 0 | 0 | 0 | 0 | 0 | 0 | 0 | 0 | 0 | 0 | 0 | 0 | 0 | 0
F9_Commercial_OR - Miscellaneous_Existing_Space Heating_Natural Gas_Greenhouse Heat Curtain_A_Achievable Economic TRC Potential | F9 | Commercial | OR - Miscellaneous | Existing | Space Heating | Natural Gas | Greenhouse Heat Curtain | A | Cumulative Winter Peak Savings (MW) | Achievable Economic TRC Potential | 0 | 0 | 0 | 0 | 0 | 0 | 0 | 0 | 0 | 0 | 0 | 0 | 0 | 0 | 0 | 0 | 0 | 0 | 0 | 0 | 0 | 0 | 0 | 0 | 0 | 0 | 0
F10_Commercial_OR - Miscellaneous_Existing_Space Heating_Natural Gas_Greenhouse Heat Curtain_A_Achievable Economic TRC Potential | F10 | Commercial | OR - Miscellaneous | Existing | Space Heating | Natural Gas | Greenhouse Heat Curtain | A | Purchases (Incremental) | Achievable Economic TRC Potential | 0 | 0 | 0 | 0 | 0 | 0 | 0 | 0 | 0 | 0 | 0 | 0 | 0 | 0 | 0 | 0 | 0 | 0 | 0 | 0 | 0 | 0 | 0 | 0 | 0 | 0 | 0
F11_Commercial_OR - Miscellaneous_Existing_Space Heating_Natural Gas_Greenhouse Heat Curtain_A_Achievable Economic TRC Potential | F11 | Commercial | OR - Miscellaneous | Existing | Space Heating | Natural Gas | Greenhouse Heat Curtain | A | Purchases (Cumulative) | Achievable Economic TRC Potential | 0 | 0 | 0 | 0 | 0 | 0 | 0 | 0 | 0 | 0 | 0 | 0 | 0 | 0 | 0 | 0 | 0 | 0 | 0 | 0 | 0 | 0 | 0 | 0 | 0 | 0 | 0
F1_Commercial_OR - Miscellaneous_Existing_Space Heating_Natural Gas_Ventilation - Parking Garages, Demand Controlled_A_Achievable Economic TRC Potential | F1 | Commercial | OR - Miscellaneous | Existing | Space Heating | Natural Gas | Ventilation - Parking Garages, Demand Controlled | A | Integrated Unit Energy Savings (kWh or therms) | Achievable Economic TRC Potential | 0 | 0 | 0 | 0 | 0 | 0 | 0 | 0 | 0 | 0 | 0 | 0 | 0 | 0 | 0 | 0 | 0 | 0 | 0 | 0 | 0 | 0 | 0 | 0 | 0 | 0 | 0
F2_Commercial_OR - Miscellaneous_Existing_Space Heating_Natural Gas_Ventilation - Parking Garages, Demand Controlled_A_Achievable Economic TRC Potential | F2 | Commercial | OR - Miscellaneous | Existing | Space Heating | Natural Gas | Ventilation - Parking Garages, Demand Controlled | A | Integrated Unit Summer Peak Savings (kW) | Achievable Economic TRC Potential | 0 | 0 | 0 | 0 | 0 | 0 | 0 | 0 | 0 | 0 | 0 | 0 | 0 | 0 | 0 | 0 | 0 | 0 | 0 | 0 | 0 | 0 | 0 | 0 | 0 | 0 | 0
F3_Commercial_OR - Miscellaneous_Existing_Space Heating_Natural Gas_Ventilation - Parking Garages, Demand Controlled_A_Achievable Economic TRC Potential | F3 | Commercial | OR - Miscellaneous | Existing | Space Heating | Natural Gas | Ventilation - Parking Garages, Demand Controlled | A | Integrated Unit Winter Peak Savings (kW) | Achievable Economic TRC Potential | 0 | 0 | 0 | 0 | 0 | 0 | 0 | 0 | 0 | 0 | 0 | 0 | 0 | 0 | 0 | 0 | 0 | 0 | 0 | 0 | 0 | 0 | 0 | 0 | 0 | 0 | 0
F4_Commercial_OR - Miscellaneous_Existing_Space Heating_Natural Gas_Ventilation - Parking Garages, Demand Controlled_A_Achievable Economic TRC Potential | F4 | Commercial | OR - Miscellaneous | Existing | Space Heating | Natural Gas | Ventilation - Parking Garages, Demand Controlled | A | Incremental Energy Savings (MWh or mTherms) | Achievable Economic TRC Potential | 0 | 0 | 0 | 0 | 0 | 0 | 0 | 0 | 0 | 0 | 0 | 0 | 0 | 0 | 0 | 0 | 0 | 0 | 0 | 0 | 0 | 0 | 0 | 0 | 0 | 0 | 0
F5_Commercial_OR - Miscellaneous_Existing_Space Heating_Natural Gas_Ventilation - Parking Garages, Demand Controlled_A_Achievable Economic TRC Potential | F5 | Commercial | OR - Miscellaneous | Existing | Space Heating | Natural Gas | Ventilation - Parking Garages, Demand Controlled | A | Incremental Summer Peak Savings (MW) | Achievable Economic TRC Potential | 0 | 0 | 0 | 0 | 0 | 0 | 0 | 0 | 0 | 0 | 0 | 0 | 0 | 0 | 0 | 0 | 0 | 0 | 0 | 0 | 0 | 0 | 0 | 0 | 0 | 0 | 0
F6_Commercial_OR - Miscellaneous_Existing_Space Heating_Natural Gas_Ventilation - Parking Garages, Demand Controlled_A_Achievable Economic TRC Potential | F6 | Commercial | OR - Miscellaneous | Existing | Space Heating | Natural Gas | Ventilation - Parking Garages, Demand Controlled | A | Incremental Winter Peak Savings (MW) | Achievable Economic TRC Potential | 0 | 0 | 0 | 0 | 0 | 0 | 0 | 0 | 0 | 0 | 0 | 0 | 0 | 0 | 0 | 0 | 0 | 0 | 0 | 0 | 0 | 0 | 0 | 0 | 0 | 0 | 0
F7_Commercial_OR - Miscellaneous_Existing_Space Heating_Natural Gas_Ventilation - Parking Garages, Demand Controlled_A_Achievable Economic TRC Potential | F7 | Commercial | OR - Miscellaneous | Existing | Space Heating | Natural Gas | Ventilation - Parking Garages, Demand Controlled | A | Cumulative Energy Savings (MWh or mTherms) | Achievable Economic TRC Potential | 0 | 0 | 0 | 0 | 0 | 0 | 0 | 0 | 0 | 0 | 0 | 0 | 0 | 0 | 0 | 0 | 0 | 0 | 0 | 0 | 0 | 0 | 0 | 0 | 0 | 0 | 0
F8_Commercial_OR - Miscellaneous_Existing_Space Heating_Natural Gas_Ventilation - Parking Garages, Demand Controlled_A_Achievable Economic TRC Potential | F8 | Commercial | OR - Miscellaneous | Existing | Space Heating | Natural Gas | Ventilation - Parking Garages, Demand Controlled | A | Cumulative Summer Peak Savings (MW) | Achievable Economic TRC Potential | 0 | 0 | 0 | 0 | 0 | 0 | 0 | 0 | 0 | 0 | 0 | 0 | 0 | 0 | 0 | 0 | 0 | 0 | 0 | 0 | 0 | 0 | 0 | 0 | 0 | 0 | 0
F9_Commercial_OR - Miscellaneous_Existing_Space Heating_Natural Gas_Ventilation - Parking Garages, Demand Controlled_A_Achievable Economic TRC Potential | F9 | Commercial | OR - Miscellaneous | Existing | Space Heating | Natural Gas | Ventilation - Parking Garages, Demand Controlled | A | Cumulative Winter Peak Savings (MW) | Achievable Economic TRC Potential | 0 | 0 | 0 | 0 | 0 | 0 | 0 | 0 | 0 | 0 | 0 | 0 | 0 | 0 | 0 | 0 | 0 | 0 | 0 | 0 | 0 | 0 | 0 | 0 | 0 | 0 | 0
F10_Commercial_OR - Miscellaneous_Existing_Space Heating_Natural Gas_Ventilation - Parking Garages, Demand Controlled_A_Achievable Economic TRC Potential | F10 | Commercial | OR - Miscellaneous | Existing | Space Heating | Natural Gas | Ventilation - Parking Garages, Demand Controlled | A | Purchases (Incremental) | Achievable Economic TRC Potential | 0 | 0 | 0 | 0 | 0 | 0 | 0 | 0 | 0 | 0 | 0 | 0 | 0 | 0 | 0 | 0 | 0 | 0 | 0 | 0 | 0 | 0 | 0 | 0 | 0 | 0 | 0
F11_Commercial_OR - Miscellaneous_Existing_Space Heating_Natural Gas_Ventilation - Parking Garages, Demand Controlled_A_Achievable Economic TRC Potential | F11 | Commercial | OR - Miscellaneous | Existing | Space Heating | Natural Gas | Ventilation - Parking Garages, Demand Controlled | A | Purchases (Cumulative) | Achievable Economic TRC Potential | 0 | 0 | 0 | 0 | 0 | 0 | 0 | 0 | 0 | 0 | 0 | 0 | 0 | 0 | 0 | 0 | 0 | 0 | 0 | 0 | 0 | 0 | 0 | 0 | 0 | 0 | 0
F1_Commercial_OR - Miscellaneous_Existing_Miscellaneous_Natural Gas_Pool Heater - Night Covers_A_Achievable Economic TRC Potential | F1 | Commercial | OR - Miscellaneous | Existing | Miscellaneous | Natural Gas | Pool Heater - Night Covers | A | Integrated Unit Energy Savings (kWh or therms) | Achievable Economic TRC Potential | 0 | 0 | 0.024915 | 0.024915 | 0.024915 | 0.024915 | 0.024915 | 0.024915 | 0.024914 | 0.024913 | 0.024912 | 0.02491 | 0.024908 | 0.024906 | 0.024903 | 0.024899 | 0.024895 | 0.024892 | 0.024888 | 0.024885 | 0.024882 | 0.024879 | 0.024877 | 0.024876 | 0.024875 | 0.024875 | 0.024875
F2_Commercial_OR - Miscellaneous_Existing_Miscellaneous_Natural Gas_Pool Heater - Night Covers_A_Achievable Economic TRC Potential | F2 | Commercial | OR - Miscellaneous | Existing | Miscellaneous | Natural Gas | Pool Heater - Night Covers | A | Integrated Unit Summer Peak Savings (kW) | Achievable Economic TRC Potential | 0 | 0 | 0 | 0 | 0 | 0 | 0 | 0 | 0 | 0 | 0 | 0 | 0 | 0 | 0 | 0 | 0 | 0 | 0 | 0 | 0 | 0 | 0 | 0 | 0 | 0 | 0
F3_Commercial_OR - Miscellaneous_Existing_Miscellaneous_Natural Gas_Pool Heater - Night Covers_A_Achievable Economic TRC Potential | F3 | Commercial | OR - Miscellaneous | Existing | Miscellaneous | Natural Gas | Pool Heater - Night Covers | A | Integrated Unit Winter Peak Savings (kW) | Achievable Economic TRC Potential | 0 | 0 | 0 | 0 | 0 | 0 | 0 | 0 | 0 | 0 | 0 | 0 | 0 | 0 | 0 | 0 | 0 | 0 | 0 | 0 | 0 | 0 | 0 | 0 | 0 | 0 | 0
F4_Commercial_OR - Miscellaneous_Existing_Miscellaneous_Natural Gas_Pool Heater - Night Covers_A_Achievable Economic TRC Potential | F4 | Commercial | OR - Miscellaneous | Existing | Miscellaneous | Natural Gas | Pool Heater - Night Covers | A | Incremental Energy Savings (MWh or mTherms) | Achievable Economic TRC Potential | 0 | 0 | 0 | 0 | 0 | 0 | 0 | 0 | 0 | 0 | 0 | 0 | 0 | 0 | 0 | 0 | 0 | 0 | 0 | 0 | 0 | 0 | 0 | 0 | 0 | 0 | 0
F5_Commercial_OR - Miscellaneous_Existing_Miscellaneous_Natural Gas_Pool Heater - Night Covers_A_Achievable Economic TRC Potential | F5 | Commercial | OR - Miscellaneous | Existing | Miscellaneous | Natural Gas | Pool Heater - Night Covers | A | Incremental Summer Peak Savings (MW) | Achievable Economic TRC Potential | 0 | 0 | 0 | 0 | 0 | 0 | 0 | 0 | 0 | 0 | 0 | 0 | 0 | 0 | 0 | 0 | 0 | 0 | 0 | 0 | 0 | 0 | 0 | 0 | 0 | 0 | 0
F6_Commercial_OR - Miscellaneous_Existing_Miscellaneous_Natural Gas_Pool Heater - Night Covers_A_Achievable Economic TRC Potential | F6 | Commercial | OR - Miscellaneous | Existing | Miscellaneous | Natural Gas | Pool Heater - Night Covers | A | Incremental Winter Peak Savings (MW) | Achievable Economic TRC Potential | 0 | 0 | 0 | 0 | 0 | 0 | 0 | 0 | 0 | 0 | 0 | 0 | 0 | 0 | 0 | 0 | 0 | 0 | 0 | 0 | 0 | 0 | 0 | 0 | 0 | 0 | 0
F7_Commercial_OR - Miscellaneous_Existing_Miscellaneous_Natural Gas_Pool Heater - Night Covers_A_Achievable Economic TRC Potential | F7 | Commercial | OR - Miscellaneous | Existing | Miscellaneous | Natural Gas | Pool Heater - Night Covers | A | Cumulative Energy Savings (MWh or mTherms) | Achievable Economic TRC Potential | 0 | 0 | 0 | 0 | 0 | 0 | 0 | 0 | 0 | 0 | 0 | 0 | 0 | 0 | 0 | 0 | 0 | 0 | 0 | 0 | 0 | 0 | 0 | 0 | 0 | 0 | 0
F8_Commercial_OR - Miscellaneous_Existing_Miscellaneous_Natural Gas_Pool Heater - Night Covers_A_Achievable Economic TRC Potential | F8 | Commercial | OR - Miscellaneous | Existing | Miscellaneous | Natural Gas | Pool Heater - Night Covers | A | Cumulative Summer Peak Savings (MW) | Achievable Economic TRC Potential | 0 | 0 | 0 | 0 | 0 | 0 | 0 | 0 | 0 | 0 | 0 | 0 | 0 | 0 | 0 | 0 | 0 | 0 | 0 | 0 | 0 | 0 | 0 | 0 | 0 | 0 | 0
F9_Commercial_OR - Miscellaneous_Existing_Miscellaneous_Natural Gas_Pool Heater - Night Covers_A_Achievable Economic TRC Potential | F9 | Commercial | OR - Miscellaneous | Existing | Miscellaneous | Natural Gas | Pool Heater - Night Covers | A | Cumulative Winter Peak Savings (MW) | Achievable Economic TRC Potential | 0 | 0 | 0 | 0 | 0 | 0 | 0 | 0 | 0 | 0 | 0 | 0 | 0 | 0 | 0 | 0 | 0 | 0 | 0 | 0 | 0 | 0 | 0 | 0 | 0 | 0 | 0
F10_Commercial_OR - Miscellaneous_Existing_Miscellaneous_Natural Gas_Pool Heater - Night Covers_A_Achievable Economic TRC Potential | F10 | Commercial | OR - Miscellaneous | Existing | Miscellaneous | Natural Gas | Pool Heater - Night Covers | A | Purchases (Incremental) | Achievable Economic TRC Potential | 0 | 0 | 0 | 0 | 0 | 0 | 0 | 0 | 0 | 0 | 0 | 0 | 0 | 0 | 0 | 0 | 0 | 0 | 0 | 0 | 0 | 0 | 0 | 0 | 0 | 0 | 0
F11_Commercial_OR - Miscellaneous_Existing_Miscellaneous_Natural Gas_Pool Heater - Night Covers_A_Achievable Economic TRC Potential | F11 | Commercial | OR - Miscellaneous | Existing | Miscellaneous | Natural Gas | Pool Heater - Night Covers | A | Purchases (Cumulative) | Achievable Economic TRC Potential | 0 | 0 | 0 | 0 | 0 | 0 | 0 | 0 | 0 | 0 | 0 | 0 | 0 | 0 | 0 | 0 | 0 | 0 | 0 | 0 | 0 | 0 | 0 | 0 | 0 | 0 | 0
F1_Commercial_OR - Miscellaneous_Existing_Space Heating_Natural Gas_Advanced New Construction Designs_A_Achievable Economic TRC Potential | F1 | Commercial | OR - Miscellaneous | Existing | Space Heating | Natural Gas | Advanced New Construction Designs | A | Integrated Unit Energy Savings (kWh or therms) | Achievable Economic TRC Potential | 0 | 0 | 0 | 0 | 0 | 0 | 0 | 0 | 0 | 0 | 0 | 0 | 0 | 0 | 0 | 0 | 0 | 0 | 0 | 0 | 0 | 0 | 0 | 0 | 0 | 0 | 0
F2_Commercial_OR - Miscellaneous_Existing_Space Heating_Natural Gas_Advanced New Construction Designs_A_Achievable Economic TRC Potential | F2 | Commercial | OR - Miscellaneous | Existing | Space Heating | Natural Gas | Advanced New Construction Designs | A | Integrated Unit Summer Peak Savings (kW) | Achievable Economic TRC Potential | 0 | 0 | 0 | 0 | 0 | 0 | 0 | 0 | 0 | 0 | 0 | 0 | 0 | 0 | 0 | 0 | 0 | 0 | 0 | 0 | 0 | 0 | 0 | 0 | 0 | 0 | 0
F3_Commercial_OR - Miscellaneous_Existing_Space Heating_Natural Gas_Advanced New Construction Designs_A_Achievable Economic TRC Potential | F3 | Commercial | OR - Miscellaneous | Existing | Space Heating | Natural Gas | Advanced New Construction Designs | A | Integrated Unit Winter Peak Savings (kW) | Achievable Economic TRC Potential | 0 | 0 | 0 | 0 | 0 | 0 | 0 | 0 | 0 | 0 | 0 | 0 | 0 | 0 | 0 | 0 | 0 | 0 | 0 | 0 | 0 | 0 | 0 | 0 | 0 | 0 | 0
F4_Commercial_OR - Miscellaneous_Existing_Space Heating_Natural Gas_Advanced New Construction Designs_A_Achievable Economic TRC Potential | F4 | Commercial | OR - Miscellaneous | Existing | Space Heating | Natural Gas | Advanced New Construction Designs | A | Incremental Energy Savings (MWh or mTherms) | Achievable Economic TRC Potential | 0 | 0 | 0 | 0 | 0 | 0 | 0 | 0 | 0 | 0 | 0 | 0 | 0 | 0 | 0 | 0 | 0 | 0 | 0 | 0 | 0 | 0 | 0 | 0 | 0 | 0 | 0
F5_Commercial_OR - Miscellaneous_Existing_Space Heating_Natural Gas_Advanced New Construction Designs_A_Achievable Economic TRC Potential | F5 | Commercial | OR - Miscellaneous | Existing | Space Heating | Natural Gas | Advanced New Construction Designs | A | Incremental Summer Peak Savings (MW) | Achievable Economic TRC Potential | 0 | 0 | 0 | 0 | 0 | 0 | 0 | 0 | 0 | 0 | 0 | 0 | 0 | 0 | 0 | 0 | 0 | 0 | 0 | 0 | 0 | 0 | 0 | 0 | 0 | 0 | 0
F6_Commercial_OR - Miscellaneous_Existing_Space Heating_Natural Gas_Advanced New Construction Designs_A_Achievable Economic TRC Potential | F6 | Commercial | OR - Miscellaneous | Existing | Space Heating | Natural Gas | Advanced New Construction Designs | A | Incremental Winter Peak Savings (MW) | Achievable Economic TRC Potential | 0 | 0 | 0 | 0 | 0 | 0 | 0 | 0 | 0 | 0 | 0 | 0 | 0 | 0 | 0 | 0 | 0 | 0 | 0 | 0 | 0 | 0 | 0 | 0 | 0 | 0 | 0
F7_Commercial_OR - Miscellaneous_Existing_Space Heating_Natural Gas_Advanced New Construction Designs_A_Achievable Economic TRC Potential | F7 | Commercial | OR - Miscellaneous | Existing | Space Heating | Natural Gas | Advanced New Construction Designs | A | Cumulative Energy Savings (MWh or mTherms) | Achievable Economic TRC Potential | 0 | 0 | 0 | 0 | 0 | 0 | 0 | 0 | 0 | 0 | 0 | 0 | 0 | 0 | 0 | 0 | 0 | 0 | 0 | 0 | 0 | 0 | 0 | 0 | 0 | 0 | 0
F8_Commercial_OR - Miscellaneous_Existing_Space Heating_Natural Gas_Advanced New Construction Designs_A_Achievable Economic TRC Potential | F8 | Commercial | OR - Miscellaneous | Existing | Space Heating | Natural Gas | Advanced New Construction Designs | A | Cumulative Summer Peak Savings (MW) | Achievable Economic TRC Potential | 0 | 0 | 0 | 0 | 0 | 0 | 0 | 0 | 0 | 0 | 0 | 0 | 0 | 0 | 0 | 0 | 0 | 0 | 0 | 0 | 0 | 0 | 0 | 0 | 0 | 0 | 0
F9_Commercial_OR - Miscellaneous_Existing_Space Heating_Natural Gas_Advanced New Construction Designs_A_Achievable Economic TRC Potential | F9 | Commercial | OR - Miscellaneous | Existing | Space Heating | Natural Gas | Advanced New Construction Designs | A | Cumulative Winter Peak Savings (MW) | Achievable Economic TRC Potential | 0 | 0 | 0 | 0 | 0 | 0 | 0 | 0 | 0 | 0 | 0 | 0 | 0 | 0 | 0 | 0 | 0 | 0 | 0 | 0 | 0 | 0 | 0 | 0 | 0 | 0 | 0
F10_Commercial_OR - Miscellaneous_Existing_Space Heating_Natural Gas_Advanced New Construction Designs_A_Achievable Economic TRC Potential | F10 | Commercial | OR - Miscellaneous | Existing | Space Heating | Natural Gas | Advanced New Construction Designs | A | Purchases (Incremental) | Achievable Economic TRC Potential | 0 | 0 | 0 | 0 | 0 | 0 | 0 | 0 | 0 | 0 | 0 | 0 | 0 | 0 | 0 | 0 | 0 | 0 | 0 | 0 | 0 | 0 | 0 | 0 | 0 | 0 | 0
F11_Commercial_OR - Miscellaneous_Existing_Space Heating_Natural Gas_Advanced New Construction Designs_A_Achievable Economic TRC Potential | F11 | Commercial | OR - Miscellaneous | Existing | Space Heating | Natural Gas | Advanced New Construction Designs | A | Purchases (Cumulative) | Achievable Economic TRC Potential | 0 | 0 | 0 | 0 | 0 | 0 | 0 | 0 | 0 | 0 | 0 | 0 | 0 | 0 | 0 | 0 | 0 | 0 | 0 | 0 | 0 | 0 | 0 | 0 | 0 | 0 | 0
F1_Commercial_OR - Miscellaneous_Existing_Water Heating_Natural Gas_Advanced New Construction Designs_A_Achievable Economic TRC Potential | F1 | Commercial | OR - Miscellaneous | Existing | Water Heating | Natural Gas | Advanced New Construction Designs | A | Integrated Unit Energy Savings (kWh or therms) | Achievable Economic TRC Potential | 0 | 0 | 0 | 0 | 0 | 0 | 0 | 0 | 0 | 0 | 0 | 0 | 0 | 0 | 0 | 0 | 0 | 0 | 0 | 0 | 0 | 0 | 0 | 0 | 0 | 0 | 0
F2_Commercial_OR - Miscellaneous_Existing_Water Heating_Natural Gas_Advanced New Construction Designs_A_Achievable Economic TRC Potential | F2 | Commercial | OR - Miscellaneous | Existing | Water Heating | Natural Gas | Advanced New Construction Designs | A | Integrated Unit Summer Peak Savings (kW) | Achievable Economic TRC Potential | 0 | 0 | 0 | 0 | 0 | 0 | 0 | 0 | 0 | 0 | 0 | 0 | 0 | 0 | 0 | 0 | 0 | 0 | 0 | 0 | 0 | 0 | 0 | 0 | 0 | 0 | 0
F3_Commercial_OR - Miscellaneous_Existing_Water Heating_Natural Gas_Advanced New Construction Designs_A_Achievable Economic TRC Potential | F3 | Commercial | OR - Miscellaneous | Existing | Water Heating | Natural Gas | Advanced New Construction Designs | A | Integrated Unit Winter Peak Savings (kW) | Achievable Economic TRC Potential | 0 | 0 | 0 | 0 | 0 | 0 | 0 | 0 | 0 | 0 | 0 | 0 | 0 | 0 | 0 | 0 | 0 | 0 | 0 | 0 | 0 | 0 | 0 | 0 | 0 | 0 | 0
F4_Commercial_OR - Miscellaneous_Existing_Water Heating_Natural Gas_Advanced New Construction Designs_A_Achievable Economic TRC Potential | F4 | Commercial | OR - Miscellaneous | Existing | Water Heating | Natural Gas | Advanced New Construction Designs | A | Incremental Energy Savings (MWh or mTherms) | Achievable Economic TRC Potential | 0 | 0 | 0 | 0 | 0 | 0 | 0 | 0 | 0 | 0 | 0 | 0 | 0 | 0 | 0 | 0 | 0 | 0 | 0 | 0 | 0 | 0 | 0 | 0 | 0 | 0 | 0
F5_Commercial_OR - Miscellaneous_Existing_Water Heating_Natural Gas_Advanced New Construction Designs_A_Achievable Economic TRC Potential | F5 | Commercial | OR - Miscellaneous | Existing | Water Heating | Natural Gas | Advanced New Construction Designs | A | Incremental Summer Peak Savings (MW) | Achievable Economic TRC Potential | 0 | 0 | 0 | 0 | 0 | 0 | 0 | 0 | 0 | 0 | 0 | 0 | 0 | 0 | 0 | 0 | 0 | 0 | 0 | 0 | 0 | 0 | 0 | 0 | 0 | 0 | 0
F6_Commercial_OR - Miscellaneous_Existing_Water Heating_Natural Gas_Advanced New Construction Designs_A_Achievable Economic TRC Potential | F6 | Commercial | OR - Miscellaneous | Existing | Water Heating | Natural Gas | Advanced New Construction Designs | A | Incremental Winter Peak Savings (MW) | Achievable Economic TRC Potential | 0 | 0 | 0 | 0 | 0 | 0 | 0 | 0 | 0 | 0 | 0 | 0 | 0 | 0 | 0 | 0 | 0 | 0 | 0 | 0 | 0 | 0 | 0 | 0 | 0 | 0 | 0
F7_Commercial_OR - Miscellaneous_Existing_Water Heating_Natural Gas_Advanced New Construction Designs_A_Achievable Economic TRC Potential | F7 | Commercial | OR - Miscellaneous | Existing | Water Heating | Natural Gas | Advanced New Construction Designs | A | Cumulative Energy Savings (MWh or mTherms) | Achievable Economic TRC Potential | 0 | 0 | 0 | 0 | 0 | 0 | 0 | 0 | 0 | 0 | 0 | 0 | 0 | 0 | 0 | 0 | 0 | 0 | 0 | 0 | 0 | 0 | 0 | 0 | 0 | 0 | 0
F8_Commercial_OR - Miscellaneous_Existing_Water Heating_Natural Gas_Advanced New Construction Designs_A_Achievable Economic TRC Potential | F8 | Commercial | OR - Miscellaneous | Existing | Water Heating | Natural Gas | Advanced New Construction Designs | A | Cumulative Summer Peak Savings (MW) | Achievable Economic TRC Potential | 0 | 0 | 0 | 0 | 0 | 0 | 0 | 0 | 0 | 0 | 0 | 0 | 0 | 0 | 0 | 0 | 0 | 0 | 0 | 0 | 0 | 0 | 0 | 0 | 0 | 0 | 0
F9_Commercial_OR - Miscellaneous_Existing_Water Heating_Natural Gas_Advanced New Construction Designs_A_Achievable Economic TRC Potential | F9 | Commercial | OR - Miscellaneous | Existing | Water Heating | Natural Gas | Advanced New Construction Designs | A | Cumulative Winter Peak Savings (MW) | Achievable Economic TRC Potential | 0 | 0 | 0 | 0 | 0 | 0 | 0 | 0 | 0 | 0 | 0 | 0 | 0 | 0 | 0 | 0 | 0 | 0 | 0 | 0 | 0 | 0 | 0 | 0 | 0 | 0 | 0
F10_Commercial_OR - Miscellaneous_Existing_Water Heating_Natural Gas_Advanced New Construction Designs_A_Achievable Economic TRC Potential | F10 | Commercial | OR - Miscellaneous | Existing | Water Heating | Natural Gas | Advanced New Construction Designs | A | Purchases (Incremental) | Achievable Economic TRC Potential | 0 | 0 | 0 | 0 | 0 | 0 | 0 | 0 | 0 | 0 | 0 | 0 | 0 | 0 | 0 | 0 | 0 | 0 | 0 | 0 | 0 | 0 | 0 | 0 | 0 | 0 | 0
F11_Commercial_OR - Miscellaneous_Existing_Water Heating_Natural Gas_Advanced New Construction Designs_A_Achievable Economic TRC Potential | F11 | Commercial | OR - Miscellaneous | Existing | Water Heating | Natural Gas | Advanced New Construction Designs | A | Purchases (Cumulative) | Achievable Economic TRC Potential | 0 | 0 | 0 | 0 | 0 | 0 | 0 | 0 | 0 | 0 | 0 | 0 | 0 | 0 | 0 | 0 | 0 | 0 | 0 | 0 | 0 | 0 | 0 | 0 | 0 | 0 | 0
F1_Commercial_OR - Miscellaneous_Existing_Space Heating_Natural Gas_Strategic Energy Management_A_Achievable Economic TRC Potential | F1 | Commercial | OR - Miscellaneous | Existing | Space Heating | Natural Gas | Strategic Energy Management | A | Integrated Unit Energy Savings (kWh or therms) | Achievable Economic TRC Potential | 0 | 0 | 0.036488 | 0.036124 | 0.035694 | 0.035249 | 0.034782 | 0.034265 | 0.033684 | 0.033038 | 0.032338 | 0.031597 | 0.030842 | 0.03008 | 0.029326 | 0.028618 | 0.027972 | 0.027417 | 0.026959 | 0.026572 | 0.026272 | 0.025996 | 0.025836 | 0.025683 | 0.025538 | 0.025399 | 0.025266
F2_Commercial_OR - Miscellaneous_Existing_Space Heating_Natural Gas_Strategic Energy Management_A_Achievable Economic TRC Potential | F2 | Commercial | OR - Miscellaneous | Existing | Space Heating | Natural Gas | Strategic Energy Management | A | Integrated Unit Summer Peak Savings (kW) | Achievable Economic TRC Potential | 0 | 0 | 0 | 0 | 0 | 0 | 0 | 0 | 0 | 0 | 0 | 0 | 0 | 0 | 0 | 0 | 0 | 0 | 0 | 0 | 0 | 0 | 0 | 0 | 0 | 0 | 0
F3_Commercial_OR - Miscellaneous_Existing_Space Heating_Natural Gas_Strategic Energy Management_A_Achievable Economic TRC Potential | F3 | Commercial | OR - Miscellaneous | Existing | Space Heating | Natural Gas | Strategic Energy Management | A | Integrated Unit Winter Peak Savings (kW) | Achievable Economic TRC Potential | 0 | 0 | 0 | 0 | 0 | 0 | 0 | 0 | 0 | 0 | 0 | 0 | 0 | 0 | 0 | 0 | 0 | 0 | 0 | 0 | 0 | 0 | 0 | 0 | 0 | 0 | 0
F4_Commercial_OR - Miscellaneous_Existing_Space Heating_Natural Gas_Strategic Energy Management_A_Achievable Economic TRC Potential | F4 | Commercial | OR - Miscellaneous | Existing | Space Heating | Natural Gas | Strategic Energy Management | A | Incremental Energy Savings (MWh or mTherms) | Achievable Economic TRC Potential | 0 | 0 | 0.11441 | 0.23249 | 0.22972 | 0.11634 | 0 | 0 | 0 | 0 | 0 | 0 | 0 | 0 | 0 | 0 | 0 | 0 | 0 | 0 | 0 | 0 | 0 | 0 | 0 | 0 | 0
F5_Commercial_OR - Miscellaneous_Existing_Space Heating_Natural Gas_Strategic Energy Management_A_Achievable Economic TRC Potential | F5 | Commercial | OR - Miscellaneous | Existing | Space Heating | Natural Gas | Strategic Energy Management | A | Incremental Summer Peak Savings (MW) | Achievable Economic TRC Potential | 0 | 0 | 0 | 0 | 0 | 0 | 0 | 0 | 0 | 0 | 0 | 0 | 0 | 0 | 0 | 0 | 0 | 0 | 0 | 0 | 0 | 0 | 0 | 0 | 0 | 0 | 0
F6_Commercial_OR - Miscellaneous_Existing_Space Heating_Natural Gas_Strategic Energy Management_A_Achievable Economic TRC Potential | F6 | Commercial | OR - Miscellaneous | Existing | Space Heating | Natural Gas | Strategic Energy Management | A | Incremental Winter Peak Savings (MW) | Achievable Economic TRC Potential | 0 | 0 | 0 | 0 | 0 | 0 | 0 | 0 | 0 | 0 | 0 | 0 | 0 | 0 | 0 | 0 | 0 | 0 | 0 | 0 | 0 | 0 | 0 | 0 | 0 | 0 | 0
F7_Commercial_OR - Miscellaneous_Existing_Space Heating_Natural Gas_Strategic Energy Management_A_Achievable Economic TRC Potential | F7 | Commercial | OR - Miscellaneous | Existing | Space Heating | Natural Gas | Strategic Energy Management | A | Cumulative Energy Savings (MWh or mTherms) | Achievable Economic TRC Potential | 0 | 0 | 0.11441 | 0.34576 | 0.57136 | 0.68057 | 0.67156 | 0.66158 | 0.65035 | 0.63789 | 0.62436 | 0.61006 | 0.59549 | 0.58077 | 0.56621 | 0.55254 | 0.54007 | 0.52936 | 0.52052 | 0.51304 | 0.50724 | 0.50191 | 0.49882 | 0.49588 | 0.49308 | 0.4904 | 0.48783
F8_Commercial_OR - Miscellaneous_Existing_Space Heating_Natural Gas_Strategic Energy Management_A_Achievable Economic TRC Potential | F8 | Commercial | OR - Miscellaneous | Existing | Space Heating | Natural Gas | Strategic Energy Management | A | Cumulative Summer Peak Savings (MW) | Achievable Economic TRC Potential | 0 | 0 | 0 | 0 | 0 | 0 | 0 | 0 | 0 | 0 | 0 | 0 | 0 | 0 | 0 | 0 | 0 | 0 | 0 | 0 | 0 | 0 | 0 | 0 | 0 | 0 | 0
F9_Commercial_OR - Miscellaneous_Existing_Space Heating_Natural Gas_Strategic Energy Management_A_Achievable Economic TRC Potential | F9 | Commercial | OR - Miscellaneous | Existing | Space Heating | Natural Gas | Strategic Energy Management | A | Cumulative Winter Peak Savings (MW) | Achievable Economic TRC Potential | 0 | 0 | 0 | 0 | 0 | 0 | 0 | 0 | 0 | 0 | 0 | 0 | 0 | 0 | 0 | 0 | 0 | 0 | 0 | 0 | 0 | 0 | 0 | 0 | 0 | 0 | 0
F10_Commercial_OR - Miscellaneous_Existing_Space Heating_Natural Gas_Strategic Energy Management_A_Achievable Economic TRC Potential | F10 | Commercial | OR - Miscellaneous | Existing | Space Heating | Natural Gas | Strategic Energy Management | A | Purchases (Incremental) | Achievable Economic TRC Potential | 0 | 0 | 3135.4276 | 6435.8776 | 6435.8776 | 3300.4501 | 0 | 0 | 0 | 0 | 0 | 0 | 0 | 0 | 0 | 0 | 0 | 0 | 0 | 0 | 0 | 0 | 0 | 0 | 0 | 0 | 0
F11_Commercial_OR - Miscellaneous_Existing_Space Heating_Natural Gas_Strategic Energy Management_A_Achievable Economic TRC Potential | F11 | Commercial | OR - Miscellaneous | Existing | Space Heating | Natural Gas | Strategic Energy Management | A | Purchases (Cumulative) | Achievable Economic TRC Potential | 0 | 0 | 3135.4276 | 9571.3052 | 16007.1829 | 19307.6329 | 19307.6329 | 19307.6329 | 19307.6329 | 19307.6329 | 19307.6329 | 19307.6329 | 19307.6329 | 19307.6329 | 19307.6329 | 19307.6329 | 19307.6329 | 19307.6329 | 19307.6329 | 19307.6329 | 19307.6329 | 19307.6329 | 19307.6329 | 19307.6329 | 19307.6329 | 19307.6329 | 19307.6329
F1_Commercial_OR - Miscellaneous_Existing_Water Heating_Natural Gas_Strategic Energy Management_A_Achievable Economic TRC Potential | F1 | Commercial | OR - Miscellaneous | Existing | Water Heating | Natural Gas | Strategic Energy Management | A | Integrated Unit Energy Savings (kWh or therms) | Achievable Economic TRC Potential | 0 | 0 | 0.017158 | 0.01679 | 0.01645 | 0.016125 | 0.015815 | 0.015512 | 0.015232 | 0.014974 | 0.014737 | 0.014528 | 0.014359 | 0.014228 | 0.014144 | 0.014061 | 0.014001 | 0.013953 | 0.013916 | 0.013886 | 0.013865 | 0.013849 | 0.013839 | 0.013831 | 0.013821 | 0.013818 | 0.013816
F2_Commercial_OR - Miscellaneous_Existing_Water Heating_Natural Gas_Strategic Energy Management_A_Achievable Economic TRC Potential | F2 | Commercial | OR - Miscellaneous | Existing | Water Heating | Natural Gas | Strategic Energy Management | A | Integrated Unit Summer Peak Savings (kW) | Achievable Economic TRC Potential | 0 | 0 | 0 | 0 | 0 | 0 | 0 | 0 | 0 | 0 | 0 | 0 | 0 | 0 | 0 | 0 | 0 | 0 | 0 | 0 | 0 | 0 | 0 | 0 | 0 | 0 | 0
F3_Commercial_OR - Miscellaneous_Existing_Water Heating_Natural Gas_Strategic Energy Management_A_Achievable Economic TRC Potential | F3 | Commercial | OR - Miscellaneous | Existing | Water Heating | Natural Gas | Strategic Energy Management | A | Integrated Unit Winter Peak Savings (kW) | Achievable Economic TRC Potential | 0 | 0 | 0 | 0 | 0 | 0 | 0 | 0 | 0 | 0 | 0 | 0 | 0 | 0 | 0 | 0 | 0 | 0 | 0 | 0 | 0 | 0 | 0 | 0 | 0 | 0 | 0
F4_Commercial_OR - Miscellaneous_Existing_Water Heating_Natural Gas_Strategic Energy Management_A_Achievable Economic TRC Potential | F4 | Commercial | OR - Miscellaneous | Existing | Water Heating | Natural Gas | Strategic Energy Management | A | Incremental Energy Savings (MWh or mTherms) | Achievable Economic TRC Potential | 0 | 0 | 0.039833 | 0.080013 | 0.078392 | 0.039407 | 1.4383e-17 | 0 | 1.3853e-17 | 0 | 0 | 0 | 0 | 0 | 0 | 0 | 0 | 0 | 0 | 0 | 0 | 0 | 0 | 0 | 0 | 0 | 0
F5_Commercial_OR - Miscellaneous_Existing_Water Heating_Natural Gas_Strategic Energy Management_A_Achievable Economic TRC Potential | F5 | Commercial | OR - Miscellaneous | Existing | Water Heating | Natural Gas | Strategic Energy Management | A | Incremental Summer Peak Savings (MW) | Achievable Economic TRC Potential | 0 | 0 | 0 | 0 | 0 | 0 | 0 | 0 | 0 | 0 | 0 | 0 | 0 | 0 | 0 | 0 | 0 | 0 | 0 | 0 | 0 | 0 | 0 | 0 | 0 | 0 | 0
F6_Commercial_OR - Miscellaneous_Existing_Water Heating_Natural Gas_Strategic Energy Management_A_Achievable Economic TRC Potential | F6 | Commercial | OR - Miscellaneous | Existing | Water Heating | Natural Gas | Strategic Energy Management | A | Incremental Winter Peak Savings (MW) | Achievable Economic TRC Potential | 0 | 0 | 0 | 0 | 0 | 0 | 0 | 0 | 0 | 0 | 0 | 0 | 0 | 0 | 0 | 0 | 0 | 0 | 0 | 0 | 0 | 0 | 0 | 0 | 0 | 0 | 0
F7_Commercial_OR - Miscellaneous_Existing_Water Heating_Natural Gas_Strategic Energy Management_A_Achievable Economic TRC Potential | F7 | Commercial | OR - Miscellaneous | Existing | Water Heating | Natural Gas | Strategic Energy Management | A | Cumulative Energy Savings (MWh or mTherms) | Achievable Economic TRC Potential | 0 | 0 | 0.039833 | 0.11899 | 0.19497 | 0.23053 | 0.22609 | 0.22176 | 0.21776 | 0.21407 | 0.21068 | 0.2077 | 0.20528 | 0.20341 | 0.20221 | 0.20102 | 0.20016 | 0.19948 | 0.19895 | 0.19852 | 0.19821 | 0.19799 | 0.19784 | 0.19773 | 0.19758 | 0.19755 | 0.19752
F8_Commercial_OR - Miscellaneous_Existing_Water Heating_Natural Gas_Strategic Energy Management_A_Achievable Economic TRC Potential | F8 | Commercial | OR - Miscellaneous | Existing | Water Heating | Natural Gas | Strategic Energy Management | A | Cumulative Summer Peak Savings (MW) | Achievable Economic TRC Potential | 0 | 0 | 0 | 0 | 0 | 0 | 0 | 0 | 0 | 0 | 0 | 0 | 0 | 0 | 0 | 0 | 0 | 0 | 0 | 0 | 0 | 0 | 0 | 0 | 0 | 0 | 0
F9_Commercial_OR - Miscellaneous_Existing_Water Heating_Natural Gas_Strategic Energy Management_A_Achievable Economic TRC Potential | F9 | Commercial | OR - Miscellaneous | Existing | Water Heating | Natural Gas | Strategic Energy Management | A | Cumulative Winter Peak Savings (MW) | Achievable Economic TRC Potential | 0 | 0 | 0 | 0 | 0 | 0 | 0 | 0 | 0 | 0 | 0 | 0 | 0 | 0 | 0 | 0 | 0 | 0 | 0 | 0 | 0 | 0 | 0 | 0 | 0 | 0 | 0
F10_Commercial_OR - Miscellaneous_Existing_Water Heating_Natural Gas_Strategic Energy Management_A_Achievable Economic TRC Potential | F10 | Commercial | OR - Miscellaneous | Existing | Water Heating | Natural Gas | Strategic Energy Management | A | Purchases (Incremental) | Achievable Economic TRC Potential | 0 | 0 | 2321.5981 | 4765.3855 | 4765.3855 | 2443.7874 | 9.0949e-13 | 0 | 9.0949e-13 | 0 | 0 | 0 | 0 | 0 | 0 | 0 | 0 | 0 | 0 | 0 | 0 | 0 | 0 | 0 | 0 | 0 | 0
F11_Commercial_OR - Miscellaneous_Existing_Water Heating_Natural Gas_Strategic Energy Management_A_Achievable Economic TRC Potential | F11 | Commercial | OR - Miscellaneous | Existing | Water Heating | Natural Gas | Strategic Energy Management | A | Purchases (Cumulative) | Achievable Economic TRC Potential | 0 | 0 | 2321.5981 | 7086.9836 | 11852.3691 | 14296.1565 | 14296.1565 | 14296.1565 | 14296.1565 | 14296.1565 | 14296.1565 | 14296.1565 | 14296.1565 | 14296.1565 | 14296.1565 | 14296.1565 | 14296.1565 | 14296.1565 | 14296.1565 | 14296.1565 | 14296.1565 | 14296.1565 | 14296.1565 | 14296.1565 | 14296.1565 | 14296.1565 | 14296.1565
F1_Commercial_OR - Miscellaneous_Existing_Space Heating_Natural Gas_Retrocommissioning_A_Achievable Economic TRC Potential | F1 | Commercial | OR - Miscellaneous | Existing | Space Heating | Natural Gas | Retrocommissioning | A | Integrated Unit Energy Savings (kWh or therms) | Achievable Economic TRC Potential | 0 | 0 | 0.044848 | 0.04449 | 0.044049 | 0.043544 | 0.042968 | 0.042329 | 0.041611 | 0.040814 | 0.039948 | 0.039033 | 0.038101 | 0.037159 | 0.036228 | 0.035353 | 0.034555 | 0.03387 | 0.033304 | 0.032825 | 0.032455 | 0.032113 | 0.031916 | 0.031728 | 0.031548 | 0.031377 | 0.031212
F2_Commercial_OR - Miscellaneous_Existing_Space Heating_Natural Gas_Retrocommissioning_A_Achievable Economic TRC Potential | F2 | Commercial | OR - Miscellaneous | Existing | Space Heating | Natural Gas | Retrocommissioning | A | Integrated Unit Summer Peak Savings (kW) | Achievable Economic TRC Potential | 0 | 0 | 0 | 0 | 0 | 0 | 0 | 0 | 0 | 0 | 0 | 0 | 0 | 0 | 0 | 0 | 0 | 0 | 0 | 0 | 0 | 0 | 0 | 0 | 0 | 0 | 0
F3_Commercial_OR - Miscellaneous_Existing_Space Heating_Natural Gas_Retrocommissioning_A_Achievable Economic TRC Potential | F3 | Commercial | OR - Miscellaneous | Existing | Space Heating | Natural Gas | Retrocommissioning | A | Integrated Unit Winter Peak Savings (kW) | Achievable Economic TRC Potential | 0 | 0 | 0 | 0 | 0 | 0 | 0 | 0 | 0 | 0 | 0 | 0 | 0 | 0 | 0 | 0 | 0 | 0 | 0 | 0 | 0 | 0 | 0 | 0 | 0 | 0 | 0
F4_Commercial_OR - Miscellaneous_Existing_Space Heating_Natural Gas_Retrocommissioning_A_Achievable Economic TRC Potential | F4 | Commercial | OR - Miscellaneous | Existing | Space Heating | Natural Gas | Retrocommissioning | A | Incremental Energy Savings (MWh or mTherms) | Achievable Economic TRC Potential | 0 | 0 | 0.14001 | 0.28509 | 0.28227 | 0.14309 | 0 | 0 | 0 | 0 | 0 | 0 | 0 | 0 | 0 | 0 | 0 | 0 | 0 | 0 | 0 | 0 | 0 | 0 | 0 | 0 | 0
F5_Commercial_OR - Miscellaneous_Existing_Space Heating_Natural Gas_Retrocommissioning_A_Achievable Economic TRC Potential | F5 | Commercial | OR - Miscellaneous | Existing | Space Heating | Natural Gas | Retrocommissioning | A | Incremental Summer Peak Savings (MW) | Achievable Economic TRC Potential | 0 | 0 | 0 | 0 | 0 | 0 | 0 | 0 | 0 | 0 | 0 | 0 | 0 | 0 | 0 | 0 | 0 | 0 | 0 | 0 | 0 | 0 | 0 | 0 | 0 | 0 | 0
F6_Commercial_OR - Miscellaneous_Existing_Space Heating_Natural Gas_Retrocommissioning_A_Achievable Economic TRC Potential | F6 | Commercial | OR - Miscellaneous | Existing | Space Heating | Natural Gas | Retrocommissioning | A | Incremental Winter Peak Savings (MW) | Achievable Economic TRC Potential | 0 | 0 | 0 | 0 | 0 | 0 | 0 | 0 | 0 | 0 | 0 | 0 | 0 | 0 | 0 | 0 | 0 | 0 | 0 | 0 | 0 | 0 | 0 | 0 | 0 | 0 | 0
F7_Commercial_OR - Miscellaneous_Existing_Space Heating_Natural Gas_Retrocommissioning_A_Achievable Economic TRC Potential | F7 | Commercial | OR - Miscellaneous | Existing | Space Heating | Natural Gas | Retrocommissioning | A | Cumulative Energy Savings (MWh or mTherms) | Achievable Economic TRC Potential | 0 | 0 | 0.14001 | 0.42398 | 0.70204 | 0.83709 | 0.82602 | 0.81374 | 0.79993 | 0.78461 | 0.76796 | 0.75037 | 0.73245 | 0.71434 | 0.69644 | 0.67963 | 0.66428 | 0.65111 | 0.64024 | 0.63104 | 0.62391 | 0.61735 | 0.61355 | 0.60993 | 0.60649 | 0.60319 | 0.60003
F8_Commercial_OR - Miscellaneous_Existing_Space Heating_Natural Gas_Retrocommissioning_A_Achievable Economic TRC Potential | F8 | Commercial | OR - Miscellaneous | Existing | Space Heating | Natural Gas | Retrocommissioning | A | Cumulative Summer Peak Savings (MW) | Achievable Economic TRC Potential | 0 | 0 | 0 | 0 | 0 | 0 | 0 | 0 | 0 | 0 | 0 | 0 | 0 | 0 | 0 | 0 | 0 | 0 | 0 | 0 | 0 | 0 | 0 | 0 | 0 | 0 | 0
F9_Commercial_OR - Miscellaneous_Existing_Space Heating_Natural Gas_Retrocommissioning_A_Achievable Economic TRC Potential | F9 | Commercial | OR - Miscellaneous | Existing | Space Heating | Natural Gas | Retrocommissioning | A | Cumulative Winter Peak Savings (MW) | Achievable Economic TRC Potential | 0 | 0 | 0 | 0 | 0 | 0 | 0 | 0 | 0 | 0 | 0 | 0 | 0 | 0 | 0 | 0 | 0 | 0 | 0 | 0 | 0 | 0 | 0 | 0 | 0 | 0 | 0
F10_Commercial_OR - Miscellaneous_Existing_Space Heating_Natural Gas_Retrocommissioning_A_Achievable Economic TRC Potential | F10 | Commercial | OR - Miscellaneous | Existing | Space Heating | Natural Gas | Retrocommissioning | A | Purchases (Incremental) | Achievable Economic TRC Potential | 0 | 0 | 3121.8543 | 6408.0167 | 6408.0167 | 3286.1624 | 0 | 0 | 0 | 0 | 0 | 0 | 0 | 0 | 0 | 0 | 0 | 0 | 0 | 0 | 0 | 0 | 0 | 0 | 0 | 0 | 0
F11_Commercial_OR - Miscellaneous_Existing_Space Heating_Natural Gas_Retrocommissioning_A_Achievable Economic TRC Potential | F11 | Commercial | OR - Miscellaneous | Existing | Space Heating | Natural Gas | Retrocommissioning | A | Purchases (Cumulative) | Achievable Economic TRC Potential | 0 | 0 | 3121.8543 | 9529.871 | 15937.8877 | 19224.0501 | 19224.0501 | 19224.0501 | 19224.0501 | 19224.0501 | 19224.0501 | 19224.0501 | 19224.0501 | 19224.0501 | 19224.0501 | 19224.0501 | 19224.0501 | 19224.0501 | 19224.0501 | 19224.0501 | 19224.0501 | 19224.0501 | 19224.0501 | 19224.0501 | 19224.0501 | 19224.0501 | 19224.0501
F1_Commercial_OR - Miscellaneous_Existing_Water Heating_Natural Gas_Retrocommissioning_A_Achievable Economic TRC Potential | F1 | Commercial | OR - Miscellaneous | Existing | Water Heating | Natural Gas | Retrocommissioning | A | Integrated Unit Energy Savings (kWh or therms) | Achievable Economic TRC Potential | 0 | 0 | 0.021051 | 0.020567 | 0.020117 | 0.019703 | 0.019323 | 0.018953 | 0.018611 | 0.018296 | 0.018006 | 0.017751 | 0.017545 | 0.017385 | 0.017282 | 0.017181 | 0.017107 | 0.017049 | 0.017003 | 0.016967 | 0.016941 | 0.016922 | 0.016909 | 0.0169 | 0.016887 | 0.016884 | 0.016881
F2_Commercial_OR - Miscellaneous_Existing_Water Heating_Natural Gas_Retrocommissioning_A_Achievable Economic TRC Potential | F2 | Commercial | OR - Miscellaneous | Existing | Water Heating | Natural Gas | Retrocommissioning | A | Integrated Unit Summer Peak Savings (kW) | Achievable Economic TRC Potential | 0 | 0 | 0 | 0 | 0 | 0 | 0 | 0 | 0 | 0 | 0 | 0 | 0 | 0 | 0 | 0 | 0 | 0 | 0 | 0 | 0 | 0 | 0 | 0 | 0 | 0 | 0
F3_Commercial_OR - Miscellaneous_Existing_Water Heating_Natural Gas_Retrocommissioning_A_Achievable Economic TRC Potential | F3 | Commercial | OR - Miscellaneous | Existing | Water Heating | Natural Gas | Retrocommissioning | A | Integrated Unit Winter Peak Savings (kW) | Achievable Economic TRC Potential | 0 | 0 | 0 | 0 | 0 | 0 | 0 | 0 | 0 | 0 | 0 | 0 | 0 | 0 | 0 | 0 | 0 | 0 | 0 | 0 | 0 | 0 | 0 | 0 | 0 | 0 | 0
F4_Commercial_OR - Miscellaneous_Existing_Water Heating_Natural Gas_Retrocommissioning_A_Achievable Economic TRC Potential | F4 | Commercial | OR - Miscellaneous | Existing | Water Heating | Natural Gas | Retrocommissioning | A | Incremental Energy Savings (MWh or mTherms) | Achievable Economic TRC Potential | 0 | 0 | 0.048661 | 0.097584 | 0.09545 | 0.047941 | 1.7574e-17 | 0 | 3.3854e-17 | 0 | 0 | 0 | 0 | 0 | 0 | 0 | 0 | 0 | 0 | 0 | 0 | 0 | 0 | 0 | 0 | 0 | 0
F5_Commercial_OR - Miscellaneous_Existing_Water Heating_Natural Gas_Retrocommissioning_A_Achievable Economic TRC Potential | F5 | Commercial | OR - Miscellaneous | Existing | Water Heating | Natural Gas | Retrocommissioning | A | Incremental Summer Peak Savings (MW) | Achievable Economic TRC Potential | 0 | 0 | 0 | 0 | 0 | 0 | 0 | 0 | 0 | 0 | 0 | 0 | 0 | 0 | 0 | 0 | 0 | 0 | 0 | 0 | 0 | 0 | 0 | 0 | 0 | 0 | 0
F6_Commercial_OR - Miscellaneous_Existing_Water Heating_Natural Gas_Retrocommissioning_A_Achievable Economic TRC Potential | F6 | Commercial | OR - Miscellaneous | Existing | Water Heating | Natural Gas | Retrocommissioning | A | Incremental Winter Peak Savings (MW) | Achievable Economic TRC Potential | 0 | 0 | 0 | 0 | 0 | 0 | 0 | 0 | 0 | 0 | 0 | 0 | 0 | 0 | 0 | 0 | 0 | 0 | 0 | 0 | 0 | 0 | 0 | 0 | 0 | 0 | 0
F7_Commercial_OR - Miscellaneous_Existing_Water Heating_Natural Gas_Retrocommissioning_A_Achievable Economic TRC Potential | F7 | Commercial | OR - Miscellaneous | Existing | Water Heating | Natural Gas | Retrocommissioning | A | Cumulative Energy Savings (MWh or mTherms) | Achievable Economic TRC Potential | 0 | 0 | 0.048661 | 0.14513 | 0.2374 | 0.28046 | 0.27505 | 0.26979 | 0.26492 | 0.26043 | 0.25631 | 0.25268 | 0.24974 | 0.24746 | 0.246 | 0.24455 | 0.24351 | 0.24268 | 0.24203 | 0.24151 | 0.24114 | 0.24087 | 0.24069 | 0.24055 | 0.24037 | 0.24033 | 0.24029
F8_Commercial_OR - Miscellaneous_Existing_Water Heating_Natural Gas_Retrocommissioning_A_Achievable Economic TRC Potential | F8 | Commercial | OR - Miscellaneous | Existing | Water Heating | Natural Gas | Retrocommissioning | A | Cumulative Summer Peak Savings (MW) | Achievable Economic TRC Potential | 0 | 0 | 0 | 0 | 0 | 0 | 0 | 0 | 0 | 0 | 0 | 0 | 0 | 0 | 0 | 0 | 0 | 0 | 0 | 0 | 0 | 0 | 0 | 0 | 0 | 0 | 0
F9_Commercial_OR - Miscellaneous_Existing_Water Heating_Natural Gas_Retrocommissioning_A_Achievable Economic TRC Potential | F9 | Commercial | OR - Miscellaneous | Existing | Water Heating | Natural Gas | Retrocommissioning | A | Cumulative Winter Peak Savings (MW) | Achievable Economic TRC Potential | 0 | 0 | 0 | 0 | 0 | 0 | 0 | 0 | 0 | 0 | 0 | 0 | 0 | 0 | 0 | 0 | 0 | 0 | 0 | 0 | 0 | 0 | 0 | 0 | 0 | 0 | 0
F10_Commercial_OR - Miscellaneous_Existing_Water Heating_Natural Gas_Retrocommissioning_A_Achievable Economic TRC Potential | F10 | Commercial | OR - Miscellaneous | Existing | Water Heating | Natural Gas | Retrocommissioning | A | Purchases (Incremental) | Achievable Economic TRC Potential | 0 | 0 | 2311.5479 | 4744.7561 | 4744.7561 | 2433.2083 | 9.0949e-13 | 0 | 1.819e-12 | 0 | 0 | 0 | 0 | 0 | 0 | 0 | 0 | 0 | 0 | 0 | 0 | 0 | 0 | 0 | 0 | 0 | 0
F11_Commercial_OR - Miscellaneous_Existing_Water Heating_Natural Gas_Retrocommissioning_A_Achievable Economic TRC Potential | F11 | Commercial | OR - Miscellaneous | Existing | Water Heating | Natural Gas | Retrocommissioning | A | Purchases (Cumulative) | Achievable Economic TRC Potential | 0 | 0 | 2311.5479 | 7056.304 | 11801.0601 | 14234.2684 | 14234.2684 | 14234.2684 | 14234.2684 | 14234.2684 | 14234.2684 | 14234.2684 | 14234.2684 | 14234.2684 | 14234.2684 | 14234.2684 | 14234.2684 | 14234.2684 | 14234.2684 | 14234.2684 | 14234.2684 | 14234.2684 | 14234.2684 | 14234.2684 | 14234.2684 | 14234.2684 | 14234.2684
F1_Commercial_OR - Miscellaneous_New_Space Heating_Natural Gas_Insulation - Ceiling_A_Achievable Economic TRC Potential | F1 | Commercial | OR - Miscellaneous | New | Space Heating | Natural Gas | Insulation - Ceiling | A | Integrated Unit Energy Savings (kWh or therms) | Achievable Economic TRC Potential | 0 | 0 | 0 | 0 | 0 | 0 | 0 | 0 | 0 | 0 | 0 | 0 | 0 | 0 | 0 | 0 | 0 | 0 | 0 | 0 | 0 | 0 | 0 | 0 | 0 | 0 | 0
F2_Commercial_OR - Miscellaneous_New_Space Heating_Natural Gas_Insulation - Ceiling_A_Achievable Economic TRC Potential | F2 | Commercial | OR - Miscellaneous | New | Space Heating | Natural Gas | Insulation - Ceiling | A | Integrated Unit Summer Peak Savings (kW) | Achievable Economic TRC Potential | 0 | 0 | 0 | 0 | 0 | 0 | 0 | 0 | 0 | 0 | 0 | 0 | 0 | 0 | 0 | 0 | 0 | 0 | 0 | 0 | 0 | 0 | 0 | 0 | 0 | 0 | 0
F3_Commercial_OR - Miscellaneous_New_Space Heating_Natural Gas_Insulation - Ceiling_A_Achievable Economic TRC Potential | F3 | Commercial | OR - Miscellaneous | New | Space Heating | Natural Gas | Insulation - Ceiling | A | Integrated Unit Winter Peak Savings (kW) | Achievable Economic TRC Potential | 0 | 0 | 0 | 0 | 0 | 0 | 0 | 0 | 0 | 0 | 0 | 0 | 0 | 0 | 0 | 0 | 0 | 0 | 0 | 0 | 0 | 0 | 0 | 0 | 0 | 0 | 0
F4_Commercial_OR - Miscellaneous_New_Space Heating_Natural Gas_Insulation - Ceiling_A_Achievable Economic TRC Potential | F4 | Commercial | OR - Miscellaneous | New | Space Heating | Natural Gas | Insulation - Ceiling | A | Incremental Energy Savings (MWh or mTherms) | Achievable Economic TRC Potential | 0 | 0 | 0 | 0 | 0 | 0 | 0 | 0 | 0 | 0 | 0 | 0 | 0 | 0 | 0 | 0 | 0 | 0 | 0 | 0 | 0 | 0 | 0 | 0 | 0 | 0 | 0
F5_Commercial_OR - Miscellaneous_New_Space Heating_Natural Gas_Insulation - Ceiling_A_Achievable Economic TRC Potential | F5 | Commercial | OR - Miscellaneous | New | Space Heating | Natural Gas | Insulation - Ceiling | A | Incremental Summer Peak Savings (MW) | Achievable Economic TRC Potential | 0 | 0 | 0 | 0 | 0 | 0 | 0 | 0 | 0 | 0 | 0 | 0 | 0 | 0 | 0 | 0 | 0 | 0 | 0 | 0 | 0 | 0 | 0 | 0 | 0 | 0 | 0
F6_Commercial_OR - Miscellaneous_New_Space Heating_Natural Gas_Insulation - Ceiling_A_Achievable Economic TRC Potential | F6 | Commercial | OR - Miscellaneous | New | Space Heating | Natural Gas | Insulation - Ceiling | A | Incremental Winter Peak Savings (MW) | Achievable Economic TRC Potential | 0 | 0 | 0 | 0 | 0 | 0 | 0 | 0 | 0 | 0 | 0 | 0 | 0 | 0 | 0 | 0 | 0 | 0 | 0 | 0 | 0 | 0 | 0 | 0 | 0 | 0 | 0
F7_Commercial_OR - Miscellaneous_New_Space Heating_Natural Gas_Insulation - Ceiling_A_Achievable Economic TRC Potential | F7 | Commercial | OR - Miscellaneous | New | Space Heating | Natural Gas | Insulation - Ceiling | A | Cumulative Energy Savings (MWh or mTherms) | Achievable Economic TRC Potential | 0 | 0 | 0 | 0 | 0 | 0 | 0 | 0 | 0 | 0 | 0 | 0 | 0 | 0 | 0 | 0 | 0 | 0 | 0 | 0 | 0 | 0 | 0 | 0 | 0 | 0 | 0
F8_Commercial_OR - Miscellaneous_New_Space Heating_Natural Gas_Insulation - Ceiling_A_Achievable Economic TRC Potential | F8 | Commercial | OR - Miscellaneous | New | Space Heating | Natural Gas | Insulation - Ceiling | A | Cumulative Summer Peak Savings (MW) | Achievable Economic TRC Potential | 0 | 0 | 0 | 0 | 0 | 0 | 0 | 0 | 0 | 0 | 0 | 0 | 0 | 0 | 0 | 0 | 0 | 0 | 0 | 0 | 0 | 0 | 0 | 0 | 0 | 0 | 0
F9_Commercial_OR - Miscellaneous_New_Space Heating_Natural Gas_Insulation - Ceiling_A_Achievable Economic TRC Potential | F9 | Commercial | OR - Miscellaneous | New | Space Heating | Natural Gas | Insulation - Ceiling | A | Cumulative Winter Peak Savings (MW) | Achievable Economic TRC Potential | 0 | 0 | 0 | 0 | 0 | 0 | 0 | 0 | 0 | 0 | 0 | 0 | 0 | 0 | 0 | 0 | 0 | 0 | 0 | 0 | 0 | 0 | 0 | 0 | 0 | 0 | 0
F10_Commercial_OR - Miscellaneous_New_Space Heating_Natural Gas_Insulation - Ceiling_A_Achievable Economic TRC Potential | F10 | Commercial | OR - Miscellaneous | New | Space Heating | Natural Gas | Insulation - Ceiling | A | Purchases (Incremental) | Achievable Economic TRC Potential | 0 | 0 | 0 | 0 | 0 | 0 | 0 | 0 | 0 | 0 | 0 | 0 | 0 | 0 | 0 | 0 | 0 | 0 | 0 | 0 | 0 | 0 | 0 | 0 | 0 | 0 | 0
F11_Commercial_OR - Miscellaneous_New_Space Heating_Natural Gas_Insulation - Ceiling_A_Achievable Economic TRC Potential | F11 | Commercial | OR - Miscellaneous | New | Space Heating | Natural Gas | Insulation - Ceiling | A | Purchases (Cumulative) | Achievable Economic TRC Potential | 0 | 0 | 0 | 0 | 0 | 0 | 0 | 0 | 0 | 0 | 0 | 0 | 0 | 0 | 0 | 0 | 0 | 0 | 0 | 0 | 0 | 0 | 0 | 0 | 0 | 0 | 0
F1_Commercial_OR - Miscellaneous_New_Space Heating_Natural Gas_Insulation - Ducting_A_Achievable Economic TRC Potential | F1 | Commercial | OR - Miscellaneous | New | Space Heating | Natural Gas | Insulation - Ducting | A | Integrated Unit Energy Savings (kWh or therms) | Achievable Economic TRC Potential | 0 | 0 | 0 | 0 | 0 | 0 | 0 | 0 | 0 | 0 | 0 | 0 | 0 | 0 | 0 | 0 | 0 | 0 | 0 | 0 | 0 | 0 | 0 | 0 | 0 | 0 | 0
F2_Commercial_OR - Miscellaneous_New_Space Heating_Natural Gas_Insulation - Ducting_A_Achievable Economic TRC Potential | F2 | Commercial | OR - Miscellaneous | New | Space Heating | Natural Gas | Insulation - Ducting | A | Integrated Unit Summer Peak Savings (kW) | Achievable Economic TRC Potential | 0 | 0 | 0 | 0 | 0 | 0 | 0 | 0 | 0 | 0 | 0 | 0 | 0 | 0 | 0 | 0 | 0 | 0 | 0 | 0 | 0 | 0 | 0 | 0 | 0 | 0 | 0
F3_Commercial_OR - Miscellaneous_New_Space Heating_Natural Gas_Insulation - Ducting_A_Achievable Economic TRC Potential | F3 | Commercial | OR - Miscellaneous | New | Space Heating | Natural Gas | Insulation - Ducting | A | Integrated Unit Winter Peak Savings (kW) | Achievable Economic TRC Potential | 0 | 0 | 0 | 0 | 0 | 0 | 0 | 0 | 0 | 0 | 0 | 0 | 0 | 0 | 0 | 0 | 0 | 0 | 0 | 0 | 0 | 0 | 0 | 0 | 0 | 0 | 0
F4_Commercial_OR - Miscellaneous_New_Space Heating_Natural Gas_Insulation - Ducting_A_Achievable Economic TRC Potential | F4 | Commercial | OR - Miscellaneous | New | Space Heating | Natural Gas | Insulation - Ducting | A | Incremental Energy Savings (MWh or mTherms) | Achievable Economic TRC Potential | 0 | 0 | 0 | 0 | 0 | 0 | 0 | 0 | 0 | 0 | 0 | 0 | 0 | 0 | 0 | 0 | 0 | 0 | 0 | 0 | 0 | 0 | 0 | 0 | 0 | 0 | 0
F5_Commercial_OR - Miscellaneous_New_Space Heating_Natural Gas_Insulation - Ducting_A_Achievable Economic TRC Potential | F5 | Commercial | OR - Miscellaneous | New | Space Heating | Natural Gas | Insulation - Ducting | A | Incremental Summer Peak Savings (MW) | Achievable Economic TRC Potential | 0 | 0 | 0 | 0 | 0 | 0 | 0 | 0 | 0 | 0 | 0 | 0 | 0 | 0 | 0 | 0 | 0 | 0 | 0 | 0 | 0 | 0 | 0 | 0 | 0 | 0 | 0
F6_Commercial_OR - Miscellaneous_New_Space Heating_Natural Gas_Insulation - Ducting_A_Achievable Economic TRC Potential | F6 | Commercial | OR - Miscellaneous | New | Space Heating | Natural Gas | Insulation - Ducting | A | Incremental Winter Peak Savings (MW) | Achievable Economic TRC Potential | 0 | 0 | 0 | 0 | 0 | 0 | 0 | 0 | 0 | 0 | 0 | 0 | 0 | 0 | 0 | 0 | 0 | 0 | 0 | 0 | 0 | 0 | 0 | 0 | 0 | 0 | 0
F7_Commercial_OR - Miscellaneous_New_Space Heating_Natural Gas_Insulation - Ducting_A_Achievable Economic TRC Potential | F7 | Commercial | OR - Miscellaneous | New | Space Heating | Natural Gas | Insulation - Ducting | A | Cumulative Energy Savings (MWh or mTherms) | Achievable Economic TRC Potential | 0 | 0 | 0 | 0 | 0 | 0 | 0 | 0 | 0 | 0 | 0 | 0 | 0 | 0 | 0 | 0 | 0 | 0 | 0 | 0 | 0 | 0 | 0 | 0 | 0 | 0 | 0
F8_Commercial_OR - Miscellaneous_New_Space Heating_Natural Gas_Insulation - Ducting_A_Achievable Economic TRC Potential | F8 | Commercial | OR - Miscellaneous | New | Space Heating | Natural Gas | Insulation - Ducting | A | Cumulative Summer Peak Savings (MW) | Achievable Economic TRC Potential | 0 | 0 | 0 | 0 | 0 | 0 | 0 | 0 | 0 | 0 | 0 | 0 | 0 | 0 | 0 | 0 | 0 | 0 | 0 | 0 | 0 | 0 | 0 | 0 | 0 | 0 | 0
F9_Commercial_OR - Miscellaneous_New_Space Heating_Natural Gas_Insulation - Ducting_A_Achievable Economic TRC Potential | F9 | Commercial | OR - Miscellaneous | New | Space Heating | Natural Gas | Insulation - Ducting | A | Cumulative Winter Peak Savings (MW) | Achievable Economic TRC Potential | 0 | 0 | 0 | 0 | 0 | 0 | 0 | 0 | 0 | 0 | 0 | 0 | 0 | 0 | 0 | 0 | 0 | 0 | 0 | 0 | 0 | 0 | 0 | 0 | 0 | 0 | 0
F10_Commercial_OR - Miscellaneous_New_Space Heating_Natural Gas_Insulation - Ducting_A_Achievable Economic TRC Potential | F10 | Commercial | OR - Miscellaneous | New | Space Heating | Natural Gas | Insulation - Ducting | A | Purchases (Incremental) | Achievable Economic TRC Potential | 0 | 0 | 0 | 0 | 0 | 0 | 0 | 0 | 0 | 0 | 0 | 0 | 0 | 0 | 0 | 0 | 0 | 0 | 0 | 0 | 0 | 0 | 0 | 0 | 0 | 0 | 0
F11_Commercial_OR - Miscellaneous_New_Space Heating_Natural Gas_Insulation - Ducting_A_Achievable Economic TRC Potential | F11 | Commercial | OR - Miscellaneous | New | Space Heating | Natural Gas | Insulation - Ducting | A | Purchases (Cumulative) | Achievable Economic TRC Potential | 0 | 0 | 0 | 0 | 0 | 0 | 0 | 0 | 0 | 0 | 0 | 0 | 0 | 0 | 0 | 0 | 0 | 0 | 0 | 0 | 0 | 0 | 0 | 0 | 0 | 0 | 0
F1_Commercial_OR - Miscellaneous_New_Space Heating_Natural Gas_Insulation - Wall Cavity_A_Achievable Economic TRC Potential | F1 | Commercial | OR - Miscellaneous | New | Space Heating | Natural Gas | Insulation - Wall Cavity | A | Integrated Unit Energy Savings (kWh or therms) | Achievable Economic TRC Potential | 0 | 0 | 0 | 0 | 0 | 0 | 0 | 0 | 0 | 0 | 0 | 0 | 0 | 0 | 0 | 0 | 0 | 0 | 0 | 0 | 0 | 0 | 0 | 0 | 0 | 0 | 0
F2_Commercial_OR - Miscellaneous_New_Space Heating_Natural Gas_Insulation - Wall Cavity_A_Achievable Economic TRC Potential | F2 | Commercial | OR - Miscellaneous | New | Space Heating | Natural Gas | Insulation - Wall Cavity | A | Integrated Unit Summer Peak Savings (kW) | Achievable Economic TRC Potential | 0 | 0 | 0 | 0 | 0 | 0 | 0 | 0 | 0 | 0 | 0 | 0 | 0 | 0 | 0 | 0 | 0 | 0 | 0 | 0 | 0 | 0 | 0 | 0 | 0 | 0 | 0
F3_Commercial_OR - Miscellaneous_New_Space Heating_Natural Gas_Insulation - Wall Cavity_A_Achievable Economic TRC Potential | F3 | Commercial | OR - Miscellaneous | New | Space Heating | Natural Gas | Insulation - Wall Cavity | A | Integrated Unit Winter Peak Savings (kW) | Achievable Economic TRC Potential | 0 | 0 | 0 | 0 | 0 | 0 | 0 | 0 | 0 | 0 | 0 | 0 | 0 | 0 | 0 | 0 | 0 | 0 | 0 | 0 | 0 | 0 | 0 | 0 | 0 | 0 | 0
F4_Commercial_OR - Miscellaneous_New_Space Heating_Natural Gas_Insulation - Wall Cavity_A_Achievable Economic TRC Potential | F4 | Commercial | OR - Miscellaneous | New | Space Heating | Natural Gas | Insulation - Wall Cavity | A | Incremental Energy Savings (MWh or mTherms) | Achievable Economic TRC Potential | 0 | 0 | 0 | 0 | 0 | 0 | 0 | 0 | 0 | 0 | 0 | 0 | 0 | 0 | 0 | 0 | 0 | 0 | 0 | 0 | 0 | 0 | 0 | 0 | 0 | 0 | 0
F5_Commercial_OR - Miscellaneous_New_Space Heating_Natural Gas_Insulation - Wall Cavity_A_Achievable Economic TRC Potential | F5 | Commercial | OR - Miscellaneous | New | Space Heating | Natural Gas | Insulation - Wall Cavity | A | Incremental Summer Peak Savings (MW) | Achievable Economic TRC Potential | 0 | 0 | 0 | 0 | 0 | 0 | 0 | 0 | 0 | 0 | 0 | 0 | 0 | 0 | 0 | 0 | 0 | 0 | 0 | 0 | 0 | 0 | 0 | 0 | 0 | 0 | 0
F6_Commercial_OR - Miscellaneous_New_Space Heating_Natural Gas_Insulation - Wall Cavity_A_Achievable Economic TRC Potential | F6 | Commercial | OR - Miscellaneous | New | Space Heating | Natural Gas | Insulation - Wall Cavity | A | Incremental Winter Peak Savings (MW) | Achievable Economic TRC Potential | 0 | 0 | 0 | 0 | 0 | 0 | 0 | 0 | 0 | 0 | 0 | 0 | 0 | 0 | 0 | 0 | 0 | 0 | 0 | 0 | 0 | 0 | 0 | 0 | 0 | 0 | 0
F7_Commercial_OR - Miscellaneous_New_Space Heating_Natural Gas_Insulation - Wall Cavity_A_Achievable Economic TRC Potential | F7 | Commercial | OR - Miscellaneous | New | Space Heating | Natural Gas | Insulation - Wall Cavity | A | Cumulative Energy Savings (MWh or mTherms) | Achievable Economic TRC Potential | 0 | 0 | 0 | 0 | 0 | 0 | 0 | 0 | 0 | 0 | 0 | 0 | 0 | 0 | 0 | 0 | 0 | 0 | 0 | 0 | 0 | 0 | 0 | 0 | 0 | 0 | 0
F8_Commercial_OR - Miscellaneous_New_Space Heating_Natural Gas_Insulation - Wall Cavity_A_Achievable Economic TRC Potential | F8 | Commercial | OR - Miscellaneous | New | Space Heating | Natural Gas | Insulation - Wall Cavity | A | Cumulative Summer Peak Savings (MW) | Achievable Economic TRC Potential | 0 | 0 | 0 | 0 | 0 | 0 | 0 | 0 | 0 | 0 | 0 | 0 | 0 | 0 | 0 | 0 | 0 | 0 | 0 | 0 | 0 | 0 | 0 | 0 | 0 | 0 | 0
F9_Commercial_OR - Miscellaneous_New_Space Heating_Natural Gas_Insulation - Wall Cavity_A_Achievable Economic TRC Potential | F9 | Commercial | OR - Miscellaneous | New | Space Heating | Natural Gas | Insulation - Wall Cavity | A | Cumulative Winter Peak Savings (MW) | Achievable Economic TRC Potential | 0 | 0 | 0 | 0 | 0 | 0 | 0 | 0 | 0 | 0 | 0 | 0 | 0 | 0 | 0 | 0 | 0 | 0 | 0 | 0 | 0 | 0 | 0 | 0 | 0 | 0 | 0
F10_Commercial_OR - Miscellaneous_New_Space Heating_Natural Gas_Insulation - Wall Cavity_A_Achievable Economic TRC Potential | F10 | Commercial | OR - Miscellaneous | New | Space Heating | Natural Gas | Insulation - Wall Cavity | A | Purchases (Incremental) | Achievable Economic TRC Potential | 0 | 0 | 0 | 0 | 0 | 0 | 0 | 0 | 0 | 0 | 0 | 0 | 0 | 0 | 0 | 0 | 0 | 0 | 0 | 0 | 0 | 0 | 0 | 0 | 0 | 0 | 0
F11_Commercial_OR - Miscellaneous_New_Space Heating_Natural Gas_Insulation - Wall Cavity_A_Achievable Economic TRC Potential | F11 | Commercial | OR - Miscellaneous | New | Space Heating | Natural Gas | Insulation - Wall Cavity | A | Purchases (Cumulative) | Achievable Economic TRC Potential | 0 | 0 | 0 | 0 | 0 | 0 | 0 | 0 | 0 | 0 | 0 | 0 | 0 | 0 | 0 | 0 | 0 | 0 | 0 | 0 | 0 | 0 | 0 | 0 | 0 | 0 | 0
F1_Commercial_OR - Miscellaneous_New_Space Heating_Natural Gas_Green Roof - Vegetated Rooftop_A_Achievable Economic TRC Potential | F1 | Commercial | OR - Miscellaneous | New | Space Heating | Natural Gas | Green Roof - Vegetated Rooftop | A | Integrated Unit Energy Savings (kWh or therms) | Achievable Economic TRC Potential | 0 | 0 | 0 | 0 | 0 | 0 | 0 | 0 | 0 | 0 | 0 | 0 | 0 | 0 | 0 | 0 | 0 | 0 | 0 | 0 | 0 | 0 | 0 | 0 | 0 | 0 | 0
F2_Commercial_OR - Miscellaneous_New_Space Heating_Natural Gas_Green Roof - Vegetated Rooftop_A_Achievable Economic TRC Potential | F2 | Commercial | OR - Miscellaneous | New | Space Heating | Natural Gas | Green Roof - Vegetated Rooftop | A | Integrated Unit Summer Peak Savings (kW) | Achievable Economic TRC Potential | 0 | 0 | 0 | 0 | 0 | 0 | 0 | 0 | 0 | 0 | 0 | 0 | 0 | 0 | 0 | 0 | 0 | 0 | 0 | 0 | 0 | 0 | 0 | 0 | 0 | 0 | 0
F3_Commercial_OR - Miscellaneous_New_Space Heating_Natural Gas_Green Roof - Vegetated Rooftop_A_Achievable Economic TRC Potential | F3 | Commercial | OR - Miscellaneous | New | Space Heating | Natural Gas | Green Roof - Vegetated Rooftop | A | Integrated Unit Winter Peak Savings (kW) | Achievable Economic TRC Potential | 0 | 0 | 0 | 0 | 0 | 0 | 0 | 0 | 0 | 0 | 0 | 0 | 0 | 0 | 0 | 0 | 0 | 0 | 0 | 0 | 0 | 0 | 0 | 0 | 0 | 0 | 0
F4_Commercial_OR - Miscellaneous_New_Space Heating_Natural Gas_Green Roof - Vegetated Rooftop_A_Achievable Economic TRC Potential | F4 | Commercial | OR - Miscellaneous | New | Space Heating | Natural Gas | Green Roof - Vegetated Rooftop | A | Incremental Energy Savings (MWh or mTherms) | Achievable Economic TRC Potential | 0 | 0 | 0 | 0 | 0 | 0 | 0 | 0 | 0 | 0 | 0 | 0 | 0 | 0 | 0 | 0 | 0 | 0 | 0 | 0 | 0 | 0 | 0 | 0 | 0 | 0 | 0
F5_Commercial_OR - Miscellaneous_New_Space Heating_Natural Gas_Green Roof - Vegetated Rooftop_A_Achievable Economic TRC Potential | F5 | Commercial | OR - Miscellaneous | New | Space Heating | Natural Gas | Green Roof - Vegetated Rooftop | A | Incremental Summer Peak Savings (MW) | Achievable Economic TRC Potential | 0 | 0 | 0 | 0 | 0 | 0 | 0 | 0 | 0 | 0 | 0 | 0 | 0 | 0 | 0 | 0 | 0 | 0 | 0 | 0 | 0 | 0 | 0 | 0 | 0 | 0 | 0
F6_Commercial_OR - Miscellaneous_New_Space Heating_Natural Gas_Green Roof - Vegetated Rooftop_A_Achievable Economic TRC Potential | F6 | Commercial | OR - Miscellaneous | New | Space Heating | Natural Gas | Green Roof - Vegetated Rooftop | A | Incremental Winter Peak Savings (MW) | Achievable Economic TRC Potential | 0 | 0 | 0 | 0 | 0 | 0 | 0 | 0 | 0 | 0 | 0 | 0 | 0 | 0 | 0 | 0 | 0 | 0 | 0 | 0 | 0 | 0 | 0 | 0 | 0 | 0 | 0
F7_Commercial_OR - Miscellaneous_New_Space Heating_Natural Gas_Green Roof - Vegetated Rooftop_A_Achievable Economic TRC Potential | F7 | Commercial | OR - Miscellaneous | New | Space Heating | Natural Gas | Green Roof - Vegetated Rooftop | A | Cumulative Energy Savings (MWh or mTherms) | Achievable Economic TRC Potential | 0 | 0 | 0 | 0 | 0 | 0 | 0 | 0 | 0 | 0 | 0 | 0 | 0 | 0 | 0 | 0 | 0 | 0 | 0 | 0 | 0 | 0 | 0 | 0 | 0 | 0 | 0
F8_Commercial_OR - Miscellaneous_New_Space Heating_Natural Gas_Green Roof - Vegetated Rooftop_A_Achievable Economic TRC Potential | F8 | Commercial | OR - Miscellaneous | New | Space Heating | Natural Gas | Green Roof - Vegetated Rooftop | A | Cumulative Summer Peak Savings (MW) | Achievable Economic TRC Potential | 0 | 0 | 0 | 0 | 0 | 0 | 0 | 0 | 0 | 0 | 0 | 0 | 0 | 0 | 0 | 0 | 0 | 0 | 0 | 0 | 0 | 0 | 0 | 0 | 0 | 0 | 0
F9_Commercial_OR - Miscellaneous_New_Space Heating_Natural Gas_Green Roof - Vegetated Rooftop_A_Achievable Economic TRC Potential | F9 | Commercial | OR - Miscellaneous | New | Space Heating | Natural Gas | Green Roof - Vegetated Rooftop | A | Cumulative Winter Peak Savings (MW) | Achievable Economic TRC Potential | 0 | 0 | 0 | 0 | 0 | 0 | 0 | 0 | 0 | 0 | 0 | 0 | 0 | 0 | 0 | 0 | 0 | 0 | 0 | 0 | 0 | 0 | 0 | 0 | 0 | 0 | 0
F10_Commercial_OR - Miscellaneous_New_Space Heating_Natural Gas_Green Roof - Vegetated Rooftop_A_Achievable Economic TRC Potential | F10 | Commercial | OR - Miscellaneous | New | Space Heating | Natural Gas | Green Roof - Vegetated Rooftop | A | Purchases (Incremental) | Achievable Economic TRC Potential | 0 | 0 | 0 | 0 | 0 | 0 | 0 | 0 | 0 | 0 | 0 | 0 | 0 | 0 | 0 | 0 | 0 | 0 | 0 | 0 | 0 | 0 | 0 | 0 | 0 | 0 | 0
F11_Commercial_OR - Miscellaneous_New_Space Heating_Natural Gas_Green Roof - Vegetated Rooftop_A_Achievable Economic TRC Potential | F11 | Commercial | OR - Miscellaneous | New | Space Heating | Natural Gas | Green Roof - Vegetated Rooftop | A | Purchases (Cumulative) | Achievable Economic TRC Potential | 0 | 0 | 0 | 0 | 0 | 0 | 0 | 0 | 0 | 0 | 0 | 0 | 0 | 0 | 0 | 0 | 0 | 0 | 0 | 0 | 0 | 0 | 0 | 0 | 0 | 0 | 0
F1_Commercial_OR - Miscellaneous_New_Space Heating_Natural Gas_Ducting - Repair and Sealing_A_Achievable Economic TRC Potential | F1 | Commercial | OR - Miscellaneous | New | Space Heating | Natural Gas | Ducting - Repair and Sealing | A | Integrated Unit Energy Savings (kWh or therms) | Achievable Economic TRC Potential | 0 | 0 | 0 | 0 | 0 | 0 | 0 | 0 | 0 | 0 | 0 | 0 | 0 | 0 | 0 | 0 | 0 | 0 | 0 | 0 | 0 | 0 | 0 | 0 | 0 | 0 | 0
F2_Commercial_OR - Miscellaneous_New_Space Heating_Natural Gas_Ducting - Repair and Sealing_A_Achievable Economic TRC Potential | F2 | Commercial | OR - Miscellaneous | New | Space Heating | Natural Gas | Ducting - Repair and Sealing | A | Integrated Unit Summer Peak Savings (kW) | Achievable Economic TRC Potential | 0 | 0 | 0 | 0 | 0 | 0 | 0 | 0 | 0 | 0 | 0 | 0 | 0 | 0 | 0 | 0 | 0 | 0 | 0 | 0 | 0 | 0 | 0 | 0 | 0 | 0 | 0
F3_Commercial_OR - Miscellaneous_New_Space Heating_Natural Gas_Ducting - Repair and Sealing_A_Achievable Economic TRC Potential | F3 | Commercial | OR - Miscellaneous | New | Space Heating | Natural Gas | Ducting - Repair and Sealing | A | Integrated Unit Winter Peak Savings (kW) | Achievable Economic TRC Potential | 0 | 0 | 0 | 0 | 0 | 0 | 0 | 0 | 0 | 0 | 0 | 0 | 0 | 0 | 0 | 0 | 0 | 0 | 0 | 0 | 0 | 0 | 0 | 0 | 0 | 0 | 0
F4_Commercial_OR - Miscellaneous_New_Space Heating_Natural Gas_Ducting - Repair and Sealing_A_Achievable Economic TRC Potential | F4 | Commercial | OR - Miscellaneous | New | Space Heating | Natural Gas | Ducting - Repair and Sealing | A | Incremental Energy Savings (MWh or mTherms) | Achievable Economic TRC Potential | 0 | 0 | 0 | 0 | 0 | 0 | 0 | 0 | 0 | 0 | 0 | 0 | 0 | 0 | 0 | 0 | 0 | 0 | 0 | 0 | 0 | 0 | 0 | 0 | 0 | 0 | 0
F5_Commercial_OR - Miscellaneous_New_Space Heating_Natural Gas_Ducting - Repair and Sealing_A_Achievable Economic TRC Potential | F5 | Commercial | OR - Miscellaneous | New | Space Heating | Natural Gas | Ducting - Repair and Sealing | A | Incremental Summer Peak Savings (MW) | Achievable Economic TRC Potential | 0 | 0 | 0 | 0 | 0 | 0 | 0 | 0 | 0 | 0 | 0 | 0 | 0 | 0 | 0 | 0 | 0 | 0 | 0 | 0 | 0 | 0 | 0 | 0 | 0 | 0 | 0
F6_Commercial_OR - Miscellaneous_New_Space Heating_Natural Gas_Ducting - Repair and Sealing_A_Achievable Economic TRC Potential | F6 | Commercial | OR - Miscellaneous | New | Space Heating | Natural Gas | Ducting - Repair and Sealing | A | Incremental Winter Peak Savings (MW) | Achievable Economic TRC Potential | 0 | 0 | 0 | 0 | 0 | 0 | 0 | 0 | 0 | 0 | 0 | 0 | 0 | 0 | 0 | 0 | 0 | 0 | 0 | 0 | 0 | 0 | 0 | 0 | 0 | 0 | 0
F7_Commercial_OR - Miscellaneous_New_Space Heating_Natural Gas_Ducting - Repair and Sealing_A_Achievable Economic TRC Potential | F7 | Commercial | OR - Miscellaneous | New | Space Heating | Natural Gas | Ducting - Repair and Sealing | A | Cumulative Energy Savings (MWh or mTherms) | Achievable Economic TRC Potential | 0 | 0 | 0 | 0 | 0 | 0 | 0 | 0 | 0 | 0 | 0 | 0 | 0 | 0 | 0 | 0 | 0 | 0 | 0 | 0 | 0 | 0 | 0 | 0 | 0 | 0 | 0
F8_Commercial_OR - Miscellaneous_New_Space Heating_Natural Gas_Ducting - Repair and Sealing_A_Achievable Economic TRC Potential | F8 | Commercial | OR - Miscellaneous | New | Space Heating | Natural Gas | Ducting - Repair and Sealing | A | Cumulative Summer Peak Savings (MW) | Achievable Economic TRC Potential | 0 | 0 | 0 | 0 | 0 | 0 | 0 | 0 | 0 | 0 | 0 | 0 | 0 | 0 | 0 | 0 | 0 | 0 | 0 | 0 | 0 | 0 | 0 | 0 | 0 | 0 | 0
F9_Commercial_OR - Miscellaneous_New_Space Heating_Natural Gas_Ducting - Repair and Sealing_A_Achievable Economic TRC Potential | F9 | Commercial | OR - Miscellaneous | New | Space Heating | Natural Gas | Ducting - Repair and Sealing | A | Cumulative Winter Peak Savings (MW) | Achievable Economic TRC Potential | 0 | 0 | 0 | 0 | 0 | 0 | 0 | 0 | 0 | 0 | 0 | 0 | 0 | 0 | 0 | 0 | 0 | 0 | 0 | 0 | 0 | 0 | 0 | 0 | 0 | 0 | 0
F10_Commercial_OR - Miscellaneous_New_Space Heating_Natural Gas_Ducting - Repair and Sealing_A_Achievable Economic TRC Potential | F10 | Commercial | OR - Miscellaneous | New | Space Heating | Natural Gas | Ducting - Repair and Sealing | A | Purchases (Incremental) | Achievable Economic TRC Potential | 0 | 0 | 0 | 0 | 0 | 0 | 0 | 0 | 0 | 0 | 0 | 0 | 0 | 0 | 0 | 0 | 0 | 0 | 0 | 0 | 0 | 0 | 0 | 0 | 0 | 0 | 0
F11_Commercial_OR - Miscellaneous_New_Space Heating_Natural Gas_Ducting - Repair and Sealing_A_Achievable Economic TRC Potential | F11 | Commercial | OR - Miscellaneous | New | Space Heating | Natural Gas | Ducting - Repair and Sealing | A | Purchases (Cumulative) | Achievable Economic TRC Potential | 0 | 0 | 0 | 0 | 0 | 0 | 0 | 0 | 0 | 0 | 0 | 0 | 0 | 0 | 0 | 0 | 0 | 0 | 0 | 0 | 0 | 0 | 0 | 0 | 0 | 0 | 0
F1_Commercial_OR - Miscellaneous_New_Space Heating_Natural Gas_Windows - High Efficiency Glazing_A_Achievable Economic TRC Potential | F1 | Commercial | OR - Miscellaneous | New | Space Heating | Natural Gas | Windows - High Efficiency Glazing | A | Integrated Unit Energy Savings (kWh or therms) | Achievable Economic TRC Potential | 0 | 0 | 0 | 0 | 0 | 0 | 0 | 0 | 0 | 0 | 0 | 0 | 0 | 0 | 0 | 0 | 0 | 0 | 0 | 0 | 0 | 0 | 0 | 0 | 0 | 0 | 0
F2_Commercial_OR - Miscellaneous_New_Space Heating_Natural Gas_Windows - High Efficiency Glazing_A_Achievable Economic TRC Potential | F2 | Commercial | OR - Miscellaneous | New | Space Heating | Natural Gas | Windows - High Efficiency Glazing | A | Integrated Unit Summer Peak Savings (kW) | Achievable Economic TRC Potential | 0 | 0 | 0 | 0 | 0 | 0 | 0 | 0 | 0 | 0 | 0 | 0 | 0 | 0 | 0 | 0 | 0 | 0 | 0 | 0 | 0 | 0 | 0 | 0 | 0 | 0 | 0
F3_Commercial_OR - Miscellaneous_New_Space Heating_Natural Gas_Windows - High Efficiency Glazing_A_Achievable Economic TRC Potential | F3 | Commercial | OR - Miscellaneous | New | Space Heating | Natural Gas | Windows - High Efficiency Glazing | A | Integrated Unit Winter Peak Savings (kW) | Achievable Economic TRC Potential | 0 | 0 | 0 | 0 | 0 | 0 | 0 | 0 | 0 | 0 | 0 | 0 | 0 | 0 | 0 | 0 | 0 | 0 | 0 | 0 | 0 | 0 | 0 | 0 | 0 | 0 | 0
F4_Commercial_OR - Miscellaneous_New_Space Heating_Natural Gas_Windows - High Efficiency Glazing_A_Achievable Economic TRC Potential | F4 | Commercial | OR - Miscellaneous | New | Space Heating | Natural Gas | Windows - High Efficiency Glazing | A | Incremental Energy Savings (MWh or mTherms) | Achievable Economic TRC Potential | 0 | 0 | 0 | 0 | 0 | 0 | 0 | 0 | 0 | 0 | 0 | 0 | 0 | 0 | 0 | 0 | 0 | 0 | 0 | 0 | 0 | 0 | 0 | 0 | 0 | 0 | 0
F5_Commercial_OR - Miscellaneous_New_Space Heating_Natural Gas_Windows - High Efficiency Glazing_A_Achievable Economic TRC Potential | F5 | Commercial | OR - Miscellaneous | New | Space Heating | Natural Gas | Windows - High Efficiency Glazing | A | Incremental Summer Peak Savings (MW) | Achievable Economic TRC Potential | 0 | 0 | 0 | 0 | 0 | 0 | 0 | 0 | 0 | 0 | 0 | 0 | 0 | 0 | 0 | 0 | 0 | 0 | 0 | 0 | 0 | 0 | 0 | 0 | 0 | 0 | 0
F6_Commercial_OR - Miscellaneous_New_Space Heating_Natural Gas_Windows - High Efficiency Glazing_A_Achievable Economic TRC Potential | F6 | Commercial | OR - Miscellaneous | New | Space Heating | Natural Gas | Windows - High Efficiency Glazing | A | Incremental Winter Peak Savings (MW) | Achievable Economic TRC Potential | 0 | 0 | 0 | 0 | 0 | 0 | 0 | 0 | 0 | 0 | 0 | 0 | 0 | 0 | 0 | 0 | 0 | 0 | 0 | 0 | 0 | 0 | 0 | 0 | 0 | 0 | 0
F7_Commercial_OR - Miscellaneous_New_Space Heating_Natural Gas_Windows - High Efficiency Glazing_A_Achievable Economic TRC Potential | F7 | Commercial | OR - Miscellaneous | New | Space Heating | Natural Gas | Windows - High Efficiency Glazing | A | Cumulative Energy Savings (MWh or mTherms) | Achievable Economic TRC Potential | 0 | 0 | 0 | 0 | 0 | 0 | 0 | 0 | 0 | 0 | 0 | 0 | 0 | 0 | 0 | 0 | 0 | 0 | 0 | 0 | 0 | 0 | 0 | 0 | 0 | 0 | 0
F8_Commercial_OR - Miscellaneous_New_Space Heating_Natural Gas_Windows - High Efficiency Glazing_A_Achievable Economic TRC Potential | F8 | Commercial | OR - Miscellaneous | New | Space Heating | Natural Gas | Windows - High Efficiency Glazing | A | Cumulative Summer Peak Savings (MW) | Achievable Economic TRC Potential | 0 | 0 | 0 | 0 | 0 | 0 | 0 | 0 | 0 | 0 | 0 | 0 | 0 | 0 | 0 | 0 | 0 | 0 | 0 | 0 | 0 | 0 | 0 | 0 | 0 | 0 | 0
F9_Commercial_OR - Miscellaneous_New_Space Heating_Natural Gas_Windows - High Efficiency Glazing_A_Achievable Economic TRC Potential | F9 | Commercial | OR - Miscellaneous | New | Space Heating | Natural Gas | Windows - High Efficiency Glazing | A | Cumulative Winter Peak Savings (MW) | Achievable Economic TRC Potential | 0 | 0 | 0 | 0 | 0 | 0 | 0 | 0 | 0 | 0 | 0 | 0 | 0 | 0 | 0 | 0 | 0 | 0 | 0 | 0 | 0 | 0 | 0 | 0 | 0 | 0 | 0
F10_Commercial_OR - Miscellaneous_New_Space Heating_Natural Gas_Windows - High Efficiency Glazing_A_Achievable Economic TRC Potential | F10 | Commercial | OR - Miscellaneous | New | Space Heating | Natural Gas | Windows - High Efficiency Glazing | A | Purchases (Incremental) | Achievable Economic TRC Potential | 0 | 0 | 0 | 0 | 0 | 0 | 0 | 0 | 0 | 0 | 0 | 0 | 0 | 0 | 0 | 0 | 0 | 0 | 0 | 0 | 0 | 0 | 0 | 0 | 0 | 0 | 0
F11_Commercial_OR - Miscellaneous_New_Space Heating_Natural Gas_Windows - High Efficiency Glazing_A_Achievable Economic TRC Potential | F11 | Commercial | OR - Miscellaneous | New | Space Heating | Natural Gas | Windows - High Efficiency Glazing | A | Purchases (Cumulative) | Achievable Economic TRC Potential | 0 | 0 | 0 | 0 | 0 | 0 | 0 | 0 | 0 | 0 | 0 | 0 | 0 | 0 | 0 | 0 | 0 | 0 | 0 | 0 | 0 | 0 | 0 | 0 | 0 | 0 | 0
F1_Commercial_OR - Miscellaneous_New_Space Heating_Natural Gas_Windows - Secondary Glazing Systems_A_Achievable Economic TRC Potential | F1 | Commercial | OR - Miscellaneous | New | Space Heating | Natural Gas | Windows - Secondary Glazing Systems | A | Integrated Unit Energy Savings (kWh or therms) | Achievable Economic TRC Potential | 0 | 0 | 0 | 0 | 0 | 0 | 0 | 0 | 0 | 0 | 0 | 0 | 0 | 0 | 0 | 0 | 0 | 0 | 0 | 0 | 0 | 0 | 0 | 0 | 0 | 0 | 0
F2_Commercial_OR - Miscellaneous_New_Space Heating_Natural Gas_Windows - Secondary Glazing Systems_A_Achievable Economic TRC Potential | F2 | Commercial | OR - Miscellaneous | New | Space Heating | Natural Gas | Windows - Secondary Glazing Systems | A | Integrated Unit Summer Peak Savings (kW) | Achievable Economic TRC Potential | 0 | 0 | 0 | 0 | 0 | 0 | 0 | 0 | 0 | 0 | 0 | 0 | 0 | 0 | 0 | 0 | 0 | 0 | 0 | 0 | 0 | 0 | 0 | 0 | 0 | 0 | 0
F3_Commercial_OR - Miscellaneous_New_Space Heating_Natural Gas_Windows - Secondary Glazing Systems_A_Achievable Economic TRC Potential | F3 | Commercial | OR - Miscellaneous | New | Space Heating | Natural Gas | Windows - Secondary Glazing Systems | A | Integrated Unit Winter Peak Savings (kW) | Achievable Economic TRC Potential | 0 | 0 | 0 | 0 | 0 | 0 | 0 | 0 | 0 | 0 | 0 | 0 | 0 | 0 | 0 | 0 | 0 | 0 | 0 | 0 | 0 | 0 | 0 | 0 | 0 | 0 | 0
F4_Commercial_OR - Miscellaneous_New_Space Heating_Natural Gas_Windows - Secondary Glazing Systems_A_Achievable Economic TRC Potential | F4 | Commercial | OR - Miscellaneous | New | Space Heating | Natural Gas | Windows - Secondary Glazing Systems | A | Incremental Energy Savings (MWh or mTherms) | Achievable Economic TRC Potential | 0 | 0 | 0 | 0 | 0 | 0 | 0 | 0 | 0 | 0 | 0 | 0 | 0 | 0 | 0 | 0 | 0 | 0 | 0 | 0 | 0 | 0 | 0 | 0 | 0 | 0 | 0
F5_Commercial_OR - Miscellaneous_New_Space Heating_Natural Gas_Windows - Secondary Glazing Systems_A_Achievable Economic TRC Potential | F5 | Commercial | OR - Miscellaneous | New | Space Heating | Natural Gas | Windows - Secondary Glazing Systems | A | Incremental Summer Peak Savings (MW) | Achievable Economic TRC Potential | 0 | 0 | 0 | 0 | 0 | 0 | 0 | 0 | 0 | 0 | 0 | 0 | 0 | 0 | 0 | 0 | 0 | 0 | 0 | 0 | 0 | 0 | 0 | 0 | 0 | 0 | 0
F6_Commercial_OR - Miscellaneous_New_Space Heating_Natural Gas_Windows - Secondary Glazing Systems_A_Achievable Economic TRC Potential | F6 | Commercial | OR - Miscellaneous | New | Space Heating | Natural Gas | Windows - Secondary Glazing Systems | A | Incremental Winter Peak Savings (MW) | Achievable Economic TRC Potential | 0 | 0 | 0 | 0 | 0 | 0 | 0 | 0 | 0 | 0 | 0 | 0 | 0 | 0 | 0 | 0 | 0 | 0 | 0 | 0 | 0 | 0 | 0 | 0 | 0 | 0 | 0
F7_Commercial_OR - Miscellaneous_New_Space Heating_Natural Gas_Windows - Secondary Glazing Systems_A_Achievable Economic TRC Potential | F7 | Commercial | OR - Miscellaneous | New | Space Heating | Natural Gas | Windows - Secondary Glazing Systems | A | Cumulative Energy Savings (MWh or mTherms) | Achievable Economic TRC Potential | 0 | 0 | 0 | 0 | 0 | 0 | 0 | 0 | 0 | 0 | 0 | 0 | 0 | 0 | 0 | 0 | 0 | 0 | 0 | 0 | 0 | 0 | 0 | 0 | 0 | 0 | 0
F8_Commercial_OR - Miscellaneous_New_Space Heating_Natural Gas_Windows - Secondary Glazing Systems_A_Achievable Economic TRC Potential | F8 | Commercial | OR - Miscellaneous | New | Space Heating | Natural Gas | Windows - Secondary Glazing Systems | A | Cumulative Summer Peak Savings (MW) | Achievable Economic TRC Potential | 0 | 0 | 0 | 0 | 0 | 0 | 0 | 0 | 0 | 0 | 0 | 0 | 0 | 0 | 0 | 0 | 0 | 0 | 0 | 0 | 0 | 0 | 0 | 0 | 0 | 0 | 0
F9_Commercial_OR - Miscellaneous_New_Space Heating_Natural Gas_Windows - Secondary Glazing Systems_A_Achievable Economic TRC Potential | F9 | Commercial | OR - Miscellaneous | New | Space Heating | Natural Gas | Windows - Secondary Glazing Systems | A | Cumulative Winter Peak Savings (MW) | Achievable Economic TRC Potential | 0 | 0 | 0 | 0 | 0 | 0 | 0 | 0 | 0 | 0 | 0 | 0 | 0 | 0 | 0 | 0 | 0 | 0 | 0 | 0 | 0 | 0 | 0 | 0 | 0 | 0 | 0
F10_Commercial_OR - Miscellaneous_New_Space Heating_Natural Gas_Windows - Secondary Glazing Systems_A_Achievable Economic TRC Potential | F10 | Commercial | OR - Miscellaneous | New | Space Heating | Natural Gas | Windows - Secondary Glazing Systems | A | Purchases (Incremental) | Achievable Economic TRC Potential | 0 | 0 | 0 | 0 | 0 | 0 | 0 | 0 | 0 | 0 | 0 | 0 | 0 | 0 | 0 | 0 | 0 | 0 | 0 | 0 | 0 | 0 | 0 | 0 | 0 | 0 | 0
F11_Commercial_OR - Miscellaneous_New_Space Heating_Natural Gas_Windows - Secondary Glazing Systems_A_Achievable Economic TRC Potential | F11 | Commercial | OR - Miscellaneous | New | Space Heating | Natural Gas | Windows - Secondary Glazing Systems | A | Purchases (Cumulative) | Achievable Economic TRC Potential | 0 | 0 | 0 | 0 | 0 | 0 | 0 | 0 | 0 | 0 | 0 | 0 | 0 | 0 | 0 | 0 | 0 | 0 | 0 | 0 | 0 | 0 | 0 | 0 | 0 | 0 | 0
F1_Commercial_OR - Miscellaneous_New_Space Heating_Natural Gas_HVAC - Energy Recovery Ventilator_A_Achievable Economic TRC Potential | F1 | Commercial | OR - Miscellaneous | New | Space Heating | Natural Gas | HVAC - Energy Recovery Ventilator | A | Integrated Unit Energy Savings (kWh or therms) | Achievable Economic TRC Potential | 0 | 0 | 0 | 0 | 0 | 0 | 0 | 0 | 0 | 0 | 0 | 0 | 0 | 0 | 0 | 0 | 0 | 0 | 0 | 0 | 0 | 0 | 0 | 0 | 0 | 0 | 0
F2_Commercial_OR - Miscellaneous_New_Space Heating_Natural Gas_HVAC - Energy Recovery Ventilator_A_Achievable Economic TRC Potential | F2 | Commercial | OR - Miscellaneous | New | Space Heating | Natural Gas | HVAC - Energy Recovery Ventilator | A | Integrated Unit Summer Peak Savings (kW) | Achievable Economic TRC Potential | 0 | 0 | 0 | 0 | 0 | 0 | 0 | 0 | 0 | 0 | 0 | 0 | 0 | 0 | 0 | 0 | 0 | 0 | 0 | 0 | 0 | 0 | 0 | 0 | 0 | 0 | 0
F3_Commercial_OR - Miscellaneous_New_Space Heating_Natural Gas_HVAC - Energy Recovery Ventilator_A_Achievable Economic TRC Potential | F3 | Commercial | OR - Miscellaneous | New | Space Heating | Natural Gas | HVAC - Energy Recovery Ventilator | A | Integrated Unit Winter Peak Savings (kW) | Achievable Economic TRC Potential | 0 | 0 | 0 | 0 | 0 | 0 | 0 | 0 | 0 | 0 | 0 | 0 | 0 | 0 | 0 | 0 | 0 | 0 | 0 | 0 | 0 | 0 | 0 | 0 | 0 | 0 | 0
F4_Commercial_OR - Miscellaneous_New_Space Heating_Natural Gas_HVAC - Energy Recovery Ventilator_A_Achievable Economic TRC Potential | F4 | Commercial | OR - Miscellaneous | New | Space Heating | Natural Gas | HVAC - Energy Recovery Ventilator | A | Incremental Energy Savings (MWh or mTherms) | Achievable Economic TRC Potential | 0 | 0 | 0 | 0 | 0 | 0 | 0 | 0 | 0 | 0 | 0 | 0 | 0 | 0 | 0 | 0 | 0 | 0 | 0 | 0 | 0 | 0 | 0 | 0 | 0 | 0 | 0
F5_Commercial_OR - Miscellaneous_New_Space Heating_Natural Gas_HVAC - Energy Recovery Ventilator_A_Achievable Economic TRC Potential | F5 | Commercial | OR - Miscellaneous | New | Space Heating | Natural Gas | HVAC - Energy Recovery Ventilator | A | Incremental Summer Peak Savings (MW) | Achievable Economic TRC Potential | 0 | 0 | 0 | 0 | 0 | 0 | 0 | 0 | 0 | 0 | 0 | 0 | 0 | 0 | 0 | 0 | 0 | 0 | 0 | 0 | 0 | 0 | 0 | 0 | 0 | 0 | 0
F6_Commercial_OR - Miscellaneous_New_Space Heating_Natural Gas_HVAC - Energy Recovery Ventilator_A_Achievable Economic TRC Potential | F6 | Commercial | OR - Miscellaneous | New | Space Heating | Natural Gas | HVAC - Energy Recovery Ventilator | A | Incremental Winter Peak Savings (MW) | Achievable Economic TRC Potential | 0 | 0 | 0 | 0 | 0 | 0 | 0 | 0 | 0 | 0 | 0 | 0 | 0 | 0 | 0 | 0 | 0 | 0 | 0 | 0 | 0 | 0 | 0 | 0 | 0 | 0 | 0
F7_Commercial_OR - Miscellaneous_New_Space Heating_Natural Gas_HVAC - Energy Recovery Ventilator_A_Achievable Economic TRC Potential | F7 | Commercial | OR - Miscellaneous | New | Space Heating | Natural Gas | HVAC - Energy Recovery Ventilator | A | Cumulative Energy Savings (MWh or mTherms) | Achievable Economic TRC Potential | 0 | 0 | 0 | 0 | 0 | 0 | 0 | 0 | 0 | 0 | 0 | 0 | 0 | 0 | 0 | 0 | 0 | 0 | 0 | 0 | 0 | 0 | 0 | 0 | 0 | 0 | 0
F8_Commercial_OR - Miscellaneous_New_Space Heating_Natural Gas_HVAC - Energy Recovery Ventilator_A_Achievable Economic TRC Potential | F8 | Commercial | OR - Miscellaneous | New | Space Heating | Natural Gas | HVAC - Energy Recovery Ventilator | A | Cumulative Summer Peak Savings (MW) | Achievable Economic TRC Potential | 0 | 0 | 0 | 0 | 0 | 0 | 0 | 0 | 0 | 0 | 0 | 0 | 0 | 0 | 0 | 0 | 0 | 0 | 0 | 0 | 0 | 0 | 0 | 0 | 0 | 0 | 0
F9_Commercial_OR - Miscellaneous_New_Space Heating_Natural Gas_HVAC - Energy Recovery Ventilator_A_Achievable Economic TRC Potential | F9 | Commercial | OR - Miscellaneous | New | Space Heating | Natural Gas | HVAC - Energy Recovery Ventilator | A | Cumulative Winter Peak Savings (MW) | Achievable Economic TRC Potential | 0 | 0 | 0 | 0 | 0 | 0 | 0 | 0 | 0 | 0 | 0 | 0 | 0 | 0 | 0 | 0 | 0 | 0 | 0 | 0 | 0 | 0 | 0 | 0 | 0 | 0 | 0
F10_Commercial_OR - Miscellaneous_New_Space Heating_Natural Gas_HVAC - Energy Recovery Ventilator_A_Achievable Economic TRC Potential | F10 | Commercial | OR - Miscellaneous | New | Space Heating | Natural Gas | HVAC - Energy Recovery Ventilator | A | Purchases (Incremental) | Achievable Economic TRC Potential | 0 | 0 | 0 | 0 | 0 | 0 | 0 | 0 | 0 | 0 | 0 | 0 | 0 | 0 | 0 | 0 | 0 | 0 | 0 | 0 | 0 | 0 | 0 | 0 | 0 | 0 | 0
F11_Commercial_OR - Miscellaneous_New_Space Heating_Natural Gas_HVAC - Energy Recovery Ventilator_A_Achievable Economic TRC Potential | F11 | Commercial | OR - Miscellaneous | New | Space Heating | Natural Gas | HVAC - Energy Recovery Ventilator | A | Purchases (Cumulative) | Achievable Economic TRC Potential | 0 | 0 | 0 | 0 | 0 | 0 | 0 | 0 | 0 | 0 | 0 | 0 | 0 | 0 | 0 | 0 | 0 | 0 | 0 | 0 | 0 | 0 | 0 | 0 | 0 | 0 | 0
F1_Commercial_OR - Miscellaneous_New_Space Heating_Natural Gas_Building Shell - Air Sealing (Infiltration Control)_A_Achievable Economic TRC Potential | F1 | Commercial | OR - Miscellaneous | New | Space Heating | Natural Gas | Building Shell - Air Sealing (Infiltration Control) | A | Integrated Unit Energy Savings (kWh or therms) | Achievable Economic TRC Potential | 0 | 0 | 0 | 0 | 0 | 0 | 0 | 0 | 0 | 0 | 0 | 0 | 0 | 0 | 0 | 0 | 0 | 0 | 0 | 0 | 0 | 0 | 0 | 0 | 0 | 0 | 0
F2_Commercial_OR - Miscellaneous_New_Space Heating_Natural Gas_Building Shell - Air Sealing (Infiltration Control)_A_Achievable Economic TRC Potential | F2 | Commercial | OR - Miscellaneous | New | Space Heating | Natural Gas | Building Shell - Air Sealing (Infiltration Control) | A | Integrated Unit Summer Peak Savings (kW) | Achievable Economic TRC Potential | 0 | 0 | 0 | 0 | 0 | 0 | 0 | 0 | 0 | 0 | 0 | 0 | 0 | 0 | 0 | 0 | 0 | 0 | 0 | 0 | 0 | 0 | 0 | 0 | 0 | 0 | 0
F3_Commercial_OR - Miscellaneous_New_Space Heating_Natural Gas_Building Shell - Air Sealing (Infiltration Control)_A_Achievable Economic TRC Potential | F3 | Commercial | OR - Miscellaneous | New | Space Heating | Natural Gas | Building Shell - Air Sealing (Infiltration Control) | A | Integrated Unit Winter Peak Savings (kW) | Achievable Economic TRC Potential | 0 | 0 | 0 | 0 | 0 | 0 | 0 | 0 | 0 | 0 | 0 | 0 | 0 | 0 | 0 | 0 | 0 | 0 | 0 | 0 | 0 | 0 | 0 | 0 | 0 | 0 | 0
F4_Commercial_OR - Miscellaneous_New_Space Heating_Natural Gas_Building Shell - Air Sealing (Infiltration Control)_A_Achievable Economic TRC Potential | F4 | Commercial | OR - Miscellaneous | New | Space Heating | Natural Gas | Building Shell - Air Sealing (Infiltration Control) | A | Incremental Energy Savings (MWh or mTherms) | Achievable Economic TRC Potential | 0 | 0 | 0 | 0 | 0 | 0 | 0 | 0 | 0 | 0 | 0 | 0 | 0 | 0 | 0 | 0 | 0 | 0 | 0 | 0 | 0 | 0 | 0 | 0 | 0 | 0 | 0
F5_Commercial_OR - Miscellaneous_New_Space Heating_Natural Gas_Building Shell - Air Sealing (Infiltration Control)_A_Achievable Economic TRC Potential | F5 | Commercial | OR - Miscellaneous | New | Space Heating | Natural Gas | Building Shell - Air Sealing (Infiltration Control) | A | Incremental Summer Peak Savings (MW) | Achievable Economic TRC Potential | 0 | 0 | 0 | 0 | 0 | 0 | 0 | 0 | 0 | 0 | 0 | 0 | 0 | 0 | 0 | 0 | 0 | 0 | 0 | 0 | 0 | 0 | 0 | 0 | 0 | 0 | 0
F6_Commercial_OR - Miscellaneous_New_Space Heating_Natural Gas_Building Shell - Air Sealing (Infiltration Control)_A_Achievable Economic TRC Potential | F6 | Commercial | OR - Miscellaneous | New | Space Heating | Natural Gas | Building Shell - Air Sealing (Infiltration Control) | A | Incremental Winter Peak Savings (MW) | Achievable Economic TRC Potential | 0 | 0 | 0 | 0 | 0 | 0 | 0 | 0 | 0 | 0 | 0 | 0 | 0 | 0 | 0 | 0 | 0 | 0 | 0 | 0 | 0 | 0 | 0 | 0 | 0 | 0 | 0
F7_Commercial_OR - Miscellaneous_New_Space Heating_Natural Gas_Building Shell - Air Sealing (Infiltration Control)_A_Achievable Economic TRC Potential | F7 | Commercial | OR - Miscellaneous | New | Space Heating | Natural Gas | Building Shell - Air Sealing (Infiltration Control) | A | Cumulative Energy Savings (MWh or mTherms) | Achievable Economic TRC Potential | 0 | 0 | 0 | 0 | 0 | 0 | 0 | 0 | 0 | 0 | 0 | 0 | 0 | 0 | 0 | 0 | 0 | 0 | 0 | 0 | 0 | 0 | 0 | 0 | 0 | 0 | 0
F8_Commercial_OR - Miscellaneous_New_Space Heating_Natural Gas_Building Shell - Air Sealing (Infiltration Control)_A_Achievable Economic TRC Potential | F8 | Commercial | OR - Miscellaneous | New | Space Heating | Natural Gas | Building Shell - Air Sealing (Infiltration Control) | A | Cumulative Summer Peak Savings (MW) | Achievable Economic TRC Potential | 0 | 0 | 0 | 0 | 0 | 0 | 0 | 0 | 0 | 0 | 0 | 0 | 0 | 0 | 0 | 0 | 0 | 0 | 0 | 0 | 0 | 0 | 0 | 0 | 0 | 0 | 0
F9_Commercial_OR - Miscellaneous_New_Space Heating_Natural Gas_Building Shell - Air Sealing (Infiltration Control)_A_Achievable Economic TRC Potential | F9 | Commercial | OR - Miscellaneous | New | Space Heating | Natural Gas | Building Shell - Air Sealing (Infiltration Control) | A | Cumulative Winter Peak Savings (MW) | Achievable Economic TRC Potential | 0 | 0 | 0 | 0 | 0 | 0 | 0 | 0 | 0 | 0 | 0 | 0 | 0 | 0 | 0 | 0 | 0 | 0 | 0 | 0 | 0 | 0 | 0 | 0 | 0 | 0 | 0
F10_Commercial_OR - Miscellaneous_New_Space Heating_Natural Gas_Building Shell - Air Sealing (Infiltration Control)_A_Achievable Economic TRC Potential | F10 | Commercial | OR - Miscellaneous | New | Space Heating | Natural Gas | Building Shell - Air Sealing (Infiltration Control) | A | Purchases (Incremental) | Achievable Economic TRC Potential | 0 | 0 | 0 | 0 | 0 | 0 | 0 | 0 | 0 | 0 | 0 | 0 | 0 | 0 | 0 | 0 | 0 | 0 | 0 | 0 | 0 | 0 | 0 | 0 | 0 | 0 | 0
F11_Commercial_OR - Miscellaneous_New_Space Heating_Natural Gas_Building Shell - Air Sealing (Infiltration Control)_A_Achievable Economic TRC Potential | F11 | Commercial | OR - Miscellaneous | New | Space Heating | Natural Gas | Building Shell - Air Sealing (Infiltration Control) | A | Purchases (Cumulative) | Achievable Economic TRC Potential | 0 | 0 | 0 | 0 | 0 | 0 | 0 | 0 | 0 | 0 | 0 | 0 | 0 | 0 | 0 | 0 | 0 | 0 | 0 | 0 | 0 | 0 | 0 | 0 | 0 | 0 | 0
F1_Commercial_OR - Miscellaneous_New_Space Heating_Natural Gas_Ventilation - Demand Controlled_A_Achievable Economic TRC Potential | F1 | Commercial | OR - Miscellaneous | New | Space Heating | Natural Gas | Ventilation - Demand Controlled | A | Integrated Unit Energy Savings (kWh or therms) | Achievable Economic TRC Potential | 0 | 0 | 0 | 0 | 0 | 0 | 0 | 0 | 0 | 0 | 0 | 0 | 0 | 0 | 0 | 0 | 0 | 0 | 0 | 0 | 0 | 0 | 0 | 0 | 0 | 0 | 0
F2_Commercial_OR - Miscellaneous_New_Space Heating_Natural Gas_Ventilation - Demand Controlled_A_Achievable Economic TRC Potential | F2 | Commercial | OR - Miscellaneous | New | Space Heating | Natural Gas | Ventilation - Demand Controlled | A | Integrated Unit Summer Peak Savings (kW) | Achievable Economic TRC Potential | 0 | 0 | 0 | 0 | 0 | 0 | 0 | 0 | 0 | 0 | 0 | 0 | 0 | 0 | 0 | 0 | 0 | 0 | 0 | 0 | 0 | 0 | 0 | 0 | 0 | 0 | 0
F3_Commercial_OR - Miscellaneous_New_Space Heating_Natural Gas_Ventilation - Demand Controlled_A_Achievable Economic TRC Potential | F3 | Commercial | OR - Miscellaneous | New | Space Heating | Natural Gas | Ventilation - Demand Controlled | A | Integrated Unit Winter Peak Savings (kW) | Achievable Economic TRC Potential | 0 | 0 | 0 | 0 | 0 | 0 | 0 | 0 | 0 | 0 | 0 | 0 | 0 | 0 | 0 | 0 | 0 | 0 | 0 | 0 | 0 | 0 | 0 | 0 | 0 | 0 | 0
F4_Commercial_OR - Miscellaneous_New_Space Heating_Natural Gas_Ventilation - Demand Controlled_A_Achievable Economic TRC Potential | F4 | Commercial | OR - Miscellaneous | New | Space Heating | Natural Gas | Ventilation - Demand Controlled | A | Incremental Energy Savings (MWh or mTherms) | Achievable Economic TRC Potential | 0 | 0 | 0 | 0 | 0 | 0 | 0 | 0 | 0 | 0 | 0 | 0 | 0 | 0 | 0 | 0 | 0 | 0 | 0 | 0 | 0 | 0 | 0 | 0 | 0 | 0 | 0
F5_Commercial_OR - Miscellaneous_New_Space Heating_Natural Gas_Ventilation - Demand Controlled_A_Achievable Economic TRC Potential | F5 | Commercial | OR - Miscellaneous | New | Space Heating | Natural Gas | Ventilation - Demand Controlled | A | Incremental Summer Peak Savings (MW) | Achievable Economic TRC Potential | 0 | 0 | 0 | 0 | 0 | 0 | 0 | 0 | 0 | 0 | 0 | 0 | 0 | 0 | 0 | 0 | 0 | 0 | 0 | 0 | 0 | 0 | 0 | 0 | 0 | 0 | 0
F6_Commercial_OR - Miscellaneous_New_Space Heating_Natural Gas_Ventilation - Demand Controlled_A_Achievable Economic TRC Potential | F6 | Commercial | OR - Miscellaneous | New | Space Heating | Natural Gas | Ventilation - Demand Controlled | A | Incremental Winter Peak Savings (MW) | Achievable Economic TRC Potential | 0 | 0 | 0 | 0 | 0 | 0 | 0 | 0 | 0 | 0 | 0 | 0 | 0 | 0 | 0 | 0 | 0 | 0 | 0 | 0 | 0 | 0 | 0 | 0 | 0 | 0 | 0
F7_Commercial_OR - Miscellaneous_New_Space Heating_Natural Gas_Ventilation - Demand Controlled_A_Achievable Economic TRC Potential | F7 | Commercial | OR - Miscellaneous | New | Space Heating | Natural Gas | Ventilation - Demand Controlled | A | Cumulative Energy Savings (MWh or mTherms) | Achievable Economic TRC Potential | 0 | 0 | 0 | 0 | 0 | 0 | 0 | 0 | 0 | 0 | 0 | 0 | 0 | 0 | 0 | 0 | 0 | 0 | 0 | 0 | 0 | 0 | 0 | 0 | 0 | 0 | 0
F8_Commercial_OR - Miscellaneous_New_Space Heating_Natural Gas_Ventilation - Demand Controlled_A_Achievable Economic TRC Potential | F8 | Commercial | OR - Miscellaneous | New | Space Heating | Natural Gas | Ventilation - Demand Controlled | A | Cumulative Summer Peak Savings (MW) | Achievable Economic TRC Potential | 0 | 0 | 0 | 0 | 0 | 0 | 0 | 0 | 0 | 0 | 0 | 0 | 0 | 0 | 0 | 0 | 0 | 0 | 0 | 0 | 0 | 0 | 0 | 0 | 0 | 0 | 0
F9_Commercial_OR - Miscellaneous_New_Space Heating_Natural Gas_Ventilation - Demand Controlled_A_Achievable Economic TRC Potential | F9 | Commercial | OR - Miscellaneous | New | Space Heating | Natural Gas | Ventilation - Demand Controlled | A | Cumulative Winter Peak Savings (MW) | Achievable Economic TRC Potential | 0 | 0 | 0 | 0 | 0 | 0 | 0 | 0 | 0 | 0 | 0 | 0 | 0 | 0 | 0 | 0 | 0 | 0 | 0 | 0 | 0 | 0 | 0 | 0 | 0 | 0 | 0
F10_Commercial_OR - Miscellaneous_New_Space Heating_Natural Gas_Ventilation - Demand Controlled_A_Achievable Economic TRC Potential | F10 | Commercial | OR - Miscellaneous | New | Space Heating | Natural Gas | Ventilation - Demand Controlled | A | Purchases (Incremental) | Achievable Economic TRC Potential | 0 | 0 | 0 | 0 | 0 | 0 | 0 | 0 | 0 | 0 | 0 | 0 | 0 | 0 | 0 | 0 | 0 | 0 | 0 | 0 | 0 | 0 | 0 | 0 | 0 | 0 | 0
F11_Commercial_OR - Miscellaneous_New_Space Heating_Natural Gas_Ventilation - Demand Controlled_A_Achievable Economic TRC Potential | F11 | Commercial | OR - Miscellaneous | New | Space Heating | Natural Gas | Ventilation - Demand Controlled | A | Purchases (Cumulative) | Achievable Economic TRC Potential | 0 | 0 | 0 | 0 | 0 | 0 | 0 | 0 | 0 | 0 | 0 | 0 | 0 | 0 | 0 | 0 | 0 | 0 | 0 | 0 | 0 | 0 | 0 | 0 | 0 | 0 | 0
F1_Commercial_OR - Miscellaneous_New_Space Heating_Natural Gas_HVAC - Dedicated Outdoor Air System (DOAS)_A_Achievable Economic TRC Potential | F1 | Commercial | OR - Miscellaneous | New | Space Heating | Natural Gas | HVAC - Dedicated Outdoor Air System (DOAS) | A | Integrated Unit Energy Savings (kWh or therms) | Achievable Economic TRC Potential | 0 | 0 | 0 | 0 | 0 | 0 | 0 | 0 | 0 | 0 | 0 | 0 | 0 | 0 | 0 | 0 | 0 | 0 | 0 | 0 | 0 | 0 | 0 | 0 | 0 | 0 | 0
F2_Commercial_OR - Miscellaneous_New_Space Heating_Natural Gas_HVAC - Dedicated Outdoor Air System (DOAS)_A_Achievable Economic TRC Potential | F2 | Commercial | OR - Miscellaneous | New | Space Heating | Natural Gas | HVAC - Dedicated Outdoor Air System (DOAS) | A | Integrated Unit Summer Peak Savings (kW) | Achievable Economic TRC Potential | 0 | 0 | 0 | 0 | 0 | 0 | 0 | 0 | 0 | 0 | 0 | 0 | 0 | 0 | 0 | 0 | 0 | 0 | 0 | 0 | 0 | 0 | 0 | 0 | 0 | 0 | 0
F3_Commercial_OR - Miscellaneous_New_Space Heating_Natural Gas_HVAC - Dedicated Outdoor Air System (DOAS)_A_Achievable Economic TRC Potential | F3 | Commercial | OR - Miscellaneous | New | Space Heating | Natural Gas | HVAC - Dedicated Outdoor Air System (DOAS) | A | Integrated Unit Winter Peak Savings (kW) | Achievable Economic TRC Potential | 0 | 0 | 0 | 0 | 0 | 0 | 0 | 0 | 0 | 0 | 0 | 0 | 0 | 0 | 0 | 0 | 0 | 0 | 0 | 0 | 0 | 0 | 0 | 0 | 0 | 0 | 0
F4_Commercial_OR - Miscellaneous_New_Space Heating_Natural Gas_HVAC - Dedicated Outdoor Air System (DOAS)_A_Achievable Economic TRC Potential | F4 | Commercial | OR - Miscellaneous | New | Space Heating | Natural Gas | HVAC - Dedicated Outdoor Air System (DOAS) | A | Incremental Energy Savings (MWh or mTherms) | Achievable Economic TRC Potential | 0 | 0 | 0 | 0 | 0 | 0 | 0 | 0 | 0 | 0 | 0 | 0 | 0 | 0 | 0 | 0 | 0 | 0 | 0 | 0 | 0 | 0 | 0 | 0 | 0 | 0 | 0
F5_Commercial_OR - Miscellaneous_New_Space Heating_Natural Gas_HVAC - Dedicated Outdoor Air System (DOAS)_A_Achievable Economic TRC Potential | F5 | Commercial | OR - Miscellaneous | New | Space Heating | Natural Gas | HVAC - Dedicated Outdoor Air System (DOAS) | A | Incremental Summer Peak Savings (MW) | Achievable Economic TRC Potential | 0 | 0 | 0 | 0 | 0 | 0 | 0 | 0 | 0 | 0 | 0 | 0 | 0 | 0 | 0 | 0 | 0 | 0 | 0 | 0 | 0 | 0 | 0 | 0 | 0 | 0 | 0
F6_Commercial_OR - Miscellaneous_New_Space Heating_Natural Gas_HVAC - Dedicated Outdoor Air System (DOAS)_A_Achievable Economic TRC Potential | F6 | Commercial | OR - Miscellaneous | New | Space Heating | Natural Gas | HVAC - Dedicated Outdoor Air System (DOAS) | A | Incremental Winter Peak Savings (MW) | Achievable Economic TRC Potential | 0 | 0 | 0 | 0 | 0 | 0 | 0 | 0 | 0 | 0 | 0 | 0 | 0 | 0 | 0 | 0 | 0 | 0 | 0 | 0 | 0 | 0 | 0 | 0 | 0 | 0 | 0
F7_Commercial_OR - Miscellaneous_New_Space Heating_Natural Gas_HVAC - Dedicated Outdoor Air System (DOAS)_A_Achievable Economic TRC Potential | F7 | Commercial | OR - Miscellaneous | New | Space Heating | Natural Gas | HVAC - Dedicated Outdoor Air System (DOAS) | A | Cumulative Energy Savings (MWh or mTherms) | Achievable Economic TRC Potential | 0 | 0 | 0 | 0 | 0 | 0 | 0 | 0 | 0 | 0 | 0 | 0 | 0 | 0 | 0 | 0 | 0 | 0 | 0 | 0 | 0 | 0 | 0 | 0 | 0 | 0 | 0
F8_Commercial_OR - Miscellaneous_New_Space Heating_Natural Gas_HVAC - Dedicated Outdoor Air System (DOAS)_A_Achievable Economic TRC Potential | F8 | Commercial | OR - Miscellaneous | New | Space Heating | Natural Gas | HVAC - Dedicated Outdoor Air System (DOAS) | A | Cumulative Summer Peak Savings (MW) | Achievable Economic TRC Potential | 0 | 0 | 0 | 0 | 0 | 0 | 0 | 0 | 0 | 0 | 0 | 0 | 0 | 0 | 0 | 0 | 0 | 0 | 0 | 0 | 0 | 0 | 0 | 0 | 0 | 0 | 0
F9_Commercial_OR - Miscellaneous_New_Space Heating_Natural Gas_HVAC - Dedicated Outdoor Air System (DOAS)_A_Achievable Economic TRC Potential | F9 | Commercial | OR - Miscellaneous | New | Space Heating | Natural Gas | HVAC - Dedicated Outdoor Air System (DOAS) | A | Cumulative Winter Peak Savings (MW) | Achievable Economic TRC Potential | 0 | 0 | 0 | 0 | 0 | 0 | 0 | 0 | 0 | 0 | 0 | 0 | 0 | 0 | 0 | 0 | 0 | 0 | 0 | 0 | 0 | 0 | 0 | 0 | 0 | 0 | 0
F10_Commercial_OR - Miscellaneous_New_Space Heating_Natural Gas_HVAC - Dedicated Outdoor Air System (DOAS)_A_Achievable Economic TRC Potential | F10 | Commercial | OR - Miscellaneous | New | Space Heating | Natural Gas | HVAC - Dedicated Outdoor Air System (DOAS) | A | Purchases (Incremental) | Achievable Economic TRC Potential | 0 | 0 | 0 | 0 | 0 | 0 | 0 | 0 | 0 | 0 | 0 | 0 | 0 | 0 | 0 | 0 | 0 | 0 | 0 | 0 | 0 | 0 | 0 | 0 | 0 | 0 | 0
F11_Commercial_OR - Miscellaneous_New_Space Heating_Natural Gas_HVAC - Dedicated Outdoor Air System (DOAS)_A_Achievable Economic TRC Potential | F11 | Commercial | OR - Miscellaneous | New | Space Heating | Natural Gas | HVAC - Dedicated Outdoor Air System (DOAS) | A | Purchases (Cumulative) | Achievable Economic TRC Potential | 0 | 0 | 0 | 0 | 0 | 0 | 0 | 0 | 0 | 0 | 0 | 0 | 0 | 0 | 0 | 0 | 0 | 0 | 0 | 0 | 0 | 0 | 0 | 0 | 0 | 0 | 0
F1_Commercial_OR - Miscellaneous_New_Space Heating_Natural Gas_Destratification Fans (HVLS)_A_Achievable Economic TRC Potential | F1 | Commercial | OR - Miscellaneous | New | Space Heating | Natural Gas | Destratification Fans (HVLS) | A | Integrated Unit Energy Savings (kWh or therms) | Achievable Economic TRC Potential | 0 | 0 | 0 | 0 | 0 | 0 | 0 | 0 | 0 | 0 | 0 | 0 | 0 | 0 | 0 | 0 | 0 | 0 | 0 | 0 | 0 | 0 | 0 | 0 | 0 | 0 | 0
F2_Commercial_OR - Miscellaneous_New_Space Heating_Natural Gas_Destratification Fans (HVLS)_A_Achievable Economic TRC Potential | F2 | Commercial | OR - Miscellaneous | New | Space Heating | Natural Gas | Destratification Fans (HVLS) | A | Integrated Unit Summer Peak Savings (kW) | Achievable Economic TRC Potential | 0 | 0 | 0 | 0 | 0 | 0 | 0 | 0 | 0 | 0 | 0 | 0 | 0 | 0 | 0 | 0 | 0 | 0 | 0 | 0 | 0 | 0 | 0 | 0 | 0 | 0 | 0
F3_Commercial_OR - Miscellaneous_New_Space Heating_Natural Gas_Destratification Fans (HVLS)_A_Achievable Economic TRC Potential | F3 | Commercial | OR - Miscellaneous | New | Space Heating | Natural Gas | Destratification Fans (HVLS) | A | Integrated Unit Winter Peak Savings (kW) | Achievable Economic TRC Potential | 0 | 0 | 0 | 0 | 0 | 0 | 0 | 0 | 0 | 0 | 0 | 0 | 0 | 0 | 0 | 0 | 0 | 0 | 0 | 0 | 0 | 0 | 0 | 0 | 0 | 0 | 0
F4_Commercial_OR - Miscellaneous_New_Space Heating_Natural Gas_Destratification Fans (HVLS)_A_Achievable Economic TRC Potential | F4 | Commercial | OR - Miscellaneous | New | Space Heating | Natural Gas | Destratification Fans (HVLS) | A | Incremental Energy Savings (MWh or mTherms) | Achievable Economic TRC Potential | 0 | 0 | 0 | 0 | 0 | 0 | 0 | 0 | 0 | 0 | 0 | 0 | 0 | 0 | 0 | 0 | 0 | 0 | 0 | 0 | 0 | 0 | 0 | 0 | 0 | 0 | 0
F5_Commercial_OR - Miscellaneous_New_Space Heating_Natural Gas_Destratification Fans (HVLS)_A_Achievable Economic TRC Potential | F5 | Commercial | OR - Miscellaneous | New | Space Heating | Natural Gas | Destratification Fans (HVLS) | A | Incremental Summer Peak Savings (MW) | Achievable Economic TRC Potential | 0 | 0 | 0 | 0 | 0 | 0 | 0 | 0 | 0 | 0 | 0 | 0 | 0 | 0 | 0 | 0 | 0 | 0 | 0 | 0 | 0 | 0 | 0 | 0 | 0 | 0 | 0
F6_Commercial_OR - Miscellaneous_New_Space Heating_Natural Gas_Destratification Fans (HVLS)_A_Achievable Economic TRC Potential | F6 | Commercial | OR - Miscellaneous | New | Space Heating | Natural Gas | Destratification Fans (HVLS) | A | Incremental Winter Peak Savings (MW) | Achievable Economic TRC Potential | 0 | 0 | 0 | 0 | 0 | 0 | 0 | 0 | 0 | 0 | 0 | 0 | 0 | 0 | 0 | 0 | 0 | 0 | 0 | 0 | 0 | 0 | 0 | 0 | 0 | 0 | 0
F7_Commercial_OR - Miscellaneous_New_Space Heating_Natural Gas_Destratification Fans (HVLS)_A_Achievable Economic TRC Potential | F7 | Commercial | OR - Miscellaneous | New | Space Heating | Natural Gas | Destratification Fans (HVLS) | A | Cumulative Energy Savings (MWh or mTherms) | Achievable Economic TRC Potential | 0 | 0 | 0 | 0 | 0 | 0 | 0 | 0 | 0 | 0 | 0 | 0 | 0 | 0 | 0 | 0 | 0 | 0 | 0 | 0 | 0 | 0 | 0 | 0 | 0 | 0 | 0
F8_Commercial_OR - Miscellaneous_New_Space Heating_Natural Gas_Destratification Fans (HVLS)_A_Achievable Economic TRC Potential | F8 | Commercial | OR - Miscellaneous | New | Space Heating | Natural Gas | Destratification Fans (HVLS) | A | Cumulative Summer Peak Savings (MW) | Achievable Economic TRC Potential | 0 | 0 | 0 | 0 | 0 | 0 | 0 | 0 | 0 | 0 | 0 | 0 | 0 | 0 | 0 | 0 | 0 | 0 | 0 | 0 | 0 | 0 | 0 | 0 | 0 | 0 | 0
F9_Commercial_OR - Miscellaneous_New_Space Heating_Natural Gas_Destratification Fans (HVLS)_A_Achievable Economic TRC Potential | F9 | Commercial | OR - Miscellaneous | New | Space Heating | Natural Gas | Destratification Fans (HVLS) | A | Cumulative Winter Peak Savings (MW) | Achievable Economic TRC Potential | 0 | 0 | 0 | 0 | 0 | 0 | 0 | 0 | 0 | 0 | 0 | 0 | 0 | 0 | 0 | 0 | 0 | 0 | 0 | 0 | 0 | 0 | 0 | 0 | 0 | 0 | 0
F10_Commercial_OR - Miscellaneous_New_Space Heating_Natural Gas_Destratification Fans (HVLS)_A_Achievable Economic TRC Potential | F10 | Commercial | OR - Miscellaneous | New | Space Heating | Natural Gas | Destratification Fans (HVLS) | A | Purchases (Incremental) | Achievable Economic TRC Potential | 0 | 0 | 0 | 0 | 0 | 0 | 0 | 0 | 0 | 0 | 0 | 0 | 0 | 0 | 0 | 0 | 0 | 0 | 0 | 0 | 0 | 0 | 0 | 0 | 0 | 0 | 0
F11_Commercial_OR - Miscellaneous_New_Space Heating_Natural Gas_Destratification Fans (HVLS)_A_Achievable Economic TRC Potential | F11 | Commercial | OR - Miscellaneous | New | Space Heating | Natural Gas | Destratification Fans (HVLS) | A | Purchases (Cumulative) | Achievable Economic TRC Potential | 0 | 0 | 0 | 0 | 0 | 0 | 0 | 0 | 0 | 0 | 0 | 0 | 0 | 0 | 0 | 0 | 0 | 0 | 0 | 0 | 0 | 0 | 0 | 0 | 0 | 0 | 0
F1_Commercial_OR - Miscellaneous_New_Space Heating_Natural Gas_Gas Boiler - Maintenance_A_Achievable Economic TRC Potential | F1 | Commercial | OR - Miscellaneous | New | Space Heating | Natural Gas | Gas Boiler - Maintenance | A | Integrated Unit Energy Savings (kWh or therms) | Achievable Economic TRC Potential | 0 | 0 | 0 | 0 | 0 | 0 | 0 | 0 | 0 | 0 | 0 | 0 | 0 | 0 | 0 | 0 | 0 | 0 | 0 | 0 | 0 | 0 | 0 | 0 | 0 | 0 | 0
F2_Commercial_OR - Miscellaneous_New_Space Heating_Natural Gas_Gas Boiler - Maintenance_A_Achievable Economic TRC Potential | F2 | Commercial | OR - Miscellaneous | New | Space Heating | Natural Gas | Gas Boiler - Maintenance | A | Integrated Unit Summer Peak Savings (kW) | Achievable Economic TRC Potential | 0 | 0 | 0 | 0 | 0 | 0 | 0 | 0 | 0 | 0 | 0 | 0 | 0 | 0 | 0 | 0 | 0 | 0 | 0 | 0 | 0 | 0 | 0 | 0 | 0 | 0 | 0
F3_Commercial_OR - Miscellaneous_New_Space Heating_Natural Gas_Gas Boiler - Maintenance_A_Achievable Economic TRC Potential | F3 | Commercial | OR - Miscellaneous | New | Space Heating | Natural Gas | Gas Boiler - Maintenance | A | Integrated Unit Winter Peak Savings (kW) | Achievable Economic TRC Potential | 0 | 0 | 0 | 0 | 0 | 0 | 0 | 0 | 0 | 0 | 0 | 0 | 0 | 0 | 0 | 0 | 0 | 0 | 0 | 0 | 0 | 0 | 0 | 0 | 0 | 0 | 0
F4_Commercial_OR - Miscellaneous_New_Space Heating_Natural Gas_Gas Boiler - Maintenance_A_Achievable Economic TRC Potential | F4 | Commercial | OR - Miscellaneous | New | Space Heating | Natural Gas | Gas Boiler - Maintenance | A | Incremental Energy Savings (MWh or mTherms) | Achievable Economic TRC Potential | 0 | 0 | 0 | 0 | 0 | 0 | 0 | 0 | 0 | 0 | 0 | 0 | 0 | 0 | 0 | 0 | 0 | 0 | 0 | 0 | 0 | 0 | 0 | 0 | 0 | 0 | 0
F5_Commercial_OR - Miscellaneous_New_Space Heating_Natural Gas_Gas Boiler - Maintenance_A_Achievable Economic TRC Potential | F5 | Commercial | OR - Miscellaneous | New | Space Heating | Natural Gas | Gas Boiler - Maintenance | A | Incremental Summer Peak Savings (MW) | Achievable Economic TRC Potential | 0 | 0 | 0 | 0 | 0 | 0 | 0 | 0 | 0 | 0 | 0 | 0 | 0 | 0 | 0 | 0 | 0 | 0 | 0 | 0 | 0 | 0 | 0 | 0 | 0 | 0 | 0
F6_Commercial_OR - Miscellaneous_New_Space Heating_Natural Gas_Gas Boiler - Maintenance_A_Achievable Economic TRC Potential | F6 | Commercial | OR - Miscellaneous | New | Space Heating | Natural Gas | Gas Boiler - Maintenance | A | Incremental Winter Peak Savings (MW) | Achievable Economic TRC Potential | 0 | 0 | 0 | 0 | 0 | 0 | 0 | 0 | 0 | 0 | 0 | 0 | 0 | 0 | 0 | 0 | 0 | 0 | 0 | 0 | 0 | 0 | 0 | 0 | 0 | 0 | 0
F7_Commercial_OR - Miscellaneous_New_Space Heating_Natural Gas_Gas Boiler - Maintenance_A_Achievable Economic TRC Potential | F7 | Commercial | OR - Miscellaneous | New | Space Heating | Natural Gas | Gas Boiler - Maintenance | A | Cumulative Energy Savings (MWh or mTherms) | Achievable Economic TRC Potential | 0 | 0 | 0 | 0 | 0 | 0 | 0 | 0 | 0 | 0 | 0 | 0 | 0 | 0 | 0 | 0 | 0 | 0 | 0 | 0 | 0 | 0 | 0 | 0 | 0 | 0 | 0
F8_Commercial_OR - Miscellaneous_New_Space Heating_Natural Gas_Gas Boiler - Maintenance_A_Achievable Economic TRC Potential | F8 | Commercial | OR - Miscellaneous | New | Space Heating | Natural Gas | Gas Boiler - Maintenance | A | Cumulative Summer Peak Savings (MW) | Achievable Economic TRC Potential | 0 | 0 | 0 | 0 | 0 | 0 | 0 | 0 | 0 | 0 | 0 | 0 | 0 | 0 | 0 | 0 | 0 | 0 | 0 | 0 | 0 | 0 | 0 | 0 | 0 | 0 | 0
F9_Commercial_OR - Miscellaneous_New_Space Heating_Natural Gas_Gas Boiler - Maintenance_A_Achievable Economic TRC Potential | F9 | Commercial | OR - Miscellaneous | New | Space Heating | Natural Gas | Gas Boiler - Maintenance | A | Cumulative Winter Peak Savings (MW) | Achievable Economic TRC Potential | 0 | 0 | 0 | 0 | 0 | 0 | 0 | 0 | 0 | 0 | 0 | 0 | 0 | 0 | 0 | 0 | 0 | 0 | 0 | 0 | 0 | 0 | 0 | 0 | 0 | 0 | 0
F10_Commercial_OR - Miscellaneous_New_Space Heating_Natural Gas_Gas Boiler - Maintenance_A_Achievable Economic TRC Potential | F10 | Commercial | OR - Miscellaneous | New | Space Heating | Natural Gas | Gas Boiler - Maintenance | A | Purchases (Incremental) | Achievable Economic TRC Potential | 0 | 0 | 0 | 0 | 0 | 0 | 0 | 0 | 0 | 0 | 0 | 0 | 0 | 0 | 0 | 0 | 0 | 0 | 0 | 0 | 0 | 0 | 0 | 0 | 0 | 0 | 0
F11_Commercial_OR - Miscellaneous_New_Space Heating_Natural Gas_Gas Boiler - Maintenance_A_Achievable Economic TRC Potential | F11 | Commercial | OR - Miscellaneous | New | Space Heating | Natural Gas | Gas Boiler - Maintenance | A | Purchases (Cumulative) | Achievable Economic TRC Potential | 0 | 0 | 0 | 0 | 0 | 0 | 0 | 0 | 0 | 0 | 0 | 0 | 0 | 0 | 0 | 0 | 0 | 0 | 0 | 0 | 0 | 0 | 0 | 0 | 0 | 0 | 0
F1_Commercial_OR - Miscellaneous_New_Space Heating_Natural Gas_Gas Furnace - Maintenance_A_Achievable Economic TRC Potential | F1 | Commercial | OR - Miscellaneous | New | Space Heating | Natural Gas | Gas Furnace - Maintenance | A | Integrated Unit Energy Savings (kWh or therms) | Achievable Economic TRC Potential | 0 | 0 | 0 | 0 | 0 | 0 | 0 | 0 | 0 | 0 | 0 | 0 | 0 | 0 | 0 | 0 | 0 | 0 | 0 | 0 | 0 | 0 | 0 | 0 | 0 | 0 | 0
F2_Commercial_OR - Miscellaneous_New_Space Heating_Natural Gas_Gas Furnace - Maintenance_A_Achievable Economic TRC Potential | F2 | Commercial | OR - Miscellaneous | New | Space Heating | Natural Gas | Gas Furnace - Maintenance | A | Integrated Unit Summer Peak Savings (kW) | Achievable Economic TRC Potential | 0 | 0 | 0 | 0 | 0 | 0 | 0 | 0 | 0 | 0 | 0 | 0 | 0 | 0 | 0 | 0 | 0 | 0 | 0 | 0 | 0 | 0 | 0 | 0 | 0 | 0 | 0
F3_Commercial_OR - Miscellaneous_New_Space Heating_Natural Gas_Gas Furnace - Maintenance_A_Achievable Economic TRC Potential | F3 | Commercial | OR - Miscellaneous | New | Space Heating | Natural Gas | Gas Furnace - Maintenance | A | Integrated Unit Winter Peak Savings (kW) | Achievable Economic TRC Potential | 0 | 0 | 0 | 0 | 0 | 0 | 0 | 0 | 0 | 0 | 0 | 0 | 0 | 0 | 0 | 0 | 0 | 0 | 0 | 0 | 0 | 0 | 0 | 0 | 0 | 0 | 0
F4_Commercial_OR - Miscellaneous_New_Space Heating_Natural Gas_Gas Furnace - Maintenance_A_Achievable Economic TRC Potential | F4 | Commercial | OR - Miscellaneous | New | Space Heating | Natural Gas | Gas Furnace - Maintenance | A | Incremental Energy Savings (MWh or mTherms) | Achievable Economic TRC Potential | 0 | 0 | 0 | 0 | 0 | 0 | 0 | 0 | 0 | 0 | 0 | 0 | 0 | 0 | 0 | 0 | 0 | 0 | 0 | 0 | 0 | 0 | 0 | 0 | 0 | 0 | 0
F5_Commercial_OR - Miscellaneous_New_Space Heating_Natural Gas_Gas Furnace - Maintenance_A_Achievable Economic TRC Potential | F5 | Commercial | OR - Miscellaneous | New | Space Heating | Natural Gas | Gas Furnace - Maintenance | A | Incremental Summer Peak Savings (MW) | Achievable Economic TRC Potential | 0 | 0 | 0 | 0 | 0 | 0 | 0 | 0 | 0 | 0 | 0 | 0 | 0 | 0 | 0 | 0 | 0 | 0 | 0 | 0 | 0 | 0 | 0 | 0 | 0 | 0 | 0
F6_Commercial_OR - Miscellaneous_New_Space Heating_Natural Gas_Gas Furnace - Maintenance_A_Achievable Economic TRC Potential | F6 | Commercial | OR - Miscellaneous | New | Space Heating | Natural Gas | Gas Furnace - Maintenance | A | Incremental Winter Peak Savings (MW) | Achievable Economic TRC Potential | 0 | 0 | 0 | 0 | 0 | 0 | 0 | 0 | 0 | 0 | 0 | 0 | 0 | 0 | 0 | 0 | 0 | 0 | 0 | 0 | 0 | 0 | 0 | 0 | 0 | 0 | 0
F7_Commercial_OR - Miscellaneous_New_Space Heating_Natural Gas_Gas Furnace - Maintenance_A_Achievable Economic TRC Potential | F7 | Commercial | OR - Miscellaneous | New | Space Heating | Natural Gas | Gas Furnace - Maintenance | A | Cumulative Energy Savings (MWh or mTherms) | Achievable Economic TRC Potential | 0 | 0 | 0 | 0 | 0 | 0 | 0 | 0 | 0 | 0 | 0 | 0 | 0 | 0 | 0 | 0 | 0 | 0 | 0 | 0 | 0 | 0 | 0 | 0 | 0 | 0 | 0
F8_Commercial_OR - Miscellaneous_New_Space Heating_Natural Gas_Gas Furnace - Maintenance_A_Achievable Economic TRC Potential | F8 | Commercial | OR - Miscellaneous | New | Space Heating | Natural Gas | Gas Furnace - Maintenance | A | Cumulative Summer Peak Savings (MW) | Achievable Economic TRC Potential | 0 | 0 | 0 | 0 | 0 | 0 | 0 | 0 | 0 | 0 | 0 | 0 | 0 | 0 | 0 | 0 | 0 | 0 | 0 | 0 | 0 | 0 | 0 | 0 | 0 | 0 | 0
F9_Commercial_OR - Miscellaneous_New_Space Heating_Natural Gas_Gas Furnace - Maintenance_A_Achievable Economic TRC Potential | F9 | Commercial | OR - Miscellaneous | New | Space Heating | Natural Gas | Gas Furnace - Maintenance | A | Cumulative Winter Peak Savings (MW) | Achievable Economic TRC Potential | 0 | 0 | 0 | 0 | 0 | 0 | 0 | 0 | 0 | 0 | 0 | 0 | 0 | 0 | 0 | 0 | 0 | 0 | 0 | 0 | 0 | 0 | 0 | 0 | 0 | 0 | 0
F10_Commercial_OR - Miscellaneous_New_Space Heating_Natural Gas_Gas Furnace - Maintenance_A_Achievable Economic TRC Potential | F10 | Commercial | OR - Miscellaneous | New | Space Heating | Natural Gas | Gas Furnace - Maintenance | A | Purchases (Incremental) | Achievable Economic TRC Potential | 0 | 0 | 0 | 0 | 0 | 0 | 0 | 0 | 0 | 0 | 0 | 0 | 0 | 0 | 0 | 0 | 0 | 0 | 0 | 0 | 0 | 0 | 0 | 0 | 0 | 0 | 0
F11_Commercial_OR - Miscellaneous_New_Space Heating_Natural Gas_Gas Furnace - Maintenance_A_Achievable Economic TRC Potential | F11 | Commercial | OR - Miscellaneous | New | Space Heating | Natural Gas | Gas Furnace - Maintenance | A | Purchases (Cumulative) | Achievable Economic TRC Potential | 0 | 0 | 0 | 0 | 0 | 0 | 0 | 0 | 0 | 0 | 0 | 0 | 0 | 0 | 0 | 0 | 0 | 0 | 0 | 0 | 0 | 0 | 0 | 0 | 0 | 0 | 0
F1_Commercial_OR - Miscellaneous_New_Space Heating_Natural Gas_Gas Boiler - Hot Water Reset_A_Achievable Economic TRC Potential | F1 | Commercial | OR - Miscellaneous | New | Space Heating | Natural Gas | Gas Boiler - Hot Water Reset | A | Integrated Unit Energy Savings (kWh or therms) | Achievable Economic TRC Potential | 0 | 0 | 0 | 0 | 0 | 0 | 0 | 0 | 0 | 0 | 0 | 0 | 0 | 0 | 0 | 0 | 0 | 0 | 0 | 0 | 0 | 0 | 0 | 0 | 0 | 0 | 0
F2_Commercial_OR - Miscellaneous_New_Space Heating_Natural Gas_Gas Boiler - Hot Water Reset_A_Achievable Economic TRC Potential | F2 | Commercial | OR - Miscellaneous | New | Space Heating | Natural Gas | Gas Boiler - Hot Water Reset | A | Integrated Unit Summer Peak Savings (kW) | Achievable Economic TRC Potential | 0 | 0 | 0 | 0 | 0 | 0 | 0 | 0 | 0 | 0 | 0 | 0 | 0 | 0 | 0 | 0 | 0 | 0 | 0 | 0 | 0 | 0 | 0 | 0 | 0 | 0 | 0
F3_Commercial_OR - Miscellaneous_New_Space Heating_Natural Gas_Gas Boiler - Hot Water Reset_A_Achievable Economic TRC Potential | F3 | Commercial | OR - Miscellaneous | New | Space Heating | Natural Gas | Gas Boiler - Hot Water Reset | A | Integrated Unit Winter Peak Savings (kW) | Achievable Economic TRC Potential | 0 | 0 | 0 | 0 | 0 | 0 | 0 | 0 | 0 | 0 | 0 | 0 | 0 | 0 | 0 | 0 | 0 | 0 | 0 | 0 | 0 | 0 | 0 | 0 | 0 | 0 | 0
F4_Commercial_OR - Miscellaneous_New_Space Heating_Natural Gas_Gas Boiler - Hot Water Reset_A_Achievable Economic TRC Potential | F4 | Commercial | OR - Miscellaneous | New | Space Heating | Natural Gas | Gas Boiler - Hot Water Reset | A | Incremental Energy Savings (MWh or mTherms) | Achievable Economic TRC Potential | 0 | 0 | 0 | 0 | 0 | 0 | 0 | 0 | 0 | 0 | 0 | 0 | 0 | 0 | 0 | 0 | 0 | 0 | 0 | 0 | 0 | 0 | 0 | 0 | 0 | 0 | 0
F5_Commercial_OR - Miscellaneous_New_Space Heating_Natural Gas_Gas Boiler - Hot Water Reset_A_Achievable Economic TRC Potential | F5 | Commercial | OR - Miscellaneous | New | Space Heating | Natural Gas | Gas Boiler - Hot Water Reset | A | Incremental Summer Peak Savings (MW) | Achievable Economic TRC Potential | 0 | 0 | 0 | 0 | 0 | 0 | 0 | 0 | 0 | 0 | 0 | 0 | 0 | 0 | 0 | 0 | 0 | 0 | 0 | 0 | 0 | 0 | 0 | 0 | 0 | 0 | 0
F6_Commercial_OR - Miscellaneous_New_Space Heating_Natural Gas_Gas Boiler - Hot Water Reset_A_Achievable Economic TRC Potential | F6 | Commercial | OR - Miscellaneous | New | Space Heating | Natural Gas | Gas Boiler - Hot Water Reset | A | Incremental Winter Peak Savings (MW) | Achievable Economic TRC Potential | 0 | 0 | 0 | 0 | 0 | 0 | 0 | 0 | 0 | 0 | 0 | 0 | 0 | 0 | 0 | 0 | 0 | 0 | 0 | 0 | 0 | 0 | 0 | 0 | 0 | 0 | 0
F7_Commercial_OR - Miscellaneous_New_Space Heating_Natural Gas_Gas Boiler - Hot Water Reset_A_Achievable Economic TRC Potential | F7 | Commercial | OR - Miscellaneous | New | Space Heating | Natural Gas | Gas Boiler - Hot Water Reset | A | Cumulative Energy Savings (MWh or mTherms) | Achievable Economic TRC Potential | 0 | 0 | 0 | 0 | 0 | 0 | 0 | 0 | 0 | 0 | 0 | 0 | 0 | 0 | 0 | 0 | 0 | 0 | 0 | 0 | 0 | 0 | 0 | 0 | 0 | 0 | 0
F8_Commercial_OR - Miscellaneous_New_Space Heating_Natural Gas_Gas Boiler - Hot Water Reset_A_Achievable Economic TRC Potential | F8 | Commercial | OR - Miscellaneous | New | Space Heating | Natural Gas | Gas Boiler - Hot Water Reset | A | Cumulative Summer Peak Savings (MW) | Achievable Economic TRC Potential | 0 | 0 | 0 | 0 | 0 | 0 | 0 | 0 | 0 | 0 | 0 | 0 | 0 | 0 | 0 | 0 | 0 | 0 | 0 | 0 | 0 | 0 | 0 | 0 | 0 | 0 | 0
F9_Commercial_OR - Miscellaneous_New_Space Heating_Natural Gas_Gas Boiler - Hot Water Reset_A_Achievable Economic TRC Potential | F9 | Commercial | OR - Miscellaneous | New | Space Heating | Natural Gas | Gas Boiler - Hot Water Reset | A | Cumulative Winter Peak Savings (MW) | Achievable Economic TRC Potential | 0 | 0 | 0 | 0 | 0 | 0 | 0 | 0 | 0 | 0 | 0 | 0 | 0 | 0 | 0 | 0 | 0 | 0 | 0 | 0 | 0 | 0 | 0 | 0 | 0 | 0 | 0
F10_Commercial_OR - Miscellaneous_New_Space Heating_Natural Gas_Gas Boiler - Hot Water Reset_A_Achievable Economic TRC Potential | F10 | Commercial | OR - Miscellaneous | New | Space Heating | Natural Gas | Gas Boiler - Hot Water Reset | A | Purchases (Incremental) | Achievable Economic TRC Potential | 0 | 0 | 0 | 0 | 0 | 0 | 0 | 0 | 0 | 0 | 0 | 0 | 0 | 0 | 0 | 0 | 0 | 0 | 0 | 0 | 0 | 0 | 0 | 0 | 0 | 0 | 0
F11_Commercial_OR - Miscellaneous_New_Space Heating_Natural Gas_Gas Boiler - Hot Water Reset_A_Achievable Economic TRC Potential | F11 | Commercial | OR - Miscellaneous | New | Space Heating | Natural Gas | Gas Boiler - Hot Water Reset | A | Purchases (Cumulative) | Achievable Economic TRC Potential | 0 | 0 | 0 | 0 | 0 | 0 | 0 | 0 | 0 | 0 | 0 | 0 | 0 | 0 | 0 | 0 | 0 | 0 | 0 | 0 | 0 | 0 | 0 | 0 | 0 | 0 | 0
F1_Commercial_OR - Miscellaneous_New_Space Heating_Natural Gas_Gas Boiler - Steam Trap Replacement_A_Achievable Economic TRC Potential | F1 | Commercial | OR - Miscellaneous | New | Space Heating | Natural Gas | Gas Boiler - Steam Trap Replacement | A | Integrated Unit Energy Savings (kWh or therms) | Achievable Economic TRC Potential | 0 | 0 | 0 | 0 | 0 | 0 | 0 | 0 | 0 | 0 | 0 | 0 | 0 | 0 | 0 | 0 | 0 | 0 | 0 | 0 | 0 | 0 | 0 | 0 | 0 | 0 | 0
F2_Commercial_OR - Miscellaneous_New_Space Heating_Natural Gas_Gas Boiler - Steam Trap Replacement_A_Achievable Economic TRC Potential | F2 | Commercial | OR - Miscellaneous | New | Space Heating | Natural Gas | Gas Boiler - Steam Trap Replacement | A | Integrated Unit Summer Peak Savings (kW) | Achievable Economic TRC Potential | 0 | 0 | 0 | 0 | 0 | 0 | 0 | 0 | 0 | 0 | 0 | 0 | 0 | 0 | 0 | 0 | 0 | 0 | 0 | 0 | 0 | 0 | 0 | 0 | 0 | 0 | 0
F3_Commercial_OR - Miscellaneous_New_Space Heating_Natural Gas_Gas Boiler - Steam Trap Replacement_A_Achievable Economic TRC Potential | F3 | Commercial | OR - Miscellaneous | New | Space Heating | Natural Gas | Gas Boiler - Steam Trap Replacement | A | Integrated Unit Winter Peak Savings (kW) | Achievable Economic TRC Potential | 0 | 0 | 0 | 0 | 0 | 0 | 0 | 0 | 0 | 0 | 0 | 0 | 0 | 0 | 0 | 0 | 0 | 0 | 0 | 0 | 0 | 0 | 0 | 0 | 0 | 0 | 0
F4_Commercial_OR - Miscellaneous_New_Space Heating_Natural Gas_Gas Boiler - Steam Trap Replacement_A_Achievable Economic TRC Potential | F4 | Commercial | OR - Miscellaneous | New | Space Heating | Natural Gas | Gas Boiler - Steam Trap Replacement | A | Incremental Energy Savings (MWh or mTherms) | Achievable Economic TRC Potential | 0 | 0 | 0 | 0 | 0 | 0 | 0 | 0 | 0 | 0 | 0 | 0 | 0 | 0 | 0 | 0 | 0 | 0 | 0 | 0 | 0 | 0 | 0 | 0 | 0 | 0 | 0
F5_Commercial_OR - Miscellaneous_New_Space Heating_Natural Gas_Gas Boiler - Steam Trap Replacement_A_Achievable Economic TRC Potential | F5 | Commercial | OR - Miscellaneous | New | Space Heating | Natural Gas | Gas Boiler - Steam Trap Replacement | A | Incremental Summer Peak Savings (MW) | Achievable Economic TRC Potential | 0 | 0 | 0 | 0 | 0 | 0 | 0 | 0 | 0 | 0 | 0 | 0 | 0 | 0 | 0 | 0 | 0 | 0 | 0 | 0 | 0 | 0 | 0 | 0 | 0 | 0 | 0
F6_Commercial_OR - Miscellaneous_New_Space Heating_Natural Gas_Gas Boiler - Steam Trap Replacement_A_Achievable Economic TRC Potential | F6 | Commercial | OR - Miscellaneous | New | Space Heating | Natural Gas | Gas Boiler - Steam Trap Replacement | A | Incremental Winter Peak Savings (MW) | Achievable Economic TRC Potential | 0 | 0 | 0 | 0 | 0 | 0 | 0 | 0 | 0 | 0 | 0 | 0 | 0 | 0 | 0 | 0 | 0 | 0 | 0 | 0 | 0 | 0 | 0 | 0 | 0 | 0 | 0
F7_Commercial_OR - Miscellaneous_New_Space Heating_Natural Gas_Gas Boiler - Steam Trap Replacement_A_Achievable Economic TRC Potential | F7 | Commercial | OR - Miscellaneous | New | Space Heating | Natural Gas | Gas Boiler - Steam Trap Replacement | A | Cumulative Energy Savings (MWh or mTherms) | Achievable Economic TRC Potential | 0 | 0 | 0 | 0 | 0 | 0 | 0 | 0 | 0 | 0 | 0 | 0 | 0 | 0 | 0 | 0 | 0 | 0 | 0 | 0 | 0 | 0 | 0 | 0 | 0 | 0 | 0
F8_Commercial_OR - Miscellaneous_New_Space Heating_Natural Gas_Gas Boiler - Steam Trap Replacement_A_Achievable Economic TRC Potential | F8 | Commercial | OR - Miscellaneous | New | Space Heating | Natural Gas | Gas Boiler - Steam Trap Replacement | A | Cumulative Summer Peak Savings (MW) | Achievable Economic TRC Potential | 0 | 0 | 0 | 0 | 0 | 0 | 0 | 0 | 0 | 0 | 0 | 0 | 0 | 0 | 0 | 0 | 0 | 0 | 0 | 0 | 0 | 0 | 0 | 0 | 0 | 0 | 0
F9_Commercial_OR - Miscellaneous_New_Space Heating_Natural Gas_Gas Boiler - Steam Trap Replacement_A_Achievable Economic TRC Potential | F9 | Commercial | OR - Miscellaneous | New | Space Heating | Natural Gas | Gas Boiler - Steam Trap Replacement | A | Cumulative Winter Peak Savings (MW) | Achievable Economic TRC Potential | 0 | 0 | 0 | 0 | 0 | 0 | 0 | 0 | 0 | 0 | 0 | 0 | 0 | 0 | 0 | 0 | 0 | 0 | 0 | 0 | 0 | 0 | 0 | 0 | 0 | 0 | 0
F10_Commercial_OR - Miscellaneous_New_Space Heating_Natural Gas_Gas Boiler - Steam Trap Replacement_A_Achievable Economic TRC Potential | F10 | Commercial | OR - Miscellaneous | New | Space Heating | Natural Gas | Gas Boiler - Steam Trap Replacement | A | Purchases (Incremental) | Achievable Economic TRC Potential | 0 | 0 | 0 | 0 | 0 | 0 | 0 | 0 | 0 | 0 | 0 | 0 | 0 | 0 | 0 | 0 | 0 | 0 | 0 | 0 | 0 | 0 | 0 | 0 | 0 | 0 | 0
F11_Commercial_OR - Miscellaneous_New_Space Heating_Natural Gas_Gas Boiler - Steam Trap Replacement_A_Achievable Economic TRC Potential | F11 | Commercial | OR - Miscellaneous | New | Space Heating | Natural Gas | Gas Boiler - Steam Trap Replacement | A | Purchases (Cumulative) | Achievable Economic TRC Potential | 0 | 0 | 0 | 0 | 0 | 0 | 0 | 0 | 0 | 0 | 0 | 0 | 0 | 0 | 0 | 0 | 0 | 0 | 0 | 0 | 0 | 0 | 0 | 0 | 0 | 0 | 0
F1_Commercial_OR - Miscellaneous_New_Space Heating_Natural Gas_Gas Boiler - High Turndown Burner_A_Achievable Economic TRC Potential | F1 | Commercial | OR - Miscellaneous | New | Space Heating | Natural Gas | Gas Boiler - High Turndown Burner | A | Integrated Unit Energy Savings (kWh or therms) | Achievable Economic TRC Potential | 0 | 0 | 0 | 0 | 0 | 0 | 0 | 0 | 0 | 0 | 0 | 0 | 0 | 0 | 0 | 0 | 0 | 0 | 0 | 0 | 0 | 0 | 0 | 0 | 0 | 0 | 0
F2_Commercial_OR - Miscellaneous_New_Space Heating_Natural Gas_Gas Boiler - High Turndown Burner_A_Achievable Economic TRC Potential | F2 | Commercial | OR - Miscellaneous | New | Space Heating | Natural Gas | Gas Boiler - High Turndown Burner | A | Integrated Unit Summer Peak Savings (kW) | Achievable Economic TRC Potential | 0 | 0 | 0 | 0 | 0 | 0 | 0 | 0 | 0 | 0 | 0 | 0 | 0 | 0 | 0 | 0 | 0 | 0 | 0 | 0 | 0 | 0 | 0 | 0 | 0 | 0 | 0
F3_Commercial_OR - Miscellaneous_New_Space Heating_Natural Gas_Gas Boiler - High Turndown Burner_A_Achievable Economic TRC Potential | F3 | Commercial | OR - Miscellaneous | New | Space Heating | Natural Gas | Gas Boiler - High Turndown Burner | A | Integrated Unit Winter Peak Savings (kW) | Achievable Economic TRC Potential | 0 | 0 | 0 | 0 | 0 | 0 | 0 | 0 | 0 | 0 | 0 | 0 | 0 | 0 | 0 | 0 | 0 | 0 | 0 | 0 | 0 | 0 | 0 | 0 | 0 | 0 | 0
F4_Commercial_OR - Miscellaneous_New_Space Heating_Natural Gas_Gas Boiler - High Turndown Burner_A_Achievable Economic TRC Potential | F4 | Commercial | OR - Miscellaneous | New | Space Heating | Natural Gas | Gas Boiler - High Turndown Burner | A | Incremental Energy Savings (MWh or mTherms) | Achievable Economic TRC Potential | 0 | 0 | 0 | 0 | 0 | 0 | 0 | 0 | 0 | 0 | 0 | 0 | 0 | 0 | 0 | 0 | 0 | 0 | 0 | 0 | 0 | 0 | 0 | 0 | 0 | 0 | 0
F5_Commercial_OR - Miscellaneous_New_Space Heating_Natural Gas_Gas Boiler - High Turndown Burner_A_Achievable Economic TRC Potential | F5 | Commercial | OR - Miscellaneous | New | Space Heating | Natural Gas | Gas Boiler - High Turndown Burner | A | Incremental Summer Peak Savings (MW) | Achievable Economic TRC Potential | 0 | 0 | 0 | 0 | 0 | 0 | 0 | 0 | 0 | 0 | 0 | 0 | 0 | 0 | 0 | 0 | 0 | 0 | 0 | 0 | 0 | 0 | 0 | 0 | 0 | 0 | 0
F6_Commercial_OR - Miscellaneous_New_Space Heating_Natural Gas_Gas Boiler - High Turndown Burner_A_Achievable Economic TRC Potential | F6 | Commercial | OR - Miscellaneous | New | Space Heating | Natural Gas | Gas Boiler - High Turndown Burner | A | Incremental Winter Peak Savings (MW) | Achievable Economic TRC Potential | 0 | 0 | 0 | 0 | 0 | 0 | 0 | 0 | 0 | 0 | 0 | 0 | 0 | 0 | 0 | 0 | 0 | 0 | 0 | 0 | 0 | 0 | 0 | 0 | 0 | 0 | 0
F7_Commercial_OR - Miscellaneous_New_Space Heating_Natural Gas_Gas Boiler - High Turndown Burner_A_Achievable Economic TRC Potential | F7 | Commercial | OR - Miscellaneous | New | Space Heating | Natural Gas | Gas Boiler - High Turndown Burner | A | Cumulative Energy Savings (MWh or mTherms) | Achievable Economic TRC Potential | 0 | 0 | 0 | 0 | 0 | 0 | 0 | 0 | 0 | 0 | 0 | 0 | 0 | 0 | 0 | 0 | 0 | 0 | 0 | 0 | 0 | 0 | 0 | 0 | 0 | 0 | 0
F8_Commercial_OR - Miscellaneous_New_Space Heating_Natural Gas_Gas Boiler - High Turndown Burner_A_Achievable Economic TRC Potential | F8 | Commercial | OR - Miscellaneous | New | Space Heating | Natural Gas | Gas Boiler - High Turndown Burner | A | Cumulative Summer Peak Savings (MW) | Achievable Economic TRC Potential | 0 | 0 | 0 | 0 | 0 | 0 | 0 | 0 | 0 | 0 | 0 | 0 | 0 | 0 | 0 | 0 | 0 | 0 | 0 | 0 | 0 | 0 | 0 | 0 | 0 | 0 | 0
F9_Commercial_OR - Miscellaneous_New_Space Heating_Natural Gas_Gas Boiler - High Turndown Burner_A_Achievable Economic TRC Potential | F9 | Commercial | OR - Miscellaneous | New | Space Heating | Natural Gas | Gas Boiler - High Turndown Burner | A | Cumulative Winter Peak Savings (MW) | Achievable Economic TRC Potential | 0 | 0 | 0 | 0 | 0 | 0 | 0 | 0 | 0 | 0 | 0 | 0 | 0 | 0 | 0 | 0 | 0 | 0 | 0 | 0 | 0 | 0 | 0 | 0 | 0 | 0 | 0
F10_Commercial_OR - Miscellaneous_New_Space Heating_Natural Gas_Gas Boiler - High Turndown Burner_A_Achievable Economic TRC Potential | F10 | Commercial | OR - Miscellaneous | New | Space Heating | Natural Gas | Gas Boiler - High Turndown Burner | A | Purchases (Incremental) | Achievable Economic TRC Potential | 0 | 0 | 0 | 0 | 0 | 0 | 0 | 0 | 0 | 0 | 0 | 0 | 0 | 0 | 0 | 0 | 0 | 0 | 0 | 0 | 0 | 0 | 0 | 0 | 0 | 0 | 0
F11_Commercial_OR - Miscellaneous_New_Space Heating_Natural Gas_Gas Boiler - High Turndown Burner_A_Achievable Economic TRC Potential | F11 | Commercial | OR - Miscellaneous | New | Space Heating | Natural Gas | Gas Boiler - High Turndown Burner | A | Purchases (Cumulative) | Achievable Economic TRC Potential | 0 | 0 | 0 | 0 | 0 | 0 | 0 | 0 | 0 | 0 | 0 | 0 | 0 | 0 | 0 | 0 | 0 | 0 | 0 | 0 | 0 | 0 | 0 | 0 | 0 | 0 | 0
F1_Commercial_OR - Miscellaneous_New_Space Heating_Natural Gas_Gas Boiler - Burner Control Optimization_A_Achievable Economic TRC Potential | F1 | Commercial | OR - Miscellaneous | New | Space Heating | Natural Gas | Gas Boiler - Burner Control Optimization | A | Integrated Unit Energy Savings (kWh or therms) | Achievable Economic TRC Potential | 0 | 0 | 0 | 0 | 0 | 0 | 0 | 0 | 0 | 0 | 0 | 0 | 0 | 0 | 0 | 0 | 0 | 0 | 0 | 0 | 0 | 0 | 0 | 0 | 0 | 0 | 0
F2_Commercial_OR - Miscellaneous_New_Space Heating_Natural Gas_Gas Boiler - Burner Control Optimization_A_Achievable Economic TRC Potential | F2 | Commercial | OR - Miscellaneous | New | Space Heating | Natural Gas | Gas Boiler - Burner Control Optimization | A | Integrated Unit Summer Peak Savings (kW) | Achievable Economic TRC Potential | 0 | 0 | 0 | 0 | 0 | 0 | 0 | 0 | 0 | 0 | 0 | 0 | 0 | 0 | 0 | 0 | 0 | 0 | 0 | 0 | 0 | 0 | 0 | 0 | 0 | 0 | 0
F3_Commercial_OR - Miscellaneous_New_Space Heating_Natural Gas_Gas Boiler - Burner Control Optimization_A_Achievable Economic TRC Potential | F3 | Commercial | OR - Miscellaneous | New | Space Heating | Natural Gas | Gas Boiler - Burner Control Optimization | A | Integrated Unit Winter Peak Savings (kW) | Achievable Economic TRC Potential | 0 | 0 | 0 | 0 | 0 | 0 | 0 | 0 | 0 | 0 | 0 | 0 | 0 | 0 | 0 | 0 | 0 | 0 | 0 | 0 | 0 | 0 | 0 | 0 | 0 | 0 | 0
F4_Commercial_OR - Miscellaneous_New_Space Heating_Natural Gas_Gas Boiler - Burner Control Optimization_A_Achievable Economic TRC Potential | F4 | Commercial | OR - Miscellaneous | New | Space Heating | Natural Gas | Gas Boiler - Burner Control Optimization | A | Incremental Energy Savings (MWh or mTherms) | Achievable Economic TRC Potential | 0 | 0 | 0 | 0 | 0 | 0 | 0 | 0 | 0 | 0 | 0 | 0 | 0 | 0 | 0 | 0 | 0 | 0 | 0 | 0 | 0 | 0 | 0 | 0 | 0 | 0 | 0
F5_Commercial_OR - Miscellaneous_New_Space Heating_Natural Gas_Gas Boiler - Burner Control Optimization_A_Achievable Economic TRC Potential | F5 | Commercial | OR - Miscellaneous | New | Space Heating | Natural Gas | Gas Boiler - Burner Control Optimization | A | Incremental Summer Peak Savings (MW) | Achievable Economic TRC Potential | 0 | 0 | 0 | 0 | 0 | 0 | 0 | 0 | 0 | 0 | 0 | 0 | 0 | 0 | 0 | 0 | 0 | 0 | 0 | 0 | 0 | 0 | 0 | 0 | 0 | 0 | 0
F6_Commercial_OR - Miscellaneous_New_Space Heating_Natural Gas_Gas Boiler - Burner Control Optimization_A_Achievable Economic TRC Potential | F6 | Commercial | OR - Miscellaneous | New | Space Heating | Natural Gas | Gas Boiler - Burner Control Optimization | A | Incremental Winter Peak Savings (MW) | Achievable Economic TRC Potential | 0 | 0 | 0 | 0 | 0 | 0 | 0 | 0 | 0 | 0 | 0 | 0 | 0 | 0 | 0 | 0 | 0 | 0 | 0 | 0 | 0 | 0 | 0 | 0 | 0 | 0 | 0
F7_Commercial_OR - Miscellaneous_New_Space Heating_Natural Gas_Gas Boiler - Burner Control Optimization_A_Achievable Economic TRC Potential | F7 | Commercial | OR - Miscellaneous | New | Space Heating | Natural Gas | Gas Boiler - Burner Control Optimization | A | Cumulative Energy Savings (MWh or mTherms) | Achievable Economic TRC Potential | 0 | 0 | 0 | 0 | 0 | 0 | 0 | 0 | 0 | 0 | 0 | 0 | 0 | 0 | 0 | 0 | 0 | 0 | 0 | 0 | 0 | 0 | 0 | 0 | 0 | 0 | 0
F8_Commercial_OR - Miscellaneous_New_Space Heating_Natural Gas_Gas Boiler - Burner Control Optimization_A_Achievable Economic TRC Potential | F8 | Commercial | OR - Miscellaneous | New | Space Heating | Natural Gas | Gas Boiler - Burner Control Optimization | A | Cumulative Summer Peak Savings (MW) | Achievable Economic TRC Potential | 0 | 0 | 0 | 0 | 0 | 0 | 0 | 0 | 0 | 0 | 0 | 0 | 0 | 0 | 0 | 0 | 0 | 0 | 0 | 0 | 0 | 0 | 0 | 0 | 0 | 0 | 0
F9_Commercial_OR - Miscellaneous_New_Space Heating_Natural Gas_Gas Boiler - Burner Control Optimization_A_Achievable Economic TRC Potential | F9 | Commercial | OR - Miscellaneous | New | Space Heating | Natural Gas | Gas Boiler - Burner Control Optimization | A | Cumulative Winter Peak Savings (MW) | Achievable Economic TRC Potential | 0 | 0 | 0 | 0 | 0 | 0 | 0 | 0 | 0 | 0 | 0 | 0 | 0 | 0 | 0 | 0 | 0 | 0 | 0 | 0 | 0 | 0 | 0 | 0 | 0 | 0 | 0
F10_Commercial_OR - Miscellaneous_New_Space Heating_Natural Gas_Gas Boiler - Burner Control Optimization_A_Achievable Economic TRC Potential | F10 | Commercial | OR - Miscellaneous | New | Space Heating | Natural Gas | Gas Boiler - Burner Control Optimization | A | Purchases (Incremental) | Achievable Economic TRC Potential | 0 | 0 | 0 | 0 | 0 | 0 | 0 | 0 | 0 | 0 | 0 | 0 | 0 | 0 | 0 | 0 | 0 | 0 | 0 | 0 | 0 | 0 | 0 | 0 | 0 | 0 | 0
F11_Commercial_OR - Miscellaneous_New_Space Heating_Natural Gas_Gas Boiler - Burner Control Optimization_A_Achievable Economic TRC Potential | F11 | Commercial | OR - Miscellaneous | New | Space Heating | Natural Gas | Gas Boiler - Burner Control Optimization | A | Purchases (Cumulative) | Achievable Economic TRC Potential | 0 | 0 | 0 | 0 | 0 | 0 | 0 | 0 | 0 | 0 | 0 | 0 | 0 | 0 | 0 | 0 | 0 | 0 | 0 | 0 | 0 | 0 | 0 | 0 | 0 | 0 | 0
F1_Commercial_OR - Miscellaneous_New_Space Heating_Natural Gas_Gas Boiler - Stack Economizer_A_Achievable Economic TRC Potential | F1 | Commercial | OR - Miscellaneous | New | Space Heating | Natural Gas | Gas Boiler - Stack Economizer | A | Integrated Unit Energy Savings (kWh or therms) | Achievable Economic TRC Potential | 0 | 0 | 0 | 0 | 0 | 0 | 0 | 0 | 0 | 0 | 0 | 0 | 0 | 0 | 0 | 0 | 0 | 0 | 0 | 0 | 0 | 0 | 0 | 0 | 0 | 0 | 0
F2_Commercial_OR - Miscellaneous_New_Space Heating_Natural Gas_Gas Boiler - Stack Economizer_A_Achievable Economic TRC Potential | F2 | Commercial | OR - Miscellaneous | New | Space Heating | Natural Gas | Gas Boiler - Stack Economizer | A | Integrated Unit Summer Peak Savings (kW) | Achievable Economic TRC Potential | 0 | 0 | 0 | 0 | 0 | 0 | 0 | 0 | 0 | 0 | 0 | 0 | 0 | 0 | 0 | 0 | 0 | 0 | 0 | 0 | 0 | 0 | 0 | 0 | 0 | 0 | 0
F3_Commercial_OR - Miscellaneous_New_Space Heating_Natural Gas_Gas Boiler - Stack Economizer_A_Achievable Economic TRC Potential | F3 | Commercial | OR - Miscellaneous | New | Space Heating | Natural Gas | Gas Boiler - Stack Economizer | A | Integrated Unit Winter Peak Savings (kW) | Achievable Economic TRC Potential | 0 | 0 | 0 | 0 | 0 | 0 | 0 | 0 | 0 | 0 | 0 | 0 | 0 | 0 | 0 | 0 | 0 | 0 | 0 | 0 | 0 | 0 | 0 | 0 | 0 | 0 | 0
F4_Commercial_OR - Miscellaneous_New_Space Heating_Natural Gas_Gas Boiler - Stack Economizer_A_Achievable Economic TRC Potential | F4 | Commercial | OR - Miscellaneous | New | Space Heating | Natural Gas | Gas Boiler - Stack Economizer | A | Incremental Energy Savings (MWh or mTherms) | Achievable Economic TRC Potential | 0 | 0 | 0 | 0 | 0 | 0 | 0 | 0 | 0 | 0 | 0 | 0 | 0 | 0 | 0 | 0 | 0 | 0 | 0 | 0 | 0 | 0 | 0 | 0 | 0 | 0 | 0
F5_Commercial_OR - Miscellaneous_New_Space Heating_Natural Gas_Gas Boiler - Stack Economizer_A_Achievable Economic TRC Potential | F5 | Commercial | OR - Miscellaneous | New | Space Heating | Natural Gas | Gas Boiler - Stack Economizer | A | Incremental Summer Peak Savings (MW) | Achievable Economic TRC Potential | 0 | 0 | 0 | 0 | 0 | 0 | 0 | 0 | 0 | 0 | 0 | 0 | 0 | 0 | 0 | 0 | 0 | 0 | 0 | 0 | 0 | 0 | 0 | 0 | 0 | 0 | 0
F6_Commercial_OR - Miscellaneous_New_Space Heating_Natural Gas_Gas Boiler - Stack Economizer_A_Achievable Economic TRC Potential | F6 | Commercial | OR - Miscellaneous | New | Space Heating | Natural Gas | Gas Boiler - Stack Economizer | A | Incremental Winter Peak Savings (MW) | Achievable Economic TRC Potential | 0 | 0 | 0 | 0 | 0 | 0 | 0 | 0 | 0 | 0 | 0 | 0 | 0 | 0 | 0 | 0 | 0 | 0 | 0 | 0 | 0 | 0 | 0 | 0 | 0 | 0 | 0
F7_Commercial_OR - Miscellaneous_New_Space Heating_Natural Gas_Gas Boiler - Stack Economizer_A_Achievable Economic TRC Potential | F7 | Commercial | OR - Miscellaneous | New | Space Heating | Natural Gas | Gas Boiler - Stack Economizer | A | Cumulative Energy Savings (MWh or mTherms) | Achievable Economic TRC Potential | 0 | 0 | 0 | 0 | 0 | 0 | 0 | 0 | 0 | 0 | 0 | 0 | 0 | 0 | 0 | 0 | 0 | 0 | 0 | 0 | 0 | 0 | 0 | 0 | 0 | 0 | 0
F8_Commercial_OR - Miscellaneous_New_Space Heating_Natural Gas_Gas Boiler - Stack Economizer_A_Achievable Economic TRC Potential | F8 | Commercial | OR - Miscellaneous | New | Space Heating | Natural Gas | Gas Boiler - Stack Economizer | A | Cumulative Summer Peak Savings (MW) | Achievable Economic TRC Potential | 0 | 0 | 0 | 0 | 0 | 0 | 0 | 0 | 0 | 0 | 0 | 0 | 0 | 0 | 0 | 0 | 0 | 0 | 0 | 0 | 0 | 0 | 0 | 0 | 0 | 0 | 0
F9_Commercial_OR - Miscellaneous_New_Space Heating_Natural Gas_Gas Boiler - Stack Economizer_A_Achievable Economic TRC Potential | F9 | Commercial | OR - Miscellaneous | New | Space Heating | Natural Gas | Gas Boiler - Stack Economizer | A | Cumulative Winter Peak Savings (MW) | Achievable Economic TRC Potential | 0 | 0 | 0 | 0 | 0 | 0 | 0 | 0 | 0 | 0 | 0 | 0 | 0 | 0 | 0 | 0 | 0 | 0 | 0 | 0 | 0 | 0 | 0 | 0 | 0 | 0 | 0
F10_Commercial_OR - Miscellaneous_New_Space Heating_Natural Gas_Gas Boiler - Stack Economizer_A_Achievable Economic TRC Potential | F10 | Commercial | OR - Miscellaneous | New | Space Heating | Natural Gas | Gas Boiler - Stack Economizer | A | Purchases (Incremental) | Achievable Economic TRC Potential | 0 | 0 | 0 | 0 | 0 | 0 | 0 | 0 | 0 | 0 | 0 | 0 | 0 | 0 | 0 | 0 | 0 | 0 | 0 | 0 | 0 | 0 | 0 | 0 | 0 | 0 | 0
F11_Commercial_OR - Miscellaneous_New_Space Heating_Natural Gas_Gas Boiler - Stack Economizer_A_Achievable Economic TRC Potential | F11 | Commercial | OR - Miscellaneous | New | Space Heating | Natural Gas | Gas Boiler - Stack Economizer | A | Purchases (Cumulative) | Achievable Economic TRC Potential | 0 | 0 | 0 | 0 | 0 | 0 | 0 | 0 | 0 | 0 | 0 | 0 | 0 | 0 | 0 | 0 | 0 | 0 | 0 | 0 | 0 | 0 | 0 | 0 | 0 | 0 | 0
F1_Commercial_OR - Miscellaneous_New_Space Heating_Natural Gas_Gas Boiler - Thermostatic Radiator Valves_A_Achievable Economic TRC Potential | F1 | Commercial | OR - Miscellaneous | New | Space Heating | Natural Gas | Gas Boiler - Thermostatic Radiator Valves | A | Integrated Unit Energy Savings (kWh or therms) | Achievable Economic TRC Potential | 0 | 0 | 0 | 0 | 0 | 0 | 0 | 0 | 0 | 0 | 0 | 0 | 0 | 0 | 0 | 0 | 0 | 0 | 0 | 0 | 0 | 0 | 0 | 0 | 0 | 0 | 0
F2_Commercial_OR - Miscellaneous_New_Space Heating_Natural Gas_Gas Boiler - Thermostatic Radiator Valves_A_Achievable Economic TRC Potential | F2 | Commercial | OR - Miscellaneous | New | Space Heating | Natural Gas | Gas Boiler - Thermostatic Radiator Valves | A | Integrated Unit Summer Peak Savings (kW) | Achievable Economic TRC Potential | 0 | 0 | 0 | 0 | 0 | 0 | 0 | 0 | 0 | 0 | 0 | 0 | 0 | 0 | 0 | 0 | 0 | 0 | 0 | 0 | 0 | 0 | 0 | 0 | 0 | 0 | 0
F3_Commercial_OR - Miscellaneous_New_Space Heating_Natural Gas_Gas Boiler - Thermostatic Radiator Valves_A_Achievable Economic TRC Potential | F3 | Commercial | OR - Miscellaneous | New | Space Heating | Natural Gas | Gas Boiler - Thermostatic Radiator Valves | A | Integrated Unit Winter Peak Savings (kW) | Achievable Economic TRC Potential | 0 | 0 | 0 | 0 | 0 | 0 | 0 | 0 | 0 | 0 | 0 | 0 | 0 | 0 | 0 | 0 | 0 | 0 | 0 | 0 | 0 | 0 | 0 | 0 | 0 | 0 | 0
F4_Commercial_OR - Miscellaneous_New_Space Heating_Natural Gas_Gas Boiler - Thermostatic Radiator Valves_A_Achievable Economic TRC Potential | F4 | Commercial | OR - Miscellaneous | New | Space Heating | Natural Gas | Gas Boiler - Thermostatic Radiator Valves | A | Incremental Energy Savings (MWh or mTherms) | Achievable Economic TRC Potential | 0 | 0 | 0 | 0 | 0 | 0 | 0 | 0 | 0 | 0 | 0 | 0 | 0 | 0 | 0 | 0 | 0 | 0 | 0 | 0 | 0 | 0 | 0 | 0 | 0 | 0 | 0
F5_Commercial_OR - Miscellaneous_New_Space Heating_Natural Gas_Gas Boiler - Thermostatic Radiator Valves_A_Achievable Economic TRC Potential | F5 | Commercial | OR - Miscellaneous | New | Space Heating | Natural Gas | Gas Boiler - Thermostatic Radiator Valves | A | Incremental Summer Peak Savings (MW) | Achievable Economic TRC Potential | 0 | 0 | 0 | 0 | 0 | 0 | 0 | 0 | 0 | 0 | 0 | 0 | 0 | 0 | 0 | 0 | 0 | 0 | 0 | 0 | 0 | 0 | 0 | 0 | 0 | 0 | 0
F6_Commercial_OR - Miscellaneous_New_Space Heating_Natural Gas_Gas Boiler - Thermostatic Radiator Valves_A_Achievable Economic TRC Potential | F6 | Commercial | OR - Miscellaneous | New | Space Heating | Natural Gas | Gas Boiler - Thermostatic Radiator Valves | A | Incremental Winter Peak Savings (MW) | Achievable Economic TRC Potential | 0 | 0 | 0 | 0 | 0 | 0 | 0 | 0 | 0 | 0 | 0 | 0 | 0 | 0 | 0 | 0 | 0 | 0 | 0 | 0 | 0 | 0 | 0 | 0 | 0 | 0 | 0
F7_Commercial_OR - Miscellaneous_New_Space Heating_Natural Gas_Gas Boiler - Thermostatic Radiator Valves_A_Achievable Economic TRC Potential | F7 | Commercial | OR - Miscellaneous | New | Space Heating | Natural Gas | Gas Boiler - Thermostatic Radiator Valves | A | Cumulative Energy Savings (MWh or mTherms) | Achievable Economic TRC Potential | 0 | 0 | 0 | 0 | 0 | 0 | 0 | 0 | 0 | 0 | 0 | 0 | 0 | 0 | 0 | 0 | 0 | 0 | 0 | 0 | 0 | 0 | 0 | 0 | 0 | 0 | 0
F8_Commercial_OR - Miscellaneous_New_Space Heating_Natural Gas_Gas Boiler - Thermostatic Radiator Valves_A_Achievable Economic TRC Potential | F8 | Commercial | OR - Miscellaneous | New | Space Heating | Natural Gas | Gas Boiler - Thermostatic Radiator Valves | A | Cumulative Summer Peak Savings (MW) | Achievable Economic TRC Potential | 0 | 0 | 0 | 0 | 0 | 0 | 0 | 0 | 0 | 0 | 0 | 0 | 0 | 0 | 0 | 0 | 0 | 0 | 0 | 0 | 0 | 0 | 0 | 0 | 0 | 0 | 0
F9_Commercial_OR - Miscellaneous_New_Space Heating_Natural Gas_Gas Boiler - Thermostatic Radiator Valves_A_Achievable Economic TRC Potential | F9 | Commercial | OR - Miscellaneous | New | Space Heating | Natural Gas | Gas Boiler - Thermostatic Radiator Valves | A | Cumulative Winter Peak Savings (MW) | Achievable Economic TRC Potential | 0 | 0 | 0 | 0 | 0 | 0 | 0 | 0 | 0 | 0 | 0 | 0 | 0 | 0 | 0 | 0 | 0 | 0 | 0 | 0 | 0 | 0 | 0 | 0 | 0 | 0 | 0
F10_Commercial_OR - Miscellaneous_New_Space Heating_Natural Gas_Gas Boiler - Thermostatic Radiator Valves_A_Achievable Economic TRC Potential | F10 | Commercial | OR - Miscellaneous | New | Space Heating | Natural Gas | Gas Boiler - Thermostatic Radiator Valves | A | Purchases (Incremental) | Achievable Economic TRC Potential | 0 | 0 | 0 | 0 | 0 | 0 | 0 | 0 | 0 | 0 | 0 | 0 | 0 | 0 | 0 | 0 | 0 | 0 | 0 | 0 | 0 | 0 | 0 | 0 | 0 | 0 | 0
F11_Commercial_OR - Miscellaneous_New_Space Heating_Natural Gas_Gas Boiler - Thermostatic Radiator Valves_A_Achievable Economic TRC Potential | F11 | Commercial | OR - Miscellaneous | New | Space Heating | Natural Gas | Gas Boiler - Thermostatic Radiator Valves | A | Purchases (Cumulative) | Achievable Economic TRC Potential | 0 | 0 | 0 | 0 | 0 | 0 | 0 | 0 | 0 | 0 | 0 | 0 | 0 | 0 | 0 | 0 | 0 | 0 | 0 | 0 | 0 | 0 | 0 | 0 | 0 | 0 | 0
F1_Commercial_OR - Miscellaneous_New_Space Heating_Natural Gas_HVAC - Shut Off Damper_A_Achievable Economic TRC Potential | F1 | Commercial | OR - Miscellaneous | New | Space Heating | Natural Gas | HVAC - Shut Off Damper | A | Integrated Unit Energy Savings (kWh or therms) | Achievable Economic TRC Potential | 0 | 0 | 0 | 0 | 0 | 0 | 0 | 0 | 0 | 0 | 0 | 0 | 0 | 0 | 0 | 0 | 0 | 0 | 0 | 0 | 0 | 0 | 0 | 0 | 0 | 0 | 0
F2_Commercial_OR - Miscellaneous_New_Space Heating_Natural Gas_HVAC - Shut Off Damper_A_Achievable Economic TRC Potential | F2 | Commercial | OR - Miscellaneous | New | Space Heating | Natural Gas | HVAC - Shut Off Damper | A | Integrated Unit Summer Peak Savings (kW) | Achievable Economic TRC Potential | 0 | 0 | 0 | 0 | 0 | 0 | 0 | 0 | 0 | 0 | 0 | 0 | 0 | 0 | 0 | 0 | 0 | 0 | 0 | 0 | 0 | 0 | 0 | 0 | 0 | 0 | 0
F3_Commercial_OR - Miscellaneous_New_Space Heating_Natural Gas_HVAC - Shut Off Damper_A_Achievable Economic TRC Potential | F3 | Commercial | OR - Miscellaneous | New | Space Heating | Natural Gas | HVAC - Shut Off Damper | A | Integrated Unit Winter Peak Savings (kW) | Achievable Economic TRC Potential | 0 | 0 | 0 | 0 | 0 | 0 | 0 | 0 | 0 | 0 | 0 | 0 | 0 | 0 | 0 | 0 | 0 | 0 | 0 | 0 | 0 | 0 | 0 | 0 | 0 | 0 | 0
F4_Commercial_OR - Miscellaneous_New_Space Heating_Natural Gas_HVAC - Shut Off Damper_A_Achievable Economic TRC Potential | F4 | Commercial | OR - Miscellaneous | New | Space Heating | Natural Gas | HVAC - Shut Off Damper | A | Incremental Energy Savings (MWh or mTherms) | Achievable Economic TRC Potential | 0 | 0 | 0 | 0 | 0 | 0 | 0 | 0 | 0 | 0 | 0 | 0 | 0 | 0 | 0 | 0 | 0 | 0 | 0 | 0 | 0 | 0 | 0 | 0 | 0 | 0 | 0
F5_Commercial_OR - Miscellaneous_New_Space Heating_Natural Gas_HVAC - Shut Off Damper_A_Achievable Economic TRC Potential | F5 | Commercial | OR - Miscellaneous | New | Space Heating | Natural Gas | HVAC - Shut Off Damper | A | Incremental Summer Peak Savings (MW) | Achievable Economic TRC Potential | 0 | 0 | 0 | 0 | 0 | 0 | 0 | 0 | 0 | 0 | 0 | 0 | 0 | 0 | 0 | 0 | 0 | 0 | 0 | 0 | 0 | 0 | 0 | 0 | 0 | 0 | 0
F6_Commercial_OR - Miscellaneous_New_Space Heating_Natural Gas_HVAC - Shut Off Damper_A_Achievable Economic TRC Potential | F6 | Commercial | OR - Miscellaneous | New | Space Heating | Natural Gas | HVAC - Shut Off Damper | A | Incremental Winter Peak Savings (MW) | Achievable Economic TRC Potential | 0 | 0 | 0 | 0 | 0 | 0 | 0 | 0 | 0 | 0 | 0 | 0 | 0 | 0 | 0 | 0 | 0 | 0 | 0 | 0 | 0 | 0 | 0 | 0 | 0 | 0 | 0
F7_Commercial_OR - Miscellaneous_New_Space Heating_Natural Gas_HVAC - Shut Off Damper_A_Achievable Economic TRC Potential | F7 | Commercial | OR - Miscellaneous | New | Space Heating | Natural Gas | HVAC - Shut Off Damper | A | Cumulative Energy Savings (MWh or mTherms) | Achievable Economic TRC Potential | 0 | 0 | 0 | 0 | 0 | 0 | 0 | 0 | 0 | 0 | 0 | 0 | 0 | 0 | 0 | 0 | 0 | 0 | 0 | 0 | 0 | 0 | 0 | 0 | 0 | 0 | 0
F8_Commercial_OR - Miscellaneous_New_Space Heating_Natural Gas_HVAC - Shut Off Damper_A_Achievable Economic TRC Potential | F8 | Commercial | OR - Miscellaneous | New | Space Heating | Natural Gas | HVAC - Shut Off Damper | A | Cumulative Summer Peak Savings (MW) | Achievable Economic TRC Potential | 0 | 0 | 0 | 0 | 0 | 0 | 0 | 0 | 0 | 0 | 0 | 0 | 0 | 0 | 0 | 0 | 0 | 0 | 0 | 0 | 0 | 0 | 0 | 0 | 0 | 0 | 0
F9_Commercial_OR - Miscellaneous_New_Space Heating_Natural Gas_HVAC - Shut Off Damper_A_Achievable Economic TRC Potential | F9 | Commercial | OR - Miscellaneous | New | Space Heating | Natural Gas | HVAC - Shut Off Damper | A | Cumulative Winter Peak Savings (MW) | Achievable Economic TRC Potential | 0 | 0 | 0 | 0 | 0 | 0 | 0 | 0 | 0 | 0 | 0 | 0 | 0 | 0 | 0 | 0 | 0 | 0 | 0 | 0 | 0 | 0 | 0 | 0 | 0 | 0 | 0
F10_Commercial_OR - Miscellaneous_New_Space Heating_Natural Gas_HVAC - Shut Off Damper_A_Achievable Economic TRC Potential | F10 | Commercial | OR - Miscellaneous | New | Space Heating | Natural Gas | HVAC - Shut Off Damper | A | Purchases (Incremental) | Achievable Economic TRC Potential | 0 | 0 | 0 | 0 | 0 | 0 | 0 | 0 | 0 | 0 | 0 | 0 | 0 | 0 | 0 | 0 | 0 | 0 | 0 | 0 | 0 | 0 | 0 | 0 | 0 | 0 | 0
F11_Commercial_OR - Miscellaneous_New_Space Heating_Natural Gas_HVAC - Shut Off Damper_A_Achievable Economic TRC Potential | F11 | Commercial | OR - Miscellaneous | New | Space Heating | Natural Gas | HVAC - Shut Off Damper | A | Purchases (Cumulative) | Achievable Economic TRC Potential | 0 | 0 | 0 | 0 | 0 | 0 | 0 | 0 | 0 | 0 | 0 | 0 | 0 | 0 | 0 | 0 | 0 | 0 | 0 | 0 | 0 | 0 | 0 | 0 | 0 | 0 | 0
F1_Commercial_OR - Miscellaneous_New_Space Heating_Natural Gas_Gas Furnace - Tube Inserts_A_Achievable Economic TRC Potential | F1 | Commercial | OR - Miscellaneous | New | Space Heating | Natural Gas | Gas Furnace - Tube Inserts | A | Integrated Unit Energy Savings (kWh or therms) | Achievable Economic TRC Potential | 0 | 0 | 0 | 0 | 0 | 0 | 0 | 0 | 0 | 0 | 0 | 0 | 0 | 0 | 0 | 0 | 0 | 0 | 0 | 0 | 0 | 0 | 0 | 0 | 0 | 0 | 0
F2_Commercial_OR - Miscellaneous_New_Space Heating_Natural Gas_Gas Furnace - Tube Inserts_A_Achievable Economic TRC Potential | F2 | Commercial | OR - Miscellaneous | New | Space Heating | Natural Gas | Gas Furnace - Tube Inserts | A | Integrated Unit Summer Peak Savings (kW) | Achievable Economic TRC Potential | 0 | 0 | 0 | 0 | 0 | 0 | 0 | 0 | 0 | 0 | 0 | 0 | 0 | 0 | 0 | 0 | 0 | 0 | 0 | 0 | 0 | 0 | 0 | 0 | 0 | 0 | 0
F3_Commercial_OR - Miscellaneous_New_Space Heating_Natural Gas_Gas Furnace - Tube Inserts_A_Achievable Economic TRC Potential | F3 | Commercial | OR - Miscellaneous | New | Space Heating | Natural Gas | Gas Furnace - Tube Inserts | A | Integrated Unit Winter Peak Savings (kW) | Achievable Economic TRC Potential | 0 | 0 | 0 | 0 | 0 | 0 | 0 | 0 | 0 | 0 | 0 | 0 | 0 | 0 | 0 | 0 | 0 | 0 | 0 | 0 | 0 | 0 | 0 | 0 | 0 | 0 | 0
F4_Commercial_OR - Miscellaneous_New_Space Heating_Natural Gas_Gas Furnace - Tube Inserts_A_Achievable Economic TRC Potential | F4 | Commercial | OR - Miscellaneous | New | Space Heating | Natural Gas | Gas Furnace - Tube Inserts | A | Incremental Energy Savings (MWh or mTherms) | Achievable Economic TRC Potential | 0 | 0 | 0 | 0 | 0 | 0 | 0 | 0 | 0 | 0 | 0 | 0 | 0 | 0 | 0 | 0 | 0 | 0 | 0 | 0 | 0 | 0 | 0 | 0 | 0 | 0 | 0
F5_Commercial_OR - Miscellaneous_New_Space Heating_Natural Gas_Gas Furnace - Tube Inserts_A_Achievable Economic TRC Potential | F5 | Commercial | OR - Miscellaneous | New | Space Heating | Natural Gas | Gas Furnace - Tube Inserts | A | Incremental Summer Peak Savings (MW) | Achievable Economic TRC Potential | 0 | 0 | 0 | 0 | 0 | 0 | 0 | 0 | 0 | 0 | 0 | 0 | 0 | 0 | 0 | 0 | 0 | 0 | 0 | 0 | 0 | 0 | 0 | 0 | 0 | 0 | 0
F6_Commercial_OR - Miscellaneous_New_Space Heating_Natural Gas_Gas Furnace - Tube Inserts_A_Achievable Economic TRC Potential | F6 | Commercial | OR - Miscellaneous | New | Space Heating | Natural Gas | Gas Furnace - Tube Inserts | A | Incremental Winter Peak Savings (MW) | Achievable Economic TRC Potential | 0 | 0 | 0 | 0 | 0 | 0 | 0 | 0 | 0 | 0 | 0 | 0 | 0 | 0 | 0 | 0 | 0 | 0 | 0 | 0 | 0 | 0 | 0 | 0 | 0 | 0 | 0
F7_Commercial_OR - Miscellaneous_New_Space Heating_Natural Gas_Gas Furnace - Tube Inserts_A_Achievable Economic TRC Potential | F7 | Commercial | OR - Miscellaneous | New | Space Heating | Natural Gas | Gas Furnace - Tube Inserts | A | Cumulative Energy Savings (MWh or mTherms) | Achievable Economic TRC Potential | 0 | 0 | 0 | 0 | 0 | 0 | 0 | 0 | 0 | 0 | 0 | 0 | 0 | 0 | 0 | 0 | 0 | 0 | 0 | 0 | 0 | 0 | 0 | 0 | 0 | 0 | 0
F8_Commercial_OR - Miscellaneous_New_Space Heating_Natural Gas_Gas Furnace - Tube Inserts_A_Achievable Economic TRC Potential | F8 | Commercial | OR - Miscellaneous | New | Space Heating | Natural Gas | Gas Furnace - Tube Inserts | A | Cumulative Summer Peak Savings (MW) | Achievable Economic TRC Potential | 0 | 0 | 0 | 0 | 0 | 0 | 0 | 0 | 0 | 0 | 0 | 0 | 0 | 0 | 0 | 0 | 0 | 0 | 0 | 0 | 0 | 0 | 0 | 0 | 0 | 0 | 0
F9_Commercial_OR - Miscellaneous_New_Space Heating_Natural Gas_Gas Furnace - Tube Inserts_A_Achievable Economic TRC Potential | F9 | Commercial | OR - Miscellaneous | New | Space Heating | Natural Gas | Gas Furnace - Tube Inserts | A | Cumulative Winter Peak Savings (MW) | Achievable Economic TRC Potential | 0 | 0 | 0 | 0 | 0 | 0 | 0 | 0 | 0 | 0 | 0 | 0 | 0 | 0 | 0 | 0 | 0 | 0 | 0 | 0 | 0 | 0 | 0 | 0 | 0 | 0 | 0
F10_Commercial_OR - Miscellaneous_New_Space Heating_Natural Gas_Gas Furnace - Tube Inserts_A_Achievable Economic TRC Potential | F10 | Commercial | OR - Miscellaneous | New | Space Heating | Natural Gas | Gas Furnace - Tube Inserts | A | Purchases (Incremental) | Achievable Economic TRC Potential | 0 | 0 | 0 | 0 | 0 | 0 | 0 | 0 | 0 | 0 | 0 | 0 | 0 | 0 | 0 | 0 | 0 | 0 | 0 | 0 | 0 | 0 | 0 | 0 | 0 | 0 | 0
F11_Commercial_OR - Miscellaneous_New_Space Heating_Natural Gas_Gas Furnace - Tube Inserts_A_Achievable Economic TRC Potential | F11 | Commercial | OR - Miscellaneous | New | Space Heating | Natural Gas | Gas Furnace - Tube Inserts | A | Purchases (Cumulative) | Achievable Economic TRC Potential | 0 | 0 | 0 | 0 | 0 | 0 | 0 | 0 | 0 | 0 | 0 | 0 | 0 | 0 | 0 | 0 | 0 | 0 | 0 | 0 | 0 | 0 | 0 | 0 | 0 | 0 | 0
F1_Commercial_OR - Miscellaneous_New_Space Heating_Natural Gas_Gas Boiler - Insulate Steam Lines/Condensate Tank_A_Achievable Economic TRC Potential | F1 | Commercial | OR - Miscellaneous | New | Space Heating | Natural Gas | Gas Boiler - Insulate Steam Lines/Condensate Tank | A | Integrated Unit Energy Savings (kWh or therms) | Achievable Economic TRC Potential | 0 | 0 | 0 | 0 | 0 | 0 | 0 | 0 | 0 | 0 | 0 | 0 | 0 | 0 | 0 | 0 | 0 | 0 | 0 | 0 | 0 | 0 | 0 | 0 | 0 | 0 | 0
F2_Commercial_OR - Miscellaneous_New_Space Heating_Natural Gas_Gas Boiler - Insulate Steam Lines/Condensate Tank_A_Achievable Economic TRC Potential | F2 | Commercial | OR - Miscellaneous | New | Space Heating | Natural Gas | Gas Boiler - Insulate Steam Lines/Condensate Tank | A | Integrated Unit Summer Peak Savings (kW) | Achievable Economic TRC Potential | 0 | 0 | 0 | 0 | 0 | 0 | 0 | 0 | 0 | 0 | 0 | 0 | 0 | 0 | 0 | 0 | 0 | 0 | 0 | 0 | 0 | 0 | 0 | 0 | 0 | 0 | 0
F3_Commercial_OR - Miscellaneous_New_Space Heating_Natural Gas_Gas Boiler - Insulate Steam Lines/Condensate Tank_A_Achievable Economic TRC Potential | F3 | Commercial | OR - Miscellaneous | New | Space Heating | Natural Gas | Gas Boiler - Insulate Steam Lines/Condensate Tank | A | Integrated Unit Winter Peak Savings (kW) | Achievable Economic TRC Potential | 0 | 0 | 0 | 0 | 0 | 0 | 0 | 0 | 0 | 0 | 0 | 0 | 0 | 0 | 0 | 0 | 0 | 0 | 0 | 0 | 0 | 0 | 0 | 0 | 0 | 0 | 0
F4_Commercial_OR - Miscellaneous_New_Space Heating_Natural Gas_Gas Boiler - Insulate Steam Lines/Condensate Tank_A_Achievable Economic TRC Potential | F4 | Commercial | OR - Miscellaneous | New | Space Heating | Natural Gas | Gas Boiler - Insulate Steam Lines/Condensate Tank | A | Incremental Energy Savings (MWh or mTherms) | Achievable Economic TRC Potential | 0 | 0 | 0 | 0 | 0 | 0 | 0 | 0 | 0 | 0 | 0 | 0 | 0 | 0 | 0 | 0 | 0 | 0 | 0 | 0 | 0 | 0 | 0 | 0 | 0 | 0 | 0
F5_Commercial_OR - Miscellaneous_New_Space Heating_Natural Gas_Gas Boiler - Insulate Steam Lines/Condensate Tank_A_Achievable Economic TRC Potential | F5 | Commercial | OR - Miscellaneous | New | Space Heating | Natural Gas | Gas Boiler - Insulate Steam Lines/Condensate Tank | A | Incremental Summer Peak Savings (MW) | Achievable Economic TRC Potential | 0 | 0 | 0 | 0 | 0 | 0 | 0 | 0 | 0 | 0 | 0 | 0 | 0 | 0 | 0 | 0 | 0 | 0 | 0 | 0 | 0 | 0 | 0 | 0 | 0 | 0 | 0
F6_Commercial_OR - Miscellaneous_New_Space Heating_Natural Gas_Gas Boiler - Insulate Steam Lines/Condensate Tank_A_Achievable Economic TRC Potential | F6 | Commercial | OR - Miscellaneous | New | Space Heating | Natural Gas | Gas Boiler - Insulate Steam Lines/Condensate Tank | A | Incremental Winter Peak Savings (MW) | Achievable Economic TRC Potential | 0 | 0 | 0 | 0 | 0 | 0 | 0 | 0 | 0 | 0 | 0 | 0 | 0 | 0 | 0 | 0 | 0 | 0 | 0 | 0 | 0 | 0 | 0 | 0 | 0 | 0 | 0
F7_Commercial_OR - Miscellaneous_New_Space Heating_Natural Gas_Gas Boiler - Insulate Steam Lines/Condensate Tank_A_Achievable Economic TRC Potential | F7 | Commercial | OR - Miscellaneous | New | Space Heating | Natural Gas | Gas Boiler - Insulate Steam Lines/Condensate Tank | A | Cumulative Energy Savings (MWh or mTherms) | Achievable Economic TRC Potential | 0 | 0 | 0 | 0 | 0 | 0 | 0 | 0 | 0 | 0 | 0 | 0 | 0 | 0 | 0 | 0 | 0 | 0 | 0 | 0 | 0 | 0 | 0 | 0 | 0 | 0 | 0
F8_Commercial_OR - Miscellaneous_New_Space Heating_Natural Gas_Gas Boiler - Insulate Steam Lines/Condensate Tank_A_Achievable Economic TRC Potential | F8 | Commercial | OR - Miscellaneous | New | Space Heating | Natural Gas | Gas Boiler - Insulate Steam Lines/Condensate Tank | A | Cumulative Summer Peak Savings (MW) | Achievable Economic TRC Potential | 0 | 0 | 0 | 0 | 0 | 0 | 0 | 0 | 0 | 0 | 0 | 0 | 0 | 0 | 0 | 0 | 0 | 0 | 0 | 0 | 0 | 0 | 0 | 0 | 0 | 0 | 0
F9_Commercial_OR - Miscellaneous_New_Space Heating_Natural Gas_Gas Boiler - Insulate Steam Lines/Condensate Tank_A_Achievable Economic TRC Potential | F9 | Commercial | OR - Miscellaneous | New | Space Heating | Natural Gas | Gas Boiler - Insulate Steam Lines/Condensate Tank | A | Cumulative Winter Peak Savings (MW) | Achievable Economic TRC Potential | 0 | 0 | 0 | 0 | 0 | 0 | 0 | 0 | 0 | 0 | 0 | 0 | 0 | 0 | 0 | 0 | 0 | 0 | 0 | 0 | 0 | 0 | 0 | 0 | 0 | 0 | 0
F10_Commercial_OR - Miscellaneous_New_Space Heating_Natural Gas_Gas Boiler - Insulate Steam Lines/Condensate Tank_A_Achievable Economic TRC Potential | F10 | Commercial | OR - Miscellaneous | New | Space Heating | Natural Gas | Gas Boiler - Insulate Steam Lines/Condensate Tank | A | Purchases (Incremental) | Achievable Economic TRC Potential | 0 | 0 | 0 | 0 | 0 | 0 | 0 | 0 | 0 | 0 | 0 | 0 | 0 | 0 | 0 | 0 | 0 | 0 | 0 | 0 | 0 | 0 | 0 | 0 | 0 | 0 | 0
F11_Commercial_OR - Miscellaneous_New_Space Heating_Natural Gas_Gas Boiler - Insulate Steam Lines/Condensate Tank_A_Achievable Economic TRC Potential | F11 | Commercial | OR - Miscellaneous | New | Space Heating | Natural Gas | Gas Boiler - Insulate Steam Lines/Condensate Tank | A | Purchases (Cumulative) | Achievable Economic TRC Potential | 0 | 0 | 0 | 0 | 0 | 0 | 0 | 0 | 0 | 0 | 0 | 0 | 0 | 0 | 0 | 0 | 0 | 0 | 0 | 0 | 0 | 0 | 0 | 0 | 0 | 0 | 0
F1_Commercial_OR - Miscellaneous_New_Space Heating_Natural Gas_Gas Boiler - Insulate Hot Water Lines_A_Achievable Economic TRC Potential | F1 | Commercial | OR - Miscellaneous | New | Space Heating | Natural Gas | Gas Boiler - Insulate Hot Water Lines | A | Integrated Unit Energy Savings (kWh or therms) | Achievable Economic TRC Potential | 0 | 0 | 0 | 0 | 0 | 0 | 0 | 0 | 0 | 0 | 0 | 0 | 0 | 0 | 0 | 0 | 0 | 0 | 0 | 0 | 0 | 0 | 0 | 0 | 0 | 0 | 0
F2_Commercial_OR - Miscellaneous_New_Space Heating_Natural Gas_Gas Boiler - Insulate Hot Water Lines_A_Achievable Economic TRC Potential | F2 | Commercial | OR - Miscellaneous | New | Space Heating | Natural Gas | Gas Boiler - Insulate Hot Water Lines | A | Integrated Unit Summer Peak Savings (kW) | Achievable Economic TRC Potential | 0 | 0 | 0 | 0 | 0 | 0 | 0 | 0 | 0 | 0 | 0 | 0 | 0 | 0 | 0 | 0 | 0 | 0 | 0 | 0 | 0 | 0 | 0 | 0 | 0 | 0 | 0
F3_Commercial_OR - Miscellaneous_New_Space Heating_Natural Gas_Gas Boiler - Insulate Hot Water Lines_A_Achievable Economic TRC Potential | F3 | Commercial | OR - Miscellaneous | New | Space Heating | Natural Gas | Gas Boiler - Insulate Hot Water Lines | A | Integrated Unit Winter Peak Savings (kW) | Achievable Economic TRC Potential | 0 | 0 | 0 | 0 | 0 | 0 | 0 | 0 | 0 | 0 | 0 | 0 | 0 | 0 | 0 | 0 | 0 | 0 | 0 | 0 | 0 | 0 | 0 | 0 | 0 | 0 | 0
F4_Commercial_OR - Miscellaneous_New_Space Heating_Natural Gas_Gas Boiler - Insulate Hot Water Lines_A_Achievable Economic TRC Potential | F4 | Commercial | OR - Miscellaneous | New | Space Heating | Natural Gas | Gas Boiler - Insulate Hot Water Lines | A | Incremental Energy Savings (MWh or mTherms) | Achievable Economic TRC Potential | 0 | 0 | 0 | 0 | 0 | 0 | 0 | 0 | 0 | 0 | 0 | 0 | 0 | 0 | 0 | 0 | 0 | 0 | 0 | 0 | 0 | 0 | 0 | 0 | 0 | 0 | 0
F5_Commercial_OR - Miscellaneous_New_Space Heating_Natural Gas_Gas Boiler - Insulate Hot Water Lines_A_Achievable Economic TRC Potential | F5 | Commercial | OR - Miscellaneous | New | Space Heating | Natural Gas | Gas Boiler - Insulate Hot Water Lines | A | Incremental Summer Peak Savings (MW) | Achievable Economic TRC Potential | 0 | 0 | 0 | 0 | 0 | 0 | 0 | 0 | 0 | 0 | 0 | 0 | 0 | 0 | 0 | 0 | 0 | 0 | 0 | 0 | 0 | 0 | 0 | 0 | 0 | 0 | 0
F6_Commercial_OR - Miscellaneous_New_Space Heating_Natural Gas_Gas Boiler - Insulate Hot Water Lines_A_Achievable Economic TRC Potential | F6 | Commercial | OR - Miscellaneous | New | Space Heating | Natural Gas | Gas Boiler - Insulate Hot Water Lines | A | Incremental Winter Peak Savings (MW) | Achievable Economic TRC Potential | 0 | 0 | 0 | 0 | 0 | 0 | 0 | 0 | 0 | 0 | 0 | 0 | 0 | 0 | 0 | 0 | 0 | 0 | 0 | 0 | 0 | 0 | 0 | 0 | 0 | 0 | 0
F7_Commercial_OR - Miscellaneous_New_Space Heating_Natural Gas_Gas Boiler - Insulate Hot Water Lines_A_Achievable Economic TRC Potential | F7 | Commercial | OR - Miscellaneous | New | Space Heating | Natural Gas | Gas Boiler - Insulate Hot Water Lines | A | Cumulative Energy Savings (MWh or mTherms) | Achievable Economic TRC Potential | 0 | 0 | 0 | 0 | 0 | 0 | 0 | 0 | 0 | 0 | 0 | 0 | 0 | 0 | 0 | 0 | 0 | 0 | 0 | 0 | 0 | 0 | 0 | 0 | 0 | 0 | 0
F8_Commercial_OR - Miscellaneous_New_Space Heating_Natural Gas_Gas Boiler - Insulate Hot Water Lines_A_Achievable Economic TRC Potential | F8 | Commercial | OR - Miscellaneous | New | Space Heating | Natural Gas | Gas Boiler - Insulate Hot Water Lines | A | Cumulative Summer Peak Savings (MW) | Achievable Economic TRC Potential | 0 | 0 | 0 | 0 | 0 | 0 | 0 | 0 | 0 | 0 | 0 | 0 | 0 | 0 | 0 | 0 | 0 | 0 | 0 | 0 | 0 | 0 | 0 | 0 | 0 | 0 | 0
F9_Commercial_OR - Miscellaneous_New_Space Heating_Natural Gas_Gas Boiler - Insulate Hot Water Lines_A_Achievable Economic TRC Potential | F9 | Commercial | OR - Miscellaneous | New | Space Heating | Natural Gas | Gas Boiler - Insulate Hot Water Lines | A | Cumulative Winter Peak Savings (MW) | Achievable Economic TRC Potential | 0 | 0 | 0 | 0 | 0 | 0 | 0 | 0 | 0 | 0 | 0 | 0 | 0 | 0 | 0 | 0 | 0 | 0 | 0 | 0 | 0 | 0 | 0 | 0 | 0 | 0 | 0
F10_Commercial_OR - Miscellaneous_New_Space Heating_Natural Gas_Gas Boiler - Insulate Hot Water Lines_A_Achievable Economic TRC Potential | F10 | Commercial | OR - Miscellaneous | New | Space Heating | Natural Gas | Gas Boiler - Insulate Hot Water Lines | A | Purchases (Incremental) | Achievable Economic TRC Potential | 0 | 0 | 0 | 0 | 0 | 0 | 0 | 0 | 0 | 0 | 0 | 0 | 0 | 0 | 0 | 0 | 0 | 0 | 0 | 0 | 0 | 0 | 0 | 0 | 0 | 0 | 0
F11_Commercial_OR - Miscellaneous_New_Space Heating_Natural Gas_Gas Boiler - Insulate Hot Water Lines_A_Achievable Economic TRC Potential | F11 | Commercial | OR - Miscellaneous | New | Space Heating | Natural Gas | Gas Boiler - Insulate Hot Water Lines | A | Purchases (Cumulative) | Achievable Economic TRC Potential | 0 | 0 | 0 | 0 | 0 | 0 | 0 | 0 | 0 | 0 | 0 | 0 | 0 | 0 | 0 | 0 | 0 | 0 | 0 | 0 | 0 | 0 | 0 | 0 | 0 | 0 | 0
F1_Commercial_OR - Miscellaneous_New_Space Heating_Natural Gas_Condensing RTU_A_Achievable Economic TRC Potential | F1 | Commercial | OR - Miscellaneous | New | Space Heating | Natural Gas | Condensing RTU | A | Integrated Unit Energy Savings (kWh or therms) | Achievable Economic TRC Potential | 0 | 0 | 0 | 0 | 0 | 0 | 0 | 0 | 0 | 0 | 0 | 0 | 0 | 0 | 0 | 0 | 0 | 0 | 0 | 0 | 0 | 0 | 0 | 0 | 0 | 0 | 0
F2_Commercial_OR - Miscellaneous_New_Space Heating_Natural Gas_Condensing RTU_A_Achievable Economic TRC Potential | F2 | Commercial | OR - Miscellaneous | New | Space Heating | Natural Gas | Condensing RTU | A | Integrated Unit Summer Peak Savings (kW) | Achievable Economic TRC Potential | 0 | 0 | 0 | 0 | 0 | 0 | 0 | 0 | 0 | 0 | 0 | 0 | 0 | 0 | 0 | 0 | 0 | 0 | 0 | 0 | 0 | 0 | 0 | 0 | 0 | 0 | 0
F3_Commercial_OR - Miscellaneous_New_Space Heating_Natural Gas_Condensing RTU_A_Achievable Economic TRC Potential | F3 | Commercial | OR - Miscellaneous | New | Space Heating | Natural Gas | Condensing RTU | A | Integrated Unit Winter Peak Savings (kW) | Achievable Economic TRC Potential | 0 | 0 | 0 | 0 | 0 | 0 | 0 | 0 | 0 | 0 | 0 | 0 | 0 | 0 | 0 | 0 | 0 | 0 | 0 | 0 | 0 | 0 | 0 | 0 | 0 | 0 | 0
F4_Commercial_OR - Miscellaneous_New_Space Heating_Natural Gas_Condensing RTU_A_Achievable Economic TRC Potential | F4 | Commercial | OR - Miscellaneous | New | Space Heating | Natural Gas | Condensing RTU | A | Incremental Energy Savings (MWh or mTherms) | Achievable Economic TRC Potential | 0 | 0 | 0 | 0 | 0 | 0 | 0 | 0 | 0 | 0 | 0 | 0 | 0 | 0 | 0 | 0 | 0 | 0 | 0 | 0 | 0 | 0 | 0 | 0 | 0 | 0 | 0
F5_Commercial_OR - Miscellaneous_New_Space Heating_Natural Gas_Condensing RTU_A_Achievable Economic TRC Potential | F5 | Commercial | OR - Miscellaneous | New | Space Heating | Natural Gas | Condensing RTU | A | Incremental Summer Peak Savings (MW) | Achievable Economic TRC Potential | 0 | 0 | 0 | 0 | 0 | 0 | 0 | 0 | 0 | 0 | 0 | 0 | 0 | 0 | 0 | 0 | 0 | 0 | 0 | 0 | 0 | 0 | 0 | 0 | 0 | 0 | 0
F6_Commercial_OR - Miscellaneous_New_Space Heating_Natural Gas_Condensing RTU_A_Achievable Economic TRC Potential | F6 | Commercial | OR - Miscellaneous | New | Space Heating | Natural Gas | Condensing RTU | A | Incremental Winter Peak Savings (MW) | Achievable Economic TRC Potential | 0 | 0 | 0 | 0 | 0 | 0 | 0 | 0 | 0 | 0 | 0 | 0 | 0 | 0 | 0 | 0 | 0 | 0 | 0 | 0 | 0 | 0 | 0 | 0 | 0 | 0 | 0
F7_Commercial_OR - Miscellaneous_New_Space Heating_Natural Gas_Condensing RTU_A_Achievable Economic TRC Potential | F7 | Commercial | OR - Miscellaneous | New | Space Heating | Natural Gas | Condensing RTU | A | Cumulative Energy Savings (MWh or mTherms) | Achievable Economic TRC Potential | 0 | 0 | 0 | 0 | 0 | 0 | 0 | 0 | 0 | 0 | 0 | 0 | 0 | 0 | 0 | 0 | 0 | 0 | 0 | 0 | 0 | 0 | 0 | 0 | 0 | 0 | 0
F8_Commercial_OR - Miscellaneous_New_Space Heating_Natural Gas_Condensing RTU_A_Achievable Economic TRC Potential | F8 | Commercial | OR - Miscellaneous | New | Space Heating | Natural Gas | Condensing RTU | A | Cumulative Summer Peak Savings (MW) | Achievable Economic TRC Potential | 0 | 0 | 0 | 0 | 0 | 0 | 0 | 0 | 0 | 0 | 0 | 0 | 0 | 0 | 0 | 0 | 0 | 0 | 0 | 0 | 0 | 0 | 0 | 0 | 0 | 0 | 0
F9_Commercial_OR - Miscellaneous_New_Space Heating_Natural Gas_Condensing RTU_A_Achievable Economic TRC Potential | F9 | Commercial | OR - Miscellaneous | New | Space Heating | Natural Gas | Condensing RTU | A | Cumulative Winter Peak Savings (MW) | Achievable Economic TRC Potential | 0 | 0 | 0 | 0 | 0 | 0 | 0 | 0 | 0 | 0 | 0 | 0 | 0 | 0 | 0 | 0 | 0 | 0 | 0 | 0 | 0 | 0 | 0 | 0 | 0 | 0 | 0
F10_Commercial_OR - Miscellaneous_New_Space Heating_Natural Gas_Condensing RTU_A_Achievable Economic TRC Potential | F10 | Commercial | OR - Miscellaneous | New | Space Heating | Natural Gas | Condensing RTU | A | Purchases (Incremental) | Achievable Economic TRC Potential | 0 | 0 | 0 | 0 | 0 | 0 | 0 | 0 | 0 | 0 | 0 | 0 | 0 | 0 | 0 | 0 | 0 | 0 | 0 | 0 | 0 | 0 | 0 | 0 | 0 | 0 | 0
F11_Commercial_OR - Miscellaneous_New_Space Heating_Natural Gas_Condensing RTU_A_Achievable Economic TRC Potential | F11 | Commercial | OR - Miscellaneous | New | Space Heating | Natural Gas | Condensing RTU | A | Purchases (Cumulative) | Achievable Economic TRC Potential | 0 | 0 | 0 | 0 | 0 | 0 | 0 | 0 | 0 | 0 | 0 | 0 | 0 | 0 | 0 | 0 | 0 | 0 | 0 | 0 | 0 | 0 | 0 | 0 | 0 | 0 | 0
F1_Commercial_OR - Miscellaneous_New_Space Heating_Natural Gas_Hydronic Heating Radiator Replacement_A_Achievable Economic TRC Potential | F1 | Commercial | OR - Miscellaneous | New | Space Heating | Natural Gas | Hydronic Heating Radiator Replacement | A | Integrated Unit Energy Savings (kWh or therms) | Achievable Economic TRC Potential | 0 | 0 | 0 | 0 | 0 | 0 | 0 | 0 | 0 | 0 | 0 | 0 | 0 | 0 | 0 | 0 | 0 | 0 | 0 | 0 | 0 | 0 | 0 | 0 | 0 | 0 | 0
F2_Commercial_OR - Miscellaneous_New_Space Heating_Natural Gas_Hydronic Heating Radiator Replacement_A_Achievable Economic TRC Potential | F2 | Commercial | OR - Miscellaneous | New | Space Heating | Natural Gas | Hydronic Heating Radiator Replacement | A | Integrated Unit Summer Peak Savings (kW) | Achievable Economic TRC Potential | 0 | 0 | 0 | 0 | 0 | 0 | 0 | 0 | 0 | 0 | 0 | 0 | 0 | 0 | 0 | 0 | 0 | 0 | 0 | 0 | 0 | 0 | 0 | 0 | 0 | 0 | 0
F3_Commercial_OR - Miscellaneous_New_Space Heating_Natural Gas_Hydronic Heating Radiator Replacement_A_Achievable Economic TRC Potential | F3 | Commercial | OR - Miscellaneous | New | Space Heating | Natural Gas | Hydronic Heating Radiator Replacement | A | Integrated Unit Winter Peak Savings (kW) | Achievable Economic TRC Potential | 0 | 0 | 0 | 0 | 0 | 0 | 0 | 0 | 0 | 0 | 0 | 0 | 0 | 0 | 0 | 0 | 0 | 0 | 0 | 0 | 0 | 0 | 0 | 0 | 0 | 0 | 0
F4_Commercial_OR - Miscellaneous_New_Space Heating_Natural Gas_Hydronic Heating Radiator Replacement_A_Achievable Economic TRC Potential | F4 | Commercial | OR - Miscellaneous | New | Space Heating | Natural Gas | Hydronic Heating Radiator Replacement | A | Incremental Energy Savings (MWh or mTherms) | Achievable Economic TRC Potential | 0 | 0 | 0 | 0 | 0 | 0 | 0 | 0 | 0 | 0 | 0 | 0 | 0 | 0 | 0 | 0 | 0 | 0 | 0 | 0 | 0 | 0 | 0 | 0 | 0 | 0 | 0
F5_Commercial_OR - Miscellaneous_New_Space Heating_Natural Gas_Hydronic Heating Radiator Replacement_A_Achievable Economic TRC Potential | F5 | Commercial | OR - Miscellaneous | New | Space Heating | Natural Gas | Hydronic Heating Radiator Replacement | A | Incremental Summer Peak Savings (MW) | Achievable Economic TRC Potential | 0 | 0 | 0 | 0 | 0 | 0 | 0 | 0 | 0 | 0 | 0 | 0 | 0 | 0 | 0 | 0 | 0 | 0 | 0 | 0 | 0 | 0 | 0 | 0 | 0 | 0 | 0
F6_Commercial_OR - Miscellaneous_New_Space Heating_Natural Gas_Hydronic Heating Radiator Replacement_A_Achievable Economic TRC Potential | F6 | Commercial | OR - Miscellaneous | New | Space Heating | Natural Gas | Hydronic Heating Radiator Replacement | A | Incremental Winter Peak Savings (MW) | Achievable Economic TRC Potential | 0 | 0 | 0 | 0 | 0 | 0 | 0 | 0 | 0 | 0 | 0 | 0 | 0 | 0 | 0 | 0 | 0 | 0 | 0 | 0 | 0 | 0 | 0 | 0 | 0 | 0 | 0
F7_Commercial_OR - Miscellaneous_New_Space Heating_Natural Gas_Hydronic Heating Radiator Replacement_A_Achievable Economic TRC Potential | F7 | Commercial | OR - Miscellaneous | New | Space Heating | Natural Gas | Hydronic Heating Radiator Replacement | A | Cumulative Energy Savings (MWh or mTherms) | Achievable Economic TRC Potential | 0 | 0 | 0 | 0 | 0 | 0 | 0 | 0 | 0 | 0 | 0 | 0 | 0 | 0 | 0 | 0 | 0 | 0 | 0 | 0 | 0 | 0 | 0 | 0 | 0 | 0 | 0
F8_Commercial_OR - Miscellaneous_New_Space Heating_Natural Gas_Hydronic Heating Radiator Replacement_A_Achievable Economic TRC Potential | F8 | Commercial | OR - Miscellaneous | New | Space Heating | Natural Gas | Hydronic Heating Radiator Replacement | A | Cumulative Summer Peak Savings (MW) | Achievable Economic TRC Potential | 0 | 0 | 0 | 0 | 0 | 0 | 0 | 0 | 0 | 0 | 0 | 0 | 0 | 0 | 0 | 0 | 0 | 0 | 0 | 0 | 0 | 0 | 0 | 0 | 0 | 0 | 0
F9_Commercial_OR - Miscellaneous_New_Space Heating_Natural Gas_Hydronic Heating Radiator Replacement_A_Achievable Economic TRC Potential | F9 | Commercial | OR - Miscellaneous | New | Space Heating | Natural Gas | Hydronic Heating Radiator Replacement | A | Cumulative Winter Peak Savings (MW) | Achievable Economic TRC Potential | 0 | 0 | 0 | 0 | 0 | 0 | 0 | 0 | 0 | 0 | 0 | 0 | 0 | 0 | 0 | 0 | 0 | 0 | 0 | 0 | 0 | 0 | 0 | 0 | 0 | 0 | 0
F10_Commercial_OR - Miscellaneous_New_Space Heating_Natural Gas_Hydronic Heating Radiator Replacement_A_Achievable Economic TRC Potential | F10 | Commercial | OR - Miscellaneous | New | Space Heating | Natural Gas | Hydronic Heating Radiator Replacement | A | Purchases (Incremental) | Achievable Economic TRC Potential | 0 | 0 | 0 | 0 | 0 | 0 | 0 | 0 | 0 | 0 | 0 | 0 | 0 | 0 | 0 | 0 | 0 | 0 | 0 | 0 | 0 | 0 | 0 | 0 | 0 | 0 | 0
F11_Commercial_OR - Miscellaneous_New_Space Heating_Natural Gas_Hydronic Heating Radiator Replacement_A_Achievable Economic TRC Potential | F11 | Commercial | OR - Miscellaneous | New | Space Heating | Natural Gas | Hydronic Heating Radiator Replacement | A | Purchases (Cumulative) | Achievable Economic TRC Potential | 0 | 0 | 0 | 0 | 0 | 0 | 0 | 0 | 0 | 0 | 0 | 0 | 0 | 0 | 0 | 0 | 0 | 0 | 0 | 0 | 0 | 0 | 0 | 0 | 0 | 0 | 0
F1_Commercial_OR - Miscellaneous_New_Space Heating_Natural Gas_Thermostat - Connected_A_Achievable Economic TRC Potential | F1 | Commercial | OR - Miscellaneous | New | Space Heating | Natural Gas | Thermostat - Connected | A | Integrated Unit Energy Savings (kWh or therms) | Achievable Economic TRC Potential | 0 | 0 | 0 | 0 | 0 | 0 | 0 | 0 | 0 | 0 | 0 | 0 | 0 | 0 | 0 | 0 | 0 | 0 | 0 | 0 | 0 | 0 | 0 | 0 | 0 | 0 | 0
F2_Commercial_OR - Miscellaneous_New_Space Heating_Natural Gas_Thermostat - Connected_A_Achievable Economic TRC Potential | F2 | Commercial | OR - Miscellaneous | New | Space Heating | Natural Gas | Thermostat - Connected | A | Integrated Unit Summer Peak Savings (kW) | Achievable Economic TRC Potential | 0 | 0 | 0 | 0 | 0 | 0 | 0 | 0 | 0 | 0 | 0 | 0 | 0 | 0 | 0 | 0 | 0 | 0 | 0 | 0 | 0 | 0 | 0 | 0 | 0 | 0 | 0
F3_Commercial_OR - Miscellaneous_New_Space Heating_Natural Gas_Thermostat - Connected_A_Achievable Economic TRC Potential | F3 | Commercial | OR - Miscellaneous | New | Space Heating | Natural Gas | Thermostat - Connected | A | Integrated Unit Winter Peak Savings (kW) | Achievable Economic TRC Potential | 0 | 0 | 0 | 0 | 0 | 0 | 0 | 0 | 0 | 0 | 0 | 0 | 0 | 0 | 0 | 0 | 0 | 0 | 0 | 0 | 0 | 0 | 0 | 0 | 0 | 0 | 0
F4_Commercial_OR - Miscellaneous_New_Space Heating_Natural Gas_Thermostat - Connected_A_Achievable Economic TRC Potential | F4 | Commercial | OR - Miscellaneous | New | Space Heating | Natural Gas | Thermostat - Connected | A | Incremental Energy Savings (MWh or mTherms) | Achievable Economic TRC Potential | 0 | 0 | 0 | 0 | 0 | 0 | 0 | 0 | 0 | 0 | 0 | 0 | 0 | 0 | 0 | 0 | 0 | 0 | 0 | 0 | 0 | 0 | 0 | 0 | 0 | 0 | 0
F5_Commercial_OR - Miscellaneous_New_Space Heating_Natural Gas_Thermostat - Connected_A_Achievable Economic TRC Potential | F5 | Commercial | OR - Miscellaneous | New | Space Heating | Natural Gas | Thermostat - Connected | A | Incremental Summer Peak Savings (MW) | Achievable Economic TRC Potential | 0 | 0 | 0 | 0 | 0 | 0 | 0 | 0 | 0 | 0 | 0 | 0 | 0 | 0 | 0 | 0 | 0 | 0 | 0 | 0 | 0 | 0 | 0 | 0 | 0 | 0 | 0
F6_Commercial_OR - Miscellaneous_New_Space Heating_Natural Gas_Thermostat - Connected_A_Achievable Economic TRC Potential | F6 | Commercial | OR - Miscellaneous | New | Space Heating | Natural Gas | Thermostat - Connected | A | Incremental Winter Peak Savings (MW) | Achievable Economic TRC Potential | 0 | 0 | 0 | 0 | 0 | 0 | 0 | 0 | 0 | 0 | 0 | 0 | 0 | 0 | 0 | 0 | 0 | 0 | 0 | 0 | 0 | 0 | 0 | 0 | 0 | 0 | 0
F7_Commercial_OR - Miscellaneous_New_Space Heating_Natural Gas_Thermostat - Connected_A_Achievable Economic TRC Potential | F7 | Commercial | OR - Miscellaneous | New | Space Heating | Natural Gas | Thermostat - Connected | A | Cumulative Energy Savings (MWh or mTherms) | Achievable Economic TRC Potential | 0 | 0 | 0 | 0 | 0 | 0 | 0 | 0 | 0 | 0 | 0 | 0 | 0 | 0 | 0 | 0 | 0 | 0 | 0 | 0 | 0 | 0 | 0 | 0 | 0 | 0 | 0
F8_Commercial_OR - Miscellaneous_New_Space Heating_Natural Gas_Thermostat - Connected_A_Achievable Economic TRC Potential | F8 | Commercial | OR - Miscellaneous | New | Space Heating | Natural Gas | Thermostat - Connected | A | Cumulative Summer Peak Savings (MW) | Achievable Economic TRC Potential | 0 | 0 | 0 | 0 | 0 | 0 | 0 | 0 | 0 | 0 | 0 | 0 | 0 | 0 | 0 | 0 | 0 | 0 | 0 | 0 | 0 | 0 | 0 | 0 | 0 | 0 | 0
F9_Commercial_OR - Miscellaneous_New_Space Heating_Natural Gas_Thermostat - Connected_A_Achievable Economic TRC Potential | F9 | Commercial | OR - Miscellaneous | New | Space Heating | Natural Gas | Thermostat - Connected | A | Cumulative Winter Peak Savings (MW) | Achievable Economic TRC Potential | 0 | 0 | 0 | 0 | 0 | 0 | 0 | 0 | 0 | 0 | 0 | 0 | 0 | 0 | 0 | 0 | 0 | 0 | 0 | 0 | 0 | 0 | 0 | 0 | 0 | 0 | 0
F10_Commercial_OR - Miscellaneous_New_Space Heating_Natural Gas_Thermostat - Connected_A_Achievable Economic TRC Potential | F10 | Commercial | OR - Miscellaneous | New | Space Heating | Natural Gas | Thermostat - Connected | A | Purchases (Incremental) | Achievable Economic TRC Potential | 0 | 0 | 0 | 0 | 0 | 0 | 0 | 0 | 0 | 0 | 0 | 0 | 0 | 0 | 0 | 0 | 0 | 0 | 0 | 0 | 0 | 0 | 0 | 0 | 0 | 0 | 0
F11_Commercial_OR - Miscellaneous_New_Space Heating_Natural Gas_Thermostat - Connected_A_Achievable Economic TRC Potential | F11 | Commercial | OR - Miscellaneous | New | Space Heating | Natural Gas | Thermostat - Connected | A | Purchases (Cumulative) | Achievable Economic TRC Potential | 0 | 0 | 0 | 0 | 0 | 0 | 0 | 0 | 0 | 0 | 0 | 0 | 0 | 0 | 0 | 0 | 0 | 0 | 0 | 0 | 0 | 0 | 0 | 0 | 0 | 0 | 0
F1_Commercial_OR - Miscellaneous_New_Water Heating_Natural Gas_Water Heater - Thermostatic Shower Restriction Valve_A_Achievable Economic TRC Potential | F1 | Commercial | OR - Miscellaneous | New | Water Heating | Natural Gas | Water Heater - Thermostatic Shower Restriction Valve | A | Integrated Unit Energy Savings (kWh or therms) | Achievable Economic TRC Potential | 0 | 0 | 0 | 0 | 0 | 0 | 0 | 0 | 0 | 0 | 0 | 0 | 0 | 0 | 0 | 0 | 0 | 0 | 0 | 0 | 0 | 0 | 0 | 0 | 0 | 0 | 0
F2_Commercial_OR - Miscellaneous_New_Water Heating_Natural Gas_Water Heater - Thermostatic Shower Restriction Valve_A_Achievable Economic TRC Potential | F2 | Commercial | OR - Miscellaneous | New | Water Heating | Natural Gas | Water Heater - Thermostatic Shower Restriction Valve | A | Integrated Unit Summer Peak Savings (kW) | Achievable Economic TRC Potential | 0 | 0 | 0 | 0 | 0 | 0 | 0 | 0 | 0 | 0 | 0 | 0 | 0 | 0 | 0 | 0 | 0 | 0 | 0 | 0 | 0 | 0 | 0 | 0 | 0 | 0 | 0
F3_Commercial_OR - Miscellaneous_New_Water Heating_Natural Gas_Water Heater - Thermostatic Shower Restriction Valve_A_Achievable Economic TRC Potential | F3 | Commercial | OR - Miscellaneous | New | Water Heating | Natural Gas | Water Heater - Thermostatic Shower Restriction Valve | A | Integrated Unit Winter Peak Savings (kW) | Achievable Economic TRC Potential | 0 | 0 | 0 | 0 | 0 | 0 | 0 | 0 | 0 | 0 | 0 | 0 | 0 | 0 | 0 | 0 | 0 | 0 | 0 | 0 | 0 | 0 | 0 | 0 | 0 | 0 | 0
F4_Commercial_OR - Miscellaneous_New_Water Heating_Natural Gas_Water Heater - Thermostatic Shower Restriction Valve_A_Achievable Economic TRC Potential | F4 | Commercial | OR - Miscellaneous | New | Water Heating | Natural Gas | Water Heater - Thermostatic Shower Restriction Valve | A | Incremental Energy Savings (MWh or mTherms) | Achievable Economic TRC Potential | 0 | 0 | 0 | 0 | 0 | 0 | 0 | 0 | 0 | 0 | 0 | 0 | 0 | 0 | 0 | 0 | 0 | 0 | 0 | 0 | 0 | 0 | 0 | 0 | 0 | 0 | 0
F5_Commercial_OR - Miscellaneous_New_Water Heating_Natural Gas_Water Heater - Thermostatic Shower Restriction Valve_A_Achievable Economic TRC Potential | F5 | Commercial | OR - Miscellaneous | New | Water Heating | Natural Gas | Water Heater - Thermostatic Shower Restriction Valve | A | Incremental Summer Peak Savings (MW) | Achievable Economic TRC Potential | 0 | 0 | 0 | 0 | 0 | 0 | 0 | 0 | 0 | 0 | 0 | 0 | 0 | 0 | 0 | 0 | 0 | 0 | 0 | 0 | 0 | 0 | 0 | 0 | 0 | 0 | 0
F6_Commercial_OR - Miscellaneous_New_Water Heating_Natural Gas_Water Heater - Thermostatic Shower Restriction Valve_A_Achievable Economic TRC Potential | F6 | Commercial | OR - Miscellaneous | New | Water Heating | Natural Gas | Water Heater - Thermostatic Shower Restriction Valve | A | Incremental Winter Peak Savings (MW) | Achievable Economic TRC Potential | 0 | 0 | 0 | 0 | 0 | 0 | 0 | 0 | 0 | 0 | 0 | 0 | 0 | 0 | 0 | 0 | 0 | 0 | 0 | 0 | 0 | 0 | 0 | 0 | 0 | 0 | 0
F7_Commercial_OR - Miscellaneous_New_Water Heating_Natural Gas_Water Heater - Thermostatic Shower Restriction Valve_A_Achievable Economic TRC Potential | F7 | Commercial | OR - Miscellaneous | New | Water Heating | Natural Gas | Water Heater - Thermostatic Shower Restriction Valve | A | Cumulative Energy Savings (MWh or mTherms) | Achievable Economic TRC Potential | 0 | 0 | 0 | 0 | 0 | 0 | 0 | 0 | 0 | 0 | 0 | 0 | 0 | 0 | 0 | 0 | 0 | 0 | 0 | 0 | 0 | 0 | 0 | 0 | 0 | 0 | 0
F8_Commercial_OR - Miscellaneous_New_Water Heating_Natural Gas_Water Heater - Thermostatic Shower Restriction Valve_A_Achievable Economic TRC Potential | F8 | Commercial | OR - Miscellaneous | New | Water Heating | Natural Gas | Water Heater - Thermostatic Shower Restriction Valve | A | Cumulative Summer Peak Savings (MW) | Achievable Economic TRC Potential | 0 | 0 | 0 | 0 | 0 | 0 | 0 | 0 | 0 | 0 | 0 | 0 | 0 | 0 | 0 | 0 | 0 | 0 | 0 | 0 | 0 | 0 | 0 | 0 | 0 | 0 | 0
F9_Commercial_OR - Miscellaneous_New_Water Heating_Natural Gas_Water Heater - Thermostatic Shower Restriction Valve_A_Achievable Economic TRC Potential | F9 | Commercial | OR - Miscellaneous | New | Water Heating | Natural Gas | Water Heater - Thermostatic Shower Restriction Valve | A | Cumulative Winter Peak Savings (MW) | Achievable Economic TRC Potential | 0 | 0 | 0 | 0 | 0 | 0 | 0 | 0 | 0 | 0 | 0 | 0 | 0 | 0 | 0 | 0 | 0 | 0 | 0 | 0 | 0 | 0 | 0 | 0 | 0 | 0 | 0
F10_Commercial_OR - Miscellaneous_New_Water Heating_Natural Gas_Water Heater - Thermostatic Shower Restriction Valve_A_Achievable Economic TRC Potential | F10 | Commercial | OR - Miscellaneous | New | Water Heating | Natural Gas | Water Heater - Thermostatic Shower Restriction Valve | A | Purchases (Incremental) | Achievable Economic TRC Potential | 0 | 0 | 0 | 0 | 0 | 0 | 0 | 0 | 0 | 0 | 0 | 0 | 0 | 0 | 0 | 0 | 0 | 0 | 0 | 0 | 0 | 0 | 0 | 0 | 0 | 0 | 0
F11_Commercial_OR - Miscellaneous_New_Water Heating_Natural Gas_Water Heater - Thermostatic Shower Restriction Valve_A_Achievable Economic TRC Potential | F11 | Commercial | OR - Miscellaneous | New | Water Heating | Natural Gas | Water Heater - Thermostatic Shower Restriction Valve | A | Purchases (Cumulative) | Achievable Economic TRC Potential | 0 | 0 | 0 | 0 | 0 | 0 | 0 | 0 | 0 | 0 | 0 | 0 | 0 | 0 | 0 | 0 | 0 | 0 | 0 | 0 | 0 | 0 | 0 | 0 | 0 | 0 | 0
F1_Commercial_OR - Miscellaneous_New_Water Heating_Natural Gas_Water Heater - Pre-Rinse Spray Valve_A_Achievable Economic TRC Potential | F1 | Commercial | OR - Miscellaneous | New | Water Heating | Natural Gas | Water Heater - Pre-Rinse Spray Valve | A | Integrated Unit Energy Savings (kWh or therms) | Achievable Economic TRC Potential | 0 | 0 | 0 | 0 | 0 | 0 | 0 | 0 | 0 | 0 | 0 | 0 | 0 | 0 | 0 | 0 | 0 | 0 | 0 | 0 | 0 | 0 | 0 | 0 | 0 | 0 | 0
F2_Commercial_OR - Miscellaneous_New_Water Heating_Natural Gas_Water Heater - Pre-Rinse Spray Valve_A_Achievable Economic TRC Potential | F2 | Commercial | OR - Miscellaneous | New | Water Heating | Natural Gas | Water Heater - Pre-Rinse Spray Valve | A | Integrated Unit Summer Peak Savings (kW) | Achievable Economic TRC Potential | 0 | 0 | 0 | 0 | 0 | 0 | 0 | 0 | 0 | 0 | 0 | 0 | 0 | 0 | 0 | 0 | 0 | 0 | 0 | 0 | 0 | 0 | 0 | 0 | 0 | 0 | 0
F3_Commercial_OR - Miscellaneous_New_Water Heating_Natural Gas_Water Heater - Pre-Rinse Spray Valve_A_Achievable Economic TRC Potential | F3 | Commercial | OR - Miscellaneous | New | Water Heating | Natural Gas | Water Heater - Pre-Rinse Spray Valve | A | Integrated Unit Winter Peak Savings (kW) | Achievable Economic TRC Potential | 0 | 0 | 0 | 0 | 0 | 0 | 0 | 0 | 0 | 0 | 0 | 0 | 0 | 0 | 0 | 0 | 0 | 0 | 0 | 0 | 0 | 0 | 0 | 0 | 0 | 0 | 0
F4_Commercial_OR - Miscellaneous_New_Water Heating_Natural Gas_Water Heater - Pre-Rinse Spray Valve_A_Achievable Economic TRC Potential | F4 | Commercial | OR - Miscellaneous | New | Water Heating | Natural Gas | Water Heater - Pre-Rinse Spray Valve | A | Incremental Energy Savings (MWh or mTherms) | Achievable Economic TRC Potential | 0 | 0 | 0 | 0 | 0 | 0 | 0 | 0 | 0 | 0 | 0 | 0 | 0 | 0 | 0 | 0 | 0 | 0 | 0 | 0 | 0 | 0 | 0 | 0 | 0 | 0 | 0
F5_Commercial_OR - Miscellaneous_New_Water Heating_Natural Gas_Water Heater - Pre-Rinse Spray Valve_A_Achievable Economic TRC Potential | F5 | Commercial | OR - Miscellaneous | New | Water Heating | Natural Gas | Water Heater - Pre-Rinse Spray Valve | A | Incremental Summer Peak Savings (MW) | Achievable Economic TRC Potential | 0 | 0 | 0 | 0 | 0 | 0 | 0 | 0 | 0 | 0 | 0 | 0 | 0 | 0 | 0 | 0 | 0 | 0 | 0 | 0 | 0 | 0 | 0 | 0 | 0 | 0 | 0
F6_Commercial_OR - Miscellaneous_New_Water Heating_Natural Gas_Water Heater - Pre-Rinse Spray Valve_A_Achievable Economic TRC Potential | F6 | Commercial | OR - Miscellaneous | New | Water Heating | Natural Gas | Water Heater - Pre-Rinse Spray Valve | A | Incremental Winter Peak Savings (MW) | Achievable Economic TRC Potential | 0 | 0 | 0 | 0 | 0 | 0 | 0 | 0 | 0 | 0 | 0 | 0 | 0 | 0 | 0 | 0 | 0 | 0 | 0 | 0 | 0 | 0 | 0 | 0 | 0 | 0 | 0
F7_Commercial_OR - Miscellaneous_New_Water Heating_Natural Gas_Water Heater - Pre-Rinse Spray Valve_A_Achievable Economic TRC Potential | F7 | Commercial | OR - Miscellaneous | New | Water Heating | Natural Gas | Water Heater - Pre-Rinse Spray Valve | A | Cumulative Energy Savings (MWh or mTherms) | Achievable Economic TRC Potential | 0 | 0 | 0 | 0 | 0 | 0 | 0 | 0 | 0 | 0 | 0 | 0 | 0 | 0 | 0 | 0 | 0 | 0 | 0 | 0 | 0 | 0 | 0 | 0 | 0 | 0 | 0
F8_Commercial_OR - Miscellaneous_New_Water Heating_Natural Gas_Water Heater - Pre-Rinse Spray Valve_A_Achievable Economic TRC Potential | F8 | Commercial | OR - Miscellaneous | New | Water Heating | Natural Gas | Water Heater - Pre-Rinse Spray Valve | A | Cumulative Summer Peak Savings (MW) | Achievable Economic TRC Potential | 0 | 0 | 0 | 0 | 0 | 0 | 0 | 0 | 0 | 0 | 0 | 0 | 0 | 0 | 0 | 0 | 0 | 0 | 0 | 0 | 0 | 0 | 0 | 0 | 0 | 0 | 0
F9_Commercial_OR - Miscellaneous_New_Water Heating_Natural Gas_Water Heater - Pre-Rinse Spray Valve_A_Achievable Economic TRC Potential | F9 | Commercial | OR - Miscellaneous | New | Water Heating | Natural Gas | Water Heater - Pre-Rinse Spray Valve | A | Cumulative Winter Peak Savings (MW) | Achievable Economic TRC Potential | 0 | 0 | 0 | 0 | 0 | 0 | 0 | 0 | 0 | 0 | 0 | 0 | 0 | 0 | 0 | 0 | 0 | 0 | 0 | 0 | 0 | 0 | 0 | 0 | 0 | 0 | 0
F10_Commercial_OR - Miscellaneous_New_Water Heating_Natural Gas_Water Heater - Pre-Rinse Spray Valve_A_Achievable Economic TRC Potential | F10 | Commercial | OR - Miscellaneous | New | Water Heating | Natural Gas | Water Heater - Pre-Rinse Spray Valve | A | Purchases (Incremental) | Achievable Economic TRC Potential | 0 | 0 | 0 | 0 | 0 | 0 | 0 | 0 | 0 | 0 | 0 | 0 | 0 | 0 | 0 | 0 | 0 | 0 | 0 | 0 | 0 | 0 | 0 | 0 | 0 | 0 | 0
F11_Commercial_OR - Miscellaneous_New_Water Heating_Natural Gas_Water Heater - Pre-Rinse Spray Valve_A_Achievable Economic TRC Potential | F11 | Commercial | OR - Miscellaneous | New | Water Heating | Natural Gas | Water Heater - Pre-Rinse Spray Valve | A | Purchases (Cumulative) | Achievable Economic TRC Potential | 0 | 0 | 0 | 0 | 0 | 0 | 0 | 0 | 0 | 0 | 0 | 0 | 0 | 0 | 0 | 0 | 0 | 0 | 0 | 0 | 0 | 0 | 0 | 0 | 0 | 0 | 0
F1_Commercial_OR - Miscellaneous_New_Water Heating_Natural Gas_Water Heater - Temperature Setback_A_Achievable Economic TRC Potential | F1 | Commercial | OR - Miscellaneous | New | Water Heating | Natural Gas | Water Heater - Temperature Setback | A | Integrated Unit Energy Savings (kWh or therms) | Achievable Economic TRC Potential | 0 | 0 | 0 | 0 | 0 | 0 | 0 | 0 | 0 | 0 | 0 | 0 | 0 | 0 | 0 | 0 | 0 | 0 | 0 | 0 | 0 | 0 | 0 | 0 | 0 | 0 | 0
F2_Commercial_OR - Miscellaneous_New_Water Heating_Natural Gas_Water Heater - Temperature Setback_A_Achievable Economic TRC Potential | F2 | Commercial | OR - Miscellaneous | New | Water Heating | Natural Gas | Water Heater - Temperature Setback | A | Integrated Unit Summer Peak Savings (kW) | Achievable Economic TRC Potential | 0 | 0 | 0 | 0 | 0 | 0 | 0 | 0 | 0 | 0 | 0 | 0 | 0 | 0 | 0 | 0 | 0 | 0 | 0 | 0 | 0 | 0 | 0 | 0 | 0 | 0 | 0
F3_Commercial_OR - Miscellaneous_New_Water Heating_Natural Gas_Water Heater - Temperature Setback_A_Achievable Economic TRC Potential | F3 | Commercial | OR - Miscellaneous | New | Water Heating | Natural Gas | Water Heater - Temperature Setback | A | Integrated Unit Winter Peak Savings (kW) | Achievable Economic TRC Potential | 0 | 0 | 0 | 0 | 0 | 0 | 0 | 0 | 0 | 0 | 0 | 0 | 0 | 0 | 0 | 0 | 0 | 0 | 0 | 0 | 0 | 0 | 0 | 0 | 0 | 0 | 0
F4_Commercial_OR - Miscellaneous_New_Water Heating_Natural Gas_Water Heater - Temperature Setback_A_Achievable Economic TRC Potential | F4 | Commercial | OR - Miscellaneous | New | Water Heating | Natural Gas | Water Heater - Temperature Setback | A | Incremental Energy Savings (MWh or mTherms) | Achievable Economic TRC Potential | 0 | 0 | 0 | 0 | 0 | 0 | 0 | 0 | 0 | 0 | 0 | 0 | 0 | 0 | 0 | 0 | 0 | 0 | 0 | 0 | 0 | 0 | 0 | 0 | 0 | 0 | 0
F5_Commercial_OR - Miscellaneous_New_Water Heating_Natural Gas_Water Heater - Temperature Setback_A_Achievable Economic TRC Potential | F5 | Commercial | OR - Miscellaneous | New | Water Heating | Natural Gas | Water Heater - Temperature Setback | A | Incremental Summer Peak Savings (MW) | Achievable Economic TRC Potential | 0 | 0 | 0 | 0 | 0 | 0 | 0 | 0 | 0 | 0 | 0 | 0 | 0 | 0 | 0 | 0 | 0 | 0 | 0 | 0 | 0 | 0 | 0 | 0 | 0 | 0 | 0
F6_Commercial_OR - Miscellaneous_New_Water Heating_Natural Gas_Water Heater - Temperature Setback_A_Achievable Economic TRC Potential | F6 | Commercial | OR - Miscellaneous | New | Water Heating | Natural Gas | Water Heater - Temperature Setback | A | Incremental Winter Peak Savings (MW) | Achievable Economic TRC Potential | 0 | 0 | 0 | 0 | 0 | 0 | 0 | 0 | 0 | 0 | 0 | 0 | 0 | 0 | 0 | 0 | 0 | 0 | 0 | 0 | 0 | 0 | 0 | 0 | 0 | 0 | 0
F7_Commercial_OR - Miscellaneous_New_Water Heating_Natural Gas_Water Heater - Temperature Setback_A_Achievable Economic TRC Potential | F7 | Commercial | OR - Miscellaneous | New | Water Heating | Natural Gas | Water Heater - Temperature Setback | A | Cumulative Energy Savings (MWh or mTherms) | Achievable Economic TRC Potential | 0 | 0 | 0 | 0 | 0 | 0 | 0 | 0 | 0 | 0 | 0 | 0 | 0 | 0 | 0 | 0 | 0 | 0 | 0 | 0 | 0 | 0 | 0 | 0 | 0 | 0 | 0
F8_Commercial_OR - Miscellaneous_New_Water Heating_Natural Gas_Water Heater - Temperature Setback_A_Achievable Economic TRC Potential | F8 | Commercial | OR - Miscellaneous | New | Water Heating | Natural Gas | Water Heater - Temperature Setback | A | Cumulative Summer Peak Savings (MW) | Achievable Economic TRC Potential | 0 | 0 | 0 | 0 | 0 | 0 | 0 | 0 | 0 | 0 | 0 | 0 | 0 | 0 | 0 | 0 | 0 | 0 | 0 | 0 | 0 | 0 | 0 | 0 | 0 | 0 | 0
F9_Commercial_OR - Miscellaneous_New_Water Heating_Natural Gas_Water Heater - Temperature Setback_A_Achievable Economic TRC Potential | F9 | Commercial | OR - Miscellaneous | New | Water Heating | Natural Gas | Water Heater - Temperature Setback | A | Cumulative Winter Peak Savings (MW) | Achievable Economic TRC Potential | 0 | 0 | 0 | 0 | 0 | 0 | 0 | 0 | 0 | 0 | 0 | 0 | 0 | 0 | 0 | 0 | 0 | 0 | 0 | 0 | 0 | 0 | 0 | 0 | 0 | 0 | 0
F10_Commercial_OR - Miscellaneous_New_Water Heating_Natural Gas_Water Heater - Temperature Setback_A_Achievable Economic TRC Potential | F10 | Commercial | OR - Miscellaneous | New | Water Heating | Natural Gas | Water Heater - Temperature Setback | A | Purchases (Incremental) | Achievable Economic TRC Potential | 0 | 0 | 0 | 0 | 0 | 0 | 0 | 0 | 0 | 0 | 0 | 0 | 0 | 0 | 0 | 0 | 0 | 0 | 0 | 0 | 0 | 0 | 0 | 0 | 0 | 0 | 0
F11_Commercial_OR - Miscellaneous_New_Water Heating_Natural Gas_Water Heater - Temperature Setback_A_Achievable Economic TRC Potential | F11 | Commercial | OR - Miscellaneous | New | Water Heating | Natural Gas | Water Heater - Temperature Setback | A | Purchases (Cumulative) | Achievable Economic TRC Potential | 0 | 0 | 0 | 0 | 0 | 0 | 0 | 0 | 0 | 0 | 0 | 0 | 0 | 0 | 0 | 0 | 0 | 0 | 0 | 0 | 0 | 0 | 0 | 0 | 0 | 0 | 0
F1_Commercial_OR - Miscellaneous_New_Water Heating_Natural Gas_Water Heater - Faucet Aerators_A_Achievable Economic TRC Potential | F1 | Commercial | OR - Miscellaneous | New | Water Heating | Natural Gas | Water Heater - Faucet Aerators | A | Integrated Unit Energy Savings (kWh or therms) | Achievable Economic TRC Potential | 0 | 0 | 0 | 0 | 0 | 0 | 0 | 0 | 0 | 0 | 0 | 0 | 0 | 0 | 0 | 0 | 0 | 0 | 0 | 0 | 0 | 0 | 0 | 0 | 0 | 0 | 0
F2_Commercial_OR - Miscellaneous_New_Water Heating_Natural Gas_Water Heater - Faucet Aerators_A_Achievable Economic TRC Potential | F2 | Commercial | OR - Miscellaneous | New | Water Heating | Natural Gas | Water Heater - Faucet Aerators | A | Integrated Unit Summer Peak Savings (kW) | Achievable Economic TRC Potential | 0 | 0 | 0 | 0 | 0 | 0 | 0 | 0 | 0 | 0 | 0 | 0 | 0 | 0 | 0 | 0 | 0 | 0 | 0 | 0 | 0 | 0 | 0 | 0 | 0 | 0 | 0
F3_Commercial_OR - Miscellaneous_New_Water Heating_Natural Gas_Water Heater - Faucet Aerators_A_Achievable Economic TRC Potential | F3 | Commercial | OR - Miscellaneous | New | Water Heating | Natural Gas | Water Heater - Faucet Aerators | A | Integrated Unit Winter Peak Savings (kW) | Achievable Economic TRC Potential | 0 | 0 | 0 | 0 | 0 | 0 | 0 | 0 | 0 | 0 | 0 | 0 | 0 | 0 | 0 | 0 | 0 | 0 | 0 | 0 | 0 | 0 | 0 | 0 | 0 | 0 | 0
F4_Commercial_OR - Miscellaneous_New_Water Heating_Natural Gas_Water Heater - Faucet Aerators_A_Achievable Economic TRC Potential | F4 | Commercial | OR - Miscellaneous | New | Water Heating | Natural Gas | Water Heater - Faucet Aerators | A | Incremental Energy Savings (MWh or mTherms) | Achievable Economic TRC Potential | 0 | 0 | 0 | 0 | 0 | 0 | 0 | 0 | 0 | 0 | 0 | 0 | 0 | 0 | 0 | 0 | 0 | 0 | 0 | 0 | 0 | 0 | 0 | 0 | 0 | 0 | 0
F5_Commercial_OR - Miscellaneous_New_Water Heating_Natural Gas_Water Heater - Faucet Aerators_A_Achievable Economic TRC Potential | F5 | Commercial | OR - Miscellaneous | New | Water Heating | Natural Gas | Water Heater - Faucet Aerators | A | Incremental Summer Peak Savings (MW) | Achievable Economic TRC Potential | 0 | 0 | 0 | 0 | 0 | 0 | 0 | 0 | 0 | 0 | 0 | 0 | 0 | 0 | 0 | 0 | 0 | 0 | 0 | 0 | 0 | 0 | 0 | 0 | 0 | 0 | 0
F6_Commercial_OR - Miscellaneous_New_Water Heating_Natural Gas_Water Heater - Faucet Aerators_A_Achievable Economic TRC Potential | F6 | Commercial | OR - Miscellaneous | New | Water Heating | Natural Gas | Water Heater - Faucet Aerators | A | Incremental Winter Peak Savings (MW) | Achievable Economic TRC Potential | 0 | 0 | 0 | 0 | 0 | 0 | 0 | 0 | 0 | 0 | 0 | 0 | 0 | 0 | 0 | 0 | 0 | 0 | 0 | 0 | 0 | 0 | 0 | 0 | 0 | 0 | 0
F7_Commercial_OR - Miscellaneous_New_Water Heating_Natural Gas_Water Heater - Faucet Aerators_A_Achievable Economic TRC Potential | F7 | Commercial | OR - Miscellaneous | New | Water Heating | Natural Gas | Water Heater - Faucet Aerators | A | Cumulative Energy Savings (MWh or mTherms) | Achievable Economic TRC Potential | 0 | 0 | 0 | 0 | 0 | 0 | 0 | 0 | 0 | 0 | 0 | 0 | 0 | 0 | 0 | 0 | 0 | 0 | 0 | 0 | 0 | 0 | 0 | 0 | 0 | 0 | 0
F8_Commercial_OR - Miscellaneous_New_Water Heating_Natural Gas_Water Heater - Faucet Aerators_A_Achievable Economic TRC Potential | F8 | Commercial | OR - Miscellaneous | New | Water Heating | Natural Gas | Water Heater - Faucet Aerators | A | Cumulative Summer Peak Savings (MW) | Achievable Economic TRC Potential | 0 | 0 | 0 | 0 | 0 | 0 | 0 | 0 | 0 | 0 | 0 | 0 | 0 | 0 | 0 | 0 | 0 | 0 | 0 | 0 | 0 | 0 | 0 | 0 | 0 | 0 | 0
F9_Commercial_OR - Miscellaneous_New_Water Heating_Natural Gas_Water Heater - Faucet Aerators_A_Achievable Economic TRC Potential | F9 | Commercial | OR - Miscellaneous | New | Water Heating | Natural Gas | Water Heater - Faucet Aerators | A | Cumulative Winter Peak Savings (MW) | Achievable Economic TRC Potential | 0 | 0 | 0 | 0 | 0 | 0 | 0 | 0 | 0 | 0 | 0 | 0 | 0 | 0 | 0 | 0 | 0 | 0 | 0 | 0 | 0 | 0 | 0 | 0 | 0 | 0 | 0
F10_Commercial_OR - Miscellaneous_New_Water Heating_Natural Gas_Water Heater - Faucet Aerators_A_Achievable Economic TRC Potential | F10 | Commercial | OR - Miscellaneous | New | Water Heating | Natural Gas | Water Heater - Faucet Aerators | A | Purchases (Incremental) | Achievable Economic TRC Potential | 0 | 0 | 0 | 0 | 0 | 0 | 0 | 0 | 0 | 0 | 0 | 0 | 0 | 0 | 0 | 0 | 0 | 0 | 0 | 0 | 0 | 0 | 0 | 0 | 0 | 0 | 0
F11_Commercial_OR - Miscellaneous_New_Water Heating_Natural Gas_Water Heater - Faucet Aerators_A_Achievable Economic TRC Potential | F11 | Commercial | OR - Miscellaneous | New | Water Heating | Natural Gas | Water Heater - Faucet Aerators | A | Purchases (Cumulative) | Achievable Economic TRC Potential | 0 | 0 | 0 | 0 | 0 | 0 | 0 | 0 | 0 | 0 | 0 | 0 | 0 | 0 | 0 | 0 | 0 | 0 | 0 | 0 | 0 | 0 | 0 | 0 | 0 | 0 | 0
F1_Commercial_OR - Miscellaneous_New_Water Heating_Natural Gas_Water Heater - Low-Flow Showerheads_A_Achievable Economic TRC Potential | F1 | Commercial | OR - Miscellaneous | New | Water Heating | Natural Gas | Water Heater - Low-Flow Showerheads | A | Integrated Unit Energy Savings (kWh or therms) | Achievable Economic TRC Potential | 0 | 0 | 0 | 0 | 0 | 0 | 0 | 0 | 0 | 0 | 0 | 0 | 0 | 0 | 0 | 0 | 0 | 0 | 0 | 0 | 0 | 0 | 0 | 0 | 0 | 0 | 0
F2_Commercial_OR - Miscellaneous_New_Water Heating_Natural Gas_Water Heater - Low-Flow Showerheads_A_Achievable Economic TRC Potential | F2 | Commercial | OR - Miscellaneous | New | Water Heating | Natural Gas | Water Heater - Low-Flow Showerheads | A | Integrated Unit Summer Peak Savings (kW) | Achievable Economic TRC Potential | 0 | 0 | 0 | 0 | 0 | 0 | 0 | 0 | 0 | 0 | 0 | 0 | 0 | 0 | 0 | 0 | 0 | 0 | 0 | 0 | 0 | 0 | 0 | 0 | 0 | 0 | 0
F3_Commercial_OR - Miscellaneous_New_Water Heating_Natural Gas_Water Heater - Low-Flow Showerheads_A_Achievable Economic TRC Potential | F3 | Commercial | OR - Miscellaneous | New | Water Heating | Natural Gas | Water Heater - Low-Flow Showerheads | A | Integrated Unit Winter Peak Savings (kW) | Achievable Economic TRC Potential | 0 | 0 | 0 | 0 | 0 | 0 | 0 | 0 | 0 | 0 | 0 | 0 | 0 | 0 | 0 | 0 | 0 | 0 | 0 | 0 | 0 | 0 | 0 | 0 | 0 | 0 | 0
F4_Commercial_OR - Miscellaneous_New_Water Heating_Natural Gas_Water Heater - Low-Flow Showerheads_A_Achievable Economic TRC Potential | F4 | Commercial | OR - Miscellaneous | New | Water Heating | Natural Gas | Water Heater - Low-Flow Showerheads | A | Incremental Energy Savings (MWh or mTherms) | Achievable Economic TRC Potential | 0 | 0 | 0 | 0 | 0 | 0 | 0 | 0 | 0 | 0 | 0 | 0 | 0 | 0 | 0 | 0 | 0 | 0 | 0 | 0 | 0 | 0 | 0 | 0 | 0 | 0 | 0
F5_Commercial_OR - Miscellaneous_New_Water Heating_Natural Gas_Water Heater - Low-Flow Showerheads_A_Achievable Economic TRC Potential | F5 | Commercial | OR - Miscellaneous | New | Water Heating | Natural Gas | Water Heater - Low-Flow Showerheads | A | Incremental Summer Peak Savings (MW) | Achievable Economic TRC Potential | 0 | 0 | 0 | 0 | 0 | 0 | 0 | 0 | 0 | 0 | 0 | 0 | 0 | 0 | 0 | 0 | 0 | 0 | 0 | 0 | 0 | 0 | 0 | 0 | 0 | 0 | 0
F6_Commercial_OR - Miscellaneous_New_Water Heating_Natural Gas_Water Heater - Low-Flow Showerheads_A_Achievable Economic TRC Potential | F6 | Commercial | OR - Miscellaneous | New | Water Heating | Natural Gas | Water Heater - Low-Flow Showerheads | A | Incremental Winter Peak Savings (MW) | Achievable Economic TRC Potential | 0 | 0 | 0 | 0 | 0 | 0 | 0 | 0 | 0 | 0 | 0 | 0 | 0 | 0 | 0 | 0 | 0 | 0 | 0 | 0 | 0 | 0 | 0 | 0 | 0 | 0 | 0
F7_Commercial_OR - Miscellaneous_New_Water Heating_Natural Gas_Water Heater - Low-Flow Showerheads_A_Achievable Economic TRC Potential | F7 | Commercial | OR - Miscellaneous | New | Water Heating | Natural Gas | Water Heater - Low-Flow Showerheads | A | Cumulative Energy Savings (MWh or mTherms) | Achievable Economic TRC Potential | 0 | 0 | 0 | 0 | 0 | 0 | 0 | 0 | 0 | 0 | 0 | 0 | 0 | 0 | 0 | 0 | 0 | 0 | 0 | 0 | 0 | 0 | 0 | 0 | 0 | 0 | 0
F8_Commercial_OR - Miscellaneous_New_Water Heating_Natural Gas_Water Heater - Low-Flow Showerheads_A_Achievable Economic TRC Potential | F8 | Commercial | OR - Miscellaneous | New | Water Heating | Natural Gas | Water Heater - Low-Flow Showerheads | A | Cumulative Summer Peak Savings (MW) | Achievable Economic TRC Potential | 0 | 0 | 0 | 0 | 0 | 0 | 0 | 0 | 0 | 0 | 0 | 0 | 0 | 0 | 0 | 0 | 0 | 0 | 0 | 0 | 0 | 0 | 0 | 0 | 0 | 0 | 0
F9_Commercial_OR - Miscellaneous_New_Water Heating_Natural Gas_Water Heater - Low-Flow Showerheads_A_Achievable Economic TRC Potential | F9 | Commercial | OR - Miscellaneous | New | Water Heating | Natural Gas | Water Heater - Low-Flow Showerheads | A | Cumulative Winter Peak Savings (MW) | Achievable Economic TRC Potential | 0 | 0 | 0 | 0 | 0 | 0 | 0 | 0 | 0 | 0 | 0 | 0 | 0 | 0 | 0 | 0 | 0 | 0 | 0 | 0 | 0 | 0 | 0 | 0 | 0 | 0 | 0
F10_Commercial_OR - Miscellaneous_New_Water Heating_Natural Gas_Water Heater - Low-Flow Showerheads_A_Achievable Economic TRC Potential | F10 | Commercial | OR - Miscellaneous | New | Water Heating | Natural Gas | Water Heater - Low-Flow Showerheads | A | Purchases (Incremental) | Achievable Economic TRC Potential | 0 | 0 | 0 | 0 | 0 | 0 | 0 | 0 | 0 | 0 | 0 | 0 | 0 | 0 | 0 | 0 | 0 | 0 | 0 | 0 | 0 | 0 | 0 | 0 | 0 | 0 | 0
F11_Commercial_OR - Miscellaneous_New_Water Heating_Natural Gas_Water Heater - Low-Flow Showerheads_A_Achievable Economic TRC Potential | F11 | Commercial | OR - Miscellaneous | New | Water Heating | Natural Gas | Water Heater - Low-Flow Showerheads | A | Purchases (Cumulative) | Achievable Economic TRC Potential | 0 | 0 | 0 | 0 | 0 | 0 | 0 | 0 | 0 | 0 | 0 | 0 | 0 | 0 | 0 | 0 | 0 | 0 | 0 | 0 | 0 | 0 | 0 | 0 | 0 | 0 | 0
F1_Commercial_OR - Miscellaneous_New_Water Heating_Natural Gas_Water Heater - Tank Blanket/Insulation_A_Achievable Economic TRC Potential | F1 | Commercial | OR - Miscellaneous | New | Water Heating | Natural Gas | Water Heater - Tank Blanket/Insulation | A | Integrated Unit Energy Savings (kWh or therms) | Achievable Economic TRC Potential | 0 | 0 | 0 | 0 | 0 | 0 | 0 | 0 | 0 | 0 | 0 | 0 | 0 | 0 | 0 | 0 | 0 | 0 | 0 | 0 | 0 | 0 | 0 | 0 | 0 | 0 | 0
F2_Commercial_OR - Miscellaneous_New_Water Heating_Natural Gas_Water Heater - Tank Blanket/Insulation_A_Achievable Economic TRC Potential | F2 | Commercial | OR - Miscellaneous | New | Water Heating | Natural Gas | Water Heater - Tank Blanket/Insulation | A | Integrated Unit Summer Peak Savings (kW) | Achievable Economic TRC Potential | 0 | 0 | 0 | 0 | 0 | 0 | 0 | 0 | 0 | 0 | 0 | 0 | 0 | 0 | 0 | 0 | 0 | 0 | 0 | 0 | 0 | 0 | 0 | 0 | 0 | 0 | 0
F3_Commercial_OR - Miscellaneous_New_Water Heating_Natural Gas_Water Heater - Tank Blanket/Insulation_A_Achievable Economic TRC Potential | F3 | Commercial | OR - Miscellaneous | New | Water Heating | Natural Gas | Water Heater - Tank Blanket/Insulation | A | Integrated Unit Winter Peak Savings (kW) | Achievable Economic TRC Potential | 0 | 0 | 0 | 0 | 0 | 0 | 0 | 0 | 0 | 0 | 0 | 0 | 0 | 0 | 0 | 0 | 0 | 0 | 0 | 0 | 0 | 0 | 0 | 0 | 0 | 0 | 0
F4_Commercial_OR - Miscellaneous_New_Water Heating_Natural Gas_Water Heater - Tank Blanket/Insulation_A_Achievable Economic TRC Potential | F4 | Commercial | OR - Miscellaneous | New | Water Heating | Natural Gas | Water Heater - Tank Blanket/Insulation | A | Incremental Energy Savings (MWh or mTherms) | Achievable Economic TRC Potential | 0 | 0 | 0 | 0 | 0 | 0 | 0 | 0 | 0 | 0 | 0 | 0 | 0 | 0 | 0 | 0 | 0 | 0 | 0 | 0 | 0 | 0 | 0 | 0 | 0 | 0 | 0
F5_Commercial_OR - Miscellaneous_New_Water Heating_Natural Gas_Water Heater - Tank Blanket/Insulation_A_Achievable Economic TRC Potential | F5 | Commercial | OR - Miscellaneous | New | Water Heating | Natural Gas | Water Heater - Tank Blanket/Insulation | A | Incremental Summer Peak Savings (MW) | Achievable Economic TRC Potential | 0 | 0 | 0 | 0 | 0 | 0 | 0 | 0 | 0 | 0 | 0 | 0 | 0 | 0 | 0 | 0 | 0 | 0 | 0 | 0 | 0 | 0 | 0 | 0 | 0 | 0 | 0
F6_Commercial_OR - Miscellaneous_New_Water Heating_Natural Gas_Water Heater - Tank Blanket/Insulation_A_Achievable Economic TRC Potential | F6 | Commercial | OR - Miscellaneous | New | Water Heating | Natural Gas | Water Heater - Tank Blanket/Insulation | A | Incremental Winter Peak Savings (MW) | Achievable Economic TRC Potential | 0 | 0 | 0 | 0 | 0 | 0 | 0 | 0 | 0 | 0 | 0 | 0 | 0 | 0 | 0 | 0 | 0 | 0 | 0 | 0 | 0 | 0 | 0 | 0 | 0 | 0 | 0
F7_Commercial_OR - Miscellaneous_New_Water Heating_Natural Gas_Water Heater - Tank Blanket/Insulation_A_Achievable Economic TRC Potential | F7 | Commercial | OR - Miscellaneous | New | Water Heating | Natural Gas | Water Heater - Tank Blanket/Insulation | A | Cumulative Energy Savings (MWh or mTherms) | Achievable Economic TRC Potential | 0 | 0 | 0 | 0 | 0 | 0 | 0 | 0 | 0 | 0 | 0 | 0 | 0 | 0 | 0 | 0 | 0 | 0 | 0 | 0 | 0 | 0 | 0 | 0 | 0 | 0 | 0
F8_Commercial_OR - Miscellaneous_New_Water Heating_Natural Gas_Water Heater - Tank Blanket/Insulation_A_Achievable Economic TRC Potential | F8 | Commercial | OR - Miscellaneous | New | Water Heating | Natural Gas | Water Heater - Tank Blanket/Insulation | A | Cumulative Summer Peak Savings (MW) | Achievable Economic TRC Potential | 0 | 0 | 0 | 0 | 0 | 0 | 0 | 0 | 0 | 0 | 0 | 0 | 0 | 0 | 0 | 0 | 0 | 0 | 0 | 0 | 0 | 0 | 0 | 0 | 0 | 0 | 0
F9_Commercial_OR - Miscellaneous_New_Water Heating_Natural Gas_Water Heater - Tank Blanket/Insulation_A_Achievable Economic TRC Potential | F9 | Commercial | OR - Miscellaneous | New | Water Heating | Natural Gas | Water Heater - Tank Blanket/Insulation | A | Cumulative Winter Peak Savings (MW) | Achievable Economic TRC Potential | 0 | 0 | 0 | 0 | 0 | 0 | 0 | 0 | 0 | 0 | 0 | 0 | 0 | 0 | 0 | 0 | 0 | 0 | 0 | 0 | 0 | 0 | 0 | 0 | 0 | 0 | 0
F10_Commercial_OR - Miscellaneous_New_Water Heating_Natural Gas_Water Heater - Tank Blanket/Insulation_A_Achievable Economic TRC Potential | F10 | Commercial | OR - Miscellaneous | New | Water Heating | Natural Gas | Water Heater - Tank Blanket/Insulation | A | Purchases (Incremental) | Achievable Economic TRC Potential | 0 | 0 | 0 | 0 | 0 | 0 | 0 | 0 | 0 | 0 | 0 | 0 | 0 | 0 | 0 | 0 | 0 | 0 | 0 | 0 | 0 | 0 | 0 | 0 | 0 | 0 | 0
F11_Commercial_OR - Miscellaneous_New_Water Heating_Natural Gas_Water Heater - Tank Blanket/Insulation_A_Achievable Economic TRC Potential | F11 | Commercial | OR - Miscellaneous | New | Water Heating | Natural Gas | Water Heater - Tank Blanket/Insulation | A | Purchases (Cumulative) | Achievable Economic TRC Potential | 0 | 0 | 0 | 0 | 0 | 0 | 0 | 0 | 0 | 0 | 0 | 0 | 0 | 0 | 0 | 0 | 0 | 0 | 0 | 0 | 0 | 0 | 0 | 0 | 0 | 0 | 0
F1_Commercial_OR - Miscellaneous_New_Water Heating_Natural Gas_Water Heater - Drainwater Heat Recovery_A_Achievable Economic TRC Potential | F1 | Commercial | OR - Miscellaneous | New | Water Heating | Natural Gas | Water Heater - Drainwater Heat Recovery | A | Integrated Unit Energy Savings (kWh or therms) | Achievable Economic TRC Potential | 0 | 0 | 0 | 0 | 0 | 0 | 0 | 0 | 0 | 0 | 0 | 0 | 0 | 0 | 0 | 0 | 0 | 0 | 0 | 0 | 0 | 0 | 0 | 0 | 0 | 0 | 0
F2_Commercial_OR - Miscellaneous_New_Water Heating_Natural Gas_Water Heater - Drainwater Heat Recovery_A_Achievable Economic TRC Potential | F2 | Commercial | OR - Miscellaneous | New | Water Heating | Natural Gas | Water Heater - Drainwater Heat Recovery | A | Integrated Unit Summer Peak Savings (kW) | Achievable Economic TRC Potential | 0 | 0 | 0 | 0 | 0 | 0 | 0 | 0 | 0 | 0 | 0 | 0 | 0 | 0 | 0 | 0 | 0 | 0 | 0 | 0 | 0 | 0 | 0 | 0 | 0 | 0 | 0
F3_Commercial_OR - Miscellaneous_New_Water Heating_Natural Gas_Water Heater - Drainwater Heat Recovery_A_Achievable Economic TRC Potential | F3 | Commercial | OR - Miscellaneous | New | Water Heating | Natural Gas | Water Heater - Drainwater Heat Recovery | A | Integrated Unit Winter Peak Savings (kW) | Achievable Economic TRC Potential | 0 | 0 | 0 | 0 | 0 | 0 | 0 | 0 | 0 | 0 | 0 | 0 | 0 | 0 | 0 | 0 | 0 | 0 | 0 | 0 | 0 | 0 | 0 | 0 | 0 | 0 | 0
F4_Commercial_OR - Miscellaneous_New_Water Heating_Natural Gas_Water Heater - Drainwater Heat Recovery_A_Achievable Economic TRC Potential | F4 | Commercial | OR - Miscellaneous | New | Water Heating | Natural Gas | Water Heater - Drainwater Heat Recovery | A | Incremental Energy Savings (MWh or mTherms) | Achievable Economic TRC Potential | 0 | 0 | 0 | 0 | 0 | 0 | 0 | 0 | 0 | 0 | 0 | 0 | 0 | 0 | 0 | 0 | 0 | 0 | 0 | 0 | 0 | 0 | 0 | 0 | 0 | 0 | 0
F5_Commercial_OR - Miscellaneous_New_Water Heating_Natural Gas_Water Heater - Drainwater Heat Recovery_A_Achievable Economic TRC Potential | F5 | Commercial | OR - Miscellaneous | New | Water Heating | Natural Gas | Water Heater - Drainwater Heat Recovery | A | Incremental Summer Peak Savings (MW) | Achievable Economic TRC Potential | 0 | 0 | 0 | 0 | 0 | 0 | 0 | 0 | 0 | 0 | 0 | 0 | 0 | 0 | 0 | 0 | 0 | 0 | 0 | 0 | 0 | 0 | 0 | 0 | 0 | 0 | 0
F6_Commercial_OR - Miscellaneous_New_Water Heating_Natural Gas_Water Heater - Drainwater Heat Recovery_A_Achievable Economic TRC Potential | F6 | Commercial | OR - Miscellaneous | New | Water Heating | Natural Gas | Water Heater - Drainwater Heat Recovery | A | Incremental Winter Peak Savings (MW) | Achievable Economic TRC Potential | 0 | 0 | 0 | 0 | 0 | 0 | 0 | 0 | 0 | 0 | 0 | 0 | 0 | 0 | 0 | 0 | 0 | 0 | 0 | 0 | 0 | 0 | 0 | 0 | 0 | 0 | 0
F7_Commercial_OR - Miscellaneous_New_Water Heating_Natural Gas_Water Heater - Drainwater Heat Recovery_A_Achievable Economic TRC Potential | F7 | Commercial | OR - Miscellaneous | New | Water Heating | Natural Gas | Water Heater - Drainwater Heat Recovery | A | Cumulative Energy Savings (MWh or mTherms) | Achievable Economic TRC Potential | 0 | 0 | 0 | 0 | 0 | 0 | 0 | 0 | 0 | 0 | 0 | 0 | 0 | 0 | 0 | 0 | 0 | 0 | 0 | 0 | 0 | 0 | 0 | 0 | 0 | 0 | 0
F8_Commercial_OR - Miscellaneous_New_Water Heating_Natural Gas_Water Heater - Drainwater Heat Recovery_A_Achievable Economic TRC Potential | F8 | Commercial | OR - Miscellaneous | New | Water Heating | Natural Gas | Water Heater - Drainwater Heat Recovery | A | Cumulative Summer Peak Savings (MW) | Achievable Economic TRC Potential | 0 | 0 | 0 | 0 | 0 | 0 | 0 | 0 | 0 | 0 | 0 | 0 | 0 | 0 | 0 | 0 | 0 | 0 | 0 | 0 | 0 | 0 | 0 | 0 | 0 | 0 | 0
F9_Commercial_OR - Miscellaneous_New_Water Heating_Natural Gas_Water Heater - Drainwater Heat Recovery_A_Achievable Economic TRC Potential | F9 | Commercial | OR - Miscellaneous | New | Water Heating | Natural Gas | Water Heater - Drainwater Heat Recovery | A | Cumulative Winter Peak Savings (MW) | Achievable Economic TRC Potential | 0 | 0 | 0 | 0 | 0 | 0 | 0 | 0 | 0 | 0 | 0 | 0 | 0 | 0 | 0 | 0 | 0 | 0 | 0 | 0 | 0 | 0 | 0 | 0 | 0 | 0 | 0
F10_Commercial_OR - Miscellaneous_New_Water Heating_Natural Gas_Water Heater - Drainwater Heat Recovery_A_Achievable Economic TRC Potential | F10 | Commercial | OR - Miscellaneous | New | Water Heating | Natural Gas | Water Heater - Drainwater Heat Recovery | A | Purchases (Incremental) | Achievable Economic TRC Potential | 0 | 0 | 0 | 0 | 0 | 0 | 0 | 0 | 0 | 0 | 0 | 0 | 0 | 0 | 0 | 0 | 0 | 0 | 0 | 0 | 0 | 0 | 0 | 0 | 0 | 0 | 0
F11_Commercial_OR - Miscellaneous_New_Water Heating_Natural Gas_Water Heater - Drainwater Heat Recovery_A_Achievable Economic TRC Potential | F11 | Commercial | OR - Miscellaneous | New | Water Heating | Natural Gas | Water Heater - Drainwater Heat Recovery | A | Purchases (Cumulative) | Achievable Economic TRC Potential | 0 | 0 | 0 | 0 | 0 | 0 | 0 | 0 | 0 | 0 | 0 | 0 | 0 | 0 | 0 | 0 | 0 | 0 | 0 | 0 | 0 | 0 | 0 | 0 | 0 | 0 | 0
F1_Commercial_OR - Miscellaneous_New_Water Heating_Natural Gas_Water Heater - Circulation Pump Controls_A_Achievable Economic TRC Potential | F1 | Commercial | OR - Miscellaneous | New | Water Heating | Natural Gas | Water Heater - Circulation Pump Controls | A | Integrated Unit Energy Savings (kWh or therms) | Achievable Economic TRC Potential | 0 | 0 | 0 | 0 | 0 | 0 | 0 | 0 | 0 | 0 | 0 | 0 | 0 | 0 | 0 | 0 | 0 | 0 | 0 | 0 | 0 | 0 | 0 | 0 | 0 | 0 | 0
F2_Commercial_OR - Miscellaneous_New_Water Heating_Natural Gas_Water Heater - Circulation Pump Controls_A_Achievable Economic TRC Potential | F2 | Commercial | OR - Miscellaneous | New | Water Heating | Natural Gas | Water Heater - Circulation Pump Controls | A | Integrated Unit Summer Peak Savings (kW) | Achievable Economic TRC Potential | 0 | 0 | 0 | 0 | 0 | 0 | 0 | 0 | 0 | 0 | 0 | 0 | 0 | 0 | 0 | 0 | 0 | 0 | 0 | 0 | 0 | 0 | 0 | 0 | 0 | 0 | 0
F3_Commercial_OR - Miscellaneous_New_Water Heating_Natural Gas_Water Heater - Circulation Pump Controls_A_Achievable Economic TRC Potential | F3 | Commercial | OR - Miscellaneous | New | Water Heating | Natural Gas | Water Heater - Circulation Pump Controls | A | Integrated Unit Winter Peak Savings (kW) | Achievable Economic TRC Potential | 0 | 0 | 0 | 0 | 0 | 0 | 0 | 0 | 0 | 0 | 0 | 0 | 0 | 0 | 0 | 0 | 0 | 0 | 0 | 0 | 0 | 0 | 0 | 0 | 0 | 0 | 0
F4_Commercial_OR - Miscellaneous_New_Water Heating_Natural Gas_Water Heater - Circulation Pump Controls_A_Achievable Economic TRC Potential | F4 | Commercial | OR - Miscellaneous | New | Water Heating | Natural Gas | Water Heater - Circulation Pump Controls | A | Incremental Energy Savings (MWh or mTherms) | Achievable Economic TRC Potential | 0 | 0 | 0 | 0 | 0 | 0 | 0 | 0 | 0 | 0 | 0 | 0 | 0 | 0 | 0 | 0 | 0 | 0 | 0 | 0 | 0 | 0 | 0 | 0 | 0 | 0 | 0
F5_Commercial_OR - Miscellaneous_New_Water Heating_Natural Gas_Water Heater - Circulation Pump Controls_A_Achievable Economic TRC Potential | F5 | Commercial | OR - Miscellaneous | New | Water Heating | Natural Gas | Water Heater - Circulation Pump Controls | A | Incremental Summer Peak Savings (MW) | Achievable Economic TRC Potential | 0 | 0 | 0 | 0 | 0 | 0 | 0 | 0 | 0 | 0 | 0 | 0 | 0 | 0 | 0 | 0 | 0 | 0 | 0 | 0 | 0 | 0 | 0 | 0 | 0 | 0 | 0
F6_Commercial_OR - Miscellaneous_New_Water Heating_Natural Gas_Water Heater - Circulation Pump Controls_A_Achievable Economic TRC Potential | F6 | Commercial | OR - Miscellaneous | New | Water Heating | Natural Gas | Water Heater - Circulation Pump Controls | A | Incremental Winter Peak Savings (MW) | Achievable Economic TRC Potential | 0 | 0 | 0 | 0 | 0 | 0 | 0 | 0 | 0 | 0 | 0 | 0 | 0 | 0 | 0 | 0 | 0 | 0 | 0 | 0 | 0 | 0 | 0 | 0 | 0 | 0 | 0
F7_Commercial_OR - Miscellaneous_New_Water Heating_Natural Gas_Water Heater - Circulation Pump Controls_A_Achievable Economic TRC Potential | F7 | Commercial | OR - Miscellaneous | New | Water Heating | Natural Gas | Water Heater - Circulation Pump Controls | A | Cumulative Energy Savings (MWh or mTherms) | Achievable Economic TRC Potential | 0 | 0 | 0 | 0 | 0 | 0 | 0 | 0 | 0 | 0 | 0 | 0 | 0 | 0 | 0 | 0 | 0 | 0 | 0 | 0 | 0 | 0 | 0 | 0 | 0 | 0 | 0
F8_Commercial_OR - Miscellaneous_New_Water Heating_Natural Gas_Water Heater - Circulation Pump Controls_A_Achievable Economic TRC Potential | F8 | Commercial | OR - Miscellaneous | New | Water Heating | Natural Gas | Water Heater - Circulation Pump Controls | A | Cumulative Summer Peak Savings (MW) | Achievable Economic TRC Potential | 0 | 0 | 0 | 0 | 0 | 0 | 0 | 0 | 0 | 0 | 0 | 0 | 0 | 0 | 0 | 0 | 0 | 0 | 0 | 0 | 0 | 0 | 0 | 0 | 0 | 0 | 0
F9_Commercial_OR - Miscellaneous_New_Water Heating_Natural Gas_Water Heater - Circulation Pump Controls_A_Achievable Economic TRC Potential | F9 | Commercial | OR - Miscellaneous | New | Water Heating | Natural Gas | Water Heater - Circulation Pump Controls | A | Cumulative Winter Peak Savings (MW) | Achievable Economic TRC Potential | 0 | 0 | 0 | 0 | 0 | 0 | 0 | 0 | 0 | 0 | 0 | 0 | 0 | 0 | 0 | 0 | 0 | 0 | 0 | 0 | 0 | 0 | 0 | 0 | 0 | 0 | 0
F10_Commercial_OR - Miscellaneous_New_Water Heating_Natural Gas_Water Heater - Circulation Pump Controls_A_Achievable Economic TRC Potential | F10 | Commercial | OR - Miscellaneous | New | Water Heating | Natural Gas | Water Heater - Circulation Pump Controls | A | Purchases (Incremental) | Achievable Economic TRC Potential | 0 | 0 | 0 | 0 | 0 | 0 | 0 | 0 | 0 | 0 | 0 | 0 | 0 | 0 | 0 | 0 | 0 | 0 | 0 | 0 | 0 | 0 | 0 | 0 | 0 | 0 | 0
F11_Commercial_OR - Miscellaneous_New_Water Heating_Natural Gas_Water Heater - Circulation Pump Controls_A_Achievable Economic TRC Potential | F11 | Commercial | OR - Miscellaneous | New | Water Heating | Natural Gas | Water Heater - Circulation Pump Controls | A | Purchases (Cumulative) | Achievable Economic TRC Potential | 0 | 0 | 0 | 0 | 0 | 0 | 0 | 0 | 0 | 0 | 0 | 0 | 0 | 0 | 0 | 0 | 0 | 0 | 0 | 0 | 0 | 0 | 0 | 0 | 0 | 0 | 0
F1_Commercial_OR - Miscellaneous_New_Water Heating_Natural Gas_Water Heater - Pipe Insulation_A_Achievable Economic TRC Potential | F1 | Commercial | OR - Miscellaneous | New | Water Heating | Natural Gas | Water Heater - Pipe Insulation | A | Integrated Unit Energy Savings (kWh or therms) | Achievable Economic TRC Potential | 0 | 0 | 0 | 0 | 0 | 0 | 0 | 0 | 0 | 0 | 0 | 0 | 0 | 0 | 0 | 0 | 0 | 0 | 0 | 0 | 0 | 0 | 0 | 0 | 0 | 0 | 0
F2_Commercial_OR - Miscellaneous_New_Water Heating_Natural Gas_Water Heater - Pipe Insulation_A_Achievable Economic TRC Potential | F2 | Commercial | OR - Miscellaneous | New | Water Heating | Natural Gas | Water Heater - Pipe Insulation | A | Integrated Unit Summer Peak Savings (kW) | Achievable Economic TRC Potential | 0 | 0 | 0 | 0 | 0 | 0 | 0 | 0 | 0 | 0 | 0 | 0 | 0 | 0 | 0 | 0 | 0 | 0 | 0 | 0 | 0 | 0 | 0 | 0 | 0 | 0 | 0
F3_Commercial_OR - Miscellaneous_New_Water Heating_Natural Gas_Water Heater - Pipe Insulation_A_Achievable Economic TRC Potential | F3 | Commercial | OR - Miscellaneous | New | Water Heating | Natural Gas | Water Heater - Pipe Insulation | A | Integrated Unit Winter Peak Savings (kW) | Achievable Economic TRC Potential | 0 | 0 | 0 | 0 | 0 | 0 | 0 | 0 | 0 | 0 | 0 | 0 | 0 | 0 | 0 | 0 | 0 | 0 | 0 | 0 | 0 | 0 | 0 | 0 | 0 | 0 | 0
F4_Commercial_OR - Miscellaneous_New_Water Heating_Natural Gas_Water Heater - Pipe Insulation_A_Achievable Economic TRC Potential | F4 | Commercial | OR - Miscellaneous | New | Water Heating | Natural Gas | Water Heater - Pipe Insulation | A | Incremental Energy Savings (MWh or mTherms) | Achievable Economic TRC Potential | 0 | 0 | 0 | 0 | 0 | 0 | 0 | 0 | 0 | 0 | 0 | 0 | 0 | 0 | 0 | 0 | 0 | 0 | 0 | 0 | 0 | 0 | 0 | 0 | 0 | 0 | 0
F5_Commercial_OR - Miscellaneous_New_Water Heating_Natural Gas_Water Heater - Pipe Insulation_A_Achievable Economic TRC Potential | F5 | Commercial | OR - Miscellaneous | New | Water Heating | Natural Gas | Water Heater - Pipe Insulation | A | Incremental Summer Peak Savings (MW) | Achievable Economic TRC Potential | 0 | 0 | 0 | 0 | 0 | 0 | 0 | 0 | 0 | 0 | 0 | 0 | 0 | 0 | 0 | 0 | 0 | 0 | 0 | 0 | 0 | 0 | 0 | 0 | 0 | 0 | 0
F6_Commercial_OR - Miscellaneous_New_Water Heating_Natural Gas_Water Heater - Pipe Insulation_A_Achievable Economic TRC Potential | F6 | Commercial | OR - Miscellaneous | New | Water Heating | Natural Gas | Water Heater - Pipe Insulation | A | Incremental Winter Peak Savings (MW) | Achievable Economic TRC Potential | 0 | 0 | 0 | 0 | 0 | 0 | 0 | 0 | 0 | 0 | 0 | 0 | 0 | 0 | 0 | 0 | 0 | 0 | 0 | 0 | 0 | 0 | 0 | 0 | 0 | 0 | 0
F7_Commercial_OR - Miscellaneous_New_Water Heating_Natural Gas_Water Heater - Pipe Insulation_A_Achievable Economic TRC Potential | F7 | Commercial | OR - Miscellaneous | New | Water Heating | Natural Gas | Water Heater - Pipe Insulation | A | Cumulative Energy Savings (MWh or mTherms) | Achievable Economic TRC Potential | 0 | 0 | 0 | 0 | 0 | 0 | 0 | 0 | 0 | 0 | 0 | 0 | 0 | 0 | 0 | 0 | 0 | 0 | 0 | 0 | 0 | 0 | 0 | 0 | 0 | 0 | 0
F8_Commercial_OR - Miscellaneous_New_Water Heating_Natural Gas_Water Heater - Pipe Insulation_A_Achievable Economic TRC Potential | F8 | Commercial | OR - Miscellaneous | New | Water Heating | Natural Gas | Water Heater - Pipe Insulation | A | Cumulative Summer Peak Savings (MW) | Achievable Economic TRC Potential | 0 | 0 | 0 | 0 | 0 | 0 | 0 | 0 | 0 | 0 | 0 | 0 | 0 | 0 | 0 | 0 | 0 | 0 | 0 | 0 | 0 | 0 | 0 | 0 | 0 | 0 | 0
F9_Commercial_OR - Miscellaneous_New_Water Heating_Natural Gas_Water Heater - Pipe Insulation_A_Achievable Economic TRC Potential | F9 | Commercial | OR - Miscellaneous | New | Water Heating | Natural Gas | Water Heater - Pipe Insulation | A | Cumulative Winter Peak Savings (MW) | Achievable Economic TRC Potential | 0 | 0 | 0 | 0 | 0 | 0 | 0 | 0 | 0 | 0 | 0 | 0 | 0 | 0 | 0 | 0 | 0 | 0 | 0 | 0 | 0 | 0 | 0 | 0 | 0 | 0 | 0
F10_Commercial_OR - Miscellaneous_New_Water Heating_Natural Gas_Water Heater - Pipe Insulation_A_Achievable Economic TRC Potential | F10 | Commercial | OR - Miscellaneous | New | Water Heating | Natural Gas | Water Heater - Pipe Insulation | A | Purchases (Incremental) | Achievable Economic TRC Potential | 0 | 0 | 0 | 0 | 0 | 0 | 0 | 0 | 0 | 0 | 0 | 0 | 0 | 0 | 0 | 0 | 0 | 0 | 0 | 0 | 0 | 0 | 0 | 0 | 0 | 0 | 0
F11_Commercial_OR - Miscellaneous_New_Water Heating_Natural Gas_Water Heater - Pipe Insulation_A_Achievable Economic TRC Potential | F11 | Commercial | OR - Miscellaneous | New | Water Heating | Natural Gas | Water Heater - Pipe Insulation | A | Purchases (Cumulative) | Achievable Economic TRC Potential | 0 | 0 | 0 | 0 | 0 | 0 | 0 | 0 | 0 | 0 | 0 | 0 | 0 | 0 | 0 | 0 | 0 | 0 | 0 | 0 | 0 | 0 | 0 | 0 | 0 | 0 | 0
F1_Commercial_OR - Miscellaneous_New_Water Heating_Natural Gas_Water Heater - Motion Control Faucet_A_Achievable Economic TRC Potential | F1 | Commercial | OR - Miscellaneous | New | Water Heating | Natural Gas | Water Heater - Motion Control Faucet | A | Integrated Unit Energy Savings (kWh or therms) | Achievable Economic TRC Potential | 0 | 0 | 0 | 0 | 0 | 0 | 0 | 0 | 0 | 0 | 0 | 0 | 0 | 0 | 0 | 0 | 0 | 0 | 0 | 0 | 0 | 0 | 0 | 0 | 0 | 0 | 0
F2_Commercial_OR - Miscellaneous_New_Water Heating_Natural Gas_Water Heater - Motion Control Faucet_A_Achievable Economic TRC Potential | F2 | Commercial | OR - Miscellaneous | New | Water Heating | Natural Gas | Water Heater - Motion Control Faucet | A | Integrated Unit Summer Peak Savings (kW) | Achievable Economic TRC Potential | 0 | 0 | 0 | 0 | 0 | 0 | 0 | 0 | 0 | 0 | 0 | 0 | 0 | 0 | 0 | 0 | 0 | 0 | 0 | 0 | 0 | 0 | 0 | 0 | 0 | 0 | 0
F3_Commercial_OR - Miscellaneous_New_Water Heating_Natural Gas_Water Heater - Motion Control Faucet_A_Achievable Economic TRC Potential | F3 | Commercial | OR - Miscellaneous | New | Water Heating | Natural Gas | Water Heater - Motion Control Faucet | A | Integrated Unit Winter Peak Savings (kW) | Achievable Economic TRC Potential | 0 | 0 | 0 | 0 | 0 | 0 | 0 | 0 | 0 | 0 | 0 | 0 | 0 | 0 | 0 | 0 | 0 | 0 | 0 | 0 | 0 | 0 | 0 | 0 | 0 | 0 | 0
F4_Commercial_OR - Miscellaneous_New_Water Heating_Natural Gas_Water Heater - Motion Control Faucet_A_Achievable Economic TRC Potential | F4 | Commercial | OR - Miscellaneous | New | Water Heating | Natural Gas | Water Heater - Motion Control Faucet | A | Incremental Energy Savings (MWh or mTherms) | Achievable Economic TRC Potential | 0 | 0 | 0 | 0 | 0 | 0 | 0 | 0 | 0 | 0 | 0 | 0 | 0 | 0 | 0 | 0 | 0 | 0 | 0 | 0 | 0 | 0 | 0 | 0 | 0 | 0 | 0
F5_Commercial_OR - Miscellaneous_New_Water Heating_Natural Gas_Water Heater - Motion Control Faucet_A_Achievable Economic TRC Potential | F5 | Commercial | OR - Miscellaneous | New | Water Heating | Natural Gas | Water Heater - Motion Control Faucet | A | Incremental Summer Peak Savings (MW) | Achievable Economic TRC Potential | 0 | 0 | 0 | 0 | 0 | 0 | 0 | 0 | 0 | 0 | 0 | 0 | 0 | 0 | 0 | 0 | 0 | 0 | 0 | 0 | 0 | 0 | 0 | 0 | 0 | 0 | 0
F6_Commercial_OR - Miscellaneous_New_Water Heating_Natural Gas_Water Heater - Motion Control Faucet_A_Achievable Economic TRC Potential | F6 | Commercial | OR - Miscellaneous | New | Water Heating | Natural Gas | Water Heater - Motion Control Faucet | A | Incremental Winter Peak Savings (MW) | Achievable Economic TRC Potential | 0 | 0 | 0 | 0 | 0 | 0 | 0 | 0 | 0 | 0 | 0 | 0 | 0 | 0 | 0 | 0 | 0 | 0 | 0 | 0 | 0 | 0 | 0 | 0 | 0 | 0 | 0
F7_Commercial_OR - Miscellaneous_New_Water Heating_Natural Gas_Water Heater - Motion Control Faucet_A_Achievable Economic TRC Potential | F7 | Commercial | OR - Miscellaneous | New | Water Heating | Natural Gas | Water Heater - Motion Control Faucet | A | Cumulative Energy Savings (MWh or mTherms) | Achievable Economic TRC Potential | 0 | 0 | 0 | 0 | 0 | 0 | 0 | 0 | 0 | 0 | 0 | 0 | 0 | 0 | 0 | 0 | 0 | 0 | 0 | 0 | 0 | 0 | 0 | 0 | 0 | 0 | 0
F8_Commercial_OR - Miscellaneous_New_Water Heating_Natural Gas_Water Heater - Motion Control Faucet_A_Achievable Economic TRC Potential | F8 | Commercial | OR - Miscellaneous | New | Water Heating | Natural Gas | Water Heater - Motion Control Faucet | A | Cumulative Summer Peak Savings (MW) | Achievable Economic TRC Potential | 0 | 0 | 0 | 0 | 0 | 0 | 0 | 0 | 0 | 0 | 0 | 0 | 0 | 0 | 0 | 0 | 0 | 0 | 0 | 0 | 0 | 0 | 0 | 0 | 0 | 0 | 0
F9_Commercial_OR - Miscellaneous_New_Water Heating_Natural Gas_Water Heater - Motion Control Faucet_A_Achievable Economic TRC Potential | F9 | Commercial | OR - Miscellaneous | New | Water Heating | Natural Gas | Water Heater - Motion Control Faucet | A | Cumulative Winter Peak Savings (MW) | Achievable Economic TRC Potential | 0 | 0 | 0 | 0 | 0 | 0 | 0 | 0 | 0 | 0 | 0 | 0 | 0 | 0 | 0 | 0 | 0 | 0 | 0 | 0 | 0 | 0 | 0 | 0 | 0 | 0 | 0
F10_Commercial_OR - Miscellaneous_New_Water Heating_Natural Gas_Water Heater - Motion Control Faucet_A_Achievable Economic TRC Potential | F10 | Commercial | OR - Miscellaneous | New | Water Heating | Natural Gas | Water Heater - Motion Control Faucet | A | Purchases (Incremental) | Achievable Economic TRC Potential | 0 | 0 | 0 | 0 | 0 | 0 | 0 | 0 | 0 | 0 | 0 | 0 | 0 | 0 | 0 | 0 | 0 | 0 | 0 | 0 | 0 | 0 | 0 | 0 | 0 | 0 | 0
F11_Commercial_OR - Miscellaneous_New_Water Heating_Natural Gas_Water Heater - Motion Control Faucet_A_Achievable Economic TRC Potential | F11 | Commercial | OR - Miscellaneous | New | Water Heating | Natural Gas | Water Heater - Motion Control Faucet | A | Purchases (Cumulative) | Achievable Economic TRC Potential | 0 | 0 | 0 | 0 | 0 | 0 | 0 | 0 | 0 | 0 | 0 | 0 | 0 | 0 | 0 | 0 | 0 | 0 | 0 | 0 | 0 | 0 | 0 | 0 | 0 | 0 | 0
F1_Commercial_OR - Miscellaneous_New_Water Heating_Natural Gas_Water Heater - Solar System_A_Achievable Economic TRC Potential | F1 | Commercial | OR - Miscellaneous | New | Water Heating | Natural Gas | Water Heater - Solar System | A | Integrated Unit Energy Savings (kWh or therms) | Achievable Economic TRC Potential | 0 | 0 | 0 | 0 | 0 | 0 | 0 | 0 | 0 | 0 | 0 | 0 | 0 | 0 | 0 | 0 | 0 | 0 | 0 | 0 | 0 | 0 | 0 | 0 | 0 | 0 | 0
F2_Commercial_OR - Miscellaneous_New_Water Heating_Natural Gas_Water Heater - Solar System_A_Achievable Economic TRC Potential | F2 | Commercial | OR - Miscellaneous | New | Water Heating | Natural Gas | Water Heater - Solar System | A | Integrated Unit Summer Peak Savings (kW) | Achievable Economic TRC Potential | 0 | 0 | 0 | 0 | 0 | 0 | 0 | 0 | 0 | 0 | 0 | 0 | 0 | 0 | 0 | 0 | 0 | 0 | 0 | 0 | 0 | 0 | 0 | 0 | 0 | 0 | 0
F3_Commercial_OR - Miscellaneous_New_Water Heating_Natural Gas_Water Heater - Solar System_A_Achievable Economic TRC Potential | F3 | Commercial | OR - Miscellaneous | New | Water Heating | Natural Gas | Water Heater - Solar System | A | Integrated Unit Winter Peak Savings (kW) | Achievable Economic TRC Potential | 0 | 0 | 0 | 0 | 0 | 0 | 0 | 0 | 0 | 0 | 0 | 0 | 0 | 0 | 0 | 0 | 0 | 0 | 0 | 0 | 0 | 0 | 0 | 0 | 0 | 0 | 0
F4_Commercial_OR - Miscellaneous_New_Water Heating_Natural Gas_Water Heater - Solar System_A_Achievable Economic TRC Potential | F4 | Commercial | OR - Miscellaneous | New | Water Heating | Natural Gas | Water Heater - Solar System | A | Incremental Energy Savings (MWh or mTherms) | Achievable Economic TRC Potential | 0 | 0 | 0 | 0 | 0 | 0 | 0 | 0 | 0 | 0 | 0 | 0 | 0 | 0 | 0 | 0 | 0 | 0 | 0 | 0 | 0 | 0 | 0 | 0 | 0 | 0 | 0
F5_Commercial_OR - Miscellaneous_New_Water Heating_Natural Gas_Water Heater - Solar System_A_Achievable Economic TRC Potential | F5 | Commercial | OR - Miscellaneous | New | Water Heating | Natural Gas | Water Heater - Solar System | A | Incremental Summer Peak Savings (MW) | Achievable Economic TRC Potential | 0 | 0 | 0 | 0 | 0 | 0 | 0 | 0 | 0 | 0 | 0 | 0 | 0 | 0 | 0 | 0 | 0 | 0 | 0 | 0 | 0 | 0 | 0 | 0 | 0 | 0 | 0
F6_Commercial_OR - Miscellaneous_New_Water Heating_Natural Gas_Water Heater - Solar System_A_Achievable Economic TRC Potential | F6 | Commercial | OR - Miscellaneous | New | Water Heating | Natural Gas | Water Heater - Solar System | A | Incremental Winter Peak Savings (MW) | Achievable Economic TRC Potential | 0 | 0 | 0 | 0 | 0 | 0 | 0 | 0 | 0 | 0 | 0 | 0 | 0 | 0 | 0 | 0 | 0 | 0 | 0 | 0 | 0 | 0 | 0 | 0 | 0 | 0 | 0
F7_Commercial_OR - Miscellaneous_New_Water Heating_Natural Gas_Water Heater - Solar System_A_Achievable Economic TRC Potential | F7 | Commercial | OR - Miscellaneous | New | Water Heating | Natural Gas | Water Heater - Solar System | A | Cumulative Energy Savings (MWh or mTherms) | Achievable Economic TRC Potential | 0 | 0 | 0 | 0 | 0 | 0 | 0 | 0 | 0 | 0 | 0 | 0 | 0 | 0 | 0 | 0 | 0 | 0 | 0 | 0 | 0 | 0 | 0 | 0 | 0 | 0 | 0
F8_Commercial_OR - Miscellaneous_New_Water Heating_Natural Gas_Water Heater - Solar System_A_Achievable Economic TRC Potential | F8 | Commercial | OR - Miscellaneous | New | Water Heating | Natural Gas | Water Heater - Solar System | A | Cumulative Summer Peak Savings (MW) | Achievable Economic TRC Potential | 0 | 0 | 0 | 0 | 0 | 0 | 0 | 0 | 0 | 0 | 0 | 0 | 0 | 0 | 0 | 0 | 0 | 0 | 0 | 0 | 0 | 0 | 0 | 0 | 0 | 0 | 0
F9_Commercial_OR - Miscellaneous_New_Water Heating_Natural Gas_Water Heater - Solar System_A_Achievable Economic TRC Potential | F9 | Commercial | OR - Miscellaneous | New | Water Heating | Natural Gas | Water Heater - Solar System | A | Cumulative Winter Peak Savings (MW) | Achievable Economic TRC Potential | 0 | 0 | 0 | 0 | 0 | 0 | 0 | 0 | 0 | 0 | 0 | 0 | 0 | 0 | 0 | 0 | 0 | 0 | 0 | 0 | 0 | 0 | 0 | 0 | 0 | 0 | 0
F10_Commercial_OR - Miscellaneous_New_Water Heating_Natural Gas_Water Heater - Solar System_A_Achievable Economic TRC Potential | F10 | Commercial | OR - Miscellaneous | New | Water Heating | Natural Gas | Water Heater - Solar System | A | Purchases (Incremental) | Achievable Economic TRC Potential | 0 | 0 | 0 | 0 | 0 | 0 | 0 | 0 | 0 | 0 | 0 | 0 | 0 | 0 | 0 | 0 | 0 | 0 | 0 | 0 | 0 | 0 | 0 | 0 | 0 | 0 | 0
F11_Commercial_OR - Miscellaneous_New_Water Heating_Natural Gas_Water Heater - Solar System_A_Achievable Economic TRC Potential | F11 | Commercial | OR - Miscellaneous | New | Water Heating | Natural Gas | Water Heater - Solar System | A | Purchases (Cumulative) | Achievable Economic TRC Potential | 0 | 0 | 0 | 0 | 0 | 0 | 0 | 0 | 0 | 0 | 0 | 0 | 0 | 0 | 0 | 0 | 0 | 0 | 0 | 0 | 0 | 0 | 0 | 0 | 0 | 0 | 0
F1_Commercial_OR - Miscellaneous_New_Water Heating_Natural Gas_Commercial Laundry - Ozone Treatment_A_Achievable Economic TRC Potential | F1 | Commercial | OR - Miscellaneous | New | Water Heating | Natural Gas | Commercial Laundry - Ozone Treatment | A | Integrated Unit Energy Savings (kWh or therms) | Achievable Economic TRC Potential | 0 | 0 | 0 | 0 | 0 | 0 | 0 | 0 | 0 | 0 | 0 | 0 | 0 | 0 | 0 | 0 | 0 | 0 | 0 | 0 | 0 | 0 | 0 | 0 | 0 | 0 | 0
F2_Commercial_OR - Miscellaneous_New_Water Heating_Natural Gas_Commercial Laundry - Ozone Treatment_A_Achievable Economic TRC Potential | F2 | Commercial | OR - Miscellaneous | New | Water Heating | Natural Gas | Commercial Laundry - Ozone Treatment | A | Integrated Unit Summer Peak Savings (kW) | Achievable Economic TRC Potential | 0 | 0 | 0 | 0 | 0 | 0 | 0 | 0 | 0 | 0 | 0 | 0 | 0 | 0 | 0 | 0 | 0 | 0 | 0 | 0 | 0 | 0 | 0 | 0 | 0 | 0 | 0
F3_Commercial_OR - Miscellaneous_New_Water Heating_Natural Gas_Commercial Laundry - Ozone Treatment_A_Achievable Economic TRC Potential | F3 | Commercial | OR - Miscellaneous | New | Water Heating | Natural Gas | Commercial Laundry - Ozone Treatment | A | Integrated Unit Winter Peak Savings (kW) | Achievable Economic TRC Potential | 0 | 0 | 0 | 0 | 0 | 0 | 0 | 0 | 0 | 0 | 0 | 0 | 0 | 0 | 0 | 0 | 0 | 0 | 0 | 0 | 0 | 0 | 0 | 0 | 0 | 0 | 0
F4_Commercial_OR - Miscellaneous_New_Water Heating_Natural Gas_Commercial Laundry - Ozone Treatment_A_Achievable Economic TRC Potential | F4 | Commercial | OR - Miscellaneous | New | Water Heating | Natural Gas | Commercial Laundry - Ozone Treatment | A | Incremental Energy Savings (MWh or mTherms) | Achievable Economic TRC Potential | 0 | 0 | 0 | 0 | 0 | 0 | 0 | 0 | 0 | 0 | 0 | 0 | 0 | 0 | 0 | 0 | 0 | 0 | 0 | 0 | 0 | 0 | 0 | 0 | 0 | 0 | 0
F5_Commercial_OR - Miscellaneous_New_Water Heating_Natural Gas_Commercial Laundry - Ozone Treatment_A_Achievable Economic TRC Potential | F5 | Commercial | OR - Miscellaneous | New | Water Heating | Natural Gas | Commercial Laundry - Ozone Treatment | A | Incremental Summer Peak Savings (MW) | Achievable Economic TRC Potential | 0 | 0 | 0 | 0 | 0 | 0 | 0 | 0 | 0 | 0 | 0 | 0 | 0 | 0 | 0 | 0 | 0 | 0 | 0 | 0 | 0 | 0 | 0 | 0 | 0 | 0 | 0
F6_Commercial_OR - Miscellaneous_New_Water Heating_Natural Gas_Commercial Laundry - Ozone Treatment_A_Achievable Economic TRC Potential | F6 | Commercial | OR - Miscellaneous | New | Water Heating | Natural Gas | Commercial Laundry - Ozone Treatment | A | Incremental Winter Peak Savings (MW) | Achievable Economic TRC Potential | 0 | 0 | 0 | 0 | 0 | 0 | 0 | 0 | 0 | 0 | 0 | 0 | 0 | 0 | 0 | 0 | 0 | 0 | 0 | 0 | 0 | 0 | 0 | 0 | 0 | 0 | 0
F7_Commercial_OR - Miscellaneous_New_Water Heating_Natural Gas_Commercial Laundry - Ozone Treatment_A_Achievable Economic TRC Potential | F7 | Commercial | OR - Miscellaneous | New | Water Heating | Natural Gas | Commercial Laundry - Ozone Treatment | A | Cumulative Energy Savings (MWh or mTherms) | Achievable Economic TRC Potential | 0 | 0 | 0 | 0 | 0 | 0 | 0 | 0 | 0 | 0 | 0 | 0 | 0 | 0 | 0 | 0 | 0 | 0 | 0 | 0 | 0 | 0 | 0 | 0 | 0 | 0 | 0
F8_Commercial_OR - Miscellaneous_New_Water Heating_Natural Gas_Commercial Laundry - Ozone Treatment_A_Achievable Economic TRC Potential | F8 | Commercial | OR - Miscellaneous | New | Water Heating | Natural Gas | Commercial Laundry - Ozone Treatment | A | Cumulative Summer Peak Savings (MW) | Achievable Economic TRC Potential | 0 | 0 | 0 | 0 | 0 | 0 | 0 | 0 | 0 | 0 | 0 | 0 | 0 | 0 | 0 | 0 | 0 | 0 | 0 | 0 | 0 | 0 | 0 | 0 | 0 | 0 | 0
F9_Commercial_OR - Miscellaneous_New_Water Heating_Natural Gas_Commercial Laundry - Ozone Treatment_A_Achievable Economic TRC Potential | F9 | Commercial | OR - Miscellaneous | New | Water Heating | Natural Gas | Commercial Laundry - Ozone Treatment | A | Cumulative Winter Peak Savings (MW) | Achievable Economic TRC Potential | 0 | 0 | 0 | 0 | 0 | 0 | 0 | 0 | 0 | 0 | 0 | 0 | 0 | 0 | 0 | 0 | 0 | 0 | 0 | 0 | 0 | 0 | 0 | 0 | 0 | 0 | 0
F10_Commercial_OR - Miscellaneous_New_Water Heating_Natural Gas_Commercial Laundry - Ozone Treatment_A_Achievable Economic TRC Potential | F10 | Commercial | OR - Miscellaneous | New | Water Heating | Natural Gas | Commercial Laundry - Ozone Treatment | A | Purchases (Incremental) | Achievable Economic TRC Potential | 0 | 0 | 0 | 0 | 0 | 0 | 0 | 0 | 0 | 0 | 0 | 0 | 0 | 0 | 0 | 0 | 0 | 0 | 0 | 0 | 0 | 0 | 0 | 0 | 0 | 0 | 0
F11_Commercial_OR - Miscellaneous_New_Water Heating_Natural Gas_Commercial Laundry - Ozone Treatment_A_Achievable Economic TRC Potential | F11 | Commercial | OR - Miscellaneous | New | Water Heating | Natural Gas | Commercial Laundry - Ozone Treatment | A | Purchases (Cumulative) | Achievable Economic TRC Potential | 0 | 0 | 0 | 0 | 0 | 0 | 0 | 0 | 0 | 0 | 0 | 0 | 0 | 0 | 0 | 0 | 0 | 0 | 0 | 0 | 0 | 0 | 0 | 0 | 0 | 0 | 0
F1_Commercial_OR - Miscellaneous_New_Water Heating_Natural Gas_Commercial Laundry - ENERGY STAR Washer_A_Achievable Economic TRC Potential | F1 | Commercial | OR - Miscellaneous | New | Water Heating | Natural Gas | Commercial Laundry - ENERGY STAR Washer | A | Integrated Unit Energy Savings (kWh or therms) | Achievable Economic TRC Potential | 0 | 0 | 0 | 0 | 0 | 0 | 0 | 0 | 0 | 0 | 0 | 0 | 0 | 0 | 0 | 0 | 0 | 0 | 0 | 0 | 0 | 0 | 0 | 0 | 0 | 0 | 0
F2_Commercial_OR - Miscellaneous_New_Water Heating_Natural Gas_Commercial Laundry - ENERGY STAR Washer_A_Achievable Economic TRC Potential | F2 | Commercial | OR - Miscellaneous | New | Water Heating | Natural Gas | Commercial Laundry - ENERGY STAR Washer | A | Integrated Unit Summer Peak Savings (kW) | Achievable Economic TRC Potential | 0 | 0 | 0 | 0 | 0 | 0 | 0 | 0 | 0 | 0 | 0 | 0 | 0 | 0 | 0 | 0 | 0 | 0 | 0 | 0 | 0 | 0 | 0 | 0 | 0 | 0 | 0
F3_Commercial_OR - Miscellaneous_New_Water Heating_Natural Gas_Commercial Laundry - ENERGY STAR Washer_A_Achievable Economic TRC Potential | F3 | Commercial | OR - Miscellaneous | New | Water Heating | Natural Gas | Commercial Laundry - ENERGY STAR Washer | A | Integrated Unit Winter Peak Savings (kW) | Achievable Economic TRC Potential | 0 | 0 | 0 | 0 | 0 | 0 | 0 | 0 | 0 | 0 | 0 | 0 | 0 | 0 | 0 | 0 | 0 | 0 | 0 | 0 | 0 | 0 | 0 | 0 | 0 | 0 | 0
F4_Commercial_OR - Miscellaneous_New_Water Heating_Natural Gas_Commercial Laundry - ENERGY STAR Washer_A_Achievable Economic TRC Potential | F4 | Commercial | OR - Miscellaneous | New | Water Heating | Natural Gas | Commercial Laundry - ENERGY STAR Washer | A | Incremental Energy Savings (MWh or mTherms) | Achievable Economic TRC Potential | 0 | 0 | 0 | 0 | 0 | 0 | 0 | 0 | 0 | 0 | 0 | 0 | 0 | 0 | 0 | 0 | 0 | 0 | 0 | 0 | 0 | 0 | 0 | 0 | 0 | 0 | 0
F5_Commercial_OR - Miscellaneous_New_Water Heating_Natural Gas_Commercial Laundry - ENERGY STAR Washer_A_Achievable Economic TRC Potential | F5 | Commercial | OR - Miscellaneous | New | Water Heating | Natural Gas | Commercial Laundry - ENERGY STAR Washer | A | Incremental Summer Peak Savings (MW) | Achievable Economic TRC Potential | 0 | 0 | 0 | 0 | 0 | 0 | 0 | 0 | 0 | 0 | 0 | 0 | 0 | 0 | 0 | 0 | 0 | 0 | 0 | 0 | 0 | 0 | 0 | 0 | 0 | 0 | 0
F6_Commercial_OR - Miscellaneous_New_Water Heating_Natural Gas_Commercial Laundry - ENERGY STAR Washer_A_Achievable Economic TRC Potential | F6 | Commercial | OR - Miscellaneous | New | Water Heating | Natural Gas | Commercial Laundry - ENERGY STAR Washer | A | Incremental Winter Peak Savings (MW) | Achievable Economic TRC Potential | 0 | 0 | 0 | 0 | 0 | 0 | 0 | 0 | 0 | 0 | 0 | 0 | 0 | 0 | 0 | 0 | 0 | 0 | 0 | 0 | 0 | 0 | 0 | 0 | 0 | 0 | 0
F7_Commercial_OR - Miscellaneous_New_Water Heating_Natural Gas_Commercial Laundry - ENERGY STAR Washer_A_Achievable Economic TRC Potential | F7 | Commercial | OR - Miscellaneous | New | Water Heating | Natural Gas | Commercial Laundry - ENERGY STAR Washer | A | Cumulative Energy Savings (MWh or mTherms) | Achievable Economic TRC Potential | 0 | 0 | 0 | 0 | 0 | 0 | 0 | 0 | 0 | 0 | 0 | 0 | 0 | 0 | 0 | 0 | 0 | 0 | 0 | 0 | 0 | 0 | 0 | 0 | 0 | 0 | 0
F8_Commercial_OR - Miscellaneous_New_Water Heating_Natural Gas_Commercial Laundry - ENERGY STAR Washer_A_Achievable Economic TRC Potential | F8 | Commercial | OR - Miscellaneous | New | Water Heating | Natural Gas | Commercial Laundry - ENERGY STAR Washer | A | Cumulative Summer Peak Savings (MW) | Achievable Economic TRC Potential | 0 | 0 | 0 | 0 | 0 | 0 | 0 | 0 | 0 | 0 | 0 | 0 | 0 | 0 | 0 | 0 | 0 | 0 | 0 | 0 | 0 | 0 | 0 | 0 | 0 | 0 | 0
F9_Commercial_OR - Miscellaneous_New_Water Heating_Natural Gas_Commercial Laundry - ENERGY STAR Washer_A_Achievable Economic TRC Potential | F9 | Commercial | OR - Miscellaneous | New | Water Heating | Natural Gas | Commercial Laundry - ENERGY STAR Washer | A | Cumulative Winter Peak Savings (MW) | Achievable Economic TRC Potential | 0 | 0 | 0 | 0 | 0 | 0 | 0 | 0 | 0 | 0 | 0 | 0 | 0 | 0 | 0 | 0 | 0 | 0 | 0 | 0 | 0 | 0 | 0 | 0 | 0 | 0 | 0
F10_Commercial_OR - Miscellaneous_New_Water Heating_Natural Gas_Commercial Laundry - ENERGY STAR Washer_A_Achievable Economic TRC Potential | F10 | Commercial | OR - Miscellaneous | New | Water Heating | Natural Gas | Commercial Laundry - ENERGY STAR Washer | A | Purchases (Incremental) | Achievable Economic TRC Potential | 0 | 0 | 0 | 0 | 0 | 0 | 0 | 0 | 0 | 0 | 0 | 0 | 0 | 0 | 0 | 0 | 0 | 0 | 0 | 0 | 0 | 0 | 0 | 0 | 0 | 0 | 0
F11_Commercial_OR - Miscellaneous_New_Water Heating_Natural Gas_Commercial Laundry - ENERGY STAR Washer_A_Achievable Economic TRC Potential | F11 | Commercial | OR - Miscellaneous | New | Water Heating | Natural Gas | Commercial Laundry - ENERGY STAR Washer | A | Purchases (Cumulative) | Achievable Economic TRC Potential | 0 | 0 | 0 | 0 | 0 | 0 | 0 | 0 | 0 | 0 | 0 | 0 | 0 | 0 | 0 | 0 | 0 | 0 | 0 | 0 | 0 | 0 | 0 | 0 | 0 | 0 | 0
F1_Commercial_OR - Miscellaneous_New_Water Heating_Natural Gas_Water Heater - Efficient Dishwasher_A_Achievable Economic TRC Potential | F1 | Commercial | OR - Miscellaneous | New | Water Heating | Natural Gas | Water Heater - Efficient Dishwasher | A | Integrated Unit Energy Savings (kWh or therms) | Achievable Economic TRC Potential | 0 | 0 | 0 | 0 | 0 | 0 | 0 | 0 | 0 | 0 | 0 | 0 | 0 | 0 | 0 | 0 | 0 | 0 | 0 | 0 | 0 | 0 | 0 | 0 | 0 | 0 | 0
F2_Commercial_OR - Miscellaneous_New_Water Heating_Natural Gas_Water Heater - Efficient Dishwasher_A_Achievable Economic TRC Potential | F2 | Commercial | OR - Miscellaneous | New | Water Heating | Natural Gas | Water Heater - Efficient Dishwasher | A | Integrated Unit Summer Peak Savings (kW) | Achievable Economic TRC Potential | 0 | 0 | 0 | 0 | 0 | 0 | 0 | 0 | 0 | 0 | 0 | 0 | 0 | 0 | 0 | 0 | 0 | 0 | 0 | 0 | 0 | 0 | 0 | 0 | 0 | 0 | 0
F3_Commercial_OR - Miscellaneous_New_Water Heating_Natural Gas_Water Heater - Efficient Dishwasher_A_Achievable Economic TRC Potential | F3 | Commercial | OR - Miscellaneous | New | Water Heating | Natural Gas | Water Heater - Efficient Dishwasher | A | Integrated Unit Winter Peak Savings (kW) | Achievable Economic TRC Potential | 0 | 0 | 0 | 0 | 0 | 0 | 0 | 0 | 0 | 0 | 0 | 0 | 0 | 0 | 0 | 0 | 0 | 0 | 0 | 0 | 0 | 0 | 0 | 0 | 0 | 0 | 0
F4_Commercial_OR - Miscellaneous_New_Water Heating_Natural Gas_Water Heater - Efficient Dishwasher_A_Achievable Economic TRC Potential | F4 | Commercial | OR - Miscellaneous | New | Water Heating | Natural Gas | Water Heater - Efficient Dishwasher | A | Incremental Energy Savings (MWh or mTherms) | Achievable Economic TRC Potential | 0 | 0 | 0 | 0 | 0 | 0 | 0 | 0 | 0 | 0 | 0 | 0 | 0 | 0 | 0 | 0 | 0 | 0 | 0 | 0 | 0 | 0 | 0 | 0 | 0 | 0 | 0
F5_Commercial_OR - Miscellaneous_New_Water Heating_Natural Gas_Water Heater - Efficient Dishwasher_A_Achievable Economic TRC Potential | F5 | Commercial | OR - Miscellaneous | New | Water Heating | Natural Gas | Water Heater - Efficient Dishwasher | A | Incremental Summer Peak Savings (MW) | Achievable Economic TRC Potential | 0 | 0 | 0 | 0 | 0 | 0 | 0 | 0 | 0 | 0 | 0 | 0 | 0 | 0 | 0 | 0 | 0 | 0 | 0 | 0 | 0 | 0 | 0 | 0 | 0 | 0 | 0
F6_Commercial_OR - Miscellaneous_New_Water Heating_Natural Gas_Water Heater - Efficient Dishwasher_A_Achievable Economic TRC Potential | F6 | Commercial | OR - Miscellaneous | New | Water Heating | Natural Gas | Water Heater - Efficient Dishwasher | A | Incremental Winter Peak Savings (MW) | Achievable Economic TRC Potential | 0 | 0 | 0 | 0 | 0 | 0 | 0 | 0 | 0 | 0 | 0 | 0 | 0 | 0 | 0 | 0 | 0 | 0 | 0 | 0 | 0 | 0 | 0 | 0 | 0 | 0 | 0
F7_Commercial_OR - Miscellaneous_New_Water Heating_Natural Gas_Water Heater - Efficient Dishwasher_A_Achievable Economic TRC Potential | F7 | Commercial | OR - Miscellaneous | New | Water Heating | Natural Gas | Water Heater - Efficient Dishwasher | A | Cumulative Energy Savings (MWh or mTherms) | Achievable Economic TRC Potential | 0 | 0 | 0 | 0 | 0 | 0 | 0 | 0 | 0 | 0 | 0 | 0 | 0 | 0 | 0 | 0 | 0 | 0 | 0 | 0 | 0 | 0 | 0 | 0 | 0 | 0 | 0
F8_Commercial_OR - Miscellaneous_New_Water Heating_Natural Gas_Water Heater - Efficient Dishwasher_A_Achievable Economic TRC Potential | F8 | Commercial | OR - Miscellaneous | New | Water Heating | Natural Gas | Water Heater - Efficient Dishwasher | A | Cumulative Summer Peak Savings (MW) | Achievable Economic TRC Potential | 0 | 0 | 0 | 0 | 0 | 0 | 0 | 0 | 0 | 0 | 0 | 0 | 0 | 0 | 0 | 0 | 0 | 0 | 0 | 0 | 0 | 0 | 0 | 0 | 0 | 0 | 0
F9_Commercial_OR - Miscellaneous_New_Water Heating_Natural Gas_Water Heater - Efficient Dishwasher_A_Achievable Economic TRC Potential | F9 | Commercial | OR - Miscellaneous | New | Water Heating | Natural Gas | Water Heater - Efficient Dishwasher | A | Cumulative Winter Peak Savings (MW) | Achievable Economic TRC Potential | 0 | 0 | 0 | 0 | 0 | 0 | 0 | 0 | 0 | 0 | 0 | 0 | 0 | 0 | 0 | 0 | 0 | 0 | 0 | 0 | 0 | 0 | 0 | 0 | 0 | 0 | 0
F10_Commercial_OR - Miscellaneous_New_Water Heating_Natural Gas_Water Heater - Efficient Dishwasher_A_Achievable Economic TRC Potential | F10 | Commercial | OR - Miscellaneous | New | Water Heating | Natural Gas | Water Heater - Efficient Dishwasher | A | Purchases (Incremental) | Achievable Economic TRC Potential | 0 | 0 | 0 | 0 | 0 | 0 | 0 | 0 | 0 | 0 | 0 | 0 | 0 | 0 | 0 | 0 | 0 | 0 | 0 | 0 | 0 | 0 | 0 | 0 | 0 | 0 | 0
F11_Commercial_OR - Miscellaneous_New_Water Heating_Natural Gas_Water Heater - Efficient Dishwasher_A_Achievable Economic TRC Potential | F11 | Commercial | OR - Miscellaneous | New | Water Heating | Natural Gas | Water Heater - Efficient Dishwasher | A | Purchases (Cumulative) | Achievable Economic TRC Potential | 0 | 0 | 0 | 0 | 0 | 0 | 0 | 0 | 0 | 0 | 0 | 0 | 0 | 0 | 0 | 0 | 0 | 0 | 0 | 0 | 0 | 0 | 0 | 0 | 0 | 0 | 0
F1_Commercial_OR - Miscellaneous_New_Water Heating_Natural Gas_Commercial Laundry - Alternative Dry-Cleaning Methods_A_Achievable Economic TRC Potential | F1 | Commercial | OR - Miscellaneous | New | Water Heating | Natural Gas | Commercial Laundry - Alternative Dry-Cleaning Methods | A | Integrated Unit Energy Savings (kWh or therms) | Achievable Economic TRC Potential | 0 | 0 | 0 | 0 | 0 | 0 | 0 | 0 | 0 | 0 | 0 | 0 | 0 | 0 | 0 | 0 | 0 | 0 | 0 | 0 | 0 | 0 | 0 | 0 | 0 | 0 | 0
F2_Commercial_OR - Miscellaneous_New_Water Heating_Natural Gas_Commercial Laundry - Alternative Dry-Cleaning Methods_A_Achievable Economic TRC Potential | F2 | Commercial | OR - Miscellaneous | New | Water Heating | Natural Gas | Commercial Laundry - Alternative Dry-Cleaning Methods | A | Integrated Unit Summer Peak Savings (kW) | Achievable Economic TRC Potential | 0 | 0 | 0 | 0 | 0 | 0 | 0 | 0 | 0 | 0 | 0 | 0 | 0 | 0 | 0 | 0 | 0 | 0 | 0 | 0 | 0 | 0 | 0 | 0 | 0 | 0 | 0
F3_Commercial_OR - Miscellaneous_New_Water Heating_Natural Gas_Commercial Laundry - Alternative Dry-Cleaning Methods_A_Achievable Economic TRC Potential | F3 | Commercial | OR - Miscellaneous | New | Water Heating | Natural Gas | Commercial Laundry - Alternative Dry-Cleaning Methods | A | Integrated Unit Winter Peak Savings (kW) | Achievable Economic TRC Potential | 0 | 0 | 0 | 0 | 0 | 0 | 0 | 0 | 0 | 0 | 0 | 0 | 0 | 0 | 0 | 0 | 0 | 0 | 0 | 0 | 0 | 0 | 0 | 0 | 0 | 0 | 0
F4_Commercial_OR - Miscellaneous_New_Water Heating_Natural Gas_Commercial Laundry - Alternative Dry-Cleaning Methods_A_Achievable Economic TRC Potential | F4 | Commercial | OR - Miscellaneous | New | Water Heating | Natural Gas | Commercial Laundry - Alternative Dry-Cleaning Methods | A | Incremental Energy Savings (MWh or mTherms) | Achievable Economic TRC Potential | 0 | 0 | 0 | 0 | 0 | 0 | 0 | 0 | 0 | 0 | 0 | 0 | 0 | 0 | 0 | 0 | 0 | 0 | 0 | 0 | 0 | 0 | 0 | 0 | 0 | 0 | 0
F5_Commercial_OR - Miscellaneous_New_Water Heating_Natural Gas_Commercial Laundry - Alternative Dry-Cleaning Methods_A_Achievable Economic TRC Potential | F5 | Commercial | OR - Miscellaneous | New | Water Heating | Natural Gas | Commercial Laundry - Alternative Dry-Cleaning Methods | A | Incremental Summer Peak Savings (MW) | Achievable Economic TRC Potential | 0 | 0 | 0 | 0 | 0 | 0 | 0 | 0 | 0 | 0 | 0 | 0 | 0 | 0 | 0 | 0 | 0 | 0 | 0 | 0 | 0 | 0 | 0 | 0 | 0 | 0 | 0
F6_Commercial_OR - Miscellaneous_New_Water Heating_Natural Gas_Commercial Laundry - Alternative Dry-Cleaning Methods_A_Achievable Economic TRC Potential | F6 | Commercial | OR - Miscellaneous | New | Water Heating | Natural Gas | Commercial Laundry - Alternative Dry-Cleaning Methods | A | Incremental Winter Peak Savings (MW) | Achievable Economic TRC Potential | 0 | 0 | 0 | 0 | 0 | 0 | 0 | 0 | 0 | 0 | 0 | 0 | 0 | 0 | 0 | 0 | 0 | 0 | 0 | 0 | 0 | 0 | 0 | 0 | 0 | 0 | 0
F7_Commercial_OR - Miscellaneous_New_Water Heating_Natural Gas_Commercial Laundry - Alternative Dry-Cleaning Methods_A_Achievable Economic TRC Potential | F7 | Commercial | OR - Miscellaneous | New | Water Heating | Natural Gas | Commercial Laundry - Alternative Dry-Cleaning Methods | A | Cumulative Energy Savings (MWh or mTherms) | Achievable Economic TRC Potential | 0 | 0 | 0 | 0 | 0 | 0 | 0 | 0 | 0 | 0 | 0 | 0 | 0 | 0 | 0 | 0 | 0 | 0 | 0 | 0 | 0 | 0 | 0 | 0 | 0 | 0 | 0
F8_Commercial_OR - Miscellaneous_New_Water Heating_Natural Gas_Commercial Laundry - Alternative Dry-Cleaning Methods_A_Achievable Economic TRC Potential | F8 | Commercial | OR - Miscellaneous | New | Water Heating | Natural Gas | Commercial Laundry - Alternative Dry-Cleaning Methods | A | Cumulative Summer Peak Savings (MW) | Achievable Economic TRC Potential | 0 | 0 | 0 | 0 | 0 | 0 | 0 | 0 | 0 | 0 | 0 | 0 | 0 | 0 | 0 | 0 | 0 | 0 | 0 | 0 | 0 | 0 | 0 | 0 | 0 | 0 | 0
F9_Commercial_OR - Miscellaneous_New_Water Heating_Natural Gas_Commercial Laundry - Alternative Dry-Cleaning Methods_A_Achievable Economic TRC Potential | F9 | Commercial | OR - Miscellaneous | New | Water Heating | Natural Gas | Commercial Laundry - Alternative Dry-Cleaning Methods | A | Cumulative Winter Peak Savings (MW) | Achievable Economic TRC Potential | 0 | 0 | 0 | 0 | 0 | 0 | 0 | 0 | 0 | 0 | 0 | 0 | 0 | 0 | 0 | 0 | 0 | 0 | 0 | 0 | 0 | 0 | 0 | 0 | 0 | 0 | 0
F10_Commercial_OR - Miscellaneous_New_Water Heating_Natural Gas_Commercial Laundry - Alternative Dry-Cleaning Methods_A_Achievable Economic TRC Potential | F10 | Commercial | OR - Miscellaneous | New | Water Heating | Natural Gas | Commercial Laundry - Alternative Dry-Cleaning Methods | A | Purchases (Incremental) | Achievable Economic TRC Potential | 0 | 0 | 0 | 0 | 0 | 0 | 0 | 0 | 0 | 0 | 0 | 0 | 0 | 0 | 0 | 0 | 0 | 0 | 0 | 0 | 0 | 0 | 0 | 0 | 0 | 0 | 0
F11_Commercial_OR - Miscellaneous_New_Water Heating_Natural Gas_Commercial Laundry - Alternative Dry-Cleaning Methods_A_Achievable Economic TRC Potential | F11 | Commercial | OR - Miscellaneous | New | Water Heating | Natural Gas | Commercial Laundry - Alternative Dry-Cleaning Methods | A | Purchases (Cumulative) | Achievable Economic TRC Potential | 0 | 0 | 0 | 0 | 0 | 0 | 0 | 0 | 0 | 0 | 0 | 0 | 0 | 0 | 0 | 0 | 0 | 0 | 0 | 0 | 0 | 0 | 0 | 0 | 0 | 0 | 0
F1_Commercial_OR - Miscellaneous_New_Space Heating_Natural Gas_Advanced Kitchen Ventilation Controls_A_Achievable Economic TRC Potential | F1 | Commercial | OR - Miscellaneous | New | Space Heating | Natural Gas | Advanced Kitchen Ventilation Controls | A | Integrated Unit Energy Savings (kWh or therms) | Achievable Economic TRC Potential | 0 | 0 | 0 | 0 | 0 | 0 | 0 | 0 | 0 | 0 | 0 | 0 | 0 | 0 | 0 | 0 | 0 | 0 | 0 | 0 | 0 | 0 | 0 | 0 | 0 | 0 | 0
F2_Commercial_OR - Miscellaneous_New_Space Heating_Natural Gas_Advanced Kitchen Ventilation Controls_A_Achievable Economic TRC Potential | F2 | Commercial | OR - Miscellaneous | New | Space Heating | Natural Gas | Advanced Kitchen Ventilation Controls | A | Integrated Unit Summer Peak Savings (kW) | Achievable Economic TRC Potential | 0 | 0 | 0 | 0 | 0 | 0 | 0 | 0 | 0 | 0 | 0 | 0 | 0 | 0 | 0 | 0 | 0 | 0 | 0 | 0 | 0 | 0 | 0 | 0 | 0 | 0 | 0
F3_Commercial_OR - Miscellaneous_New_Space Heating_Natural Gas_Advanced Kitchen Ventilation Controls_A_Achievable Economic TRC Potential | F3 | Commercial | OR - Miscellaneous | New | Space Heating | Natural Gas | Advanced Kitchen Ventilation Controls | A | Integrated Unit Winter Peak Savings (kW) | Achievable Economic TRC Potential | 0 | 0 | 0 | 0 | 0 | 0 | 0 | 0 | 0 | 0 | 0 | 0 | 0 | 0 | 0 | 0 | 0 | 0 | 0 | 0 | 0 | 0 | 0 | 0 | 0 | 0 | 0
F4_Commercial_OR - Miscellaneous_New_Space Heating_Natural Gas_Advanced Kitchen Ventilation Controls_A_Achievable Economic TRC Potential | F4 | Commercial | OR - Miscellaneous | New | Space Heating | Natural Gas | Advanced Kitchen Ventilation Controls | A | Incremental Energy Savings (MWh or mTherms) | Achievable Economic TRC Potential | 0 | 0 | 0 | 0 | 0 | 0 | 0 | 0 | 0 | 0 | 0 | 0 | 0 | 0 | 0 | 0 | 0 | 0 | 0 | 0 | 0 | 0 | 0 | 0 | 0 | 0 | 0
F5_Commercial_OR - Miscellaneous_New_Space Heating_Natural Gas_Advanced Kitchen Ventilation Controls_A_Achievable Economic TRC Potential | F5 | Commercial | OR - Miscellaneous | New | Space Heating | Natural Gas | Advanced Kitchen Ventilation Controls | A | Incremental Summer Peak Savings (MW) | Achievable Economic TRC Potential | 0 | 0 | 0 | 0 | 0 | 0 | 0 | 0 | 0 | 0 | 0 | 0 | 0 | 0 | 0 | 0 | 0 | 0 | 0 | 0 | 0 | 0 | 0 | 0 | 0 | 0 | 0
F6_Commercial_OR - Miscellaneous_New_Space Heating_Natural Gas_Advanced Kitchen Ventilation Controls_A_Achievable Economic TRC Potential | F6 | Commercial | OR - Miscellaneous | New | Space Heating | Natural Gas | Advanced Kitchen Ventilation Controls | A | Incremental Winter Peak Savings (MW) | Achievable Economic TRC Potential | 0 | 0 | 0 | 0 | 0 | 0 | 0 | 0 | 0 | 0 | 0 | 0 | 0 | 0 | 0 | 0 | 0 | 0 | 0 | 0 | 0 | 0 | 0 | 0 | 0 | 0 | 0
F7_Commercial_OR - Miscellaneous_New_Space Heating_Natural Gas_Advanced Kitchen Ventilation Controls_A_Achievable Economic TRC Potential | F7 | Commercial | OR - Miscellaneous | New | Space Heating | Natural Gas | Advanced Kitchen Ventilation Controls | A | Cumulative Energy Savings (MWh or mTherms) | Achievable Economic TRC Potential | 0 | 0 | 0 | 0 | 0 | 0 | 0 | 0 | 0 | 0 | 0 | 0 | 0 | 0 | 0 | 0 | 0 | 0 | 0 | 0 | 0 | 0 | 0 | 0 | 0 | 0 | 0
F8_Commercial_OR - Miscellaneous_New_Space Heating_Natural Gas_Advanced Kitchen Ventilation Controls_A_Achievable Economic TRC Potential | F8 | Commercial | OR - Miscellaneous | New | Space Heating | Natural Gas | Advanced Kitchen Ventilation Controls | A | Cumulative Summer Peak Savings (MW) | Achievable Economic TRC Potential | 0 | 0 | 0 | 0 | 0 | 0 | 0 | 0 | 0 | 0 | 0 | 0 | 0 | 0 | 0 | 0 | 0 | 0 | 0 | 0 | 0 | 0 | 0 | 0 | 0 | 0 | 0
F9_Commercial_OR - Miscellaneous_New_Space Heating_Natural Gas_Advanced Kitchen Ventilation Controls_A_Achievable Economic TRC Potential | F9 | Commercial | OR - Miscellaneous | New | Space Heating | Natural Gas | Advanced Kitchen Ventilation Controls | A | Cumulative Winter Peak Savings (MW) | Achievable Economic TRC Potential | 0 | 0 | 0 | 0 | 0 | 0 | 0 | 0 | 0 | 0 | 0 | 0 | 0 | 0 | 0 | 0 | 0 | 0 | 0 | 0 | 0 | 0 | 0 | 0 | 0 | 0 | 0
F10_Commercial_OR - Miscellaneous_New_Space Heating_Natural Gas_Advanced Kitchen Ventilation Controls_A_Achievable Economic TRC Potential | F10 | Commercial | OR - Miscellaneous | New | Space Heating | Natural Gas | Advanced Kitchen Ventilation Controls | A | Purchases (Incremental) | Achievable Economic TRC Potential | 0 | 0 | 0 | 0 | 0 | 0 | 0 | 0 | 0 | 0 | 0 | 0 | 0 | 0 | 0 | 0 | 0 | 0 | 0 | 0 | 0 | 0 | 0 | 0 | 0 | 0 | 0
F11_Commercial_OR - Miscellaneous_New_Space Heating_Natural Gas_Advanced Kitchen Ventilation Controls_A_Achievable Economic TRC Potential | F11 | Commercial | OR - Miscellaneous | New | Space Heating | Natural Gas | Advanced Kitchen Ventilation Controls | A | Purchases (Cumulative) | Achievable Economic TRC Potential | 0 | 0 | 0 | 0 | 0 | 0 | 0 | 0 | 0 | 0 | 0 | 0 | 0 | 0 | 0 | 0 | 0 | 0 | 0 | 0 | 0 | 0 | 0 | 0 | 0 | 0 | 0
F1_Commercial_OR - Miscellaneous_New_Space Heating_Natural Gas_Infiltration Control - Loading Dock Sealing_A_Achievable Economic TRC Potential | F1 | Commercial | OR - Miscellaneous | New | Space Heating | Natural Gas | Infiltration Control - Loading Dock Sealing | A | Integrated Unit Energy Savings (kWh or therms) | Achievable Economic TRC Potential | 0 | 0 | 0 | 0 | 0 | 0 | 0 | 0 | 0 | 0 | 0 | 0 | 0 | 0 | 0 | 0 | 0 | 0 | 0 | 0 | 0 | 0 | 0 | 0 | 0 | 0 | 0
F2_Commercial_OR - Miscellaneous_New_Space Heating_Natural Gas_Infiltration Control - Loading Dock Sealing_A_Achievable Economic TRC Potential | F2 | Commercial | OR - Miscellaneous | New | Space Heating | Natural Gas | Infiltration Control - Loading Dock Sealing | A | Integrated Unit Summer Peak Savings (kW) | Achievable Economic TRC Potential | 0 | 0 | 0 | 0 | 0 | 0 | 0 | 0 | 0 | 0 | 0 | 0 | 0 | 0 | 0 | 0 | 0 | 0 | 0 | 0 | 0 | 0 | 0 | 0 | 0 | 0 | 0
F3_Commercial_OR - Miscellaneous_New_Space Heating_Natural Gas_Infiltration Control - Loading Dock Sealing_A_Achievable Economic TRC Potential | F3 | Commercial | OR - Miscellaneous | New | Space Heating | Natural Gas | Infiltration Control - Loading Dock Sealing | A | Integrated Unit Winter Peak Savings (kW) | Achievable Economic TRC Potential | 0 | 0 | 0 | 0 | 0 | 0 | 0 | 0 | 0 | 0 | 0 | 0 | 0 | 0 | 0 | 0 | 0 | 0 | 0 | 0 | 0 | 0 | 0 | 0 | 0 | 0 | 0
F4_Commercial_OR - Miscellaneous_New_Space Heating_Natural Gas_Infiltration Control - Loading Dock Sealing_A_Achievable Economic TRC Potential | F4 | Commercial | OR - Miscellaneous | New | Space Heating | Natural Gas | Infiltration Control - Loading Dock Sealing | A | Incremental Energy Savings (MWh or mTherms) | Achievable Economic TRC Potential | 0 | 0 | 0 | 0 | 0 | 0 | 0 | 0 | 0 | 0 | 0 | 0 | 0 | 0 | 0 | 0 | 0 | 0 | 0 | 0 | 0 | 0 | 0 | 0 | 0 | 0 | 0
F5_Commercial_OR - Miscellaneous_New_Space Heating_Natural Gas_Infiltration Control - Loading Dock Sealing_A_Achievable Economic TRC Potential | F5 | Commercial | OR - Miscellaneous | New | Space Heating | Natural Gas | Infiltration Control - Loading Dock Sealing | A | Incremental Summer Peak Savings (MW) | Achievable Economic TRC Potential | 0 | 0 | 0 | 0 | 0 | 0 | 0 | 0 | 0 | 0 | 0 | 0 | 0 | 0 | 0 | 0 | 0 | 0 | 0 | 0 | 0 | 0 | 0 | 0 | 0 | 0 | 0
F6_Commercial_OR - Miscellaneous_New_Space Heating_Natural Gas_Infiltration Control - Loading Dock Sealing_A_Achievable Economic TRC Potential | F6 | Commercial | OR - Miscellaneous | New | Space Heating | Natural Gas | Infiltration Control - Loading Dock Sealing | A | Incremental Winter Peak Savings (MW) | Achievable Economic TRC Potential | 0 | 0 | 0 | 0 | 0 | 0 | 0 | 0 | 0 | 0 | 0 | 0 | 0 | 0 | 0 | 0 | 0 | 0 | 0 | 0 | 0 | 0 | 0 | 0 | 0 | 0 | 0
F7_Commercial_OR - Miscellaneous_New_Space Heating_Natural Gas_Infiltration Control - Loading Dock Sealing_A_Achievable Economic TRC Potential | F7 | Commercial | OR - Miscellaneous | New | Space Heating | Natural Gas | Infiltration Control - Loading Dock Sealing | A | Cumulative Energy Savings (MWh or mTherms) | Achievable Economic TRC Potential | 0 | 0 | 0 | 0 | 0 | 0 | 0 | 0 | 0 | 0 | 0 | 0 | 0 | 0 | 0 | 0 | 0 | 0 | 0 | 0 | 0 | 0 | 0 | 0 | 0 | 0 | 0
F8_Commercial_OR - Miscellaneous_New_Space Heating_Natural Gas_Infiltration Control - Loading Dock Sealing_A_Achievable Economic TRC Potential | F8 | Commercial | OR - Miscellaneous | New | Space Heating | Natural Gas | Infiltration Control - Loading Dock Sealing | A | Cumulative Summer Peak Savings (MW) | Achievable Economic TRC Potential | 0 | 0 | 0 | 0 | 0 | 0 | 0 | 0 | 0 | 0 | 0 | 0 | 0 | 0 | 0 | 0 | 0 | 0 | 0 | 0 | 0 | 0 | 0 | 0 | 0 | 0 | 0
F9_Commercial_OR - Miscellaneous_New_Space Heating_Natural Gas_Infiltration Control - Loading Dock Sealing_A_Achievable Economic TRC Potential | F9 | Commercial | OR - Miscellaneous | New | Space Heating | Natural Gas | Infiltration Control - Loading Dock Sealing | A | Cumulative Winter Peak Savings (MW) | Achievable Economic TRC Potential | 0 | 0 | 0 | 0 | 0 | 0 | 0 | 0 | 0 | 0 | 0 | 0 | 0 | 0 | 0 | 0 | 0 | 0 | 0 | 0 | 0 | 0 | 0 | 0 | 0 | 0 | 0
F10_Commercial_OR - Miscellaneous_New_Space Heating_Natural Gas_Infiltration Control - Loading Dock Sealing_A_Achievable Economic TRC Potential | F10 | Commercial | OR - Miscellaneous | New | Space Heating | Natural Gas | Infiltration Control - Loading Dock Sealing | A | Purchases (Incremental) | Achievable Economic TRC Potential | 0 | 0 | 0 | 0 | 0 | 0 | 0 | 0 | 0 | 0 | 0 | 0 | 0 | 0 | 0 | 0 | 0 | 0 | 0 | 0 | 0 | 0 | 0 | 0 | 0 | 0 | 0
F11_Commercial_OR - Miscellaneous_New_Space Heating_Natural Gas_Infiltration Control - Loading Dock Sealing_A_Achievable Economic TRC Potential | F11 | Commercial | OR - Miscellaneous | New | Space Heating | Natural Gas | Infiltration Control - Loading Dock Sealing | A | Purchases (Cumulative) | Achievable Economic TRC Potential | 0 | 0 | 0 | 0 | 0 | 0 | 0 | 0 | 0 | 0 | 0 | 0 | 0 | 0 | 0 | 0 | 0 | 0 | 0 | 0 | 0 | 0 | 0 | 0 | 0 | 0 | 0
F1_Commercial_OR - Miscellaneous_New_Space Heating_Natural Gas_Greenhouse Heat Curtain_A_Achievable Economic TRC Potential | F1 | Commercial | OR - Miscellaneous | New | Space Heating | Natural Gas | Greenhouse Heat Curtain | A | Integrated Unit Energy Savings (kWh or therms) | Achievable Economic TRC Potential | 0 | 0 | 0 | 0 | 0 | 0 | 0 | 0 | 0 | 0 | 0 | 0 | 0 | 0 | 0 | 0 | 0 | 0 | 0 | 0 | 0 | 0 | 0 | 0 | 0 | 0 | 0
F2_Commercial_OR - Miscellaneous_New_Space Heating_Natural Gas_Greenhouse Heat Curtain_A_Achievable Economic TRC Potential | F2 | Commercial | OR - Miscellaneous | New | Space Heating | Natural Gas | Greenhouse Heat Curtain | A | Integrated Unit Summer Peak Savings (kW) | Achievable Economic TRC Potential | 0 | 0 | 0 | 0 | 0 | 0 | 0 | 0 | 0 | 0 | 0 | 0 | 0 | 0 | 0 | 0 | 0 | 0 | 0 | 0 | 0 | 0 | 0 | 0 | 0 | 0 | 0
F3_Commercial_OR - Miscellaneous_New_Space Heating_Natural Gas_Greenhouse Heat Curtain_A_Achievable Economic TRC Potential | F3 | Commercial | OR - Miscellaneous | New | Space Heating | Natural Gas | Greenhouse Heat Curtain | A | Integrated Unit Winter Peak Savings (kW) | Achievable Economic TRC Potential | 0 | 0 | 0 | 0 | 0 | 0 | 0 | 0 | 0 | 0 | 0 | 0 | 0 | 0 | 0 | 0 | 0 | 0 | 0 | 0 | 0 | 0 | 0 | 0 | 0 | 0 | 0
F4_Commercial_OR - Miscellaneous_New_Space Heating_Natural Gas_Greenhouse Heat Curtain_A_Achievable Economic TRC Potential | F4 | Commercial | OR - Miscellaneous | New | Space Heating | Natural Gas | Greenhouse Heat Curtain | A | Incremental Energy Savings (MWh or mTherms) | Achievable Economic TRC Potential | 0 | 0 | 0 | 0 | 0 | 0 | 0 | 0 | 0 | 0 | 0 | 0 | 0 | 0 | 0 | 0 | 0 | 0 | 0 | 0 | 0 | 0 | 0 | 0 | 0 | 0 | 0
F5_Commercial_OR - Miscellaneous_New_Space Heating_Natural Gas_Greenhouse Heat Curtain_A_Achievable Economic TRC Potential | F5 | Commercial | OR - Miscellaneous | New | Space Heating | Natural Gas | Greenhouse Heat Curtain | A | Incremental Summer Peak Savings (MW) | Achievable Economic TRC Potential | 0 | 0 | 0 | 0 | 0 | 0 | 0 | 0 | 0 | 0 | 0 | 0 | 0 | 0 | 0 | 0 | 0 | 0 | 0 | 0 | 0 | 0 | 0 | 0 | 0 | 0 | 0
F6_Commercial_OR - Miscellaneous_New_Space Heating_Natural Gas_Greenhouse Heat Curtain_A_Achievable Economic TRC Potential | F6 | Commercial | OR - Miscellaneous | New | Space Heating | Natural Gas | Greenhouse Heat Curtain | A | Incremental Winter Peak Savings (MW) | Achievable Economic TRC Potential | 0 | 0 | 0 | 0 | 0 | 0 | 0 | 0 | 0 | 0 | 0 | 0 | 0 | 0 | 0 | 0 | 0 | 0 | 0 | 0 | 0 | 0 | 0 | 0 | 0 | 0 | 0
F7_Commercial_OR - Miscellaneous_New_Space Heating_Natural Gas_Greenhouse Heat Curtain_A_Achievable Economic TRC Potential | F7 | Commercial | OR - Miscellaneous | New | Space Heating | Natural Gas | Greenhouse Heat Curtain | A | Cumulative Energy Savings (MWh or mTherms) | Achievable Economic TRC Potential | 0 | 0 | 0 | 0 | 0 | 0 | 0 | 0 | 0 | 0 | 0 | 0 | 0 | 0 | 0 | 0 | 0 | 0 | 0 | 0 | 0 | 0 | 0 | 0 | 0 | 0 | 0
F8_Commercial_OR - Miscellaneous_New_Space Heating_Natural Gas_Greenhouse Heat Curtain_A_Achievable Economic TRC Potential | F8 | Commercial | OR - Miscellaneous | New | Space Heating | Natural Gas | Greenhouse Heat Curtain | A | Cumulative Summer Peak Savings (MW) | Achievable Economic TRC Potential | 0 | 0 | 0 | 0 | 0 | 0 | 0 | 0 | 0 | 0 | 0 | 0 | 0 | 0 | 0 | 0 | 0 | 0 | 0 | 0 | 0 | 0 | 0 | 0 | 0 | 0 | 0
F9_Commercial_OR - Miscellaneous_New_Space Heating_Natural Gas_Greenhouse Heat Curtain_A_Achievable Economic TRC Potential | F9 | Commercial | OR - Miscellaneous | New | Space Heating | Natural Gas | Greenhouse Heat Curtain | A | Cumulative Winter Peak Savings (MW) | Achievable Economic TRC Potential | 0 | 0 | 0 | 0 | 0 | 0 | 0 | 0 | 0 | 0 | 0 | 0 | 0 | 0 | 0 | 0 | 0 | 0 | 0 | 0 | 0 | 0 | 0 | 0 | 0 | 0 | 0
F10_Commercial_OR - Miscellaneous_New_Space Heating_Natural Gas_Greenhouse Heat Curtain_A_Achievable Economic TRC Potential | F10 | Commercial | OR - Miscellaneous | New | Space Heating | Natural Gas | Greenhouse Heat Curtain | A | Purchases (Incremental) | Achievable Economic TRC Potential | 0 | 0 | 0 | 0 | 0 | 0 | 0 | 0 | 0 | 0 | 0 | 0 | 0 | 0 | 0 | 0 | 0 | 0 | 0 | 0 | 0 | 0 | 0 | 0 | 0 | 0 | 0
F11_Commercial_OR - Miscellaneous_New_Space Heating_Natural Gas_Greenhouse Heat Curtain_A_Achievable Economic TRC Potential | F11 | Commercial | OR - Miscellaneous | New | Space Heating | Natural Gas | Greenhouse Heat Curtain | A | Purchases (Cumulative) | Achievable Economic TRC Potential | 0 | 0 | 0 | 0 | 0 | 0 | 0 | 0 | 0 | 0 | 0 | 0 | 0 | 0 | 0 | 0 | 0 | 0 | 0 | 0 | 0 | 0 | 0 | 0 | 0 | 0 | 0
F1_Commercial_OR - Miscellaneous_New_Space Heating_Natural Gas_Ventilation - Parking Garages, Demand Controlled_A_Achievable Economic TRC Potential | F1 | Commercial | OR - Miscellaneous | New | Space Heating | Natural Gas | Ventilation - Parking Garages, Demand Controlled | A | Integrated Unit Energy Savings (kWh or therms) | Achievable Economic TRC Potential | 0 | 0 | 0 | 0 | 0 | 0 | 0 | 0 | 0 | 0 | 0 | 0 | 0 | 0 | 0 | 0 | 0 | 0 | 0 | 0 | 0 | 0 | 0 | 0 | 0 | 0 | 0
F2_Commercial_OR - Miscellaneous_New_Space Heating_Natural Gas_Ventilation - Parking Garages, Demand Controlled_A_Achievable Economic TRC Potential | F2 | Commercial | OR - Miscellaneous | New | Space Heating | Natural Gas | Ventilation - Parking Garages, Demand Controlled | A | Integrated Unit Summer Peak Savings (kW) | Achievable Economic TRC Potential | 0 | 0 | 0 | 0 | 0 | 0 | 0 | 0 | 0 | 0 | 0 | 0 | 0 | 0 | 0 | 0 | 0 | 0 | 0 | 0 | 0 | 0 | 0 | 0 | 0 | 0 | 0
F3_Commercial_OR - Miscellaneous_New_Space Heating_Natural Gas_Ventilation - Parking Garages, Demand Controlled_A_Achievable Economic TRC Potential | F3 | Commercial | OR - Miscellaneous | New | Space Heating | Natural Gas | Ventilation - Parking Garages, Demand Controlled | A | Integrated Unit Winter Peak Savings (kW) | Achievable Economic TRC Potential | 0 | 0 | 0 | 0 | 0 | 0 | 0 | 0 | 0 | 0 | 0 | 0 | 0 | 0 | 0 | 0 | 0 | 0 | 0 | 0 | 0 | 0 | 0 | 0 | 0 | 0 | 0
F4_Commercial_OR - Miscellaneous_New_Space Heating_Natural Gas_Ventilation - Parking Garages, Demand Controlled_A_Achievable Economic TRC Potential | F4 | Commercial | OR - Miscellaneous | New | Space Heating | Natural Gas | Ventilation - Parking Garages, Demand Controlled | A | Incremental Energy Savings (MWh or mTherms) | Achievable Economic TRC Potential | 0 | 0 | 0 | 0 | 0 | 0 | 0 | 0 | 0 | 0 | 0 | 0 | 0 | 0 | 0 | 0 | 0 | 0 | 0 | 0 | 0 | 0 | 0 | 0 | 0 | 0 | 0
F5_Commercial_OR - Miscellaneous_New_Space Heating_Natural Gas_Ventilation - Parking Garages, Demand Controlled_A_Achievable Economic TRC Potential | F5 | Commercial | OR - Miscellaneous | New | Space Heating | Natural Gas | Ventilation - Parking Garages, Demand Controlled | A | Incremental Summer Peak Savings (MW) | Achievable Economic TRC Potential | 0 | 0 | 0 | 0 | 0 | 0 | 0 | 0 | 0 | 0 | 0 | 0 | 0 | 0 | 0 | 0 | 0 | 0 | 0 | 0 | 0 | 0 | 0 | 0 | 0 | 0 | 0
F6_Commercial_OR - Miscellaneous_New_Space Heating_Natural Gas_Ventilation - Parking Garages, Demand Controlled_A_Achievable Economic TRC Potential | F6 | Commercial | OR - Miscellaneous | New | Space Heating | Natural Gas | Ventilation - Parking Garages, Demand Controlled | A | Incremental Winter Peak Savings (MW) | Achievable Economic TRC Potential | 0 | 0 | 0 | 0 | 0 | 0 | 0 | 0 | 0 | 0 | 0 | 0 | 0 | 0 | 0 | 0 | 0 | 0 | 0 | 0 | 0 | 0 | 0 | 0 | 0 | 0 | 0
F7_Commercial_OR - Miscellaneous_New_Space Heating_Natural Gas_Ventilation - Parking Garages, Demand Controlled_A_Achievable Economic TRC Potential | F7 | Commercial | OR - Miscellaneous | New | Space Heating | Natural Gas | Ventilation - Parking Garages, Demand Controlled | A | Cumulative Energy Savings (MWh or mTherms) | Achievable Economic TRC Potential | 0 | 0 | 0 | 0 | 0 | 0 | 0 | 0 | 0 | 0 | 0 | 0 | 0 | 0 | 0 | 0 | 0 | 0 | 0 | 0 | 0 | 0 | 0 | 0 | 0 | 0 | 0
F8_Commercial_OR - Miscellaneous_New_Space Heating_Natural Gas_Ventilation - Parking Garages, Demand Controlled_A_Achievable Economic TRC Potential | F8 | Commercial | OR - Miscellaneous | New | Space Heating | Natural Gas | Ventilation - Parking Garages, Demand Controlled | A | Cumulative Summer Peak Savings (MW) | Achievable Economic TRC Potential | 0 | 0 | 0 | 0 | 0 | 0 | 0 | 0 | 0 | 0 | 0 | 0 | 0 | 0 | 0 | 0 | 0 | 0 | 0 | 0 | 0 | 0 | 0 | 0 | 0 | 0 | 0
F9_Commercial_OR - Miscellaneous_New_Space Heating_Natural Gas_Ventilation - Parking Garages, Demand Controlled_A_Achievable Economic TRC Potential | F9 | Commercial | OR - Miscellaneous | New | Space Heating | Natural Gas | Ventilation - Parking Garages, Demand Controlled | A | Cumulative Winter Peak Savings (MW) | Achievable Economic TRC Potential | 0 | 0 | 0 | 0 | 0 | 0 | 0 | 0 | 0 | 0 | 0 | 0 | 0 | 0 | 0 | 0 | 0 | 0 | 0 | 0 | 0 | 0 | 0 | 0 | 0 | 0 | 0
F10_Commercial_OR - Miscellaneous_New_Space Heating_Natural Gas_Ventilation - Parking Garages, Demand Controlled_A_Achievable Economic TRC Potential | F10 | Commercial | OR - Miscellaneous | New | Space Heating | Natural Gas | Ventilation - Parking Garages, Demand Controlled | A | Purchases (Incremental) | Achievable Economic TRC Potential | 0 | 0 | 0 | 0 | 0 | 0 | 0 | 0 | 0 | 0 | 0 | 0 | 0 | 0 | 0 | 0 | 0 | 0 | 0 | 0 | 0 | 0 | 0 | 0 | 0 | 0 | 0
F11_Commercial_OR - Miscellaneous_New_Space Heating_Natural Gas_Ventilation - Parking Garages, Demand Controlled_A_Achievable Economic TRC Potential | F11 | Commercial | OR - Miscellaneous | New | Space Heating | Natural Gas | Ventilation - Parking Garages, Demand Controlled | A | Purchases (Cumulative) | Achievable Economic TRC Potential | 0 | 0 | 0 | 0 | 0 | 0 | 0 | 0 | 0 | 0 | 0 | 0 | 0 | 0 | 0 | 0 | 0 | 0 | 0 | 0 | 0 | 0 | 0 | 0 | 0 | 0 | 0
F1_Commercial_OR - Miscellaneous_New_Miscellaneous_Natural Gas_Pool Heater - Night Covers_A_Achievable Economic TRC Potential | F1 | Commercial | OR - Miscellaneous | New | Miscellaneous | Natural Gas | Pool Heater - Night Covers | A | Integrated Unit Energy Savings (kWh or therms) | Achievable Economic TRC Potential | 0 | 0 | 0 | 0 | 0 | 0 | 0 | 0 | 0 | 0 | 0 | 0 | 0 | 0 | 0 | 0 | 0 | 0 | 0 | 0 | 0 | 0 | 0 | 0 | 0 | 0 | 0
F2_Commercial_OR - Miscellaneous_New_Miscellaneous_Natural Gas_Pool Heater - Night Covers_A_Achievable Economic TRC Potential | F2 | Commercial | OR - Miscellaneous | New | Miscellaneous | Natural Gas | Pool Heater - Night Covers | A | Integrated Unit Summer Peak Savings (kW) | Achievable Economic TRC Potential | 0 | 0 | 0 | 0 | 0 | 0 | 0 | 0 | 0 | 0 | 0 | 0 | 0 | 0 | 0 | 0 | 0 | 0 | 0 | 0 | 0 | 0 | 0 | 0 | 0 | 0 | 0
F3_Commercial_OR - Miscellaneous_New_Miscellaneous_Natural Gas_Pool Heater - Night Covers_A_Achievable Economic TRC Potential | F3 | Commercial | OR - Miscellaneous | New | Miscellaneous | Natural Gas | Pool Heater - Night Covers | A | Integrated Unit Winter Peak Savings (kW) | Achievable Economic TRC Potential | 0 | 0 | 0 | 0 | 0 | 0 | 0 | 0 | 0 | 0 | 0 | 0 | 0 | 0 | 0 | 0 | 0 | 0 | 0 | 0 | 0 | 0 | 0 | 0 | 0 | 0 | 0
F4_Commercial_OR - Miscellaneous_New_Miscellaneous_Natural Gas_Pool Heater - Night Covers_A_Achievable Economic TRC Potential | F4 | Commercial | OR - Miscellaneous | New | Miscellaneous | Natural Gas | Pool Heater - Night Covers | A | Incremental Energy Savings (MWh or mTherms) | Achievable Economic TRC Potential | 0 | 0 | 0 | 0 | 0 | 0 | 0 | 0 | 0 | 0 | 0 | 0 | 0 | 0 | 0 | 0 | 0 | 0 | 0 | 0 | 0 | 0 | 0 | 0 | 0 | 0 | 0
F5_Commercial_OR - Miscellaneous_New_Miscellaneous_Natural Gas_Pool Heater - Night Covers_A_Achievable Economic TRC Potential | F5 | Commercial | OR - Miscellaneous | New | Miscellaneous | Natural Gas | Pool Heater - Night Covers | A | Incremental Summer Peak Savings (MW) | Achievable Economic TRC Potential | 0 | 0 | 0 | 0 | 0 | 0 | 0 | 0 | 0 | 0 | 0 | 0 | 0 | 0 | 0 | 0 | 0 | 0 | 0 | 0 | 0 | 0 | 0 | 0 | 0 | 0 | 0
F6_Commercial_OR - Miscellaneous_New_Miscellaneous_Natural Gas_Pool Heater - Night Covers_A_Achievable Economic TRC Potential | F6 | Commercial | OR - Miscellaneous | New | Miscellaneous | Natural Gas | Pool Heater - Night Covers | A | Incremental Winter Peak Savings (MW) | Achievable Economic TRC Potential | 0 | 0 | 0 | 0 | 0 | 0 | 0 | 0 | 0 | 0 | 0 | 0 | 0 | 0 | 0 | 0 | 0 | 0 | 0 | 0 | 0 | 0 | 0 | 0 | 0 | 0 | 0
F7_Commercial_OR - Miscellaneous_New_Miscellaneous_Natural Gas_Pool Heater - Night Covers_A_Achievable Economic TRC Potential | F7 | Commercial | OR - Miscellaneous | New | Miscellaneous | Natural Gas | Pool Heater - Night Covers | A | Cumulative Energy Savings (MWh or mTherms) | Achievable Economic TRC Potential | 0 | 0 | 0 | 0 | 0 | 0 | 0 | 0 | 0 | 0 | 0 | 0 | 0 | 0 | 0 | 0 | 0 | 0 | 0 | 0 | 0 | 0 | 0 | 0 | 0 | 0 | 0
F8_Commercial_OR - Miscellaneous_New_Miscellaneous_Natural Gas_Pool Heater - Night Covers_A_Achievable Economic TRC Potential | F8 | Commercial | OR - Miscellaneous | New | Miscellaneous | Natural Gas | Pool Heater - Night Covers | A | Cumulative Summer Peak Savings (MW) | Achievable Economic TRC Potential | 0 | 0 | 0 | 0 | 0 | 0 | 0 | 0 | 0 | 0 | 0 | 0 | 0 | 0 | 0 | 0 | 0 | 0 | 0 | 0 | 0 | 0 | 0 | 0 | 0 | 0 | 0
F9_Commercial_OR - Miscellaneous_New_Miscellaneous_Natural Gas_Pool Heater - Night Covers_A_Achievable Economic TRC Potential | F9 | Commercial | OR - Miscellaneous | New | Miscellaneous | Natural Gas | Pool Heater - Night Covers | A | Cumulative Winter Peak Savings (MW) | Achievable Economic TRC Potential | 0 | 0 | 0 | 0 | 0 | 0 | 0 | 0 | 0 | 0 | 0 | 0 | 0 | 0 | 0 | 0 | 0 | 0 | 0 | 0 | 0 | 0 | 0 | 0 | 0 | 0 | 0
F10_Commercial_OR - Miscellaneous_New_Miscellaneous_Natural Gas_Pool Heater - Night Covers_A_Achievable Economic TRC Potential | F10 | Commercial | OR - Miscellaneous | New | Miscellaneous | Natural Gas | Pool Heater - Night Covers | A | Purchases (Incremental) | Achievable Economic TRC Potential | 0 | 0 | 0 | 0 | 0 | 0 | 0 | 0 | 0 | 0 | 0 | 0 | 0 | 0 | 0 | 0 | 0 | 0 | 0 | 0 | 0 | 0 | 0 | 0 | 0 | 0 | 0
F11_Commercial_OR - Miscellaneous_New_Miscellaneous_Natural Gas_Pool Heater - Night Covers_A_Achievable Economic TRC Potential | F11 | Commercial | OR - Miscellaneous | New | Miscellaneous | Natural Gas | Pool Heater - Night Covers | A | Purchases (Cumulative) | Achievable Economic TRC Potential | 0 | 0 | 0 | 0 | 0 | 0 | 0 | 0 | 0 | 0 | 0 | 0 | 0 | 0 | 0 | 0 | 0 | 0 | 0 | 0 | 0 | 0 | 0 | 0 | 0 | 0 | 0
F1_Commercial_OR - Miscellaneous_New_Space Heating_Natural Gas_Advanced New Construction Designs_A_Achievable Economic TRC Potential | F1 | Commercial | OR - Miscellaneous | New | Space Heating | Natural Gas | Advanced New Construction Designs | A | Integrated Unit Energy Savings (kWh or therms) | Achievable Economic TRC Potential | 0 | 0 | 0 | 0 | 0 | 0 | 0 | 0 | 0 | 0 | 0 | 0 | 0 | 0 | 0 | 0 | 0 | 0 | 0 | 0 | 0 | 0 | 0 | 0 | 0 | 0 | 0
F2_Commercial_OR - Miscellaneous_New_Space Heating_Natural Gas_Advanced New Construction Designs_A_Achievable Economic TRC Potential | F2 | Commercial | OR - Miscellaneous | New | Space Heating | Natural Gas | Advanced New Construction Designs | A | Integrated Unit Summer Peak Savings (kW) | Achievable Economic TRC Potential | 0 | 0 | 0 | 0 | 0 | 0 | 0 | 0 | 0 | 0 | 0 | 0 | 0 | 0 | 0 | 0 | 0 | 0 | 0 | 0 | 0 | 0 | 0 | 0 | 0 | 0 | 0
F3_Commercial_OR - Miscellaneous_New_Space Heating_Natural Gas_Advanced New Construction Designs_A_Achievable Economic TRC Potential | F3 | Commercial | OR - Miscellaneous | New | Space Heating | Natural Gas | Advanced New Construction Designs | A | Integrated Unit Winter Peak Savings (kW) | Achievable Economic TRC Potential | 0 | 0 | 0 | 0 | 0 | 0 | 0 | 0 | 0 | 0 | 0 | 0 | 0 | 0 | 0 | 0 | 0 | 0 | 0 | 0 | 0 | 0 | 0 | 0 | 0 | 0 | 0
F4_Commercial_OR - Miscellaneous_New_Space Heating_Natural Gas_Advanced New Construction Designs_A_Achievable Economic TRC Potential | F4 | Commercial | OR - Miscellaneous | New | Space Heating | Natural Gas | Advanced New Construction Designs | A | Incremental Energy Savings (MWh or mTherms) | Achievable Economic TRC Potential | 0 | 0 | 0 | 0 | 0 | 0 | 0 | 0 | 0 | 0 | 0 | 0 | 0 | 0 | 0 | 0 | 0 | 0 | 0 | 0 | 0 | 0 | 0 | 0 | 0 | 0 | 0
F5_Commercial_OR - Miscellaneous_New_Space Heating_Natural Gas_Advanced New Construction Designs_A_Achievable Economic TRC Potential | F5 | Commercial | OR - Miscellaneous | New | Space Heating | Natural Gas | Advanced New Construction Designs | A | Incremental Summer Peak Savings (MW) | Achievable Economic TRC Potential | 0 | 0 | 0 | 0 | 0 | 0 | 0 | 0 | 0 | 0 | 0 | 0 | 0 | 0 | 0 | 0 | 0 | 0 | 0 | 0 | 0 | 0 | 0 | 0 | 0 | 0 | 0
F6_Commercial_OR - Miscellaneous_New_Space Heating_Natural Gas_Advanced New Construction Designs_A_Achievable Economic TRC Potential | F6 | Commercial | OR - Miscellaneous | New | Space Heating | Natural Gas | Advanced New Construction Designs | A | Incremental Winter Peak Savings (MW) | Achievable Economic TRC Potential | 0 | 0 | 0 | 0 | 0 | 0 | 0 | 0 | 0 | 0 | 0 | 0 | 0 | 0 | 0 | 0 | 0 | 0 | 0 | 0 | 0 | 0 | 0 | 0 | 0 | 0 | 0
F7_Commercial_OR - Miscellaneous_New_Space Heating_Natural Gas_Advanced New Construction Designs_A_Achievable Economic TRC Potential | F7 | Commercial | OR - Miscellaneous | New | Space Heating | Natural Gas | Advanced New Construction Designs | A | Cumulative Energy Savings (MWh or mTherms) | Achievable Economic TRC Potential | 0 | 0 | 0 | 0 | 0 | 0 | 0 | 0 | 0 | 0 | 0 | 0 | 0 | 0 | 0 | 0 | 0 | 0 | 0 | 0 | 0 | 0 | 0 | 0 | 0 | 0 | 0
F8_Commercial_OR - Miscellaneous_New_Space Heating_Natural Gas_Advanced New Construction Designs_A_Achievable Economic TRC Potential | F8 | Commercial | OR - Miscellaneous | New | Space Heating | Natural Gas | Advanced New Construction Designs | A | Cumulative Summer Peak Savings (MW) | Achievable Economic TRC Potential | 0 | 0 | 0 | 0 | 0 | 0 | 0 | 0 | 0 | 0 | 0 | 0 | 0 | 0 | 0 | 0 | 0 | 0 | 0 | 0 | 0 | 0 | 0 | 0 | 0 | 0 | 0
F9_Commercial_OR - Miscellaneous_New_Space Heating_Natural Gas_Advanced New Construction Designs_A_Achievable Economic TRC Potential | F9 | Commercial | OR - Miscellaneous | New | Space Heating | Natural Gas | Advanced New Construction Designs | A | Cumulative Winter Peak Savings (MW) | Achievable Economic TRC Potential | 0 | 0 | 0 | 0 | 0 | 0 | 0 | 0 | 0 | 0 | 0 | 0 | 0 | 0 | 0 | 0 | 0 | 0 | 0 | 0 | 0 | 0 | 0 | 0 | 0 | 0 | 0
F10_Commercial_OR - Miscellaneous_New_Space Heating_Natural Gas_Advanced New Construction Designs_A_Achievable Economic TRC Potential | F10 | Commercial | OR - Miscellaneous | New | Space Heating | Natural Gas | Advanced New Construction Designs | A | Purchases (Incremental) | Achievable Economic TRC Potential | 0 | 0 | 0 | 0 | 0 | 0 | 0 | 0 | 0 | 0 | 0 | 0 | 0 | 0 | 0 | 0 | 0 | 0 | 0 | 0 | 0 | 0 | 0 | 0 | 0 | 0 | 0
F11_Commercial_OR - Miscellaneous_New_Space Heating_Natural Gas_Advanced New Construction Designs_A_Achievable Economic TRC Potential | F11 | Commercial | OR - Miscellaneous | New | Space Heating | Natural Gas | Advanced New Construction Designs | A | Purchases (Cumulative) | Achievable Economic TRC Potential | 0 | 0 | 0 | 0 | 0 | 0 | 0 | 0 | 0 | 0 | 0 | 0 | 0 | 0 | 0 | 0 | 0 | 0 | 0 | 0 | 0 | 0 | 0 | 0 | 0 | 0 | 0
F1_Commercial_OR - Miscellaneous_New_Water Heating_Natural Gas_Advanced New Construction Designs_A_Achievable Economic TRC Potential | F1 | Commercial | OR - Miscellaneous | New | Water Heating | Natural Gas | Advanced New Construction Designs | A | Integrated Unit Energy Savings (kWh or therms) | Achievable Economic TRC Potential | 0 | 0 | 0 | 0 | 0 | 0 | 0 | 0 | 0 | 0 | 0 | 0 | 0 | 0 | 0 | 0 | 0 | 0 | 0 | 0 | 0 | 0 | 0 | 0 | 0 | 0 | 0
F2_Commercial_OR - Miscellaneous_New_Water Heating_Natural Gas_Advanced New Construction Designs_A_Achievable Economic TRC Potential | F2 | Commercial | OR - Miscellaneous | New | Water Heating | Natural Gas | Advanced New Construction Designs | A | Integrated Unit Summer Peak Savings (kW) | Achievable Economic TRC Potential | 0 | 0 | 0 | 0 | 0 | 0 | 0 | 0 | 0 | 0 | 0 | 0 | 0 | 0 | 0 | 0 | 0 | 0 | 0 | 0 | 0 | 0 | 0 | 0 | 0 | 0 | 0
F3_Commercial_OR - Miscellaneous_New_Water Heating_Natural Gas_Advanced New Construction Designs_A_Achievable Economic TRC Potential | F3 | Commercial | OR - Miscellaneous | New | Water Heating | Natural Gas | Advanced New Construction Designs | A | Integrated Unit Winter Peak Savings (kW) | Achievable Economic TRC Potential | 0 | 0 | 0 | 0 | 0 | 0 | 0 | 0 | 0 | 0 | 0 | 0 | 0 | 0 | 0 | 0 | 0 | 0 | 0 | 0 | 0 | 0 | 0 | 0 | 0 | 0 | 0
F4_Commercial_OR - Miscellaneous_New_Water Heating_Natural Gas_Advanced New Construction Designs_A_Achievable Economic TRC Potential | F4 | Commercial | OR - Miscellaneous | New | Water Heating | Natural Gas | Advanced New Construction Designs | A | Incremental Energy Savings (MWh or mTherms) | Achievable Economic TRC Potential | 0 | 0 | 0 | 0 | 0 | 0 | 0 | 0 | 0 | 0 | 0 | 0 | 0 | 0 | 0 | 0 | 0 | 0 | 0 | 0 | 0 | 0 | 0 | 0 | 0 | 0 | 0
F5_Commercial_OR - Miscellaneous_New_Water Heating_Natural Gas_Advanced New Construction Designs_A_Achievable Economic TRC Potential | F5 | Commercial | OR - Miscellaneous | New | Water Heating | Natural Gas | Advanced New Construction Designs | A | Incremental Summer Peak Savings (MW) | Achievable Economic TRC Potential | 0 | 0 | 0 | 0 | 0 | 0 | 0 | 0 | 0 | 0 | 0 | 0 | 0 | 0 | 0 | 0 | 0 | 0 | 0 | 0 | 0 | 0 | 0 | 0 | 0 | 0 | 0
F6_Commercial_OR - Miscellaneous_New_Water Heating_Natural Gas_Advanced New Construction Designs_A_Achievable Economic TRC Potential | F6 | Commercial | OR - Miscellaneous | New | Water Heating | Natural Gas | Advanced New Construction Designs | A | Incremental Winter Peak Savings (MW) | Achievable Economic TRC Potential | 0 | 0 | 0 | 0 | 0 | 0 | 0 | 0 | 0 | 0 | 0 | 0 | 0 | 0 | 0 | 0 | 0 | 0 | 0 | 0 | 0 | 0 | 0 | 0 | 0 | 0 | 0
F7_Commercial_OR - Miscellaneous_New_Water Heating_Natural Gas_Advanced New Construction Designs_A_Achievable Economic TRC Potential | F7 | Commercial | OR - Miscellaneous | New | Water Heating | Natural Gas | Advanced New Construction Designs | A | Cumulative Energy Savings (MWh or mTherms) | Achievable Economic TRC Potential | 0 | 0 | 0 | 0 | 0 | 0 | 0 | 0 | 0 | 0 | 0 | 0 | 0 | 0 | 0 | 0 | 0 | 0 | 0 | 0 | 0 | 0 | 0 | 0 | 0 | 0 | 0
F8_Commercial_OR - Miscellaneous_New_Water Heating_Natural Gas_Advanced New Construction Designs_A_Achievable Economic TRC Potential | F8 | Commercial | OR - Miscellaneous | New | Water Heating | Natural Gas | Advanced New Construction Designs | A | Cumulative Summer Peak Savings (MW) | Achievable Economic TRC Potential | 0 | 0 | 0 | 0 | 0 | 0 | 0 | 0 | 0 | 0 | 0 | 0 | 0 | 0 | 0 | 0 | 0 | 0 | 0 | 0 | 0 | 0 | 0 | 0 | 0 | 0 | 0
F9_Commercial_OR - Miscellaneous_New_Water Heating_Natural Gas_Advanced New Construction Designs_A_Achievable Economic TRC Potential | F9 | Commercial | OR - Miscellaneous | New | Water Heating | Natural Gas | Advanced New Construction Designs | A | Cumulative Winter Peak Savings (MW) | Achievable Economic TRC Potential | 0 | 0 | 0 | 0 | 0 | 0 | 0 | 0 | 0 | 0 | 0 | 0 | 0 | 0 | 0 | 0 | 0 | 0 | 0 | 0 | 0 | 0 | 0 | 0 | 0 | 0 | 0
F10_Commercial_OR - Miscellaneous_New_Water Heating_Natural Gas_Advanced New Construction Designs_A_Achievable Economic TRC Potential | F10 | Commercial | OR - Miscellaneous | New | Water Heating | Natural Gas | Advanced New Construction Designs | A | Purchases (Incremental) | Achievable Economic TRC Potential | 0 | 0 | 0 | 0 | 0 | 0 | 0 | 0 | 0 | 0 | 0 | 0 | 0 | 0 | 0 | 0 | 0 | 0 | 0 | 0 | 0 | 0 | 0 | 0 | 0 | 0 | 0
F11_Commercial_OR - Miscellaneous_New_Water Heating_Natural Gas_Advanced New Construction Designs_A_Achievable Economic TRC Potential | F11 | Commercial | OR - Miscellaneous | New | Water Heating | Natural Gas | Advanced New Construction Designs | A | Purchases (Cumulative) | Achievable Economic TRC Potential | 0 | 0 | 0 | 0 | 0 | 0 | 0 | 0 | 0 | 0 | 0 | 0 | 0 | 0 | 0 | 0 | 0 | 0 | 0 | 0 | 0 | 0 | 0 | 0 | 0 | 0 | 0
F1_Commercial_OR - Miscellaneous_New_Space Heating_Natural Gas_Strategic Energy Management_A_Achievable Economic TRC Potential | F1 | Commercial | OR - Miscellaneous | New | Space Heating | Natural Gas | Strategic Energy Management | A | Integrated Unit Energy Savings (kWh or therms) | Achievable Economic TRC Potential | 0 | 0 | 0 | 0 | 0 | 0 | 0 | 0 | 0 | 0 | 0 | 0 | 0 | 0 | 0 | 0 | 0 | 0 | 0 | 0 | 0 | 0 | 0 | 0 | 0 | 0 | 0
F2_Commercial_OR - Miscellaneous_New_Space Heating_Natural Gas_Strategic Energy Management_A_Achievable Economic TRC Potential | F2 | Commercial | OR - Miscellaneous | New | Space Heating | Natural Gas | Strategic Energy Management | A | Integrated Unit Summer Peak Savings (kW) | Achievable Economic TRC Potential | 0 | 0 | 0 | 0 | 0 | 0 | 0 | 0 | 0 | 0 | 0 | 0 | 0 | 0 | 0 | 0 | 0 | 0 | 0 | 0 | 0 | 0 | 0 | 0 | 0 | 0 | 0
F3_Commercial_OR - Miscellaneous_New_Space Heating_Natural Gas_Strategic Energy Management_A_Achievable Economic TRC Potential | F3 | Commercial | OR - Miscellaneous | New | Space Heating | Natural Gas | Strategic Energy Management | A | Integrated Unit Winter Peak Savings (kW) | Achievable Economic TRC Potential | 0 | 0 | 0 | 0 | 0 | 0 | 0 | 0 | 0 | 0 | 0 | 0 | 0 | 0 | 0 | 0 | 0 | 0 | 0 | 0 | 0 | 0 | 0 | 0 | 0 | 0 | 0
F4_Commercial_OR - Miscellaneous_New_Space Heating_Natural Gas_Strategic Energy Management_A_Achievable Economic TRC Potential | F4 | Commercial | OR - Miscellaneous | New | Space Heating | Natural Gas | Strategic Energy Management | A | Incremental Energy Savings (MWh or mTherms) | Achievable Economic TRC Potential | 0 | 0 | 0 | 0 | 0 | 0 | 0 | 0 | 0 | 0 | 0 | 0 | 0 | 0 | 0 | 0 | 0 | 0 | 0 | 0 | 0 | 0 | 0 | 0 | 0 | 0 | 0
F5_Commercial_OR - Miscellaneous_New_Space Heating_Natural Gas_Strategic Energy Management_A_Achievable Economic TRC Potential | F5 | Commercial | OR - Miscellaneous | New | Space Heating | Natural Gas | Strategic Energy Management | A | Incremental Summer Peak Savings (MW) | Achievable Economic TRC Potential | 0 | 0 | 0 | 0 | 0 | 0 | 0 | 0 | 0 | 0 | 0 | 0 | 0 | 0 | 0 | 0 | 0 | 0 | 0 | 0 | 0 | 0 | 0 | 0 | 0 | 0 | 0
F6_Commercial_OR - Miscellaneous_New_Space Heating_Natural Gas_Strategic Energy Management_A_Achievable Economic TRC Potential | F6 | Commercial | OR - Miscellaneous | New | Space Heating | Natural Gas | Strategic Energy Management | A | Incremental Winter Peak Savings (MW) | Achievable Economic TRC Potential | 0 | 0 | 0 | 0 | 0 | 0 | 0 | 0 | 0 | 0 | 0 | 0 | 0 | 0 | 0 | 0 | 0 | 0 | 0 | 0 | 0 | 0 | 0 | 0 | 0 | 0 | 0
F7_Commercial_OR - Miscellaneous_New_Space Heating_Natural Gas_Strategic Energy Management_A_Achievable Economic TRC Potential | F7 | Commercial | OR - Miscellaneous | New | Space Heating | Natural Gas | Strategic Energy Management | A | Cumulative Energy Savings (MWh or mTherms) | Achievable Economic TRC Potential | 0 | 0 | 0 | 0 | 0 | 0 | 0 | 0 | 0 | 0 | 0 | 0 | 0 | 0 | 0 | 0 | 0 | 0 | 0 | 0 | 0 | 0 | 0 | 0 | 0 | 0 | 0
F8_Commercial_OR - Miscellaneous_New_Space Heating_Natural Gas_Strategic Energy Management_A_Achievable Economic TRC Potential | F8 | Commercial | OR - Miscellaneous | New | Space Heating | Natural Gas | Strategic Energy Management | A | Cumulative Summer Peak Savings (MW) | Achievable Economic TRC Potential | 0 | 0 | 0 | 0 | 0 | 0 | 0 | 0 | 0 | 0 | 0 | 0 | 0 | 0 | 0 | 0 | 0 | 0 | 0 | 0 | 0 | 0 | 0 | 0 | 0 | 0 | 0
F9_Commercial_OR - Miscellaneous_New_Space Heating_Natural Gas_Strategic Energy Management_A_Achievable Economic TRC Potential | F9 | Commercial | OR - Miscellaneous | New | Space Heating | Natural Gas | Strategic Energy Management | A | Cumulative Winter Peak Savings (MW) | Achievable Economic TRC Potential | 0 | 0 | 0 | 0 | 0 | 0 | 0 | 0 | 0 | 0 | 0 | 0 | 0 | 0 | 0 | 0 | 0 | 0 | 0 | 0 | 0 | 0 | 0 | 0 | 0 | 0 | 0
F10_Commercial_OR - Miscellaneous_New_Space Heating_Natural Gas_Strategic Energy Management_A_Achievable Economic TRC Potential | F10 | Commercial | OR - Miscellaneous | New | Space Heating | Natural Gas | Strategic Energy Management | A | Purchases (Incremental) | Achievable Economic TRC Potential | 0 | 0 | 0 | 0 | 0 | 0 | 0 | 0 | 0 | 0 | 0 | 0 | 0 | 0 | 0 | 0 | 0 | 0 | 0 | 0 | 0 | 0 | 0 | 0 | 0 | 0 | 0
F11_Commercial_OR - Miscellaneous_New_Space Heating_Natural Gas_Strategic Energy Management_A_Achievable Economic TRC Potential | F11 | Commercial | OR - Miscellaneous | New | Space Heating | Natural Gas | Strategic Energy Management | A | Purchases (Cumulative) | Achievable Economic TRC Potential | 0 | 0 | 0 | 0 | 0 | 0 | 0 | 0 | 0 | 0 | 0 | 0 | 0 | 0 | 0 | 0 | 0 | 0 | 0 | 0 | 0 | 0 | 0 | 0 | 0 | 0 | 0
F1_Commercial_OR - Miscellaneous_New_Water Heating_Natural Gas_Strategic Energy Management_A_Achievable Economic TRC Potential | F1 | Commercial | OR - Miscellaneous | New | Water Heating | Natural Gas | Strategic Energy Management | A | Integrated Unit Energy Savings (kWh or therms) | Achievable Economic TRC Potential | 0 | 0 | 0 | 0 | 0 | 0 | 0 | 0 | 0 | 0 | 0 | 0 | 0 | 0 | 0 | 0 | 0 | 0 | 0 | 0 | 0 | 0 | 0 | 0 | 0 | 0 | 0
F2_Commercial_OR - Miscellaneous_New_Water Heating_Natural Gas_Strategic Energy Management_A_Achievable Economic TRC Potential | F2 | Commercial | OR - Miscellaneous | New | Water Heating | Natural Gas | Strategic Energy Management | A | Integrated Unit Summer Peak Savings (kW) | Achievable Economic TRC Potential | 0 | 0 | 0 | 0 | 0 | 0 | 0 | 0 | 0 | 0 | 0 | 0 | 0 | 0 | 0 | 0 | 0 | 0 | 0 | 0 | 0 | 0 | 0 | 0 | 0 | 0 | 0
F3_Commercial_OR - Miscellaneous_New_Water Heating_Natural Gas_Strategic Energy Management_A_Achievable Economic TRC Potential | F3 | Commercial | OR - Miscellaneous | New | Water Heating | Natural Gas | Strategic Energy Management | A | Integrated Unit Winter Peak Savings (kW) | Achievable Economic TRC Potential | 0 | 0 | 0 | 0 | 0 | 0 | 0 | 0 | 0 | 0 | 0 | 0 | 0 | 0 | 0 | 0 | 0 | 0 | 0 | 0 | 0 | 0 | 0 | 0 | 0 | 0 | 0
F4_Commercial_OR - Miscellaneous_New_Water Heating_Natural Gas_Strategic Energy Management_A_Achievable Economic TRC Potential | F4 | Commercial | OR - Miscellaneous | New | Water Heating | Natural Gas | Strategic Energy Management | A | Incremental Energy Savings (MWh or mTherms) | Achievable Economic TRC Potential | 0 | 0 | 0 | 0 | 0 | 0 | 0 | 0 | 0 | 0 | 0 | 0 | 0 | 0 | 0 | 0 | 0 | 0 | 0 | 0 | 0 | 0 | 0 | 0 | 0 | 0 | 0
F5_Commercial_OR - Miscellaneous_New_Water Heating_Natural Gas_Strategic Energy Management_A_Achievable Economic TRC Potential | F5 | Commercial | OR - Miscellaneous | New | Water Heating | Natural Gas | Strategic Energy Management | A | Incremental Summer Peak Savings (MW) | Achievable Economic TRC Potential | 0 | 0 | 0 | 0 | 0 | 0 | 0 | 0 | 0 | 0 | 0 | 0 | 0 | 0 | 0 | 0 | 0 | 0 | 0 | 0 | 0 | 0 | 0 | 0 | 0 | 0 | 0
F6_Commercial_OR - Miscellaneous_New_Water Heating_Natural Gas_Strategic Energy Management_A_Achievable Economic TRC Potential | F6 | Commercial | OR - Miscellaneous | New | Water Heating | Natural Gas | Strategic Energy Management | A | Incremental Winter Peak Savings (MW) | Achievable Economic TRC Potential | 0 | 0 | 0 | 0 | 0 | 0 | 0 | 0 | 0 | 0 | 0 | 0 | 0 | 0 | 0 | 0 | 0 | 0 | 0 | 0 | 0 | 0 | 0 | 0 | 0 | 0 | 0
F7_Commercial_OR - Miscellaneous_New_Water Heating_Natural Gas_Strategic Energy Management_A_Achievable Economic TRC Potential | F7 | Commercial | OR - Miscellaneous | New | Water Heating | Natural Gas | Strategic Energy Management | A | Cumulative Energy Savings (MWh or mTherms) | Achievable Economic TRC Potential | 0 | 0 | 0 | 0 | 0 | 0 | 0 | 0 | 0 | 0 | 0 | 0 | 0 | 0 | 0 | 0 | 0 | 0 | 0 | 0 | 0 | 0 | 0 | 0 | 0 | 0 | 0
F8_Commercial_OR - Miscellaneous_New_Water Heating_Natural Gas_Strategic Energy Management_A_Achievable Economic TRC Potential | F8 | Commercial | OR - Miscellaneous | New | Water Heating | Natural Gas | Strategic Energy Management | A | Cumulative Summer Peak Savings (MW) | Achievable Economic TRC Potential | 0 | 0 | 0 | 0 | 0 | 0 | 0 | 0 | 0 | 0 | 0 | 0 | 0 | 0 | 0 | 0 | 0 | 0 | 0 | 0 | 0 | 0 | 0 | 0 | 0 | 0 | 0
F9_Commercial_OR - Miscellaneous_New_Water Heating_Natural Gas_Strategic Energy Management_A_Achievable Economic TRC Potential | F9 | Commercial | OR - Miscellaneous | New | Water Heating | Natural Gas | Strategic Energy Management | A | Cumulative Winter Peak Savings (MW) | Achievable Economic TRC Potential | 0 | 0 | 0 | 0 | 0 | 0 | 0 | 0 | 0 | 0 | 0 | 0 | 0 | 0 | 0 | 0 | 0 | 0 | 0 | 0 | 0 | 0 | 0 | 0 | 0 | 0 | 0
F10_Commercial_OR - Miscellaneous_New_Water Heating_Natural Gas_Strategic Energy Management_A_Achievable Economic TRC Potential | F10 | Commercial | OR - Miscellaneous | New | Water Heating | Natural Gas | Strategic Energy Management | A | Purchases (Incremental) | Achievable Economic TRC Potential | 0 | 0 | 0 | 0 | 0 | 0 | 0 | 0 | 0 | 0 | 0 | 0 | 0 | 0 | 0 | 0 | 0 | 0 | 0 | 0 | 0 | 0 | 0 | 0 | 0 | 0 | 0
F11_Commercial_OR - Miscellaneous_New_Water Heating_Natural Gas_Strategic Energy Management_A_Achievable Economic TRC Potential | F11 | Commercial | OR - Miscellaneous | New | Water Heating | Natural Gas | Strategic Energy Management | A | Purchases (Cumulative) | Achievable Economic TRC Potential | 0 | 0 | 0 | 0 | 0 | 0 | 0 | 0 | 0 | 0 | 0 | 0 | 0 | 0 | 0 | 0 | 0 | 0 | 0 | 0 | 0 | 0 | 0 | 0 | 0 | 0 | 0
F1_Commercial_OR - Miscellaneous_New_Space Heating_Natural Gas_Retrocommissioning_A_Achievable Economic TRC Potential | F1 | Commercial | OR - Miscellaneous | New | Space Heating | Natural Gas | Retrocommissioning | A | Integrated Unit Energy Savings (kWh or therms) | Achievable Economic TRC Potential | 0 | 0 | 0 | 0 | 0 | 0 | 0 | 0 | 0 | 0 | 0 | 0 | 0 | 0 | 0 | 0 | 0 | 0 | 0 | 0 | 0 | 0 | 0 | 0 | 0 | 0 | 0
F2_Commercial_OR - Miscellaneous_New_Space Heating_Natural Gas_Retrocommissioning_A_Achievable Economic TRC Potential | F2 | Commercial | OR - Miscellaneous | New | Space Heating | Natural Gas | Retrocommissioning | A | Integrated Unit Summer Peak Savings (kW) | Achievable Economic TRC Potential | 0 | 0 | 0 | 0 | 0 | 0 | 0 | 0 | 0 | 0 | 0 | 0 | 0 | 0 | 0 | 0 | 0 | 0 | 0 | 0 | 0 | 0 | 0 | 0 | 0 | 0 | 0
F3_Commercial_OR - Miscellaneous_New_Space Heating_Natural Gas_Retrocommissioning_A_Achievable Economic TRC Potential | F3 | Commercial | OR - Miscellaneous | New | Space Heating | Natural Gas | Retrocommissioning | A | Integrated Unit Winter Peak Savings (kW) | Achievable Economic TRC Potential | 0 | 0 | 0 | 0 | 0 | 0 | 0 | 0 | 0 | 0 | 0 | 0 | 0 | 0 | 0 | 0 | 0 | 0 | 0 | 0 | 0 | 0 | 0 | 0 | 0 | 0 | 0
F4_Commercial_OR - Miscellaneous_New_Space Heating_Natural Gas_Retrocommissioning_A_Achievable Economic TRC Potential | F4 | Commercial | OR - Miscellaneous | New | Space Heating | Natural Gas | Retrocommissioning | A | Incremental Energy Savings (MWh or mTherms) | Achievable Economic TRC Potential | 0 | 0 | 0 | 0 | 0 | 0 | 0 | 0 | 0 | 0 | 0 | 0 | 0 | 0 | 0 | 0 | 0 | 0 | 0 | 0 | 0 | 0 | 0 | 0 | 0 | 0 | 0
F5_Commercial_OR - Miscellaneous_New_Space Heating_Natural Gas_Retrocommissioning_A_Achievable Economic TRC Potential | F5 | Commercial | OR - Miscellaneous | New | Space Heating | Natural Gas | Retrocommissioning | A | Incremental Summer Peak Savings (MW) | Achievable Economic TRC Potential | 0 | 0 | 0 | 0 | 0 | 0 | 0 | 0 | 0 | 0 | 0 | 0 | 0 | 0 | 0 | 0 | 0 | 0 | 0 | 0 | 0 | 0 | 0 | 0 | 0 | 0 | 0
F6_Commercial_OR - Miscellaneous_New_Space Heating_Natural Gas_Retrocommissioning_A_Achievable Economic TRC Potential | F6 | Commercial | OR - Miscellaneous | New | Space Heating | Natural Gas | Retrocommissioning | A | Incremental Winter Peak Savings (MW) | Achievable Economic TRC Potential | 0 | 0 | 0 | 0 | 0 | 0 | 0 | 0 | 0 | 0 | 0 | 0 | 0 | 0 | 0 | 0 | 0 | 0 | 0 | 0 | 0 | 0 | 0 | 0 | 0 | 0 | 0
F7_Commercial_OR - Miscellaneous_New_Space Heating_Natural Gas_Retrocommissioning_A_Achievable Economic TRC Potential | F7 | Commercial | OR - Miscellaneous | New | Space Heating | Natural Gas | Retrocommissioning | A | Cumulative Energy Savings (MWh or mTherms) | Achievable Economic TRC Potential | 0 | 0 | 0 | 0 | 0 | 0 | 0 | 0 | 0 | 0 | 0 | 0 | 0 | 0 | 0 | 0 | 0 | 0 | 0 | 0 | 0 | 0 | 0 | 0 | 0 | 0 | 0
F8_Commercial_OR - Miscellaneous_New_Space Heating_Natural Gas_Retrocommissioning_A_Achievable Economic TRC Potential | F8 | Commercial | OR - Miscellaneous | New | Space Heating | Natural Gas | Retrocommissioning | A | Cumulative Summer Peak Savings (MW) | Achievable Economic TRC Potential | 0 | 0 | 0 | 0 | 0 | 0 | 0 | 0 | 0 | 0 | 0 | 0 | 0 | 0 | 0 | 0 | 0 | 0 | 0 | 0 | 0 | 0 | 0 | 0 | 0 | 0 | 0
F9_Commercial_OR - Miscellaneous_New_Space Heating_Natural Gas_Retrocommissioning_A_Achievable Economic TRC Potential | F9 | Commercial | OR - Miscellaneous | New | Space Heating | Natural Gas | Retrocommissioning | A | Cumulative Winter Peak Savings (MW) | Achievable Economic TRC Potential | 0 | 0 | 0 | 0 | 0 | 0 | 0 | 0 | 0 | 0 | 0 | 0 | 0 | 0 | 0 | 0 | 0 | 0 | 0 | 0 | 0 | 0 | 0 | 0 | 0 | 0 | 0
F10_Commercial_OR - Miscellaneous_New_Space Heating_Natural Gas_Retrocommissioning_A_Achievable Economic TRC Potential | F10 | Commercial | OR - Miscellaneous | New | Space Heating | Natural Gas | Retrocommissioning | A | Purchases (Incremental) | Achievable Economic TRC Potential | 0 | 0 | 0 | 0 | 0 | 0 | 0 | 0 | 0 | 0 | 0 | 0 | 0 | 0 | 0 | 0 | 0 | 0 | 0 | 0 | 0 | 0 | 0 | 0 | 0 | 0 | 0
F11_Commercial_OR - Miscellaneous_New_Space Heating_Natural Gas_Retrocommissioning_A_Achievable Economic TRC Potential | F11 | Commercial | OR - Miscellaneous | New | Space Heating | Natural Gas | Retrocommissioning | A | Purchases (Cumulative) | Achievable Economic TRC Potential | 0 | 0 | 0 | 0 | 0 | 0 | 0 | 0 | 0 | 0 | 0 | 0 | 0 | 0 | 0 | 0 | 0 | 0 | 0 | 0 | 0 | 0 | 0 | 0 | 0 | 0 | 0
F1_Commercial_OR - Miscellaneous_New_Water Heating_Natural Gas_Retrocommissioning_A_Achievable Economic TRC Potential | F1 | Commercial | OR - Miscellaneous | New | Water Heating | Natural Gas | Retrocommissioning | A | Integrated Unit Energy Savings (kWh or therms) | Achievable Economic TRC Potential | 0 | 0 | 0 | 0 | 0 | 0 | 0 | 0 | 0 | 0 | 0 | 0 | 0 | 0 | 0 | 0 | 0 | 0 | 0 | 0 | 0 | 0 | 0 | 0 | 0 | 0 | 0
F2_Commercial_OR - Miscellaneous_New_Water Heating_Natural Gas_Retrocommissioning_A_Achievable Economic TRC Potential | F2 | Commercial | OR - Miscellaneous | New | Water Heating | Natural Gas | Retrocommissioning | A | Integrated Unit Summer Peak Savings (kW) | Achievable Economic TRC Potential | 0 | 0 | 0 | 0 | 0 | 0 | 0 | 0 | 0 | 0 | 0 | 0 | 0 | 0 | 0 | 0 | 0 | 0 | 0 | 0 | 0 | 0 | 0 | 0 | 0 | 0 | 0
F3_Commercial_OR - Miscellaneous_New_Water Heating_Natural Gas_Retrocommissioning_A_Achievable Economic TRC Potential | F3 | Commercial | OR - Miscellaneous | New | Water Heating | Natural Gas | Retrocommissioning | A | Integrated Unit Winter Peak Savings (kW) | Achievable Economic TRC Potential | 0 | 0 | 0 | 0 | 0 | 0 | 0 | 0 | 0 | 0 | 0 | 0 | 0 | 0 | 0 | 0 | 0 | 0 | 0 | 0 | 0 | 0 | 0 | 0 | 0 | 0 | 0
F4_Commercial_OR - Miscellaneous_New_Water Heating_Natural Gas_Retrocommissioning_A_Achievable Economic TRC Potential | F4 | Commercial | OR - Miscellaneous | New | Water Heating | Natural Gas | Retrocommissioning | A | Incremental Energy Savings (MWh or mTherms) | Achievable Economic TRC Potential | 0 | 0 | 0 | 0 | 0 | 0 | 0 | 0 | 0 | 0 | 0 | 0 | 0 | 0 | 0 | 0 | 0 | 0 | 0 | 0 | 0 | 0 | 0 | 0 | 0 | 0 | 0
F5_Commercial_OR - Miscellaneous_New_Water Heating_Natural Gas_Retrocommissioning_A_Achievable Economic TRC Potential | F5 | Commercial | OR - Miscellaneous | New | Water Heating | Natural Gas | Retrocommissioning | A | Incremental Summer Peak Savings (MW) | Achievable Economic TRC Potential | 0 | 0 | 0 | 0 | 0 | 0 | 0 | 0 | 0 | 0 | 0 | 0 | 0 | 0 | 0 | 0 | 0 | 0 | 0 | 0 | 0 | 0 | 0 | 0 | 0 | 0 | 0
F6_Commercial_OR - Miscellaneous_New_Water Heating_Natural Gas_Retrocommissioning_A_Achievable Economic TRC Potential | F6 | Commercial | OR - Miscellaneous | New | Water Heating | Natural Gas | Retrocommissioning | A | Incremental Winter Peak Savings (MW) | Achievable Economic TRC Potential | 0 | 0 | 0 | 0 | 0 | 0 | 0 | 0 | 0 | 0 | 0 | 0 | 0 | 0 | 0 | 0 | 0 | 0 | 0 | 0 | 0 | 0 | 0 | 0 | 0 | 0 | 0
F7_Commercial_OR - Miscellaneous_New_Water Heating_Natural Gas_Retrocommissioning_A_Achievable Economic TRC Potential | F7 | Commercial | OR - Miscellaneous | New | Water Heating | Natural Gas | Retrocommissioning | A | Cumulative Energy Savings (MWh or mTherms) | Achievable Economic TRC Potential | 0 | 0 | 0 | 0 | 0 | 0 | 0 | 0 | 0 | 0 | 0 | 0 | 0 | 0 | 0 | 0 | 0 | 0 | 0 | 0 | 0 | 0 | 0 | 0 | 0 | 0 | 0
F8_Commercial_OR - Miscellaneous_New_Water Heating_Natural Gas_Retrocommissioning_A_Achievable Economic TRC Potential | F8 | Commercial | OR - Miscellaneous | New | Water Heating | Natural Gas | Retrocommissioning | A | Cumulative Summer Peak Savings (MW) | Achievable Economic TRC Potential | 0 | 0 | 0 | 0 | 0 | 0 | 0 | 0 | 0 | 0 | 0 | 0 | 0 | 0 | 0 | 0 | 0 | 0 | 0 | 0 | 0 | 0 | 0 | 0 | 0 | 0 | 0
F9_Commercial_OR - Miscellaneous_New_Water Heating_Natural Gas_Retrocommissioning_A_Achievable Economic TRC Potential | F9 | Commercial | OR - Miscellaneous | New | Water Heating | Natural Gas | Retrocommissioning | A | Cumulative Winter Peak Savings (MW) | Achievable Economic TRC Potential | 0 | 0 | 0 | 0 | 0 | 0 | 0 | 0 | 0 | 0 | 0 | 0 | 0 | 0 | 0 | 0 | 0 | 0 | 0 | 0 | 0 | 0 | 0 | 0 | 0 | 0 | 0
F10_Commercial_OR - Miscellaneous_New_Water Heating_Natural Gas_Retrocommissioning_A_Achievable Economic TRC Potential | F10 | Commercial | OR - Miscellaneous | New | Water Heating | Natural Gas | Retrocommissioning | A | Purchases (Incremental) | Achievable Economic TRC Potential | 0 | 0 | 0 | 0 | 0 | 0 | 0 | 0 | 0 | 0 | 0 | 0 | 0 | 0 | 0 | 0 | 0 | 0 | 0 | 0 | 0 | 0 | 0 | 0 | 0 | 0 | 0
F11_Commercial_OR - Miscellaneous_New_Water Heating_Natural Gas_Retrocommissioning_A_Achievable Economic TRC Potential | F11 | Commercial | OR - Miscellaneous | New | Water Heating | Natural Gas | Retrocommissioning | A | Purchases (Cumulative) | Achievable Economic TRC Potential | 0 | 0 | 0 | 0 | 0 | 0 | 0 | 0 | 0 | 0 | 0 | 0 | 0 | 0 | 0 | 0 | 0 | 0 | 0 | 0 | 0 | 0 | 0 | 0 | 0 | 0 | 0
F1_Commercial_OR - Health_Existing_Space Heating_Natural Gas_Insulation - Ceiling_A_Achievable Economic TRC Potential | F1 | Commercial | OR - Health | Existing | Space Heating | Natural Gas | Insulation - Ceiling | A | Integrated Unit Energy Savings (kWh or therms) | Achievable Economic TRC Potential | 0 | 0 | 0.01644 | 0.01633 | 0.016206 | 0.01607 | 0.015919 | 0.015749 | 0.015557 | 0.01534 | 0.015098 | 0.014834 | 0.014554 | 0.014268 | 0.013986 | 0.013722 | 0.013486 | 0.013301 | 0.013172 | 0.013071 | 0.013006 | 0.012949 | 0.012931 | 0.012914 | 0.012899 | 0.012885 | 0.012872
F2_Commercial_OR - Health_Existing_Space Heating_Natural Gas_Insulation - Ceiling_A_Achievable Economic TRC Potential | F2 | Commercial | OR - Health | Existing | Space Heating | Natural Gas | Insulation - Ceiling | A | Integrated Unit Summer Peak Savings (kW) | Achievable Economic TRC Potential | 0 | 0 | 0 | 0 | 0 | 0 | 0 | 0 | 0 | 0 | 0 | 0 | 0 | 0 | 0 | 0 | 0 | 0 | 0 | 0 | 0 | 0 | 0 | 0 | 0 | 0 | 0
F3_Commercial_OR - Health_Existing_Space Heating_Natural Gas_Insulation - Ceiling_A_Achievable Economic TRC Potential | F3 | Commercial | OR - Health | Existing | Space Heating | Natural Gas | Insulation - Ceiling | A | Integrated Unit Winter Peak Savings (kW) | Achievable Economic TRC Potential | 0 | 0 | 0 | 0 | 0 | 0 | 0 | 0 | 0 | 0 | 0 | 0 | 0 | 0 | 0 | 0 | 0 | 0 | 0 | 0 | 0 | 0 | 0 | 0 | 0 | 0 | 0
F4_Commercial_OR - Health_Existing_Space Heating_Natural Gas_Insulation - Ceiling_A_Achievable Economic TRC Potential | F4 | Commercial | OR - Health | Existing | Space Heating | Natural Gas | Insulation - Ceiling | A | Incremental Energy Savings (MWh or mTherms) | Achievable Economic TRC Potential | 0 | 0 | 0.051498 | 0.027524 | 0.092403 | 0.14905 | 0.22412 | 0.31756 | 0.42669 | 0.54543 | 0.66397 | 0.76928 | 0.8468 | 0.88309 | 0.86928 | 0.80397 | 0.69468 | 0.55776 | 0.41284 | 0.30015 | 0.16296 | 0.1298 | 0 | 0 | 0 | 0 | 0
F5_Commercial_OR - Health_Existing_Space Heating_Natural Gas_Insulation - Ceiling_A_Achievable Economic TRC Potential | F5 | Commercial | OR - Health | Existing | Space Heating | Natural Gas | Insulation - Ceiling | A | Incremental Summer Peak Savings (MW) | Achievable Economic TRC Potential | 0 | 0 | 0 | 0 | 0 | 0 | 0 | 0 | 0 | 0 | 0 | 0 | 0 | 0 | 0 | 0 | 0 | 0 | 0 | 0 | 0 | 0 | 0 | 0 | 0 | 0 | 0
F6_Commercial_OR - Health_Existing_Space Heating_Natural Gas_Insulation - Ceiling_A_Achievable Economic TRC Potential | F6 | Commercial | OR - Health | Existing | Space Heating | Natural Gas | Insulation - Ceiling | A | Incremental Winter Peak Savings (MW) | Achievable Economic TRC Potential | 0 | 0 | 0 | 0 | 0 | 0 | 0 | 0 | 0 | 0 | 0 | 0 | 0 | 0 | 0 | 0 | 0 | 0 | 0 | 0 | 0 | 0 | 0 | 0 | 0 | 0 | 0
F7_Commercial_OR - Health_Existing_Space Heating_Natural Gas_Insulation - Ceiling_A_Achievable Economic TRC Potential | F7 | Commercial | OR - Health | Existing | Space Heating | Natural Gas | Insulation - Ceiling | A | Cumulative Energy Savings (MWh or mTherms) | Achievable Economic TRC Potential | 0 | 0 | 0.051498 | 0.078675 | 0.17048 | 0.31811 | 0.53924 | 0.85104 | 1.2673 | 1.7951 | 2.4308 | 3.1575 | 3.9447 | 4.7501 | 5.5257 | 6.2253 | 6.8127 | 7.2774 | 7.6194 | 7.861 | 7.985 | 8.0801 | 8.0687 | 8.0583 | 8.0488 | 8.0401 | 8.0321
F8_Commercial_OR - Health_Existing_Space Heating_Natural Gas_Insulation - Ceiling_A_Achievable Economic TRC Potential | F8 | Commercial | OR - Health | Existing | Space Heating | Natural Gas | Insulation - Ceiling | A | Cumulative Summer Peak Savings (MW) | Achievable Economic TRC Potential | 0 | 0 | 0 | 0 | 0 | 0 | 0 | 0 | 0 | 0 | 0 | 0 | 0 | 0 | 0 | 0 | 0 | 0 | 0 | 0 | 0 | 0 | 0 | 0 | 0 | 0 | 0
F9_Commercial_OR - Health_Existing_Space Heating_Natural Gas_Insulation - Ceiling_A_Achievable Economic TRC Potential | F9 | Commercial | OR - Health | Existing | Space Heating | Natural Gas | Insulation - Ceiling | A | Cumulative Winter Peak Savings (MW) | Achievable Economic TRC Potential | 0 | 0 | 0 | 0 | 0 | 0 | 0 | 0 | 0 | 0 | 0 | 0 | 0 | 0 | 0 | 0 | 0 | 0 | 0 | 0 | 0 | 0 | 0 | 0 | 0 | 0 | 0
F10_Commercial_OR - Health_Existing_Space Heating_Natural Gas_Insulation - Ceiling_A_Achievable Economic TRC Potential | F10 | Commercial | OR - Health | Existing | Space Heating | Natural Gas | Insulation - Ceiling | A | Purchases (Incremental) | Achievable Economic TRC Potential | 0 | 0 | 3132.4133 | 1685.5257 | 5701.9659 | 9275.0291 | 14078.1987 | 20162.9888 | 27427.2019 | 35555.5597 | 43976.0994 | 51858.2678 | 58181.6063 | 61894.2748 | 62152.6752 | 58589.3782 | 51513.1673 | 41932.7178 | 31342.6546 | 22963.6197 | 12529.653 | 10023.7224 | 0 | 0 | 0 | 0 | 0
F11_Commercial_OR - Health_Existing_Space Heating_Natural Gas_Insulation - Ceiling_A_Achievable Economic TRC Potential | F11 | Commercial | OR - Health | Existing | Space Heating | Natural Gas | Insulation - Ceiling | A | Purchases (Cumulative) | Achievable Economic TRC Potential | 0 | 0 | 3132.4133 | 4817.9389 | 10519.9048 | 19794.9339 | 33873.1327 | 54036.1214 | 81463.3233 | 117018.883 | 160994.9824 | 212853.2502 | 271034.8564 | 332929.1312 | 395081.8064 | 453671.1846 | 505184.3519 | 547117.0697 | 578459.7243 | 601423.344 | 613952.997 | 623976.7194 | 623976.7194 | 623976.7194 | 623976.7194 | 623976.7194 | 623976.7194
F1_Commercial_OR - Health_Existing_Space Heating_Natural Gas_Insulation - Ducting_A_Achievable Economic TRC Potential | F1 | Commercial | OR - Health | Existing | Space Heating | Natural Gas | Insulation - Ducting | A | Integrated Unit Energy Savings (kWh or therms) | Achievable Economic TRC Potential | 0 | 0 | 0 | 0 | 0 | 0 | 0 | 0 | 0 | 0 | 0 | 0 | 0 | 0 | 0 | 0 | 0 | 0 | 0 | 0 | 0 | 0 | 0 | 0 | 0 | 0 | 0
F2_Commercial_OR - Health_Existing_Space Heating_Natural Gas_Insulation - Ducting_A_Achievable Economic TRC Potential | F2 | Commercial | OR - Health | Existing | Space Heating | Natural Gas | Insulation - Ducting | A | Integrated Unit Summer Peak Savings (kW) | Achievable Economic TRC Potential | 0 | 0 | 0 | 0 | 0 | 0 | 0 | 0 | 0 | 0 | 0 | 0 | 0 | 0 | 0 | 0 | 0 | 0 | 0 | 0 | 0 | 0 | 0 | 0 | 0 | 0 | 0
F3_Commercial_OR - Health_Existing_Space Heating_Natural Gas_Insulation - Ducting_A_Achievable Economic TRC Potential | F3 | Commercial | OR - Health | Existing | Space Heating | Natural Gas | Insulation - Ducting | A | Integrated Unit Winter Peak Savings (kW) | Achievable Economic TRC Potential | 0 | 0 | 0 | 0 | 0 | 0 | 0 | 0 | 0 | 0 | 0 | 0 | 0 | 0 | 0 | 0 | 0 | 0 | 0 | 0 | 0 | 0 | 0 | 0 | 0 | 0 | 0
F4_Commercial_OR - Health_Existing_Space Heating_Natural Gas_Insulation - Ducting_A_Achievable Economic TRC Potential | F4 | Commercial | OR - Health | Existing | Space Heating | Natural Gas | Insulation - Ducting | A | Incremental Energy Savings (MWh or mTherms) | Achievable Economic TRC Potential | 0 | 0 | 0 | 0 | 0 | 0 | 0 | 0 | 0 | 0 | 0 | 0 | 0 | 0 | 0 | 0 | 0 | 0 | 0 | 0 | 0 | 0 | 0 | 0 | 0 | 0 | 0
F5_Commercial_OR - Health_Existing_Space Heating_Natural Gas_Insulation - Ducting_A_Achievable Economic TRC Potential | F5 | Commercial | OR - Health | Existing | Space Heating | Natural Gas | Insulation - Ducting | A | Incremental Summer Peak Savings (MW) | Achievable Economic TRC Potential | 0 | 0 | 0 | 0 | 0 | 0 | 0 | 0 | 0 | 0 | 0 | 0 | 0 | 0 | 0 | 0 | 0 | 0 | 0 | 0 | 0 | 0 | 0 | 0 | 0 | 0 | 0
F6_Commercial_OR - Health_Existing_Space Heating_Natural Gas_Insulation - Ducting_A_Achievable Economic TRC Potential | F6 | Commercial | OR - Health | Existing | Space Heating | Natural Gas | Insulation - Ducting | A | Incremental Winter Peak Savings (MW) | Achievable Economic TRC Potential | 0 | 0 | 0 | 0 | 0 | 0 | 0 | 0 | 0 | 0 | 0 | 0 | 0 | 0 | 0 | 0 | 0 | 0 | 0 | 0 | 0 | 0 | 0 | 0 | 0 | 0 | 0
F7_Commercial_OR - Health_Existing_Space Heating_Natural Gas_Insulation - Ducting_A_Achievable Economic TRC Potential | F7 | Commercial | OR - Health | Existing | Space Heating | Natural Gas | Insulation - Ducting | A | Cumulative Energy Savings (MWh or mTherms) | Achievable Economic TRC Potential | 0 | 0 | 0 | 0 | 0 | 0 | 0 | 0 | 0 | 0 | 0 | 0 | 0 | 0 | 0 | 0 | 0 | 0 | 0 | 0 | 0 | 0 | 0 | 0 | 0 | 0 | 0
F8_Commercial_OR - Health_Existing_Space Heating_Natural Gas_Insulation - Ducting_A_Achievable Economic TRC Potential | F8 | Commercial | OR - Health | Existing | Space Heating | Natural Gas | Insulation - Ducting | A | Cumulative Summer Peak Savings (MW) | Achievable Economic TRC Potential | 0 | 0 | 0 | 0 | 0 | 0 | 0 | 0 | 0 | 0 | 0 | 0 | 0 | 0 | 0 | 0 | 0 | 0 | 0 | 0 | 0 | 0 | 0 | 0 | 0 | 0 | 0
F9_Commercial_OR - Health_Existing_Space Heating_Natural Gas_Insulation - Ducting_A_Achievable Economic TRC Potential | F9 | Commercial | OR - Health | Existing | Space Heating | Natural Gas | Insulation - Ducting | A | Cumulative Winter Peak Savings (MW) | Achievable Economic TRC Potential | 0 | 0 | 0 | 0 | 0 | 0 | 0 | 0 | 0 | 0 | 0 | 0 | 0 | 0 | 0 | 0 | 0 | 0 | 0 | 0 | 0 | 0 | 0 | 0 | 0 | 0 | 0
F10_Commercial_OR - Health_Existing_Space Heating_Natural Gas_Insulation - Ducting_A_Achievable Economic TRC Potential | F10 | Commercial | OR - Health | Existing | Space Heating | Natural Gas | Insulation - Ducting | A | Purchases (Incremental) | Achievable Economic TRC Potential | 0 | 0 | 0 | 0 | 0 | 0 | 0 | 0 | 0 | 0 | 0 | 0 | 0 | 0 | 0 | 0 | 0 | 0 | 0 | 0 | 0 | 0 | 0 | 0 | 0 | 0 | 0
F11_Commercial_OR - Health_Existing_Space Heating_Natural Gas_Insulation - Ducting_A_Achievable Economic TRC Potential | F11 | Commercial | OR - Health | Existing | Space Heating | Natural Gas | Insulation - Ducting | A | Purchases (Cumulative) | Achievable Economic TRC Potential | 0 | 0 | 0 | 0 | 0 | 0 | 0 | 0 | 0 | 0 | 0 | 0 | 0 | 0 | 0 | 0 | 0 | 0 | 0 | 0 | 0 | 0 | 0 | 0 | 0 | 0 | 0
F1_Commercial_OR - Health_Existing_Space Heating_Natural Gas_Insulation - Wall Cavity_A_Achievable Economic TRC Potential | F1 | Commercial | OR - Health | Existing | Space Heating | Natural Gas | Insulation - Wall Cavity | A | Integrated Unit Energy Savings (kWh or therms) | Achievable Economic TRC Potential | 0 | 0 | 0.051848 | 0.051604 | 0.051344 | 0.05107 | 0.050778 | 0.050463 | 0.050121 | 0.049748 | 0.049343 | 0.048908 | 0.048452 | 0.047986 | 0.047526 | 0.047089 | 0.046692 | 0.046364 | 0.046112 | 0.045903 | 0.045744 | 0.045603 | 0.045539 | 0.04548 | 0.045427 | 0.045378 | 0.045333
F2_Commercial_OR - Health_Existing_Space Heating_Natural Gas_Insulation - Wall Cavity_A_Achievable Economic TRC Potential | F2 | Commercial | OR - Health | Existing | Space Heating | Natural Gas | Insulation - Wall Cavity | A | Integrated Unit Summer Peak Savings (kW) | Achievable Economic TRC Potential | 0 | 0 | 0 | 0 | 0 | 0 | 0 | 0 | 0 | 0 | 0 | 0 | 0 | 0 | 0 | 0 | 0 | 0 | 0 | 0 | 0 | 0 | 0 | 0 | 0 | 0 | 0
F3_Commercial_OR - Health_Existing_Space Heating_Natural Gas_Insulation - Wall Cavity_A_Achievable Economic TRC Potential | F3 | Commercial | OR - Health | Existing | Space Heating | Natural Gas | Insulation - Wall Cavity | A | Integrated Unit Winter Peak Savings (kW) | Achievable Economic TRC Potential | 0 | 0 | 0 | 0 | 0 | 0 | 0 | 0 | 0 | 0 | 0 | 0 | 0 | 0 | 0 | 0 | 0 | 0 | 0 | 0 | 0 | 0 | 0 | 0 | 0 | 0 | 0
F4_Commercial_OR - Health_Existing_Space Heating_Natural Gas_Insulation - Wall Cavity_A_Achievable Economic TRC Potential | F4 | Commercial | OR - Health | Existing | Space Heating | Natural Gas | Insulation - Wall Cavity | A | Incremental Energy Savings (MWh or mTherms) | Achievable Economic TRC Potential | 0 | 0 | 0.061878 | 0.033139 | 0.11154 | 0.18047 | 0.27236 | 0.38766 | 0.52375 | 0.67392 | 0.82674 | 0.96633 | 1.074 | 1.1316 | 1.1254 | 1.0511 | 0.91639 | 0.74073 | 0.55065 | 0.40161 | 0.21837 | 0.17416 | 0 | 0 | 0 | 0 | 0
F5_Commercial_OR - Health_Existing_Space Heating_Natural Gas_Insulation - Wall Cavity_A_Achievable Economic TRC Potential | F5 | Commercial | OR - Health | Existing | Space Heating | Natural Gas | Insulation - Wall Cavity | A | Incremental Summer Peak Savings (MW) | Achievable Economic TRC Potential | 0 | 0 | 0 | 0 | 0 | 0 | 0 | 0 | 0 | 0 | 0 | 0 | 0 | 0 | 0 | 0 | 0 | 0 | 0 | 0 | 0 | 0 | 0 | 0 | 0 | 0 | 0
F6_Commercial_OR - Health_Existing_Space Heating_Natural Gas_Insulation - Wall Cavity_A_Achievable Economic TRC Potential | F6 | Commercial | OR - Health | Existing | Space Heating | Natural Gas | Insulation - Wall Cavity | A | Incremental Winter Peak Savings (MW) | Achievable Economic TRC Potential | 0 | 0 | 0 | 0 | 0 | 0 | 0 | 0 | 0 | 0 | 0 | 0 | 0 | 0 | 0 | 0 | 0 | 0 | 0 | 0 | 0 | 0 | 0 | 0 | 0 | 0 | 0
F7_Commercial_OR - Health_Existing_Space Heating_Natural Gas_Insulation - Wall Cavity_A_Achievable Economic TRC Potential | F7 | Commercial | OR - Health | Existing | Space Heating | Natural Gas | Insulation - Wall Cavity | A | Cumulative Energy Savings (MWh or mTherms) | Achievable Economic TRC Potential | 0 | 0 | 0.061878 | 0.094726 | 0.20579 | 0.38516 | 0.65533 | 1.0389 | 1.5556 | 2.218 | 3.0267 | 3.9663 | 5.0034 | 6.0868 | 7.1539 | 8.1393 | 8.987 | 9.6647 | 10.1627 | 10.5182 | 10.7003 | 10.8414 | 10.8262 | 10.8123 | 10.7995 | 10.7878 | 10.7771
F8_Commercial_OR - Health_Existing_Space Heating_Natural Gas_Insulation - Wall Cavity_A_Achievable Economic TRC Potential | F8 | Commercial | OR - Health | Existing | Space Heating | Natural Gas | Insulation - Wall Cavity | A | Cumulative Summer Peak Savings (MW) | Achievable Economic TRC Potential | 0 | 0 | 0 | 0 | 0 | 0 | 0 | 0 | 0 | 0 | 0 | 0 | 0 | 0 | 0 | 0 | 0 | 0 | 0 | 0 | 0 | 0 | 0 | 0 | 0 | 0 | 0
F9_Commercial_OR - Health_Existing_Space Heating_Natural Gas_Insulation - Wall Cavity_A_Achievable Economic TRC Potential | F9 | Commercial | OR - Health | Existing | Space Heating | Natural Gas | Insulation - Wall Cavity | A | Cumulative Winter Peak Savings (MW) | Achievable Economic TRC Potential | 0 | 0 | 0 | 0 | 0 | 0 | 0 | 0 | 0 | 0 | 0 | 0 | 0 | 0 | 0 | 0 | 0 | 0 | 0 | 0 | 0 | 0 | 0 | 0 | 0 | 0 | 0
F10_Commercial_OR - Health_Existing_Space Heating_Natural Gas_Insulation - Wall Cavity_A_Achievable Economic TRC Potential | F10 | Commercial | OR - Health | Existing | Space Heating | Natural Gas | Insulation - Wall Cavity | A | Purchases (Incremental) | Achievable Economic TRC Potential | 0 | 0 | 1193.4494 | 642.1853 | 2172.449 | 3533.7861 | 5363.7937 | 7682.0987 | 10449.7639 | 13546.6682 | 16754.8939 | 19758 | 22167.192 | 23581.7187 | 23680.1692 | 22322.5531 | 19626.5168 | 15976.3655 | 11941.5514 | 8749.1391 | 4773.7978 | 3819.0382 | 0 | 0 | 0 | 0 | 0
F11_Commercial_OR - Health_Existing_Space Heating_Natural Gas_Insulation - Wall Cavity_A_Achievable Economic TRC Potential | F11 | Commercial | OR - Health | Existing | Space Heating | Natural Gas | Insulation - Wall Cavity | A | Purchases (Cumulative) | Achievable Economic TRC Potential | 0 | 0 | 1193.4494 | 1835.6347 | 4008.0837 | 7541.8698 | 12905.6635 | 20587.7623 | 31037.5262 | 44584.1944 | 61339.0883 | 81097.0883 | 103264.2803 | 126845.999 | 150526.1682 | 172848.7213 | 192475.2381 | 208451.6036 | 220393.155 | 229142.2941 | 233916.0919 | 237735.1301 | 237735.1301 | 237735.1301 | 237735.1301 | 237735.1301 | 237735.1301
F1_Commercial_OR - Health_Existing_Space Heating_Natural Gas_Green Roof - Vegetated Rooftop_A_Achievable Economic TRC Potential | F1 | Commercial | OR - Health | Existing | Space Heating | Natural Gas | Green Roof - Vegetated Rooftop | A | Integrated Unit Energy Savings (kWh or therms) | Achievable Economic TRC Potential | 0 | 0 | 0.00093433 | 0.00092257 | 0.00090974 | 0.00089615 | 0.00088235 | 0.00086689 | 0.00084975 | 0.000831 | 0.00081169 | 0.00079154 | 0.00077125 | 0.00075123 | 0.000732 | 0.00071407 | 0.00069811 | 0.0006854 | 0.00067604 | 0.00066852 | 0.00066336 | 0.00065873 | 0.0006578 | 0.00065695 | 0.00065617 | 0.00065546 | 0.00065481
F2_Commercial_OR - Health_Existing_Space Heating_Natural Gas_Green Roof - Vegetated Rooftop_A_Achievable Economic TRC Potential | F2 | Commercial | OR - Health | Existing | Space Heating | Natural Gas | Green Roof - Vegetated Rooftop | A | Integrated Unit Summer Peak Savings (kW) | Achievable Economic TRC Potential | 0 | 0 | 0 | 0 | 0 | 0 | 0 | 0 | 0 | 0 | 0 | 0 | 0 | 0 | 0 | 0 | 0 | 0 | 0 | 0 | 0 | 0 | 0 | 0 | 0 | 0 | 0
F3_Commercial_OR - Health_Existing_Space Heating_Natural Gas_Green Roof - Vegetated Rooftop_A_Achievable Economic TRC Potential | F3 | Commercial | OR - Health | Existing | Space Heating | Natural Gas | Green Roof - Vegetated Rooftop | A | Integrated Unit Winter Peak Savings (kW) | Achievable Economic TRC Potential | 0 | 0 | 0 | 0 | 0 | 0 | 0 | 0 | 0 | 0 | 0 | 0 | 0 | 0 | 0 | 0 | 0 | 0 | 0 | 0 | 0 | 0 | 0 | 0 | 0 | 0 | 0
F4_Commercial_OR - Health_Existing_Space Heating_Natural Gas_Green Roof - Vegetated Rooftop_A_Achievable Economic TRC Potential | F4 | Commercial | OR - Health | Existing | Space Heating | Natural Gas | Green Roof - Vegetated Rooftop | A | Incremental Energy Savings (MWh or mTherms) | Achievable Economic TRC Potential | 0 | 0 | 0 | 0 | 0 | 0 | 0 | 0 | 0 | 0 | 0 | 0 | 0 | 0 | 0 | 0 | 0 | 0 | 0 | 0 | 0 | 0 | 0 | 0 | 0 | 0 | 0
F5_Commercial_OR - Health_Existing_Space Heating_Natural Gas_Green Roof - Vegetated Rooftop_A_Achievable Economic TRC Potential | F5 | Commercial | OR - Health | Existing | Space Heating | Natural Gas | Green Roof - Vegetated Rooftop | A | Incremental Summer Peak Savings (MW) | Achievable Economic TRC Potential | 0 | 0 | 0 | 0 | 0 | 0 | 0 | 0 | 0 | 0 | 0 | 0 | 0 | 0 | 0 | 0 | 0 | 0 | 0 | 0 | 0 | 0 | 0 | 0 | 0 | 0 | 0
F6_Commercial_OR - Health_Existing_Space Heating_Natural Gas_Green Roof - Vegetated Rooftop_A_Achievable Economic TRC Potential | F6 | Commercial | OR - Health | Existing | Space Heating | Natural Gas | Green Roof - Vegetated Rooftop | A | Incremental Winter Peak Savings (MW) | Achievable Economic TRC Potential | 0 | 0 | 0 | 0 | 0 | 0 | 0 | 0 | 0 | 0 | 0 | 0 | 0 | 0 | 0 | 0 | 0 | 0 | 0 | 0 | 0 | 0 | 0 | 0 | 0 | 0 | 0
F7_Commercial_OR - Health_Existing_Space Heating_Natural Gas_Green Roof - Vegetated Rooftop_A_Achievable Economic TRC Potential | F7 | Commercial | OR - Health | Existing | Space Heating | Natural Gas | Green Roof - Vegetated Rooftop | A | Cumulative Energy Savings (MWh or mTherms) | Achievable Economic TRC Potential | 0 | 0 | 0 | 0 | 0 | 0 | 0 | 0 | 0 | 0 | 0 | 0 | 0 | 0 | 0 | 0 | 0 | 0 | 0 | 0 | 0 | 0 | 0 | 0 | 0 | 0 | 0
F8_Commercial_OR - Health_Existing_Space Heating_Natural Gas_Green Roof - Vegetated Rooftop_A_Achievable Economic TRC Potential | F8 | Commercial | OR - Health | Existing | Space Heating | Natural Gas | Green Roof - Vegetated Rooftop | A | Cumulative Summer Peak Savings (MW) | Achievable Economic TRC Potential | 0 | 0 | 0 | 0 | 0 | 0 | 0 | 0 | 0 | 0 | 0 | 0 | 0 | 0 | 0 | 0 | 0 | 0 | 0 | 0 | 0 | 0 | 0 | 0 | 0 | 0 | 0
F9_Commercial_OR - Health_Existing_Space Heating_Natural Gas_Green Roof - Vegetated Rooftop_A_Achievable Economic TRC Potential | F9 | Commercial | OR - Health | Existing | Space Heating | Natural Gas | Green Roof - Vegetated Rooftop | A | Cumulative Winter Peak Savings (MW) | Achievable Economic TRC Potential | 0 | 0 | 0 | 0 | 0 | 0 | 0 | 0 | 0 | 0 | 0 | 0 | 0 | 0 | 0 | 0 | 0 | 0 | 0 | 0 | 0 | 0 | 0 | 0 | 0 | 0 | 0
F10_Commercial_OR - Health_Existing_Space Heating_Natural Gas_Green Roof - Vegetated Rooftop_A_Achievable Economic TRC Potential | F10 | Commercial | OR - Health | Existing | Space Heating | Natural Gas | Green Roof - Vegetated Rooftop | A | Purchases (Incremental) | Achievable Economic TRC Potential | 0 | 0 | 0 | 0 | 0 | 0 | 0 | 0 | 0 | 0 | 0 | 0 | 0 | 0 | 0 | 0 | 0 | 0 | 0 | 0 | 0 | 0 | 0 | 0 | 0 | 0 | 0
F11_Commercial_OR - Health_Existing_Space Heating_Natural Gas_Green Roof - Vegetated Rooftop_A_Achievable Economic TRC Potential | F11 | Commercial | OR - Health | Existing | Space Heating | Natural Gas | Green Roof - Vegetated Rooftop | A | Purchases (Cumulative) | Achievable Economic TRC Potential | 0 | 0 | 0 | 0 | 0 | 0 | 0 | 0 | 0 | 0 | 0 | 0 | 0 | 0 | 0 | 0 | 0 | 0 | 0 | 0 | 0 | 0 | 0 | 0 | 0 | 0 | 0
F1_Commercial_OR - Health_Existing_Space Heating_Natural Gas_Ducting - Repair and Sealing_A_Achievable Economic TRC Potential | F1 | Commercial | OR - Health | Existing | Space Heating | Natural Gas | Ducting - Repair and Sealing | A | Integrated Unit Energy Savings (kWh or therms) | Achievable Economic TRC Potential | 0 | 0 | 0.053619 | 0.053342 | 0.053035 | 0.052704 | 0.052338 | 0.051929 | 0.051469 | 0.050954 | 0.050381 | 0.049755 | 0.049091 | 0.048409 | 0.047737 | 0.047103 | 0.046533 | 0.046073 | 0.045729 | 0.045453 | 0.045259 | 0.04509 | 0.045026 | 0.044968 | 0.044915 | 0.044867 | 0.044822
F2_Commercial_OR - Health_Existing_Space Heating_Natural Gas_Ducting - Repair and Sealing_A_Achievable Economic TRC Potential | F2 | Commercial | OR - Health | Existing | Space Heating | Natural Gas | Ducting - Repair and Sealing | A | Integrated Unit Summer Peak Savings (kW) | Achievable Economic TRC Potential | 0 | 0 | 0 | 0 | 0 | 0 | 0 | 0 | 0 | 0 | 0 | 0 | 0 | 0 | 0 | 0 | 0 | 0 | 0 | 0 | 0 | 0 | 0 | 0 | 0 | 0 | 0
F3_Commercial_OR - Health_Existing_Space Heating_Natural Gas_Ducting - Repair and Sealing_A_Achievable Economic TRC Potential | F3 | Commercial | OR - Health | Existing | Space Heating | Natural Gas | Ducting - Repair and Sealing | A | Integrated Unit Winter Peak Savings (kW) | Achievable Economic TRC Potential | 0 | 0 | 0 | 0 | 0 | 0 | 0 | 0 | 0 | 0 | 0 | 0 | 0 | 0 | 0 | 0 | 0 | 0 | 0 | 0 | 0 | 0 | 0 | 0 | 0 | 0 | 0
F4_Commercial_OR - Health_Existing_Space Heating_Natural Gas_Ducting - Repair and Sealing_A_Achievable Economic TRC Potential | F4 | Commercial | OR - Health | Existing | Space Heating | Natural Gas | Ducting - Repair and Sealing | A | Incremental Energy Savings (MWh or mTherms) | Achievable Economic TRC Potential | 0 | 0 | 0.068508 | 0.036673 | 0.12335 | 0.19939 | 0.30055 | 0.42708 | 0.57581 | 0.73899 | 0.90371 | 1.0525 | 1.165 | 1.2222 | 1.2102 | 1.1257 | 0.97776 | 0.78804 | 0.58462 | 0.42575 | 0.17348 | 0.15335 | 0 | 0 | 0 | 0 | 0
F5_Commercial_OR - Health_Existing_Space Heating_Natural Gas_Ducting - Repair and Sealing_A_Achievable Economic TRC Potential | F5 | Commercial | OR - Health | Existing | Space Heating | Natural Gas | Ducting - Repair and Sealing | A | Incremental Summer Peak Savings (MW) | Achievable Economic TRC Potential | 0 | 0 | 0 | 0 | 0 | 0 | 0 | 0 | 0 | 0 | 0 | 0 | 0 | 0 | 0 | 0 | 0 | 0 | 0 | 0 | 0 | 0 | 0 | 0 | 0 | 0 | 0
F6_Commercial_OR - Health_Existing_Space Heating_Natural Gas_Ducting - Repair and Sealing_A_Achievable Economic TRC Potential | F6 | Commercial | OR - Health | Existing | Space Heating | Natural Gas | Ducting - Repair and Sealing | A | Incremental Winter Peak Savings (MW) | Achievable Economic TRC Potential | 0 | 0 | 0 | 0 | 0 | 0 | 0 | 0 | 0 | 0 | 0 | 0 | 0 | 0 | 0 | 0 | 0 | 0 | 0 | 0 | 0 | 0 | 0 | 0 | 0 | 0 | 0
F7_Commercial_OR - Health_Existing_Space Heating_Natural Gas_Ducting - Repair and Sealing_A_Achievable Economic TRC Potential | F7 | Commercial | OR - Health | Existing | Space Heating | Natural Gas | Ducting - Repair and Sealing | A | Cumulative Energy Savings (MWh or mTherms) | Achievable Economic TRC Potential | 0 | 0 | 0.068508 | 0.10483 | 0.22757 | 0.42554 | 0.72314 | 1.1446 | 1.7102 | 2.4321 | 3.3085 | 4.3198 | 5.4272 | 6.574 | 7.6929 | 8.7164 | 9.5888 | 10.2819 | 10.7897 | 11.1504 | 11.2763 | 11.3875 | 11.3715 | 11.3568 | 11.3434 | 11.3312 | 11.3199
F8_Commercial_OR - Health_Existing_Space Heating_Natural Gas_Ducting - Repair and Sealing_A_Achievable Economic TRC Potential | F8 | Commercial | OR - Health | Existing | Space Heating | Natural Gas | Ducting - Repair and Sealing | A | Cumulative Summer Peak Savings (MW) | Achievable Economic TRC Potential | 0 | 0 | 0 | 0 | 0 | 0 | 0 | 0 | 0 | 0 | 0 | 0 | 0 | 0 | 0 | 0 | 0 | 0 | 0 | 0 | 0 | 0 | 0 | 0 | 0 | 0 | 0
F9_Commercial_OR - Health_Existing_Space Heating_Natural Gas_Ducting - Repair and Sealing_A_Achievable Economic TRC Potential | F9 | Commercial | OR - Health | Existing | Space Heating | Natural Gas | Ducting - Repair and Sealing | A | Cumulative Winter Peak Savings (MW) | Achievable Economic TRC Potential | 0 | 0 | 0 | 0 | 0 | 0 | 0 | 0 | 0 | 0 | 0 | 0 | 0 | 0 | 0 | 0 | 0 | 0 | 0 | 0 | 0 | 0 | 0 | 0 | 0 | 0 | 0
F10_Commercial_OR - Health_Existing_Space Heating_Natural Gas_Ducting - Repair and Sealing_A_Achievable Economic TRC Potential | F10 | Commercial | OR - Health | Existing | Space Heating | Natural Gas | Ducting - Repair and Sealing | A | Purchases (Incremental) | Achievable Economic TRC Potential | 0 | 0 | 1277.6949 | 687.517 | 2325.8019 | 3783.2356 | 5742.4232 | 8224.377 | 11187.4113 | 14502.9257 | 17937.6195 | 21152.7145 | 23731.971 | 25246.3489 | 25351.7491 | 23898.299 | 21011.9498 | 17104.1349 | 12784.5038 | 9366.7396 | 3833.0846 | 3401.1066 | 0 | 0 | 0 | 0 | 0
F11_Commercial_OR - Health_Existing_Space Heating_Natural Gas_Ducting - Repair and Sealing_A_Achievable Economic TRC Potential | F11 | Commercial | OR - Health | Existing | Space Heating | Natural Gas | Ducting - Repair and Sealing | A | Purchases (Cumulative) | Achievable Economic TRC Potential | 0 | 0 | 1277.6949 | 1965.2119 | 4291.0138 | 8074.2494 | 13816.6725 | 22041.0495 | 33228.4608 | 47731.3865 | 65669.006 | 86821.7205 | 110553.6914 | 135800.0404 | 161151.7894 | 185050.0884 | 206062.0383 | 223166.1732 | 235950.677 | 245317.4166 | 249150.5013 | 252551.6078 | 252551.6078 | 252551.6078 | 252551.6078 | 252551.6078 | 252551.6078
F1_Commercial_OR - Health_Existing_Space Heating_Natural Gas_Windows - High Efficiency Glazing_A_Achievable Economic TRC Potential | F1 | Commercial | OR - Health | Existing | Space Heating | Natural Gas | Windows - High Efficiency Glazing | A | Integrated Unit Energy Savings (kWh or therms) | Achievable Economic TRC Potential | 0 | 0 | 0 | 0 | 0 | 0 | 0 | 0 | 0 | 0 | 0 | 0 | 0 | 0 | 0 | 0 | 0 | 0 | 0 | 0 | 0 | 0 | 0 | 0 | 0 | 0 | 0
F2_Commercial_OR - Health_Existing_Space Heating_Natural Gas_Windows - High Efficiency Glazing_A_Achievable Economic TRC Potential | F2 | Commercial | OR - Health | Existing | Space Heating | Natural Gas | Windows - High Efficiency Glazing | A | Integrated Unit Summer Peak Savings (kW) | Achievable Economic TRC Potential | 0 | 0 | 0 | 0 | 0 | 0 | 0 | 0 | 0 | 0 | 0 | 0 | 0 | 0 | 0 | 0 | 0 | 0 | 0 | 0 | 0 | 0 | 0 | 0 | 0 | 0 | 0
F3_Commercial_OR - Health_Existing_Space Heating_Natural Gas_Windows - High Efficiency Glazing_A_Achievable Economic TRC Potential | F3 | Commercial | OR - Health | Existing | Space Heating | Natural Gas | Windows - High Efficiency Glazing | A | Integrated Unit Winter Peak Savings (kW) | Achievable Economic TRC Potential | 0 | 0 | 0 | 0 | 0 | 0 | 0 | 0 | 0 | 0 | 0 | 0 | 0 | 0 | 0 | 0 | 0 | 0 | 0 | 0 | 0 | 0 | 0 | 0 | 0 | 0 | 0
F4_Commercial_OR - Health_Existing_Space Heating_Natural Gas_Windows - High Efficiency Glazing_A_Achievable Economic TRC Potential | F4 | Commercial | OR - Health | Existing | Space Heating | Natural Gas | Windows - High Efficiency Glazing | A | Incremental Energy Savings (MWh or mTherms) | Achievable Economic TRC Potential | 0 | 0 | 0 | 0 | 0 | 0 | 0 | 0 | 0 | 0 | 0 | 0 | 0 | 0 | 0 | 0 | 0 | 0 | 0 | 0 | 0 | 0 | 0 | 0 | 0 | 0 | 0
F5_Commercial_OR - Health_Existing_Space Heating_Natural Gas_Windows - High Efficiency Glazing_A_Achievable Economic TRC Potential | F5 | Commercial | OR - Health | Existing | Space Heating | Natural Gas | Windows - High Efficiency Glazing | A | Incremental Summer Peak Savings (MW) | Achievable Economic TRC Potential | 0 | 0 | 0 | 0 | 0 | 0 | 0 | 0 | 0 | 0 | 0 | 0 | 0 | 0 | 0 | 0 | 0 | 0 | 0 | 0 | 0 | 0 | 0 | 0 | 0 | 0 | 0
F6_Commercial_OR - Health_Existing_Space Heating_Natural Gas_Windows - High Efficiency Glazing_A_Achievable Economic TRC Potential | F6 | Commercial | OR - Health | Existing | Space Heating | Natural Gas | Windows - High Efficiency Glazing | A | Incremental Winter Peak Savings (MW) | Achievable Economic TRC Potential | 0 | 0 | 0 | 0 | 0 | 0 | 0 | 0 | 0 | 0 | 0 | 0 | 0 | 0 | 0 | 0 | 0 | 0 | 0 | 0 | 0 | 0 | 0 | 0 | 0 | 0 | 0
F7_Commercial_OR - Health_Existing_Space Heating_Natural Gas_Windows - High Efficiency Glazing_A_Achievable Economic TRC Potential | F7 | Commercial | OR - Health | Existing | Space Heating | Natural Gas | Windows - High Efficiency Glazing | A | Cumulative Energy Savings (MWh or mTherms) | Achievable Economic TRC Potential | 0 | 0 | 0 | 0 | 0 | 0 | 0 | 0 | 0 | 0 | 0 | 0 | 0 | 0 | 0 | 0 | 0 | 0 | 0 | 0 | 0 | 0 | 0 | 0 | 0 | 0 | 0
F8_Commercial_OR - Health_Existing_Space Heating_Natural Gas_Windows - High Efficiency Glazing_A_Achievable Economic TRC Potential | F8 | Commercial | OR - Health | Existing | Space Heating | Natural Gas | Windows - High Efficiency Glazing | A | Cumulative Summer Peak Savings (MW) | Achievable Economic TRC Potential | 0 | 0 | 0 | 0 | 0 | 0 | 0 | 0 | 0 | 0 | 0 | 0 | 0 | 0 | 0 | 0 | 0 | 0 | 0 | 0 | 0 | 0 | 0 | 0 | 0 | 0 | 0
F9_Commercial_OR - Health_Existing_Space Heating_Natural Gas_Windows - High Efficiency Glazing_A_Achievable Economic TRC Potential | F9 | Commercial | OR - Health | Existing | Space Heating | Natural Gas | Windows - High Efficiency Glazing | A | Cumulative Winter Peak Savings (MW) | Achievable Economic TRC Potential | 0 | 0 | 0 | 0 | 0 | 0 | 0 | 0 | 0 | 0 | 0 | 0 | 0 | 0 | 0 | 0 | 0 | 0 | 0 | 0 | 0 | 0 | 0 | 0 | 0 | 0 | 0
F10_Commercial_OR - Health_Existing_Space Heating_Natural Gas_Windows - High Efficiency Glazing_A_Achievable Economic TRC Potential | F10 | Commercial | OR - Health | Existing | Space Heating | Natural Gas | Windows - High Efficiency Glazing | A | Purchases (Incremental) | Achievable Economic TRC Potential | 0 | 0 | 0 | 0 | 0 | 0 | 0 | 0 | 0 | 0 | 0 | 0 | 0 | 0 | 0 | 0 | 0 | 0 | 0 | 0 | 0 | 0 | 0 | 0 | 0 | 0 | 0
F11_Commercial_OR - Health_Existing_Space Heating_Natural Gas_Windows - High Efficiency Glazing_A_Achievable Economic TRC Potential | F11 | Commercial | OR - Health | Existing | Space Heating | Natural Gas | Windows - High Efficiency Glazing | A | Purchases (Cumulative) | Achievable Economic TRC Potential | 0 | 0 | 0 | 0 | 0 | 0 | 0 | 0 | 0 | 0 | 0 | 0 | 0 | 0 | 0 | 0 | 0 | 0 | 0 | 0 | 0 | 0 | 0 | 0 | 0 | 0 | 0
F1_Commercial_OR - Health_Existing_Space Heating_Natural Gas_Windows - Secondary Glazing Systems_A_Achievable Economic TRC Potential | F1 | Commercial | OR - Health | Existing | Space Heating | Natural Gas | Windows - Secondary Glazing Systems | A | Integrated Unit Energy Savings (kWh or therms) | Achievable Economic TRC Potential | 0 | 0 | 0.56905 | 0.56645 | 0.56387 | 0.56132 | 0.5588 | 0.55631 | 0.55386 | 0.55146 | 0.54909 | 0.54675 | 0.54446 | 0.5422 | 0.54 | 0.53788 | 0.53584 | 0.53411 | 0.53273 | 0.53143 | 0.5302 | 0.52905 | 0.52831 | 0.52763 | 0.52701 | 0.52644 | 0.52592
F2_Commercial_OR - Health_Existing_Space Heating_Natural Gas_Windows - Secondary Glazing Systems_A_Achievable Economic TRC Potential | F2 | Commercial | OR - Health | Existing | Space Heating | Natural Gas | Windows - Secondary Glazing Systems | A | Integrated Unit Summer Peak Savings (kW) | Achievable Economic TRC Potential | 0 | 0 | 0 | 0 | 0 | 0 | 0 | 0 | 0 | 0 | 0 | 0 | 0 | 0 | 0 | 0 | 0 | 0 | 0 | 0 | 0 | 0 | 0 | 0 | 0 | 0 | 0
F3_Commercial_OR - Health_Existing_Space Heating_Natural Gas_Windows - Secondary Glazing Systems_A_Achievable Economic TRC Potential | F3 | Commercial | OR - Health | Existing | Space Heating | Natural Gas | Windows - Secondary Glazing Systems | A | Integrated Unit Winter Peak Savings (kW) | Achievable Economic TRC Potential | 0 | 0 | 0 | 0 | 0 | 0 | 0 | 0 | 0 | 0 | 0 | 0 | 0 | 0 | 0 | 0 | 0 | 0 | 0 | 0 | 0 | 0 | 0 | 0 | 0 | 0 | 0
F4_Commercial_OR - Health_Existing_Space Heating_Natural Gas_Windows - Secondary Glazing Systems_A_Achievable Economic TRC Potential | F4 | Commercial | OR - Health | Existing | Space Heating | Natural Gas | Windows - Secondary Glazing Systems | A | Incremental Energy Savings (MWh or mTherms) | Achievable Economic TRC Potential | 0 | 0 | 0.085488 | 0.04579 | 0.1542 | 0.24969 | 0.3773 | 0.53796 | 0.72855 | 0.94037 | 1.1581 | 1.3598 | 1.5192 | 1.6095 | 1.6097 | 1.5114 | 1.3238 | 1.0741 | 0.80079 | 0.58528 | 0.31861 | 0.25433 | 0 | 0 | 0 | 0 | 0
F5_Commercial_OR - Health_Existing_Space Heating_Natural Gas_Windows - Secondary Glazing Systems_A_Achievable Economic TRC Potential | F5 | Commercial | OR - Health | Existing | Space Heating | Natural Gas | Windows - Secondary Glazing Systems | A | Incremental Summer Peak Savings (MW) | Achievable Economic TRC Potential | 0 | 0 | 0 | 0 | 0 | 0 | 0 | 0 | 0 | 0 | 0 | 0 | 0 | 0 | 0 | 0 | 0 | 0 | 0 | 0 | 0 | 0 | 0 | 0 | 0 | 0 | 0
F6_Commercial_OR - Health_Existing_Space Heating_Natural Gas_Windows - Secondary Glazing Systems_A_Achievable Economic TRC Potential | F6 | Commercial | OR - Health | Existing | Space Heating | Natural Gas | Windows - Secondary Glazing Systems | A | Incremental Winter Peak Savings (MW) | Achievable Economic TRC Potential | 0 | 0 | 0 | 0 | 0 | 0 | 0 | 0 | 0 | 0 | 0 | 0 | 0 | 0 | 0 | 0 | 0 | 0 | 0 | 0 | 0 | 0 | 0 | 0 | 0 | 0 | 0
F7_Commercial_OR - Health_Existing_Space Heating_Natural Gas_Windows - Secondary Glazing Systems_A_Achievable Economic TRC Potential | F7 | Commercial | OR - Health | Existing | Space Heating | Natural Gas | Windows - Secondary Glazing Systems | A | Cumulative Energy Savings (MWh or mTherms) | Achievable Economic TRC Potential | 0 | 0 | 0.085488 | 0.13089 | 0.28449 | 0.5329 | 0.9078 | 1.4417 | 2.1639 | 3.0949 | 4.2397 | 5.5815 | 7.0772 | 8.6574 | 10.232 | 11.7032 | 12.9825 | 14.0149 | 14.7794 | 15.3286 | 15.6119 | 15.8323 | 15.8101 | 15.7898 | 15.7711 | 15.7541 | 15.7385
F8_Commercial_OR - Health_Existing_Space Heating_Natural Gas_Windows - Secondary Glazing Systems_A_Achievable Economic TRC Potential | F8 | Commercial | OR - Health | Existing | Space Heating | Natural Gas | Windows - Secondary Glazing Systems | A | Cumulative Summer Peak Savings (MW) | Achievable Economic TRC Potential | 0 | 0 | 0 | 0 | 0 | 0 | 0 | 0 | 0 | 0 | 0 | 0 | 0 | 0 | 0 | 0 | 0 | 0 | 0 | 0 | 0 | 0 | 0 | 0 | 0 | 0 | 0
F9_Commercial_OR - Health_Existing_Space Heating_Natural Gas_Windows - Secondary Glazing Systems_A_Achievable Economic TRC Potential | F9 | Commercial | OR - Health | Existing | Space Heating | Natural Gas | Windows - Secondary Glazing Systems | A | Cumulative Winter Peak Savings (MW) | Achievable Economic TRC Potential | 0 | 0 | 0 | 0 | 0 | 0 | 0 | 0 | 0 | 0 | 0 | 0 | 0 | 0 | 0 | 0 | 0 | 0 | 0 | 0 | 0 | 0 | 0 | 0 | 0 | 0 | 0
F10_Commercial_OR - Health_Existing_Space Heating_Natural Gas_Windows - Secondary Glazing Systems_A_Achievable Economic TRC Potential | F10 | Commercial | OR - Health | Existing | Space Heating | Natural Gas | Windows - Secondary Glazing Systems | A | Purchases (Incremental) | Achievable Economic TRC Potential | 0 | 0 | 150.2298 | 80.8374 | 273.465 | 444.8282 | 675.1871 | 967.0122 | 1315.4022 | 1705.2363 | 2109.0834 | 2487.1104 | 2790.3762 | 2968.4349 | 2980.8278 | 2809.9329 | 2470.5595 | 2011.0833 | 1503.1864 | 1101.3298 | 600.9192 | 480.7354 | 0 | 0 | 0 | 0 | 0
F11_Commercial_OR - Health_Existing_Space Heating_Natural Gas_Windows - Secondary Glazing Systems_A_Achievable Economic TRC Potential | F11 | Commercial | OR - Health | Existing | Space Heating | Natural Gas | Windows - Secondary Glazing Systems | A | Purchases (Cumulative) | Achievable Economic TRC Potential | 0 | 0 | 150.2298 | 231.0672 | 504.5322 | 949.3604 | 1624.5475 | 2591.5597 | 3906.9619 | 5612.1982 | 7721.2817 | 10208.3921 | 12998.7683 | 15967.2032 | 18948.031 | 21757.9639 | 24228.5233 | 26239.6066 | 27742.793 | 28844.1228 | 29445.0421 | 29925.7775 | 29925.7775 | 29925.7775 | 29925.7775 | 29925.7775 | 29925.7775
F1_Commercial_OR - Health_Existing_Space Heating_Natural Gas_HVAC - Energy Recovery Ventilator_A_Achievable Economic TRC Potential | F1 | Commercial | OR - Health | Existing | Space Heating | Natural Gas | HVAC - Energy Recovery Ventilator | A | Integrated Unit Energy Savings (kWh or therms) | Achievable Economic TRC Potential | 0 | 0 | 0.04017 | 0.039896 | 0.039581 | 0.039231 | 0.038834 | 0.038379 | 0.037855 | 0.037258 | 0.036585 | 0.035847 | 0.035062 | 0.034258 | 0.033471 | 0.032736 | 0.032083 | 0.031573 | 0.031213 | 0.030934 | 0.03076 | 0.03061 | 0.030567 | 0.030527 | 0.030491 | 0.030458 | 0.030428
F2_Commercial_OR - Health_Existing_Space Heating_Natural Gas_HVAC - Energy Recovery Ventilator_A_Achievable Economic TRC Potential | F2 | Commercial | OR - Health | Existing | Space Heating | Natural Gas | HVAC - Energy Recovery Ventilator | A | Integrated Unit Summer Peak Savings (kW) | Achievable Economic TRC Potential | 0 | 0 | 0 | 0 | 0 | 0 | 0 | 0 | 0 | 0 | 0 | 0 | 0 | 0 | 0 | 0 | 0 | 0 | 0 | 0 | 0 | 0 | 0 | 0 | 0 | 0 | 0
F3_Commercial_OR - Health_Existing_Space Heating_Natural Gas_HVAC - Energy Recovery Ventilator_A_Achievable Economic TRC Potential | F3 | Commercial | OR - Health | Existing | Space Heating | Natural Gas | HVAC - Energy Recovery Ventilator | A | Integrated Unit Winter Peak Savings (kW) | Achievable Economic TRC Potential | 0 | 0 | 0 | 0 | 0 | 0 | 0 | 0 | 0 | 0 | 0 | 0 | 0 | 0 | 0 | 0 | 0 | 0 | 0 | 0 | 0 | 0 | 0 | 0 | 0 | 0 | 0
F4_Commercial_OR - Health_Existing_Space Heating_Natural Gas_HVAC - Energy Recovery Ventilator_A_Achievable Economic TRC Potential | F4 | Commercial | OR - Health | Existing | Space Heating | Natural Gas | HVAC - Energy Recovery Ventilator | A | Incremental Energy Savings (MWh or mTherms) | Achievable Economic TRC Potential | 0 | 0 | 0.29802 | 0.60754 | 0.60274 | 0.59742 | 0.59138 | 0.58444 | 0.57647 | 0.56737 | 0.55713 | 0.54588 | 0.53393 | 0.52169 | 0.5097 | 0.49851 | 0.48856 | 0.4808 | 0.47532 | 0.47108 | 0.46842 | 0.46613 | 0 | 0 | 0 | 0 | 0
F5_Commercial_OR - Health_Existing_Space Heating_Natural Gas_HVAC - Energy Recovery Ventilator_A_Achievable Economic TRC Potential | F5 | Commercial | OR - Health | Existing | Space Heating | Natural Gas | HVAC - Energy Recovery Ventilator | A | Incremental Summer Peak Savings (MW) | Achievable Economic TRC Potential | 0 | 0 | 0 | 0 | 0 | 0 | 0 | 0 | 0 | 0 | 0 | 0 | 0 | 0 | 0 | 0 | 0 | 0 | 0 | 0 | 0 | 0 | 0 | 0 | 0 | 0 | 0
F6_Commercial_OR - Health_Existing_Space Heating_Natural Gas_HVAC - Energy Recovery Ventilator_A_Achievable Economic TRC Potential | F6 | Commercial | OR - Health | Existing | Space Heating | Natural Gas | HVAC - Energy Recovery Ventilator | A | Incremental Winter Peak Savings (MW) | Achievable Economic TRC Potential | 0 | 0 | 0 | 0 | 0 | 0 | 0 | 0 | 0 | 0 | 0 | 0 | 0 | 0 | 0 | 0 | 0 | 0 | 0 | 0 | 0 | 0 | 0 | 0 | 0 | 0 | 0
F7_Commercial_OR - Health_Existing_Space Heating_Natural Gas_HVAC - Energy Recovery Ventilator_A_Achievable Economic TRC Potential | F7 | Commercial | OR - Health | Existing | Space Heating | Natural Gas | HVAC - Energy Recovery Ventilator | A | Cumulative Energy Savings (MWh or mTherms) | Achievable Economic TRC Potential | 0 | 0 | 0.29802 | 0.90352 | 1.4991 | 2.0833 | 2.6536 | 3.2069 | 3.7397 | 4.248 | 4.7285 | 5.1789 | 5.5994 | 5.9928 | 6.3648 | 6.7235 | 7.0779 | 7.4462 | 7.8366 | 8.2378 | 8.6598 | 9.0836 | 9.0708 | 9.0591 | 9.0484 | 9.0386 | 9.0296
F8_Commercial_OR - Health_Existing_Space Heating_Natural Gas_HVAC - Energy Recovery Ventilator_A_Achievable Economic TRC Potential | F8 | Commercial | OR - Health | Existing | Space Heating | Natural Gas | HVAC - Energy Recovery Ventilator | A | Cumulative Summer Peak Savings (MW) | Achievable Economic TRC Potential | 0 | 0 | 0 | 0 | 0 | 0 | 0 | 0 | 0 | 0 | 0 | 0 | 0 | 0 | 0 | 0 | 0 | 0 | 0 | 0 | 0 | 0 | 0 | 0 | 0 | 0 | 0
F9_Commercial_OR - Health_Existing_Space Heating_Natural Gas_HVAC - Energy Recovery Ventilator_A_Achievable Economic TRC Potential | F9 | Commercial | OR - Health | Existing | Space Heating | Natural Gas | HVAC - Energy Recovery Ventilator | A | Cumulative Winter Peak Savings (MW) | Achievable Economic TRC Potential | 0 | 0 | 0 | 0 | 0 | 0 | 0 | 0 | 0 | 0 | 0 | 0 | 0 | 0 | 0 | 0 | 0 | 0 | 0 | 0 | 0 | 0 | 0 | 0 | 0 | 0 | 0
F10_Commercial_OR - Health_Existing_Space Heating_Natural Gas_HVAC - Energy Recovery Ventilator_A_Achievable Economic TRC Potential | F10 | Commercial | OR - Health | Existing | Space Heating | Natural Gas | HVAC - Energy Recovery Ventilator | A | Purchases (Incremental) | Achievable Economic TRC Potential | 0 | 0 | 7418.8735 | 15228.214 | 15228.214 | 15228.214 | 15228.214 | 15228.214 | 15228.214 | 15228.214 | 15228.214 | 15228.214 | 15228.214 | 15228.214 | 15228.214 | 15228.214 | 15228.214 | 15228.214 | 15228.214 | 15228.214 | 15228.214 | 15228.214 | 0 | 0 | 0 | 0 | 0
F11_Commercial_OR - Health_Existing_Space Heating_Natural Gas_HVAC - Energy Recovery Ventilator_A_Achievable Economic TRC Potential | F11 | Commercial | OR - Health | Existing | Space Heating | Natural Gas | HVAC - Energy Recovery Ventilator | A | Purchases (Cumulative) | Achievable Economic TRC Potential | 0 | 0 | 7418.8735 | 22647.0875 | 37875.3015 | 53103.5155 | 68331.7295 | 83559.9435 | 98788.1575 | 114016.3715 | 129244.5855 | 144472.7995 | 159701.0135 | 174929.2275 | 190157.4415 | 205385.6555 | 220613.8695 | 235842.0835 | 251070.2975 | 266298.5115 | 281526.7255 | 296754.9395 | 296754.9395 | 296754.9395 | 296754.9395 | 296754.9395 | 296754.9395
F1_Commercial_OR - Health_Existing_Space Heating_Natural Gas_Building Shell - Air Sealing (Infiltration Control)_A_Achievable Economic TRC Potential | F1 | Commercial | OR - Health | Existing | Space Heating | Natural Gas | Building Shell - Air Sealing (Infiltration Control) | A | Integrated Unit Energy Savings (kWh or therms) | Achievable Economic TRC Potential | 0 | 0 | 1.2512 | 1.2474 | 1.2437 | 1.2401 | 1.2366 | 1.2331 | 1.2297 | 1.2264 | 1.2232 | 1.2201 | 1.2171 | 1.2141 | 1.2113 | 1.2086 | 1.206 | 1.2036 | 1.2013 | 1.1991 | 1.1971 | 1.1952 | 1.1936 | 1.192 | 1.1906 | 1.1894 | 1.1882
F2_Commercial_OR - Health_Existing_Space Heating_Natural Gas_Building Shell - Air Sealing (Infiltration Control)_A_Achievable Economic TRC Potential | F2 | Commercial | OR - Health | Existing | Space Heating | Natural Gas | Building Shell - Air Sealing (Infiltration Control) | A | Integrated Unit Summer Peak Savings (kW) | Achievable Economic TRC Potential | 0 | 0 | 0 | 0 | 0 | 0 | 0 | 0 | 0 | 0 | 0 | 0 | 0 | 0 | 0 | 0 | 0 | 0 | 0 | 0 | 0 | 0 | 0 | 0 | 0 | 0 | 0
F3_Commercial_OR - Health_Existing_Space Heating_Natural Gas_Building Shell - Air Sealing (Infiltration Control)_A_Achievable Economic TRC Potential | F3 | Commercial | OR - Health | Existing | Space Heating | Natural Gas | Building Shell - Air Sealing (Infiltration Control) | A | Integrated Unit Winter Peak Savings (kW) | Achievable Economic TRC Potential | 0 | 0 | 0 | 0 | 0 | 0 | 0 | 0 | 0 | 0 | 0 | 0 | 0 | 0 | 0 | 0 | 0 | 0 | 0 | 0 | 0 | 0 | 0 | 0 | 0 | 0 | 0
F4_Commercial_OR - Health_Existing_Space Heating_Natural Gas_Building Shell - Air Sealing (Infiltration Control)_A_Achievable Economic TRC Potential | F4 | Commercial | OR - Health | Existing | Space Heating | Natural Gas | Building Shell - Air Sealing (Infiltration Control) | A | Incremental Energy Savings (MWh or mTherms) | Achievable Economic TRC Potential | 0 | 0 | 0.0037541 | 0.002014 | 0.0067931 | 0.011018 | 0.016676 | 0.023816 | 0.032307 | 0.04177 | 0.051526 | 0.060607 | 0.064177 | 0.070024 | 0.065501 | 0.057093 | 0.043247 | 0.025098 | 0.0045054 | 0 | 0 | 0 | 0 | 0 | 0 | 0 | 0
F5_Commercial_OR - Health_Existing_Space Heating_Natural Gas_Building Shell - Air Sealing (Infiltration Control)_A_Achievable Economic TRC Potential | F5 | Commercial | OR - Health | Existing | Space Heating | Natural Gas | Building Shell - Air Sealing (Infiltration Control) | A | Incremental Summer Peak Savings (MW) | Achievable Economic TRC Potential | 0 | 0 | 0 | 0 | 0 | 0 | 0 | 0 | 0 | 0 | 0 | 0 | 0 | 0 | 0 | 0 | 0 | 0 | 0 | 0 | 0 | 0 | 0 | 0 | 0 | 0 | 0
F6_Commercial_OR - Health_Existing_Space Heating_Natural Gas_Building Shell - Air Sealing (Infiltration Control)_A_Achievable Economic TRC Potential | F6 | Commercial | OR - Health | Existing | Space Heating | Natural Gas | Building Shell - Air Sealing (Infiltration Control) | A | Incremental Winter Peak Savings (MW) | Achievable Economic TRC Potential | 0 | 0 | 0 | 0 | 0 | 0 | 0 | 0 | 0 | 0 | 0 | 0 | 0 | 0 | 0 | 0 | 0 | 0 | 0 | 0 | 0 | 0 | 0 | 0 | 0 | 0 | 0
F7_Commercial_OR - Health_Existing_Space Heating_Natural Gas_Building Shell - Air Sealing (Infiltration Control)_A_Achievable Economic TRC Potential | F7 | Commercial | OR - Health | Existing | Space Heating | Natural Gas | Building Shell - Air Sealing (Infiltration Control) | A | Cumulative Energy Savings (MWh or mTherms) | Achievable Economic TRC Potential | 0 | 0 | 0.0037541 | 0.0057569 | 0.012533 | 0.023514 | 0.040123 | 0.063826 | 0.095959 | 0.13747 | 0.18864 | 0.24876 | 0.31232 | 0.3816 | 0.44622 | 0.50231 | 0.54449 | 0.56848 | 0.57188 | 0.57085 | 0.56989 | 0.56902 | 0.56822 | 0.5675 | 0.56683 | 0.56622 | 0.56566
F8_Commercial_OR - Health_Existing_Space Heating_Natural Gas_Building Shell - Air Sealing (Infiltration Control)_A_Achievable Economic TRC Potential | F8 | Commercial | OR - Health | Existing | Space Heating | Natural Gas | Building Shell - Air Sealing (Infiltration Control) | A | Cumulative Summer Peak Savings (MW) | Achievable Economic TRC Potential | 0 | 0 | 0 | 0 | 0 | 0 | 0 | 0 | 0 | 0 | 0 | 0 | 0 | 0 | 0 | 0 | 0 | 0 | 0 | 0 | 0 | 0 | 0 | 0 | 0 | 0 | 0
F9_Commercial_OR - Health_Existing_Space Heating_Natural Gas_Building Shell - Air Sealing (Infiltration Control)_A_Achievable Economic TRC Potential | F9 | Commercial | OR - Health | Existing | Space Heating | Natural Gas | Building Shell - Air Sealing (Infiltration Control) | A | Cumulative Winter Peak Savings (MW) | Achievable Economic TRC Potential | 0 | 0 | 0 | 0 | 0 | 0 | 0 | 0 | 0 | 0 | 0 | 0 | 0 | 0 | 0 | 0 | 0 | 0 | 0 | 0 | 0 | 0 | 0 | 0 | 0 | 0 | 0
F10_Commercial_OR - Health_Existing_Space Heating_Natural Gas_Building Shell - Air Sealing (Infiltration Control)_A_Achievable Economic TRC Potential | F10 | Commercial | OR - Health | Existing | Space Heating | Natural Gas | Building Shell - Air Sealing (Infiltration Control) | A | Purchases (Incremental) | Achievable Economic TRC Potential | 0 | 0 | 3.0005 | 1.6146 | 5.4619 | 8.8845 | 13.4854 | 19.314 | 26.2724 | 34.0585 | 42.1245 | 49.6748 | 52.7313 | 57.6736 | 54.0738 | 47.238 | 35.8588 | 20.8531 | 3.7506 | 0 | 0 | 0 | 0 | 0 | 0 | 0 | 0
F11_Commercial_OR - Health_Existing_Space Heating_Natural Gas_Building Shell - Air Sealing (Infiltration Control)_A_Achievable Economic TRC Potential | F11 | Commercial | OR - Health | Existing | Space Heating | Natural Gas | Building Shell - Air Sealing (Infiltration Control) | A | Purchases (Cumulative) | Achievable Economic TRC Potential | 0 | 0 | 3.0005 | 4.6151 | 10.077 | 18.9615 | 32.4469 | 51.7609 | 78.0333 | 112.0918 | 154.2162 | 203.891 | 256.6223 | 314.296 | 368.3698 | 415.6078 | 451.4665 | 472.3196 | 476.0702 | 476.0702 | 476.0702 | 476.0702 | 476.0702 | 476.0702 | 476.0702 | 476.0702 | 476.0702
F1_Commercial_OR - Health_Existing_Space Heating_Natural Gas_Ventilation - Demand Controlled_A_Achievable Economic TRC Potential | F1 | Commercial | OR - Health | Existing | Space Heating | Natural Gas | Ventilation - Demand Controlled | A | Integrated Unit Energy Savings (kWh or therms) | Achievable Economic TRC Potential | 0 | 0 | 0.0098732 | 0.0097809 | 0.009679 | 0.009569 | 0.0094481 | 0.0093134 | 0.0091629 | 0.0089951 | 0.0088101 | 0.00861 | 0.0083997 | 0.0081883 | 0.0079842 | 0.0077932 | 0.0076224 | 0.0074862 | 0.007386 | 0.0073053 | 0.0072495 | 0.0071994 | 0.0071893 | 0.00718 | 0.0071715 | 0.0071637 | 0.0071566
F2_Commercial_OR - Health_Existing_Space Heating_Natural Gas_Ventilation - Demand Controlled_A_Achievable Economic TRC Potential | F2 | Commercial | OR - Health | Existing | Space Heating | Natural Gas | Ventilation - Demand Controlled | A | Integrated Unit Summer Peak Savings (kW) | Achievable Economic TRC Potential | 0 | 0 | 0 | 0 | 0 | 0 | 0 | 0 | 0 | 0 | 0 | 0 | 0 | 0 | 0 | 0 | 0 | 0 | 0 | 0 | 0 | 0 | 0 | 0 | 0 | 0 | 0
F3_Commercial_OR - Health_Existing_Space Heating_Natural Gas_Ventilation - Demand Controlled_A_Achievable Economic TRC Potential | F3 | Commercial | OR - Health | Existing | Space Heating | Natural Gas | Ventilation - Demand Controlled | A | Integrated Unit Winter Peak Savings (kW) | Achievable Economic TRC Potential | 0 | 0 | 0 | 0 | 0 | 0 | 0 | 0 | 0 | 0 | 0 | 0 | 0 | 0 | 0 | 0 | 0 | 0 | 0 | 0 | 0 | 0 | 0 | 0 | 0 | 0 | 0
F4_Commercial_OR - Health_Existing_Space Heating_Natural Gas_Ventilation - Demand Controlled_A_Achievable Economic TRC Potential | F4 | Commercial | OR - Health | Existing | Space Heating | Natural Gas | Ventilation - Demand Controlled | A | Incremental Energy Savings (MWh or mTherms) | Achievable Economic TRC Potential | 0 | 0 | 0.16798 | 0.20433 | 0.24743 | 0.28396 | 0.3198 | 0.36856 | 0.39778 | 0.39892 | 0.3682 | 0.30931 | 0.090602 | 0 | 0 | 0 | 0 | 0 | 0 | 0 | 0 | 0 | 0 | 0 | 0 | 0 | 0
F5_Commercial_OR - Health_Existing_Space Heating_Natural Gas_Ventilation - Demand Controlled_A_Achievable Economic TRC Potential | F5 | Commercial | OR - Health | Existing | Space Heating | Natural Gas | Ventilation - Demand Controlled | A | Incremental Summer Peak Savings (MW) | Achievable Economic TRC Potential | 0 | 0 | 0 | 0 | 0 | 0 | 0 | 0 | 0 | 0 | 0 | 0 | 0 | 0 | 0 | 0 | 0 | 0 | 0 | 0 | 0 | 0 | 0 | 0 | 0 | 0 | 0
F6_Commercial_OR - Health_Existing_Space Heating_Natural Gas_Ventilation - Demand Controlled_A_Achievable Economic TRC Potential | F6 | Commercial | OR - Health | Existing | Space Heating | Natural Gas | Ventilation - Demand Controlled | A | Incremental Winter Peak Savings (MW) | Achievable Economic TRC Potential | 0 | 0 | 0 | 0 | 0 | 0 | 0 | 0 | 0 | 0 | 0 | 0 | 0 | 0 | 0 | 0 | 0 | 0 | 0 | 0 | 0 | 0 | 0 | 0 | 0 | 0 | 0
F7_Commercial_OR - Health_Existing_Space Heating_Natural Gas_Ventilation - Demand Controlled_A_Achievable Economic TRC Potential | F7 | Commercial | OR - Health | Existing | Space Heating | Natural Gas | Ventilation - Demand Controlled | A | Cumulative Energy Savings (MWh or mTherms) | Achievable Economic TRC Potential | 0 | 0 | 0.16798 | 0.37074 | 0.6143 | 0.89129 | 1.1998 | 1.5513 | 1.924 | 2.2877 | 2.6088 | 2.8589 | 2.8797 | 2.8072 | 2.7372 | 2.6718 | 2.6132 | 2.5665 | 2.5321 | 2.5045 | 2.4853 | 2.4682 | 2.4647 | 2.4615 | 2.4586 | 2.456 | 2.4535
F8_Commercial_OR - Health_Existing_Space Heating_Natural Gas_Ventilation - Demand Controlled_A_Achievable Economic TRC Potential | F8 | Commercial | OR - Health | Existing | Space Heating | Natural Gas | Ventilation - Demand Controlled | A | Cumulative Summer Peak Savings (MW) | Achievable Economic TRC Potential | 0 | 0 | 0 | 0 | 0 | 0 | 0 | 0 | 0 | 0 | 0 | 0 | 0 | 0 | 0 | 0 | 0 | 0 | 0 | 0 | 0 | 0 | 0 | 0 | 0 | 0 | 0
F9_Commercial_OR - Health_Existing_Space Heating_Natural Gas_Ventilation - Demand Controlled_A_Achievable Economic TRC Potential | F9 | Commercial | OR - Health | Existing | Space Heating | Natural Gas | Ventilation - Demand Controlled | A | Cumulative Winter Peak Savings (MW) | Achievable Economic TRC Potential | 0 | 0 | 0 | 0 | 0 | 0 | 0 | 0 | 0 | 0 | 0 | 0 | 0 | 0 | 0 | 0 | 0 | 0 | 0 | 0 | 0 | 0 | 0 | 0 | 0 | 0 | 0
F10_Commercial_OR - Health_Existing_Space Heating_Natural Gas_Ventilation - Demand Controlled_A_Achievable Economic TRC Potential | F10 | Commercial | OR - Health | Existing | Space Heating | Natural Gas | Ventilation - Demand Controlled | A | Purchases (Incremental) | Achievable Economic TRC Potential | 0 | 0 | 17013.9499 | 20890.417 | 25563.757 | 29675.4939 | 33848.6587 | 39573.1508 | 43412.361 | 44348.7932 | 41793.4153 | 35924.9805 | 10786.3168 | 0 | 0 | 0 | 0 | 0 | 0 | 0 | 0 | 0 | 0 | 0 | 0 | 0 | 0
F11_Commercial_OR - Health_Existing_Space Heating_Natural Gas_Ventilation - Demand Controlled_A_Achievable Economic TRC Potential | F11 | Commercial | OR - Health | Existing | Space Heating | Natural Gas | Ventilation - Demand Controlled | A | Purchases (Cumulative) | Achievable Economic TRC Potential | 0 | 0 | 17013.9499 | 37904.3669 | 63468.1239 | 93143.6178 | 126992.2766 | 166565.4274 | 209977.7883 | 254326.5815 | 296119.9968 | 332044.9773 | 342831.2941 | 342831.2941 | 342831.2941 | 342831.2941 | 342831.2941 | 342831.2941 | 342831.2941 | 342831.2941 | 342831.2941 | 342831.2941 | 342831.2941 | 342831.2941 | 342831.2941 | 342831.2941 | 342831.2941
F1_Commercial_OR - Health_Existing_Space Heating_Natural Gas_HVAC - Dedicated Outdoor Air System (DOAS)_A_Achievable Economic TRC Potential | F1 | Commercial | OR - Health | Existing | Space Heating | Natural Gas | HVAC - Dedicated Outdoor Air System (DOAS) | A | Integrated Unit Energy Savings (kWh or therms) | Achievable Economic TRC Potential | 0 | 0 | 0.064293 | 0.063483 | 0.062601 | 0.061666 | 0.060716 | 0.059653 | 0.058472 | 0.057182 | 0.055854 | 0.054467 | 0.053071 | 0.051694 | 0.05037 | 0.049137 | 0.048038 | 0.047163 | 0.046519 | 0.046002 | 0.045647 | 0.045328 | 0.045264 | 0.045206 | 0.045152 | 0.045103 | 0.045058
F2_Commercial_OR - Health_Existing_Space Heating_Natural Gas_HVAC - Dedicated Outdoor Air System (DOAS)_A_Achievable Economic TRC Potential | F2 | Commercial | OR - Health | Existing | Space Heating | Natural Gas | HVAC - Dedicated Outdoor Air System (DOAS) | A | Integrated Unit Summer Peak Savings (kW) | Achievable Economic TRC Potential | 0 | 0 | 0 | 0 | 0 | 0 | 0 | 0 | 0 | 0 | 0 | 0 | 0 | 0 | 0 | 0 | 0 | 0 | 0 | 0 | 0 | 0 | 0 | 0 | 0 | 0 | 0
F3_Commercial_OR - Health_Existing_Space Heating_Natural Gas_HVAC - Dedicated Outdoor Air System (DOAS)_A_Achievable Economic TRC Potential | F3 | Commercial | OR - Health | Existing | Space Heating | Natural Gas | HVAC - Dedicated Outdoor Air System (DOAS) | A | Integrated Unit Winter Peak Savings (kW) | Achievable Economic TRC Potential | 0 | 0 | 0 | 0 | 0 | 0 | 0 | 0 | 0 | 0 | 0 | 0 | 0 | 0 | 0 | 0 | 0 | 0 | 0 | 0 | 0 | 0 | 0 | 0 | 0 | 0 | 0
F4_Commercial_OR - Health_Existing_Space Heating_Natural Gas_HVAC - Dedicated Outdoor Air System (DOAS)_A_Achievable Economic TRC Potential | F4 | Commercial | OR - Health | Existing | Space Heating | Natural Gas | HVAC - Dedicated Outdoor Air System (DOAS) | A | Incremental Energy Savings (MWh or mTherms) | Achievable Economic TRC Potential | 0 | 0 | 0 | 0 | 0 | 0 | 0 | 0 | 0 | 0 | 0 | 0 | 0 | 0 | 0 | 0 | 0 | 0 | 0 | 0 | 0 | 0 | 0 | 0 | 0 | 0 | 0
F5_Commercial_OR - Health_Existing_Space Heating_Natural Gas_HVAC - Dedicated Outdoor Air System (DOAS)_A_Achievable Economic TRC Potential | F5 | Commercial | OR - Health | Existing | Space Heating | Natural Gas | HVAC - Dedicated Outdoor Air System (DOAS) | A | Incremental Summer Peak Savings (MW) | Achievable Economic TRC Potential | 0 | 0 | 0 | 0 | 0 | 0 | 0 | 0 | 0 | 0 | 0 | 0 | 0 | 0 | 0 | 0 | 0 | 0 | 0 | 0 | 0 | 0 | 0 | 0 | 0 | 0 | 0
F6_Commercial_OR - Health_Existing_Space Heating_Natural Gas_HVAC - Dedicated Outdoor Air System (DOAS)_A_Achievable Economic TRC Potential | F6 | Commercial | OR - Health | Existing | Space Heating | Natural Gas | HVAC - Dedicated Outdoor Air System (DOAS) | A | Incremental Winter Peak Savings (MW) | Achievable Economic TRC Potential | 0 | 0 | 0 | 0 | 0 | 0 | 0 | 0 | 0 | 0 | 0 | 0 | 0 | 0 | 0 | 0 | 0 | 0 | 0 | 0 | 0 | 0 | 0 | 0 | 0 | 0 | 0
F7_Commercial_OR - Health_Existing_Space Heating_Natural Gas_HVAC - Dedicated Outdoor Air System (DOAS)_A_Achievable Economic TRC Potential | F7 | Commercial | OR - Health | Existing | Space Heating | Natural Gas | HVAC - Dedicated Outdoor Air System (DOAS) | A | Cumulative Energy Savings (MWh or mTherms) | Achievable Economic TRC Potential | 0 | 0 | 0 | 0 | 0 | 0 | 0 | 0 | 0 | 0 | 0 | 0 | 0 | 0 | 0 | 0 | 0 | 0 | 0 | 0 | 0 | 0 | 0 | 0 | 0 | 0 | 0
F8_Commercial_OR - Health_Existing_Space Heating_Natural Gas_HVAC - Dedicated Outdoor Air System (DOAS)_A_Achievable Economic TRC Potential | F8 | Commercial | OR - Health | Existing | Space Heating | Natural Gas | HVAC - Dedicated Outdoor Air System (DOAS) | A | Cumulative Summer Peak Savings (MW) | Achievable Economic TRC Potential | 0 | 0 | 0 | 0 | 0 | 0 | 0 | 0 | 0 | 0 | 0 | 0 | 0 | 0 | 0 | 0 | 0 | 0 | 0 | 0 | 0 | 0 | 0 | 0 | 0 | 0 | 0
F9_Commercial_OR - Health_Existing_Space Heating_Natural Gas_HVAC - Dedicated Outdoor Air System (DOAS)_A_Achievable Economic TRC Potential | F9 | Commercial | OR - Health | Existing | Space Heating | Natural Gas | HVAC - Dedicated Outdoor Air System (DOAS) | A | Cumulative Winter Peak Savings (MW) | Achievable Economic TRC Potential | 0 | 0 | 0 | 0 | 0 | 0 | 0 | 0 | 0 | 0 | 0 | 0 | 0 | 0 | 0 | 0 | 0 | 0 | 0 | 0 | 0 | 0 | 0 | 0 | 0 | 0 | 0
F10_Commercial_OR - Health_Existing_Space Heating_Natural Gas_HVAC - Dedicated Outdoor Air System (DOAS)_A_Achievable Economic TRC Potential | F10 | Commercial | OR - Health | Existing | Space Heating | Natural Gas | HVAC - Dedicated Outdoor Air System (DOAS) | A | Purchases (Incremental) | Achievable Economic TRC Potential | 0 | 0 | 0 | 0 | 0 | 0 | 0 | 0 | 0 | 0 | 0 | 0 | 0 | 0 | 0 | 0 | 0 | 0 | 0 | 0 | 0 | 0 | 0 | 0 | 0 | 0 | 0
F11_Commercial_OR - Health_Existing_Space Heating_Natural Gas_HVAC - Dedicated Outdoor Air System (DOAS)_A_Achievable Economic TRC Potential | F11 | Commercial | OR - Health | Existing | Space Heating | Natural Gas | HVAC - Dedicated Outdoor Air System (DOAS) | A | Purchases (Cumulative) | Achievable Economic TRC Potential | 0 | 0 | 0 | 0 | 0 | 0 | 0 | 0 | 0 | 0 | 0 | 0 | 0 | 0 | 0 | 0 | 0 | 0 | 0 | 0 | 0 | 0 | 0 | 0 | 0 | 0 | 0
F1_Commercial_OR - Health_Existing_Space Heating_Natural Gas_Destratification Fans (HVLS)_A_Achievable Economic TRC Potential | F1 | Commercial | OR - Health | Existing | Space Heating | Natural Gas | Destratification Fans (HVLS) | A | Integrated Unit Energy Savings (kWh or therms) | Achievable Economic TRC Potential | 0 | 0 | 201.238 | 199.162 | 196.8456 | 194.328 | 191.5506 | 188.4431 | 184.9831 | 181.1701 | 177.0333 | 172.6488 | 168.2234 | 163.8582 | 159.6623 | 155.7524 | 152.2714 | 149.498 | 147.4559 | 145.8165 | 144.6907 | 143.6813 | 143.4786 | 143.2932 | 143.1235 | 142.9681 | 142.8257
F2_Commercial_OR - Health_Existing_Space Heating_Natural Gas_Destratification Fans (HVLS)_A_Achievable Economic TRC Potential | F2 | Commercial | OR - Health | Existing | Space Heating | Natural Gas | Destratification Fans (HVLS) | A | Integrated Unit Summer Peak Savings (kW) | Achievable Economic TRC Potential | 0 | 0 | 0 | 0 | 0 | 0 | 0 | 0 | 0 | 0 | 0 | 0 | 0 | 0 | 0 | 0 | 0 | 0 | 0 | 0 | 0 | 0 | 0 | 0 | 0 | 0 | 0
F3_Commercial_OR - Health_Existing_Space Heating_Natural Gas_Destratification Fans (HVLS)_A_Achievable Economic TRC Potential | F3 | Commercial | OR - Health | Existing | Space Heating | Natural Gas | Destratification Fans (HVLS) | A | Integrated Unit Winter Peak Savings (kW) | Achievable Economic TRC Potential | 0 | 0 | 0 | 0 | 0 | 0 | 0 | 0 | 0 | 0 | 0 | 0 | 0 | 0 | 0 | 0 | 0 | 0 | 0 | 0 | 0 | 0 | 0 | 0 | 0 | 0 | 0
F4_Commercial_OR - Health_Existing_Space Heating_Natural Gas_Destratification Fans (HVLS)_A_Achievable Economic TRC Potential | F4 | Commercial | OR - Health | Existing | Space Heating | Natural Gas | Destratification Fans (HVLS) | A | Incremental Energy Savings (MWh or mTherms) | Achievable Economic TRC Potential | 0 | 0 | 0 | 0 | 0 | 0 | 0 | 0 | 0 | 0 | 0 | 0 | 0 | 0 | 0 | 0 | 0 | 0 | 0 | 0 | 0 | 0 | 0 | 0 | 0 | 0 | 0
F5_Commercial_OR - Health_Existing_Space Heating_Natural Gas_Destratification Fans (HVLS)_A_Achievable Economic TRC Potential | F5 | Commercial | OR - Health | Existing | Space Heating | Natural Gas | Destratification Fans (HVLS) | A | Incremental Summer Peak Savings (MW) | Achievable Economic TRC Potential | 0 | 0 | 0 | 0 | 0 | 0 | 0 | 0 | 0 | 0 | 0 | 0 | 0 | 0 | 0 | 0 | 0 | 0 | 0 | 0 | 0 | 0 | 0 | 0 | 0 | 0 | 0
F6_Commercial_OR - Health_Existing_Space Heating_Natural Gas_Destratification Fans (HVLS)_A_Achievable Economic TRC Potential | F6 | Commercial | OR - Health | Existing | Space Heating | Natural Gas | Destratification Fans (HVLS) | A | Incremental Winter Peak Savings (MW) | Achievable Economic TRC Potential | 0 | 0 | 0 | 0 | 0 | 0 | 0 | 0 | 0 | 0 | 0 | 0 | 0 | 0 | 0 | 0 | 0 | 0 | 0 | 0 | 0 | 0 | 0 | 0 | 0 | 0 | 0
F7_Commercial_OR - Health_Existing_Space Heating_Natural Gas_Destratification Fans (HVLS)_A_Achievable Economic TRC Potential | F7 | Commercial | OR - Health | Existing | Space Heating | Natural Gas | Destratification Fans (HVLS) | A | Cumulative Energy Savings (MWh or mTherms) | Achievable Economic TRC Potential | 0 | 0 | 0 | 0 | 0 | 0 | 0 | 0 | 0 | 0 | 0 | 0 | 0 | 0 | 0 | 0 | 0 | 0 | 0 | 0 | 0 | 0 | 0 | 0 | 0 | 0 | 0
F8_Commercial_OR - Health_Existing_Space Heating_Natural Gas_Destratification Fans (HVLS)_A_Achievable Economic TRC Potential | F8 | Commercial | OR - Health | Existing | Space Heating | Natural Gas | Destratification Fans (HVLS) | A | Cumulative Summer Peak Savings (MW) | Achievable Economic TRC Potential | 0 | 0 | 0 | 0 | 0 | 0 | 0 | 0 | 0 | 0 | 0 | 0 | 0 | 0 | 0 | 0 | 0 | 0 | 0 | 0 | 0 | 0 | 0 | 0 | 0 | 0 | 0
F9_Commercial_OR - Health_Existing_Space Heating_Natural Gas_Destratification Fans (HVLS)_A_Achievable Economic TRC Potential | F9 | Commercial | OR - Health | Existing | Space Heating | Natural Gas | Destratification Fans (HVLS) | A | Cumulative Winter Peak Savings (MW) | Achievable Economic TRC Potential | 0 | 0 | 0 | 0 | 0 | 0 | 0 | 0 | 0 | 0 | 0 | 0 | 0 | 0 | 0 | 0 | 0 | 0 | 0 | 0 | 0 | 0 | 0 | 0 | 0 | 0 | 0
F10_Commercial_OR - Health_Existing_Space Heating_Natural Gas_Destratification Fans (HVLS)_A_Achievable Economic TRC Potential | F10 | Commercial | OR - Health | Existing | Space Heating | Natural Gas | Destratification Fans (HVLS) | A | Purchases (Incremental) | Achievable Economic TRC Potential | 0 | 0 | 0 | 0 | 0 | 0 | 0 | 0 | 0 | 0 | 0 | 0 | 0 | 0 | 0 | 0 | 0 | 0 | 0 | 0 | 0 | 0 | 0 | 0 | 0 | 0 | 0
F11_Commercial_OR - Health_Existing_Space Heating_Natural Gas_Destratification Fans (HVLS)_A_Achievable Economic TRC Potential | F11 | Commercial | OR - Health | Existing | Space Heating | Natural Gas | Destratification Fans (HVLS) | A | Purchases (Cumulative) | Achievable Economic TRC Potential | 0 | 0 | 0 | 0 | 0 | 0 | 0 | 0 | 0 | 0 | 0 | 0 | 0 | 0 | 0 | 0 | 0 | 0 | 0 | 0 | 0 | 0 | 0 | 0 | 0 | 0 | 0
F1_Commercial_OR - Health_Existing_Space Heating_Natural Gas_Gas Boiler - Maintenance_A_Achievable Economic TRC Potential | F1 | Commercial | OR - Health | Existing | Space Heating | Natural Gas | Gas Boiler - Maintenance | A | Integrated Unit Energy Savings (kWh or therms) | Achievable Economic TRC Potential | 0 | 0 | 0.039342 | 0.038847 | 0.038309 | 0.037741 | 0.037163 | 0.036517 | 0.0358 | 0.035016 | 0.034209 | 0.033366 | 0.032518 | 0.031681 | 0.030876 | 0.030126 | 0.029459 | 0.028929 | 0.028539 | 0.028227 | 0.028014 | 0.027823 | 0.027788 | 0.027756 | 0.027726 | 0.0277 | 0.027675
F2_Commercial_OR - Health_Existing_Space Heating_Natural Gas_Gas Boiler - Maintenance_A_Achievable Economic TRC Potential | F2 | Commercial | OR - Health | Existing | Space Heating | Natural Gas | Gas Boiler - Maintenance | A | Integrated Unit Summer Peak Savings (kW) | Achievable Economic TRC Potential | 0 | 0 | 0 | 0 | 0 | 0 | 0 | 0 | 0 | 0 | 0 | 0 | 0 | 0 | 0 | 0 | 0 | 0 | 0 | 0 | 0 | 0 | 0 | 0 | 0 | 0 | 0
F3_Commercial_OR - Health_Existing_Space Heating_Natural Gas_Gas Boiler - Maintenance_A_Achievable Economic TRC Potential | F3 | Commercial | OR - Health | Existing | Space Heating | Natural Gas | Gas Boiler - Maintenance | A | Integrated Unit Winter Peak Savings (kW) | Achievable Economic TRC Potential | 0 | 0 | 0 | 0 | 0 | 0 | 0 | 0 | 0 | 0 | 0 | 0 | 0 | 0 | 0 | 0 | 0 | 0 | 0 | 0 | 0 | 0 | 0 | 0 | 0 | 0 | 0
F4_Commercial_OR - Health_Existing_Space Heating_Natural Gas_Gas Boiler - Maintenance_A_Achievable Economic TRC Potential | F4 | Commercial | OR - Health | Existing | Space Heating | Natural Gas | Gas Boiler - Maintenance | A | Incremental Energy Savings (MWh or mTherms) | Achievable Economic TRC Potential | 0 | 0 | 0 | 0 | 0 | 0 | 0 | 0 | 0 | 0 | 0 | 0 | 0 | 0 | 0 | 0 | 0 | 0 | 0 | 0 | 0 | 0 | 0 | 0 | 0 | 0 | 0
F5_Commercial_OR - Health_Existing_Space Heating_Natural Gas_Gas Boiler - Maintenance_A_Achievable Economic TRC Potential | F5 | Commercial | OR - Health | Existing | Space Heating | Natural Gas | Gas Boiler - Maintenance | A | Incremental Summer Peak Savings (MW) | Achievable Economic TRC Potential | 0 | 0 | 0 | 0 | 0 | 0 | 0 | 0 | 0 | 0 | 0 | 0 | 0 | 0 | 0 | 0 | 0 | 0 | 0 | 0 | 0 | 0 | 0 | 0 | 0 | 0 | 0
F6_Commercial_OR - Health_Existing_Space Heating_Natural Gas_Gas Boiler - Maintenance_A_Achievable Economic TRC Potential | F6 | Commercial | OR - Health | Existing | Space Heating | Natural Gas | Gas Boiler - Maintenance | A | Incremental Winter Peak Savings (MW) | Achievable Economic TRC Potential | 0 | 0 | 0 | 0 | 0 | 0 | 0 | 0 | 0 | 0 | 0 | 0 | 0 | 0 | 0 | 0 | 0 | 0 | 0 | 0 | 0 | 0 | 0 | 0 | 0 | 0 | 0
F7_Commercial_OR - Health_Existing_Space Heating_Natural Gas_Gas Boiler - Maintenance_A_Achievable Economic TRC Potential | F7 | Commercial | OR - Health | Existing | Space Heating | Natural Gas | Gas Boiler - Maintenance | A | Cumulative Energy Savings (MWh or mTherms) | Achievable Economic TRC Potential | 0 | 0 | 0 | 0 | 0 | 0 | 0 | 0 | 0 | 0 | 0 | 0 | 0 | 0 | 0 | 0 | 0 | 0 | 0 | 0 | 0 | 0 | 0 | 0 | 0 | 0 | 0
F8_Commercial_OR - Health_Existing_Space Heating_Natural Gas_Gas Boiler - Maintenance_A_Achievable Economic TRC Potential | F8 | Commercial | OR - Health | Existing | Space Heating | Natural Gas | Gas Boiler - Maintenance | A | Cumulative Summer Peak Savings (MW) | Achievable Economic TRC Potential | 0 | 0 | 0 | 0 | 0 | 0 | 0 | 0 | 0 | 0 | 0 | 0 | 0 | 0 | 0 | 0 | 0 | 0 | 0 | 0 | 0 | 0 | 0 | 0 | 0 | 0 | 0
F9_Commercial_OR - Health_Existing_Space Heating_Natural Gas_Gas Boiler - Maintenance_A_Achievable Economic TRC Potential | F9 | Commercial | OR - Health | Existing | Space Heating | Natural Gas | Gas Boiler - Maintenance | A | Cumulative Winter Peak Savings (MW) | Achievable Economic TRC Potential | 0 | 0 | 0 | 0 | 0 | 0 | 0 | 0 | 0 | 0 | 0 | 0 | 0 | 0 | 0 | 0 | 0 | 0 | 0 | 0 | 0 | 0 | 0 | 0 | 0 | 0 | 0
F10_Commercial_OR - Health_Existing_Space Heating_Natural Gas_Gas Boiler - Maintenance_A_Achievable Economic TRC Potential | F10 | Commercial | OR - Health | Existing | Space Heating | Natural Gas | Gas Boiler - Maintenance | A | Purchases (Incremental) | Achievable Economic TRC Potential | 0 | 0 | 0 | 0 | 0 | 0 | 0 | 0 | 0 | 0 | 0 | 0 | 0 | 0 | 0 | 0 | 0 | 0 | 0 | 0 | 0 | 0 | 0 | 0 | 0 | 0 | 0
F11_Commercial_OR - Health_Existing_Space Heating_Natural Gas_Gas Boiler - Maintenance_A_Achievable Economic TRC Potential | F11 | Commercial | OR - Health | Existing | Space Heating | Natural Gas | Gas Boiler - Maintenance | A | Purchases (Cumulative) | Achievable Economic TRC Potential | 0 | 0 | 0 | 0 | 0 | 0 | 0 | 0 | 0 | 0 | 0 | 0 | 0 | 0 | 0 | 0 | 0 | 0 | 0 | 0 | 0 | 0 | 0 | 0 | 0 | 0 | 0
F1_Commercial_OR - Health_Existing_Space Heating_Natural Gas_Gas Furnace - Maintenance_A_Achievable Economic TRC Potential | F1 | Commercial | OR - Health | Existing | Space Heating | Natural Gas | Gas Furnace - Maintenance | A | Integrated Unit Energy Savings (kWh or therms) | Achievable Economic TRC Potential | 0 | 0 | 0.017756 | 0.017524 | 0.017265 | 0.016987 | 0.0167 | 0.016377 | 0.016018 | 0.015627 | 0.015223 | 0.014803 | 0.01438 | 0.013964 | 0.013564 | 0.013191 | 0.012857 | 0.012585 | 0.012378 | 0.012207 | 0.012082 | 0.01197 | 0.011927 | 0.011887 | 0.01185 | 0.011816 | 0.011784
F2_Commercial_OR - Health_Existing_Space Heating_Natural Gas_Gas Furnace - Maintenance_A_Achievable Economic TRC Potential | F2 | Commercial | OR - Health | Existing | Space Heating | Natural Gas | Gas Furnace - Maintenance | A | Integrated Unit Summer Peak Savings (kW) | Achievable Economic TRC Potential | 0 | 0 | 0 | 0 | 0 | 0 | 0 | 0 | 0 | 0 | 0 | 0 | 0 | 0 | 0 | 0 | 0 | 0 | 0 | 0 | 0 | 0 | 0 | 0 | 0 | 0 | 0
F3_Commercial_OR - Health_Existing_Space Heating_Natural Gas_Gas Furnace - Maintenance_A_Achievable Economic TRC Potential | F3 | Commercial | OR - Health | Existing | Space Heating | Natural Gas | Gas Furnace - Maintenance | A | Integrated Unit Winter Peak Savings (kW) | Achievable Economic TRC Potential | 0 | 0 | 0 | 0 | 0 | 0 | 0 | 0 | 0 | 0 | 0 | 0 | 0 | 0 | 0 | 0 | 0 | 0 | 0 | 0 | 0 | 0 | 0 | 0 | 0 | 0 | 0
F4_Commercial_OR - Health_Existing_Space Heating_Natural Gas_Gas Furnace - Maintenance_A_Achievable Economic TRC Potential | F4 | Commercial | OR - Health | Existing | Space Heating | Natural Gas | Gas Furnace - Maintenance | A | Incremental Energy Savings (MWh or mTherms) | Achievable Economic TRC Potential | 0 | 0 | 0 | 0 | 0 | 0 | 0 | 0 | 0 | 0 | 0 | 0 | 0 | 0 | 0 | 0 | 0 | 0 | 0 | 0 | 0 | 0 | 0 | 0 | 0 | 0 | 0
F5_Commercial_OR - Health_Existing_Space Heating_Natural Gas_Gas Furnace - Maintenance_A_Achievable Economic TRC Potential | F5 | Commercial | OR - Health | Existing | Space Heating | Natural Gas | Gas Furnace - Maintenance | A | Incremental Summer Peak Savings (MW) | Achievable Economic TRC Potential | 0 | 0 | 0 | 0 | 0 | 0 | 0 | 0 | 0 | 0 | 0 | 0 | 0 | 0 | 0 | 0 | 0 | 0 | 0 | 0 | 0 | 0 | 0 | 0 | 0 | 0 | 0
F6_Commercial_OR - Health_Existing_Space Heating_Natural Gas_Gas Furnace - Maintenance_A_Achievable Economic TRC Potential | F6 | Commercial | OR - Health | Existing | Space Heating | Natural Gas | Gas Furnace - Maintenance | A | Incremental Winter Peak Savings (MW) | Achievable Economic TRC Potential | 0 | 0 | 0 | 0 | 0 | 0 | 0 | 0 | 0 | 0 | 0 | 0 | 0 | 0 | 0 | 0 | 0 | 0 | 0 | 0 | 0 | 0 | 0 | 0 | 0 | 0 | 0
F7_Commercial_OR - Health_Existing_Space Heating_Natural Gas_Gas Furnace - Maintenance_A_Achievable Economic TRC Potential | F7 | Commercial | OR - Health | Existing | Space Heating | Natural Gas | Gas Furnace - Maintenance | A | Cumulative Energy Savings (MWh or mTherms) | Achievable Economic TRC Potential | 0 | 0 | 0 | 0 | 0 | 0 | 0 | 0 | 0 | 0 | 0 | 0 | 0 | 0 | 0 | 0 | 0 | 0 | 0 | 0 | 0 | 0 | 0 | 0 | 0 | 0 | 0
F8_Commercial_OR - Health_Existing_Space Heating_Natural Gas_Gas Furnace - Maintenance_A_Achievable Economic TRC Potential | F8 | Commercial | OR - Health | Existing | Space Heating | Natural Gas | Gas Furnace - Maintenance | A | Cumulative Summer Peak Savings (MW) | Achievable Economic TRC Potential | 0 | 0 | 0 | 0 | 0 | 0 | 0 | 0 | 0 | 0 | 0 | 0 | 0 | 0 | 0 | 0 | 0 | 0 | 0 | 0 | 0 | 0 | 0 | 0 | 0 | 0 | 0
F9_Commercial_OR - Health_Existing_Space Heating_Natural Gas_Gas Furnace - Maintenance_A_Achievable Economic TRC Potential | F9 | Commercial | OR - Health | Existing | Space Heating | Natural Gas | Gas Furnace - Maintenance | A | Cumulative Winter Peak Savings (MW) | Achievable Economic TRC Potential | 0 | 0 | 0 | 0 | 0 | 0 | 0 | 0 | 0 | 0 | 0 | 0 | 0 | 0 | 0 | 0 | 0 | 0 | 0 | 0 | 0 | 0 | 0 | 0 | 0 | 0 | 0
F10_Commercial_OR - Health_Existing_Space Heating_Natural Gas_Gas Furnace - Maintenance_A_Achievable Economic TRC Potential | F10 | Commercial | OR - Health | Existing | Space Heating | Natural Gas | Gas Furnace - Maintenance | A | Purchases (Incremental) | Achievable Economic TRC Potential | 0 | 0 | 0 | 0 | 0 | 0 | 0 | 0 | 0 | 0 | 0 | 0 | 0 | 0 | 0 | 0 | 0 | 0 | 0 | 0 | 0 | 0 | 0 | 0 | 0 | 0 | 0
F11_Commercial_OR - Health_Existing_Space Heating_Natural Gas_Gas Furnace - Maintenance_A_Achievable Economic TRC Potential | F11 | Commercial | OR - Health | Existing | Space Heating | Natural Gas | Gas Furnace - Maintenance | A | Purchases (Cumulative) | Achievable Economic TRC Potential | 0 | 0 | 0 | 0 | 0 | 0 | 0 | 0 | 0 | 0 | 0 | 0 | 0 | 0 | 0 | 0 | 0 | 0 | 0 | 0 | 0 | 0 | 0 | 0 | 0 | 0 | 0
F1_Commercial_OR - Health_Existing_Space Heating_Natural Gas_Gas Boiler - Hot Water Reset_A_Achievable Economic TRC Potential | F1 | Commercial | OR - Health | Existing | Space Heating | Natural Gas | Gas Boiler - Hot Water Reset | A | Integrated Unit Energy Savings (kWh or therms) | Achievable Economic TRC Potential | 0 | 0 | 70.3056 | 70.0306 | 69.7599 | 69.4938 | 69.2324 | 68.9756 | 68.7257 | 68.4829 | 68.2442 | 68.0099 | 67.781 | 67.5572 | 67.3408 | 67.1326 | 66.9338 | 66.7747 | 66.6571 | 66.5488 | 66.4488 | 66.3575 | 66.2743 | 66.1983 | 66.1289 | 66.0655 | 66.0075
F2_Commercial_OR - Health_Existing_Space Heating_Natural Gas_Gas Boiler - Hot Water Reset_A_Achievable Economic TRC Potential | F2 | Commercial | OR - Health | Existing | Space Heating | Natural Gas | Gas Boiler - Hot Water Reset | A | Integrated Unit Summer Peak Savings (kW) | Achievable Economic TRC Potential | 0 | 0 | 0 | 0 | 0 | 0 | 0 | 0 | 0 | 0 | 0 | 0 | 0 | 0 | 0 | 0 | 0 | 0 | 0 | 0 | 0 | 0 | 0 | 0 | 0 | 0 | 0
F3_Commercial_OR - Health_Existing_Space Heating_Natural Gas_Gas Boiler - Hot Water Reset_A_Achievable Economic TRC Potential | F3 | Commercial | OR - Health | Existing | Space Heating | Natural Gas | Gas Boiler - Hot Water Reset | A | Integrated Unit Winter Peak Savings (kW) | Achievable Economic TRC Potential | 0 | 0 | 0 | 0 | 0 | 0 | 0 | 0 | 0 | 0 | 0 | 0 | 0 | 0 | 0 | 0 | 0 | 0 | 0 | 0 | 0 | 0 | 0 | 0 | 0 | 0 | 0
F4_Commercial_OR - Health_Existing_Space Heating_Natural Gas_Gas Boiler - Hot Water Reset_A_Achievable Economic TRC Potential | F4 | Commercial | OR - Health | Existing | Space Heating | Natural Gas | Gas Boiler - Hot Water Reset | A | Incremental Energy Savings (MWh or mTherms) | Achievable Economic TRC Potential | 0 | 0 | 0.095685 | 0.19564 | 0.19488 | 0.19414 | 0.19341 | 0.19269 | 0.19199 | 0.19131 | 0.19065 | 0.18999 | 0.18935 | 0.18873 | 0.18812 | 0.18754 | 0.18699 | 0.18654 | 0.18621 | 0.18591 | 0.18563 | 0.18538 | 0 | 0 | 0 | 0 | 0
F5_Commercial_OR - Health_Existing_Space Heating_Natural Gas_Gas Boiler - Hot Water Reset_A_Achievable Economic TRC Potential | F5 | Commercial | OR - Health | Existing | Space Heating | Natural Gas | Gas Boiler - Hot Water Reset | A | Incremental Summer Peak Savings (MW) | Achievable Economic TRC Potential | 0 | 0 | 0 | 0 | 0 | 0 | 0 | 0 | 0 | 0 | 0 | 0 | 0 | 0 | 0 | 0 | 0 | 0 | 0 | 0 | 0 | 0 | 0 | 0 | 0 | 0 | 0
F6_Commercial_OR - Health_Existing_Space Heating_Natural Gas_Gas Boiler - Hot Water Reset_A_Achievable Economic TRC Potential | F6 | Commercial | OR - Health | Existing | Space Heating | Natural Gas | Gas Boiler - Hot Water Reset | A | Incremental Winter Peak Savings (MW) | Achievable Economic TRC Potential | 0 | 0 | 0 | 0 | 0 | 0 | 0 | 0 | 0 | 0 | 0 | 0 | 0 | 0 | 0 | 0 | 0 | 0 | 0 | 0 | 0 | 0 | 0 | 0 | 0 | 0 | 0
F7_Commercial_OR - Health_Existing_Space Heating_Natural Gas_Gas Boiler - Hot Water Reset_A_Achievable Economic TRC Potential | F7 | Commercial | OR - Health | Existing | Space Heating | Natural Gas | Gas Boiler - Hot Water Reset | A | Cumulative Energy Savings (MWh or mTherms) | Achievable Economic TRC Potential | 0 | 0 | 0.095685 | 0.29095 | 0.48471 | 0.677 | 0.86786 | 1.0573 | 1.2455 | 1.4324 | 1.6181 | 1.8025 | 1.9858 | 2.168 | 2.3491 | 2.5294 | 2.7089 | 2.889 | 3.0702 | 3.2511 | 3.4318 | 3.6125 | 3.608 | 3.6038 | 3.6 | 3.5966 | 3.5934
F8_Commercial_OR - Health_Existing_Space Heating_Natural Gas_Gas Boiler - Hot Water Reset_A_Achievable Economic TRC Potential | F8 | Commercial | OR - Health | Existing | Space Heating | Natural Gas | Gas Boiler - Hot Water Reset | A | Cumulative Summer Peak Savings (MW) | Achievable Economic TRC Potential | 0 | 0 | 0 | 0 | 0 | 0 | 0 | 0 | 0 | 0 | 0 | 0 | 0 | 0 | 0 | 0 | 0 | 0 | 0 | 0 | 0 | 0 | 0 | 0 | 0 | 0 | 0
F9_Commercial_OR - Health_Existing_Space Heating_Natural Gas_Gas Boiler - Hot Water Reset_A_Achievable Economic TRC Potential | F9 | Commercial | OR - Health | Existing | Space Heating | Natural Gas | Gas Boiler - Hot Water Reset | A | Cumulative Winter Peak Savings (MW) | Achievable Economic TRC Potential | 0 | 0 | 0 | 0 | 0 | 0 | 0 | 0 | 0 | 0 | 0 | 0 | 0 | 0 | 0 | 0 | 0 | 0 | 0 | 0 | 0 | 0 | 0 | 0 | 0 | 0 | 0
F10_Commercial_OR - Health_Existing_Space Heating_Natural Gas_Gas Boiler - Hot Water Reset_A_Achievable Economic TRC Potential | F10 | Commercial | OR - Health | Existing | Space Heating | Natural Gas | Gas Boiler - Hot Water Reset | A | Purchases (Incremental) | Achievable Economic TRC Potential | 0 | 0 | 1.361 | 2.7936 | 2.7936 | 2.7936 | 2.7936 | 2.7936 | 2.7936 | 2.7936 | 2.7936 | 2.7936 | 2.7936 | 2.7936 | 2.7936 | 2.7936 | 2.7936 | 2.7936 | 2.7936 | 2.7936 | 2.7936 | 2.7936 | 0 | 0 | 0 | 0 | 0
F11_Commercial_OR - Health_Existing_Space Heating_Natural Gas_Gas Boiler - Hot Water Reset_A_Achievable Economic TRC Potential | F11 | Commercial | OR - Health | Existing | Space Heating | Natural Gas | Gas Boiler - Hot Water Reset | A | Purchases (Cumulative) | Achievable Economic TRC Potential | 0 | 0 | 1.361 | 4.1546 | 6.9482 | 9.7418 | 12.5355 | 15.3291 | 18.1227 | 20.9163 | 23.7099 | 26.5036 | 29.2972 | 32.0908 | 34.8844 | 37.678 | 40.4716 | 43.2653 | 46.0589 | 48.8525 | 51.6461 | 54.4397 | 54.4397 | 54.4397 | 54.4397 | 54.4397 | 54.4397
F1_Commercial_OR - Health_Existing_Space Heating_Natural Gas_Gas Boiler - Steam Trap Replacement_A_Achievable Economic TRC Potential | F1 | Commercial | OR - Health | Existing | Space Heating | Natural Gas | Gas Boiler - Steam Trap Replacement | A | Integrated Unit Energy Savings (kWh or therms) | Achievable Economic TRC Potential | 0 | 0 | 21.0256 | 20.9634 | 20.9023 | 20.8426 | 20.7841 | 20.7269 | 20.6709 | 20.6161 | 20.5624 | 20.51 | 20.4592 | 20.4098 | 20.3625 | 20.3176 | 20.2756 | 20.2367 | 20.2011 | 20.1683 | 20.1381 | 20.1105 | 20.0853 | 20.0623 | 20.0413 | 20.0221 | 20.0046
F2_Commercial_OR - Health_Existing_Space Heating_Natural Gas_Gas Boiler - Steam Trap Replacement_A_Achievable Economic TRC Potential | F2 | Commercial | OR - Health | Existing | Space Heating | Natural Gas | Gas Boiler - Steam Trap Replacement | A | Integrated Unit Summer Peak Savings (kW) | Achievable Economic TRC Potential | 0 | 0 | 0 | 0 | 0 | 0 | 0 | 0 | 0 | 0 | 0 | 0 | 0 | 0 | 0 | 0 | 0 | 0 | 0 | 0 | 0 | 0 | 0 | 0 | 0 | 0 | 0
F3_Commercial_OR - Health_Existing_Space Heating_Natural Gas_Gas Boiler - Steam Trap Replacement_A_Achievable Economic TRC Potential | F3 | Commercial | OR - Health | Existing | Space Heating | Natural Gas | Gas Boiler - Steam Trap Replacement | A | Integrated Unit Winter Peak Savings (kW) | Achievable Economic TRC Potential | 0 | 0 | 0 | 0 | 0 | 0 | 0 | 0 | 0 | 0 | 0 | 0 | 0 | 0 | 0 | 0 | 0 | 0 | 0 | 0 | 0 | 0 | 0 | 0 | 0 | 0 | 0
F4_Commercial_OR - Health_Existing_Space Heating_Natural Gas_Gas Boiler - Steam Trap Replacement_A_Achievable Economic TRC Potential | F4 | Commercial | OR - Health | Existing | Space Heating | Natural Gas | Gas Boiler - Steam Trap Replacement | A | Incremental Energy Savings (MWh or mTherms) | Achievable Economic TRC Potential | 0 | 0 | 0.011923 | 0.024402 | 0.02433 | 0.024261 | 0.024193 | 0.024126 | 0.012339 | 0 | 0 | 0 | 0 | 0 | 0 | 4.9626e-17 | 0 | 4.4934e-17 | 4.4855e-18 | 5.8217e-17 | 0 | 0 | 0 | 0 | 0 | 0 | 0
F5_Commercial_OR - Health_Existing_Space Heating_Natural Gas_Gas Boiler - Steam Trap Replacement_A_Achievable Economic TRC Potential | F5 | Commercial | OR - Health | Existing | Space Heating | Natural Gas | Gas Boiler - Steam Trap Replacement | A | Incremental Summer Peak Savings (MW) | Achievable Economic TRC Potential | 0 | 0 | 0 | 0 | 0 | 0 | 0 | 0 | 0 | 0 | 0 | 0 | 0 | 0 | 0 | 0 | 0 | 0 | 0 | 0 | 0 | 0 | 0 | 0 | 0 | 0 | 0
F6_Commercial_OR - Health_Existing_Space Heating_Natural Gas_Gas Boiler - Steam Trap Replacement_A_Achievable Economic TRC Potential | F6 | Commercial | OR - Health | Existing | Space Heating | Natural Gas | Gas Boiler - Steam Trap Replacement | A | Incremental Winter Peak Savings (MW) | Achievable Economic TRC Potential | 0 | 0 | 0 | 0 | 0 | 0 | 0 | 0 | 0 | 0 | 0 | 0 | 0 | 0 | 0 | 0 | 0 | 0 | 0 | 0 | 0 | 0 | 0 | 0 | 0 | 0 | 0
F7_Commercial_OR - Health_Existing_Space Heating_Natural Gas_Gas Boiler - Steam Trap Replacement_A_Achievable Economic TRC Potential | F7 | Commercial | OR - Health | Existing | Space Heating | Natural Gas | Gas Boiler - Steam Trap Replacement | A | Cumulative Energy Savings (MWh or mTherms) | Achievable Economic TRC Potential | 0 | 0 | 0.011923 | 0.036289 | 0.060514 | 0.084602 | 0.10856 | 0.13238 | 0.14437 | 0.14398 | 0.14361 | 0.14324 | 0.14289 | 0.14254 | 0.14221 | 0.1419 | 0.14161 | 0.14133 | 0.14109 | 0.14086 | 0.14065 | 0.14045 | 0.14028 | 0.14012 | 0.13997 | 0.13984 | 0.13971
F8_Commercial_OR - Health_Existing_Space Heating_Natural Gas_Gas Boiler - Steam Trap Replacement_A_Achievable Economic TRC Potential | F8 | Commercial | OR - Health | Existing | Space Heating | Natural Gas | Gas Boiler - Steam Trap Replacement | A | Cumulative Summer Peak Savings (MW) | Achievable Economic TRC Potential | 0 | 0 | 0 | 0 | 0 | 0 | 0 | 0 | 0 | 0 | 0 | 0 | 0 | 0 | 0 | 0 | 0 | 0 | 0 | 0 | 0 | 0 | 0 | 0 | 0 | 0 | 0
F9_Commercial_OR - Health_Existing_Space Heating_Natural Gas_Gas Boiler - Steam Trap Replacement_A_Achievable Economic TRC Potential | F9 | Commercial | OR - Health | Existing | Space Heating | Natural Gas | Gas Boiler - Steam Trap Replacement | A | Cumulative Winter Peak Savings (MW) | Achievable Economic TRC Potential | 0 | 0 | 0 | 0 | 0 | 0 | 0 | 0 | 0 | 0 | 0 | 0 | 0 | 0 | 0 | 0 | 0 | 0 | 0 | 0 | 0 | 0 | 0 | 0 | 0 | 0 | 0
F10_Commercial_OR - Health_Existing_Space Heating_Natural Gas_Gas Boiler - Steam Trap Replacement_A_Achievable Economic TRC Potential | F10 | Commercial | OR - Health | Existing | Space Heating | Natural Gas | Gas Boiler - Steam Trap Replacement | A | Purchases (Incremental) | Achievable Economic TRC Potential | 0 | 0 | 0.56708 | 1.164 | 1.164 | 1.164 | 1.164 | 1.164 | 0.59693 | 0 | 0 | 0 | 0 | 0 | 0 | 2.4425e-15 | 0 | 2.2204e-15 | 2.2204e-16 | 2.8866e-15 | 0 | 0 | 0 | 0 | 0 | 0 | 0
F11_Commercial_OR - Health_Existing_Space Heating_Natural Gas_Gas Boiler - Steam Trap Replacement_A_Achievable Economic TRC Potential | F11 | Commercial | OR - Health | Existing | Space Heating | Natural Gas | Gas Boiler - Steam Trap Replacement | A | Purchases (Cumulative) | Achievable Economic TRC Potential | 0 | 0 | 0.56708 | 1.7311 | 2.8951 | 4.0591 | 5.2231 | 6.3871 | 6.984 | 6.984 | 6.984 | 6.984 | 6.984 | 6.984 | 6.984 | 6.984 | 6.984 | 6.984 | 6.984 | 6.984 | 6.984 | 6.984 | 6.984 | 6.984 | 6.984 | 6.984 | 6.984
F1_Commercial_OR - Health_Existing_Space Heating_Natural Gas_Gas Boiler - High Turndown Burner_A_Achievable Economic TRC Potential | F1 | Commercial | OR - Health | Existing | Space Heating | Natural Gas | Gas Boiler - High Turndown Burner | A | Integrated Unit Energy Savings (kWh or therms) | Achievable Economic TRC Potential | 0 | 0 | 0.065661 | 0.065006 | 0.064281 | 0.063496 | 0.062633 | 0.061671 | 0.0606 | 0.059417 | 0.058128 | 0.056755 | 0.055361 | 0.053979 | 0.052645 | 0.051397 | 0.050281 | 0.049393 | 0.048741 | 0.048217 | 0.047857 | 0.047534 | 0.047474 | 0.047419 | 0.047369 | 0.047324 | 0.047282
F2_Commercial_OR - Health_Existing_Space Heating_Natural Gas_Gas Boiler - High Turndown Burner_A_Achievable Economic TRC Potential | F2 | Commercial | OR - Health | Existing | Space Heating | Natural Gas | Gas Boiler - High Turndown Burner | A | Integrated Unit Summer Peak Savings (kW) | Achievable Economic TRC Potential | 0 | 0 | 0 | 0 | 0 | 0 | 0 | 0 | 0 | 0 | 0 | 0 | 0 | 0 | 0 | 0 | 0 | 0 | 0 | 0 | 0 | 0 | 0 | 0 | 0 | 0 | 0
F3_Commercial_OR - Health_Existing_Space Heating_Natural Gas_Gas Boiler - High Turndown Burner_A_Achievable Economic TRC Potential | F3 | Commercial | OR - Health | Existing | Space Heating | Natural Gas | Gas Boiler - High Turndown Burner | A | Integrated Unit Winter Peak Savings (kW) | Achievable Economic TRC Potential | 0 | 0 | 0 | 0 | 0 | 0 | 0 | 0 | 0 | 0 | 0 | 0 | 0 | 0 | 0 | 0 | 0 | 0 | 0 | 0 | 0 | 0 | 0 | 0 | 0 | 0 | 0
F4_Commercial_OR - Health_Existing_Space Heating_Natural Gas_Gas Boiler - High Turndown Burner_A_Achievable Economic TRC Potential | F4 | Commercial | OR - Health | Existing | Space Heating | Natural Gas | Gas Boiler - High Turndown Burner | A | Incremental Energy Savings (MWh or mTherms) | Achievable Economic TRC Potential | 0 | 0 | 0.076853 | 0.093422 | 0.11305 | 0.12963 | 0.14585 | 0.16789 | 0.18098 | 0.18128 | 0.16713 | 0.14026 | 0.10588 | 0.070848 | 0.041348 | 0.018854 | 0 | 0 | 0 | 0 | 0 | 0 | 0 | 0 | 0 | 0 | 0
F5_Commercial_OR - Health_Existing_Space Heating_Natural Gas_Gas Boiler - High Turndown Burner_A_Achievable Economic TRC Potential | F5 | Commercial | OR - Health | Existing | Space Heating | Natural Gas | Gas Boiler - High Turndown Burner | A | Incremental Summer Peak Savings (MW) | Achievable Economic TRC Potential | 0 | 0 | 0 | 0 | 0 | 0 | 0 | 0 | 0 | 0 | 0 | 0 | 0 | 0 | 0 | 0 | 0 | 0 | 0 | 0 | 0 | 0 | 0 | 0 | 0 | 0 | 0
F6_Commercial_OR - Health_Existing_Space Heating_Natural Gas_Gas Boiler - High Turndown Burner_A_Achievable Economic TRC Potential | F6 | Commercial | OR - Health | Existing | Space Heating | Natural Gas | Gas Boiler - High Turndown Burner | A | Incremental Winter Peak Savings (MW) | Achievable Economic TRC Potential | 0 | 0 | 0 | 0 | 0 | 0 | 0 | 0 | 0 | 0 | 0 | 0 | 0 | 0 | 0 | 0 | 0 | 0 | 0 | 0 | 0 | 0 | 0 | 0 | 0 | 0 | 0
F7_Commercial_OR - Health_Existing_Space Heating_Natural Gas_Gas Boiler - High Turndown Burner_A_Achievable Economic TRC Potential | F7 | Commercial | OR - Health | Existing | Space Heating | Natural Gas | Gas Boiler - High Turndown Burner | A | Cumulative Energy Savings (MWh or mTherms) | Achievable Economic TRC Potential | 0 | 0 | 0.076853 | 0.16951 | 0.28066 | 0.40686 | 0.54718 | 0.70667 | 0.87538 | 1.0396 | 1.1841 | 1.2964 | 1.3705 | 1.4071 | 1.4137 | 1.399 | 1.3686 | 1.3445 | 1.3267 | 1.3125 | 1.3027 | 1.2939 | 1.2922 | 1.2907 | 1.2894 | 1.2881 | 1.287
F8_Commercial_OR - Health_Existing_Space Heating_Natural Gas_Gas Boiler - High Turndown Burner_A_Achievable Economic TRC Potential | F8 | Commercial | OR - Health | Existing | Space Heating | Natural Gas | Gas Boiler - High Turndown Burner | A | Cumulative Summer Peak Savings (MW) | Achievable Economic TRC Potential | 0 | 0 | 0 | 0 | 0 | 0 | 0 | 0 | 0 | 0 | 0 | 0 | 0 | 0 | 0 | 0 | 0 | 0 | 0 | 0 | 0 | 0 | 0 | 0 | 0 | 0 | 0
F9_Commercial_OR - Health_Existing_Space Heating_Natural Gas_Gas Boiler - High Turndown Burner_A_Achievable Economic TRC Potential | F9 | Commercial | OR - Health | Existing | Space Heating | Natural Gas | Gas Boiler - High Turndown Burner | A | Cumulative Winter Peak Savings (MW) | Achievable Economic TRC Potential | 0 | 0 | 0 | 0 | 0 | 0 | 0 | 0 | 0 | 0 | 0 | 0 | 0 | 0 | 0 | 0 | 0 | 0 | 0 | 0 | 0 | 0 | 0 | 0 | 0 | 0 | 0
F10_Commercial_OR - Health_Existing_Space Heating_Natural Gas_Gas Boiler - High Turndown Burner_A_Achievable Economic TRC Potential | F10 | Commercial | OR - Health | Existing | Space Heating | Natural Gas | Gas Boiler - High Turndown Burner | A | Purchases (Incremental) | Achievable Economic TRC Potential | 0 | 0 | 1170.4541 | 1437.131 | 1758.6278 | 2041.4897 | 2328.5775 | 2722.3871 | 2986.5009 | 3050.9216 | 2875.1275 | 2471.4156 | 1912.4857 | 1312.4972 | 785.4083 | 366.8391 | 0 | 0 | 0 | 0 | 0 | 0 | 0 | 0 | 0 | 0 | 0
F11_Commercial_OR - Health_Existing_Space Heating_Natural Gas_Gas Boiler - High Turndown Burner_A_Achievable Economic TRC Potential | F11 | Commercial | OR - Health | Existing | Space Heating | Natural Gas | Gas Boiler - High Turndown Burner | A | Purchases (Cumulative) | Achievable Economic TRC Potential | 0 | 0 | 1170.4541 | 2607.5851 | 4366.2128 | 6407.7026 | 8736.2801 | 11458.6672 | 14445.168 | 17496.0896 | 20371.2171 | 22842.6327 | 24755.1184 | 26067.6156 | 26853.0239 | 27219.863 | 27219.863 | 27219.863 | 27219.863 | 27219.863 | 27219.863 | 27219.863 | 27219.863 | 27219.863 | 27219.863 | 27219.863 | 27219.863
F1_Commercial_OR - Health_Existing_Space Heating_Natural Gas_Gas Boiler - Burner Control Optimization_A_Achievable Economic TRC Potential | F1 | Commercial | OR - Health | Existing | Space Heating | Natural Gas | Gas Boiler - Burner Control Optimization | A | Integrated Unit Energy Savings (kWh or therms) | Achievable Economic TRC Potential | 0 | 0 | 0.019037 | 0.018841 | 0.018624 | 0.018389 | 0.01813 | 0.017842 | 0.017521 | 0.017168 | 0.016785 | 0.01638 | 0.015971 | 0.015568 | 0.015181 | 0.01482 | 0.014498 | 0.014242 | 0.014054 | 0.013903 | 0.013799 | 0.013706 | 0.013689 | 0.013673 | 0.013658 | 0.013645 | 0.013633
F2_Commercial_OR - Health_Existing_Space Heating_Natural Gas_Gas Boiler - Burner Control Optimization_A_Achievable Economic TRC Potential | F2 | Commercial | OR - Health | Existing | Space Heating | Natural Gas | Gas Boiler - Burner Control Optimization | A | Integrated Unit Summer Peak Savings (kW) | Achievable Economic TRC Potential | 0 | 0 | 0 | 0 | 0 | 0 | 0 | 0 | 0 | 0 | 0 | 0 | 0 | 0 | 0 | 0 | 0 | 0 | 0 | 0 | 0 | 0 | 0 | 0 | 0 | 0 | 0
F3_Commercial_OR - Health_Existing_Space Heating_Natural Gas_Gas Boiler - Burner Control Optimization_A_Achievable Economic TRC Potential | F3 | Commercial | OR - Health | Existing | Space Heating | Natural Gas | Gas Boiler - Burner Control Optimization | A | Integrated Unit Winter Peak Savings (kW) | Achievable Economic TRC Potential | 0 | 0 | 0 | 0 | 0 | 0 | 0 | 0 | 0 | 0 | 0 | 0 | 0 | 0 | 0 | 0 | 0 | 0 | 0 | 0 | 0 | 0 | 0 | 0 | 0 | 0 | 0
F4_Commercial_OR - Health_Existing_Space Heating_Natural Gas_Gas Boiler - Burner Control Optimization_A_Achievable Economic TRC Potential | F4 | Commercial | OR - Health | Existing | Space Heating | Natural Gas | Gas Boiler - Burner Control Optimization | A | Incremental Energy Savings (MWh or mTherms) | Achievable Economic TRC Potential | 0 | 0 | 0.0082909 | 0.0044155 | 0.014765 | 0.023714 | 0.035488 | 0.050017 | 0.066813 | 0.084869 | 0.10263 | 0.1181 | 0.1292 | 0.13397 | 0.13119 | 0.12072 | 0.10384 | 0.083032 | 0.061243 | 0.044389 | 0.018029 | 0.015889 | 0 | 0 | 0 | 0 | 0
F5_Commercial_OR - Health_Existing_Space Heating_Natural Gas_Gas Boiler - Burner Control Optimization_A_Achievable Economic TRC Potential | F5 | Commercial | OR - Health | Existing | Space Heating | Natural Gas | Gas Boiler - Burner Control Optimization | A | Incremental Summer Peak Savings (MW) | Achievable Economic TRC Potential | 0 | 0 | 0 | 0 | 0 | 0 | 0 | 0 | 0 | 0 | 0 | 0 | 0 | 0 | 0 | 0 | 0 | 0 | 0 | 0 | 0 | 0 | 0 | 0 | 0 | 0 | 0
F6_Commercial_OR - Health_Existing_Space Heating_Natural Gas_Gas Boiler - Burner Control Optimization_A_Achievable Economic TRC Potential | F6 | Commercial | OR - Health | Existing | Space Heating | Natural Gas | Gas Boiler - Burner Control Optimization | A | Incremental Winter Peak Savings (MW) | Achievable Economic TRC Potential | 0 | 0 | 0 | 0 | 0 | 0 | 0 | 0 | 0 | 0 | 0 | 0 | 0 | 0 | 0 | 0 | 0 | 0 | 0 | 0 | 0 | 0 | 0 | 0 | 0 | 0 | 0
F7_Commercial_OR - Health_Existing_Space Heating_Natural Gas_Gas Boiler - Burner Control Optimization_A_Achievable Economic TRC Potential | F7 | Commercial | OR - Health | Existing | Space Heating | Natural Gas | Gas Boiler - Burner Control Optimization | A | Cumulative Energy Savings (MWh or mTherms) | Achievable Economic TRC Potential | 0 | 0 | 0.0082909 | 0.012621 | 0.027241 | 0.050611 | 0.085387 | 0.13404 | 0.19845 | 0.27932 | 0.37572 | 0.48475 | 0.60185 | 0.72064 | 0.8339 | 0.93478 | 1.0183 | 1.0834 | 1.1303 | 1.1625 | 1.1719 | 1.1799 | 1.1784 | 1.177 | 1.1758 | 1.1747 | 1.1736
F8_Commercial_OR - Health_Existing_Space Heating_Natural Gas_Gas Boiler - Burner Control Optimization_A_Achievable Economic TRC Potential | F8 | Commercial | OR - Health | Existing | Space Heating | Natural Gas | Gas Boiler - Burner Control Optimization | A | Cumulative Summer Peak Savings (MW) | Achievable Economic TRC Potential | 0 | 0 | 0 | 0 | 0 | 0 | 0 | 0 | 0 | 0 | 0 | 0 | 0 | 0 | 0 | 0 | 0 | 0 | 0 | 0 | 0 | 0 | 0 | 0 | 0 | 0 | 0
F9_Commercial_OR - Health_Existing_Space Heating_Natural Gas_Gas Boiler - Burner Control Optimization_A_Achievable Economic TRC Potential | F9 | Commercial | OR - Health | Existing | Space Heating | Natural Gas | Gas Boiler - Burner Control Optimization | A | Cumulative Winter Peak Savings (MW) | Achievable Economic TRC Potential | 0 | 0 | 0 | 0 | 0 | 0 | 0 | 0 | 0 | 0 | 0 | 0 | 0 | 0 | 0 | 0 | 0 | 0 | 0 | 0 | 0 | 0 | 0 | 0 | 0 | 0 | 0
F10_Commercial_OR - Health_Existing_Space Heating_Natural Gas_Gas Boiler - Burner Control Optimization_A_Achievable Economic TRC Potential | F10 | Commercial | OR - Health | Existing | Space Heating | Natural Gas | Gas Boiler - Burner Control Optimization | A | Purchases (Incremental) | Achievable Economic TRC Potential | 0 | 0 | 435.5178 | 234.3485 | 792.7778 | 1289.5618 | 1957.3746 | 2803.3787 | 3813.3649 | 4943.4982 | 6114.2553 | 7210.1595 | 8089.3304 | 8605.5245 | 8641.4514 | 8146.0253 | 7162.1781 | 5830.152 | 4357.7533 | 3192.7669 | 1306.5534 | 1159.3085 | 0 | 0 | 0 | 0 | 0
F11_Commercial_OR - Health_Existing_Space Heating_Natural Gas_Gas Boiler - Burner Control Optimization_A_Achievable Economic TRC Potential | F11 | Commercial | OR - Health | Existing | Space Heating | Natural Gas | Gas Boiler - Burner Control Optimization | A | Purchases (Cumulative) | Achievable Economic TRC Potential | 0 | 0 | 435.5178 | 669.8663 | 1462.6441 | 2752.2059 | 4709.5805 | 7512.9593 | 11326.3242 | 16269.8224 | 22384.0777 | 29594.2372 | 37683.5676 | 46289.092 | 54930.5434 | 63076.5687 | 70238.7468 | 76068.8988 | 80426.6521 | 83619.419 | 84925.9724 | 86085.2809 | 86085.2809 | 86085.2809 | 86085.2809 | 86085.2809 | 86085.2809
F1_Commercial_OR - Health_Existing_Space Heating_Natural Gas_Gas Boiler - Stack Economizer_A_Achievable Economic TRC Potential | F1 | Commercial | OR - Health | Existing | Space Heating | Natural Gas | Gas Boiler - Stack Economizer | A | Integrated Unit Energy Savings (kWh or therms) | Achievable Economic TRC Potential | 0 | 0 | 0.062946 | 0.062156 | 0.061295 | 0.060385 | 0.059461 | 0.058427 | 0.05728 | 0.056026 | 0.054735 | 0.053386 | 0.052029 | 0.050689 | 0.049402 | 0.048202 | 0.047135 | 0.046286 | 0.045663 | 0.045163 | 0.044822 | 0.044517 | 0.04446 | 0.044409 | 0.044362 | 0.044319 | 0.04428
F2_Commercial_OR - Health_Existing_Space Heating_Natural Gas_Gas Boiler - Stack Economizer_A_Achievable Economic TRC Potential | F2 | Commercial | OR - Health | Existing | Space Heating | Natural Gas | Gas Boiler - Stack Economizer | A | Integrated Unit Summer Peak Savings (kW) | Achievable Economic TRC Potential | 0 | 0 | 0 | 0 | 0 | 0 | 0 | 0 | 0 | 0 | 0 | 0 | 0 | 0 | 0 | 0 | 0 | 0 | 0 | 0 | 0 | 0 | 0 | 0 | 0 | 0 | 0
F3_Commercial_OR - Health_Existing_Space Heating_Natural Gas_Gas Boiler - Stack Economizer_A_Achievable Economic TRC Potential | F3 | Commercial | OR - Health | Existing | Space Heating | Natural Gas | Gas Boiler - Stack Economizer | A | Integrated Unit Winter Peak Savings (kW) | Achievable Economic TRC Potential | 0 | 0 | 0 | 0 | 0 | 0 | 0 | 0 | 0 | 0 | 0 | 0 | 0 | 0 | 0 | 0 | 0 | 0 | 0 | 0 | 0 | 0 | 0 | 0 | 0 | 0 | 0
F4_Commercial_OR - Health_Existing_Space Heating_Natural Gas_Gas Boiler - Stack Economizer_A_Achievable Economic TRC Potential | F4 | Commercial | OR - Health | Existing | Space Heating | Natural Gas | Gas Boiler - Stack Economizer | A | Incremental Energy Savings (MWh or mTherms) | Achievable Economic TRC Potential | 0 | 0 | 0 | 0 | 0 | 0 | 0 | 0 | 0 | 0 | 0 | 0 | 0 | 0 | 0 | 0 | 0 | 0 | 0 | 0 | 0 | 0 | 0 | 0 | 0 | 0 | 0
F5_Commercial_OR - Health_Existing_Space Heating_Natural Gas_Gas Boiler - Stack Economizer_A_Achievable Economic TRC Potential | F5 | Commercial | OR - Health | Existing | Space Heating | Natural Gas | Gas Boiler - Stack Economizer | A | Incremental Summer Peak Savings (MW) | Achievable Economic TRC Potential | 0 | 0 | 0 | 0 | 0 | 0 | 0 | 0 | 0 | 0 | 0 | 0 | 0 | 0 | 0 | 0 | 0 | 0 | 0 | 0 | 0 | 0 | 0 | 0 | 0 | 0 | 0
F6_Commercial_OR - Health_Existing_Space Heating_Natural Gas_Gas Boiler - Stack Economizer_A_Achievable Economic TRC Potential | F6 | Commercial | OR - Health | Existing | Space Heating | Natural Gas | Gas Boiler - Stack Economizer | A | Incremental Winter Peak Savings (MW) | Achievable Economic TRC Potential | 0 | 0 | 0 | 0 | 0 | 0 | 0 | 0 | 0 | 0 | 0 | 0 | 0 | 0 | 0 | 0 | 0 | 0 | 0 | 0 | 0 | 0 | 0 | 0 | 0 | 0 | 0
F7_Commercial_OR - Health_Existing_Space Heating_Natural Gas_Gas Boiler - Stack Economizer_A_Achievable Economic TRC Potential | F7 | Commercial | OR - Health | Existing | Space Heating | Natural Gas | Gas Boiler - Stack Economizer | A | Cumulative Energy Savings (MWh or mTherms) | Achievable Economic TRC Potential | 0 | 0 | 0 | 0 | 0 | 0 | 0 | 0 | 0 | 0 | 0 | 0 | 0 | 0 | 0 | 0 | 0 | 0 | 0 | 0 | 0 | 0 | 0 | 0 | 0 | 0 | 0
F8_Commercial_OR - Health_Existing_Space Heating_Natural Gas_Gas Boiler - Stack Economizer_A_Achievable Economic TRC Potential | F8 | Commercial | OR - Health | Existing | Space Heating | Natural Gas | Gas Boiler - Stack Economizer | A | Cumulative Summer Peak Savings (MW) | Achievable Economic TRC Potential | 0 | 0 | 0 | 0 | 0 | 0 | 0 | 0 | 0 | 0 | 0 | 0 | 0 | 0 | 0 | 0 | 0 | 0 | 0 | 0 | 0 | 0 | 0 | 0 | 0 | 0 | 0
F9_Commercial_OR - Health_Existing_Space Heating_Natural Gas_Gas Boiler - Stack Economizer_A_Achievable Economic TRC Potential | F9 | Commercial | OR - Health | Existing | Space Heating | Natural Gas | Gas Boiler - Stack Economizer | A | Cumulative Winter Peak Savings (MW) | Achievable Economic TRC Potential | 0 | 0 | 0 | 0 | 0 | 0 | 0 | 0 | 0 | 0 | 0 | 0 | 0 | 0 | 0 | 0 | 0 | 0 | 0 | 0 | 0 | 0 | 0 | 0 | 0 | 0 | 0
F10_Commercial_OR - Health_Existing_Space Heating_Natural Gas_Gas Boiler - Stack Economizer_A_Achievable Economic TRC Potential | F10 | Commercial | OR - Health | Existing | Space Heating | Natural Gas | Gas Boiler - Stack Economizer | A | Purchases (Incremental) | Achievable Economic TRC Potential | 0 | 0 | 0 | 0 | 0 | 0 | 0 | 0 | 0 | 0 | 0 | 0 | 0 | 0 | 0 | 0 | 0 | 0 | 0 | 0 | 0 | 0 | 0 | 0 | 0 | 0 | 0
F11_Commercial_OR - Health_Existing_Space Heating_Natural Gas_Gas Boiler - Stack Economizer_A_Achievable Economic TRC Potential | F11 | Commercial | OR - Health | Existing | Space Heating | Natural Gas | Gas Boiler - Stack Economizer | A | Purchases (Cumulative) | Achievable Economic TRC Potential | 0 | 0 | 0 | 0 | 0 | 0 | 0 | 0 | 0 | 0 | 0 | 0 | 0 | 0 | 0 | 0 | 0 | 0 | 0 | 0 | 0 | 0 | 0 | 0 | 0 | 0 | 0
F1_Commercial_OR - Health_Existing_Space Heating_Natural Gas_Gas Boiler - Thermostatic Radiator Valves_A_Achievable Economic TRC Potential | F1 | Commercial | OR - Health | Existing | Space Heating | Natural Gas | Gas Boiler - Thermostatic Radiator Valves | A | Integrated Unit Energy Savings (kWh or therms) | Achievable Economic TRC Potential | 0 | 0 | 4.4214 | 4.3982 | 4.3714 | 4.3417 | 4.3078 | 4.2686 | 4.2234 | 4.1714 | 4.1125 | 4.0474 | 3.9778 | 3.9061 | 3.8356 | 3.7696 | 3.711 | 3.6639 | 3.629 | 3.6017 | 3.5845 | 3.5695 | 3.565 | 3.5609 | 3.5572 | 3.5538 | 3.5506
F2_Commercial_OR - Health_Existing_Space Heating_Natural Gas_Gas Boiler - Thermostatic Radiator Valves_A_Achievable Economic TRC Potential | F2 | Commercial | OR - Health | Existing | Space Heating | Natural Gas | Gas Boiler - Thermostatic Radiator Valves | A | Integrated Unit Summer Peak Savings (kW) | Achievable Economic TRC Potential | 0 | 0 | 0 | 0 | 0 | 0 | 0 | 0 | 0 | 0 | 0 | 0 | 0 | 0 | 0 | 0 | 0 | 0 | 0 | 0 | 0 | 0 | 0 | 0 | 0 | 0 | 0
F3_Commercial_OR - Health_Existing_Space Heating_Natural Gas_Gas Boiler - Thermostatic Radiator Valves_A_Achievable Economic TRC Potential | F3 | Commercial | OR - Health | Existing | Space Heating | Natural Gas | Gas Boiler - Thermostatic Radiator Valves | A | Integrated Unit Winter Peak Savings (kW) | Achievable Economic TRC Potential | 0 | 0 | 0 | 0 | 0 | 0 | 0 | 0 | 0 | 0 | 0 | 0 | 0 | 0 | 0 | 0 | 0 | 0 | 0 | 0 | 0 | 0 | 0 | 0 | 0 | 0 | 0
F4_Commercial_OR - Health_Existing_Space Heating_Natural Gas_Gas Boiler - Thermostatic Radiator Valves_A_Achievable Economic TRC Potential | F4 | Commercial | OR - Health | Existing | Space Heating | Natural Gas | Gas Boiler - Thermostatic Radiator Valves | A | Incremental Energy Savings (MWh or mTherms) | Achievable Economic TRC Potential | 0 | 0 | 0.224 | 0.45738 | 0.4546 | 0.45151 | 0.44798 | 0.44391 | 0.4392 | 0.4338 | 0.42767 | 0.4209 | 0.41366 | 0.40621 | 0.39888 | 0.39201 | 0.38592 | 0.19539 | 0 | 7.1657e-16 | 0 | 0 | 0 | 0 | 0 | 0 | 0
F5_Commercial_OR - Health_Existing_Space Heating_Natural Gas_Gas Boiler - Thermostatic Radiator Valves_A_Achievable Economic TRC Potential | F5 | Commercial | OR - Health | Existing | Space Heating | Natural Gas | Gas Boiler - Thermostatic Radiator Valves | A | Incremental Summer Peak Savings (MW) | Achievable Economic TRC Potential | 0 | 0 | 0 | 0 | 0 | 0 | 0 | 0 | 0 | 0 | 0 | 0 | 0 | 0 | 0 | 0 | 0 | 0 | 0 | 0 | 0 | 0 | 0 | 0 | 0 | 0 | 0
F6_Commercial_OR - Health_Existing_Space Heating_Natural Gas_Gas Boiler - Thermostatic Radiator Valves_A_Achievable Economic TRC Potential | F6 | Commercial | OR - Health | Existing | Space Heating | Natural Gas | Gas Boiler - Thermostatic Radiator Valves | A | Incremental Winter Peak Savings (MW) | Achievable Economic TRC Potential | 0 | 0 | 0 | 0 | 0 | 0 | 0 | 0 | 0 | 0 | 0 | 0 | 0 | 0 | 0 | 0 | 0 | 0 | 0 | 0 | 0 | 0 | 0 | 0 | 0 | 0 | 0
F7_Commercial_OR - Health_Existing_Space Heating_Natural Gas_Gas Boiler - Thermostatic Radiator Valves_A_Achievable Economic TRC Potential | F7 | Commercial | OR - Health | Existing | Space Heating | Natural Gas | Gas Boiler - Thermostatic Radiator Valves | A | Cumulative Energy Savings (MWh or mTherms) | Achievable Economic TRC Potential | 0 | 0 | 0.224 | 0.68021 | 1.1307 | 1.5745 | 2.0102 | 2.4358 | 2.8492 | 3.2479 | 3.6297 | 3.9932 | 4.3381 | 4.6662 | 4.9808 | 5.2871 | 5.5909 | 5.7153 | 5.6608 | 5.6183 | 5.5915 | 5.5681 | 5.5611 | 5.5547 | 5.5489 | 5.5435 | 5.5386
F8_Commercial_OR - Health_Existing_Space Heating_Natural Gas_Gas Boiler - Thermostatic Radiator Valves_A_Achievable Economic TRC Potential | F8 | Commercial | OR - Health | Existing | Space Heating | Natural Gas | Gas Boiler - Thermostatic Radiator Valves | A | Cumulative Summer Peak Savings (MW) | Achievable Economic TRC Potential | 0 | 0 | 0 | 0 | 0 | 0 | 0 | 0 | 0 | 0 | 0 | 0 | 0 | 0 | 0 | 0 | 0 | 0 | 0 | 0 | 0 | 0 | 0 | 0 | 0 | 0 | 0
F9_Commercial_OR - Health_Existing_Space Heating_Natural Gas_Gas Boiler - Thermostatic Radiator Valves_A_Achievable Economic TRC Potential | F9 | Commercial | OR - Health | Existing | Space Heating | Natural Gas | Gas Boiler - Thermostatic Radiator Valves | A | Cumulative Winter Peak Savings (MW) | Achievable Economic TRC Potential | 0 | 0 | 0 | 0 | 0 | 0 | 0 | 0 | 0 | 0 | 0 | 0 | 0 | 0 | 0 | 0 | 0 | 0 | 0 | 0 | 0 | 0 | 0 | 0 | 0 | 0 | 0
F10_Commercial_OR - Health_Existing_Space Heating_Natural Gas_Gas Boiler - Thermostatic Radiator Valves_A_Achievable Economic TRC Potential | F10 | Commercial | OR - Health | Existing | Space Heating | Natural Gas | Gas Boiler - Thermostatic Radiator Valves | A | Purchases (Incremental) | Achievable Economic TRC Potential | 0 | 0 | 50.6635 | 103.9935 | 103.9935 | 103.9935 | 103.9935 | 103.9935 | 103.9935 | 103.9935 | 103.9935 | 103.9935 | 103.9935 | 103.9935 | 103.9935 | 103.9935 | 103.9935 | 53.33 | 0 | 1.9895e-13 | 0 | 0 | 0 | 0 | 0 | 0 | 0
F11_Commercial_OR - Health_Existing_Space Heating_Natural Gas_Gas Boiler - Thermostatic Radiator Valves_A_Achievable Economic TRC Potential | F11 | Commercial | OR - Health | Existing | Space Heating | Natural Gas | Gas Boiler - Thermostatic Radiator Valves | A | Purchases (Cumulative) | Achievable Economic TRC Potential | 0 | 0 | 50.6635 | 154.657 | 258.6505 | 362.6439 | 466.6374 | 570.6309 | 674.6244 | 778.6179 | 882.6113 | 986.6048 | 1090.5983 | 1194.5918 | 1298.5853 | 1402.5787 | 1506.5722 | 1559.9022 | 1559.9022 | 1559.9022 | 1559.9022 | 1559.9022 | 1559.9022 | 1559.9022 | 1559.9022 | 1559.9022 | 1559.9022
F1_Commercial_OR - Health_Existing_Space Heating_Natural Gas_HVAC - Shut Off Damper_A_Achievable Economic TRC Potential | F1 | Commercial | OR - Health | Existing | Space Heating | Natural Gas | HVAC - Shut Off Damper | A | Integrated Unit Energy Savings (kWh or therms) | Achievable Economic TRC Potential | 0 | 0 | 8.2393 | 8.1355 | 8.0224 | 7.9026 | 7.7809 | 7.6446 | 7.4933 | 7.328 | 7.1578 | 6.98 | 6.8011 | 6.6246 | 6.455 | 6.2969 | 6.1562 | 6.0441 | 5.9615 | 5.8952 | 5.8497 | 5.8089 | 5.8007 | 5.7932 | 5.7864 | 5.7801 | 5.7743
F2_Commercial_OR - Health_Existing_Space Heating_Natural Gas_HVAC - Shut Off Damper_A_Achievable Economic TRC Potential | F2 | Commercial | OR - Health | Existing | Space Heating | Natural Gas | HVAC - Shut Off Damper | A | Integrated Unit Summer Peak Savings (kW) | Achievable Economic TRC Potential | 0 | 0 | 0 | 0 | 0 | 0 | 0 | 0 | 0 | 0 | 0 | 0 | 0 | 0 | 0 | 0 | 0 | 0 | 0 | 0 | 0 | 0 | 0 | 0 | 0 | 0 | 0
F3_Commercial_OR - Health_Existing_Space Heating_Natural Gas_HVAC - Shut Off Damper_A_Achievable Economic TRC Potential | F3 | Commercial | OR - Health | Existing | Space Heating | Natural Gas | HVAC - Shut Off Damper | A | Integrated Unit Winter Peak Savings (kW) | Achievable Economic TRC Potential | 0 | 0 | 0 | 0 | 0 | 0 | 0 | 0 | 0 | 0 | 0 | 0 | 0 | 0 | 0 | 0 | 0 | 0 | 0 | 0 | 0 | 0 | 0 | 0 | 0 | 0 | 0
F4_Commercial_OR - Health_Existing_Space Heating_Natural Gas_HVAC - Shut Off Damper_A_Achievable Economic TRC Potential | F4 | Commercial | OR - Health | Existing | Space Heating | Natural Gas | HVAC - Shut Off Damper | A | Incremental Energy Savings (MWh or mTherms) | Achievable Economic TRC Potential | 0 | 0 | 0 | 0 | 0 | 0 | 0 | 0 | 0 | 0 | 0 | 0 | 0 | 0 | 0 | 0 | 0 | 0 | 0 | 0 | 0 | 0 | 0 | 0 | 0 | 0 | 0
F5_Commercial_OR - Health_Existing_Space Heating_Natural Gas_HVAC - Shut Off Damper_A_Achievable Economic TRC Potential | F5 | Commercial | OR - Health | Existing | Space Heating | Natural Gas | HVAC - Shut Off Damper | A | Incremental Summer Peak Savings (MW) | Achievable Economic TRC Potential | 0 | 0 | 0 | 0 | 0 | 0 | 0 | 0 | 0 | 0 | 0 | 0 | 0 | 0 | 0 | 0 | 0 | 0 | 0 | 0 | 0 | 0 | 0 | 0 | 0 | 0 | 0
F6_Commercial_OR - Health_Existing_Space Heating_Natural Gas_HVAC - Shut Off Damper_A_Achievable Economic TRC Potential | F6 | Commercial | OR - Health | Existing | Space Heating | Natural Gas | HVAC - Shut Off Damper | A | Incremental Winter Peak Savings (MW) | Achievable Economic TRC Potential | 0 | 0 | 0 | 0 | 0 | 0 | 0 | 0 | 0 | 0 | 0 | 0 | 0 | 0 | 0 | 0 | 0 | 0 | 0 | 0 | 0 | 0 | 0 | 0 | 0 | 0 | 0
F7_Commercial_OR - Health_Existing_Space Heating_Natural Gas_HVAC - Shut Off Damper_A_Achievable Economic TRC Potential | F7 | Commercial | OR - Health | Existing | Space Heating | Natural Gas | HVAC - Shut Off Damper | A | Cumulative Energy Savings (MWh or mTherms) | Achievable Economic TRC Potential | 0 | 0 | 0 | 0 | 0 | 0 | 0 | 0 | 0 | 0 | 0 | 0 | 0 | 0 | 0 | 0 | 0 | 0 | 0 | 0 | 0 | 0 | 0 | 0 | 0 | 0 | 0
F8_Commercial_OR - Health_Existing_Space Heating_Natural Gas_HVAC - Shut Off Damper_A_Achievable Economic TRC Potential | F8 | Commercial | OR - Health | Existing | Space Heating | Natural Gas | HVAC - Shut Off Damper | A | Cumulative Summer Peak Savings (MW) | Achievable Economic TRC Potential | 0 | 0 | 0 | 0 | 0 | 0 | 0 | 0 | 0 | 0 | 0 | 0 | 0 | 0 | 0 | 0 | 0 | 0 | 0 | 0 | 0 | 0 | 0 | 0 | 0 | 0 | 0
F9_Commercial_OR - Health_Existing_Space Heating_Natural Gas_HVAC - Shut Off Damper_A_Achievable Economic TRC Potential | F9 | Commercial | OR - Health | Existing | Space Heating | Natural Gas | HVAC - Shut Off Damper | A | Cumulative Winter Peak Savings (MW) | Achievable Economic TRC Potential | 0 | 0 | 0 | 0 | 0 | 0 | 0 | 0 | 0 | 0 | 0 | 0 | 0 | 0 | 0 | 0 | 0 | 0 | 0 | 0 | 0 | 0 | 0 | 0 | 0 | 0 | 0
F10_Commercial_OR - Health_Existing_Space Heating_Natural Gas_HVAC - Shut Off Damper_A_Achievable Economic TRC Potential | F10 | Commercial | OR - Health | Existing | Space Heating | Natural Gas | HVAC - Shut Off Damper | A | Purchases (Incremental) | Achievable Economic TRC Potential | 0 | 0 | 0 | 0 | 0 | 0 | 0 | 0 | 0 | 0 | 0 | 0 | 0 | 0 | 0 | 0 | 0 | 0 | 0 | 0 | 0 | 0 | 0 | 0 | 0 | 0 | 0
F11_Commercial_OR - Health_Existing_Space Heating_Natural Gas_HVAC - Shut Off Damper_A_Achievable Economic TRC Potential | F11 | Commercial | OR - Health | Existing | Space Heating | Natural Gas | HVAC - Shut Off Damper | A | Purchases (Cumulative) | Achievable Economic TRC Potential | 0 | 0 | 0 | 0 | 0 | 0 | 0 | 0 | 0 | 0 | 0 | 0 | 0 | 0 | 0 | 0 | 0 | 0 | 0 | 0 | 0 | 0 | 0 | 0 | 0 | 0 | 0
F1_Commercial_OR - Health_Existing_Space Heating_Natural Gas_Gas Furnace - Tube Inserts_A_Achievable Economic TRC Potential | F1 | Commercial | OR - Health | Existing | Space Heating | Natural Gas | Gas Furnace - Tube Inserts | A | Integrated Unit Energy Savings (kWh or therms) | Achievable Economic TRC Potential | 0 | 0 | 0 | 0 | 0 | 0 | 0 | 0 | 0 | 0 | 0 | 0 | 0 | 0 | 0 | 0 | 0 | 0 | 0 | 0 | 0 | 0 | 0 | 0 | 0 | 0 | 0
F2_Commercial_OR - Health_Existing_Space Heating_Natural Gas_Gas Furnace - Tube Inserts_A_Achievable Economic TRC Potential | F2 | Commercial | OR - Health | Existing | Space Heating | Natural Gas | Gas Furnace - Tube Inserts | A | Integrated Unit Summer Peak Savings (kW) | Achievable Economic TRC Potential | 0 | 0 | 0 | 0 | 0 | 0 | 0 | 0 | 0 | 0 | 0 | 0 | 0 | 0 | 0 | 0 | 0 | 0 | 0 | 0 | 0 | 0 | 0 | 0 | 0 | 0 | 0
F3_Commercial_OR - Health_Existing_Space Heating_Natural Gas_Gas Furnace - Tube Inserts_A_Achievable Economic TRC Potential | F3 | Commercial | OR - Health | Existing | Space Heating | Natural Gas | Gas Furnace - Tube Inserts | A | Integrated Unit Winter Peak Savings (kW) | Achievable Economic TRC Potential | 0 | 0 | 0 | 0 | 0 | 0 | 0 | 0 | 0 | 0 | 0 | 0 | 0 | 0 | 0 | 0 | 0 | 0 | 0 | 0 | 0 | 0 | 0 | 0 | 0 | 0 | 0
F4_Commercial_OR - Health_Existing_Space Heating_Natural Gas_Gas Furnace - Tube Inserts_A_Achievable Economic TRC Potential | F4 | Commercial | OR - Health | Existing | Space Heating | Natural Gas | Gas Furnace - Tube Inserts | A | Incremental Energy Savings (MWh or mTherms) | Achievable Economic TRC Potential | 0 | 0 | 0 | 0 | 0 | 0 | 0 | 0 | 0 | 0 | 0 | 0 | 0 | 0 | 0 | 0 | 0 | 0 | 0 | 0 | 0 | 0 | 0 | 0 | 0 | 0 | 0
F5_Commercial_OR - Health_Existing_Space Heating_Natural Gas_Gas Furnace - Tube Inserts_A_Achievable Economic TRC Potential | F5 | Commercial | OR - Health | Existing | Space Heating | Natural Gas | Gas Furnace - Tube Inserts | A | Incremental Summer Peak Savings (MW) | Achievable Economic TRC Potential | 0 | 0 | 0 | 0 | 0 | 0 | 0 | 0 | 0 | 0 | 0 | 0 | 0 | 0 | 0 | 0 | 0 | 0 | 0 | 0 | 0 | 0 | 0 | 0 | 0 | 0 | 0
F6_Commercial_OR - Health_Existing_Space Heating_Natural Gas_Gas Furnace - Tube Inserts_A_Achievable Economic TRC Potential | F6 | Commercial | OR - Health | Existing | Space Heating | Natural Gas | Gas Furnace - Tube Inserts | A | Incremental Winter Peak Savings (MW) | Achievable Economic TRC Potential | 0 | 0 | 0 | 0 | 0 | 0 | 0 | 0 | 0 | 0 | 0 | 0 | 0 | 0 | 0 | 0 | 0 | 0 | 0 | 0 | 0 | 0 | 0 | 0 | 0 | 0 | 0
F7_Commercial_OR - Health_Existing_Space Heating_Natural Gas_Gas Furnace - Tube Inserts_A_Achievable Economic TRC Potential | F7 | Commercial | OR - Health | Existing | Space Heating | Natural Gas | Gas Furnace - Tube Inserts | A | Cumulative Energy Savings (MWh or mTherms) | Achievable Economic TRC Potential | 0 | 0 | 0 | 0 | 0 | 0 | 0 | 0 | 0 | 0 | 0 | 0 | 0 | 0 | 0 | 0 | 0 | 0 | 0 | 0 | 0 | 0 | 0 | 0 | 0 | 0 | 0
F8_Commercial_OR - Health_Existing_Space Heating_Natural Gas_Gas Furnace - Tube Inserts_A_Achievable Economic TRC Potential | F8 | Commercial | OR - Health | Existing | Space Heating | Natural Gas | Gas Furnace - Tube Inserts | A | Cumulative Summer Peak Savings (MW) | Achievable Economic TRC Potential | 0 | 0 | 0 | 0 | 0 | 0 | 0 | 0 | 0 | 0 | 0 | 0 | 0 | 0 | 0 | 0 | 0 | 0 | 0 | 0 | 0 | 0 | 0 | 0 | 0 | 0 | 0
F9_Commercial_OR - Health_Existing_Space Heating_Natural Gas_Gas Furnace - Tube Inserts_A_Achievable Economic TRC Potential | F9 | Commercial | OR - Health | Existing | Space Heating | Natural Gas | Gas Furnace - Tube Inserts | A | Cumulative Winter Peak Savings (MW) | Achievable Economic TRC Potential | 0 | 0 | 0 | 0 | 0 | 0 | 0 | 0 | 0 | 0 | 0 | 0 | 0 | 0 | 0 | 0 | 0 | 0 | 0 | 0 | 0 | 0 | 0 | 0 | 0 | 0 | 0
F10_Commercial_OR - Health_Existing_Space Heating_Natural Gas_Gas Furnace - Tube Inserts_A_Achievable Economic TRC Potential | F10 | Commercial | OR - Health | Existing | Space Heating | Natural Gas | Gas Furnace - Tube Inserts | A | Purchases (Incremental) | Achievable Economic TRC Potential | 0 | 0 | 0 | 0 | 0 | 0 | 0 | 0 | 0 | 0 | 0 | 0 | 0 | 0 | 0 | 0 | 0 | 0 | 0 | 0 | 0 | 0 | 0 | 0 | 0 | 0 | 0
F11_Commercial_OR - Health_Existing_Space Heating_Natural Gas_Gas Furnace - Tube Inserts_A_Achievable Economic TRC Potential | F11 | Commercial | OR - Health | Existing | Space Heating | Natural Gas | Gas Furnace - Tube Inserts | A | Purchases (Cumulative) | Achievable Economic TRC Potential | 0 | 0 | 0 | 0 | 0 | 0 | 0 | 0 | 0 | 0 | 0 | 0 | 0 | 0 | 0 | 0 | 0 | 0 | 0 | 0 | 0 | 0 | 0 | 0 | 0 | 0 | 0
F1_Commercial_OR - Health_Existing_Space Heating_Natural Gas_Gas Boiler - Insulate Steam Lines/Condensate Tank_A_Achievable Economic TRC Potential | F1 | Commercial | OR - Health | Existing | Space Heating | Natural Gas | Gas Boiler - Insulate Steam Lines/Condensate Tank | A | Integrated Unit Energy Savings (kWh or therms) | Achievable Economic TRC Potential | 0 | 0 | 1.131 | 1.1275 | 1.1242 | 1.1208 | 1.1176 | 1.1145 | 1.1114 | 1.1085 | 1.1056 | 1.1027 | 1.1 | 1.0974 | 1.0948 | 1.0924 | 1.0901 | 1.0881 | 1.0861 | 1.0844 | 1.0827 | 1.0813 | 1.0799 | 1.0787 | 1.0775 | 1.0765 | 1.0756
F2_Commercial_OR - Health_Existing_Space Heating_Natural Gas_Gas Boiler - Insulate Steam Lines/Condensate Tank_A_Achievable Economic TRC Potential | F2 | Commercial | OR - Health | Existing | Space Heating | Natural Gas | Gas Boiler - Insulate Steam Lines/Condensate Tank | A | Integrated Unit Summer Peak Savings (kW) | Achievable Economic TRC Potential | 0 | 0 | 0 | 0 | 0 | 0 | 0 | 0 | 0 | 0 | 0 | 0 | 0 | 0 | 0 | 0 | 0 | 0 | 0 | 0 | 0 | 0 | 0 | 0 | 0 | 0 | 0
F3_Commercial_OR - Health_Existing_Space Heating_Natural Gas_Gas Boiler - Insulate Steam Lines/Condensate Tank_A_Achievable Economic TRC Potential | F3 | Commercial | OR - Health | Existing | Space Heating | Natural Gas | Gas Boiler - Insulate Steam Lines/Condensate Tank | A | Integrated Unit Winter Peak Savings (kW) | Achievable Economic TRC Potential | 0 | 0 | 0 | 0 | 0 | 0 | 0 | 0 | 0 | 0 | 0 | 0 | 0 | 0 | 0 | 0 | 0 | 0 | 0 | 0 | 0 | 0 | 0 | 0 | 0 | 0 | 0
F4_Commercial_OR - Health_Existing_Space Heating_Natural Gas_Gas Boiler - Insulate Steam Lines/Condensate Tank_A_Achievable Economic TRC Potential | F4 | Commercial | OR - Health | Existing | Space Heating | Natural Gas | Gas Boiler - Insulate Steam Lines/Condensate Tank | A | Incremental Energy Savings (MWh or mTherms) | Achievable Economic TRC Potential | 0 | 0 | 0.13437 | 0.27497 | 0.27415 | 0.27335 | 0.27256 | 0.27179 | 0.27104 | 0.27032 | 0.26962 | 0.26893 | 0.26827 | 0.26762 | 0.267 | 0.26641 | 0.26586 | 0.13608 | 6.174e-17 | 5.5476e-16 | 0 | 0 | 0 | 0 | 0 | 0 | 0
F5_Commercial_OR - Health_Existing_Space Heating_Natural Gas_Gas Boiler - Insulate Steam Lines/Condensate Tank_A_Achievable Economic TRC Potential | F5 | Commercial | OR - Health | Existing | Space Heating | Natural Gas | Gas Boiler - Insulate Steam Lines/Condensate Tank | A | Incremental Summer Peak Savings (MW) | Achievable Economic TRC Potential | 0 | 0 | 0 | 0 | 0 | 0 | 0 | 0 | 0 | 0 | 0 | 0 | 0 | 0 | 0 | 0 | 0 | 0 | 0 | 0 | 0 | 0 | 0 | 0 | 0 | 0 | 0
F6_Commercial_OR - Health_Existing_Space Heating_Natural Gas_Gas Boiler - Insulate Steam Lines/Condensate Tank_A_Achievable Economic TRC Potential | F6 | Commercial | OR - Health | Existing | Space Heating | Natural Gas | Gas Boiler - Insulate Steam Lines/Condensate Tank | A | Incremental Winter Peak Savings (MW) | Achievable Economic TRC Potential | 0 | 0 | 0 | 0 | 0 | 0 | 0 | 0 | 0 | 0 | 0 | 0 | 0 | 0 | 0 | 0 | 0 | 0 | 0 | 0 | 0 | 0 | 0 | 0 | 0 | 0 | 0
F7_Commercial_OR - Health_Existing_Space Heating_Natural Gas_Gas Boiler - Insulate Steam Lines/Condensate Tank_A_Achievable Economic TRC Potential | F7 | Commercial | OR - Health | Existing | Space Heating | Natural Gas | Gas Boiler - Insulate Steam Lines/Condensate Tank | A | Cumulative Energy Savings (MWh or mTherms) | Achievable Economic TRC Potential | 0 | 0 | 0.13437 | 0.40894 | 0.68187 | 0.95321 | 1.223 | 1.4913 | 1.7583 | 2.024 | 2.2883 | 2.5514 | 2.8134 | 3.0742 | 3.3341 | 3.5931 | 3.8515 | 3.9802 | 3.9732 | 3.9668 | 3.9608 | 3.9554 | 3.9504 | 3.9459 | 3.9418 | 3.938 | 3.9346
F8_Commercial_OR - Health_Existing_Space Heating_Natural Gas_Gas Boiler - Insulate Steam Lines/Condensate Tank_A_Achievable Economic TRC Potential | F8 | Commercial | OR - Health | Existing | Space Heating | Natural Gas | Gas Boiler - Insulate Steam Lines/Condensate Tank | A | Cumulative Summer Peak Savings (MW) | Achievable Economic TRC Potential | 0 | 0 | 0 | 0 | 0 | 0 | 0 | 0 | 0 | 0 | 0 | 0 | 0 | 0 | 0 | 0 | 0 | 0 | 0 | 0 | 0 | 0 | 0 | 0 | 0 | 0 | 0
F9_Commercial_OR - Health_Existing_Space Heating_Natural Gas_Gas Boiler - Insulate Steam Lines/Condensate Tank_A_Achievable Economic TRC Potential | F9 | Commercial | OR - Health | Existing | Space Heating | Natural Gas | Gas Boiler - Insulate Steam Lines/Condensate Tank | A | Cumulative Winter Peak Savings (MW) | Achievable Economic TRC Potential | 0 | 0 | 0 | 0 | 0 | 0 | 0 | 0 | 0 | 0 | 0 | 0 | 0 | 0 | 0 | 0 | 0 | 0 | 0 | 0 | 0 | 0 | 0 | 0 | 0 | 0 | 0
F10_Commercial_OR - Health_Existing_Space Heating_Natural Gas_Gas Boiler - Insulate Steam Lines/Condensate Tank_A_Achievable Economic TRC Potential | F10 | Commercial | OR - Health | Existing | Space Heating | Natural Gas | Gas Boiler - Insulate Steam Lines/Condensate Tank | A | Purchases (Incremental) | Achievable Economic TRC Potential | 0 | 0 | 118.8108 | 243.8748 | 243.8748 | 243.8748 | 243.8748 | 243.8748 | 243.8748 | 243.8748 | 243.8748 | 243.8748 | 243.8748 | 243.8748 | 243.8748 | 243.8748 | 243.8748 | 125.064 | 5.6843e-14 | 5.1159e-13 | 0 | 0 | 0 | 0 | 0 | 0 | 0
F11_Commercial_OR - Health_Existing_Space Heating_Natural Gas_Gas Boiler - Insulate Steam Lines/Condensate Tank_A_Achievable Economic TRC Potential | F11 | Commercial | OR - Health | Existing | Space Heating | Natural Gas | Gas Boiler - Insulate Steam Lines/Condensate Tank | A | Purchases (Cumulative) | Achievable Economic TRC Potential | 0 | 0 | 118.8108 | 362.6856 | 606.5604 | 850.4352 | 1094.31 | 1338.1848 | 1582.0596 | 1825.9344 | 2069.8092 | 2313.684 | 2557.5588 | 2801.4336 | 3045.3084 | 3289.1832 | 3533.058 | 3658.122 | 3658.122 | 3658.122 | 3658.122 | 3658.122 | 3658.122 | 3658.122 | 3658.122 | 3658.122 | 3658.122
F1_Commercial_OR - Health_Existing_Space Heating_Natural Gas_Gas Boiler - Insulate Hot Water Lines_A_Achievable Economic TRC Potential | F1 | Commercial | OR - Health | Existing | Space Heating | Natural Gas | Gas Boiler - Insulate Hot Water Lines | A | Integrated Unit Energy Savings (kWh or therms) | Achievable Economic TRC Potential | 0 | 0 | 0.75453 | 0.74794 | 0.74063 | 0.73271 | 0.72396 | 0.71415 | 0.70313 | 0.69078 | 0.6771 | 0.66224 | 0.64659 | 0.63064 | 0.61506 | 0.60047 | 0.58743 | 0.57706 | 0.56944 | 0.56332 | 0.55912 | 0.55535 | 0.55465 | 0.55401 | 0.55343 | 0.55289 | 0.5524
F2_Commercial_OR - Health_Existing_Space Heating_Natural Gas_Gas Boiler - Insulate Hot Water Lines_A_Achievable Economic TRC Potential | F2 | Commercial | OR - Health | Existing | Space Heating | Natural Gas | Gas Boiler - Insulate Hot Water Lines | A | Integrated Unit Summer Peak Savings (kW) | Achievable Economic TRC Potential | 0 | 0 | 0 | 0 | 0 | 0 | 0 | 0 | 0 | 0 | 0 | 0 | 0 | 0 | 0 | 0 | 0 | 0 | 0 | 0 | 0 | 0 | 0 | 0 | 0 | 0 | 0
F3_Commercial_OR - Health_Existing_Space Heating_Natural Gas_Gas Boiler - Insulate Hot Water Lines_A_Achievable Economic TRC Potential | F3 | Commercial | OR - Health | Existing | Space Heating | Natural Gas | Gas Boiler - Insulate Hot Water Lines | A | Integrated Unit Winter Peak Savings (kW) | Achievable Economic TRC Potential | 0 | 0 | 0 | 0 | 0 | 0 | 0 | 0 | 0 | 0 | 0 | 0 | 0 | 0 | 0 | 0 | 0 | 0 | 0 | 0 | 0 | 0 | 0 | 0 | 0 | 0 | 0
F4_Commercial_OR - Health_Existing_Space Heating_Natural Gas_Gas Boiler - Insulate Hot Water Lines_A_Achievable Economic TRC Potential | F4 | Commercial | OR - Health | Existing | Space Heating | Natural Gas | Gas Boiler - Insulate Hot Water Lines | A | Incremental Energy Savings (MWh or mTherms) | Achievable Economic TRC Potential | 0 | 0 | 0.089647 | 0.1824 | 0.18062 | 0.17869 | 0.17655 | 0.17416 | 0.17148 | 0.16846 | 0.16513 | 0.1615 | 0.15769 | 0.078871 | 0 | 2.3893e-16 | 0 | 2.9522e-16 | 4.8553e-17 | 3.2021e-16 | 4.7673e-17 | 0 | 0 | 0 | 0 | 0 | 0
F5_Commercial_OR - Health_Existing_Space Heating_Natural Gas_Gas Boiler - Insulate Hot Water Lines_A_Achievable Economic TRC Potential | F5 | Commercial | OR - Health | Existing | Space Heating | Natural Gas | Gas Boiler - Insulate Hot Water Lines | A | Incremental Summer Peak Savings (MW) | Achievable Economic TRC Potential | 0 | 0 | 0 | 0 | 0 | 0 | 0 | 0 | 0 | 0 | 0 | 0 | 0 | 0 | 0 | 0 | 0 | 0 | 0 | 0 | 0 | 0 | 0 | 0 | 0 | 0 | 0
F6_Commercial_OR - Health_Existing_Space Heating_Natural Gas_Gas Boiler - Insulate Hot Water Lines_A_Achievable Economic TRC Potential | F6 | Commercial | OR - Health | Existing | Space Heating | Natural Gas | Gas Boiler - Insulate Hot Water Lines | A | Incremental Winter Peak Savings (MW) | Achievable Economic TRC Potential | 0 | 0 | 0 | 0 | 0 | 0 | 0 | 0 | 0 | 0 | 0 | 0 | 0 | 0 | 0 | 0 | 0 | 0 | 0 | 0 | 0 | 0 | 0 | 0 | 0 | 0 | 0
F7_Commercial_OR - Health_Existing_Space Heating_Natural Gas_Gas Boiler - Insulate Hot Water Lines_A_Achievable Economic TRC Potential | F7 | Commercial | OR - Health | Existing | Space Heating | Natural Gas | Gas Boiler - Insulate Hot Water Lines | A | Cumulative Energy Savings (MWh or mTherms) | Achievable Economic TRC Potential | 0 | 0 | 0.089647 | 0.27127 | 0.44924 | 0.62312 | 0.79223 | 0.95566 | 1.1124 | 1.2613 | 1.4015 | 1.5322 | 1.6537 | 1.6918 | 1.65 | 1.6108 | 1.5759 | 1.548 | 1.5276 | 1.5112 | 1.4999 | 1.4898 | 1.4879 | 1.4862 | 1.4846 | 1.4832 | 1.4819
F8_Commercial_OR - Health_Existing_Space Heating_Natural Gas_Gas Boiler - Insulate Hot Water Lines_A_Achievable Economic TRC Potential | F8 | Commercial | OR - Health | Existing | Space Heating | Natural Gas | Gas Boiler - Insulate Hot Water Lines | A | Cumulative Summer Peak Savings (MW) | Achievable Economic TRC Potential | 0 | 0 | 0 | 0 | 0 | 0 | 0 | 0 | 0 | 0 | 0 | 0 | 0 | 0 | 0 | 0 | 0 | 0 | 0 | 0 | 0 | 0 | 0 | 0 | 0 | 0 | 0
F9_Commercial_OR - Health_Existing_Space Heating_Natural Gas_Gas Boiler - Insulate Hot Water Lines_A_Achievable Economic TRC Potential | F9 | Commercial | OR - Health | Existing | Space Heating | Natural Gas | Gas Boiler - Insulate Hot Water Lines | A | Cumulative Winter Peak Savings (MW) | Achievable Economic TRC Potential | 0 | 0 | 0 | 0 | 0 | 0 | 0 | 0 | 0 | 0 | 0 | 0 | 0 | 0 | 0 | 0 | 0 | 0 | 0 | 0 | 0 | 0 | 0 | 0 | 0 | 0 | 0
F10_Commercial_OR - Health_Existing_Space Heating_Natural Gas_Gas Boiler - Insulate Hot Water Lines_A_Achievable Economic TRC Potential | F10 | Commercial | OR - Health | Existing | Space Heating | Natural Gas | Gas Boiler - Insulate Hot Water Lines | A | Purchases (Incremental) | Achievable Economic TRC Potential | 0 | 0 | 118.8108 | 243.8748 | 243.8748 | 243.8748 | 243.8748 | 243.8748 | 243.8748 | 243.8748 | 243.8748 | 243.8748 | 243.8748 | 125.064 | 0 | 3.979e-13 | 0 | 5.1159e-13 | 8.5265e-14 | 5.6843e-13 | 8.5265e-14 | 0 | 0 | 0 | 0 | 0 | 0
F11_Commercial_OR - Health_Existing_Space Heating_Natural Gas_Gas Boiler - Insulate Hot Water Lines_A_Achievable Economic TRC Potential | F11 | Commercial | OR - Health | Existing | Space Heating | Natural Gas | Gas Boiler - Insulate Hot Water Lines | A | Purchases (Cumulative) | Achievable Economic TRC Potential | 0 | 0 | 118.8108 | 362.6856 | 606.5604 | 850.4352 | 1094.31 | 1338.1848 | 1582.0596 | 1825.9344 | 2069.8092 | 2313.684 | 2557.5588 | 2682.6228 | 2682.6228 | 2682.6228 | 2682.6228 | 2682.6228 | 2682.6228 | 2682.6228 | 2682.6228 | 2682.6228 | 2682.6228 | 2682.6228 | 2682.6228 | 2682.6228 | 2682.6228
F1_Commercial_OR - Health_Existing_Space Heating_Natural Gas_Condensing RTU_A_Achievable Economic TRC Potential | F1 | Commercial | OR - Health | Existing | Space Heating | Natural Gas | Condensing RTU | A | Integrated Unit Energy Savings (kWh or therms) | Achievable Economic TRC Potential | 0 | 0 | 0.0067339 | 0.0066458 | 0.0065478 | 0.0064424 | 0.0063335 | 0.006211 | 0.006075 | 0.0059265 | 0.0057733 | 0.0056139 | 0.0054537 | 0.0052959 | 0.0051443 | 0.0050028 | 0.004876 | 0.0047729 | 0.0046943 | 0.0046296 | 0.0045823 | 0.0045396 | 0.0045232 | 0.004508 | 0.004494 | 0.004481 | 0.0044691
F2_Commercial_OR - Health_Existing_Space Heating_Natural Gas_Condensing RTU_A_Achievable Economic TRC Potential | F2 | Commercial | OR - Health | Existing | Space Heating | Natural Gas | Condensing RTU | A | Integrated Unit Summer Peak Savings (kW) | Achievable Economic TRC Potential | 0 | 0 | 0 | 0 | 0 | 0 | 0 | 0 | 0 | 0 | 0 | 0 | 0 | 0 | 0 | 0 | 0 | 0 | 0 | 0 | 0 | 0 | 0 | 0 | 0 | 0 | 0
F3_Commercial_OR - Health_Existing_Space Heating_Natural Gas_Condensing RTU_A_Achievable Economic TRC Potential | F3 | Commercial | OR - Health | Existing | Space Heating | Natural Gas | Condensing RTU | A | Integrated Unit Winter Peak Savings (kW) | Achievable Economic TRC Potential | 0 | 0 | 0 | 0 | 0 | 0 | 0 | 0 | 0 | 0 | 0 | 0 | 0 | 0 | 0 | 0 | 0 | 0 | 0 | 0 | 0 | 0 | 0 | 0 | 0 | 0 | 0
F4_Commercial_OR - Health_Existing_Space Heating_Natural Gas_Condensing RTU_A_Achievable Economic TRC Potential | F4 | Commercial | OR - Health | Existing | Space Heating | Natural Gas | Condensing RTU | A | Incremental Energy Savings (MWh or mTherms) | Achievable Economic TRC Potential | 0 | 0 | 0 | 0 | 0 | 0 | 0 | 0 | 0 | 0 | 0 | 0 | 0 | 0 | 0 | 0 | 0 | 0 | 0 | 0 | 0 | 0 | 0 | 0 | 0 | 0 | 0
F5_Commercial_OR - Health_Existing_Space Heating_Natural Gas_Condensing RTU_A_Achievable Economic TRC Potential | F5 | Commercial | OR - Health | Existing | Space Heating | Natural Gas | Condensing RTU | A | Incremental Summer Peak Savings (MW) | Achievable Economic TRC Potential | 0 | 0 | 0 | 0 | 0 | 0 | 0 | 0 | 0 | 0 | 0 | 0 | 0 | 0 | 0 | 0 | 0 | 0 | 0 | 0 | 0 | 0 | 0 | 0 | 0 | 0 | 0
F6_Commercial_OR - Health_Existing_Space Heating_Natural Gas_Condensing RTU_A_Achievable Economic TRC Potential | F6 | Commercial | OR - Health | Existing | Space Heating | Natural Gas | Condensing RTU | A | Incremental Winter Peak Savings (MW) | Achievable Economic TRC Potential | 0 | 0 | 0 | 0 | 0 | 0 | 0 | 0 | 0 | 0 | 0 | 0 | 0 | 0 | 0 | 0 | 0 | 0 | 0 | 0 | 0 | 0 | 0 | 0 | 0 | 0 | 0
F7_Commercial_OR - Health_Existing_Space Heating_Natural Gas_Condensing RTU_A_Achievable Economic TRC Potential | F7 | Commercial | OR - Health | Existing | Space Heating | Natural Gas | Condensing RTU | A | Cumulative Energy Savings (MWh or mTherms) | Achievable Economic TRC Potential | 0 | 0 | 0 | 0 | 0 | 0 | 0 | 0 | 0 | 0 | 0 | 0 | 0 | 0 | 0 | 0 | 0 | 0 | 0 | 0 | 0 | 0 | 0 | 0 | 0 | 0 | 0
F8_Commercial_OR - Health_Existing_Space Heating_Natural Gas_Condensing RTU_A_Achievable Economic TRC Potential | F8 | Commercial | OR - Health | Existing | Space Heating | Natural Gas | Condensing RTU | A | Cumulative Summer Peak Savings (MW) | Achievable Economic TRC Potential | 0 | 0 | 0 | 0 | 0 | 0 | 0 | 0 | 0 | 0 | 0 | 0 | 0 | 0 | 0 | 0 | 0 | 0 | 0 | 0 | 0 | 0 | 0 | 0 | 0 | 0 | 0
F9_Commercial_OR - Health_Existing_Space Heating_Natural Gas_Condensing RTU_A_Achievable Economic TRC Potential | F9 | Commercial | OR - Health | Existing | Space Heating | Natural Gas | Condensing RTU | A | Cumulative Winter Peak Savings (MW) | Achievable Economic TRC Potential | 0 | 0 | 0 | 0 | 0 | 0 | 0 | 0 | 0 | 0 | 0 | 0 | 0 | 0 | 0 | 0 | 0 | 0 | 0 | 0 | 0 | 0 | 0 | 0 | 0 | 0 | 0
F10_Commercial_OR - Health_Existing_Space Heating_Natural Gas_Condensing RTU_A_Achievable Economic TRC Potential | F10 | Commercial | OR - Health | Existing | Space Heating | Natural Gas | Condensing RTU | A | Purchases (Incremental) | Achievable Economic TRC Potential | 0 | 0 | 0 | 0 | 0 | 0 | 0 | 0 | 0 | 0 | 0 | 0 | 0 | 0 | 0 | 0 | 0 | 0 | 0 | 0 | 0 | 0 | 0 | 0 | 0 | 0 | 0
F11_Commercial_OR - Health_Existing_Space Heating_Natural Gas_Condensing RTU_A_Achievable Economic TRC Potential | F11 | Commercial | OR - Health | Existing | Space Heating | Natural Gas | Condensing RTU | A | Purchases (Cumulative) | Achievable Economic TRC Potential | 0 | 0 | 0 | 0 | 0 | 0 | 0 | 0 | 0 | 0 | 0 | 0 | 0 | 0 | 0 | 0 | 0 | 0 | 0 | 0 | 0 | 0 | 0 | 0 | 0 | 0 | 0
F1_Commercial_OR - Health_Existing_Space Heating_Natural Gas_Hydronic Heating Radiator Replacement_A_Achievable Economic TRC Potential | F1 | Commercial | OR - Health | Existing | Space Heating | Natural Gas | Hydronic Heating Radiator Replacement | A | Integrated Unit Energy Savings (kWh or therms) | Achievable Economic TRC Potential | 0 | 0 | 9.5167 | 9.4189 | 9.3099 | 9.1916 | 9.0612 | 8.9153 | 8.753 | 8.574 | 8.3798 | 8.1739 | 7.966 | 7.761 | 7.5639 | 7.3802 | 7.2168 | 7.0868 | 6.9913 | 6.9149 | 6.8627 | 6.8159 | 6.8073 | 6.7994 | 6.7922 | 6.7857 | 6.7797
F2_Commercial_OR - Health_Existing_Space Heating_Natural Gas_Hydronic Heating Radiator Replacement_A_Achievable Economic TRC Potential | F2 | Commercial | OR - Health | Existing | Space Heating | Natural Gas | Hydronic Heating Radiator Replacement | A | Integrated Unit Summer Peak Savings (kW) | Achievable Economic TRC Potential | 0 | 0 | 0 | 0 | 0 | 0 | 0 | 0 | 0 | 0 | 0 | 0 | 0 | 0 | 0 | 0 | 0 | 0 | 0 | 0 | 0 | 0 | 0 | 0 | 0 | 0 | 0
F3_Commercial_OR - Health_Existing_Space Heating_Natural Gas_Hydronic Heating Radiator Replacement_A_Achievable Economic TRC Potential | F3 | Commercial | OR - Health | Existing | Space Heating | Natural Gas | Hydronic Heating Radiator Replacement | A | Integrated Unit Winter Peak Savings (kW) | Achievable Economic TRC Potential | 0 | 0 | 0 | 0 | 0 | 0 | 0 | 0 | 0 | 0 | 0 | 0 | 0 | 0 | 0 | 0 | 0 | 0 | 0 | 0 | 0 | 0 | 0 | 0 | 0 | 0 | 0
F4_Commercial_OR - Health_Existing_Space Heating_Natural Gas_Hydronic Heating Radiator Replacement_A_Achievable Economic TRC Potential | F4 | Commercial | OR - Health | Existing | Space Heating | Natural Gas | Hydronic Heating Radiator Replacement | A | Incremental Energy Savings (MWh or mTherms) | Achievable Economic TRC Potential | 0 | 0 | 0 | 0 | 0 | 0 | 0 | 0 | 0 | 0 | 0 | 0 | 0 | 0 | 0 | 0 | 0 | 0 | 0 | 0 | 0 | 0 | 0 | 0 | 0 | 0 | 0
F5_Commercial_OR - Health_Existing_Space Heating_Natural Gas_Hydronic Heating Radiator Replacement_A_Achievable Economic TRC Potential | F5 | Commercial | OR - Health | Existing | Space Heating | Natural Gas | Hydronic Heating Radiator Replacement | A | Incremental Summer Peak Savings (MW) | Achievable Economic TRC Potential | 0 | 0 | 0 | 0 | 0 | 0 | 0 | 0 | 0 | 0 | 0 | 0 | 0 | 0 | 0 | 0 | 0 | 0 | 0 | 0 | 0 | 0 | 0 | 0 | 0 | 0 | 0
F6_Commercial_OR - Health_Existing_Space Heating_Natural Gas_Hydronic Heating Radiator Replacement_A_Achievable Economic TRC Potential | F6 | Commercial | OR - Health | Existing | Space Heating | Natural Gas | Hydronic Heating Radiator Replacement | A | Incremental Winter Peak Savings (MW) | Achievable Economic TRC Potential | 0 | 0 | 0 | 0 | 0 | 0 | 0 | 0 | 0 | 0 | 0 | 0 | 0 | 0 | 0 | 0 | 0 | 0 | 0 | 0 | 0 | 0 | 0 | 0 | 0 | 0 | 0
F7_Commercial_OR - Health_Existing_Space Heating_Natural Gas_Hydronic Heating Radiator Replacement_A_Achievable Economic TRC Potential | F7 | Commercial | OR - Health | Existing | Space Heating | Natural Gas | Hydronic Heating Radiator Replacement | A | Cumulative Energy Savings (MWh or mTherms) | Achievable Economic TRC Potential | 0 | 0 | 0 | 0 | 0 | 0 | 0 | 0 | 0 | 0 | 0 | 0 | 0 | 0 | 0 | 0 | 0 | 0 | 0 | 0 | 0 | 0 | 0 | 0 | 0 | 0 | 0
F8_Commercial_OR - Health_Existing_Space Heating_Natural Gas_Hydronic Heating Radiator Replacement_A_Achievable Economic TRC Potential | F8 | Commercial | OR - Health | Existing | Space Heating | Natural Gas | Hydronic Heating Radiator Replacement | A | Cumulative Summer Peak Savings (MW) | Achievable Economic TRC Potential | 0 | 0 | 0 | 0 | 0 | 0 | 0 | 0 | 0 | 0 | 0 | 0 | 0 | 0 | 0 | 0 | 0 | 0 | 0 | 0 | 0 | 0 | 0 | 0 | 0 | 0 | 0
F9_Commercial_OR - Health_Existing_Space Heating_Natural Gas_Hydronic Heating Radiator Replacement_A_Achievable Economic TRC Potential | F9 | Commercial | OR - Health | Existing | Space Heating | Natural Gas | Hydronic Heating Radiator Replacement | A | Cumulative Winter Peak Savings (MW) | Achievable Economic TRC Potential | 0 | 0 | 0 | 0 | 0 | 0 | 0 | 0 | 0 | 0 | 0 | 0 | 0 | 0 | 0 | 0 | 0 | 0 | 0 | 0 | 0 | 0 | 0 | 0 | 0 | 0 | 0
F10_Commercial_OR - Health_Existing_Space Heating_Natural Gas_Hydronic Heating Radiator Replacement_A_Achievable Economic TRC Potential | F10 | Commercial | OR - Health | Existing | Space Heating | Natural Gas | Hydronic Heating Radiator Replacement | A | Purchases (Incremental) | Achievable Economic TRC Potential | 0 | 0 | 0 | 0 | 0 | 0 | 0 | 0 | 0 | 0 | 0 | 0 | 0 | 0 | 0 | 0 | 0 | 0 | 0 | 0 | 0 | 0 | 0 | 0 | 0 | 0 | 0
F11_Commercial_OR - Health_Existing_Space Heating_Natural Gas_Hydronic Heating Radiator Replacement_A_Achievable Economic TRC Potential | F11 | Commercial | OR - Health | Existing | Space Heating | Natural Gas | Hydronic Heating Radiator Replacement | A | Purchases (Cumulative) | Achievable Economic TRC Potential | 0 | 0 | 0 | 0 | 0 | 0 | 0 | 0 | 0 | 0 | 0 | 0 | 0 | 0 | 0 | 0 | 0 | 0 | 0 | 0 | 0 | 0 | 0 | 0 | 0 | 0 | 0
F1_Commercial_OR - Health_Existing_Space Heating_Natural Gas_Thermostat - Connected_A_Achievable Economic TRC Potential | F1 | Commercial | OR - Health | Existing | Space Heating | Natural Gas | Thermostat - Connected | A | Integrated Unit Energy Savings (kWh or therms) | Achievable Economic TRC Potential | 0 | 0 | 8.9088 | 8.8169 | 8.7144 | 8.6029 | 8.48 | 8.3424 | 8.1892 | 8.0204 | 7.8373 | 7.6432 | 7.4473 | 7.254 | 7.0683 | 6.8952 | 6.7411 | 6.6183 | 6.5279 | 6.4553 | 6.4055 | 6.3608 | 6.3518 | 6.3436 | 6.3361 | 6.3292 | 6.3229
F2_Commercial_OR - Health_Existing_Space Heating_Natural Gas_Thermostat - Connected_A_Achievable Economic TRC Potential | F2 | Commercial | OR - Health | Existing | Space Heating | Natural Gas | Thermostat - Connected | A | Integrated Unit Summer Peak Savings (kW) | Achievable Economic TRC Potential | 0 | 0 | 0 | 0 | 0 | 0 | 0 | 0 | 0 | 0 | 0 | 0 | 0 | 0 | 0 | 0 | 0 | 0 | 0 | 0 | 0 | 0 | 0 | 0 | 0 | 0 | 0
F3_Commercial_OR - Health_Existing_Space Heating_Natural Gas_Thermostat - Connected_A_Achievable Economic TRC Potential | F3 | Commercial | OR - Health | Existing | Space Heating | Natural Gas | Thermostat - Connected | A | Integrated Unit Winter Peak Savings (kW) | Achievable Economic TRC Potential | 0 | 0 | 0 | 0 | 0 | 0 | 0 | 0 | 0 | 0 | 0 | 0 | 0 | 0 | 0 | 0 | 0 | 0 | 0 | 0 | 0 | 0 | 0 | 0 | 0 | 0 | 0
F4_Commercial_OR - Health_Existing_Space Heating_Natural Gas_Thermostat - Connected_A_Achievable Economic TRC Potential | F4 | Commercial | OR - Health | Existing | Space Heating | Natural Gas | Thermostat - Connected | A | Incremental Energy Savings (MWh or mTherms) | Achievable Economic TRC Potential | 0 | 0 | 0 | 0 | 0 | 0.29785 | 0.33488 | 0.38516 | 0.41477 | 0.41498 | 0.1108 | 0.018515 | 0 | 0 | 0 | 0 | 0 | 0 | 0 | 0 | 0 | 0 | 0 | 0 | 0 | 0 | 0
F5_Commercial_OR - Health_Existing_Space Heating_Natural Gas_Thermostat - Connected_A_Achievable Economic TRC Potential | F5 | Commercial | OR - Health | Existing | Space Heating | Natural Gas | Thermostat - Connected | A | Incremental Summer Peak Savings (MW) | Achievable Economic TRC Potential | 0 | 0 | 0 | 0 | 0 | 0 | 0 | 0 | 0 | 0 | 0 | 0 | 0 | 0 | 0 | 0 | 0 | 0 | 0 | 0 | 0 | 0 | 0 | 0 | 0 | 0 | 0
F6_Commercial_OR - Health_Existing_Space Heating_Natural Gas_Thermostat - Connected_A_Achievable Economic TRC Potential | F6 | Commercial | OR - Health | Existing | Space Heating | Natural Gas | Thermostat - Connected | A | Incremental Winter Peak Savings (MW) | Achievable Economic TRC Potential | 0 | 0 | 0 | 0 | 0 | 0 | 0 | 0 | 0 | 0 | 0 | 0 | 0 | 0 | 0 | 0 | 0 | 0 | 0 | 0 | 0 | 0 | 0 | 0 | 0 | 0 | 0
F7_Commercial_OR - Health_Existing_Space Heating_Natural Gas_Thermostat - Connected_A_Achievable Economic TRC Potential | F7 | Commercial | OR - Health | Existing | Space Heating | Natural Gas | Thermostat - Connected | A | Cumulative Energy Savings (MWh or mTherms) | Achievable Economic TRC Potential | 0 | 0 | 0 | 0 | 0 | 0.29785 | 0.62846 | 1.0034 | 1.3998 | 1.7859 | 1.8559 | 1.8285 | 1.7816 | 1.7354 | 1.6909 | 1.6495 | 1.6127 | 1.5833 | 1.5617 | 1.5443 | 1.5324 | 1.5217 | 1.5195 | 1.5176 | 1.5158 | 1.5141 | 1.5126
F8_Commercial_OR - Health_Existing_Space Heating_Natural Gas_Thermostat - Connected_A_Achievable Economic TRC Potential | F8 | Commercial | OR - Health | Existing | Space Heating | Natural Gas | Thermostat - Connected | A | Cumulative Summer Peak Savings (MW) | Achievable Economic TRC Potential | 0 | 0 | 0 | 0 | 0 | 0 | 0 | 0 | 0 | 0 | 0 | 0 | 0 | 0 | 0 | 0 | 0 | 0 | 0 | 0 | 0 | 0 | 0 | 0 | 0 | 0 | 0
F9_Commercial_OR - Health_Existing_Space Heating_Natural Gas_Thermostat - Connected_A_Achievable Economic TRC Potential | F9 | Commercial | OR - Health | Existing | Space Heating | Natural Gas | Thermostat - Connected | A | Cumulative Winter Peak Savings (MW) | Achievable Economic TRC Potential | 0 | 0 | 0 | 0 | 0 | 0 | 0 | 0 | 0 | 0 | 0 | 0 | 0 | 0 | 0 | 0 | 0 | 0 | 0 | 0 | 0 | 0 | 0 | 0 | 0 | 0 | 0
F10_Commercial_OR - Health_Existing_Space Heating_Natural Gas_Thermostat - Connected_A_Achievable Economic TRC Potential | F10 | Commercial | OR - Health | Existing | Space Heating | Natural Gas | Thermostat - Connected | A | Purchases (Incremental) | Achievable Economic TRC Potential | 0 | 0 | 0 | 0 | 0 | 34.6214 | 39.4901 | 46.1687 | 50.6478 | 51.7403 | 14.1376 | 2.4224 | 0 | 0 | 0 | 0 | 0 | 0 | 0 | 0 | 0 | 0 | 0 | 0 | 0 | 0 | 0
F11_Commercial_OR - Health_Existing_Space Heating_Natural Gas_Thermostat - Connected_A_Achievable Economic TRC Potential | F11 | Commercial | OR - Health | Existing | Space Heating | Natural Gas | Thermostat - Connected | A | Purchases (Cumulative) | Achievable Economic TRC Potential | 0 | 0 | 0 | 0 | 0 | 34.6214 | 74.1115 | 120.2802 | 170.9279 | 222.6682 | 236.8058 | 239.2282 | 239.2282 | 239.2282 | 239.2282 | 239.2282 | 239.2282 | 239.2282 | 239.2282 | 239.2282 | 239.2282 | 239.2282 | 239.2282 | 239.2282 | 239.2282 | 239.2282 | 239.2282
F1_Commercial_OR - Health_Existing_Water Heating_Natural Gas_Water Heater - Thermostatic Shower Restriction Valve_A_Achievable Economic TRC Potential | F1 | Commercial | OR - Health | Existing | Water Heating | Natural Gas | Water Heater - Thermostatic Shower Restriction Valve | A | Integrated Unit Energy Savings (kWh or therms) | Achievable Economic TRC Potential | 0 | 0 | 1.2776 | 1.2545 | 1.2334 | 1.214 | 1.196 | 1.1793 | 1.1644 | 1.1511 | 1.1389 | 1.1281 | 1.119 | 1.1116 | 1.106 | 1.1001 | 1.0954 | 1.0917 | 1.0888 | 1.0864 | 1.0848 | 1.0836 | 1.0827 | 1.0821 | 1.0813 | 1.0811 | 1.0809
F2_Commercial_OR - Health_Existing_Water Heating_Natural Gas_Water Heater - Thermostatic Shower Restriction Valve_A_Achievable Economic TRC Potential | F2 | Commercial | OR - Health | Existing | Water Heating | Natural Gas | Water Heater - Thermostatic Shower Restriction Valve | A | Integrated Unit Summer Peak Savings (kW) | Achievable Economic TRC Potential | 0 | 0 | 0 | 0 | 0 | 0 | 0 | 0 | 0 | 0 | 0 | 0 | 0 | 0 | 0 | 0 | 0 | 0 | 0 | 0 | 0 | 0 | 0 | 0 | 0 | 0 | 0
F3_Commercial_OR - Health_Existing_Water Heating_Natural Gas_Water Heater - Thermostatic Shower Restriction Valve_A_Achievable Economic TRC Potential | F3 | Commercial | OR - Health | Existing | Water Heating | Natural Gas | Water Heater - Thermostatic Shower Restriction Valve | A | Integrated Unit Winter Peak Savings (kW) | Achievable Economic TRC Potential | 0 | 0 | 0 | 0 | 0 | 0 | 0 | 0 | 0 | 0 | 0 | 0 | 0 | 0 | 0 | 0 | 0 | 0 | 0 | 0 | 0 | 0 | 0 | 0 | 0 | 0 | 0
F4_Commercial_OR - Health_Existing_Water Heating_Natural Gas_Water Heater - Thermostatic Shower Restriction Valve_A_Achievable Economic TRC Potential | F4 | Commercial | OR - Health | Existing | Water Heating | Natural Gas | Water Heater - Thermostatic Shower Restriction Valve | A | Incremental Energy Savings (MWh or mTherms) | Achievable Economic TRC Potential | 0 | 0 | 0 | 0 | 0 | 0 | 0 | 0 | 0 | 0 | 0 | 0 | 0 | 0 | 0 | 0 | 0 | 0 | 0 | 0 | 0 | 0 | 0 | 0 | 0 | 0 | 0
F5_Commercial_OR - Health_Existing_Water Heating_Natural Gas_Water Heater - Thermostatic Shower Restriction Valve_A_Achievable Economic TRC Potential | F5 | Commercial | OR - Health | Existing | Water Heating | Natural Gas | Water Heater - Thermostatic Shower Restriction Valve | A | Incremental Summer Peak Savings (MW) | Achievable Economic TRC Potential | 0 | 0 | 0 | 0 | 0 | 0 | 0 | 0 | 0 | 0 | 0 | 0 | 0 | 0 | 0 | 0 | 0 | 0 | 0 | 0 | 0 | 0 | 0 | 0 | 0 | 0 | 0
F6_Commercial_OR - Health_Existing_Water Heating_Natural Gas_Water Heater - Thermostatic Shower Restriction Valve_A_Achievable Economic TRC Potential | F6 | Commercial | OR - Health | Existing | Water Heating | Natural Gas | Water Heater - Thermostatic Shower Restriction Valve | A | Incremental Winter Peak Savings (MW) | Achievable Economic TRC Potential | 0 | 0 | 0 | 0 | 0 | 0 | 0 | 0 | 0 | 0 | 0 | 0 | 0 | 0 | 0 | 0 | 0 | 0 | 0 | 0 | 0 | 0 | 0 | 0 | 0 | 0 | 0
F7_Commercial_OR - Health_Existing_Water Heating_Natural Gas_Water Heater - Thermostatic Shower Restriction Valve_A_Achievable Economic TRC Potential | F7 | Commercial | OR - Health | Existing | Water Heating | Natural Gas | Water Heater - Thermostatic Shower Restriction Valve | A | Cumulative Energy Savings (MWh or mTherms) | Achievable Economic TRC Potential | 0 | 0 | 0 | 0 | 0 | 0 | 0 | 0 | 0 | 0 | 0 | 0 | 0 | 0 | 0 | 0 | 0 | 0 | 0 | 0 | 0 | 0 | 0 | 0 | 0 | 0 | 0
F8_Commercial_OR - Health_Existing_Water Heating_Natural Gas_Water Heater - Thermostatic Shower Restriction Valve_A_Achievable Economic TRC Potential | F8 | Commercial | OR - Health | Existing | Water Heating | Natural Gas | Water Heater - Thermostatic Shower Restriction Valve | A | Cumulative Summer Peak Savings (MW) | Achievable Economic TRC Potential | 0 | 0 | 0 | 0 | 0 | 0 | 0 | 0 | 0 | 0 | 0 | 0 | 0 | 0 | 0 | 0 | 0 | 0 | 0 | 0 | 0 | 0 | 0 | 0 | 0 | 0 | 0
F9_Commercial_OR - Health_Existing_Water Heating_Natural Gas_Water Heater - Thermostatic Shower Restriction Valve_A_Achievable Economic TRC Potential | F9 | Commercial | OR - Health | Existing | Water Heating | Natural Gas | Water Heater - Thermostatic Shower Restriction Valve | A | Cumulative Winter Peak Savings (MW) | Achievable Economic TRC Potential | 0 | 0 | 0 | 0 | 0 | 0 | 0 | 0 | 0 | 0 | 0 | 0 | 0 | 0 | 0 | 0 | 0 | 0 | 0 | 0 | 0 | 0 | 0 | 0 | 0 | 0 | 0
F10_Commercial_OR - Health_Existing_Water Heating_Natural Gas_Water Heater - Thermostatic Shower Restriction Valve_A_Achievable Economic TRC Potential | F10 | Commercial | OR - Health | Existing | Water Heating | Natural Gas | Water Heater - Thermostatic Shower Restriction Valve | A | Purchases (Incremental) | Achievable Economic TRC Potential | 0 | 0 | 0 | 0 | 0 | 0 | 0 | 0 | 0 | 0 | 0 | 0 | 0 | 0 | 0 | 0 | 0 | 0 | 0 | 0 | 0 | 0 | 0 | 0 | 0 | 0 | 0
F11_Commercial_OR - Health_Existing_Water Heating_Natural Gas_Water Heater - Thermostatic Shower Restriction Valve_A_Achievable Economic TRC Potential | F11 | Commercial | OR - Health | Existing | Water Heating | Natural Gas | Water Heater - Thermostatic Shower Restriction Valve | A | Purchases (Cumulative) | Achievable Economic TRC Potential | 0 | 0 | 0 | 0 | 0 | 0 | 0 | 0 | 0 | 0 | 0 | 0 | 0 | 0 | 0 | 0 | 0 | 0 | 0 | 0 | 0 | 0 | 0 | 0 | 0 | 0 | 0
F1_Commercial_OR - Health_Existing_Water Heating_Natural Gas_Water Heater - Pre-Rinse Spray Valve_A_Achievable Economic TRC Potential | F1 | Commercial | OR - Health | Existing | Water Heating | Natural Gas | Water Heater - Pre-Rinse Spray Valve | A | Integrated Unit Energy Savings (kWh or therms) | Achievable Economic TRC Potential | 0 | 0 | 2.3537 | 2.31 | 2.27 | 2.2327 | 2.1981 | 2.1656 | 2.1361 | 2.1096 | 2.0855 | 2.064 | 2.0461 | 2.0317 | 2.0215 | 2.0106 | 2.0021 | 1.9953 | 1.9899 | 1.9856 | 1.9826 | 1.9804 | 1.9789 | 1.9778 | 1.9763 | 1.9759 | 1.9756
F2_Commercial_OR - Health_Existing_Water Heating_Natural Gas_Water Heater - Pre-Rinse Spray Valve_A_Achievable Economic TRC Potential | F2 | Commercial | OR - Health | Existing | Water Heating | Natural Gas | Water Heater - Pre-Rinse Spray Valve | A | Integrated Unit Summer Peak Savings (kW) | Achievable Economic TRC Potential | 0 | 0 | 0 | 0 | 0 | 0 | 0 | 0 | 0 | 0 | 0 | 0 | 0 | 0 | 0 | 0 | 0 | 0 | 0 | 0 | 0 | 0 | 0 | 0 | 0 | 0 | 0
F3_Commercial_OR - Health_Existing_Water Heating_Natural Gas_Water Heater - Pre-Rinse Spray Valve_A_Achievable Economic TRC Potential | F3 | Commercial | OR - Health | Existing | Water Heating | Natural Gas | Water Heater - Pre-Rinse Spray Valve | A | Integrated Unit Winter Peak Savings (kW) | Achievable Economic TRC Potential | 0 | 0 | 0 | 0 | 0 | 0 | 0 | 0 | 0 | 0 | 0 | 0 | 0 | 0 | 0 | 0 | 0 | 0 | 0 | 0 | 0 | 0 | 0 | 0 | 0 | 0 | 0
F4_Commercial_OR - Health_Existing_Water Heating_Natural Gas_Water Heater - Pre-Rinse Spray Valve_A_Achievable Economic TRC Potential | F4 | Commercial | OR - Health | Existing | Water Heating | Natural Gas | Water Heater - Pre-Rinse Spray Valve | A | Incremental Energy Savings (MWh or mTherms) | Achievable Economic TRC Potential | 0 | 0 | 0 | 0.0031664 | 0.0038076 | 0.0043475 | 0.0048819 | 0.0026547 | 0.0025017 | 0.0020311 | 0.0010872 | 0 | 0 | 0 | 0 | 0 | 0 | 0 | 0 | 0 | 0 | 0 | 0 | 0 | 0 | 0 | 0
F5_Commercial_OR - Health_Existing_Water Heating_Natural Gas_Water Heater - Pre-Rinse Spray Valve_A_Achievable Economic TRC Potential | F5 | Commercial | OR - Health | Existing | Water Heating | Natural Gas | Water Heater - Pre-Rinse Spray Valve | A | Incremental Summer Peak Savings (MW) | Achievable Economic TRC Potential | 0 | 0 | 0 | 0 | 0 | 0 | 0 | 0 | 0 | 0 | 0 | 0 | 0 | 0 | 0 | 0 | 0 | 0 | 0 | 0 | 0 | 0 | 0 | 0 | 0 | 0 | 0
F6_Commercial_OR - Health_Existing_Water Heating_Natural Gas_Water Heater - Pre-Rinse Spray Valve_A_Achievable Economic TRC Potential | F6 | Commercial | OR - Health | Existing | Water Heating | Natural Gas | Water Heater - Pre-Rinse Spray Valve | A | Incremental Winter Peak Savings (MW) | Achievable Economic TRC Potential | 0 | 0 | 0 | 0 | 0 | 0 | 0 | 0 | 0 | 0 | 0 | 0 | 0 | 0 | 0 | 0 | 0 | 0 | 0 | 0 | 0 | 0 | 0 | 0 | 0 | 0 | 0
F7_Commercial_OR - Health_Existing_Water Heating_Natural Gas_Water Heater - Pre-Rinse Spray Valve_A_Achievable Economic TRC Potential | F7 | Commercial | OR - Health | Existing | Water Heating | Natural Gas | Water Heater - Pre-Rinse Spray Valve | A | Cumulative Energy Savings (MWh or mTherms) | Achievable Economic TRC Potential | 0 | 0 | 0 | 0.0031664 | 0.0069191 | 0.011153 | 0.015862 | 0.018282 | 0.020535 | 0.022311 | 0.023144 | 0.022905 | 0.022707 | 0.022547 | 0.022434 | 0.022313 | 0.022218 | 0.022142 | 0.022083 | 0.022035 | 0.022001 | 0.021977 | 0.02196 | 0.021948 | 0.021932 | 0.021927 | 0.021924
F8_Commercial_OR - Health_Existing_Water Heating_Natural Gas_Water Heater - Pre-Rinse Spray Valve_A_Achievable Economic TRC Potential | F8 | Commercial | OR - Health | Existing | Water Heating | Natural Gas | Water Heater - Pre-Rinse Spray Valve | A | Cumulative Summer Peak Savings (MW) | Achievable Economic TRC Potential | 0 | 0 | 0 | 0 | 0 | 0 | 0 | 0 | 0 | 0 | 0 | 0 | 0 | 0 | 0 | 0 | 0 | 0 | 0 | 0 | 0 | 0 | 0 | 0 | 0 | 0 | 0
F9_Commercial_OR - Health_Existing_Water Heating_Natural Gas_Water Heater - Pre-Rinse Spray Valve_A_Achievable Economic TRC Potential | F9 | Commercial | OR - Health | Existing | Water Heating | Natural Gas | Water Heater - Pre-Rinse Spray Valve | A | Cumulative Winter Peak Savings (MW) | Achievable Economic TRC Potential | 0 | 0 | 0 | 0 | 0 | 0 | 0 | 0 | 0 | 0 | 0 | 0 | 0 | 0 | 0 | 0 | 0 | 0 | 0 | 0 | 0 | 0 | 0 | 0 | 0 | 0 | 0
F10_Commercial_OR - Health_Existing_Water Heating_Natural Gas_Water Heater - Pre-Rinse Spray Valve_A_Achievable Economic TRC Potential | F10 | Commercial | OR - Health | Existing | Water Heating | Natural Gas | Water Heater - Pre-Rinse Spray Valve | A | Purchases (Incremental) | Achievable Economic TRC Potential | 0 | 0 | 0 | 1.3707 | 1.6774 | 1.9472 | 2.221 | 1.2259 | 1.1711 | 0.96279 | 0.5213 | 0 | 0 | 0 | 0 | 0 | 0 | 0 | 0 | 0 | 0 | 0 | 0 | 0 | 0 | 0 | 0
F11_Commercial_OR - Health_Existing_Water Heating_Natural Gas_Water Heater - Pre-Rinse Spray Valve_A_Achievable Economic TRC Potential | F11 | Commercial | OR - Health | Existing | Water Heating | Natural Gas | Water Heater - Pre-Rinse Spray Valve | A | Purchases (Cumulative) | Achievable Economic TRC Potential | 0 | 0 | 0 | 1.3707 | 3.0481 | 4.9953 | 7.2163 | 8.4421 | 9.6133 | 10.5761 | 11.0974 | 11.0974 | 11.0974 | 11.0974 | 11.0974 | 11.0974 | 11.0974 | 11.0974 | 11.0974 | 11.0974 | 11.0974 | 11.0974 | 11.0974 | 11.0974 | 11.0974 | 11.0974 | 11.0974
F1_Commercial_OR - Health_Existing_Water Heating_Natural Gas_Water Heater - Temperature Setback_A_Achievable Economic TRC Potential | F1 | Commercial | OR - Health | Existing | Water Heating | Natural Gas | Water Heater - Temperature Setback | A | Integrated Unit Energy Savings (kWh or therms) | Achievable Economic TRC Potential | 0 | 0 | 14.5623 | 14.306 | 14.0691 | 13.8502 | 13.6481 | 13.4611 | 13.2906 | 13.1383 | 13 | 12.8758 | 12.7722 | 12.6874 | 12.6246 | 12.5568 | 12.5032 | 12.4607 | 12.4274 | 12.4005 | 12.3815 | 12.368 | 12.3584 | 12.3515 | 12.3423 | 12.3399 | 12.3381
F2_Commercial_OR - Health_Existing_Water Heating_Natural Gas_Water Heater - Temperature Setback_A_Achievable Economic TRC Potential | F2 | Commercial | OR - Health | Existing | Water Heating | Natural Gas | Water Heater - Temperature Setback | A | Integrated Unit Summer Peak Savings (kW) | Achievable Economic TRC Potential | 0 | 0 | 0 | 0 | 0 | 0 | 0 | 0 | 0 | 0 | 0 | 0 | 0 | 0 | 0 | 0 | 0 | 0 | 0 | 0 | 0 | 0 | 0 | 0 | 0 | 0 | 0
F3_Commercial_OR - Health_Existing_Water Heating_Natural Gas_Water Heater - Temperature Setback_A_Achievable Economic TRC Potential | F3 | Commercial | OR - Health | Existing | Water Heating | Natural Gas | Water Heater - Temperature Setback | A | Integrated Unit Winter Peak Savings (kW) | Achievable Economic TRC Potential | 0 | 0 | 0 | 0 | 0 | 0 | 0 | 0 | 0 | 0 | 0 | 0 | 0 | 0 | 0 | 0 | 0 | 0 | 0 | 0 | 0 | 0 | 0 | 0 | 0 | 0 | 0
F4_Commercial_OR - Health_Existing_Water Heating_Natural Gas_Water Heater - Temperature Setback_A_Achievable Economic TRC Potential | F4 | Commercial | OR - Health | Existing | Water Heating | Natural Gas | Water Heater - Temperature Setback | A | Incremental Energy Savings (MWh or mTherms) | Achievable Economic TRC Potential | 0 | 0 | 0.063016 | 0.076012 | 0.030594 | 0.030947 | 0.028759 | 0.033887 | 0 | 0 | 0 | 0 | 0 | 0 | 0 | 0 | 0 | 0 | 0 | 0 | 0 | 0 | 0 | 0 | 0 | 0 | 0
F5_Commercial_OR - Health_Existing_Water Heating_Natural Gas_Water Heater - Temperature Setback_A_Achievable Economic TRC Potential | F5 | Commercial | OR - Health | Existing | Water Heating | Natural Gas | Water Heater - Temperature Setback | A | Incremental Summer Peak Savings (MW) | Achievable Economic TRC Potential | 0 | 0 | 0 | 0 | 0 | 0 | 0 | 0 | 0 | 0 | 0 | 0 | 0 | 0 | 0 | 0 | 0 | 0 | 0 | 0 | 0 | 0 | 0 | 0 | 0 | 0 | 0
F6_Commercial_OR - Health_Existing_Water Heating_Natural Gas_Water Heater - Temperature Setback_A_Achievable Economic TRC Potential | F6 | Commercial | OR - Health | Existing | Water Heating | Natural Gas | Water Heater - Temperature Setback | A | Incremental Winter Peak Savings (MW) | Achievable Economic TRC Potential | 0 | 0 | 0 | 0 | 0 | 0 | 0 | 0 | 0 | 0 | 0 | 0 | 0 | 0 | 0 | 0 | 0 | 0 | 0 | 0 | 0 | 0 | 0 | 0 | 0 | 0 | 0
F7_Commercial_OR - Health_Existing_Water Heating_Natural Gas_Water Heater - Temperature Setback_A_Achievable Economic TRC Potential | F7 | Commercial | OR - Health | Existing | Water Heating | Natural Gas | Water Heater - Temperature Setback | A | Cumulative Energy Savings (MWh or mTherms) | Achievable Economic TRC Potential | 0 | 0 | 0.063016 | 0.13792 | 0.16623 | 0.19459 | 0.22051 | 0.25137 | 0.24819 | 0.24535 | 0.24276 | 0.24044 | 0.23851 | 0.23692 | 0.23575 | 0.23449 | 0.23349 | 0.23269 | 0.23207 | 0.23157 | 0.23121 | 0.23096 | 0.23078 | 0.23065 | 0.23048 | 0.23044 | 0.2304
F8_Commercial_OR - Health_Existing_Water Heating_Natural Gas_Water Heater - Temperature Setback_A_Achievable Economic TRC Potential | F8 | Commercial | OR - Health | Existing | Water Heating | Natural Gas | Water Heater - Temperature Setback | A | Cumulative Summer Peak Savings (MW) | Achievable Economic TRC Potential | 0 | 0 | 0 | 0 | 0 | 0 | 0 | 0 | 0 | 0 | 0 | 0 | 0 | 0 | 0 | 0 | 0 | 0 | 0 | 0 | 0 | 0 | 0 | 0 | 0 | 0 | 0
F9_Commercial_OR - Health_Existing_Water Heating_Natural Gas_Water Heater - Temperature Setback_A_Achievable Economic TRC Potential | F9 | Commercial | OR - Health | Existing | Water Heating | Natural Gas | Water Heater - Temperature Setback | A | Cumulative Winter Peak Savings (MW) | Achievable Economic TRC Potential | 0 | 0 | 0 | 0 | 0 | 0 | 0 | 0 | 0 | 0 | 0 | 0 | 0 | 0 | 0 | 0 | 0 | 0 | 0 | 0 | 0 | 0 | 0 | 0 | 0 | 0 | 0
F10_Commercial_OR - Health_Existing_Water Heating_Natural Gas_Water Heater - Temperature Setback_A_Achievable Economic TRC Potential | F10 | Commercial | OR - Health | Existing | Water Heating | Natural Gas | Water Heater - Temperature Setback | A | Purchases (Incremental) | Achievable Economic TRC Potential | 0 | 0 | 4.3273 | 5.3133 | 2.1746 | 2.2344 | 2.1072 | 2.5174 | 0 | 0 | 0 | 0 | 0 | 0 | 0 | 0 | 0 | 0 | 0 | 0 | 0 | 0 | 0 | 0 | 0 | 0 | 0
F11_Commercial_OR - Health_Existing_Water Heating_Natural Gas_Water Heater - Temperature Setback_A_Achievable Economic TRC Potential | F11 | Commercial | OR - Health | Existing | Water Heating | Natural Gas | Water Heater - Temperature Setback | A | Purchases (Cumulative) | Achievable Economic TRC Potential | 0 | 0 | 4.3273 | 9.6406 | 11.8151 | 14.0495 | 16.1567 | 18.674 | 18.674 | 18.674 | 18.674 | 18.674 | 18.674 | 18.674 | 18.674 | 18.674 | 18.674 | 18.674 | 18.674 | 18.674 | 18.674 | 18.674 | 18.674 | 18.674 | 18.674 | 18.674 | 18.674
F1_Commercial_OR - Health_Existing_Water Heating_Natural Gas_Water Heater - Faucet Aerators_A_Achievable Economic TRC Potential | F1 | Commercial | OR - Health | Existing | Water Heating | Natural Gas | Water Heater - Faucet Aerators | A | Integrated Unit Energy Savings (kWh or therms) | Achievable Economic TRC Potential | 0 | 0 | 1.874 | 1.841 | 1.8105 | 1.7824 | 1.7564 | 1.7323 | 1.7104 | 1.6908 | 1.673 | 1.657 | 1.6436 | 1.6327 | 1.6247 | 1.6159 | 1.609 | 1.6036 | 1.5993 | 1.5958 | 1.5934 | 1.5916 | 1.5904 | 1.5895 | 1.5883 | 1.588 | 1.5878
F2_Commercial_OR - Health_Existing_Water Heating_Natural Gas_Water Heater - Faucet Aerators_A_Achievable Economic TRC Potential | F2 | Commercial | OR - Health | Existing | Water Heating | Natural Gas | Water Heater - Faucet Aerators | A | Integrated Unit Summer Peak Savings (kW) | Achievable Economic TRC Potential | 0 | 0 | 0 | 0 | 0 | 0 | 0 | 0 | 0 | 0 | 0 | 0 | 0 | 0 | 0 | 0 | 0 | 0 | 0 | 0 | 0 | 0 | 0 | 0 | 0 | 0 | 0
F3_Commercial_OR - Health_Existing_Water Heating_Natural Gas_Water Heater - Faucet Aerators_A_Achievable Economic TRC Potential | F3 | Commercial | OR - Health | Existing | Water Heating | Natural Gas | Water Heater - Faucet Aerators | A | Integrated Unit Winter Peak Savings (kW) | Achievable Economic TRC Potential | 0 | 0 | 0 | 0 | 0 | 0 | 0 | 0 | 0 | 0 | 0 | 0 | 0 | 0 | 0 | 0 | 0 | 0 | 0 | 0 | 0 | 0 | 0 | 0 | 0 | 0 | 0
F4_Commercial_OR - Health_Existing_Water Heating_Natural Gas_Water Heater - Faucet Aerators_A_Achievable Economic TRC Potential | F4 | Commercial | OR - Health | Existing | Water Heating | Natural Gas | Water Heater - Faucet Aerators | A | Incremental Energy Savings (MWh or mTherms) | Achievable Economic TRC Potential | 0 | 0 | 0 | 0 | 0 | 0 | 0 | 0 | 0 | 0 | 0 | 0 | 0 | 0 | 0 | 0 | 0 | 0 | 0 | 0 | 0 | 0 | 0 | 0 | 0 | 0 | 0
F5_Commercial_OR - Health_Existing_Water Heating_Natural Gas_Water Heater - Faucet Aerators_A_Achievable Economic TRC Potential | F5 | Commercial | OR - Health | Existing | Water Heating | Natural Gas | Water Heater - Faucet Aerators | A | Incremental Summer Peak Savings (MW) | Achievable Economic TRC Potential | 0 | 0 | 0 | 0 | 0 | 0 | 0 | 0 | 0 | 0 | 0 | 0 | 0 | 0 | 0 | 0 | 0 | 0 | 0 | 0 | 0 | 0 | 0 | 0 | 0 | 0 | 0
F6_Commercial_OR - Health_Existing_Water Heating_Natural Gas_Water Heater - Faucet Aerators_A_Achievable Economic TRC Potential | F6 | Commercial | OR - Health | Existing | Water Heating | Natural Gas | Water Heater - Faucet Aerators | A | Incremental Winter Peak Savings (MW) | Achievable Economic TRC Potential | 0 | 0 | 0 | 0 | 0 | 0 | 0 | 0 | 0 | 0 | 0 | 0 | 0 | 0 | 0 | 0 | 0 | 0 | 0 | 0 | 0 | 0 | 0 | 0 | 0 | 0 | 0
F7_Commercial_OR - Health_Existing_Water Heating_Natural Gas_Water Heater - Faucet Aerators_A_Achievable Economic TRC Potential | F7 | Commercial | OR - Health | Existing | Water Heating | Natural Gas | Water Heater - Faucet Aerators | A | Cumulative Energy Savings (MWh or mTherms) | Achievable Economic TRC Potential | 0 | 0 | 0 | 0 | 0 | 0 | 0 | 0 | 0 | 0 | 0 | 0 | 0 | 0 | 0 | 0 | 0 | 0 | 0 | 0 | 0 | 0 | 0 | 0 | 0 | 0 | 0
F8_Commercial_OR - Health_Existing_Water Heating_Natural Gas_Water Heater - Faucet Aerators_A_Achievable Economic TRC Potential | F8 | Commercial | OR - Health | Existing | Water Heating | Natural Gas | Water Heater - Faucet Aerators | A | Cumulative Summer Peak Savings (MW) | Achievable Economic TRC Potential | 0 | 0 | 0 | 0 | 0 | 0 | 0 | 0 | 0 | 0 | 0 | 0 | 0 | 0 | 0 | 0 | 0 | 0 | 0 | 0 | 0 | 0 | 0 | 0 | 0 | 0 | 0
F9_Commercial_OR - Health_Existing_Water Heating_Natural Gas_Water Heater - Faucet Aerators_A_Achievable Economic TRC Potential | F9 | Commercial | OR - Health | Existing | Water Heating | Natural Gas | Water Heater - Faucet Aerators | A | Cumulative Winter Peak Savings (MW) | Achievable Economic TRC Potential | 0 | 0 | 0 | 0 | 0 | 0 | 0 | 0 | 0 | 0 | 0 | 0 | 0 | 0 | 0 | 0 | 0 | 0 | 0 | 0 | 0 | 0 | 0 | 0 | 0 | 0 | 0
F10_Commercial_OR - Health_Existing_Water Heating_Natural Gas_Water Heater - Faucet Aerators_A_Achievable Economic TRC Potential | F10 | Commercial | OR - Health | Existing | Water Heating | Natural Gas | Water Heater - Faucet Aerators | A | Purchases (Incremental) | Achievable Economic TRC Potential | 0 | 0 | 0 | 0 | 0 | 0 | 0 | 0 | 0 | 0 | 0 | 0 | 0 | 0 | 0 | 0 | 0 | 0 | 0 | 0 | 0 | 0 | 0 | 0 | 0 | 0 | 0
F11_Commercial_OR - Health_Existing_Water Heating_Natural Gas_Water Heater - Faucet Aerators_A_Achievable Economic TRC Potential | F11 | Commercial | OR - Health | Existing | Water Heating | Natural Gas | Water Heater - Faucet Aerators | A | Purchases (Cumulative) | Achievable Economic TRC Potential | 0 | 0 | 0 | 0 | 0 | 0 | 0 | 0 | 0 | 0 | 0 | 0 | 0 | 0 | 0 | 0 | 0 | 0 | 0 | 0 | 0 | 0 | 0 | 0 | 0 | 0 | 0
F1_Commercial_OR - Health_Existing_Water Heating_Natural Gas_Water Heater - Low-Flow Showerheads_A_Achievable Economic TRC Potential | F1 | Commercial | OR - Health | Existing | Water Heating | Natural Gas | Water Heater - Low-Flow Showerheads | A | Integrated Unit Energy Savings (kWh or therms) | Achievable Economic TRC Potential | 0 | 0 | 3.0439 | 2.9904 | 2.9408 | 2.8951 | 2.8528 | 2.8137 | 2.7781 | 2.7463 | 2.7174 | 2.6914 | 2.6697 | 2.652 | 2.6389 | 2.6247 | 2.6135 | 2.6046 | 2.5977 | 2.5921 | 2.5881 | 2.5852 | 2.5832 | 2.5818 | 2.5799 | 2.5794 | 2.579
F2_Commercial_OR - Health_Existing_Water Heating_Natural Gas_Water Heater - Low-Flow Showerheads_A_Achievable Economic TRC Potential | F2 | Commercial | OR - Health | Existing | Water Heating | Natural Gas | Water Heater - Low-Flow Showerheads | A | Integrated Unit Summer Peak Savings (kW) | Achievable Economic TRC Potential | 0 | 0 | 0 | 0 | 0 | 0 | 0 | 0 | 0 | 0 | 0 | 0 | 0 | 0 | 0 | 0 | 0 | 0 | 0 | 0 | 0 | 0 | 0 | 0 | 0 | 0 | 0
F3_Commercial_OR - Health_Existing_Water Heating_Natural Gas_Water Heater - Low-Flow Showerheads_A_Achievable Economic TRC Potential | F3 | Commercial | OR - Health | Existing | Water Heating | Natural Gas | Water Heater - Low-Flow Showerheads | A | Integrated Unit Winter Peak Savings (kW) | Achievable Economic TRC Potential | 0 | 0 | 0 | 0 | 0 | 0 | 0 | 0 | 0 | 0 | 0 | 0 | 0 | 0 | 0 | 0 | 0 | 0 | 0 | 0 | 0 | 0 | 0 | 0 | 0 | 0 | 0
F4_Commercial_OR - Health_Existing_Water Heating_Natural Gas_Water Heater - Low-Flow Showerheads_A_Achievable Economic TRC Potential | F4 | Commercial | OR - Health | Existing | Water Heating | Natural Gas | Water Heater - Low-Flow Showerheads | A | Incremental Energy Savings (MWh or mTherms) | Achievable Economic TRC Potential | 0 | 0 | 0 | 0 | 0 | 0 | 0 | 0 | 0 | 0 | 0 | 0 | 0 | 0 | 0 | 0 | 0 | 0 | 0 | 0 | 0 | 0 | 0 | 0 | 0 | 0 | 0
F5_Commercial_OR - Health_Existing_Water Heating_Natural Gas_Water Heater - Low-Flow Showerheads_A_Achievable Economic TRC Potential | F5 | Commercial | OR - Health | Existing | Water Heating | Natural Gas | Water Heater - Low-Flow Showerheads | A | Incremental Summer Peak Savings (MW) | Achievable Economic TRC Potential | 0 | 0 | 0 | 0 | 0 | 0 | 0 | 0 | 0 | 0 | 0 | 0 | 0 | 0 | 0 | 0 | 0 | 0 | 0 | 0 | 0 | 0 | 0 | 0 | 0 | 0 | 0
F6_Commercial_OR - Health_Existing_Water Heating_Natural Gas_Water Heater - Low-Flow Showerheads_A_Achievable Economic TRC Potential | F6 | Commercial | OR - Health | Existing | Water Heating | Natural Gas | Water Heater - Low-Flow Showerheads | A | Incremental Winter Peak Savings (MW) | Achievable Economic TRC Potential | 0 | 0 | 0 | 0 | 0 | 0 | 0 | 0 | 0 | 0 | 0 | 0 | 0 | 0 | 0 | 0 | 0 | 0 | 0 | 0 | 0 | 0 | 0 | 0 | 0 | 0 | 0
F7_Commercial_OR - Health_Existing_Water Heating_Natural Gas_Water Heater - Low-Flow Showerheads_A_Achievable Economic TRC Potential | F7 | Commercial | OR - Health | Existing | Water Heating | Natural Gas | Water Heater - Low-Flow Showerheads | A | Cumulative Energy Savings (MWh or mTherms) | Achievable Economic TRC Potential | 0 | 0 | 0 | 0 | 0 | 0 | 0 | 0 | 0 | 0 | 0 | 0 | 0 | 0 | 0 | 0 | 0 | 0 | 0 | 0 | 0 | 0 | 0 | 0 | 0 | 0 | 0
F8_Commercial_OR - Health_Existing_Water Heating_Natural Gas_Water Heater - Low-Flow Showerheads_A_Achievable Economic TRC Potential | F8 | Commercial | OR - Health | Existing | Water Heating | Natural Gas | Water Heater - Low-Flow Showerheads | A | Cumulative Summer Peak Savings (MW) | Achievable Economic TRC Potential | 0 | 0 | 0 | 0 | 0 | 0 | 0 | 0 | 0 | 0 | 0 | 0 | 0 | 0 | 0 | 0 | 0 | 0 | 0 | 0 | 0 | 0 | 0 | 0 | 0 | 0 | 0
F9_Commercial_OR - Health_Existing_Water Heating_Natural Gas_Water Heater - Low-Flow Showerheads_A_Achievable Economic TRC Potential | F9 | Commercial | OR - Health | Existing | Water Heating | Natural Gas | Water Heater - Low-Flow Showerheads | A | Cumulative Winter Peak Savings (MW) | Achievable Economic TRC Potential | 0 | 0 | 0 | 0 | 0 | 0 | 0 | 0 | 0 | 0 | 0 | 0 | 0 | 0 | 0 | 0 | 0 | 0 | 0 | 0 | 0 | 0 | 0 | 0 | 0 | 0 | 0
F10_Commercial_OR - Health_Existing_Water Heating_Natural Gas_Water Heater - Low-Flow Showerheads_A_Achievable Economic TRC Potential | F10 | Commercial | OR - Health | Existing | Water Heating | Natural Gas | Water Heater - Low-Flow Showerheads | A | Purchases (Incremental) | Achievable Economic TRC Potential | 0 | 0 | 0 | 0 | 0 | 0 | 0 | 0 | 0 | 0 | 0 | 0 | 0 | 0 | 0 | 0 | 0 | 0 | 0 | 0 | 0 | 0 | 0 | 0 | 0 | 0 | 0
F11_Commercial_OR - Health_Existing_Water Heating_Natural Gas_Water Heater - Low-Flow Showerheads_A_Achievable Economic TRC Potential | F11 | Commercial | OR - Health | Existing | Water Heating | Natural Gas | Water Heater - Low-Flow Showerheads | A | Purchases (Cumulative) | Achievable Economic TRC Potential | 0 | 0 | 0 | 0 | 0 | 0 | 0 | 0 | 0 | 0 | 0 | 0 | 0 | 0 | 0 | 0 | 0 | 0 | 0 | 0 | 0 | 0 | 0 | 0 | 0 | 0 | 0
F1_Commercial_OR - Health_Existing_Water Heating_Natural Gas_Water Heater - Tank Blanket/Insulation_A_Achievable Economic TRC Potential | F1 | Commercial | OR - Health | Existing | Water Heating | Natural Gas | Water Heater - Tank Blanket/Insulation | A | Integrated Unit Energy Savings (kWh or therms) | Achievable Economic TRC Potential | 0 | 0 | 28.1588 | 27.6929 | 27.27 | 26.8869 | 26.5407 | 26.2305 | 25.9562 | 25.7177 | 25.5021 | 25.3055 | 25.138 | 24.9958 | 24.8761 | 24.7444 | 24.6389 | 24.5551 | 24.4894 | 24.4365 | 24.3989 | 24.3723 | 24.3534 | 24.3399 | 24.3217 | 24.3171 | 24.3134
F2_Commercial_OR - Health_Existing_Water Heating_Natural Gas_Water Heater - Tank Blanket/Insulation_A_Achievable Economic TRC Potential | F2 | Commercial | OR - Health | Existing | Water Heating | Natural Gas | Water Heater - Tank Blanket/Insulation | A | Integrated Unit Summer Peak Savings (kW) | Achievable Economic TRC Potential | 0 | 0 | 0 | 0 | 0 | 0 | 0 | 0 | 0 | 0 | 0 | 0 | 0 | 0 | 0 | 0 | 0 | 0 | 0 | 0 | 0 | 0 | 0 | 0 | 0 | 0 | 0
F3_Commercial_OR - Health_Existing_Water Heating_Natural Gas_Water Heater - Tank Blanket/Insulation_A_Achievable Economic TRC Potential | F3 | Commercial | OR - Health | Existing | Water Heating | Natural Gas | Water Heater - Tank Blanket/Insulation | A | Integrated Unit Winter Peak Savings (kW) | Achievable Economic TRC Potential | 0 | 0 | 0 | 0 | 0 | 0 | 0 | 0 | 0 | 0 | 0 | 0 | 0 | 0 | 0 | 0 | 0 | 0 | 0 | 0 | 0 | 0 | 0 | 0 | 0 | 0 | 0
F4_Commercial_OR - Health_Existing_Water Heating_Natural Gas_Water Heater - Tank Blanket/Insulation_A_Achievable Economic TRC Potential | F4 | Commercial | OR - Health | Existing | Water Heating | Natural Gas | Water Heater - Tank Blanket/Insulation | A | Incremental Energy Savings (MWh or mTherms) | Achievable Economic TRC Potential | 0 | 0 | 0.035839 | 0.043276 | 0.052149 | 0.059686 | 0.067203 | 0.07765 | 0.084292 | 0.08532 | 0.079729 | 0.068006 | 0.052277 | 0.035674 | 0.021245 | 0.0098705 | 0 | 0 | 0 | 0 | 0 | 0 | 0 | 0 | 0 | 0 | 0
F5_Commercial_OR - Health_Existing_Water Heating_Natural Gas_Water Heater - Tank Blanket/Insulation_A_Achievable Economic TRC Potential | F5 | Commercial | OR - Health | Existing | Water Heating | Natural Gas | Water Heater - Tank Blanket/Insulation | A | Incremental Summer Peak Savings (MW) | Achievable Economic TRC Potential | 0 | 0 | 0 | 0 | 0 | 0 | 0 | 0 | 0 | 0 | 0 | 0 | 0 | 0 | 0 | 0 | 0 | 0 | 0 | 0 | 0 | 0 | 0 | 0 | 0 | 0 | 0
F6_Commercial_OR - Health_Existing_Water Heating_Natural Gas_Water Heater - Tank Blanket/Insulation_A_Achievable Economic TRC Potential | F6 | Commercial | OR - Health | Existing | Water Heating | Natural Gas | Water Heater - Tank Blanket/Insulation | A | Incremental Winter Peak Savings (MW) | Achievable Economic TRC Potential | 0 | 0 | 0 | 0 | 0 | 0 | 0 | 0 | 0 | 0 | 0 | 0 | 0 | 0 | 0 | 0 | 0 | 0 | 0 | 0 | 0 | 0 | 0 | 0 | 0 | 0 | 0
F7_Commercial_OR - Health_Existing_Water Heating_Natural Gas_Water Heater - Tank Blanket/Insulation_A_Achievable Economic TRC Potential | F7 | Commercial | OR - Health | Existing | Water Heating | Natural Gas | Water Heater - Tank Blanket/Insulation | A | Cumulative Energy Savings (MWh or mTherms) | Achievable Economic TRC Potential | 0 | 0 | 0.035839 | 0.078522 | 0.12947 | 0.18734 | 0.25213 | 0.32683 | 0.40771 | 0.48928 | 0.56491 | 0.62856 | 0.67667 | 0.70852 | 0.72637 | 0.7324 | 0.72928 | 0.7268 | 0.72485 | 0.72329 | 0.72217 | 0.72139 | 0.72083 | 0.72043 | 0.71989 | 0.71975 | 0.71964
F8_Commercial_OR - Health_Existing_Water Heating_Natural Gas_Water Heater - Tank Blanket/Insulation_A_Achievable Economic TRC Potential | F8 | Commercial | OR - Health | Existing | Water Heating | Natural Gas | Water Heater - Tank Blanket/Insulation | A | Cumulative Summer Peak Savings (MW) | Achievable Economic TRC Potential | 0 | 0 | 0 | 0 | 0 | 0 | 0 | 0 | 0 | 0 | 0 | 0 | 0 | 0 | 0 | 0 | 0 | 0 | 0 | 0 | 0 | 0 | 0 | 0 | 0 | 0 | 0
F9_Commercial_OR - Health_Existing_Water Heating_Natural Gas_Water Heater - Tank Blanket/Insulation_A_Achievable Economic TRC Potential | F9 | Commercial | OR - Health | Existing | Water Heating | Natural Gas | Water Heater - Tank Blanket/Insulation | A | Cumulative Winter Peak Savings (MW) | Achievable Economic TRC Potential | 0 | 0 | 0 | 0 | 0 | 0 | 0 | 0 | 0 | 0 | 0 | 0 | 0 | 0 | 0 | 0 | 0 | 0 | 0 | 0 | 0 | 0 | 0 | 0 | 0 | 0 | 0
F10_Commercial_OR - Health_Existing_Water Heating_Natural Gas_Water Heater - Tank Blanket/Insulation_A_Achievable Economic TRC Potential | F10 | Commercial | OR - Health | Existing | Water Heating | Natural Gas | Water Heater - Tank Blanket/Insulation | A | Purchases (Incremental) | Achievable Economic TRC Potential | 0 | 0 | 1.2727 | 1.5627 | 1.9123 | 2.2199 | 2.5321 | 2.9603 | 3.2475 | 3.3175 | 3.1264 | 2.6874 | 2.0796 | 1.4272 | 0.85404 | 0.3989 | 0 | 0 | 0 | 0 | 0 | 0 | 0 | 0 | 0 | 0 | 0
F11_Commercial_OR - Health_Existing_Water Heating_Natural Gas_Water Heater - Tank Blanket/Insulation_A_Achievable Economic TRC Potential | F11 | Commercial | OR - Health | Existing | Water Heating | Natural Gas | Water Heater - Tank Blanket/Insulation | A | Purchases (Cumulative) | Achievable Economic TRC Potential | 0 | 0 | 1.2727 | 2.8355 | 4.7478 | 6.9677 | 9.4997 | 12.46 | 15.7075 | 19.0251 | 22.1514 | 24.8388 | 26.9185 | 28.3457 | 29.1997 | 29.5986 | 29.5986 | 29.5986 | 29.5986 | 29.5986 | 29.5986 | 29.5986 | 29.5986 | 29.5986 | 29.5986 | 29.5986 | 29.5986
F1_Commercial_OR - Health_Existing_Water Heating_Natural Gas_Water Heater - Drainwater Heat Recovery_A_Achievable Economic TRC Potential | F1 | Commercial | OR - Health | Existing | Water Heating | Natural Gas | Water Heater - Drainwater Heat Recovery | A | Integrated Unit Energy Savings (kWh or therms) | Achievable Economic TRC Potential | 0 | 0 | 3.8715 | 3.801 | 3.7368 | 3.6774 | 3.6224 | 3.5712 | 3.5252 | 3.4841 | 3.4468 | 3.4133 | 3.3854 | 3.3626 | 3.3458 | 3.3277 | 3.3136 | 3.3023 | 3.2934 | 3.2863 | 3.2813 | 3.2777 | 3.2752 | 3.2733 | 3.2709 | 3.2703 | 3.2698
F2_Commercial_OR - Health_Existing_Water Heating_Natural Gas_Water Heater - Drainwater Heat Recovery_A_Achievable Economic TRC Potential | F2 | Commercial | OR - Health | Existing | Water Heating | Natural Gas | Water Heater - Drainwater Heat Recovery | A | Integrated Unit Summer Peak Savings (kW) | Achievable Economic TRC Potential | 0 | 0 | 0 | 0 | 0 | 0 | 0 | 0 | 0 | 0 | 0 | 0 | 0 | 0 | 0 | 0 | 0 | 0 | 0 | 0 | 0 | 0 | 0 | 0 | 0 | 0 | 0
F3_Commercial_OR - Health_Existing_Water Heating_Natural Gas_Water Heater - Drainwater Heat Recovery_A_Achievable Economic TRC Potential | F3 | Commercial | OR - Health | Existing | Water Heating | Natural Gas | Water Heater - Drainwater Heat Recovery | A | Integrated Unit Winter Peak Savings (kW) | Achievable Economic TRC Potential | 0 | 0 | 0 | 0 | 0 | 0 | 0 | 0 | 0 | 0 | 0 | 0 | 0 | 0 | 0 | 0 | 0 | 0 | 0 | 0 | 0 | 0 | 0 | 0 | 0 | 0 | 0
F4_Commercial_OR - Health_Existing_Water Heating_Natural Gas_Water Heater - Drainwater Heat Recovery_A_Achievable Economic TRC Potential | F4 | Commercial | OR - Health | Existing | Water Heating | Natural Gas | Water Heater - Drainwater Heat Recovery | A | Incremental Energy Savings (MWh or mTherms) | Achievable Economic TRC Potential | 0 | 0 | 0 | 0 | 0 | 0 | 0 | 0 | 0 | 0 | 0 | 0 | 0 | 0 | 0 | 0 | 0 | 0 | 0 | 0 | 0 | 0 | 0 | 0 | 0 | 0 | 0
F5_Commercial_OR - Health_Existing_Water Heating_Natural Gas_Water Heater - Drainwater Heat Recovery_A_Achievable Economic TRC Potential | F5 | Commercial | OR - Health | Existing | Water Heating | Natural Gas | Water Heater - Drainwater Heat Recovery | A | Incremental Summer Peak Savings (MW) | Achievable Economic TRC Potential | 0 | 0 | 0 | 0 | 0 | 0 | 0 | 0 | 0 | 0 | 0 | 0 | 0 | 0 | 0 | 0 | 0 | 0 | 0 | 0 | 0 | 0 | 0 | 0 | 0 | 0 | 0
F6_Commercial_OR - Health_Existing_Water Heating_Natural Gas_Water Heater - Drainwater Heat Recovery_A_Achievable Economic TRC Potential | F6 | Commercial | OR - Health | Existing | Water Heating | Natural Gas | Water Heater - Drainwater Heat Recovery | A | Incremental Winter Peak Savings (MW) | Achievable Economic TRC Potential | 0 | 0 | 0 | 0 | 0 | 0 | 0 | 0 | 0 | 0 | 0 | 0 | 0 | 0 | 0 | 0 | 0 | 0 | 0 | 0 | 0 | 0 | 0 | 0 | 0 | 0 | 0
F7_Commercial_OR - Health_Existing_Water Heating_Natural Gas_Water Heater - Drainwater Heat Recovery_A_Achievable Economic TRC Potential | F7 | Commercial | OR - Health | Existing | Water Heating | Natural Gas | Water Heater - Drainwater Heat Recovery | A | Cumulative Energy Savings (MWh or mTherms) | Achievable Economic TRC Potential | 0 | 0 | 0 | 0 | 0 | 0 | 0 | 0 | 0 | 0 | 0 | 0 | 0 | 0 | 0 | 0 | 0 | 0 | 0 | 0 | 0 | 0 | 0 | 0 | 0 | 0 | 0
F8_Commercial_OR - Health_Existing_Water Heating_Natural Gas_Water Heater - Drainwater Heat Recovery_A_Achievable Economic TRC Potential | F8 | Commercial | OR - Health | Existing | Water Heating | Natural Gas | Water Heater - Drainwater Heat Recovery | A | Cumulative Summer Peak Savings (MW) | Achievable Economic TRC Potential | 0 | 0 | 0 | 0 | 0 | 0 | 0 | 0 | 0 | 0 | 0 | 0 | 0 | 0 | 0 | 0 | 0 | 0 | 0 | 0 | 0 | 0 | 0 | 0 | 0 | 0 | 0
F9_Commercial_OR - Health_Existing_Water Heating_Natural Gas_Water Heater - Drainwater Heat Recovery_A_Achievable Economic TRC Potential | F9 | Commercial | OR - Health | Existing | Water Heating | Natural Gas | Water Heater - Drainwater Heat Recovery | A | Cumulative Winter Peak Savings (MW) | Achievable Economic TRC Potential | 0 | 0 | 0 | 0 | 0 | 0 | 0 | 0 | 0 | 0 | 0 | 0 | 0 | 0 | 0 | 0 | 0 | 0 | 0 | 0 | 0 | 0 | 0 | 0 | 0 | 0 | 0
F10_Commercial_OR - Health_Existing_Water Heating_Natural Gas_Water Heater - Drainwater Heat Recovery_A_Achievable Economic TRC Potential | F10 | Commercial | OR - Health | Existing | Water Heating | Natural Gas | Water Heater - Drainwater Heat Recovery | A | Purchases (Incremental) | Achievable Economic TRC Potential | 0 | 0 | 0 | 0 | 0 | 0 | 0 | 0 | 0 | 0 | 0 | 0 | 0 | 0 | 0 | 0 | 0 | 0 | 0 | 0 | 0 | 0 | 0 | 0 | 0 | 0 | 0
F11_Commercial_OR - Health_Existing_Water Heating_Natural Gas_Water Heater - Drainwater Heat Recovery_A_Achievable Economic TRC Potential | F11 | Commercial | OR - Health | Existing | Water Heating | Natural Gas | Water Heater - Drainwater Heat Recovery | A | Purchases (Cumulative) | Achievable Economic TRC Potential | 0 | 0 | 0 | 0 | 0 | 0 | 0 | 0 | 0 | 0 | 0 | 0 | 0 | 0 | 0 | 0 | 0 | 0 | 0 | 0 | 0 | 0 | 0 | 0 | 0 | 0 | 0
F1_Commercial_OR - Health_Existing_Water Heating_Natural Gas_Water Heater - Circulation Pump Controls_A_Achievable Economic TRC Potential | F1 | Commercial | OR - Health | Existing | Water Heating | Natural Gas | Water Heater - Circulation Pump Controls | A | Integrated Unit Energy Savings (kWh or therms) | Achievable Economic TRC Potential | 0 | 0 | 203.5085 | 200.0819 | 196.9548 | 194.1055 | 191.5145 | 189.1692 | 187.0753 | 185.2395 | 183.5768 | 182.0683 | 180.7912 | 179.7198 | 178.8299 | 177.87 | 177.1115 | 176.509 | 176.0366 | 175.6566 | 175.3864 | 175.195 | 175.0592 | 174.9621 | 174.8312 | 174.7982 | 174.7718
F2_Commercial_OR - Health_Existing_Water Heating_Natural Gas_Water Heater - Circulation Pump Controls_A_Achievable Economic TRC Potential | F2 | Commercial | OR - Health | Existing | Water Heating | Natural Gas | Water Heater - Circulation Pump Controls | A | Integrated Unit Summer Peak Savings (kW) | Achievable Economic TRC Potential | 0 | 0 | 0 | 0 | 0 | 0 | 0 | 0 | 0 | 0 | 0 | 0 | 0 | 0 | 0 | 0 | 0 | 0 | 0 | 0 | 0 | 0 | 0 | 0 | 0 | 0 | 0
F3_Commercial_OR - Health_Existing_Water Heating_Natural Gas_Water Heater - Circulation Pump Controls_A_Achievable Economic TRC Potential | F3 | Commercial | OR - Health | Existing | Water Heating | Natural Gas | Water Heater - Circulation Pump Controls | A | Integrated Unit Winter Peak Savings (kW) | Achievable Economic TRC Potential | 0 | 0 | 0 | 0 | 0 | 0 | 0 | 0 | 0 | 0 | 0 | 0 | 0 | 0 | 0 | 0 | 0 | 0 | 0 | 0 | 0 | 0 | 0 | 0 | 0 | 0 | 0
F4_Commercial_OR - Health_Existing_Water Heating_Natural Gas_Water Heater - Circulation Pump Controls_A_Achievable Economic TRC Potential | F4 | Commercial | OR - Health | Existing | Water Heating | Natural Gas | Water Heater - Circulation Pump Controls | A | Incremental Energy Savings (MWh or mTherms) | Achievable Economic TRC Potential | 0 | 0 | 0.09355 | 0.11293 | 0.13603 | 0.15563 | 0.17514 | 0.20226 | 0.21942 | 0.22196 | 0.20729 | 0.17672 | 0.13579 | 0.09264 | 0 | 0 | 0 | 0 | 0 | 0 | 0 | 0 | 0 | 0 | 0 | 0 | 0
F5_Commercial_OR - Health_Existing_Water Heating_Natural Gas_Water Heater - Circulation Pump Controls_A_Achievable Economic TRC Potential | F5 | Commercial | OR - Health | Existing | Water Heating | Natural Gas | Water Heater - Circulation Pump Controls | A | Incremental Summer Peak Savings (MW) | Achievable Economic TRC Potential | 0 | 0 | 0 | 0 | 0 | 0 | 0 | 0 | 0 | 0 | 0 | 0 | 0 | 0 | 0 | 0 | 0 | 0 | 0 | 0 | 0 | 0 | 0 | 0 | 0 | 0 | 0
F6_Commercial_OR - Health_Existing_Water Heating_Natural Gas_Water Heater - Circulation Pump Controls_A_Achievable Economic TRC Potential | F6 | Commercial | OR - Health | Existing | Water Heating | Natural Gas | Water Heater - Circulation Pump Controls | A | Incremental Winter Peak Savings (MW) | Achievable Economic TRC Potential | 0 | 0 | 0 | 0 | 0 | 0 | 0 | 0 | 0 | 0 | 0 | 0 | 0 | 0 | 0 | 0 | 0 | 0 | 0 | 0 | 0 | 0 | 0 | 0 | 0 | 0 | 0
F7_Commercial_OR - Health_Existing_Water Heating_Natural Gas_Water Heater - Circulation Pump Controls_A_Achievable Economic TRC Potential | F7 | Commercial | OR - Health | Existing | Water Heating | Natural Gas | Water Heater - Circulation Pump Controls | A | Cumulative Energy Savings (MWh or mTherms) | Achievable Economic TRC Potential | 0 | 0 | 0.09355 | 0.2049 | 0.33774 | 0.48848 | 0.6571 | 0.85131 | 1.0613 | 1.2729 | 1.4687 | 1.6334 | 1.7577 | 1.8399 | 1.8308 | 1.821 | 1.8132 | 1.8071 | 1.8022 | 1.7983 | 1.7956 | 1.7936 | 1.7922 | 1.7912 | 1.7899 | 1.7895 | 1.7893
F8_Commercial_OR - Health_Existing_Water Heating_Natural Gas_Water Heater - Circulation Pump Controls_A_Achievable Economic TRC Potential | F8 | Commercial | OR - Health | Existing | Water Heating | Natural Gas | Water Heater - Circulation Pump Controls | A | Cumulative Summer Peak Savings (MW) | Achievable Economic TRC Potential | 0 | 0 | 0 | 0 | 0 | 0 | 0 | 0 | 0 | 0 | 0 | 0 | 0 | 0 | 0 | 0 | 0 | 0 | 0 | 0 | 0 | 0 | 0 | 0 | 0 | 0 | 0
F9_Commercial_OR - Health_Existing_Water Heating_Natural Gas_Water Heater - Circulation Pump Controls_A_Achievable Economic TRC Potential | F9 | Commercial | OR - Health | Existing | Water Heating | Natural Gas | Water Heater - Circulation Pump Controls | A | Cumulative Winter Peak Savings (MW) | Achievable Economic TRC Potential | 0 | 0 | 0 | 0 | 0 | 0 | 0 | 0 | 0 | 0 | 0 | 0 | 0 | 0 | 0 | 0 | 0 | 0 | 0 | 0 | 0 | 0 | 0 | 0 | 0 | 0 | 0
F10_Commercial_OR - Health_Existing_Water Heating_Natural Gas_Water Heater - Circulation Pump Controls_A_Achievable Economic TRC Potential | F10 | Commercial | OR - Health | Existing | Water Heating | Natural Gas | Water Heater - Circulation Pump Controls | A | Purchases (Incremental) | Achievable Economic TRC Potential | 0 | 0 | 0.45968 | 0.56442 | 0.69068 | 0.80177 | 0.91453 | 1.0692 | 1.1729 | 1.1982 | 1.1292 | 0.97062 | 0.75111 | 0.51547 | 0 | 0 | 0 | 0 | 0 | 0 | 0 | 0 | 0 | 0 | 0 | 0 | 0
F11_Commercial_OR - Health_Existing_Water Heating_Natural Gas_Water Heater - Circulation Pump Controls_A_Achievable Economic TRC Potential | F11 | Commercial | OR - Health | Existing | Water Heating | Natural Gas | Water Heater - Circulation Pump Controls | A | Purchases (Cumulative) | Achievable Economic TRC Potential | 0 | 0 | 0.45968 | 1.0241 | 1.7148 | 2.5166 | 3.4311 | 4.5003 | 5.6732 | 6.8714 | 8.0006 | 8.9712 | 9.7223 | 10.2378 | 10.2378 | 10.2378 | 10.2378 | 10.2378 | 10.2378 | 10.2378 | 10.2378 | 10.2378 | 10.2378 | 10.2378 | 10.2378 | 10.2378 | 10.2378
F1_Commercial_OR - Health_Existing_Water Heating_Natural Gas_Water Heater - Pipe Insulation_A_Achievable Economic TRC Potential | F1 | Commercial | OR - Health | Existing | Water Heating | Natural Gas | Water Heater - Pipe Insulation | A | Integrated Unit Energy Savings (kWh or therms) | Achievable Economic TRC Potential | 0 | 0 | 0.70314 | 0.6904 | 0.67882 | 0.66812 | 0.65823 | 0.64905 | 0.64083 | 0.63349 | 0.62682 | 0.62083 | 0.61583 | 0.61174 | 0.60871 | 0.60545 | 0.60286 | 0.60081 | 0.59921 | 0.59791 | 0.59699 | 0.59634 | 0.59588 | 0.59555 | 0.5951 | 0.59499 | 0.5949
F2_Commercial_OR - Health_Existing_Water Heating_Natural Gas_Water Heater - Pipe Insulation_A_Achievable Economic TRC Potential | F2 | Commercial | OR - Health | Existing | Water Heating | Natural Gas | Water Heater - Pipe Insulation | A | Integrated Unit Summer Peak Savings (kW) | Achievable Economic TRC Potential | 0 | 0 | 0 | 0 | 0 | 0 | 0 | 0 | 0 | 0 | 0 | 0 | 0 | 0 | 0 | 0 | 0 | 0 | 0 | 0 | 0 | 0 | 0 | 0 | 0 | 0 | 0
F3_Commercial_OR - Health_Existing_Water Heating_Natural Gas_Water Heater - Pipe Insulation_A_Achievable Economic TRC Potential | F3 | Commercial | OR - Health | Existing | Water Heating | Natural Gas | Water Heater - Pipe Insulation | A | Integrated Unit Winter Peak Savings (kW) | Achievable Economic TRC Potential | 0 | 0 | 0 | 0 | 0 | 0 | 0 | 0 | 0 | 0 | 0 | 0 | 0 | 0 | 0 | 0 | 0 | 0 | 0 | 0 | 0 | 0 | 0 | 0 | 0 | 0 | 0
F4_Commercial_OR - Health_Existing_Water Heating_Natural Gas_Water Heater - Pipe Insulation_A_Achievable Economic TRC Potential | F4 | Commercial | OR - Health | Existing | Water Heating | Natural Gas | Water Heater - Pipe Insulation | A | Incremental Energy Savings (MWh or mTherms) | Achievable Economic TRC Potential | 0 | 0 | 0.011664 | 0.014062 | 0.016919 | 0.01933 | 0.021723 | 0.025042 | 0.027123 | 0.027391 | 0.025541 | 0.021745 | 0.016692 | 0.011379 | 0.0067757 | 0.0031477 | 0 | 0 | 0 | 0 | 0 | 0 | 0 | 0 | 0 | 0 | 0
F5_Commercial_OR - Health_Existing_Water Heating_Natural Gas_Water Heater - Pipe Insulation_A_Achievable Economic TRC Potential | F5 | Commercial | OR - Health | Existing | Water Heating | Natural Gas | Water Heater - Pipe Insulation | A | Incremental Summer Peak Savings (MW) | Achievable Economic TRC Potential | 0 | 0 | 0 | 0 | 0 | 0 | 0 | 0 | 0 | 0 | 0 | 0 | 0 | 0 | 0 | 0 | 0 | 0 | 0 | 0 | 0 | 0 | 0 | 0 | 0 | 0 | 0
F6_Commercial_OR - Health_Existing_Water Heating_Natural Gas_Water Heater - Pipe Insulation_A_Achievable Economic TRC Potential | F6 | Commercial | OR - Health | Existing | Water Heating | Natural Gas | Water Heater - Pipe Insulation | A | Incremental Winter Peak Savings (MW) | Achievable Economic TRC Potential | 0 | 0 | 0 | 0 | 0 | 0 | 0 | 0 | 0 | 0 | 0 | 0 | 0 | 0 | 0 | 0 | 0 | 0 | 0 | 0 | 0 | 0 | 0 | 0 | 0 | 0 | 0
F7_Commercial_OR - Health_Existing_Water Heating_Natural Gas_Water Heater - Pipe Insulation_A_Achievable Economic TRC Potential | F7 | Commercial | OR - Health | Existing | Water Heating | Natural Gas | Water Heater - Pipe Insulation | A | Cumulative Energy Savings (MWh or mTherms) | Achievable Economic TRC Potential | 0 | 0 | 0.011664 | 0.025514 | 0.042005 | 0.060673 | 0.081498 | 0.1054 | 0.13119 | 0.15708 | 0.18097 | 0.20098 | 0.21606 | 0.226 | 0.23166 | 0.23356 | 0.23257 | 0.23178 | 0.23116 | 0.23066 | 0.2303 | 0.23005 | 0.22987 | 0.22974 | 0.22957 | 0.22953 | 0.22949
F8_Commercial_OR - Health_Existing_Water Heating_Natural Gas_Water Heater - Pipe Insulation_A_Achievable Economic TRC Potential | F8 | Commercial | OR - Health | Existing | Water Heating | Natural Gas | Water Heater - Pipe Insulation | A | Cumulative Summer Peak Savings (MW) | Achievable Economic TRC Potential | 0 | 0 | 0 | 0 | 0 | 0 | 0 | 0 | 0 | 0 | 0 | 0 | 0 | 0 | 0 | 0 | 0 | 0 | 0 | 0 | 0 | 0 | 0 | 0 | 0 | 0 | 0
F9_Commercial_OR - Health_Existing_Water Heating_Natural Gas_Water Heater - Pipe Insulation_A_Achievable Economic TRC Potential | F9 | Commercial | OR - Health | Existing | Water Heating | Natural Gas | Water Heater - Pipe Insulation | A | Cumulative Winter Peak Savings (MW) | Achievable Economic TRC Potential | 0 | 0 | 0 | 0 | 0 | 0 | 0 | 0 | 0 | 0 | 0 | 0 | 0 | 0 | 0 | 0 | 0 | 0 | 0 | 0 | 0 | 0 | 0 | 0 | 0 | 0 | 0
F10_Commercial_OR - Health_Existing_Water Heating_Natural Gas_Water Heater - Pipe Insulation_A_Achievable Economic TRC Potential | F10 | Commercial | OR - Health | Existing | Water Heating | Natural Gas | Water Heater - Pipe Insulation | A | Purchases (Incremental) | Achievable Economic TRC Potential | 0 | 0 | 16.5881 | 20.3675 | 24.9239 | 28.9327 | 33.0014 | 38.5827 | 42.3258 | 43.2388 | 40.7473 | 35.0258 | 27.1044 | 18.6012 | 11.1311 | 5.199 | 0 | 0 | 0 | 0 | 0 | 0 | 0 | 0 | 0 | 0 | 0
F11_Commercial_OR - Health_Existing_Water Heating_Natural Gas_Water Heater - Pipe Insulation_A_Achievable Economic TRC Potential | F11 | Commercial | OR - Health | Existing | Water Heating | Natural Gas | Water Heater - Pipe Insulation | A | Purchases (Cumulative) | Achievable Economic TRC Potential | 0 | 0 | 16.5881 | 36.9556 | 61.8796 | 90.8123 | 123.8137 | 162.3964 | 204.7222 | 247.9609 | 288.7083 | 323.7341 | 350.8385 | 369.4397 | 380.5708 | 385.7698 | 385.7698 | 385.7698 | 385.7698 | 385.7698 | 385.7698 | 385.7698 | 385.7698 | 385.7698 | 385.7698 | 385.7698 | 385.7698
F1_Commercial_OR - Health_Existing_Water Heating_Natural Gas_Water Heater - Motion Control Faucet_A_Achievable Economic TRC Potential | F1 | Commercial | OR - Health | Existing | Water Heating | Natural Gas | Water Heater - Motion Control Faucet | A | Integrated Unit Energy Savings (kWh or therms) | Achievable Economic TRC Potential | 0 | 0 | 0 | 0 | 0 | 0 | 0 | 0 | 0 | 0 | 0 | 0 | 0 | 0 | 0 | 0 | 0 | 0 | 0 | 0 | 0 | 0 | 0 | 0 | 0 | 0 | 0
F2_Commercial_OR - Health_Existing_Water Heating_Natural Gas_Water Heater - Motion Control Faucet_A_Achievable Economic TRC Potential | F2 | Commercial | OR - Health | Existing | Water Heating | Natural Gas | Water Heater - Motion Control Faucet | A | Integrated Unit Summer Peak Savings (kW) | Achievable Economic TRC Potential | 0 | 0 | 0 | 0 | 0 | 0 | 0 | 0 | 0 | 0 | 0 | 0 | 0 | 0 | 0 | 0 | 0 | 0 | 0 | 0 | 0 | 0 | 0 | 0 | 0 | 0 | 0
F3_Commercial_OR - Health_Existing_Water Heating_Natural Gas_Water Heater - Motion Control Faucet_A_Achievable Economic TRC Potential | F3 | Commercial | OR - Health | Existing | Water Heating | Natural Gas | Water Heater - Motion Control Faucet | A | Integrated Unit Winter Peak Savings (kW) | Achievable Economic TRC Potential | 0 | 0 | 0 | 0 | 0 | 0 | 0 | 0 | 0 | 0 | 0 | 0 | 0 | 0 | 0 | 0 | 0 | 0 | 0 | 0 | 0 | 0 | 0 | 0 | 0 | 0 | 0
F4_Commercial_OR - Health_Existing_Water Heating_Natural Gas_Water Heater - Motion Control Faucet_A_Achievable Economic TRC Potential | F4 | Commercial | OR - Health | Existing | Water Heating | Natural Gas | Water Heater - Motion Control Faucet | A | Incremental Energy Savings (MWh or mTherms) | Achievable Economic TRC Potential | 0 | 0 | 0 | 0 | 0 | 0 | 0 | 0 | 0 | 0 | 0 | 0 | 0 | 0 | 0 | 0 | 0 | 0 | 0 | 0 | 0 | 0 | 0 | 0 | 0 | 0 | 0
F5_Commercial_OR - Health_Existing_Water Heating_Natural Gas_Water Heater - Motion Control Faucet_A_Achievable Economic TRC Potential | F5 | Commercial | OR - Health | Existing | Water Heating | Natural Gas | Water Heater - Motion Control Faucet | A | Incremental Summer Peak Savings (MW) | Achievable Economic TRC Potential | 0 | 0 | 0 | 0 | 0 | 0 | 0 | 0 | 0 | 0 | 0 | 0 | 0 | 0 | 0 | 0 | 0 | 0 | 0 | 0 | 0 | 0 | 0 | 0 | 0 | 0 | 0
F6_Commercial_OR - Health_Existing_Water Heating_Natural Gas_Water Heater - Motion Control Faucet_A_Achievable Economic TRC Potential | F6 | Commercial | OR - Health | Existing | Water Heating | Natural Gas | Water Heater - Motion Control Faucet | A | Incremental Winter Peak Savings (MW) | Achievable Economic TRC Potential | 0 | 0 | 0 | 0 | 0 | 0 | 0 | 0 | 0 | 0 | 0 | 0 | 0 | 0 | 0 | 0 | 0 | 0 | 0 | 0 | 0 | 0 | 0 | 0 | 0 | 0 | 0
F7_Commercial_OR - Health_Existing_Water Heating_Natural Gas_Water Heater - Motion Control Faucet_A_Achievable Economic TRC Potential | F7 | Commercial | OR - Health | Existing | Water Heating | Natural Gas | Water Heater - Motion Control Faucet | A | Cumulative Energy Savings (MWh or mTherms) | Achievable Economic TRC Potential | 0 | 0 | 0 | 0 | 0 | 0 | 0 | 0 | 0 | 0 | 0 | 0 | 0 | 0 | 0 | 0 | 0 | 0 | 0 | 0 | 0 | 0 | 0 | 0 | 0 | 0 | 0
F8_Commercial_OR - Health_Existing_Water Heating_Natural Gas_Water Heater - Motion Control Faucet_A_Achievable Economic TRC Potential | F8 | Commercial | OR - Health | Existing | Water Heating | Natural Gas | Water Heater - Motion Control Faucet | A | Cumulative Summer Peak Savings (MW) | Achievable Economic TRC Potential | 0 | 0 | 0 | 0 | 0 | 0 | 0 | 0 | 0 | 0 | 0 | 0 | 0 | 0 | 0 | 0 | 0 | 0 | 0 | 0 | 0 | 0 | 0 | 0 | 0 | 0 | 0
F9_Commercial_OR - Health_Existing_Water Heating_Natural Gas_Water Heater - Motion Control Faucet_A_Achievable Economic TRC Potential | F9 | Commercial | OR - Health | Existing | Water Heating | Natural Gas | Water Heater - Motion Control Faucet | A | Cumulative Winter Peak Savings (MW) | Achievable Economic TRC Potential | 0 | 0 | 0 | 0 | 0 | 0 | 0 | 0 | 0 | 0 | 0 | 0 | 0 | 0 | 0 | 0 | 0 | 0 | 0 | 0 | 0 | 0 | 0 | 0 | 0 | 0 | 0
F10_Commercial_OR - Health_Existing_Water Heating_Natural Gas_Water Heater - Motion Control Faucet_A_Achievable Economic TRC Potential | F10 | Commercial | OR - Health | Existing | Water Heating | Natural Gas | Water Heater - Motion Control Faucet | A | Purchases (Incremental) | Achievable Economic TRC Potential | 0 | 0 | 0 | 0 | 0 | 0 | 0 | 0 | 0 | 0 | 0 | 0 | 0 | 0 | 0 | 0 | 0 | 0 | 0 | 0 | 0 | 0 | 0 | 0 | 0 | 0 | 0
F11_Commercial_OR - Health_Existing_Water Heating_Natural Gas_Water Heater - Motion Control Faucet_A_Achievable Economic TRC Potential | F11 | Commercial | OR - Health | Existing | Water Heating | Natural Gas | Water Heater - Motion Control Faucet | A | Purchases (Cumulative) | Achievable Economic TRC Potential | 0 | 0 | 0 | 0 | 0 | 0 | 0 | 0 | 0 | 0 | 0 | 0 | 0 | 0 | 0 | 0 | 0 | 0 | 0 | 0 | 0 | 0 | 0 | 0 | 0 | 0 | 0
F1_Commercial_OR - Health_Existing_Water Heating_Natural Gas_Water Heater - Solar System_A_Achievable Economic TRC Potential | F1 | Commercial | OR - Health | Existing | Water Heating | Natural Gas | Water Heater - Solar System | A | Integrated Unit Energy Savings (kWh or therms) | Achievable Economic TRC Potential | 0 | 0 | 5.6222 | 5.5179 | 5.4223 | 5.3334 | 5.2506 | 5.1729 | 5.1026 | 5.0393 | 4.9817 | 4.9303 | 4.8876 | 4.8532 | 4.8289 | 4.8029 | 4.7824 | 4.7661 | 4.7534 | 4.7431 | 4.7358 | 4.7306 | 4.727 | 4.7243 | 4.7208 | 4.7199 | 4.7192
F2_Commercial_OR - Health_Existing_Water Heating_Natural Gas_Water Heater - Solar System_A_Achievable Economic TRC Potential | F2 | Commercial | OR - Health | Existing | Water Heating | Natural Gas | Water Heater - Solar System | A | Integrated Unit Summer Peak Savings (kW) | Achievable Economic TRC Potential | 0 | 0 | 0 | 0 | 0 | 0 | 0 | 0 | 0 | 0 | 0 | 0 | 0 | 0 | 0 | 0 | 0 | 0 | 0 | 0 | 0 | 0 | 0 | 0 | 0 | 0 | 0
F3_Commercial_OR - Health_Existing_Water Heating_Natural Gas_Water Heater - Solar System_A_Achievable Economic TRC Potential | F3 | Commercial | OR - Health | Existing | Water Heating | Natural Gas | Water Heater - Solar System | A | Integrated Unit Winter Peak Savings (kW) | Achievable Economic TRC Potential | 0 | 0 | 0 | 0 | 0 | 0 | 0 | 0 | 0 | 0 | 0 | 0 | 0 | 0 | 0 | 0 | 0 | 0 | 0 | 0 | 0 | 0 | 0 | 0 | 0 | 0 | 0
F4_Commercial_OR - Health_Existing_Water Heating_Natural Gas_Water Heater - Solar System_A_Achievable Economic TRC Potential | F4 | Commercial | OR - Health | Existing | Water Heating | Natural Gas | Water Heater - Solar System | A | Incremental Energy Savings (MWh or mTherms) | Achievable Economic TRC Potential | 0 | 0 | 0 | 0 | 0 | 0 | 0 | 0 | 0 | 0 | 0 | 0 | 0 | 0 | 0 | 0 | 0 | 0 | 0 | 0 | 0 | 0 | 0 | 0 | 0 | 0 | 0
F5_Commercial_OR - Health_Existing_Water Heating_Natural Gas_Water Heater - Solar System_A_Achievable Economic TRC Potential | F5 | Commercial | OR - Health | Existing | Water Heating | Natural Gas | Water Heater - Solar System | A | Incremental Summer Peak Savings (MW) | Achievable Economic TRC Potential | 0 | 0 | 0 | 0 | 0 | 0 | 0 | 0 | 0 | 0 | 0 | 0 | 0 | 0 | 0 | 0 | 0 | 0 | 0 | 0 | 0 | 0 | 0 | 0 | 0 | 0 | 0
F6_Commercial_OR - Health_Existing_Water Heating_Natural Gas_Water Heater - Solar System_A_Achievable Economic TRC Potential | F6 | Commercial | OR - Health | Existing | Water Heating | Natural Gas | Water Heater - Solar System | A | Incremental Winter Peak Savings (MW) | Achievable Economic TRC Potential | 0 | 0 | 0 | 0 | 0 | 0 | 0 | 0 | 0 | 0 | 0 | 0 | 0 | 0 | 0 | 0 | 0 | 0 | 0 | 0 | 0 | 0 | 0 | 0 | 0 | 0 | 0
F7_Commercial_OR - Health_Existing_Water Heating_Natural Gas_Water Heater - Solar System_A_Achievable Economic TRC Potential | F7 | Commercial | OR - Health | Existing | Water Heating | Natural Gas | Water Heater - Solar System | A | Cumulative Energy Savings (MWh or mTherms) | Achievable Economic TRC Potential | 0 | 0 | 0 | 0 | 0 | 0 | 0 | 0 | 0 | 0 | 0 | 0 | 0 | 0 | 0 | 0 | 0 | 0 | 0 | 0 | 0 | 0 | 0 | 0 | 0 | 0 | 0
F8_Commercial_OR - Health_Existing_Water Heating_Natural Gas_Water Heater - Solar System_A_Achievable Economic TRC Potential | F8 | Commercial | OR - Health | Existing | Water Heating | Natural Gas | Water Heater - Solar System | A | Cumulative Summer Peak Savings (MW) | Achievable Economic TRC Potential | 0 | 0 | 0 | 0 | 0 | 0 | 0 | 0 | 0 | 0 | 0 | 0 | 0 | 0 | 0 | 0 | 0 | 0 | 0 | 0 | 0 | 0 | 0 | 0 | 0 | 0 | 0
F9_Commercial_OR - Health_Existing_Water Heating_Natural Gas_Water Heater - Solar System_A_Achievable Economic TRC Potential | F9 | Commercial | OR - Health | Existing | Water Heating | Natural Gas | Water Heater - Solar System | A | Cumulative Winter Peak Savings (MW) | Achievable Economic TRC Potential | 0 | 0 | 0 | 0 | 0 | 0 | 0 | 0 | 0 | 0 | 0 | 0 | 0 | 0 | 0 | 0 | 0 | 0 | 0 | 0 | 0 | 0 | 0 | 0 | 0 | 0 | 0
F10_Commercial_OR - Health_Existing_Water Heating_Natural Gas_Water Heater - Solar System_A_Achievable Economic TRC Potential | F10 | Commercial | OR - Health | Existing | Water Heating | Natural Gas | Water Heater - Solar System | A | Purchases (Incremental) | Achievable Economic TRC Potential | 0 | 0 | 0 | 0 | 0 | 0 | 0 | 0 | 0 | 0 | 0 | 0 | 0 | 0 | 0 | 0 | 0 | 0 | 0 | 0 | 0 | 0 | 0 | 0 | 0 | 0 | 0
F11_Commercial_OR - Health_Existing_Water Heating_Natural Gas_Water Heater - Solar System_A_Achievable Economic TRC Potential | F11 | Commercial | OR - Health | Existing | Water Heating | Natural Gas | Water Heater - Solar System | A | Purchases (Cumulative) | Achievable Economic TRC Potential | 0 | 0 | 0 | 0 | 0 | 0 | 0 | 0 | 0 | 0 | 0 | 0 | 0 | 0 | 0 | 0 | 0 | 0 | 0 | 0 | 0 | 0 | 0 | 0 | 0 | 0 | 0
F1_Commercial_OR - Health_Existing_Water Heating_Natural Gas_Commercial Laundry - Ozone Treatment_A_Achievable Economic TRC Potential | F1 | Commercial | OR - Health | Existing | Water Heating | Natural Gas | Commercial Laundry - Ozone Treatment | A | Integrated Unit Energy Savings (kWh or therms) | Achievable Economic TRC Potential | 0 | 0 | 51.1558 | 50.2053 | 49.3345 | 48.5237 | 47.7689 | 47.0612 | 46.4202 | 45.8436 | 45.3196 | 44.8517 | 44.4639 | 44.1505 | 43.9295 | 43.6926 | 43.5063 | 43.3583 | 43.2423 | 43.1489 | 43.0826 | 43.0355 | 43.0022 | 42.9783 | 42.9462 | 42.9381 | 42.9316
F2_Commercial_OR - Health_Existing_Water Heating_Natural Gas_Commercial Laundry - Ozone Treatment_A_Achievable Economic TRC Potential | F2 | Commercial | OR - Health | Existing | Water Heating | Natural Gas | Commercial Laundry - Ozone Treatment | A | Integrated Unit Summer Peak Savings (kW) | Achievable Economic TRC Potential | 0 | 0 | 0 | 0 | 0 | 0 | 0 | 0 | 0 | 0 | 0 | 0 | 0 | 0 | 0 | 0 | 0 | 0 | 0 | 0 | 0 | 0 | 0 | 0 | 0 | 0 | 0
F3_Commercial_OR - Health_Existing_Water Heating_Natural Gas_Commercial Laundry - Ozone Treatment_A_Achievable Economic TRC Potential | F3 | Commercial | OR - Health | Existing | Water Heating | Natural Gas | Commercial Laundry - Ozone Treatment | A | Integrated Unit Winter Peak Savings (kW) | Achievable Economic TRC Potential | 0 | 0 | 0 | 0 | 0 | 0 | 0 | 0 | 0 | 0 | 0 | 0 | 0 | 0 | 0 | 0 | 0 | 0 | 0 | 0 | 0 | 0 | 0 | 0 | 0 | 0 | 0
F4_Commercial_OR - Health_Existing_Water Heating_Natural Gas_Commercial Laundry - Ozone Treatment_A_Achievable Economic TRC Potential | F4 | Commercial | OR - Health | Existing | Water Heating | Natural Gas | Commercial Laundry - Ozone Treatment | A | Incremental Energy Savings (MWh or mTherms) | Achievable Economic TRC Potential | 0 | 0 | 0 | 0 | 0 | 0 | 0 | 0 | 0 | 0 | 0 | 0 | 0 | 0 | 0 | 0 | 0 | 0 | 0 | 0 | 0 | 0 | 0 | 0 | 0 | 0 | 0
F5_Commercial_OR - Health_Existing_Water Heating_Natural Gas_Commercial Laundry - Ozone Treatment_A_Achievable Economic TRC Potential | F5 | Commercial | OR - Health | Existing | Water Heating | Natural Gas | Commercial Laundry - Ozone Treatment | A | Incremental Summer Peak Savings (MW) | Achievable Economic TRC Potential | 0 | 0 | 0 | 0 | 0 | 0 | 0 | 0 | 0 | 0 | 0 | 0 | 0 | 0 | 0 | 0 | 0 | 0 | 0 | 0 | 0 | 0 | 0 | 0 | 0 | 0 | 0
F6_Commercial_OR - Health_Existing_Water Heating_Natural Gas_Commercial Laundry - Ozone Treatment_A_Achievable Economic TRC Potential | F6 | Commercial | OR - Health | Existing | Water Heating | Natural Gas | Commercial Laundry - Ozone Treatment | A | Incremental Winter Peak Savings (MW) | Achievable Economic TRC Potential | 0 | 0 | 0 | 0 | 0 | 0 | 0 | 0 | 0 | 0 | 0 | 0 | 0 | 0 | 0 | 0 | 0 | 0 | 0 | 0 | 0 | 0 | 0 | 0 | 0 | 0 | 0
F7_Commercial_OR - Health_Existing_Water Heating_Natural Gas_Commercial Laundry - Ozone Treatment_A_Achievable Economic TRC Potential | F7 | Commercial | OR - Health | Existing | Water Heating | Natural Gas | Commercial Laundry - Ozone Treatment | A | Cumulative Energy Savings (MWh or mTherms) | Achievable Economic TRC Potential | 0 | 0 | 0 | 0 | 0 | 0 | 0 | 0 | 0 | 0 | 0 | 0 | 0 | 0 | 0 | 0 | 0 | 0 | 0 | 0 | 0 | 0 | 0 | 0 | 0 | 0 | 0
F8_Commercial_OR - Health_Existing_Water Heating_Natural Gas_Commercial Laundry - Ozone Treatment_A_Achievable Economic TRC Potential | F8 | Commercial | OR - Health | Existing | Water Heating | Natural Gas | Commercial Laundry - Ozone Treatment | A | Cumulative Summer Peak Savings (MW) | Achievable Economic TRC Potential | 0 | 0 | 0 | 0 | 0 | 0 | 0 | 0 | 0 | 0 | 0 | 0 | 0 | 0 | 0 | 0 | 0 | 0 | 0 | 0 | 0 | 0 | 0 | 0 | 0 | 0 | 0
F9_Commercial_OR - Health_Existing_Water Heating_Natural Gas_Commercial Laundry - Ozone Treatment_A_Achievable Economic TRC Potential | F9 | Commercial | OR - Health | Existing | Water Heating | Natural Gas | Commercial Laundry - Ozone Treatment | A | Cumulative Winter Peak Savings (MW) | Achievable Economic TRC Potential | 0 | 0 | 0 | 0 | 0 | 0 | 0 | 0 | 0 | 0 | 0 | 0 | 0 | 0 | 0 | 0 | 0 | 0 | 0 | 0 | 0 | 0 | 0 | 0 | 0 | 0 | 0
F10_Commercial_OR - Health_Existing_Water Heating_Natural Gas_Commercial Laundry - Ozone Treatment_A_Achievable Economic TRC Potential | F10 | Commercial | OR - Health | Existing | Water Heating | Natural Gas | Commercial Laundry - Ozone Treatment | A | Purchases (Incremental) | Achievable Economic TRC Potential | 0 | 0 | 0 | 0 | 0 | 0 | 0 | 0 | 0 | 0 | 0 | 0 | 0 | 0 | 0 | 0 | 0 | 0 | 0 | 0 | 0 | 0 | 0 | 0 | 0 | 0 | 0
F11_Commercial_OR - Health_Existing_Water Heating_Natural Gas_Commercial Laundry - Ozone Treatment_A_Achievable Economic TRC Potential | F11 | Commercial | OR - Health | Existing | Water Heating | Natural Gas | Commercial Laundry - Ozone Treatment | A | Purchases (Cumulative) | Achievable Economic TRC Potential | 0 | 0 | 0 | 0 | 0 | 0 | 0 | 0 | 0 | 0 | 0 | 0 | 0 | 0 | 0 | 0 | 0 | 0 | 0 | 0 | 0 | 0 | 0 | 0 | 0 | 0 | 0
F1_Commercial_OR - Health_Existing_Water Heating_Natural Gas_Commercial Laundry - ENERGY STAR Washer_A_Achievable Economic TRC Potential | F1 | Commercial | OR - Health | Existing | Water Heating | Natural Gas | Commercial Laundry - ENERGY STAR Washer | A | Integrated Unit Energy Savings (kWh or therms) | Achievable Economic TRC Potential | 0 | 0 | 4.9732 | 4.8827 | 4.8002 | 4.7239 | 4.6533 | 4.5875 | 4.5285 | 4.4757 | 4.4277 | 4.3847 | 4.3488 | 4.3196 | 4.298 | 4.2748 | 4.2565 | 4.2421 | 4.2307 | 4.2216 | 4.2151 | 4.2105 | 4.2072 | 4.2049 | 4.2017 | 4.201 | 4.2003
F2_Commercial_OR - Health_Existing_Water Heating_Natural Gas_Commercial Laundry - ENERGY STAR Washer_A_Achievable Economic TRC Potential | F2 | Commercial | OR - Health | Existing | Water Heating | Natural Gas | Commercial Laundry - ENERGY STAR Washer | A | Integrated Unit Summer Peak Savings (kW) | Achievable Economic TRC Potential | 0 | 0 | 0 | 0 | 0 | 0 | 0 | 0 | 0 | 0 | 0 | 0 | 0 | 0 | 0 | 0 | 0 | 0 | 0 | 0 | 0 | 0 | 0 | 0 | 0 | 0 | 0
F3_Commercial_OR - Health_Existing_Water Heating_Natural Gas_Commercial Laundry - ENERGY STAR Washer_A_Achievable Economic TRC Potential | F3 | Commercial | OR - Health | Existing | Water Heating | Natural Gas | Commercial Laundry - ENERGY STAR Washer | A | Integrated Unit Winter Peak Savings (kW) | Achievable Economic TRC Potential | 0 | 0 | 0 | 0 | 0 | 0 | 0 | 0 | 0 | 0 | 0 | 0 | 0 | 0 | 0 | 0 | 0 | 0 | 0 | 0 | 0 | 0 | 0 | 0 | 0 | 0 | 0
F4_Commercial_OR - Health_Existing_Water Heating_Natural Gas_Commercial Laundry - ENERGY STAR Washer_A_Achievable Economic TRC Potential | F4 | Commercial | OR - Health | Existing | Water Heating | Natural Gas | Commercial Laundry - ENERGY STAR Washer | A | Incremental Energy Savings (MWh or mTherms) | Achievable Economic TRC Potential | 0 | 0 | 0.00045516 | 0.00054869 | 0.00066009 | 0.00075407 | 0.00084726 | 0.00097655 | 0.0010575 | 0.0006581 | 0.00049786 | 0.00024438 | 0 | 0 | 0 | 0 | 0 | 0 | 0 | 0 | 0 | 0 | 0 | 0 | 0 | 0 | 0
F5_Commercial_OR - Health_Existing_Water Heating_Natural Gas_Commercial Laundry - ENERGY STAR Washer_A_Achievable Economic TRC Potential | F5 | Commercial | OR - Health | Existing | Water Heating | Natural Gas | Commercial Laundry - ENERGY STAR Washer | A | Incremental Summer Peak Savings (MW) | Achievable Economic TRC Potential | 0 | 0 | 0 | 0 | 0 | 0 | 0 | 0 | 0 | 0 | 0 | 0 | 0 | 0 | 0 | 0 | 0 | 0 | 0 | 0 | 0 | 0 | 0 | 0 | 0 | 0 | 0
F6_Commercial_OR - Health_Existing_Water Heating_Natural Gas_Commercial Laundry - ENERGY STAR Washer_A_Achievable Economic TRC Potential | F6 | Commercial | OR - Health | Existing | Water Heating | Natural Gas | Commercial Laundry - ENERGY STAR Washer | A | Incremental Winter Peak Savings (MW) | Achievable Economic TRC Potential | 0 | 0 | 0 | 0 | 0 | 0 | 0 | 0 | 0 | 0 | 0 | 0 | 0 | 0 | 0 | 0 | 0 | 0 | 0 | 0 | 0 | 0 | 0 | 0 | 0 | 0 | 0
F7_Commercial_OR - Health_Existing_Water Heating_Natural Gas_Commercial Laundry - ENERGY STAR Washer_A_Achievable Economic TRC Potential | F7 | Commercial | OR - Health | Existing | Water Heating | Natural Gas | Commercial Laundry - ENERGY STAR Washer | A | Cumulative Energy Savings (MWh or mTherms) | Achievable Economic TRC Potential | 0 | 0 | 0.00045516 | 0.00099556 | 0.0016388 | 0.0023668 | 0.0031787 | 0.0041104 | 0.005115 | 0.0057134 | 0.0061501 | 0.0063347 | 0.0062829 | 0.0062406 | 0.0062094 | 0.0061759 | 0.0061496 | 0.0061286 | 0.0061122 | 0.006099 | 0.0060897 | 0.006083 | 0.0060783 | 0.0060749 | 0.0060704 | 0.0060692 | 0.0060683
F8_Commercial_OR - Health_Existing_Water Heating_Natural Gas_Commercial Laundry - ENERGY STAR Washer_A_Achievable Economic TRC Potential | F8 | Commercial | OR - Health | Existing | Water Heating | Natural Gas | Commercial Laundry - ENERGY STAR Washer | A | Cumulative Summer Peak Savings (MW) | Achievable Economic TRC Potential | 0 | 0 | 0 | 0 | 0 | 0 | 0 | 0 | 0 | 0 | 0 | 0 | 0 | 0 | 0 | 0 | 0 | 0 | 0 | 0 | 0 | 0 | 0 | 0 | 0 | 0 | 0
F9_Commercial_OR - Health_Existing_Water Heating_Natural Gas_Commercial Laundry - ENERGY STAR Washer_A_Achievable Economic TRC Potential | F9 | Commercial | OR - Health | Existing | Water Heating | Natural Gas | Commercial Laundry - ENERGY STAR Washer | A | Cumulative Winter Peak Savings (MW) | Achievable Economic TRC Potential | 0 | 0 | 0 | 0 | 0 | 0 | 0 | 0 | 0 | 0 | 0 | 0 | 0 | 0 | 0 | 0 | 0 | 0 | 0 | 0 | 0 | 0 | 0 | 0 | 0 | 0 | 0
F10_Commercial_OR - Health_Existing_Water Heating_Natural Gas_Commercial Laundry - ENERGY STAR Washer_A_Achievable Economic TRC Potential | F10 | Commercial | OR - Health | Existing | Water Heating | Natural Gas | Commercial Laundry - ENERGY STAR Washer | A | Purchases (Incremental) | Achievable Economic TRC Potential | 0 | 0 | 0.091521 | 0.11237 | 0.13751 | 0.15963 | 0.18208 | 0.21287 | 0.23352 | 0.14704 | 0.11244 | 0.055735 | 0 | 0 | 0 | 0 | 0 | 0 | 0 | 0 | 0 | 0 | 0 | 0 | 0 | 0 | 0
F11_Commercial_OR - Health_Existing_Water Heating_Natural Gas_Commercial Laundry - ENERGY STAR Washer_A_Achievable Economic TRC Potential | F11 | Commercial | OR - Health | Existing | Water Heating | Natural Gas | Commercial Laundry - ENERGY STAR Washer | A | Purchases (Cumulative) | Achievable Economic TRC Potential | 0 | 0 | 0.091521 | 0.2039 | 0.34141 | 0.50104 | 0.68312 | 0.89599 | 1.1295 | 1.2766 | 1.389 | 1.4447 | 1.4447 | 1.4447 | 1.4447 | 1.4447 | 1.4447 | 1.4447 | 1.4447 | 1.4447 | 1.4447 | 1.4447 | 1.4447 | 1.4447 | 1.4447 | 1.4447 | 1.4447
F1_Commercial_OR - Health_Existing_Water Heating_Natural Gas_Water Heater - Efficient Dishwasher_A_Achievable Economic TRC Potential | F1 | Commercial | OR - Health | Existing | Water Heating | Natural Gas | Water Heater - Efficient Dishwasher | A | Integrated Unit Energy Savings (kWh or therms) | Achievable Economic TRC Potential | 0 | 0 | 14.4001 | 14.1378 | 13.899 | 13.6778 | 13.4733 | 13.2828 | 13.1118 | 12.9589 | 12.8199 | 12.6953 | 12.5915 | 12.5068 | 12.4442 | 12.3771 | 12.3243 | 12.2824 | 12.2495 | 12.2231 | 12.2043 | 12.1909 | 12.1815 | 12.1747 | 12.1656 | 12.1633 | 12.1615
F2_Commercial_OR - Health_Existing_Water Heating_Natural Gas_Water Heater - Efficient Dishwasher_A_Achievable Economic TRC Potential | F2 | Commercial | OR - Health | Existing | Water Heating | Natural Gas | Water Heater - Efficient Dishwasher | A | Integrated Unit Summer Peak Savings (kW) | Achievable Economic TRC Potential | 0 | 0 | 0 | 0 | 0 | 0 | 0 | 0 | 0 | 0 | 0 | 0 | 0 | 0 | 0 | 0 | 0 | 0 | 0 | 0 | 0 | 0 | 0 | 0 | 0 | 0 | 0
F3_Commercial_OR - Health_Existing_Water Heating_Natural Gas_Water Heater - Efficient Dishwasher_A_Achievable Economic TRC Potential | F3 | Commercial | OR - Health | Existing | Water Heating | Natural Gas | Water Heater - Efficient Dishwasher | A | Integrated Unit Winter Peak Savings (kW) | Achievable Economic TRC Potential | 0 | 0 | 0 | 0 | 0 | 0 | 0 | 0 | 0 | 0 | 0 | 0 | 0 | 0 | 0 | 0 | 0 | 0 | 0 | 0 | 0 | 0 | 0 | 0 | 0 | 0 | 0
F4_Commercial_OR - Health_Existing_Water Heating_Natural Gas_Water Heater - Efficient Dishwasher_A_Achievable Economic TRC Potential | F4 | Commercial | OR - Health | Existing | Water Heating | Natural Gas | Water Heater - Efficient Dishwasher | A | Incremental Energy Savings (MWh or mTherms) | Achievable Economic TRC Potential | 0 | 0 | 0.042554 | 0.051298 | 0.061713 | 0.070499 | 0.079211 | 0.091298 | 0.098865 | 0.09982 | 0.09306 | 0.079215 | 0.060799 | 0.041444 | 0 | 0 | 0 | 0 | 0 | 0 | 0 | 0 | 0 | 0 | 0 | 0 | 0
F5_Commercial_OR - Health_Existing_Water Heating_Natural Gas_Water Heater - Efficient Dishwasher_A_Achievable Economic TRC Potential | F5 | Commercial | OR - Health | Existing | Water Heating | Natural Gas | Water Heater - Efficient Dishwasher | A | Incremental Summer Peak Savings (MW) | Achievable Economic TRC Potential | 0 | 0 | 0 | 0 | 0 | 0 | 0 | 0 | 0 | 0 | 0 | 0 | 0 | 0 | 0 | 0 | 0 | 0 | 0 | 0 | 0 | 0 | 0 | 0 | 0 | 0 | 0
F6_Commercial_OR - Health_Existing_Water Heating_Natural Gas_Water Heater - Efficient Dishwasher_A_Achievable Economic TRC Potential | F6 | Commercial | OR - Health | Existing | Water Heating | Natural Gas | Water Heater - Efficient Dishwasher | A | Incremental Winter Peak Savings (MW) | Achievable Economic TRC Potential | 0 | 0 | 0 | 0 | 0 | 0 | 0 | 0 | 0 | 0 | 0 | 0 | 0 | 0 | 0 | 0 | 0 | 0 | 0 | 0 | 0 | 0 | 0 | 0 | 0 | 0 | 0
F7_Commercial_OR - Health_Existing_Water Heating_Natural Gas_Water Heater - Efficient Dishwasher_A_Achievable Economic TRC Potential | F7 | Commercial | OR - Health | Existing | Water Heating | Natural Gas | Water Heater - Efficient Dishwasher | A | Cumulative Energy Savings (MWh or mTherms) | Achievable Economic TRC Potential | 0 | 0 | 0.042554 | 0.093077 | 0.15322 | 0.22128 | 0.29718 | 0.38428 | 0.47819 | 0.57244 | 0.65936 | 0.73216 | 0.78698 | 0.82313 | 0.81901 | 0.81459 | 0.81112 | 0.80836 | 0.80619 | 0.80445 | 0.80322 | 0.80234 | 0.80172 | 0.80127 | 0.80067 | 0.80052 | 0.8004
F8_Commercial_OR - Health_Existing_Water Heating_Natural Gas_Water Heater - Efficient Dishwasher_A_Achievable Economic TRC Potential | F8 | Commercial | OR - Health | Existing | Water Heating | Natural Gas | Water Heater - Efficient Dishwasher | A | Cumulative Summer Peak Savings (MW) | Achievable Economic TRC Potential | 0 | 0 | 0 | 0 | 0 | 0 | 0 | 0 | 0 | 0 | 0 | 0 | 0 | 0 | 0 | 0 | 0 | 0 | 0 | 0 | 0 | 0 | 0 | 0 | 0 | 0 | 0
F9_Commercial_OR - Health_Existing_Water Heating_Natural Gas_Water Heater - Efficient Dishwasher_A_Achievable Economic TRC Potential | F9 | Commercial | OR - Health | Existing | Water Heating | Natural Gas | Water Heater - Efficient Dishwasher | A | Cumulative Winter Peak Savings (MW) | Achievable Economic TRC Potential | 0 | 0 | 0 | 0 | 0 | 0 | 0 | 0 | 0 | 0 | 0 | 0 | 0 | 0 | 0 | 0 | 0 | 0 | 0 | 0 | 0 | 0 | 0 | 0 | 0 | 0 | 0
F10_Commercial_OR - Health_Existing_Water Heating_Natural Gas_Water Heater - Efficient Dishwasher_A_Achievable Economic TRC Potential | F10 | Commercial | OR - Health | Existing | Water Heating | Natural Gas | Water Heater - Efficient Dishwasher | A | Purchases (Incremental) | Achievable Economic TRC Potential | 0 | 0 | 2.9551 | 3.6284 | 4.4401 | 5.1543 | 5.8791 | 6.8734 | 7.5402 | 7.7028 | 7.259 | 6.2397 | 4.8286 | 3.3137 | 0 | 0 | 0 | 0 | 0 | 0 | 0 | 0 | 0 | 0 | 0 | 0 | 0
F11_Commercial_OR - Health_Existing_Water Heating_Natural Gas_Water Heater - Efficient Dishwasher_A_Achievable Economic TRC Potential | F11 | Commercial | OR - Health | Existing | Water Heating | Natural Gas | Water Heater - Efficient Dishwasher | A | Purchases (Cumulative) | Achievable Economic TRC Potential | 0 | 0 | 2.9551 | 6.5835 | 11.0236 | 16.1779 | 22.057 | 28.9303 | 36.4705 | 44.1734 | 51.4324 | 57.6721 | 62.5006 | 65.8144 | 65.8144 | 65.8144 | 65.8144 | 65.8144 | 65.8144 | 65.8144 | 65.8144 | 65.8144 | 65.8144 | 65.8144 | 65.8144 | 65.8144 | 65.8144
F1_Commercial_OR - Health_Existing_Water Heating_Natural Gas_Commercial Laundry - Alternative Dry-Cleaning Methods_A_Achievable Economic TRC Potential | F1 | Commercial | OR - Health | Existing | Water Heating | Natural Gas | Commercial Laundry - Alternative Dry-Cleaning Methods | A | Integrated Unit Energy Savings (kWh or therms) | Achievable Economic TRC Potential | 0 | 0 | 0 | 0 | 0 | 0 | 0 | 0 | 0 | 0 | 0 | 0 | 0 | 0 | 0 | 0 | 0 | 0 | 0 | 0 | 0 | 0 | 0 | 0 | 0 | 0 | 0
F2_Commercial_OR - Health_Existing_Water Heating_Natural Gas_Commercial Laundry - Alternative Dry-Cleaning Methods_A_Achievable Economic TRC Potential | F2 | Commercial | OR - Health | Existing | Water Heating | Natural Gas | Commercial Laundry - Alternative Dry-Cleaning Methods | A | Integrated Unit Summer Peak Savings (kW) | Achievable Economic TRC Potential | 0 | 0 | 0 | 0 | 0 | 0 | 0 | 0 | 0 | 0 | 0 | 0 | 0 | 0 | 0 | 0 | 0 | 0 | 0 | 0 | 0 | 0 | 0 | 0 | 0 | 0 | 0
F3_Commercial_OR - Health_Existing_Water Heating_Natural Gas_Commercial Laundry - Alternative Dry-Cleaning Methods_A_Achievable Economic TRC Potential | F3 | Commercial | OR - Health | Existing | Water Heating | Natural Gas | Commercial Laundry - Alternative Dry-Cleaning Methods | A | Integrated Unit Winter Peak Savings (kW) | Achievable Economic TRC Potential | 0 | 0 | 0 | 0 | 0 | 0 | 0 | 0 | 0 | 0 | 0 | 0 | 0 | 0 | 0 | 0 | 0 | 0 | 0 | 0 | 0 | 0 | 0 | 0 | 0 | 0 | 0
F4_Commercial_OR - Health_Existing_Water Heating_Natural Gas_Commercial Laundry - Alternative Dry-Cleaning Methods_A_Achievable Economic TRC Potential | F4 | Commercial | OR - Health | Existing | Water Heating | Natural Gas | Commercial Laundry - Alternative Dry-Cleaning Methods | A | Incremental Energy Savings (MWh or mTherms) | Achievable Economic TRC Potential | 0 | 0 | 0 | 0 | 0 | 0 | 0 | 0 | 0 | 0 | 0 | 0 | 0 | 0 | 0 | 0 | 0 | 0 | 0 | 0 | 0 | 0 | 0 | 0 | 0 | 0 | 0
F5_Commercial_OR - Health_Existing_Water Heating_Natural Gas_Commercial Laundry - Alternative Dry-Cleaning Methods_A_Achievable Economic TRC Potential | F5 | Commercial | OR - Health | Existing | Water Heating | Natural Gas | Commercial Laundry - Alternative Dry-Cleaning Methods | A | Incremental Summer Peak Savings (MW) | Achievable Economic TRC Potential | 0 | 0 | 0 | 0 | 0 | 0 | 0 | 0 | 0 | 0 | 0 | 0 | 0 | 0 | 0 | 0 | 0 | 0 | 0 | 0 | 0 | 0 | 0 | 0 | 0 | 0 | 0
F6_Commercial_OR - Health_Existing_Water Heating_Natural Gas_Commercial Laundry - Alternative Dry-Cleaning Methods_A_Achievable Economic TRC Potential | F6 | Commercial | OR - Health | Existing | Water Heating | Natural Gas | Commercial Laundry - Alternative Dry-Cleaning Methods | A | Incremental Winter Peak Savings (MW) | Achievable Economic TRC Potential | 0 | 0 | 0 | 0 | 0 | 0 | 0 | 0 | 0 | 0 | 0 | 0 | 0 | 0 | 0 | 0 | 0 | 0 | 0 | 0 | 0 | 0 | 0 | 0 | 0 | 0 | 0
F7_Commercial_OR - Health_Existing_Water Heating_Natural Gas_Commercial Laundry - Alternative Dry-Cleaning Methods_A_Achievable Economic TRC Potential | F7 | Commercial | OR - Health | Existing | Water Heating | Natural Gas | Commercial Laundry - Alternative Dry-Cleaning Methods | A | Cumulative Energy Savings (MWh or mTherms) | Achievable Economic TRC Potential | 0 | 0 | 0 | 0 | 0 | 0 | 0 | 0 | 0 | 0 | 0 | 0 | 0 | 0 | 0 | 0 | 0 | 0 | 0 | 0 | 0 | 0 | 0 | 0 | 0 | 0 | 0
F8_Commercial_OR - Health_Existing_Water Heating_Natural Gas_Commercial Laundry - Alternative Dry-Cleaning Methods_A_Achievable Economic TRC Potential | F8 | Commercial | OR - Health | Existing | Water Heating | Natural Gas | Commercial Laundry - Alternative Dry-Cleaning Methods | A | Cumulative Summer Peak Savings (MW) | Achievable Economic TRC Potential | 0 | 0 | 0 | 0 | 0 | 0 | 0 | 0 | 0 | 0 | 0 | 0 | 0 | 0 | 0 | 0 | 0 | 0 | 0 | 0 | 0 | 0 | 0 | 0 | 0 | 0 | 0
F9_Commercial_OR - Health_Existing_Water Heating_Natural Gas_Commercial Laundry - Alternative Dry-Cleaning Methods_A_Achievable Economic TRC Potential | F9 | Commercial | OR - Health | Existing | Water Heating | Natural Gas | Commercial Laundry - Alternative Dry-Cleaning Methods | A | Cumulative Winter Peak Savings (MW) | Achievable Economic TRC Potential | 0 | 0 | 0 | 0 | 0 | 0 | 0 | 0 | 0 | 0 | 0 | 0 | 0 | 0 | 0 | 0 | 0 | 0 | 0 | 0 | 0 | 0 | 0 | 0 | 0 | 0 | 0
F10_Commercial_OR - Health_Existing_Water Heating_Natural Gas_Commercial Laundry - Alternative Dry-Cleaning Methods_A_Achievable Economic TRC Potential | F10 | Commercial | OR - Health | Existing | Water Heating | Natural Gas | Commercial Laundry - Alternative Dry-Cleaning Methods | A | Purchases (Incremental) | Achievable Economic TRC Potential | 0 | 0 | 0 | 0 | 0 | 0 | 0 | 0 | 0 | 0 | 0 | 0 | 0 | 0 | 0 | 0 | 0 | 0 | 0 | 0 | 0 | 0 | 0 | 0 | 0 | 0 | 0
F11_Commercial_OR - Health_Existing_Water Heating_Natural Gas_Commercial Laundry - Alternative Dry-Cleaning Methods_A_Achievable Economic TRC Potential | F11 | Commercial | OR - Health | Existing | Water Heating | Natural Gas | Commercial Laundry - Alternative Dry-Cleaning Methods | A | Purchases (Cumulative) | Achievable Economic TRC Potential | 0 | 0 | 0 | 0 | 0 | 0 | 0 | 0 | 0 | 0 | 0 | 0 | 0 | 0 | 0 | 0 | 0 | 0 | 0 | 0 | 0 | 0 | 0 | 0 | 0 | 0 | 0
F1_Commercial_OR - Health_Existing_Space Heating_Natural Gas_Advanced Kitchen Ventilation Controls_A_Achievable Economic TRC Potential | F1 | Commercial | OR - Health | Existing | Space Heating | Natural Gas | Advanced Kitchen Ventilation Controls | A | Integrated Unit Energy Savings (kWh or therms) | Achievable Economic TRC Potential | 0 | 0 | 0.010726 | 0.010674 | 0.010616 | 0.010554 | 0.010484 | 0.010406 | 0.010317 | 0.010217 | 0.010106 | 0.0099839 | 0.0098541 | 0.0097205 | 0.0095889 | 0.0094649 | 0.0093537 | 0.0092628 | 0.0091936 | 0.0091381 | 0.0090991 | 0.0090651 | 0.0090524 | 0.0090407 | 0.00903 | 0.0090203 | 0.0090113
F2_Commercial_OR - Health_Existing_Space Heating_Natural Gas_Advanced Kitchen Ventilation Controls_A_Achievable Economic TRC Potential | F2 | Commercial | OR - Health | Existing | Space Heating | Natural Gas | Advanced Kitchen Ventilation Controls | A | Integrated Unit Summer Peak Savings (kW) | Achievable Economic TRC Potential | 0 | 0 | 0 | 0 | 0 | 0 | 0 | 0 | 0 | 0 | 0 | 0 | 0 | 0 | 0 | 0 | 0 | 0 | 0 | 0 | 0 | 0 | 0 | 0 | 0 | 0 | 0
F3_Commercial_OR - Health_Existing_Space Heating_Natural Gas_Advanced Kitchen Ventilation Controls_A_Achievable Economic TRC Potential | F3 | Commercial | OR - Health | Existing | Space Heating | Natural Gas | Advanced Kitchen Ventilation Controls | A | Integrated Unit Winter Peak Savings (kW) | Achievable Economic TRC Potential | 0 | 0 | 0 | 0 | 0 | 0 | 0 | 0 | 0 | 0 | 0 | 0 | 0 | 0 | 0 | 0 | 0 | 0 | 0 | 0 | 0 | 0 | 0 | 0 | 0 | 0 | 0
F4_Commercial_OR - Health_Existing_Space Heating_Natural Gas_Advanced Kitchen Ventilation Controls_A_Achievable Economic TRC Potential | F4 | Commercial | OR - Health | Existing | Space Heating | Natural Gas | Advanced Kitchen Ventilation Controls | A | Incremental Energy Savings (MWh or mTherms) | Achievable Economic TRC Potential | 0 | 0 | 0.053048 | 0.10836 | 0.10778 | 0.10714 | 0.10643 | 0.10564 | 0.10474 | 0.10373 | 0.1026 | 0.10136 | 0.10004 | 0.098684 | 0.097348 | 0.096089 | 0.09496 | 0.048224 | 1.6723e-17 | 1.8284e-16 | 0 | 0 | 0 | 0 | 0 | 0 | 0
F5_Commercial_OR - Health_Existing_Space Heating_Natural Gas_Advanced Kitchen Ventilation Controls_A_Achievable Economic TRC Potential | F5 | Commercial | OR - Health | Existing | Space Heating | Natural Gas | Advanced Kitchen Ventilation Controls | A | Incremental Summer Peak Savings (MW) | Achievable Economic TRC Potential | 0 | 0 | 0 | 0 | 0 | 0 | 0 | 0 | 0 | 0 | 0 | 0 | 0 | 0 | 0 | 0 | 0 | 0 | 0 | 0 | 0 | 0 | 0 | 0 | 0 | 0 | 0
F6_Commercial_OR - Health_Existing_Space Heating_Natural Gas_Advanced Kitchen Ventilation Controls_A_Achievable Economic TRC Potential | F6 | Commercial | OR - Health | Existing | Space Heating | Natural Gas | Advanced Kitchen Ventilation Controls | A | Incremental Winter Peak Savings (MW) | Achievable Economic TRC Potential | 0 | 0 | 0 | 0 | 0 | 0 | 0 | 0 | 0 | 0 | 0 | 0 | 0 | 0 | 0 | 0 | 0 | 0 | 0 | 0 | 0 | 0 | 0 | 0 | 0 | 0 | 0
F7_Commercial_OR - Health_Existing_Space Heating_Natural Gas_Advanced Kitchen Ventilation Controls_A_Achievable Economic TRC Potential | F7 | Commercial | OR - Health | Existing | Space Heating | Natural Gas | Advanced Kitchen Ventilation Controls | A | Cumulative Energy Savings (MWh or mTherms) | Achievable Economic TRC Potential | 0 | 0 | 0.053048 | 0.16115 | 0.26806 | 0.37362 | 0.47759 | 0.57966 | 0.67947 | 0.77663 | 0.87076 | 0.9616 | 1.0491 | 1.1336 | 1.2156 | 1.296 | 1.3757 | 1.4106 | 1.4 | 1.3916 | 1.3856 | 1.3805 | 1.3785 | 1.3767 | 1.3751 | 1.3736 | 1.3723
F8_Commercial_OR - Health_Existing_Space Heating_Natural Gas_Advanced Kitchen Ventilation Controls_A_Achievable Economic TRC Potential | F8 | Commercial | OR - Health | Existing | Space Heating | Natural Gas | Advanced Kitchen Ventilation Controls | A | Cumulative Summer Peak Savings (MW) | Achievable Economic TRC Potential | 0 | 0 | 0 | 0 | 0 | 0 | 0 | 0 | 0 | 0 | 0 | 0 | 0 | 0 | 0 | 0 | 0 | 0 | 0 | 0 | 0 | 0 | 0 | 0 | 0 | 0 | 0
F9_Commercial_OR - Health_Existing_Space Heating_Natural Gas_Advanced Kitchen Ventilation Controls_A_Achievable Economic TRC Potential | F9 | Commercial | OR - Health | Existing | Space Heating | Natural Gas | Advanced Kitchen Ventilation Controls | A | Cumulative Winter Peak Savings (MW) | Achievable Economic TRC Potential | 0 | 0 | 0 | 0 | 0 | 0 | 0 | 0 | 0 | 0 | 0 | 0 | 0 | 0 | 0 | 0 | 0 | 0 | 0 | 0 | 0 | 0 | 0 | 0 | 0 | 0 | 0
F10_Commercial_OR - Health_Existing_Space Heating_Natural Gas_Advanced Kitchen Ventilation Controls_A_Achievable Economic TRC Potential | F10 | Commercial | OR - Health | Existing | Space Heating | Natural Gas | Advanced Kitchen Ventilation Controls | A | Purchases (Incremental) | Achievable Economic TRC Potential | 0 | 0 | 4945.9157 | 10152.1427 | 10152.1427 | 10152.1427 | 10152.1427 | 10152.1427 | 10152.1427 | 10152.1427 | 10152.1427 | 10152.1427 | 10152.1427 | 10152.1427 | 10152.1427 | 10152.1427 | 10152.1427 | 5206.227 | 1.819e-12 | 2.0009e-11 | 0 | 0 | 0 | 0 | 0 | 0 | 0
F11_Commercial_OR - Health_Existing_Space Heating_Natural Gas_Advanced Kitchen Ventilation Controls_A_Achievable Economic TRC Potential | F11 | Commercial | OR - Health | Existing | Space Heating | Natural Gas | Advanced Kitchen Ventilation Controls | A | Purchases (Cumulative) | Achievable Economic TRC Potential | 0 | 0 | 4945.9157 | 15098.0583 | 25250.201 | 35402.3437 | 45554.4863 | 55706.629 | 65858.7717 | 76010.9143 | 86163.057 | 96315.1997 | 106467.3423 | 116619.485 | 126771.6277 | 136923.7703 | 147075.913 | 152282.14 | 152282.14 | 152282.14 | 152282.14 | 152282.14 | 152282.14 | 152282.14 | 152282.14 | 152282.14 | 152282.14
F1_Commercial_OR - Health_Existing_Space Heating_Natural Gas_Infiltration Control - Loading Dock Sealing_A_Achievable Economic TRC Potential | F1 | Commercial | OR - Health | Existing | Space Heating | Natural Gas | Infiltration Control - Loading Dock Sealing | A | Integrated Unit Energy Savings (kWh or therms) | Achievable Economic TRC Potential | 0 | 0 | 56.2782 | 55.7152 | 55.0902 | 54.4132 | 53.6682 | 52.8368 | 51.9113 | 50.8894 | 49.7761 | 48.5901 | 47.3872 | 46.1947 | 45.0431 | 43.9655 | 43.0018 | 42.2337 | 41.668 | 41.2129 | 40.8981 | 40.6158 | 40.5585 | 40.5062 | 40.4583 | 40.4144 | 40.3742
F2_Commercial_OR - Health_Existing_Space Heating_Natural Gas_Infiltration Control - Loading Dock Sealing_A_Achievable Economic TRC Potential | F2 | Commercial | OR - Health | Existing | Space Heating | Natural Gas | Infiltration Control - Loading Dock Sealing | A | Integrated Unit Summer Peak Savings (kW) | Achievable Economic TRC Potential | 0 | 0 | 0 | 0 | 0 | 0 | 0 | 0 | 0 | 0 | 0 | 0 | 0 | 0 | 0 | 0 | 0 | 0 | 0 | 0 | 0 | 0 | 0 | 0 | 0 | 0 | 0
F3_Commercial_OR - Health_Existing_Space Heating_Natural Gas_Infiltration Control - Loading Dock Sealing_A_Achievable Economic TRC Potential | F3 | Commercial | OR - Health | Existing | Space Heating | Natural Gas | Infiltration Control - Loading Dock Sealing | A | Integrated Unit Winter Peak Savings (kW) | Achievable Economic TRC Potential | 0 | 0 | 0 | 0 | 0 | 0 | 0 | 0 | 0 | 0 | 0 | 0 | 0 | 0 | 0 | 0 | 0 | 0 | 0 | 0 | 0 | 0 | 0 | 0 | 0 | 0 | 0
F4_Commercial_OR - Health_Existing_Space Heating_Natural Gas_Infiltration Control - Loading Dock Sealing_A_Achievable Economic TRC Potential | F4 | Commercial | OR - Health | Existing | Space Heating | Natural Gas | Infiltration Control - Loading Dock Sealing | A | Incremental Energy Savings (MWh or mTherms) | Achievable Economic TRC Potential | 0 | 0 | 0 | 0 | 0 | 0 | 0 | 0 | 0 | 0 | 0 | 0 | 0 | 0 | 0 | 0 | 0 | 0 | 0 | 0 | 0 | 0 | 0 | 0 | 0 | 0 | 0
F5_Commercial_OR - Health_Existing_Space Heating_Natural Gas_Infiltration Control - Loading Dock Sealing_A_Achievable Economic TRC Potential | F5 | Commercial | OR - Health | Existing | Space Heating | Natural Gas | Infiltration Control - Loading Dock Sealing | A | Incremental Summer Peak Savings (MW) | Achievable Economic TRC Potential | 0 | 0 | 0 | 0 | 0 | 0 | 0 | 0 | 0 | 0 | 0 | 0 | 0 | 0 | 0 | 0 | 0 | 0 | 0 | 0 | 0 | 0 | 0 | 0 | 0 | 0 | 0
F6_Commercial_OR - Health_Existing_Space Heating_Natural Gas_Infiltration Control - Loading Dock Sealing_A_Achievable Economic TRC Potential | F6 | Commercial | OR - Health | Existing | Space Heating | Natural Gas | Infiltration Control - Loading Dock Sealing | A | Incremental Winter Peak Savings (MW) | Achievable Economic TRC Potential | 0 | 0 | 0 | 0 | 0 | 0 | 0 | 0 | 0 | 0 | 0 | 0 | 0 | 0 | 0 | 0 | 0 | 0 | 0 | 0 | 0 | 0 | 0 | 0 | 0 | 0 | 0
F7_Commercial_OR - Health_Existing_Space Heating_Natural Gas_Infiltration Control - Loading Dock Sealing_A_Achievable Economic TRC Potential | F7 | Commercial | OR - Health | Existing | Space Heating | Natural Gas | Infiltration Control - Loading Dock Sealing | A | Cumulative Energy Savings (MWh or mTherms) | Achievable Economic TRC Potential | 0 | 0 | 0 | 0 | 0 | 0 | 0 | 0 | 0 | 0 | 0 | 0 | 0 | 0 | 0 | 0 | 0 | 0 | 0 | 0 | 0 | 0 | 0 | 0 | 0 | 0 | 0
F8_Commercial_OR - Health_Existing_Space Heating_Natural Gas_Infiltration Control - Loading Dock Sealing_A_Achievable Economic TRC Potential | F8 | Commercial | OR - Health | Existing | Space Heating | Natural Gas | Infiltration Control - Loading Dock Sealing | A | Cumulative Summer Peak Savings (MW) | Achievable Economic TRC Potential | 0 | 0 | 0 | 0 | 0 | 0 | 0 | 0 | 0 | 0 | 0 | 0 | 0 | 0 | 0 | 0 | 0 | 0 | 0 | 0 | 0 | 0 | 0 | 0 | 0 | 0 | 0
F9_Commercial_OR - Health_Existing_Space Heating_Natural Gas_Infiltration Control - Loading Dock Sealing_A_Achievable Economic TRC Potential | F9 | Commercial | OR - Health | Existing | Space Heating | Natural Gas | Infiltration Control - Loading Dock Sealing | A | Cumulative Winter Peak Savings (MW) | Achievable Economic TRC Potential | 0 | 0 | 0 | 0 | 0 | 0 | 0 | 0 | 0 | 0 | 0 | 0 | 0 | 0 | 0 | 0 | 0 | 0 | 0 | 0 | 0 | 0 | 0 | 0 | 0 | 0 | 0
F10_Commercial_OR - Health_Existing_Space Heating_Natural Gas_Infiltration Control - Loading Dock Sealing_A_Achievable Economic TRC Potential | F10 | Commercial | OR - Health | Existing | Space Heating | Natural Gas | Infiltration Control - Loading Dock Sealing | A | Purchases (Incremental) | Achievable Economic TRC Potential | 0 | 0 | 0 | 0 | 0 | 0 | 0 | 0 | 0 | 0 | 0 | 0 | 0 | 0 | 0 | 0 | 0 | 0 | 0 | 0 | 0 | 0 | 0 | 0 | 0 | 0 | 0
F11_Commercial_OR - Health_Existing_Space Heating_Natural Gas_Infiltration Control - Loading Dock Sealing_A_Achievable Economic TRC Potential | F11 | Commercial | OR - Health | Existing | Space Heating | Natural Gas | Infiltration Control - Loading Dock Sealing | A | Purchases (Cumulative) | Achievable Economic TRC Potential | 0 | 0 | 0 | 0 | 0 | 0 | 0 | 0 | 0 | 0 | 0 | 0 | 0 | 0 | 0 | 0 | 0 | 0 | 0 | 0 | 0 | 0 | 0 | 0 | 0 | 0 | 0
F1_Commercial_OR - Health_Existing_Space Heating_Natural Gas_Greenhouse Heat Curtain_A_Achievable Economic TRC Potential | F1 | Commercial | OR - Health | Existing | Space Heating | Natural Gas | Greenhouse Heat Curtain | A | Integrated Unit Energy Savings (kWh or therms) | Achievable Economic TRC Potential | 0 | 0 | 49.2689 | 49.0086 | 48.7077 | 48.372 | 47.9891 | 47.5467 | 47.0356 | 46.449 | 45.7846 | 45.0507 | 44.2665 | 43.4596 | 42.6661 | 41.923 | 41.2624 | 40.7304 | 40.3343 | 40.0243 | 39.8261 | 39.6531 | 39.5974 | 39.5464 | 39.4998 | 39.4571 | 39.418
F2_Commercial_OR - Health_Existing_Space Heating_Natural Gas_Greenhouse Heat Curtain_A_Achievable Economic TRC Potential | F2 | Commercial | OR - Health | Existing | Space Heating | Natural Gas | Greenhouse Heat Curtain | A | Integrated Unit Summer Peak Savings (kW) | Achievable Economic TRC Potential | 0 | 0 | 0 | 0 | 0 | 0 | 0 | 0 | 0 | 0 | 0 | 0 | 0 | 0 | 0 | 0 | 0 | 0 | 0 | 0 | 0 | 0 | 0 | 0 | 0 | 0 | 0
F3_Commercial_OR - Health_Existing_Space Heating_Natural Gas_Greenhouse Heat Curtain_A_Achievable Economic TRC Potential | F3 | Commercial | OR - Health | Existing | Space Heating | Natural Gas | Greenhouse Heat Curtain | A | Integrated Unit Winter Peak Savings (kW) | Achievable Economic TRC Potential | 0 | 0 | 0 | 0 | 0 | 0 | 0 | 0 | 0 | 0 | 0 | 0 | 0 | 0 | 0 | 0 | 0 | 0 | 0 | 0 | 0 | 0 | 0 | 0 | 0 | 0 | 0
F4_Commercial_OR - Health_Existing_Space Heating_Natural Gas_Greenhouse Heat Curtain_A_Achievable Economic TRC Potential | F4 | Commercial | OR - Health | Existing | Space Heating | Natural Gas | Greenhouse Heat Curtain | A | Incremental Energy Savings (MWh or mTherms) | Achievable Economic TRC Potential | 0 | 0 | 0 | 0 | 0 | 0 | 0 | 0 | 0 | 0 | 0 | 0 | 0 | 0 | 0 | 0 | 0 | 0 | 0 | 0 | 0 | 0 | 0 | 0 | 0 | 0 | 0
F5_Commercial_OR - Health_Existing_Space Heating_Natural Gas_Greenhouse Heat Curtain_A_Achievable Economic TRC Potential | F5 | Commercial | OR - Health | Existing | Space Heating | Natural Gas | Greenhouse Heat Curtain | A | Incremental Summer Peak Savings (MW) | Achievable Economic TRC Potential | 0 | 0 | 0 | 0 | 0 | 0 | 0 | 0 | 0 | 0 | 0 | 0 | 0 | 0 | 0 | 0 | 0 | 0 | 0 | 0 | 0 | 0 | 0 | 0 | 0 | 0 | 0
F6_Commercial_OR - Health_Existing_Space Heating_Natural Gas_Greenhouse Heat Curtain_A_Achievable Economic TRC Potential | F6 | Commercial | OR - Health | Existing | Space Heating | Natural Gas | Greenhouse Heat Curtain | A | Incremental Winter Peak Savings (MW) | Achievable Economic TRC Potential | 0 | 0 | 0 | 0 | 0 | 0 | 0 | 0 | 0 | 0 | 0 | 0 | 0 | 0 | 0 | 0 | 0 | 0 | 0 | 0 | 0 | 0 | 0 | 0 | 0 | 0 | 0
F7_Commercial_OR - Health_Existing_Space Heating_Natural Gas_Greenhouse Heat Curtain_A_Achievable Economic TRC Potential | F7 | Commercial | OR - Health | Existing | Space Heating | Natural Gas | Greenhouse Heat Curtain | A | Cumulative Energy Savings (MWh or mTherms) | Achievable Economic TRC Potential | 0 | 0 | 0 | 0 | 0 | 0 | 0 | 0 | 0 | 0 | 0 | 0 | 0 | 0 | 0 | 0 | 0 | 0 | 0 | 0 | 0 | 0 | 0 | 0 | 0 | 0 | 0
F8_Commercial_OR - Health_Existing_Space Heating_Natural Gas_Greenhouse Heat Curtain_A_Achievable Economic TRC Potential | F8 | Commercial | OR - Health | Existing | Space Heating | Natural Gas | Greenhouse Heat Curtain | A | Cumulative Summer Peak Savings (MW) | Achievable Economic TRC Potential | 0 | 0 | 0 | 0 | 0 | 0 | 0 | 0 | 0 | 0 | 0 | 0 | 0 | 0 | 0 | 0 | 0 | 0 | 0 | 0 | 0 | 0 | 0 | 0 | 0 | 0 | 0
F9_Commercial_OR - Health_Existing_Space Heating_Natural Gas_Greenhouse Heat Curtain_A_Achievable Economic TRC Potential | F9 | Commercial | OR - Health | Existing | Space Heating | Natural Gas | Greenhouse Heat Curtain | A | Cumulative Winter Peak Savings (MW) | Achievable Economic TRC Potential | 0 | 0 | 0 | 0 | 0 | 0 | 0 | 0 | 0 | 0 | 0 | 0 | 0 | 0 | 0 | 0 | 0 | 0 | 0 | 0 | 0 | 0 | 0 | 0 | 0 | 0 | 0
F10_Commercial_OR - Health_Existing_Space Heating_Natural Gas_Greenhouse Heat Curtain_A_Achievable Economic TRC Potential | F10 | Commercial | OR - Health | Existing | Space Heating | Natural Gas | Greenhouse Heat Curtain | A | Purchases (Incremental) | Achievable Economic TRC Potential | 0 | 0 | 0 | 0 | 0 | 0 | 0 | 0 | 0 | 0 | 0 | 0 | 0 | 0 | 0 | 0 | 0 | 0 | 0 | 0 | 0 | 0 | 0 | 0 | 0 | 0 | 0
F11_Commercial_OR - Health_Existing_Space Heating_Natural Gas_Greenhouse Heat Curtain_A_Achievable Economic TRC Potential | F11 | Commercial | OR - Health | Existing | Space Heating | Natural Gas | Greenhouse Heat Curtain | A | Purchases (Cumulative) | Achievable Economic TRC Potential | 0 | 0 | 0 | 0 | 0 | 0 | 0 | 0 | 0 | 0 | 0 | 0 | 0 | 0 | 0 | 0 | 0 | 0 | 0 | 0 | 0 | 0 | 0 | 0 | 0 | 0 | 0
F1_Commercial_OR - Health_Existing_Space Heating_Natural Gas_Ventilation - Parking Garages, Demand Controlled_A_Achievable Economic TRC Potential | F1 | Commercial | OR - Health | Existing | Space Heating | Natural Gas | Ventilation - Parking Garages, Demand Controlled | A | Integrated Unit Energy Savings (kWh or therms) | Achievable Economic TRC Potential | 0 | 0 | 0 | 0 | 0 | 0 | 0 | 0 | 0 | 0 | 0 | 0 | 0 | 0 | 0 | 0 | 0 | 0 | 0 | 0 | 0 | 0 | 0 | 0 | 0 | 0 | 0
F2_Commercial_OR - Health_Existing_Space Heating_Natural Gas_Ventilation - Parking Garages, Demand Controlled_A_Achievable Economic TRC Potential | F2 | Commercial | OR - Health | Existing | Space Heating | Natural Gas | Ventilation - Parking Garages, Demand Controlled | A | Integrated Unit Summer Peak Savings (kW) | Achievable Economic TRC Potential | 0 | 0 | 0 | 0 | 0 | 0 | 0 | 0 | 0 | 0 | 0 | 0 | 0 | 0 | 0 | 0 | 0 | 0 | 0 | 0 | 0 | 0 | 0 | 0 | 0 | 0 | 0
F3_Commercial_OR - Health_Existing_Space Heating_Natural Gas_Ventilation - Parking Garages, Demand Controlled_A_Achievable Economic TRC Potential | F3 | Commercial | OR - Health | Existing | Space Heating | Natural Gas | Ventilation - Parking Garages, Demand Controlled | A | Integrated Unit Winter Peak Savings (kW) | Achievable Economic TRC Potential | 0 | 0 | 0 | 0 | 0 | 0 | 0 | 0 | 0 | 0 | 0 | 0 | 0 | 0 | 0 | 0 | 0 | 0 | 0 | 0 | 0 | 0 | 0 | 0 | 0 | 0 | 0
F4_Commercial_OR - Health_Existing_Space Heating_Natural Gas_Ventilation - Parking Garages, Demand Controlled_A_Achievable Economic TRC Potential | F4 | Commercial | OR - Health | Existing | Space Heating | Natural Gas | Ventilation - Parking Garages, Demand Controlled | A | Incremental Energy Savings (MWh or mTherms) | Achievable Economic TRC Potential | 0 | 0 | 0 | 0 | 0 | 0 | 0 | 0 | 0 | 0 | 0 | 0 | 0 | 0 | 0 | 0 | 0 | 0 | 0 | 0 | 0 | 0 | 0 | 0 | 0 | 0 | 0
F5_Commercial_OR - Health_Existing_Space Heating_Natural Gas_Ventilation - Parking Garages, Demand Controlled_A_Achievable Economic TRC Potential | F5 | Commercial | OR - Health | Existing | Space Heating | Natural Gas | Ventilation - Parking Garages, Demand Controlled | A | Incremental Summer Peak Savings (MW) | Achievable Economic TRC Potential | 0 | 0 | 0 | 0 | 0 | 0 | 0 | 0 | 0 | 0 | 0 | 0 | 0 | 0 | 0 | 0 | 0 | 0 | 0 | 0 | 0 | 0 | 0 | 0 | 0 | 0 | 0
F6_Commercial_OR - Health_Existing_Space Heating_Natural Gas_Ventilation - Parking Garages, Demand Controlled_A_Achievable Economic TRC Potential | F6 | Commercial | OR - Health | Existing | Space Heating | Natural Gas | Ventilation - Parking Garages, Demand Controlled | A | Incremental Winter Peak Savings (MW) | Achievable Economic TRC Potential | 0 | 0 | 0 | 0 | 0 | 0 | 0 | 0 | 0 | 0 | 0 | 0 | 0 | 0 | 0 | 0 | 0 | 0 | 0 | 0 | 0 | 0 | 0 | 0 | 0 | 0 | 0
F7_Commercial_OR - Health_Existing_Space Heating_Natural Gas_Ventilation - Parking Garages, Demand Controlled_A_Achievable Economic TRC Potential | F7 | Commercial | OR - Health | Existing | Space Heating | Natural Gas | Ventilation - Parking Garages, Demand Controlled | A | Cumulative Energy Savings (MWh or mTherms) | Achievable Economic TRC Potential | 0 | 0 | 0 | 0 | 0 | 0 | 0 | 0 | 0 | 0 | 0 | 0 | 0 | 0 | 0 | 0 | 0 | 0 | 0 | 0 | 0 | 0 | 0 | 0 | 0 | 0 | 0
F8_Commercial_OR - Health_Existing_Space Heating_Natural Gas_Ventilation - Parking Garages, Demand Controlled_A_Achievable Economic TRC Potential | F8 | Commercial | OR - Health | Existing | Space Heating | Natural Gas | Ventilation - Parking Garages, Demand Controlled | A | Cumulative Summer Peak Savings (MW) | Achievable Economic TRC Potential | 0 | 0 | 0 | 0 | 0 | 0 | 0 | 0 | 0 | 0 | 0 | 0 | 0 | 0 | 0 | 0 | 0 | 0 | 0 | 0 | 0 | 0 | 0 | 0 | 0 | 0 | 0
F9_Commercial_OR - Health_Existing_Space Heating_Natural Gas_Ventilation - Parking Garages, Demand Controlled_A_Achievable Economic TRC Potential | F9 | Commercial | OR - Health | Existing | Space Heating | Natural Gas | Ventilation - Parking Garages, Demand Controlled | A | Cumulative Winter Peak Savings (MW) | Achievable Economic TRC Potential | 0 | 0 | 0 | 0 | 0 | 0 | 0 | 0 | 0 | 0 | 0 | 0 | 0 | 0 | 0 | 0 | 0 | 0 | 0 | 0 | 0 | 0 | 0 | 0 | 0 | 0 | 0
F10_Commercial_OR - Health_Existing_Space Heating_Natural Gas_Ventilation - Parking Garages, Demand Controlled_A_Achievable Economic TRC Potential | F10 | Commercial | OR - Health | Existing | Space Heating | Natural Gas | Ventilation - Parking Garages, Demand Controlled | A | Purchases (Incremental) | Achievable Economic TRC Potential | 0 | 0 | 0 | 0 | 0 | 0 | 0 | 0 | 0 | 0 | 0 | 0 | 0 | 0 | 0 | 0 | 0 | 0 | 0 | 0 | 0 | 0 | 0 | 0 | 0 | 0 | 0
F11_Commercial_OR - Health_Existing_Space Heating_Natural Gas_Ventilation - Parking Garages, Demand Controlled_A_Achievable Economic TRC Potential | F11 | Commercial | OR - Health | Existing | Space Heating | Natural Gas | Ventilation - Parking Garages, Demand Controlled | A | Purchases (Cumulative) | Achievable Economic TRC Potential | 0 | 0 | 0 | 0 | 0 | 0 | 0 | 0 | 0 | 0 | 0 | 0 | 0 | 0 | 0 | 0 | 0 | 0 | 0 | 0 | 0 | 0 | 0 | 0 | 0 | 0 | 0
F1_Commercial_OR - Health_Existing_Miscellaneous_Natural Gas_Pool Heater - Night Covers_A_Achievable Economic TRC Potential | F1 | Commercial | OR - Health | Existing | Miscellaneous | Natural Gas | Pool Heater - Night Covers | A | Integrated Unit Energy Savings (kWh or therms) | Achievable Economic TRC Potential | 0 | 0 | 0 | 0 | 0 | 0 | 0 | 0 | 0 | 0 | 0 | 0 | 0 | 0 | 0 | 0 | 0 | 0 | 0 | 0 | 0 | 0 | 0 | 0 | 0 | 0 | 0
F2_Commercial_OR - Health_Existing_Miscellaneous_Natural Gas_Pool Heater - Night Covers_A_Achievable Economic TRC Potential | F2 | Commercial | OR - Health | Existing | Miscellaneous | Natural Gas | Pool Heater - Night Covers | A | Integrated Unit Summer Peak Savings (kW) | Achievable Economic TRC Potential | 0 | 0 | 0 | 0 | 0 | 0 | 0 | 0 | 0 | 0 | 0 | 0 | 0 | 0 | 0 | 0 | 0 | 0 | 0 | 0 | 0 | 0 | 0 | 0 | 0 | 0 | 0
F3_Commercial_OR - Health_Existing_Miscellaneous_Natural Gas_Pool Heater - Night Covers_A_Achievable Economic TRC Potential | F3 | Commercial | OR - Health | Existing | Miscellaneous | Natural Gas | Pool Heater - Night Covers | A | Integrated Unit Winter Peak Savings (kW) | Achievable Economic TRC Potential | 0 | 0 | 0 | 0 | 0 | 0 | 0 | 0 | 0 | 0 | 0 | 0 | 0 | 0 | 0 | 0 | 0 | 0 | 0 | 0 | 0 | 0 | 0 | 0 | 0 | 0 | 0
F4_Commercial_OR - Health_Existing_Miscellaneous_Natural Gas_Pool Heater - Night Covers_A_Achievable Economic TRC Potential | F4 | Commercial | OR - Health | Existing | Miscellaneous | Natural Gas | Pool Heater - Night Covers | A | Incremental Energy Savings (MWh or mTherms) | Achievable Economic TRC Potential | 0 | 0 | 0 | 0 | 0 | 0 | 0 | 0 | 0 | 0 | 0 | 0 | 0 | 0 | 0 | 0 | 0 | 0 | 0 | 0 | 0 | 0 | 0 | 0 | 0 | 0 | 0
F5_Commercial_OR - Health_Existing_Miscellaneous_Natural Gas_Pool Heater - Night Covers_A_Achievable Economic TRC Potential | F5 | Commercial | OR - Health | Existing | Miscellaneous | Natural Gas | Pool Heater - Night Covers | A | Incremental Summer Peak Savings (MW) | Achievable Economic TRC Potential | 0 | 0 | 0 | 0 | 0 | 0 | 0 | 0 | 0 | 0 | 0 | 0 | 0 | 0 | 0 | 0 | 0 | 0 | 0 | 0 | 0 | 0 | 0 | 0 | 0 | 0 | 0
F6_Commercial_OR - Health_Existing_Miscellaneous_Natural Gas_Pool Heater - Night Covers_A_Achievable Economic TRC Potential | F6 | Commercial | OR - Health | Existing | Miscellaneous | Natural Gas | Pool Heater - Night Covers | A | Incremental Winter Peak Savings (MW) | Achievable Economic TRC Potential | 0 | 0 | 0 | 0 | 0 | 0 | 0 | 0 | 0 | 0 | 0 | 0 | 0 | 0 | 0 | 0 | 0 | 0 | 0 | 0 | 0 | 0 | 0 | 0 | 0 | 0 | 0
F7_Commercial_OR - Health_Existing_Miscellaneous_Natural Gas_Pool Heater - Night Covers_A_Achievable Economic TRC Potential | F7 | Commercial | OR - Health | Existing | Miscellaneous | Natural Gas | Pool Heater - Night Covers | A | Cumulative Energy Savings (MWh or mTherms) | Achievable Economic TRC Potential | 0 | 0 | 0 | 0 | 0 | 0 | 0 | 0 | 0 | 0 | 0 | 0 | 0 | 0 | 0 | 0 | 0 | 0 | 0 | 0 | 0 | 0 | 0 | 0 | 0 | 0 | 0
F8_Commercial_OR - Health_Existing_Miscellaneous_Natural Gas_Pool Heater - Night Covers_A_Achievable Economic TRC Potential | F8 | Commercial | OR - Health | Existing | Miscellaneous | Natural Gas | Pool Heater - Night Covers | A | Cumulative Summer Peak Savings (MW) | Achievable Economic TRC Potential | 0 | 0 | 0 | 0 | 0 | 0 | 0 | 0 | 0 | 0 | 0 | 0 | 0 | 0 | 0 | 0 | 0 | 0 | 0 | 0 | 0 | 0 | 0 | 0 | 0 | 0 | 0
F9_Commercial_OR - Health_Existing_Miscellaneous_Natural Gas_Pool Heater - Night Covers_A_Achievable Economic TRC Potential | F9 | Commercial | OR - Health | Existing | Miscellaneous | Natural Gas | Pool Heater - Night Covers | A | Cumulative Winter Peak Savings (MW) | Achievable Economic TRC Potential | 0 | 0 | 0 | 0 | 0 | 0 | 0 | 0 | 0 | 0 | 0 | 0 | 0 | 0 | 0 | 0 | 0 | 0 | 0 | 0 | 0 | 0 | 0 | 0 | 0 | 0 | 0
F10_Commercial_OR - Health_Existing_Miscellaneous_Natural Gas_Pool Heater - Night Covers_A_Achievable Economic TRC Potential | F10 | Commercial | OR - Health | Existing | Miscellaneous | Natural Gas | Pool Heater - Night Covers | A | Purchases (Incremental) | Achievable Economic TRC Potential | 0 | 0 | 0 | 0 | 0 | 0 | 0 | 0 | 0 | 0 | 0 | 0 | 0 | 0 | 0 | 0 | 0 | 0 | 0 | 0 | 0 | 0 | 0 | 0 | 0 | 0 | 0
F11_Commercial_OR - Health_Existing_Miscellaneous_Natural Gas_Pool Heater - Night Covers_A_Achievable Economic TRC Potential | F11 | Commercial | OR - Health | Existing | Miscellaneous | Natural Gas | Pool Heater - Night Covers | A | Purchases (Cumulative) | Achievable Economic TRC Potential | 0 | 0 | 0 | 0 | 0 | 0 | 0 | 0 | 0 | 0 | 0 | 0 | 0 | 0 | 0 | 0 | 0 | 0 | 0 | 0 | 0 | 0 | 0 | 0 | 0 | 0 | 0
F1_Commercial_OR - Health_Existing_Space Heating_Natural Gas_Advanced New Construction Designs_A_Achievable Economic TRC Potential | F1 | Commercial | OR - Health | Existing | Space Heating | Natural Gas | Advanced New Construction Designs | A | Integrated Unit Energy Savings (kWh or therms) | Achievable Economic TRC Potential | 0 | 0 | 0 | 0 | 0 | 0 | 0 | 0 | 0 | 0 | 0 | 0 | 0 | 0 | 0 | 0 | 0 | 0 | 0 | 0 | 0 | 0 | 0 | 0 | 0 | 0 | 0
F2_Commercial_OR - Health_Existing_Space Heating_Natural Gas_Advanced New Construction Designs_A_Achievable Economic TRC Potential | F2 | Commercial | OR - Health | Existing | Space Heating | Natural Gas | Advanced New Construction Designs | A | Integrated Unit Summer Peak Savings (kW) | Achievable Economic TRC Potential | 0 | 0 | 0 | 0 | 0 | 0 | 0 | 0 | 0 | 0 | 0 | 0 | 0 | 0 | 0 | 0 | 0 | 0 | 0 | 0 | 0 | 0 | 0 | 0 | 0 | 0 | 0
F3_Commercial_OR - Health_Existing_Space Heating_Natural Gas_Advanced New Construction Designs_A_Achievable Economic TRC Potential | F3 | Commercial | OR - Health | Existing | Space Heating | Natural Gas | Advanced New Construction Designs | A | Integrated Unit Winter Peak Savings (kW) | Achievable Economic TRC Potential | 0 | 0 | 0 | 0 | 0 | 0 | 0 | 0 | 0 | 0 | 0 | 0 | 0 | 0 | 0 | 0 | 0 | 0 | 0 | 0 | 0 | 0 | 0 | 0 | 0 | 0 | 0
F4_Commercial_OR - Health_Existing_Space Heating_Natural Gas_Advanced New Construction Designs_A_Achievable Economic TRC Potential | F4 | Commercial | OR - Health | Existing | Space Heating | Natural Gas | Advanced New Construction Designs | A | Incremental Energy Savings (MWh or mTherms) | Achievable Economic TRC Potential | 0 | 0 | 0 | 0 | 0 | 0 | 0 | 0 | 0 | 0 | 0 | 0 | 0 | 0 | 0 | 0 | 0 | 0 | 0 | 0 | 0 | 0 | 0 | 0 | 0 | 0 | 0
F5_Commercial_OR - Health_Existing_Space Heating_Natural Gas_Advanced New Construction Designs_A_Achievable Economic TRC Potential | F5 | Commercial | OR - Health | Existing | Space Heating | Natural Gas | Advanced New Construction Designs | A | Incremental Summer Peak Savings (MW) | Achievable Economic TRC Potential | 0 | 0 | 0 | 0 | 0 | 0 | 0 | 0 | 0 | 0 | 0 | 0 | 0 | 0 | 0 | 0 | 0 | 0 | 0 | 0 | 0 | 0 | 0 | 0 | 0 | 0 | 0
F6_Commercial_OR - Health_Existing_Space Heating_Natural Gas_Advanced New Construction Designs_A_Achievable Economic TRC Potential | F6 | Commercial | OR - Health | Existing | Space Heating | Natural Gas | Advanced New Construction Designs | A | Incremental Winter Peak Savings (MW) | Achievable Economic TRC Potential | 0 | 0 | 0 | 0 | 0 | 0 | 0 | 0 | 0 | 0 | 0 | 0 | 0 | 0 | 0 | 0 | 0 | 0 | 0 | 0 | 0 | 0 | 0 | 0 | 0 | 0 | 0
F7_Commercial_OR - Health_Existing_Space Heating_Natural Gas_Advanced New Construction Designs_A_Achievable Economic TRC Potential | F7 | Commercial | OR - Health | Existing | Space Heating | Natural Gas | Advanced New Construction Designs | A | Cumulative Energy Savings (MWh or mTherms) | Achievable Economic TRC Potential | 0 | 0 | 0 | 0 | 0 | 0 | 0 | 0 | 0 | 0 | 0 | 0 | 0 | 0 | 0 | 0 | 0 | 0 | 0 | 0 | 0 | 0 | 0 | 0 | 0 | 0 | 0
F8_Commercial_OR - Health_Existing_Space Heating_Natural Gas_Advanced New Construction Designs_A_Achievable Economic TRC Potential | F8 | Commercial | OR - Health | Existing | Space Heating | Natural Gas | Advanced New Construction Designs | A | Cumulative Summer Peak Savings (MW) | Achievable Economic TRC Potential | 0 | 0 | 0 | 0 | 0 | 0 | 0 | 0 | 0 | 0 | 0 | 0 | 0 | 0 | 0 | 0 | 0 | 0 | 0 | 0 | 0 | 0 | 0 | 0 | 0 | 0 | 0
F9_Commercial_OR - Health_Existing_Space Heating_Natural Gas_Advanced New Construction Designs_A_Achievable Economic TRC Potential | F9 | Commercial | OR - Health | Existing | Space Heating | Natural Gas | Advanced New Construction Designs | A | Cumulative Winter Peak Savings (MW) | Achievable Economic TRC Potential | 0 | 0 | 0 | 0 | 0 | 0 | 0 | 0 | 0 | 0 | 0 | 0 | 0 | 0 | 0 | 0 | 0 | 0 | 0 | 0 | 0 | 0 | 0 | 0 | 0 | 0 | 0
F10_Commercial_OR - Health_Existing_Space Heating_Natural Gas_Advanced New Construction Designs_A_Achievable Economic TRC Potential | F10 | Commercial | OR - Health | Existing | Space Heating | Natural Gas | Advanced New Construction Designs | A | Purchases (Incremental) | Achievable Economic TRC Potential | 0 | 0 | 0 | 0 | 0 | 0 | 0 | 0 | 0 | 0 | 0 | 0 | 0 | 0 | 0 | 0 | 0 | 0 | 0 | 0 | 0 | 0 | 0 | 0 | 0 | 0 | 0
F11_Commercial_OR - Health_Existing_Space Heating_Natural Gas_Advanced New Construction Designs_A_Achievable Economic TRC Potential | F11 | Commercial | OR - Health | Existing | Space Heating | Natural Gas | Advanced New Construction Designs | A | Purchases (Cumulative) | Achievable Economic TRC Potential | 0 | 0 | 0 | 0 | 0 | 0 | 0 | 0 | 0 | 0 | 0 | 0 | 0 | 0 | 0 | 0 | 0 | 0 | 0 | 0 | 0 | 0 | 0 | 0 | 0 | 0 | 0
F1_Commercial_OR - Health_Existing_Water Heating_Natural Gas_Advanced New Construction Designs_A_Achievable Economic TRC Potential | F1 | Commercial | OR - Health | Existing | Water Heating | Natural Gas | Advanced New Construction Designs | A | Integrated Unit Energy Savings (kWh or therms) | Achievable Economic TRC Potential | 0 | 0 | 0 | 0 | 0 | 0 | 0 | 0 | 0 | 0 | 0 | 0 | 0 | 0 | 0 | 0 | 0 | 0 | 0 | 0 | 0 | 0 | 0 | 0 | 0 | 0 | 0
F2_Commercial_OR - Health_Existing_Water Heating_Natural Gas_Advanced New Construction Designs_A_Achievable Economic TRC Potential | F2 | Commercial | OR - Health | Existing | Water Heating | Natural Gas | Advanced New Construction Designs | A | Integrated Unit Summer Peak Savings (kW) | Achievable Economic TRC Potential | 0 | 0 | 0 | 0 | 0 | 0 | 0 | 0 | 0 | 0 | 0 | 0 | 0 | 0 | 0 | 0 | 0 | 0 | 0 | 0 | 0 | 0 | 0 | 0 | 0 | 0 | 0
F3_Commercial_OR - Health_Existing_Water Heating_Natural Gas_Advanced New Construction Designs_A_Achievable Economic TRC Potential | F3 | Commercial | OR - Health | Existing | Water Heating | Natural Gas | Advanced New Construction Designs | A | Integrated Unit Winter Peak Savings (kW) | Achievable Economic TRC Potential | 0 | 0 | 0 | 0 | 0 | 0 | 0 | 0 | 0 | 0 | 0 | 0 | 0 | 0 | 0 | 0 | 0 | 0 | 0 | 0 | 0 | 0 | 0 | 0 | 0 | 0 | 0
F4_Commercial_OR - Health_Existing_Water Heating_Natural Gas_Advanced New Construction Designs_A_Achievable Economic TRC Potential | F4 | Commercial | OR - Health | Existing | Water Heating | Natural Gas | Advanced New Construction Designs | A | Incremental Energy Savings (MWh or mTherms) | Achievable Economic TRC Potential | 0 | 0 | 0 | 0 | 0 | 0 | 0 | 0 | 0 | 0 | 0 | 0 | 0 | 0 | 0 | 0 | 0 | 0 | 0 | 0 | 0 | 0 | 0 | 0 | 0 | 0 | 0
F5_Commercial_OR - Health_Existing_Water Heating_Natural Gas_Advanced New Construction Designs_A_Achievable Economic TRC Potential | F5 | Commercial | OR - Health | Existing | Water Heating | Natural Gas | Advanced New Construction Designs | A | Incremental Summer Peak Savings (MW) | Achievable Economic TRC Potential | 0 | 0 | 0 | 0 | 0 | 0 | 0 | 0 | 0 | 0 | 0 | 0 | 0 | 0 | 0 | 0 | 0 | 0 | 0 | 0 | 0 | 0 | 0 | 0 | 0 | 0 | 0
F6_Commercial_OR - Health_Existing_Water Heating_Natural Gas_Advanced New Construction Designs_A_Achievable Economic TRC Potential | F6 | Commercial | OR - Health | Existing | Water Heating | Natural Gas | Advanced New Construction Designs | A | Incremental Winter Peak Savings (MW) | Achievable Economic TRC Potential | 0 | 0 | 0 | 0 | 0 | 0 | 0 | 0 | 0 | 0 | 0 | 0 | 0 | 0 | 0 | 0 | 0 | 0 | 0 | 0 | 0 | 0 | 0 | 0 | 0 | 0 | 0
F7_Commercial_OR - Health_Existing_Water Heating_Natural Gas_Advanced New Construction Designs_A_Achievable Economic TRC Potential | F7 | Commercial | OR - Health | Existing | Water Heating | Natural Gas | Advanced New Construction Designs | A | Cumulative Energy Savings (MWh or mTherms) | Achievable Economic TRC Potential | 0 | 0 | 0 | 0 | 0 | 0 | 0 | 0 | 0 | 0 | 0 | 0 | 0 | 0 | 0 | 0 | 0 | 0 | 0 | 0 | 0 | 0 | 0 | 0 | 0 | 0 | 0
F8_Commercial_OR - Health_Existing_Water Heating_Natural Gas_Advanced New Construction Designs_A_Achievable Economic TRC Potential | F8 | Commercial | OR - Health | Existing | Water Heating | Natural Gas | Advanced New Construction Designs | A | Cumulative Summer Peak Savings (MW) | Achievable Economic TRC Potential | 0 | 0 | 0 | 0 | 0 | 0 | 0 | 0 | 0 | 0 | 0 | 0 | 0 | 0 | 0 | 0 | 0 | 0 | 0 | 0 | 0 | 0 | 0 | 0 | 0 | 0 | 0
F9_Commercial_OR - Health_Existing_Water Heating_Natural Gas_Advanced New Construction Designs_A_Achievable Economic TRC Potential | F9 | Commercial | OR - Health | Existing | Water Heating | Natural Gas | Advanced New Construction Designs | A | Cumulative Winter Peak Savings (MW) | Achievable Economic TRC Potential | 0 | 0 | 0 | 0 | 0 | 0 | 0 | 0 | 0 | 0 | 0 | 0 | 0 | 0 | 0 | 0 | 0 | 0 | 0 | 0 | 0 | 0 | 0 | 0 | 0 | 0 | 0
F10_Commercial_OR - Health_Existing_Water Heating_Natural Gas_Advanced New Construction Designs_A_Achievable Economic TRC Potential | F10 | Commercial | OR - Health | Existing | Water Heating | Natural Gas | Advanced New Construction Designs | A | Purchases (Incremental) | Achievable Economic TRC Potential | 0 | 0 | 0 | 0 | 0 | 0 | 0 | 0 | 0 | 0 | 0 | 0 | 0 | 0 | 0 | 0 | 0 | 0 | 0 | 0 | 0 | 0 | 0 | 0 | 0 | 0 | 0
F11_Commercial_OR - Health_Existing_Water Heating_Natural Gas_Advanced New Construction Designs_A_Achievable Economic TRC Potential | F11 | Commercial | OR - Health | Existing | Water Heating | Natural Gas | Advanced New Construction Designs | A | Purchases (Cumulative) | Achievable Economic TRC Potential | 0 | 0 | 0 | 0 | 0 | 0 | 0 | 0 | 0 | 0 | 0 | 0 | 0 | 0 | 0 | 0 | 0 | 0 | 0 | 0 | 0 | 0 | 0 | 0 | 0 | 0 | 0
F1_Commercial_OR - Health_Existing_Space Heating_Natural Gas_Strategic Energy Management_A_Achievable Economic TRC Potential | F1 | Commercial | OR - Health | Existing | Space Heating | Natural Gas | Strategic Energy Management | A | Integrated Unit Energy Savings (kWh or therms) | Achievable Economic TRC Potential | 0 | 0 | 0.0065295 | 0.0064621 | 0.0063869 | 0.006299 | 0.006202 | 0.0060934 | 0.0059728 | 0.0058411 | 0.0057054 | 0.0055637 | 0.0054211 | 0.0052804 | 0.0051452 | 0.0050192 | 0.004907 | 0.0048176 | 0.0047518 | 0.004699 | 0.0046627 | 0.0046302 | 0.0046237 | 0.0046177 | 0.0046122 | 0.0046072 | 0.0046026
F2_Commercial_OR - Health_Existing_Space Heating_Natural Gas_Strategic Energy Management_A_Achievable Economic TRC Potential | F2 | Commercial | OR - Health | Existing | Space Heating | Natural Gas | Strategic Energy Management | A | Integrated Unit Summer Peak Savings (kW) | Achievable Economic TRC Potential | 0 | 0 | 0 | 0 | 0 | 0 | 0 | 0 | 0 | 0 | 0 | 0 | 0 | 0 | 0 | 0 | 0 | 0 | 0 | 0 | 0 | 0 | 0 | 0 | 0 | 0 | 0
F3_Commercial_OR - Health_Existing_Space Heating_Natural Gas_Strategic Energy Management_A_Achievable Economic TRC Potential | F3 | Commercial | OR - Health | Existing | Space Heating | Natural Gas | Strategic Energy Management | A | Integrated Unit Winter Peak Savings (kW) | Achievable Economic TRC Potential | 0 | 0 | 0 | 0 | 0 | 0 | 0 | 0 | 0 | 0 | 0 | 0 | 0 | 0 | 0 | 0 | 0 | 0 | 0 | 0 | 0 | 0 | 0 | 0 | 0 | 0 | 0
F4_Commercial_OR - Health_Existing_Space Heating_Natural Gas_Strategic Energy Management_A_Achievable Economic TRC Potential | F4 | Commercial | OR - Health | Existing | Space Heating | Natural Gas | Strategic Energy Management | A | Incremental Energy Savings (MWh or mTherms) | Achievable Economic TRC Potential | 0 | 0 | 0.11949 | 0.24274 | 0.23991 | 0.12134 | 0 | 0 | 0 | 0 | 0 | 0 | 0 | 0 | 0 | 0 | 0 | 0 | 0 | 0 | 0 | 0 | 0 | 0 | 0 | 0 | 0
F5_Commercial_OR - Health_Existing_Space Heating_Natural Gas_Strategic Energy Management_A_Achievable Economic TRC Potential | F5 | Commercial | OR - Health | Existing | Space Heating | Natural Gas | Strategic Energy Management | A | Incremental Summer Peak Savings (MW) | Achievable Economic TRC Potential | 0 | 0 | 0 | 0 | 0 | 0 | 0 | 0 | 0 | 0 | 0 | 0 | 0 | 0 | 0 | 0 | 0 | 0 | 0 | 0 | 0 | 0 | 0 | 0 | 0 | 0 | 0
F6_Commercial_OR - Health_Existing_Space Heating_Natural Gas_Strategic Energy Management_A_Achievable Economic TRC Potential | F6 | Commercial | OR - Health | Existing | Space Heating | Natural Gas | Strategic Energy Management | A | Incremental Winter Peak Savings (MW) | Achievable Economic TRC Potential | 0 | 0 | 0 | 0 | 0 | 0 | 0 | 0 | 0 | 0 | 0 | 0 | 0 | 0 | 0 | 0 | 0 | 0 | 0 | 0 | 0 | 0 | 0 | 0 | 0 | 0 | 0
F7_Commercial_OR - Health_Existing_Space Heating_Natural Gas_Strategic Energy Management_A_Achievable Economic TRC Potential | F7 | Commercial | OR - Health | Existing | Space Heating | Natural Gas | Strategic Energy Management | A | Cumulative Energy Savings (MWh or mTherms) | Achievable Economic TRC Potential | 0 | 0 | 0.11949 | 0.36099 | 0.5967 | 0.70983 | 0.6989 | 0.68665 | 0.67307 | 0.65822 | 0.64293 | 0.62696 | 0.61089 | 0.59504 | 0.57981 | 0.56561 | 0.55297 | 0.54289 | 0.53548 | 0.52952 | 0.52544 | 0.52177 | 0.52103 | 0.52036 | 0.51975 | 0.51918 | 0.51866
F8_Commercial_OR - Health_Existing_Space Heating_Natural Gas_Strategic Energy Management_A_Achievable Economic TRC Potential | F8 | Commercial | OR - Health | Existing | Space Heating | Natural Gas | Strategic Energy Management | A | Cumulative Summer Peak Savings (MW) | Achievable Economic TRC Potential | 0 | 0 | 0 | 0 | 0 | 0 | 0 | 0 | 0 | 0 | 0 | 0 | 0 | 0 | 0 | 0 | 0 | 0 | 0 | 0 | 0 | 0 | 0 | 0 | 0 | 0 | 0
F9_Commercial_OR - Health_Existing_Space Heating_Natural Gas_Strategic Energy Management_A_Achievable Economic TRC Potential | F9 | Commercial | OR - Health | Existing | Space Heating | Natural Gas | Strategic Energy Management | A | Cumulative Winter Peak Savings (MW) | Achievable Economic TRC Potential | 0 | 0 | 0 | 0 | 0 | 0 | 0 | 0 | 0 | 0 | 0 | 0 | 0 | 0 | 0 | 0 | 0 | 0 | 0 | 0 | 0 | 0 | 0 | 0 | 0 | 0 | 0
F10_Commercial_OR - Health_Existing_Space Heating_Natural Gas_Strategic Energy Management_A_Achievable Economic TRC Potential | F10 | Commercial | OR - Health | Existing | Space Heating | Natural Gas | Strategic Energy Management | A | Purchases (Incremental) | Achievable Economic TRC Potential | 0 | 0 | 18299.8879 | 37562.9279 | 37562.9279 | 19263.0399 | 0 | 0 | 0 | 0 | 0 | 0 | 0 | 0 | 0 | 0 | 0 | 0 | 0 | 0 | 0 | 0 | 0 | 0 | 0 | 0 | 0
F11_Commercial_OR - Health_Existing_Space Heating_Natural Gas_Strategic Energy Management_A_Achievable Economic TRC Potential | F11 | Commercial | OR - Health | Existing | Space Heating | Natural Gas | Strategic Energy Management | A | Purchases (Cumulative) | Achievable Economic TRC Potential | 0 | 0 | 18299.8879 | 55862.8158 | 93425.7437 | 112688.7836 | 112688.7836 | 112688.7836 | 112688.7836 | 112688.7836 | 112688.7836 | 112688.7836 | 112688.7836 | 112688.7836 | 112688.7836 | 112688.7836 | 112688.7836 | 112688.7836 | 112688.7836 | 112688.7836 | 112688.7836 | 112688.7836 | 112688.7836 | 112688.7836 | 112688.7836 | 112688.7836 | 112688.7836
F1_Commercial_OR - Health_Existing_Water Heating_Natural Gas_Strategic Energy Management_A_Achievable Economic TRC Potential | F1 | Commercial | OR - Health | Existing | Water Heating | Natural Gas | Strategic Energy Management | A | Integrated Unit Energy Savings (kWh or therms) | Achievable Economic TRC Potential | 0 | 0 | 0.001513 | 0.0014848 | 0.0014591 | 0.0014351 | 0.0014128 | 0.0013919 | 0.0013729 | 0.0013558 | 0.0013403 | 0.0013265 | 0.001315 | 0.0013058 | 0.0012992 | 0.0012922 | 0.0012867 | 0.0012823 | 0.0012789 | 0.0012761 | 0.0012742 | 0.0012728 | 0.0012718 | 0.0012711 | 0.0012702 | 0.0012699 | 0.0012697
F2_Commercial_OR - Health_Existing_Water Heating_Natural Gas_Strategic Energy Management_A_Achievable Economic TRC Potential | F2 | Commercial | OR - Health | Existing | Water Heating | Natural Gas | Strategic Energy Management | A | Integrated Unit Summer Peak Savings (kW) | Achievable Economic TRC Potential | 0 | 0 | 0 | 0 | 0 | 0 | 0 | 0 | 0 | 0 | 0 | 0 | 0 | 0 | 0 | 0 | 0 | 0 | 0 | 0 | 0 | 0 | 0 | 0 | 0 | 0 | 0
F3_Commercial_OR - Health_Existing_Water Heating_Natural Gas_Strategic Energy Management_A_Achievable Economic TRC Potential | F3 | Commercial | OR - Health | Existing | Water Heating | Natural Gas | Strategic Energy Management | A | Integrated Unit Winter Peak Savings (kW) | Achievable Economic TRC Potential | 0 | 0 | 0 | 0 | 0 | 0 | 0 | 0 | 0 | 0 | 0 | 0 | 0 | 0 | 0 | 0 | 0 | 0 | 0 | 0 | 0 | 0 | 0 | 0 | 0 | 0 | 0
F4_Commercial_OR - Health_Existing_Water Heating_Natural Gas_Strategic Energy Management_A_Achievable Economic TRC Potential | F4 | Commercial | OR - Health | Existing | Water Heating | Natural Gas | Strategic Energy Management | A | Incremental Energy Savings (MWh or mTherms) | Achievable Economic TRC Potential | 0 | 0 | 0.025647 | 0.051666 | 0.05077 | 0.025608 | 1.0279e-17 | 0 | 9.9892e-18 | 0 | 0 | 0 | 0 | 0 | 0 | 0 | 0 | 0 | 0 | 0 | 0 | 0 | 0 | 0 | 0 | 0 | 0
F5_Commercial_OR - Health_Existing_Water Heating_Natural Gas_Strategic Energy Management_A_Achievable Economic TRC Potential | F5 | Commercial | OR - Health | Existing | Water Heating | Natural Gas | Strategic Energy Management | A | Incremental Summer Peak Savings (MW) | Achievable Economic TRC Potential | 0 | 0 | 0 | 0 | 0 | 0 | 0 | 0 | 0 | 0 | 0 | 0 | 0 | 0 | 0 | 0 | 0 | 0 | 0 | 0 | 0 | 0 | 0 | 0 | 0 | 0 | 0
F6_Commercial_OR - Health_Existing_Water Heating_Natural Gas_Strategic Energy Management_A_Achievable Economic TRC Potential | F6 | Commercial | OR - Health | Existing | Water Heating | Natural Gas | Strategic Energy Management | A | Incremental Winter Peak Savings (MW) | Achievable Economic TRC Potential | 0 | 0 | 0 | 0 | 0 | 0 | 0 | 0 | 0 | 0 | 0 | 0 | 0 | 0 | 0 | 0 | 0 | 0 | 0 | 0 | 0 | 0 | 0 | 0 | 0 | 0 | 0
F7_Commercial_OR - Health_Existing_Water Heating_Natural Gas_Strategic Energy Management_A_Achievable Economic TRC Potential | F7 | Commercial | OR - Health | Existing | Water Heating | Natural Gas | Strategic Energy Management | A | Cumulative Energy Savings (MWh or mTherms) | Achievable Economic TRC Potential | 0 | 0 | 0.025647 | 0.076837 | 0.12627 | 0.14981 | 0.14748 | 0.14529 | 0.14331 | 0.14153 | 0.13992 | 0.13847 | 0.13727 | 0.13631 | 0.13562 | 0.13489 | 0.13432 | 0.13386 | 0.1335 | 0.13321 | 0.13301 | 0.13286 | 0.13276 | 0.13269 | 0.13259 | 0.13256 | 0.13254
F8_Commercial_OR - Health_Existing_Water Heating_Natural Gas_Strategic Energy Management_A_Achievable Economic TRC Potential | F8 | Commercial | OR - Health | Existing | Water Heating | Natural Gas | Strategic Energy Management | A | Cumulative Summer Peak Savings (MW) | Achievable Economic TRC Potential | 0 | 0 | 0 | 0 | 0 | 0 | 0 | 0 | 0 | 0 | 0 | 0 | 0 | 0 | 0 | 0 | 0 | 0 | 0 | 0 | 0 | 0 | 0 | 0 | 0 | 0 | 0
F9_Commercial_OR - Health_Existing_Water Heating_Natural Gas_Strategic Energy Management_A_Achievable Economic TRC Potential | F9 | Commercial | OR - Health | Existing | Water Heating | Natural Gas | Strategic Energy Management | A | Cumulative Winter Peak Savings (MW) | Achievable Economic TRC Potential | 0 | 0 | 0 | 0 | 0 | 0 | 0 | 0 | 0 | 0 | 0 | 0 | 0 | 0 | 0 | 0 | 0 | 0 | 0 | 0 | 0 | 0 | 0 | 0 | 0 | 0 | 0
F10_Commercial_OR - Health_Existing_Water Heating_Natural Gas_Strategic Energy Management_A_Achievable Economic TRC Potential | F10 | Commercial | OR - Health | Existing | Water Heating | Natural Gas | Strategic Energy Management | A | Purchases (Incremental) | Achievable Economic TRC Potential | 0 | 0 | 16951.8003 | 34795.8006 | 34795.8006 | 17844.0003 | 7.276e-12 | 0 | 7.276e-12 | 0 | 0 | 0 | 0 | 0 | 0 | 0 | 0 | 0 | 0 | 0 | 0 | 0 | 0 | 0 | 0 | 0 | 0
F11_Commercial_OR - Health_Existing_Water Heating_Natural Gas_Strategic Energy Management_A_Achievable Economic TRC Potential | F11 | Commercial | OR - Health | Existing | Water Heating | Natural Gas | Strategic Energy Management | A | Purchases (Cumulative) | Achievable Economic TRC Potential | 0 | 0 | 16951.8003 | 51747.6009 | 86543.4016 | 104387.4019 | 104387.4019 | 104387.4019 | 104387.4019 | 104387.4019 | 104387.4019 | 104387.4019 | 104387.4019 | 104387.4019 | 104387.4019 | 104387.4019 | 104387.4019 | 104387.4019 | 104387.4019 | 104387.4019 | 104387.4019 | 104387.4019 | 104387.4019 | 104387.4019 | 104387.4019 | 104387.4019 | 104387.4019
F1_Commercial_OR - Health_Existing_Space Heating_Natural Gas_Retrocommissioning_A_Achievable Economic TRC Potential | F1 | Commercial | OR - Health | Existing | Space Heating | Natural Gas | Retrocommissioning | A | Integrated Unit Energy Savings (kWh or therms) | Achievable Economic TRC Potential | 0 | 0 | 0.0080145 | 0.0079256 | 0.0078273 | 0.0077164 | 0.0075976 | 0.0074645 | 0.0073168 | 0.0071554 | 0.0069892 | 0.0068156 | 0.0066409 | 0.0064686 | 0.006303 | 0.0061486 | 0.0060112 | 0.0059017 | 0.0058211 | 0.0057564 | 0.0057119 | 0.0056721 | 0.0056641 | 0.0056568 | 0.0056501 | 0.0056439 | 0.0056383
F2_Commercial_OR - Health_Existing_Space Heating_Natural Gas_Retrocommissioning_A_Achievable Economic TRC Potential | F2 | Commercial | OR - Health | Existing | Space Heating | Natural Gas | Retrocommissioning | A | Integrated Unit Summer Peak Savings (kW) | Achievable Economic TRC Potential | 0 | 0 | 0 | 0 | 0 | 0 | 0 | 0 | 0 | 0 | 0 | 0 | 0 | 0 | 0 | 0 | 0 | 0 | 0 | 0 | 0 | 0 | 0 | 0 | 0 | 0 | 0
F3_Commercial_OR - Health_Existing_Space Heating_Natural Gas_Retrocommissioning_A_Achievable Economic TRC Potential | F3 | Commercial | OR - Health | Existing | Space Heating | Natural Gas | Retrocommissioning | A | Integrated Unit Winter Peak Savings (kW) | Achievable Economic TRC Potential | 0 | 0 | 0 | 0 | 0 | 0 | 0 | 0 | 0 | 0 | 0 | 0 | 0 | 0 | 0 | 0 | 0 | 0 | 0 | 0 | 0 | 0 | 0 | 0 | 0 | 0 | 0
F4_Commercial_OR - Health_Existing_Space Heating_Natural Gas_Retrocommissioning_A_Achievable Economic TRC Potential | F4 | Commercial | OR - Health | Existing | Space Heating | Natural Gas | Retrocommissioning | A | Incremental Energy Savings (MWh or mTherms) | Achievable Economic TRC Potential | 0 | 0 | 0.23123 | 0.46936 | 0.46354 | 0.23435 | 0 | 0 | 0 | 0 | 0 | 0 | 0 | 0 | 0 | 0 | 0 | 0 | 0 | 0 | 0 | 0 | 0 | 0 | 0 | 0 | 0
F5_Commercial_OR - Health_Existing_Space Heating_Natural Gas_Retrocommissioning_A_Achievable Economic TRC Potential | F5 | Commercial | OR - Health | Existing | Space Heating | Natural Gas | Retrocommissioning | A | Incremental Summer Peak Savings (MW) | Achievable Economic TRC Potential | 0 | 0 | 0 | 0 | 0 | 0 | 0 | 0 | 0 | 0 | 0 | 0 | 0 | 0 | 0 | 0 | 0 | 0 | 0 | 0 | 0 | 0 | 0 | 0 | 0 | 0 | 0
F6_Commercial_OR - Health_Existing_Space Heating_Natural Gas_Retrocommissioning_A_Achievable Economic TRC Potential | F6 | Commercial | OR - Health | Existing | Space Heating | Natural Gas | Retrocommissioning | A | Incremental Winter Peak Savings (MW) | Achievable Economic TRC Potential | 0 | 0 | 0 | 0 | 0 | 0 | 0 | 0 | 0 | 0 | 0 | 0 | 0 | 0 | 0 | 0 | 0 | 0 | 0 | 0 | 0 | 0 | 0 | 0 | 0 | 0 | 0
F7_Commercial_OR - Health_Existing_Space Heating_Natural Gas_Retrocommissioning_A_Achievable Economic TRC Potential | F7 | Commercial | OR - Health | Existing | Space Heating | Natural Gas | Retrocommissioning | A | Cumulative Energy Savings (MWh or mTherms) | Achievable Economic TRC Potential | 0 | 0 | 0.23123 | 0.69802 | 1.1529 | 1.3709 | 1.3498 | 1.3262 | 1.2999 | 1.2712 | 1.2417 | 1.2109 | 1.1798 | 1.1492 | 1.1198 | 1.0924 | 1.068 | 1.0485 | 1.0342 | 1.0227 | 1.0148 | 1.0077 | 1.0063 | 1.005 | 1.0038 | 1.0027 | 1.0017
F8_Commercial_OR - Health_Existing_Space Heating_Natural Gas_Retrocommissioning_A_Achievable Economic TRC Potential | F8 | Commercial | OR - Health | Existing | Space Heating | Natural Gas | Retrocommissioning | A | Cumulative Summer Peak Savings (MW) | Achievable Economic TRC Potential | 0 | 0 | 0 | 0 | 0 | 0 | 0 | 0 | 0 | 0 | 0 | 0 | 0 | 0 | 0 | 0 | 0 | 0 | 0 | 0 | 0 | 0 | 0 | 0 | 0 | 0 | 0
F9_Commercial_OR - Health_Existing_Space Heating_Natural Gas_Retrocommissioning_A_Achievable Economic TRC Potential | F9 | Commercial | OR - Health | Existing | Space Heating | Natural Gas | Retrocommissioning | A | Cumulative Winter Peak Savings (MW) | Achievable Economic TRC Potential | 0 | 0 | 0 | 0 | 0 | 0 | 0 | 0 | 0 | 0 | 0 | 0 | 0 | 0 | 0 | 0 | 0 | 0 | 0 | 0 | 0 | 0 | 0 | 0 | 0 | 0 | 0
F10_Commercial_OR - Health_Existing_Space Heating_Natural Gas_Retrocommissioning_A_Achievable Economic TRC Potential | F10 | Commercial | OR - Health | Existing | Space Heating | Natural Gas | Retrocommissioning | A | Purchases (Incremental) | Achievable Economic TRC Potential | 0 | 0 | 28851.1747 | 59220.8322 | 59220.8322 | 30369.6575 | 0 | 0 | 0 | 0 | 0 | 0 | 0 | 0 | 0 | 0 | 0 | 0 | 0 | 0 | 0 | 0 | 0 | 0 | 0 | 0 | 0
F11_Commercial_OR - Health_Existing_Space Heating_Natural Gas_Retrocommissioning_A_Achievable Economic TRC Potential | F11 | Commercial | OR - Health | Existing | Space Heating | Natural Gas | Retrocommissioning | A | Purchases (Cumulative) | Achievable Economic TRC Potential | 0 | 0 | 28851.1747 | 88072.0069 | 147292.8391 | 177662.4967 | 177662.4967 | 177662.4967 | 177662.4967 | 177662.4967 | 177662.4967 | 177662.4967 | 177662.4967 | 177662.4967 | 177662.4967 | 177662.4967 | 177662.4967 | 177662.4967 | 177662.4967 | 177662.4967 | 177662.4967 | 177662.4967 | 177662.4967 | 177662.4967 | 177662.4967 | 177662.4967 | 177662.4967
F1_Commercial_OR - Health_Existing_Water Heating_Natural Gas_Retrocommissioning_A_Achievable Economic TRC Potential | F1 | Commercial | OR - Health | Existing | Water Heating | Natural Gas | Retrocommissioning | A | Integrated Unit Energy Savings (kWh or therms) | Achievable Economic TRC Potential | 0 | 0 | 0.0018574 | 0.0018223 | 0.00179 | 0.0017603 | 0.0017329 | 0.0017072 | 0.001684 | 0.0016631 | 0.0016441 | 0.0016271 | 0.001613 | 0.0016017 | 0.0015936 | 0.001585 | 0.0015783 | 0.0015729 | 0.0015687 | 0.0015653 | 0.0015629 | 0.0015612 | 0.00156 | 0.0015591 | 0.001558 | 0.0015577 | 0.0015574
F2_Commercial_OR - Health_Existing_Water Heating_Natural Gas_Retrocommissioning_A_Achievable Economic TRC Potential | F2 | Commercial | OR - Health | Existing | Water Heating | Natural Gas | Retrocommissioning | A | Integrated Unit Summer Peak Savings (kW) | Achievable Economic TRC Potential | 0 | 0 | 0 | 0 | 0 | 0 | 0 | 0 | 0 | 0 | 0 | 0 | 0 | 0 | 0 | 0 | 0 | 0 | 0 | 0 | 0 | 0 | 0 | 0 | 0 | 0 | 0
F3_Commercial_OR - Health_Existing_Water Heating_Natural Gas_Retrocommissioning_A_Achievable Economic TRC Potential | F3 | Commercial | OR - Health | Existing | Water Heating | Natural Gas | Retrocommissioning | A | Integrated Unit Winter Peak Savings (kW) | Achievable Economic TRC Potential | 0 | 0 | 0 | 0 | 0 | 0 | 0 | 0 | 0 | 0 | 0 | 0 | 0 | 0 | 0 | 0 | 0 | 0 | 0 | 0 | 0 | 0 | 0 | 0 | 0 | 0 | 0
F4_Commercial_OR - Health_Existing_Water Heating_Natural Gas_Retrocommissioning_A_Achievable Economic TRC Potential | F4 | Commercial | OR - Health | Existing | Water Heating | Natural Gas | Retrocommissioning | A | Incremental Energy Savings (MWh or mTherms) | Achievable Economic TRC Potential | 0 | 0 | 0.049642 | 0.099968 | 0.098199 | 0.049522 | 2.5217e-17 | 1.2422e-17 | 3.6758e-17 | 0 | 0 | 0 | 0 | 0 | 0 | 0 | 0 | 0 | 0 | 0 | 0 | 0 | 0 | 0 | 0 | 0 | 0
F5_Commercial_OR - Health_Existing_Water Heating_Natural Gas_Retrocommissioning_A_Achievable Economic TRC Potential | F5 | Commercial | OR - Health | Existing | Water Heating | Natural Gas | Retrocommissioning | A | Incremental Summer Peak Savings (MW) | Achievable Economic TRC Potential | 0 | 0 | 0 | 0 | 0 | 0 | 0 | 0 | 0 | 0 | 0 | 0 | 0 | 0 | 0 | 0 | 0 | 0 | 0 | 0 | 0 | 0 | 0 | 0 | 0 | 0 | 0
F6_Commercial_OR - Health_Existing_Water Heating_Natural Gas_Retrocommissioning_A_Achievable Economic TRC Potential | F6 | Commercial | OR - Health | Existing | Water Heating | Natural Gas | Retrocommissioning | A | Incremental Winter Peak Savings (MW) | Achievable Economic TRC Potential | 0 | 0 | 0 | 0 | 0 | 0 | 0 | 0 | 0 | 0 | 0 | 0 | 0 | 0 | 0 | 0 | 0 | 0 | 0 | 0 | 0 | 0 | 0 | 0 | 0 | 0 | 0
F7_Commercial_OR - Health_Existing_Water Heating_Natural Gas_Retrocommissioning_A_Achievable Economic TRC Potential | F7 | Commercial | OR - Health | Existing | Water Heating | Natural Gas | Retrocommissioning | A | Cumulative Energy Savings (MWh or mTherms) | Achievable Economic TRC Potential | 0 | 0 | 0.049642 | 0.14867 | 0.24424 | 0.2897 | 0.28519 | 0.28097 | 0.27714 | 0.2737 | 0.27057 | 0.26778 | 0.26546 | 0.26359 | 0.26227 | 0.26086 | 0.25975 | 0.25886 | 0.25817 | 0.25761 | 0.25722 | 0.25694 | 0.25674 | 0.25659 | 0.2564 | 0.25635 | 0.25631
F8_Commercial_OR - Health_Existing_Water Heating_Natural Gas_Retrocommissioning_A_Achievable Economic TRC Potential | F8 | Commercial | OR - Health | Existing | Water Heating | Natural Gas | Retrocommissioning | A | Cumulative Summer Peak Savings (MW) | Achievable Economic TRC Potential | 0 | 0 | 0 | 0 | 0 | 0 | 0 | 0 | 0 | 0 | 0 | 0 | 0 | 0 | 0 | 0 | 0 | 0 | 0 | 0 | 0 | 0 | 0 | 0 | 0 | 0 | 0
F9_Commercial_OR - Health_Existing_Water Heating_Natural Gas_Retrocommissioning_A_Achievable Economic TRC Potential | F9 | Commercial | OR - Health | Existing | Water Heating | Natural Gas | Retrocommissioning | A | Cumulative Winter Peak Savings (MW) | Achievable Economic TRC Potential | 0 | 0 | 0 | 0 | 0 | 0 | 0 | 0 | 0 | 0 | 0 | 0 | 0 | 0 | 0 | 0 | 0 | 0 | 0 | 0 | 0 | 0 | 0 | 0 | 0 | 0 | 0
F10_Commercial_OR - Health_Existing_Water Heating_Natural Gas_Retrocommissioning_A_Achievable Economic TRC Potential | F10 | Commercial | OR - Health | Existing | Water Heating | Natural Gas | Retrocommissioning | A | Purchases (Incremental) | Achievable Economic TRC Potential | 0 | 0 | 26725.8113 | 54858.2442 | 54858.2442 | 28132.4329 | 1.4552e-11 | 7.276e-12 | 2.1828e-11 | 0 | 0 | 0 | 0 | 0 | 0 | 0 | 0 | 0 | 0 | 0 | 0 | 0 | 0 | 0 | 0 | 0 | 0
F11_Commercial_OR - Health_Existing_Water Heating_Natural Gas_Retrocommissioning_A_Achievable Economic TRC Potential | F11 | Commercial | OR - Health | Existing | Water Heating | Natural Gas | Retrocommissioning | A | Purchases (Cumulative) | Achievable Economic TRC Potential | 0 | 0 | 26725.8113 | 81584.0555 | 136442.2998 | 164574.7327 | 164574.7327 | 164574.7327 | 164574.7327 | 164574.7327 | 164574.7327 | 164574.7327 | 164574.7327 | 164574.7327 | 164574.7327 | 164574.7327 | 164574.7327 | 164574.7327 | 164574.7327 | 164574.7327 | 164574.7327 | 164574.7327 | 164574.7327 | 164574.7327 | 164574.7327 | 164574.7327 | 164574.7327
F1_Commercial_OR - Health_New_Space Heating_Natural Gas_Insulation - Ceiling_A_Achievable Economic TRC Potential | F1 | Commercial | OR - Health | New | Space Heating | Natural Gas | Insulation - Ceiling | A | Integrated Unit Energy Savings (kWh or therms) | Achievable Economic TRC Potential | 0 | 0 | 0 | 0 | 0 | 0 | 0 | 0 | 0 | 0 | 0 | 0 | 0 | 0 | 0 | 0 | 0 | 0 | 0 | 0 | 0 | 0 | 0 | 0 | 0 | 0 | 0
F2_Commercial_OR - Health_New_Space Heating_Natural Gas_Insulation - Ceiling_A_Achievable Economic TRC Potential | F2 | Commercial | OR - Health | New | Space Heating | Natural Gas | Insulation - Ceiling | A | Integrated Unit Summer Peak Savings (kW) | Achievable Economic TRC Potential | 0 | 0 | 0 | 0 | 0 | 0 | 0 | 0 | 0 | 0 | 0 | 0 | 0 | 0 | 0 | 0 | 0 | 0 | 0 | 0 | 0 | 0 | 0 | 0 | 0 | 0 | 0
F3_Commercial_OR - Health_New_Space Heating_Natural Gas_Insulation - Ceiling_A_Achievable Economic TRC Potential | F3 | Commercial | OR - Health | New | Space Heating | Natural Gas | Insulation - Ceiling | A | Integrated Unit Winter Peak Savings (kW) | Achievable Economic TRC Potential | 0 | 0 | 0 | 0 | 0 | 0 | 0 | 0 | 0 | 0 | 0 | 0 | 0 | 0 | 0 | 0 | 0 | 0 | 0 | 0 | 0 | 0 | 0 | 0 | 0 | 0 | 0
F4_Commercial_OR - Health_New_Space Heating_Natural Gas_Insulation - Ceiling_A_Achievable Economic TRC Potential | F4 | Commercial | OR - Health | New | Space Heating | Natural Gas | Insulation - Ceiling | A | Incremental Energy Savings (MWh or mTherms) | Achievable Economic TRC Potential | 0 | 0 | 0 | 0 | 0 | 0 | 0 | 0 | 0 | 0 | 0 | 0 | 0 | 0 | 0 | 0 | 0 | 0 | 0 | 0 | 0 | 0 | 0 | 0 | 0 | 0 | 0
F5_Commercial_OR - Health_New_Space Heating_Natural Gas_Insulation - Ceiling_A_Achievable Economic TRC Potential | F5 | Commercial | OR - Health | New | Space Heating | Natural Gas | Insulation - Ceiling | A | Incremental Summer Peak Savings (MW) | Achievable Economic TRC Potential | 0 | 0 | 0 | 0 | 0 | 0 | 0 | 0 | 0 | 0 | 0 | 0 | 0 | 0 | 0 | 0 | 0 | 0 | 0 | 0 | 0 | 0 | 0 | 0 | 0 | 0 | 0
F6_Commercial_OR - Health_New_Space Heating_Natural Gas_Insulation - Ceiling_A_Achievable Economic TRC Potential | F6 | Commercial | OR - Health | New | Space Heating | Natural Gas | Insulation - Ceiling | A | Incremental Winter Peak Savings (MW) | Achievable Economic TRC Potential | 0 | 0 | 0 | 0 | 0 | 0 | 0 | 0 | 0 | 0 | 0 | 0 | 0 | 0 | 0 | 0 | 0 | 0 | 0 | 0 | 0 | 0 | 0 | 0 | 0 | 0 | 0
F7_Commercial_OR - Health_New_Space Heating_Natural Gas_Insulation - Ceiling_A_Achievable Economic TRC Potential | F7 | Commercial | OR - Health | New | Space Heating | Natural Gas | Insulation - Ceiling | A | Cumulative Energy Savings (MWh or mTherms) | Achievable Economic TRC Potential | 0 | 0 | 0 | 0 | 0 | 0 | 0 | 0 | 0 | 0 | 0 | 0 | 0 | 0 | 0 | 0 | 0 | 0 | 0 | 0 | 0 | 0 | 0 | 0 | 0 | 0 | 0
F8_Commercial_OR - Health_New_Space Heating_Natural Gas_Insulation - Ceiling_A_Achievable Economic TRC Potential | F8 | Commercial | OR - Health | New | Space Heating | Natural Gas | Insulation - Ceiling | A | Cumulative Summer Peak Savings (MW) | Achievable Economic TRC Potential | 0 | 0 | 0 | 0 | 0 | 0 | 0 | 0 | 0 | 0 | 0 | 0 | 0 | 0 | 0 | 0 | 0 | 0 | 0 | 0 | 0 | 0 | 0 | 0 | 0 | 0 | 0
F9_Commercial_OR - Health_New_Space Heating_Natural Gas_Insulation - Ceiling_A_Achievable Economic TRC Potential | F9 | Commercial | OR - Health | New | Space Heating | Natural Gas | Insulation - Ceiling | A | Cumulative Winter Peak Savings (MW) | Achievable Economic TRC Potential | 0 | 0 | 0 | 0 | 0 | 0 | 0 | 0 | 0 | 0 | 0 | 0 | 0 | 0 | 0 | 0 | 0 | 0 | 0 | 0 | 0 | 0 | 0 | 0 | 0 | 0 | 0
F10_Commercial_OR - Health_New_Space Heating_Natural Gas_Insulation - Ceiling_A_Achievable Economic TRC Potential | F10 | Commercial | OR - Health | New | Space Heating | Natural Gas | Insulation - Ceiling | A | Purchases (Incremental) | Achievable Economic TRC Potential | 0 | 0 | 0 | 0 | 0 | 0 | 0 | 0 | 0 | 0 | 0 | 0 | 0 | 0 | 0 | 0 | 0 | 0 | 0 | 0 | 0 | 0 | 0 | 0 | 0 | 0 | 0
F11_Commercial_OR - Health_New_Space Heating_Natural Gas_Insulation - Ceiling_A_Achievable Economic TRC Potential | F11 | Commercial | OR - Health | New | Space Heating | Natural Gas | Insulation - Ceiling | A | Purchases (Cumulative) | Achievable Economic TRC Potential | 0 | 0 | 0 | 0 | 0 | 0 | 0 | 0 | 0 | 0 | 0 | 0 | 0 | 0 | 0 | 0 | 0 | 0 | 0 | 0 | 0 | 0 | 0 | 0 | 0 | 0 | 0
F1_Commercial_OR - Health_New_Space Heating_Natural Gas_Insulation - Ducting_A_Achievable Economic TRC Potential | F1 | Commercial | OR - Health | New | Space Heating | Natural Gas | Insulation - Ducting | A | Integrated Unit Energy Savings (kWh or therms) | Achievable Economic TRC Potential | 0 | 0 | 0 | 0 | 0 | 0 | 0 | 0 | 0 | 0 | 0 | 0 | 0 | 0 | 0 | 0 | 0 | 0 | 0 | 0 | 0 | 0 | 0 | 0 | 0 | 0 | 0
F2_Commercial_OR - Health_New_Space Heating_Natural Gas_Insulation - Ducting_A_Achievable Economic TRC Potential | F2 | Commercial | OR - Health | New | Space Heating | Natural Gas | Insulation - Ducting | A | Integrated Unit Summer Peak Savings (kW) | Achievable Economic TRC Potential | 0 | 0 | 0 | 0 | 0 | 0 | 0 | 0 | 0 | 0 | 0 | 0 | 0 | 0 | 0 | 0 | 0 | 0 | 0 | 0 | 0 | 0 | 0 | 0 | 0 | 0 | 0
F3_Commercial_OR - Health_New_Space Heating_Natural Gas_Insulation - Ducting_A_Achievable Economic TRC Potential | F3 | Commercial | OR - Health | New | Space Heating | Natural Gas | Insulation - Ducting | A | Integrated Unit Winter Peak Savings (kW) | Achievable Economic TRC Potential | 0 | 0 | 0 | 0 | 0 | 0 | 0 | 0 | 0 | 0 | 0 | 0 | 0 | 0 | 0 | 0 | 0 | 0 | 0 | 0 | 0 | 0 | 0 | 0 | 0 | 0 | 0
F4_Commercial_OR - Health_New_Space Heating_Natural Gas_Insulation - Ducting_A_Achievable Economic TRC Potential | F4 | Commercial | OR - Health | New | Space Heating | Natural Gas | Insulation - Ducting | A | Incremental Energy Savings (MWh or mTherms) | Achievable Economic TRC Potential | 0 | 0 | 0 | 0 | 0 | 0 | 0 | 0 | 0 | 0 | 0 | 0 | 0 | 0 | 0 | 0 | 0 | 0 | 0 | 0 | 0 | 0 | 0 | 0 | 0 | 0 | 0
F5_Commercial_OR - Health_New_Space Heating_Natural Gas_Insulation - Ducting_A_Achievable Economic TRC Potential | F5 | Commercial | OR - Health | New | Space Heating | Natural Gas | Insulation - Ducting | A | Incremental Summer Peak Savings (MW) | Achievable Economic TRC Potential | 0 | 0 | 0 | 0 | 0 | 0 | 0 | 0 | 0 | 0 | 0 | 0 | 0 | 0 | 0 | 0 | 0 | 0 | 0 | 0 | 0 | 0 | 0 | 0 | 0 | 0 | 0
F6_Commercial_OR - Health_New_Space Heating_Natural Gas_Insulation - Ducting_A_Achievable Economic TRC Potential | F6 | Commercial | OR - Health | New | Space Heating | Natural Gas | Insulation - Ducting | A | Incremental Winter Peak Savings (MW) | Achievable Economic TRC Potential | 0 | 0 | 0 | 0 | 0 | 0 | 0 | 0 | 0 | 0 | 0 | 0 | 0 | 0 | 0 | 0 | 0 | 0 | 0 | 0 | 0 | 0 | 0 | 0 | 0 | 0 | 0
F7_Commercial_OR - Health_New_Space Heating_Natural Gas_Insulation - Ducting_A_Achievable Economic TRC Potential | F7 | Commercial | OR - Health | New | Space Heating | Natural Gas | Insulation - Ducting | A | Cumulative Energy Savings (MWh or mTherms) | Achievable Economic TRC Potential | 0 | 0 | 0 | 0 | 0 | 0 | 0 | 0 | 0 | 0 | 0 | 0 | 0 | 0 | 0 | 0 | 0 | 0 | 0 | 0 | 0 | 0 | 0 | 0 | 0 | 0 | 0
F8_Commercial_OR - Health_New_Space Heating_Natural Gas_Insulation - Ducting_A_Achievable Economic TRC Potential | F8 | Commercial | OR - Health | New | Space Heating | Natural Gas | Insulation - Ducting | A | Cumulative Summer Peak Savings (MW) | Achievable Economic TRC Potential | 0 | 0 | 0 | 0 | 0 | 0 | 0 | 0 | 0 | 0 | 0 | 0 | 0 | 0 | 0 | 0 | 0 | 0 | 0 | 0 | 0 | 0 | 0 | 0 | 0 | 0 | 0
F9_Commercial_OR - Health_New_Space Heating_Natural Gas_Insulation - Ducting_A_Achievable Economic TRC Potential | F9 | Commercial | OR - Health | New | Space Heating | Natural Gas | Insulation - Ducting | A | Cumulative Winter Peak Savings (MW) | Achievable Economic TRC Potential | 0 | 0 | 0 | 0 | 0 | 0 | 0 | 0 | 0 | 0 | 0 | 0 | 0 | 0 | 0 | 0 | 0 | 0 | 0 | 0 | 0 | 0 | 0 | 0 | 0 | 0 | 0
F10_Commercial_OR - Health_New_Space Heating_Natural Gas_Insulation - Ducting_A_Achievable Economic TRC Potential | F10 | Commercial | OR - Health | New | Space Heating | Natural Gas | Insulation - Ducting | A | Purchases (Incremental) | Achievable Economic TRC Potential | 0 | 0 | 0 | 0 | 0 | 0 | 0 | 0 | 0 | 0 | 0 | 0 | 0 | 0 | 0 | 0 | 0 | 0 | 0 | 0 | 0 | 0 | 0 | 0 | 0 | 0 | 0
F11_Commercial_OR - Health_New_Space Heating_Natural Gas_Insulation - Ducting_A_Achievable Economic TRC Potential | F11 | Commercial | OR - Health | New | Space Heating | Natural Gas | Insulation - Ducting | A | Purchases (Cumulative) | Achievable Economic TRC Potential | 0 | 0 | 0 | 0 | 0 | 0 | 0 | 0 | 0 | 0 | 0 | 0 | 0 | 0 | 0 | 0 | 0 | 0 | 0 | 0 | 0 | 0 | 0 | 0 | 0 | 0 | 0
F1_Commercial_OR - Health_New_Space Heating_Natural Gas_Insulation - Wall Cavity_A_Achievable Economic TRC Potential | F1 | Commercial | OR - Health | New | Space Heating | Natural Gas | Insulation - Wall Cavity | A | Integrated Unit Energy Savings (kWh or therms) | Achievable Economic TRC Potential | 0 | 0 | 0 | 0 | 0 | 0 | 0 | 0 | 0 | 0 | 0 | 0 | 0 | 0 | 0 | 0 | 0 | 0 | 0 | 0 | 0 | 0 | 0 | 0 | 0 | 0 | 0
F2_Commercial_OR - Health_New_Space Heating_Natural Gas_Insulation - Wall Cavity_A_Achievable Economic TRC Potential | F2 | Commercial | OR - Health | New | Space Heating | Natural Gas | Insulation - Wall Cavity | A | Integrated Unit Summer Peak Savings (kW) | Achievable Economic TRC Potential | 0 | 0 | 0 | 0 | 0 | 0 | 0 | 0 | 0 | 0 | 0 | 0 | 0 | 0 | 0 | 0 | 0 | 0 | 0 | 0 | 0 | 0 | 0 | 0 | 0 | 0 | 0
F3_Commercial_OR - Health_New_Space Heating_Natural Gas_Insulation - Wall Cavity_A_Achievable Economic TRC Potential | F3 | Commercial | OR - Health | New | Space Heating | Natural Gas | Insulation - Wall Cavity | A | Integrated Unit Winter Peak Savings (kW) | Achievable Economic TRC Potential | 0 | 0 | 0 | 0 | 0 | 0 | 0 | 0 | 0 | 0 | 0 | 0 | 0 | 0 | 0 | 0 | 0 | 0 | 0 | 0 | 0 | 0 | 0 | 0 | 0 | 0 | 0
F4_Commercial_OR - Health_New_Space Heating_Natural Gas_Insulation - Wall Cavity_A_Achievable Economic TRC Potential | F4 | Commercial | OR - Health | New | Space Heating | Natural Gas | Insulation - Wall Cavity | A | Incremental Energy Savings (MWh or mTherms) | Achievable Economic TRC Potential | 0 | 0 | 0 | 0 | 0 | 0 | 0 | 0 | 0 | 0 | 0 | 0 | 0 | 0 | 0 | 0 | 0 | 0 | 0 | 0 | 0 | 0 | 0 | 0 | 0 | 0 | 0
F5_Commercial_OR - Health_New_Space Heating_Natural Gas_Insulation - Wall Cavity_A_Achievable Economic TRC Potential | F5 | Commercial | OR - Health | New | Space Heating | Natural Gas | Insulation - Wall Cavity | A | Incremental Summer Peak Savings (MW) | Achievable Economic TRC Potential | 0 | 0 | 0 | 0 | 0 | 0 | 0 | 0 | 0 | 0 | 0 | 0 | 0 | 0 | 0 | 0 | 0 | 0 | 0 | 0 | 0 | 0 | 0 | 0 | 0 | 0 | 0
F6_Commercial_OR - Health_New_Space Heating_Natural Gas_Insulation - Wall Cavity_A_Achievable Economic TRC Potential | F6 | Commercial | OR - Health | New | Space Heating | Natural Gas | Insulation - Wall Cavity | A | Incremental Winter Peak Savings (MW) | Achievable Economic TRC Potential | 0 | 0 | 0 | 0 | 0 | 0 | 0 | 0 | 0 | 0 | 0 | 0 | 0 | 0 | 0 | 0 | 0 | 0 | 0 | 0 | 0 | 0 | 0 | 0 | 0 | 0 | 0
F7_Commercial_OR - Health_New_Space Heating_Natural Gas_Insulation - Wall Cavity_A_Achievable Economic TRC Potential | F7 | Commercial | OR - Health | New | Space Heating | Natural Gas | Insulation - Wall Cavity | A | Cumulative Energy Savings (MWh or mTherms) | Achievable Economic TRC Potential | 0 | 0 | 0 | 0 | 0 | 0 | 0 | 0 | 0 | 0 | 0 | 0 | 0 | 0 | 0 | 0 | 0 | 0 | 0 | 0 | 0 | 0 | 0 | 0 | 0 | 0 | 0
F8_Commercial_OR - Health_New_Space Heating_Natural Gas_Insulation - Wall Cavity_A_Achievable Economic TRC Potential | F8 | Commercial | OR - Health | New | Space Heating | Natural Gas | Insulation - Wall Cavity | A | Cumulative Summer Peak Savings (MW) | Achievable Economic TRC Potential | 0 | 0 | 0 | 0 | 0 | 0 | 0 | 0 | 0 | 0 | 0 | 0 | 0 | 0 | 0 | 0 | 0 | 0 | 0 | 0 | 0 | 0 | 0 | 0 | 0 | 0 | 0
F9_Commercial_OR - Health_New_Space Heating_Natural Gas_Insulation - Wall Cavity_A_Achievable Economic TRC Potential | F9 | Commercial | OR - Health | New | Space Heating | Natural Gas | Insulation - Wall Cavity | A | Cumulative Winter Peak Savings (MW) | Achievable Economic TRC Potential | 0 | 0 | 0 | 0 | 0 | 0 | 0 | 0 | 0 | 0 | 0 | 0 | 0 | 0 | 0 | 0 | 0 | 0 | 0 | 0 | 0 | 0 | 0 | 0 | 0 | 0 | 0
F10_Commercial_OR - Health_New_Space Heating_Natural Gas_Insulation - Wall Cavity_A_Achievable Economic TRC Potential | F10 | Commercial | OR - Health | New | Space Heating | Natural Gas | Insulation - Wall Cavity | A | Purchases (Incremental) | Achievable Economic TRC Potential | 0 | 0 | 0 | 0 | 0 | 0 | 0 | 0 | 0 | 0 | 0 | 0 | 0 | 0 | 0 | 0 | 0 | 0 | 0 | 0 | 0 | 0 | 0 | 0 | 0 | 0 | 0
F11_Commercial_OR - Health_New_Space Heating_Natural Gas_Insulation - Wall Cavity_A_Achievable Economic TRC Potential | F11 | Commercial | OR - Health | New | Space Heating | Natural Gas | Insulation - Wall Cavity | A | Purchases (Cumulative) | Achievable Economic TRC Potential | 0 | 0 | 0 | 0 | 0 | 0 | 0 | 0 | 0 | 0 | 0 | 0 | 0 | 0 | 0 | 0 | 0 | 0 | 0 | 0 | 0 | 0 | 0 | 0 | 0 | 0 | 0
F1_Commercial_OR - Health_New_Space Heating_Natural Gas_Green Roof - Vegetated Rooftop_A_Achievable Economic TRC Potential | F1 | Commercial | OR - Health | New | Space Heating | Natural Gas | Green Roof - Vegetated Rooftop | A | Integrated Unit Energy Savings (kWh or therms) | Achievable Economic TRC Potential | 0 | 0 | 0 | 0 | 0 | 0 | 0 | 0 | 0 | 0 | 0 | 0 | 0 | 0 | 0 | 0 | 0 | 0 | 0 | 0 | 0 | 0 | 0 | 0 | 0 | 0 | 0
F2_Commercial_OR - Health_New_Space Heating_Natural Gas_Green Roof - Vegetated Rooftop_A_Achievable Economic TRC Potential | F2 | Commercial | OR - Health | New | Space Heating | Natural Gas | Green Roof - Vegetated Rooftop | A | Integrated Unit Summer Peak Savings (kW) | Achievable Economic TRC Potential | 0 | 0 | 0 | 0 | 0 | 0 | 0 | 0 | 0 | 0 | 0 | 0 | 0 | 0 | 0 | 0 | 0 | 0 | 0 | 0 | 0 | 0 | 0 | 0 | 0 | 0 | 0
F3_Commercial_OR - Health_New_Space Heating_Natural Gas_Green Roof - Vegetated Rooftop_A_Achievable Economic TRC Potential | F3 | Commercial | OR - Health | New | Space Heating | Natural Gas | Green Roof - Vegetated Rooftop | A | Integrated Unit Winter Peak Savings (kW) | Achievable Economic TRC Potential | 0 | 0 | 0 | 0 | 0 | 0 | 0 | 0 | 0 | 0 | 0 | 0 | 0 | 0 | 0 | 0 | 0 | 0 | 0 | 0 | 0 | 0 | 0 | 0 | 0 | 0 | 0
F4_Commercial_OR - Health_New_Space Heating_Natural Gas_Green Roof - Vegetated Rooftop_A_Achievable Economic TRC Potential | F4 | Commercial | OR - Health | New | Space Heating | Natural Gas | Green Roof - Vegetated Rooftop | A | Incremental Energy Savings (MWh or mTherms) | Achievable Economic TRC Potential | 0 | 0 | 0 | 0 | 0 | 0 | 0 | 0 | 0 | 0 | 0 | 0 | 0 | 0 | 0 | 0 | 0 | 0 | 0 | 0 | 0 | 0 | 0 | 0 | 0 | 0 | 0
F5_Commercial_OR - Health_New_Space Heating_Natural Gas_Green Roof - Vegetated Rooftop_A_Achievable Economic TRC Potential | F5 | Commercial | OR - Health | New | Space Heating | Natural Gas | Green Roof - Vegetated Rooftop | A | Incremental Summer Peak Savings (MW) | Achievable Economic TRC Potential | 0 | 0 | 0 | 0 | 0 | 0 | 0 | 0 | 0 | 0 | 0 | 0 | 0 | 0 | 0 | 0 | 0 | 0 | 0 | 0 | 0 | 0 | 0 | 0 | 0 | 0 | 0
F6_Commercial_OR - Health_New_Space Heating_Natural Gas_Green Roof - Vegetated Rooftop_A_Achievable Economic TRC Potential | F6 | Commercial | OR - Health | New | Space Heating | Natural Gas | Green Roof - Vegetated Rooftop | A | Incremental Winter Peak Savings (MW) | Achievable Economic TRC Potential | 0 | 0 | 0 | 0 | 0 | 0 | 0 | 0 | 0 | 0 | 0 | 0 | 0 | 0 | 0 | 0 | 0 | 0 | 0 | 0 | 0 | 0 | 0 | 0 | 0 | 0 | 0
F7_Commercial_OR - Health_New_Space Heating_Natural Gas_Green Roof - Vegetated Rooftop_A_Achievable Economic TRC Potential | F7 | Commercial | OR - Health | New | Space Heating | Natural Gas | Green Roof - Vegetated Rooftop | A | Cumulative Energy Savings (MWh or mTherms) | Achievable Economic TRC Potential | 0 | 0 | 0 | 0 | 0 | 0 | 0 | 0 | 0 | 0 | 0 | 0 | 0 | 0 | 0 | 0 | 0 | 0 | 0 | 0 | 0 | 0 | 0 | 0 | 0 | 0 | 0
F8_Commercial_OR - Health_New_Space Heating_Natural Gas_Green Roof - Vegetated Rooftop_A_Achievable Economic TRC Potential | F8 | Commercial | OR - Health | New | Space Heating | Natural Gas | Green Roof - Vegetated Rooftop | A | Cumulative Summer Peak Savings (MW) | Achievable Economic TRC Potential | 0 | 0 | 0 | 0 | 0 | 0 | 0 | 0 | 0 | 0 | 0 | 0 | 0 | 0 | 0 | 0 | 0 | 0 | 0 | 0 | 0 | 0 | 0 | 0 | 0 | 0 | 0
F9_Commercial_OR - Health_New_Space Heating_Natural Gas_Green Roof - Vegetated Rooftop_A_Achievable Economic TRC Potential | F9 | Commercial | OR - Health | New | Space Heating | Natural Gas | Green Roof - Vegetated Rooftop | A | Cumulative Winter Peak Savings (MW) | Achievable Economic TRC Potential | 0 | 0 | 0 | 0 | 0 | 0 | 0 | 0 | 0 | 0 | 0 | 0 | 0 | 0 | 0 | 0 | 0 | 0 | 0 | 0 | 0 | 0 | 0 | 0 | 0 | 0 | 0
F10_Commercial_OR - Health_New_Space Heating_Natural Gas_Green Roof - Vegetated Rooftop_A_Achievable Economic TRC Potential | F10 | Commercial | OR - Health | New | Space Heating | Natural Gas | Green Roof - Vegetated Rooftop | A | Purchases (Incremental) | Achievable Economic TRC Potential | 0 | 0 | 0 | 0 | 0 | 0 | 0 | 0 | 0 | 0 | 0 | 0 | 0 | 0 | 0 | 0 | 0 | 0 | 0 | 0 | 0 | 0 | 0 | 0 | 0 | 0 | 0
F11_Commercial_OR - Health_New_Space Heating_Natural Gas_Green Roof - Vegetated Rooftop_A_Achievable Economic TRC Potential | F11 | Commercial | OR - Health | New | Space Heating | Natural Gas | Green Roof - Vegetated Rooftop | A | Purchases (Cumulative) | Achievable Economic TRC Potential | 0 | 0 | 0 | 0 | 0 | 0 | 0 | 0 | 0 | 0 | 0 | 0 | 0 | 0 | 0 | 0 | 0 | 0 | 0 | 0 | 0 | 0 | 0 | 0 | 0 | 0 | 0
F1_Commercial_OR - Health_New_Space Heating_Natural Gas_Ducting - Repair and Sealing_A_Achievable Economic TRC Potential | F1 | Commercial | OR - Health | New | Space Heating | Natural Gas | Ducting - Repair and Sealing | A | Integrated Unit Energy Savings (kWh or therms) | Achievable Economic TRC Potential | 0 | 0 | 0 | 0 | 0 | 0 | 0 | 0 | 0 | 0 | 0 | 0 | 0 | 0 | 0 | 0 | 0 | 0 | 0 | 0 | 0 | 0 | 0 | 0 | 0 | 0 | 0
F2_Commercial_OR - Health_New_Space Heating_Natural Gas_Ducting - Repair and Sealing_A_Achievable Economic TRC Potential | F2 | Commercial | OR - Health | New | Space Heating | Natural Gas | Ducting - Repair and Sealing | A | Integrated Unit Summer Peak Savings (kW) | Achievable Economic TRC Potential | 0 | 0 | 0 | 0 | 0 | 0 | 0 | 0 | 0 | 0 | 0 | 0 | 0 | 0 | 0 | 0 | 0 | 0 | 0 | 0 | 0 | 0 | 0 | 0 | 0 | 0 | 0
F3_Commercial_OR - Health_New_Space Heating_Natural Gas_Ducting - Repair and Sealing_A_Achievable Economic TRC Potential | F3 | Commercial | OR - Health | New | Space Heating | Natural Gas | Ducting - Repair and Sealing | A | Integrated Unit Winter Peak Savings (kW) | Achievable Economic TRC Potential | 0 | 0 | 0 | 0 | 0 | 0 | 0 | 0 | 0 | 0 | 0 | 0 | 0 | 0 | 0 | 0 | 0 | 0 | 0 | 0 | 0 | 0 | 0 | 0 | 0 | 0 | 0
F4_Commercial_OR - Health_New_Space Heating_Natural Gas_Ducting - Repair and Sealing_A_Achievable Economic TRC Potential | F4 | Commercial | OR - Health | New | Space Heating | Natural Gas | Ducting - Repair and Sealing | A | Incremental Energy Savings (MWh or mTherms) | Achievable Economic TRC Potential | 0 | 0 | 0 | 0 | 0 | 0 | 0 | 0 | 0 | 0 | 0 | 0 | 0 | 0 | 0 | 0 | 0 | 0 | 0 | 0 | 0 | 0 | 0 | 0 | 0 | 0 | 0
F5_Commercial_OR - Health_New_Space Heating_Natural Gas_Ducting - Repair and Sealing_A_Achievable Economic TRC Potential | F5 | Commercial | OR - Health | New | Space Heating | Natural Gas | Ducting - Repair and Sealing | A | Incremental Summer Peak Savings (MW) | Achievable Economic TRC Potential | 0 | 0 | 0 | 0 | 0 | 0 | 0 | 0 | 0 | 0 | 0 | 0 | 0 | 0 | 0 | 0 | 0 | 0 | 0 | 0 | 0 | 0 | 0 | 0 | 0 | 0 | 0
F6_Commercial_OR - Health_New_Space Heating_Natural Gas_Ducting - Repair and Sealing_A_Achievable Economic TRC Potential | F6 | Commercial | OR - Health | New | Space Heating | Natural Gas | Ducting - Repair and Sealing | A | Incremental Winter Peak Savings (MW) | Achievable Economic TRC Potential | 0 | 0 | 0 | 0 | 0 | 0 | 0 | 0 | 0 | 0 | 0 | 0 | 0 | 0 | 0 | 0 | 0 | 0 | 0 | 0 | 0 | 0 | 0 | 0 | 0 | 0 | 0
F7_Commercial_OR - Health_New_Space Heating_Natural Gas_Ducting - Repair and Sealing_A_Achievable Economic TRC Potential | F7 | Commercial | OR - Health | New | Space Heating | Natural Gas | Ducting - Repair and Sealing | A | Cumulative Energy Savings (MWh or mTherms) | Achievable Economic TRC Potential | 0 | 0 | 0 | 0 | 0 | 0 | 0 | 0 | 0 | 0 | 0 | 0 | 0 | 0 | 0 | 0 | 0 | 0 | 0 | 0 | 0 | 0 | 0 | 0 | 0 | 0 | 0
F8_Commercial_OR - Health_New_Space Heating_Natural Gas_Ducting - Repair and Sealing_A_Achievable Economic TRC Potential | F8 | Commercial | OR - Health | New | Space Heating | Natural Gas | Ducting - Repair and Sealing | A | Cumulative Summer Peak Savings (MW) | Achievable Economic TRC Potential | 0 | 0 | 0 | 0 | 0 | 0 | 0 | 0 | 0 | 0 | 0 | 0 | 0 | 0 | 0 | 0 | 0 | 0 | 0 | 0 | 0 | 0 | 0 | 0 | 0 | 0 | 0
F9_Commercial_OR - Health_New_Space Heating_Natural Gas_Ducting - Repair and Sealing_A_Achievable Economic TRC Potential | F9 | Commercial | OR - Health | New | Space Heating | Natural Gas | Ducting - Repair and Sealing | A | Cumulative Winter Peak Savings (MW) | Achievable Economic TRC Potential | 0 | 0 | 0 | 0 | 0 | 0 | 0 | 0 | 0 | 0 | 0 | 0 | 0 | 0 | 0 | 0 | 0 | 0 | 0 | 0 | 0 | 0 | 0 | 0 | 0 | 0 | 0
F10_Commercial_OR - Health_New_Space Heating_Natural Gas_Ducting - Repair and Sealing_A_Achievable Economic TRC Potential | F10 | Commercial | OR - Health | New | Space Heating | Natural Gas | Ducting - Repair and Sealing | A | Purchases (Incremental) | Achievable Economic TRC Potential | 0 | 0 | 0 | 0 | 0 | 0 | 0 | 0 | 0 | 0 | 0 | 0 | 0 | 0 | 0 | 0 | 0 | 0 | 0 | 0 | 0 | 0 | 0 | 0 | 0 | 0 | 0
F11_Commercial_OR - Health_New_Space Heating_Natural Gas_Ducting - Repair and Sealing_A_Achievable Economic TRC Potential | F11 | Commercial | OR - Health | New | Space Heating | Natural Gas | Ducting - Repair and Sealing | A | Purchases (Cumulative) | Achievable Economic TRC Potential | 0 | 0 | 0 | 0 | 0 | 0 | 0 | 0 | 0 | 0 | 0 | 0 | 0 | 0 | 0 | 0 | 0 | 0 | 0 | 0 | 0 | 0 | 0 | 0 | 0 | 0 | 0
F1_Commercial_OR - Health_New_Space Heating_Natural Gas_Windows - High Efficiency Glazing_A_Achievable Economic TRC Potential | F1 | Commercial | OR - Health | New | Space Heating | Natural Gas | Windows - High Efficiency Glazing | A | Integrated Unit Energy Savings (kWh or therms) | Achievable Economic TRC Potential | 0 | 0 | 0 | 0 | 0 | 0 | 0 | 0 | 0 | 0 | 0 | 0 | 0 | 0 | 0 | 0 | 0 | 0 | 0 | 0 | 0 | 0 | 0 | 0 | 0 | 0 | 0
F2_Commercial_OR - Health_New_Space Heating_Natural Gas_Windows - High Efficiency Glazing_A_Achievable Economic TRC Potential | F2 | Commercial | OR - Health | New | Space Heating | Natural Gas | Windows - High Efficiency Glazing | A | Integrated Unit Summer Peak Savings (kW) | Achievable Economic TRC Potential | 0 | 0 | 0 | 0 | 0 | 0 | 0 | 0 | 0 | 0 | 0 | 0 | 0 | 0 | 0 | 0 | 0 | 0 | 0 | 0 | 0 | 0 | 0 | 0 | 0 | 0 | 0
F3_Commercial_OR - Health_New_Space Heating_Natural Gas_Windows - High Efficiency Glazing_A_Achievable Economic TRC Potential | F3 | Commercial | OR - Health | New | Space Heating | Natural Gas | Windows - High Efficiency Glazing | A | Integrated Unit Winter Peak Savings (kW) | Achievable Economic TRC Potential | 0 | 0 | 0 | 0 | 0 | 0 | 0 | 0 | 0 | 0 | 0 | 0 | 0 | 0 | 0 | 0 | 0 | 0 | 0 | 0 | 0 | 0 | 0 | 0 | 0 | 0 | 0
F4_Commercial_OR - Health_New_Space Heating_Natural Gas_Windows - High Efficiency Glazing_A_Achievable Economic TRC Potential | F4 | Commercial | OR - Health | New | Space Heating | Natural Gas | Windows - High Efficiency Glazing | A | Incremental Energy Savings (MWh or mTherms) | Achievable Economic TRC Potential | 0 | 0 | 0 | 0 | 0 | 0 | 0 | 0 | 0 | 0 | 0 | 0 | 0 | 0 | 0 | 0 | 0 | 0 | 0 | 0 | 0 | 0 | 0 | 0 | 0 | 0 | 0
F5_Commercial_OR - Health_New_Space Heating_Natural Gas_Windows - High Efficiency Glazing_A_Achievable Economic TRC Potential | F5 | Commercial | OR - Health | New | Space Heating | Natural Gas | Windows - High Efficiency Glazing | A | Incremental Summer Peak Savings (MW) | Achievable Economic TRC Potential | 0 | 0 | 0 | 0 | 0 | 0 | 0 | 0 | 0 | 0 | 0 | 0 | 0 | 0 | 0 | 0 | 0 | 0 | 0 | 0 | 0 | 0 | 0 | 0 | 0 | 0 | 0
F6_Commercial_OR - Health_New_Space Heating_Natural Gas_Windows - High Efficiency Glazing_A_Achievable Economic TRC Potential | F6 | Commercial | OR - Health | New | Space Heating | Natural Gas | Windows - High Efficiency Glazing | A | Incremental Winter Peak Savings (MW) | Achievable Economic TRC Potential | 0 | 0 | 0 | 0 | 0 | 0 | 0 | 0 | 0 | 0 | 0 | 0 | 0 | 0 | 0 | 0 | 0 | 0 | 0 | 0 | 0 | 0 | 0 | 0 | 0 | 0 | 0
F7_Commercial_OR - Health_New_Space Heating_Natural Gas_Windows - High Efficiency Glazing_A_Achievable Economic TRC Potential | F7 | Commercial | OR - Health | New | Space Heating | Natural Gas | Windows - High Efficiency Glazing | A | Cumulative Energy Savings (MWh or mTherms) | Achievable Economic TRC Potential | 0 | 0 | 0 | 0 | 0 | 0 | 0 | 0 | 0 | 0 | 0 | 0 | 0 | 0 | 0 | 0 | 0 | 0 | 0 | 0 | 0 | 0 | 0 | 0 | 0 | 0 | 0
F8_Commercial_OR - Health_New_Space Heating_Natural Gas_Windows - High Efficiency Glazing_A_Achievable Economic TRC Potential | F8 | Commercial | OR - Health | New | Space Heating | Natural Gas | Windows - High Efficiency Glazing | A | Cumulative Summer Peak Savings (MW) | Achievable Economic TRC Potential | 0 | 0 | 0 | 0 | 0 | 0 | 0 | 0 | 0 | 0 | 0 | 0 | 0 | 0 | 0 | 0 | 0 | 0 | 0 | 0 | 0 | 0 | 0 | 0 | 0 | 0 | 0
F9_Commercial_OR - Health_New_Space Heating_Natural Gas_Windows - High Efficiency Glazing_A_Achievable Economic TRC Potential | F9 | Commercial | OR - Health | New | Space Heating | Natural Gas | Windows - High Efficiency Glazing | A | Cumulative Winter Peak Savings (MW) | Achievable Economic TRC Potential | 0 | 0 | 0 | 0 | 0 | 0 | 0 | 0 | 0 | 0 | 0 | 0 | 0 | 0 | 0 | 0 | 0 | 0 | 0 | 0 | 0 | 0 | 0 | 0 | 0 | 0 | 0
F10_Commercial_OR - Health_New_Space Heating_Natural Gas_Windows - High Efficiency Glazing_A_Achievable Economic TRC Potential | F10 | Commercial | OR - Health | New | Space Heating | Natural Gas | Windows - High Efficiency Glazing | A | Purchases (Incremental) | Achievable Economic TRC Potential | 0 | 0 | 0 | 0 | 0 | 0 | 0 | 0 | 0 | 0 | 0 | 0 | 0 | 0 | 0 | 0 | 0 | 0 | 0 | 0 | 0 | 0 | 0 | 0 | 0 | 0 | 0
F11_Commercial_OR - Health_New_Space Heating_Natural Gas_Windows - High Efficiency Glazing_A_Achievable Economic TRC Potential | F11 | Commercial | OR - Health | New | Space Heating | Natural Gas | Windows - High Efficiency Glazing | A | Purchases (Cumulative) | Achievable Economic TRC Potential | 0 | 0 | 0 | 0 | 0 | 0 | 0 | 0 | 0 | 0 | 0 | 0 | 0 | 0 | 0 | 0 | 0 | 0 | 0 | 0 | 0 | 0 | 0 | 0 | 0 | 0 | 0
F1_Commercial_OR - Health_New_Space Heating_Natural Gas_Windows - Secondary Glazing Systems_A_Achievable Economic TRC Potential | F1 | Commercial | OR - Health | New | Space Heating | Natural Gas | Windows - Secondary Glazing Systems | A | Integrated Unit Energy Savings (kWh or therms) | Achievable Economic TRC Potential | 0 | 0 | 0 | 0 | 0 | 0 | 0 | 0 | 0 | 0 | 0 | 0 | 0 | 0 | 0 | 0 | 0 | 0 | 0 | 0 | 0 | 0 | 0 | 0 | 0 | 0 | 0
F2_Commercial_OR - Health_New_Space Heating_Natural Gas_Windows - Secondary Glazing Systems_A_Achievable Economic TRC Potential | F2 | Commercial | OR - Health | New | Space Heating | Natural Gas | Windows - Secondary Glazing Systems | A | Integrated Unit Summer Peak Savings (kW) | Achievable Economic TRC Potential | 0 | 0 | 0 | 0 | 0 | 0 | 0 | 0 | 0 | 0 | 0 | 0 | 0 | 0 | 0 | 0 | 0 | 0 | 0 | 0 | 0 | 0 | 0 | 0 | 0 | 0 | 0
F3_Commercial_OR - Health_New_Space Heating_Natural Gas_Windows - Secondary Glazing Systems_A_Achievable Economic TRC Potential | F3 | Commercial | OR - Health | New | Space Heating | Natural Gas | Windows - Secondary Glazing Systems | A | Integrated Unit Winter Peak Savings (kW) | Achievable Economic TRC Potential | 0 | 0 | 0 | 0 | 0 | 0 | 0 | 0 | 0 | 0 | 0 | 0 | 0 | 0 | 0 | 0 | 0 | 0 | 0 | 0 | 0 | 0 | 0 | 0 | 0 | 0 | 0
F4_Commercial_OR - Health_New_Space Heating_Natural Gas_Windows - Secondary Glazing Systems_A_Achievable Economic TRC Potential | F4 | Commercial | OR - Health | New | Space Heating | Natural Gas | Windows - Secondary Glazing Systems | A | Incremental Energy Savings (MWh or mTherms) | Achievable Economic TRC Potential | 0 | 0 | 0 | 0 | 0 | 0 | 0 | 0 | 0 | 0 | 0 | 0 | 0 | 0 | 0 | 0 | 0 | 0 | 0 | 0 | 0 | 0 | 0 | 0 | 0 | 0 | 0
F5_Commercial_OR - Health_New_Space Heating_Natural Gas_Windows - Secondary Glazing Systems_A_Achievable Economic TRC Potential | F5 | Commercial | OR - Health | New | Space Heating | Natural Gas | Windows - Secondary Glazing Systems | A | Incremental Summer Peak Savings (MW) | Achievable Economic TRC Potential | 0 | 0 | 0 | 0 | 0 | 0 | 0 | 0 | 0 | 0 | 0 | 0 | 0 | 0 | 0 | 0 | 0 | 0 | 0 | 0 | 0 | 0 | 0 | 0 | 0 | 0 | 0
F6_Commercial_OR - Health_New_Space Heating_Natural Gas_Windows - Secondary Glazing Systems_A_Achievable Economic TRC Potential | F6 | Commercial | OR - Health | New | Space Heating | Natural Gas | Windows - Secondary Glazing Systems | A | Incremental Winter Peak Savings (MW) | Achievable Economic TRC Potential | 0 | 0 | 0 | 0 | 0 | 0 | 0 | 0 | 0 | 0 | 0 | 0 | 0 | 0 | 0 | 0 | 0 | 0 | 0 | 0 | 0 | 0 | 0 | 0 | 0 | 0 | 0
F7_Commercial_OR - Health_New_Space Heating_Natural Gas_Windows - Secondary Glazing Systems_A_Achievable Economic TRC Potential | F7 | Commercial | OR - Health | New | Space Heating | Natural Gas | Windows - Secondary Glazing Systems | A | Cumulative Energy Savings (MWh or mTherms) | Achievable Economic TRC Potential | 0 | 0 | 0 | 0 | 0 | 0 | 0 | 0 | 0 | 0 | 0 | 0 | 0 | 0 | 0 | 0 | 0 | 0 | 0 | 0 | 0 | 0 | 0 | 0 | 0 | 0 | 0
F8_Commercial_OR - Health_New_Space Heating_Natural Gas_Windows - Secondary Glazing Systems_A_Achievable Economic TRC Potential | F8 | Commercial | OR - Health | New | Space Heating | Natural Gas | Windows - Secondary Glazing Systems | A | Cumulative Summer Peak Savings (MW) | Achievable Economic TRC Potential | 0 | 0 | 0 | 0 | 0 | 0 | 0 | 0 | 0 | 0 | 0 | 0 | 0 | 0 | 0 | 0 | 0 | 0 | 0 | 0 | 0 | 0 | 0 | 0 | 0 | 0 | 0
F9_Commercial_OR - Health_New_Space Heating_Natural Gas_Windows - Secondary Glazing Systems_A_Achievable Economic TRC Potential | F9 | Commercial | OR - Health | New | Space Heating | Natural Gas | Windows - Secondary Glazing Systems | A | Cumulative Winter Peak Savings (MW) | Achievable Economic TRC Potential | 0 | 0 | 0 | 0 | 0 | 0 | 0 | 0 | 0 | 0 | 0 | 0 | 0 | 0 | 0 | 0 | 0 | 0 | 0 | 0 | 0 | 0 | 0 | 0 | 0 | 0 | 0
F10_Commercial_OR - Health_New_Space Heating_Natural Gas_Windows - Secondary Glazing Systems_A_Achievable Economic TRC Potential | F10 | Commercial | OR - Health | New | Space Heating | Natural Gas | Windows - Secondary Glazing Systems | A | Purchases (Incremental) | Achievable Economic TRC Potential | 0 | 0 | 0 | 0 | 0 | 0 | 0 | 0 | 0 | 0 | 0 | 0 | 0 | 0 | 0 | 0 | 0 | 0 | 0 | 0 | 0 | 0 | 0 | 0 | 0 | 0 | 0
F11_Commercial_OR - Health_New_Space Heating_Natural Gas_Windows - Secondary Glazing Systems_A_Achievable Economic TRC Potential | F11 | Commercial | OR - Health | New | Space Heating | Natural Gas | Windows - Secondary Glazing Systems | A | Purchases (Cumulative) | Achievable Economic TRC Potential | 0 | 0 | 0 | 0 | 0 | 0 | 0 | 0 | 0 | 0 | 0 | 0 | 0 | 0 | 0 | 0 | 0 | 0 | 0 | 0 | 0 | 0 | 0 | 0 | 0 | 0 | 0
F1_Commercial_OR - Health_New_Space Heating_Natural Gas_HVAC - Energy Recovery Ventilator_A_Achievable Economic TRC Potential | F1 | Commercial | OR - Health | New | Space Heating | Natural Gas | HVAC - Energy Recovery Ventilator | A | Integrated Unit Energy Savings (kWh or therms) | Achievable Economic TRC Potential | 0 | 0 | 0 | 0 | 0 | 0 | 0 | 0 | 0 | 0 | 0 | 0 | 0 | 0 | 0 | 0 | 0 | 0 | 0 | 0 | 0 | 0 | 0 | 0 | 0 | 0 | 0
F2_Commercial_OR - Health_New_Space Heating_Natural Gas_HVAC - Energy Recovery Ventilator_A_Achievable Economic TRC Potential | F2 | Commercial | OR - Health | New | Space Heating | Natural Gas | HVAC - Energy Recovery Ventilator | A | Integrated Unit Summer Peak Savings (kW) | Achievable Economic TRC Potential | 0 | 0 | 0 | 0 | 0 | 0 | 0 | 0 | 0 | 0 | 0 | 0 | 0 | 0 | 0 | 0 | 0 | 0 | 0 | 0 | 0 | 0 | 0 | 0 | 0 | 0 | 0
F3_Commercial_OR - Health_New_Space Heating_Natural Gas_HVAC - Energy Recovery Ventilator_A_Achievable Economic TRC Potential | F3 | Commercial | OR - Health | New | Space Heating | Natural Gas | HVAC - Energy Recovery Ventilator | A | Integrated Unit Winter Peak Savings (kW) | Achievable Economic TRC Potential | 0 | 0 | 0 | 0 | 0 | 0 | 0 | 0 | 0 | 0 | 0 | 0 | 0 | 0 | 0 | 0 | 0 | 0 | 0 | 0 | 0 | 0 | 0 | 0 | 0 | 0 | 0
F4_Commercial_OR - Health_New_Space Heating_Natural Gas_HVAC - Energy Recovery Ventilator_A_Achievable Economic TRC Potential | F4 | Commercial | OR - Health | New | Space Heating | Natural Gas | HVAC - Energy Recovery Ventilator | A | Incremental Energy Savings (MWh or mTherms) | Achievable Economic TRC Potential | 0 | 0 | 0 | 0 | 0 | 0 | 0 | 0 | 0 | 0 | 0 | 0 | 0 | 0 | 0 | 0 | 0 | 0 | 0 | 0 | 0 | 0 | 0 | 0 | 0 | 0 | 0
F5_Commercial_OR - Health_New_Space Heating_Natural Gas_HVAC - Energy Recovery Ventilator_A_Achievable Economic TRC Potential | F5 | Commercial | OR - Health | New | Space Heating | Natural Gas | HVAC - Energy Recovery Ventilator | A | Incremental Summer Peak Savings (MW) | Achievable Economic TRC Potential | 0 | 0 | 0 | 0 | 0 | 0 | 0 | 0 | 0 | 0 | 0 | 0 | 0 | 0 | 0 | 0 | 0 | 0 | 0 | 0 | 0 | 0 | 0 | 0 | 0 | 0 | 0
F6_Commercial_OR - Health_New_Space Heating_Natural Gas_HVAC - Energy Recovery Ventilator_A_Achievable Economic TRC Potential | F6 | Commercial | OR - Health | New | Space Heating | Natural Gas | HVAC - Energy Recovery Ventilator | A | Incremental Winter Peak Savings (MW) | Achievable Economic TRC Potential | 0 | 0 | 0 | 0 | 0 | 0 | 0 | 0 | 0 | 0 | 0 | 0 | 0 | 0 | 0 | 0 | 0 | 0 | 0 | 0 | 0 | 0 | 0 | 0 | 0 | 0 | 0
F7_Commercial_OR - Health_New_Space Heating_Natural Gas_HVAC - Energy Recovery Ventilator_A_Achievable Economic TRC Potential | F7 | Commercial | OR - Health | New | Space Heating | Natural Gas | HVAC - Energy Recovery Ventilator | A | Cumulative Energy Savings (MWh or mTherms) | Achievable Economic TRC Potential | 0 | 0 | 0 | 0 | 0 | 0 | 0 | 0 | 0 | 0 | 0 | 0 | 0 | 0 | 0 | 0 | 0 | 0 | 0 | 0 | 0 | 0 | 0 | 0 | 0 | 0 | 0
F8_Commercial_OR - Health_New_Space Heating_Natural Gas_HVAC - Energy Recovery Ventilator_A_Achievable Economic TRC Potential | F8 | Commercial | OR - Health | New | Space Heating | Natural Gas | HVAC - Energy Recovery Ventilator | A | Cumulative Summer Peak Savings (MW) | Achievable Economic TRC Potential | 0 | 0 | 0 | 0 | 0 | 0 | 0 | 0 | 0 | 0 | 0 | 0 | 0 | 0 | 0 | 0 | 0 | 0 | 0 | 0 | 0 | 0 | 0 | 0 | 0 | 0 | 0
F9_Commercial_OR - Health_New_Space Heating_Natural Gas_HVAC - Energy Recovery Ventilator_A_Achievable Economic TRC Potential | F9 | Commercial | OR - Health | New | Space Heating | Natural Gas | HVAC - Energy Recovery Ventilator | A | Cumulative Winter Peak Savings (MW) | Achievable Economic TRC Potential | 0 | 0 | 0 | 0 | 0 | 0 | 0 | 0 | 0 | 0 | 0 | 0 | 0 | 0 | 0 | 0 | 0 | 0 | 0 | 0 | 0 | 0 | 0 | 0 | 0 | 0 | 0
F10_Commercial_OR - Health_New_Space Heating_Natural Gas_HVAC - Energy Recovery Ventilator_A_Achievable Economic TRC Potential | F10 | Commercial | OR - Health | New | Space Heating | Natural Gas | HVAC - Energy Recovery Ventilator | A | Purchases (Incremental) | Achievable Economic TRC Potential | 0 | 0 | 0 | 0 | 0 | 0 | 0 | 0 | 0 | 0 | 0 | 0 | 0 | 0 | 0 | 0 | 0 | 0 | 0 | 0 | 0 | 0 | 0 | 0 | 0 | 0 | 0
F11_Commercial_OR - Health_New_Space Heating_Natural Gas_HVAC - Energy Recovery Ventilator_A_Achievable Economic TRC Potential | F11 | Commercial | OR - Health | New | Space Heating | Natural Gas | HVAC - Energy Recovery Ventilator | A | Purchases (Cumulative) | Achievable Economic TRC Potential | 0 | 0 | 0 | 0 | 0 | 0 | 0 | 0 | 0 | 0 | 0 | 0 | 0 | 0 | 0 | 0 | 0 | 0 | 0 | 0 | 0 | 0 | 0 | 0 | 0 | 0 | 0
F1_Commercial_OR - Health_New_Space Heating_Natural Gas_Building Shell - Air Sealing (Infiltration Control)_A_Achievable Economic TRC Potential | F1 | Commercial | OR - Health | New | Space Heating | Natural Gas | Building Shell - Air Sealing (Infiltration Control) | A | Integrated Unit Energy Savings (kWh or therms) | Achievable Economic TRC Potential | 0 | 0 | 0 | 0 | 0 | 0 | 0 | 0 | 0 | 0 | 0 | 0 | 0 | 0 | 0 | 0 | 0 | 0 | 0 | 0 | 0 | 0 | 0 | 0 | 0 | 0 | 0
F2_Commercial_OR - Health_New_Space Heating_Natural Gas_Building Shell - Air Sealing (Infiltration Control)_A_Achievable Economic TRC Potential | F2 | Commercial | OR - Health | New | Space Heating | Natural Gas | Building Shell - Air Sealing (Infiltration Control) | A | Integrated Unit Summer Peak Savings (kW) | Achievable Economic TRC Potential | 0 | 0 | 0 | 0 | 0 | 0 | 0 | 0 | 0 | 0 | 0 | 0 | 0 | 0 | 0 | 0 | 0 | 0 | 0 | 0 | 0 | 0 | 0 | 0 | 0 | 0 | 0
F3_Commercial_OR - Health_New_Space Heating_Natural Gas_Building Shell - Air Sealing (Infiltration Control)_A_Achievable Economic TRC Potential | F3 | Commercial | OR - Health | New | Space Heating | Natural Gas | Building Shell - Air Sealing (Infiltration Control) | A | Integrated Unit Winter Peak Savings (kW) | Achievable Economic TRC Potential | 0 | 0 | 0 | 0 | 0 | 0 | 0 | 0 | 0 | 0 | 0 | 0 | 0 | 0 | 0 | 0 | 0 | 0 | 0 | 0 | 0 | 0 | 0 | 0 | 0 | 0 | 0
F4_Commercial_OR - Health_New_Space Heating_Natural Gas_Building Shell - Air Sealing (Infiltration Control)_A_Achievable Economic TRC Potential | F4 | Commercial | OR - Health | New | Space Heating | Natural Gas | Building Shell - Air Sealing (Infiltration Control) | A | Incremental Energy Savings (MWh or mTherms) | Achievable Economic TRC Potential | 0 | 0 | 0 | 0 | 0 | 0 | 0 | 0 | 0 | 0 | 0 | 0 | 0 | 0 | 0 | 0 | 0 | 0 | 0 | 0 | 0 | 0 | 0 | 0 | 0 | 0 | 0
F5_Commercial_OR - Health_New_Space Heating_Natural Gas_Building Shell - Air Sealing (Infiltration Control)_A_Achievable Economic TRC Potential | F5 | Commercial | OR - Health | New | Space Heating | Natural Gas | Building Shell - Air Sealing (Infiltration Control) | A | Incremental Summer Peak Savings (MW) | Achievable Economic TRC Potential | 0 | 0 | 0 | 0 | 0 | 0 | 0 | 0 | 0 | 0 | 0 | 0 | 0 | 0 | 0 | 0 | 0 | 0 | 0 | 0 | 0 | 0 | 0 | 0 | 0 | 0 | 0
F6_Commercial_OR - Health_New_Space Heating_Natural Gas_Building Shell - Air Sealing (Infiltration Control)_A_Achievable Economic TRC Potential | F6 | Commercial | OR - Health | New | Space Heating | Natural Gas | Building Shell - Air Sealing (Infiltration Control) | A | Incremental Winter Peak Savings (MW) | Achievable Economic TRC Potential | 0 | 0 | 0 | 0 | 0 | 0 | 0 | 0 | 0 | 0 | 0 | 0 | 0 | 0 | 0 | 0 | 0 | 0 | 0 | 0 | 0 | 0 | 0 | 0 | 0 | 0 | 0
F7_Commercial_OR - Health_New_Space Heating_Natural Gas_Building Shell - Air Sealing (Infiltration Control)_A_Achievable Economic TRC Potential | F7 | Commercial | OR - Health | New | Space Heating | Natural Gas | Building Shell - Air Sealing (Infiltration Control) | A | Cumulative Energy Savings (MWh or mTherms) | Achievable Economic TRC Potential | 0 | 0 | 0 | 0 | 0 | 0 | 0 | 0 | 0 | 0 | 0 | 0 | 0 | 0 | 0 | 0 | 0 | 0 | 0 | 0 | 0 | 0 | 0 | 0 | 0 | 0 | 0
F8_Commercial_OR - Health_New_Space Heating_Natural Gas_Building Shell - Air Sealing (Infiltration Control)_A_Achievable Economic TRC Potential | F8 | Commercial | OR - Health | New | Space Heating | Natural Gas | Building Shell - Air Sealing (Infiltration Control) | A | Cumulative Summer Peak Savings (MW) | Achievable Economic TRC Potential | 0 | 0 | 0 | 0 | 0 | 0 | 0 | 0 | 0 | 0 | 0 | 0 | 0 | 0 | 0 | 0 | 0 | 0 | 0 | 0 | 0 | 0 | 0 | 0 | 0 | 0 | 0
F9_Commercial_OR - Health_New_Space Heating_Natural Gas_Building Shell - Air Sealing (Infiltration Control)_A_Achievable Economic TRC Potential | F9 | Commercial | OR - Health | New | Space Heating | Natural Gas | Building Shell - Air Sealing (Infiltration Control) | A | Cumulative Winter Peak Savings (MW) | Achievable Economic TRC Potential | 0 | 0 | 0 | 0 | 0 | 0 | 0 | 0 | 0 | 0 | 0 | 0 | 0 | 0 | 0 | 0 | 0 | 0 | 0 | 0 | 0 | 0 | 0 | 0 | 0 | 0 | 0
F10_Commercial_OR - Health_New_Space Heating_Natural Gas_Building Shell - Air Sealing (Infiltration Control)_A_Achievable Economic TRC Potential | F10 | Commercial | OR - Health | New | Space Heating | Natural Gas | Building Shell - Air Sealing (Infiltration Control) | A | Purchases (Incremental) | Achievable Economic TRC Potential | 0 | 0 | 0 | 0 | 0 | 0 | 0 | 0 | 0 | 0 | 0 | 0 | 0 | 0 | 0 | 0 | 0 | 0 | 0 | 0 | 0 | 0 | 0 | 0 | 0 | 0 | 0
F11_Commercial_OR - Health_New_Space Heating_Natural Gas_Building Shell - Air Sealing (Infiltration Control)_A_Achievable Economic TRC Potential | F11 | Commercial | OR - Health | New | Space Heating | Natural Gas | Building Shell - Air Sealing (Infiltration Control) | A | Purchases (Cumulative) | Achievable Economic TRC Potential | 0 | 0 | 0 | 0 | 0 | 0 | 0 | 0 | 0 | 0 | 0 | 0 | 0 | 0 | 0 | 0 | 0 | 0 | 0 | 0 | 0 | 0 | 0 | 0 | 0 | 0 | 0
F1_Commercial_OR - Health_New_Space Heating_Natural Gas_Ventilation - Demand Controlled_A_Achievable Economic TRC Potential | F1 | Commercial | OR - Health | New | Space Heating | Natural Gas | Ventilation - Demand Controlled | A | Integrated Unit Energy Savings (kWh or therms) | Achievable Economic TRC Potential | 0 | 0 | 0 | 0 | 0 | 0 | 0 | 0 | 0 | 0 | 0 | 0 | 0 | 0 | 0 | 0 | 0 | 0 | 0 | 0 | 0 | 0 | 0 | 0 | 0 | 0 | 0
F2_Commercial_OR - Health_New_Space Heating_Natural Gas_Ventilation - Demand Controlled_A_Achievable Economic TRC Potential | F2 | Commercial | OR - Health | New | Space Heating | Natural Gas | Ventilation - Demand Controlled | A | Integrated Unit Summer Peak Savings (kW) | Achievable Economic TRC Potential | 0 | 0 | 0 | 0 | 0 | 0 | 0 | 0 | 0 | 0 | 0 | 0 | 0 | 0 | 0 | 0 | 0 | 0 | 0 | 0 | 0 | 0 | 0 | 0 | 0 | 0 | 0
F3_Commercial_OR - Health_New_Space Heating_Natural Gas_Ventilation - Demand Controlled_A_Achievable Economic TRC Potential | F3 | Commercial | OR - Health | New | Space Heating | Natural Gas | Ventilation - Demand Controlled | A | Integrated Unit Winter Peak Savings (kW) | Achievable Economic TRC Potential | 0 | 0 | 0 | 0 | 0 | 0 | 0 | 0 | 0 | 0 | 0 | 0 | 0 | 0 | 0 | 0 | 0 | 0 | 0 | 0 | 0 | 0 | 0 | 0 | 0 | 0 | 0
F4_Commercial_OR - Health_New_Space Heating_Natural Gas_Ventilation - Demand Controlled_A_Achievable Economic TRC Potential | F4 | Commercial | OR - Health | New | Space Heating | Natural Gas | Ventilation - Demand Controlled | A | Incremental Energy Savings (MWh or mTherms) | Achievable Economic TRC Potential | 0 | 0 | 0 | 0 | 0 | 0 | 0 | 0 | 0 | 0 | 0 | 0 | 0 | 0 | 0 | 0 | 0 | 0 | 0 | 0 | 0 | 0 | 0 | 0 | 0 | 0 | 0
F5_Commercial_OR - Health_New_Space Heating_Natural Gas_Ventilation - Demand Controlled_A_Achievable Economic TRC Potential | F5 | Commercial | OR - Health | New | Space Heating | Natural Gas | Ventilation - Demand Controlled | A | Incremental Summer Peak Savings (MW) | Achievable Economic TRC Potential | 0 | 0 | 0 | 0 | 0 | 0 | 0 | 0 | 0 | 0 | 0 | 0 | 0 | 0 | 0 | 0 | 0 | 0 | 0 | 0 | 0 | 0 | 0 | 0 | 0 | 0 | 0
F6_Commercial_OR - Health_New_Space Heating_Natural Gas_Ventilation - Demand Controlled_A_Achievable Economic TRC Potential | F6 | Commercial | OR - Health | New | Space Heating | Natural Gas | Ventilation - Demand Controlled | A | Incremental Winter Peak Savings (MW) | Achievable Economic TRC Potential | 0 | 0 | 0 | 0 | 0 | 0 | 0 | 0 | 0 | 0 | 0 | 0 | 0 | 0 | 0 | 0 | 0 | 0 | 0 | 0 | 0 | 0 | 0 | 0 | 0 | 0 | 0
F7_Commercial_OR - Health_New_Space Heating_Natural Gas_Ventilation - Demand Controlled_A_Achievable Economic TRC Potential | F7 | Commercial | OR - Health | New | Space Heating | Natural Gas | Ventilation - Demand Controlled | A | Cumulative Energy Savings (MWh or mTherms) | Achievable Economic TRC Potential | 0 | 0 | 0 | 0 | 0 | 0 | 0 | 0 | 0 | 0 | 0 | 0 | 0 | 0 | 0 | 0 | 0 | 0 | 0 | 0 | 0 | 0 | 0 | 0 | 0 | 0 | 0
F8_Commercial_OR - Health_New_Space Heating_Natural Gas_Ventilation - Demand Controlled_A_Achievable Economic TRC Potential | F8 | Commercial | OR - Health | New | Space Heating | Natural Gas | Ventilation - Demand Controlled | A | Cumulative Summer Peak Savings (MW) | Achievable Economic TRC Potential | 0 | 0 | 0 | 0 | 0 | 0 | 0 | 0 | 0 | 0 | 0 | 0 | 0 | 0 | 0 | 0 | 0 | 0 | 0 | 0 | 0 | 0 | 0 | 0 | 0 | 0 | 0
F9_Commercial_OR - Health_New_Space Heating_Natural Gas_Ventilation - Demand Controlled_A_Achievable Economic TRC Potential | F9 | Commercial | OR - Health | New | Space Heating | Natural Gas | Ventilation - Demand Controlled | A | Cumulative Winter Peak Savings (MW) | Achievable Economic TRC Potential | 0 | 0 | 0 | 0 | 0 | 0 | 0 | 0 | 0 | 0 | 0 | 0 | 0 | 0 | 0 | 0 | 0 | 0 | 0 | 0 | 0 | 0 | 0 | 0 | 0 | 0 | 0
F10_Commercial_OR - Health_New_Space Heating_Natural Gas_Ventilation - Demand Controlled_A_Achievable Economic TRC Potential | F10 | Commercial | OR - Health | New | Space Heating | Natural Gas | Ventilation - Demand Controlled | A | Purchases (Incremental) | Achievable Economic TRC Potential | 0 | 0 | 0 | 0 | 0 | 0 | 0 | 0 | 0 | 0 | 0 | 0 | 0 | 0 | 0 | 0 | 0 | 0 | 0 | 0 | 0 | 0 | 0 | 0 | 0 | 0 | 0
F11_Commercial_OR - Health_New_Space Heating_Natural Gas_Ventilation - Demand Controlled_A_Achievable Economic TRC Potential | F11 | Commercial | OR - Health | New | Space Heating | Natural Gas | Ventilation - Demand Controlled | A | Purchases (Cumulative) | Achievable Economic TRC Potential | 0 | 0 | 0 | 0 | 0 | 0 | 0 | 0 | 0 | 0 | 0 | 0 | 0 | 0 | 0 | 0 | 0 | 0 | 0 | 0 | 0 | 0 | 0 | 0 | 0 | 0 | 0
F1_Commercial_OR - Health_New_Space Heating_Natural Gas_HVAC - Dedicated Outdoor Air System (DOAS)_A_Achievable Economic TRC Potential | F1 | Commercial | OR - Health | New | Space Heating | Natural Gas | HVAC - Dedicated Outdoor Air System (DOAS) | A | Integrated Unit Energy Savings (kWh or therms) | Achievable Economic TRC Potential | 0 | 0 | 0 | 0 | 0 | 0 | 0 | 0 | 0 | 0 | 0 | 0 | 0 | 0 | 0 | 0 | 0 | 0 | 0 | 0 | 0 | 0 | 0 | 0 | 0 | 0 | 0
F2_Commercial_OR - Health_New_Space Heating_Natural Gas_HVAC - Dedicated Outdoor Air System (DOAS)_A_Achievable Economic TRC Potential | F2 | Commercial | OR - Health | New | Space Heating | Natural Gas | HVAC - Dedicated Outdoor Air System (DOAS) | A | Integrated Unit Summer Peak Savings (kW) | Achievable Economic TRC Potential | 0 | 0 | 0 | 0 | 0 | 0 | 0 | 0 | 0 | 0 | 0 | 0 | 0 | 0 | 0 | 0 | 0 | 0 | 0 | 0 | 0 | 0 | 0 | 0 | 0 | 0 | 0
F3_Commercial_OR - Health_New_Space Heating_Natural Gas_HVAC - Dedicated Outdoor Air System (DOAS)_A_Achievable Economic TRC Potential | F3 | Commercial | OR - Health | New | Space Heating | Natural Gas | HVAC - Dedicated Outdoor Air System (DOAS) | A | Integrated Unit Winter Peak Savings (kW) | Achievable Economic TRC Potential | 0 | 0 | 0 | 0 | 0 | 0 | 0 | 0 | 0 | 0 | 0 | 0 | 0 | 0 | 0 | 0 | 0 | 0 | 0 | 0 | 0 | 0 | 0 | 0 | 0 | 0 | 0
F4_Commercial_OR - Health_New_Space Heating_Natural Gas_HVAC - Dedicated Outdoor Air System (DOAS)_A_Achievable Economic TRC Potential | F4 | Commercial | OR - Health | New | Space Heating | Natural Gas | HVAC - Dedicated Outdoor Air System (DOAS) | A | Incremental Energy Savings (MWh or mTherms) | Achievable Economic TRC Potential | 0 | 0 | 0 | 0 | 0 | 0 | 0 | 0 | 0 | 0 | 0 | 0 | 0 | 0 | 0 | 0 | 0 | 0 | 0 | 0 | 0 | 0 | 0 | 0 | 0 | 0 | 0
F5_Commercial_OR - Health_New_Space Heating_Natural Gas_HVAC - Dedicated Outdoor Air System (DOAS)_A_Achievable Economic TRC Potential | F5 | Commercial | OR - Health | New | Space Heating | Natural Gas | HVAC - Dedicated Outdoor Air System (DOAS) | A | Incremental Summer Peak Savings (MW) | Achievable Economic TRC Potential | 0 | 0 | 0 | 0 | 0 | 0 | 0 | 0 | 0 | 0 | 0 | 0 | 0 | 0 | 0 | 0 | 0 | 0 | 0 | 0 | 0 | 0 | 0 | 0 | 0 | 0 | 0
F6_Commercial_OR - Health_New_Space Heating_Natural Gas_HVAC - Dedicated Outdoor Air System (DOAS)_A_Achievable Economic TRC Potential | F6 | Commercial | OR - Health | New | Space Heating | Natural Gas | HVAC - Dedicated Outdoor Air System (DOAS) | A | Incremental Winter Peak Savings (MW) | Achievable Economic TRC Potential | 0 | 0 | 0 | 0 | 0 | 0 | 0 | 0 | 0 | 0 | 0 | 0 | 0 | 0 | 0 | 0 | 0 | 0 | 0 | 0 | 0 | 0 | 0 | 0 | 0 | 0 | 0
F7_Commercial_OR - Health_New_Space Heating_Natural Gas_HVAC - Dedicated Outdoor Air System (DOAS)_A_Achievable Economic TRC Potential | F7 | Commercial | OR - Health | New | Space Heating | Natural Gas | HVAC - Dedicated Outdoor Air System (DOAS) | A | Cumulative Energy Savings (MWh or mTherms) | Achievable Economic TRC Potential | 0 | 0 | 0 | 0 | 0 | 0 | 0 | 0 | 0 | 0 | 0 | 0 | 0 | 0 | 0 | 0 | 0 | 0 | 0 | 0 | 0 | 0 | 0 | 0 | 0 | 0 | 0
F8_Commercial_OR - Health_New_Space Heating_Natural Gas_HVAC - Dedicated Outdoor Air System (DOAS)_A_Achievable Economic TRC Potential | F8 | Commercial | OR - Health | New | Space Heating | Natural Gas | HVAC - Dedicated Outdoor Air System (DOAS) | A | Cumulative Summer Peak Savings (MW) | Achievable Economic TRC Potential | 0 | 0 | 0 | 0 | 0 | 0 | 0 | 0 | 0 | 0 | 0 | 0 | 0 | 0 | 0 | 0 | 0 | 0 | 0 | 0 | 0 | 0 | 0 | 0 | 0 | 0 | 0
F9_Commercial_OR - Health_New_Space Heating_Natural Gas_HVAC - Dedicated Outdoor Air System (DOAS)_A_Achievable Economic TRC Potential | F9 | Commercial | OR - Health | New | Space Heating | Natural Gas | HVAC - Dedicated Outdoor Air System (DOAS) | A | Cumulative Winter Peak Savings (MW) | Achievable Economic TRC Potential | 0 | 0 | 0 | 0 | 0 | 0 | 0 | 0 | 0 | 0 | 0 | 0 | 0 | 0 | 0 | 0 | 0 | 0 | 0 | 0 | 0 | 0 | 0 | 0 | 0 | 0 | 0
F10_Commercial_OR - Health_New_Space Heating_Natural Gas_HVAC - Dedicated Outdoor Air System (DOAS)_A_Achievable Economic TRC Potential | F10 | Commercial | OR - Health | New | Space Heating | Natural Gas | HVAC - Dedicated Outdoor Air System (DOAS) | A | Purchases (Incremental) | Achievable Economic TRC Potential | 0 | 0 | 0 | 0 | 0 | 0 | 0 | 0 | 0 | 0 | 0 | 0 | 0 | 0 | 0 | 0 | 0 | 0 | 0 | 0 | 0 | 0 | 0 | 0 | 0 | 0 | 0
F11_Commercial_OR - Health_New_Space Heating_Natural Gas_HVAC - Dedicated Outdoor Air System (DOAS)_A_Achievable Economic TRC Potential | F11 | Commercial | OR - Health | New | Space Heating | Natural Gas | HVAC - Dedicated Outdoor Air System (DOAS) | A | Purchases (Cumulative) | Achievable Economic TRC Potential | 0 | 0 | 0 | 0 | 0 | 0 | 0 | 0 | 0 | 0 | 0 | 0 | 0 | 0 | 0 | 0 | 0 | 0 | 0 | 0 | 0 | 0 | 0 | 0 | 0 | 0 | 0
F1_Commercial_OR - Health_New_Space Heating_Natural Gas_Destratification Fans (HVLS)_A_Achievable Economic TRC Potential | F1 | Commercial | OR - Health | New | Space Heating | Natural Gas | Destratification Fans (HVLS) | A | Integrated Unit Energy Savings (kWh or therms) | Achievable Economic TRC Potential | 0 | 0 | 0 | 0 | 0 | 0 | 0 | 0 | 0 | 0 | 0 | 0 | 0 | 0 | 0 | 0 | 0 | 0 | 0 | 0 | 0 | 0 | 0 | 0 | 0 | 0 | 0
F2_Commercial_OR - Health_New_Space Heating_Natural Gas_Destratification Fans (HVLS)_A_Achievable Economic TRC Potential | F2 | Commercial | OR - Health | New | Space Heating | Natural Gas | Destratification Fans (HVLS) | A | Integrated Unit Summer Peak Savings (kW) | Achievable Economic TRC Potential | 0 | 0 | 0 | 0 | 0 | 0 | 0 | 0 | 0 | 0 | 0 | 0 | 0 | 0 | 0 | 0 | 0 | 0 | 0 | 0 | 0 | 0 | 0 | 0 | 0 | 0 | 0
F3_Commercial_OR - Health_New_Space Heating_Natural Gas_Destratification Fans (HVLS)_A_Achievable Economic TRC Potential | F3 | Commercial | OR - Health | New | Space Heating | Natural Gas | Destratification Fans (HVLS) | A | Integrated Unit Winter Peak Savings (kW) | Achievable Economic TRC Potential | 0 | 0 | 0 | 0 | 0 | 0 | 0 | 0 | 0 | 0 | 0 | 0 | 0 | 0 | 0 | 0 | 0 | 0 | 0 | 0 | 0 | 0 | 0 | 0 | 0 | 0 | 0
F4_Commercial_OR - Health_New_Space Heating_Natural Gas_Destratification Fans (HVLS)_A_Achievable Economic TRC Potential | F4 | Commercial | OR - Health | New | Space Heating | Natural Gas | Destratification Fans (HVLS) | A | Incremental Energy Savings (MWh or mTherms) | Achievable Economic TRC Potential | 0 | 0 | 0 | 0 | 0 | 0 | 0 | 0 | 0 | 0 | 0 | 0 | 0 | 0 | 0 | 0 | 0 | 0 | 0 | 0 | 0 | 0 | 0 | 0 | 0 | 0 | 0
F5_Commercial_OR - Health_New_Space Heating_Natural Gas_Destratification Fans (HVLS)_A_Achievable Economic TRC Potential | F5 | Commercial | OR - Health | New | Space Heating | Natural Gas | Destratification Fans (HVLS) | A | Incremental Summer Peak Savings (MW) | Achievable Economic TRC Potential | 0 | 0 | 0 | 0 | 0 | 0 | 0 | 0 | 0 | 0 | 0 | 0 | 0 | 0 | 0 | 0 | 0 | 0 | 0 | 0 | 0 | 0 | 0 | 0 | 0 | 0 | 0
F6_Commercial_OR - Health_New_Space Heating_Natural Gas_Destratification Fans (HVLS)_A_Achievable Economic TRC Potential | F6 | Commercial | OR - Health | New | Space Heating | Natural Gas | Destratification Fans (HVLS) | A | Incremental Winter Peak Savings (MW) | Achievable Economic TRC Potential | 0 | 0 | 0 | 0 | 0 | 0 | 0 | 0 | 0 | 0 | 0 | 0 | 0 | 0 | 0 | 0 | 0 | 0 | 0 | 0 | 0 | 0 | 0 | 0 | 0 | 0 | 0
F7_Commercial_OR - Health_New_Space Heating_Natural Gas_Destratification Fans (HVLS)_A_Achievable Economic TRC Potential | F7 | Commercial | OR - Health | New | Space Heating | Natural Gas | Destratification Fans (HVLS) | A | Cumulative Energy Savings (MWh or mTherms) | Achievable Economic TRC Potential | 0 | 0 | 0 | 0 | 0 | 0 | 0 | 0 | 0 | 0 | 0 | 0 | 0 | 0 | 0 | 0 | 0 | 0 | 0 | 0 | 0 | 0 | 0 | 0 | 0 | 0 | 0
F8_Commercial_OR - Health_New_Space Heating_Natural Gas_Destratification Fans (HVLS)_A_Achievable Economic TRC Potential | F8 | Commercial | OR - Health | New | Space Heating | Natural Gas | Destratification Fans (HVLS) | A | Cumulative Summer Peak Savings (MW) | Achievable Economic TRC Potential | 0 | 0 | 0 | 0 | 0 | 0 | 0 | 0 | 0 | 0 | 0 | 0 | 0 | 0 | 0 | 0 | 0 | 0 | 0 | 0 | 0 | 0 | 0 | 0 | 0 | 0 | 0
F9_Commercial_OR - Health_New_Space Heating_Natural Gas_Destratification Fans (HVLS)_A_Achievable Economic TRC Potential | F9 | Commercial | OR - Health | New | Space Heating | Natural Gas | Destratification Fans (HVLS) | A | Cumulative Winter Peak Savings (MW) | Achievable Economic TRC Potential | 0 | 0 | 0 | 0 | 0 | 0 | 0 | 0 | 0 | 0 | 0 | 0 | 0 | 0 | 0 | 0 | 0 | 0 | 0 | 0 | 0 | 0 | 0 | 0 | 0 | 0 | 0
F10_Commercial_OR - Health_New_Space Heating_Natural Gas_Destratification Fans (HVLS)_A_Achievable Economic TRC Potential | F10 | Commercial | OR - Health | New | Space Heating | Natural Gas | Destratification Fans (HVLS) | A | Purchases (Incremental) | Achievable Economic TRC Potential | 0 | 0 | 0 | 0 | 0 | 0 | 0 | 0 | 0 | 0 | 0 | 0 | 0 | 0 | 0 | 0 | 0 | 0 | 0 | 0 | 0 | 0 | 0 | 0 | 0 | 0 | 0
F11_Commercial_OR - Health_New_Space Heating_Natural Gas_Destratification Fans (HVLS)_A_Achievable Economic TRC Potential | F11 | Commercial | OR - Health | New | Space Heating | Natural Gas | Destratification Fans (HVLS) | A | Purchases (Cumulative) | Achievable Economic TRC Potential | 0 | 0 | 0 | 0 | 0 | 0 | 0 | 0 | 0 | 0 | 0 | 0 | 0 | 0 | 0 | 0 | 0 | 0 | 0 | 0 | 0 | 0 | 0 | 0 | 0 | 0 | 0
F1_Commercial_OR - Health_New_Space Heating_Natural Gas_Gas Boiler - Maintenance_A_Achievable Economic TRC Potential | F1 | Commercial | OR - Health | New | Space Heating | Natural Gas | Gas Boiler - Maintenance | A | Integrated Unit Energy Savings (kWh or therms) | Achievable Economic TRC Potential | 0 | 0 | 0 | 0 | 0 | 0 | 0 | 0 | 0 | 0 | 0 | 0 | 0 | 0 | 0 | 0 | 0 | 0 | 0 | 0 | 0 | 0 | 0 | 0 | 0 | 0 | 0
F2_Commercial_OR - Health_New_Space Heating_Natural Gas_Gas Boiler - Maintenance_A_Achievable Economic TRC Potential | F2 | Commercial | OR - Health | New | Space Heating | Natural Gas | Gas Boiler - Maintenance | A | Integrated Unit Summer Peak Savings (kW) | Achievable Economic TRC Potential | 0 | 0 | 0 | 0 | 0 | 0 | 0 | 0 | 0 | 0 | 0 | 0 | 0 | 0 | 0 | 0 | 0 | 0 | 0 | 0 | 0 | 0 | 0 | 0 | 0 | 0 | 0
F3_Commercial_OR - Health_New_Space Heating_Natural Gas_Gas Boiler - Maintenance_A_Achievable Economic TRC Potential | F3 | Commercial | OR - Health | New | Space Heating | Natural Gas | Gas Boiler - Maintenance | A | Integrated Unit Winter Peak Savings (kW) | Achievable Economic TRC Potential | 0 | 0 | 0 | 0 | 0 | 0 | 0 | 0 | 0 | 0 | 0 | 0 | 0 | 0 | 0 | 0 | 0 | 0 | 0 | 0 | 0 | 0 | 0 | 0 | 0 | 0 | 0
F4_Commercial_OR - Health_New_Space Heating_Natural Gas_Gas Boiler - Maintenance_A_Achievable Economic TRC Potential | F4 | Commercial | OR - Health | New | Space Heating | Natural Gas | Gas Boiler - Maintenance | A | Incremental Energy Savings (MWh or mTherms) | Achievable Economic TRC Potential | 0 | 0 | 0 | 0 | 0 | 0 | 0 | 0 | 0 | 0 | 0 | 0 | 0 | 0 | 0 | 0 | 0 | 0 | 0 | 0 | 0 | 0 | 0 | 0 | 0 | 0 | 0
F5_Commercial_OR - Health_New_Space Heating_Natural Gas_Gas Boiler - Maintenance_A_Achievable Economic TRC Potential | F5 | Commercial | OR - Health | New | Space Heating | Natural Gas | Gas Boiler - Maintenance | A | Incremental Summer Peak Savings (MW) | Achievable Economic TRC Potential | 0 | 0 | 0 | 0 | 0 | 0 | 0 | 0 | 0 | 0 | 0 | 0 | 0 | 0 | 0 | 0 | 0 | 0 | 0 | 0 | 0 | 0 | 0 | 0 | 0 | 0 | 0
F6_Commercial_OR - Health_New_Space Heating_Natural Gas_Gas Boiler - Maintenance_A_Achievable Economic TRC Potential | F6 | Commercial | OR - Health | New | Space Heating | Natural Gas | Gas Boiler - Maintenance | A | Incremental Winter Peak Savings (MW) | Achievable Economic TRC Potential | 0 | 0 | 0 | 0 | 0 | 0 | 0 | 0 | 0 | 0 | 0 | 0 | 0 | 0 | 0 | 0 | 0 | 0 | 0 | 0 | 0 | 0 | 0 | 0 | 0 | 0 | 0
F7_Commercial_OR - Health_New_Space Heating_Natural Gas_Gas Boiler - Maintenance_A_Achievable Economic TRC Potential | F7 | Commercial | OR - Health | New | Space Heating | Natural Gas | Gas Boiler - Maintenance | A | Cumulative Energy Savings (MWh or mTherms) | Achievable Economic TRC Potential | 0 | 0 | 0 | 0 | 0 | 0 | 0 | 0 | 0 | 0 | 0 | 0 | 0 | 0 | 0 | 0 | 0 | 0 | 0 | 0 | 0 | 0 | 0 | 0 | 0 | 0 | 0
F8_Commercial_OR - Health_New_Space Heating_Natural Gas_Gas Boiler - Maintenance_A_Achievable Economic TRC Potential | F8 | Commercial | OR - Health | New | Space Heating | Natural Gas | Gas Boiler - Maintenance | A | Cumulative Summer Peak Savings (MW) | Achievable Economic TRC Potential | 0 | 0 | 0 | 0 | 0 | 0 | 0 | 0 | 0 | 0 | 0 | 0 | 0 | 0 | 0 | 0 | 0 | 0 | 0 | 0 | 0 | 0 | 0 | 0 | 0 | 0 | 0
F9_Commercial_OR - Health_New_Space Heating_Natural Gas_Gas Boiler - Maintenance_A_Achievable Economic TRC Potential | F9 | Commercial | OR - Health | New | Space Heating | Natural Gas | Gas Boiler - Maintenance | A | Cumulative Winter Peak Savings (MW) | Achievable Economic TRC Potential | 0 | 0 | 0 | 0 | 0 | 0 | 0 | 0 | 0 | 0 | 0 | 0 | 0 | 0 | 0 | 0 | 0 | 0 | 0 | 0 | 0 | 0 | 0 | 0 | 0 | 0 | 0
F10_Commercial_OR - Health_New_Space Heating_Natural Gas_Gas Boiler - Maintenance_A_Achievable Economic TRC Potential | F10 | Commercial | OR - Health | New | Space Heating | Natural Gas | Gas Boiler - Maintenance | A | Purchases (Incremental) | Achievable Economic TRC Potential | 0 | 0 | 0 | 0 | 0 | 0 | 0 | 0 | 0 | 0 | 0 | 0 | 0 | 0 | 0 | 0 | 0 | 0 | 0 | 0 | 0 | 0 | 0 | 0 | 0 | 0 | 0
F11_Commercial_OR - Health_New_Space Heating_Natural Gas_Gas Boiler - Maintenance_A_Achievable Economic TRC Potential | F11 | Commercial | OR - Health | New | Space Heating | Natural Gas | Gas Boiler - Maintenance | A | Purchases (Cumulative) | Achievable Economic TRC Potential | 0 | 0 | 0 | 0 | 0 | 0 | 0 | 0 | 0 | 0 | 0 | 0 | 0 | 0 | 0 | 0 | 0 | 0 | 0 | 0 | 0 | 0 | 0 | 0 | 0 | 0 | 0
F1_Commercial_OR - Health_New_Space Heating_Natural Gas_Gas Furnace - Maintenance_A_Achievable Economic TRC Potential | F1 | Commercial | OR - Health | New | Space Heating | Natural Gas | Gas Furnace - Maintenance | A | Integrated Unit Energy Savings (kWh or therms) | Achievable Economic TRC Potential | 0 | 0 | 0 | 0 | 0 | 0 | 0 | 0 | 0 | 0 | 0 | 0 | 0 | 0 | 0 | 0 | 0 | 0 | 0 | 0 | 0 | 0 | 0 | 0 | 0 | 0 | 0
F2_Commercial_OR - Health_New_Space Heating_Natural Gas_Gas Furnace - Maintenance_A_Achievable Economic TRC Potential | F2 | Commercial | OR - Health | New | Space Heating | Natural Gas | Gas Furnace - Maintenance | A | Integrated Unit Summer Peak Savings (kW) | Achievable Economic TRC Potential | 0 | 0 | 0 | 0 | 0 | 0 | 0 | 0 | 0 | 0 | 0 | 0 | 0 | 0 | 0 | 0 | 0 | 0 | 0 | 0 | 0 | 0 | 0 | 0 | 0 | 0 | 0
F3_Commercial_OR - Health_New_Space Heating_Natural Gas_Gas Furnace - Maintenance_A_Achievable Economic TRC Potential | F3 | Commercial | OR - Health | New | Space Heating | Natural Gas | Gas Furnace - Maintenance | A | Integrated Unit Winter Peak Savings (kW) | Achievable Economic TRC Potential | 0 | 0 | 0 | 0 | 0 | 0 | 0 | 0 | 0 | 0 | 0 | 0 | 0 | 0 | 0 | 0 | 0 | 0 | 0 | 0 | 0 | 0 | 0 | 0 | 0 | 0 | 0
F4_Commercial_OR - Health_New_Space Heating_Natural Gas_Gas Furnace - Maintenance_A_Achievable Economic TRC Potential | F4 | Commercial | OR - Health | New | Space Heating | Natural Gas | Gas Furnace - Maintenance | A | Incremental Energy Savings (MWh or mTherms) | Achievable Economic TRC Potential | 0 | 0 | 0 | 0 | 0 | 0 | 0 | 0 | 0 | 0 | 0 | 0 | 0 | 0 | 0 | 0 | 0 | 0 | 0 | 0 | 0 | 0 | 0 | 0 | 0 | 0 | 0
F5_Commercial_OR - Health_New_Space Heating_Natural Gas_Gas Furnace - Maintenance_A_Achievable Economic TRC Potential | F5 | Commercial | OR - Health | New | Space Heating | Natural Gas | Gas Furnace - Maintenance | A | Incremental Summer Peak Savings (MW) | Achievable Economic TRC Potential | 0 | 0 | 0 | 0 | 0 | 0 | 0 | 0 | 0 | 0 | 0 | 0 | 0 | 0 | 0 | 0 | 0 | 0 | 0 | 0 | 0 | 0 | 0 | 0 | 0 | 0 | 0
F6_Commercial_OR - Health_New_Space Heating_Natural Gas_Gas Furnace - Maintenance_A_Achievable Economic TRC Potential | F6 | Commercial | OR - Health | New | Space Heating | Natural Gas | Gas Furnace - Maintenance | A | Incremental Winter Peak Savings (MW) | Achievable Economic TRC Potential | 0 | 0 | 0 | 0 | 0 | 0 | 0 | 0 | 0 | 0 | 0 | 0 | 0 | 0 | 0 | 0 | 0 | 0 | 0 | 0 | 0 | 0 | 0 | 0 | 0 | 0 | 0
F7_Commercial_OR - Health_New_Space Heating_Natural Gas_Gas Furnace - Maintenance_A_Achievable Economic TRC Potential | F7 | Commercial | OR - Health | New | Space Heating | Natural Gas | Gas Furnace - Maintenance | A | Cumulative Energy Savings (MWh or mTherms) | Achievable Economic TRC Potential | 0 | 0 | 0 | 0 | 0 | 0 | 0 | 0 | 0 | 0 | 0 | 0 | 0 | 0 | 0 | 0 | 0 | 0 | 0 | 0 | 0 | 0 | 0 | 0 | 0 | 0 | 0
F8_Commercial_OR - Health_New_Space Heating_Natural Gas_Gas Furnace - Maintenance_A_Achievable Economic TRC Potential | F8 | Commercial | OR - Health | New | Space Heating | Natural Gas | Gas Furnace - Maintenance | A | Cumulative Summer Peak Savings (MW) | Achievable Economic TRC Potential | 0 | 0 | 0 | 0 | 0 | 0 | 0 | 0 | 0 | 0 | 0 | 0 | 0 | 0 | 0 | 0 | 0 | 0 | 0 | 0 | 0 | 0 | 0 | 0 | 0 | 0 | 0
F9_Commercial_OR - Health_New_Space Heating_Natural Gas_Gas Furnace - Maintenance_A_Achievable Economic TRC Potential | F9 | Commercial | OR - Health | New | Space Heating | Natural Gas | Gas Furnace - Maintenance | A | Cumulative Winter Peak Savings (MW) | Achievable Economic TRC Potential | 0 | 0 | 0 | 0 | 0 | 0 | 0 | 0 | 0 | 0 | 0 | 0 | 0 | 0 | 0 | 0 | 0 | 0 | 0 | 0 | 0 | 0 | 0 | 0 | 0 | 0 | 0
F10_Commercial_OR - Health_New_Space Heating_Natural Gas_Gas Furnace - Maintenance_A_Achievable Economic TRC Potential | F10 | Commercial | OR - Health | New | Space Heating | Natural Gas | Gas Furnace - Maintenance | A | Purchases (Incremental) | Achievable Economic TRC Potential | 0 | 0 | 0 | 0 | 0 | 0 | 0 | 0 | 0 | 0 | 0 | 0 | 0 | 0 | 0 | 0 | 0 | 0 | 0 | 0 | 0 | 0 | 0 | 0 | 0 | 0 | 0
F11_Commercial_OR - Health_New_Space Heating_Natural Gas_Gas Furnace - Maintenance_A_Achievable Economic TRC Potential | F11 | Commercial | OR - Health | New | Space Heating | Natural Gas | Gas Furnace - Maintenance | A | Purchases (Cumulative) | Achievable Economic TRC Potential | 0 | 0 | 0 | 0 | 0 | 0 | 0 | 0 | 0 | 0 | 0 | 0 | 0 | 0 | 0 | 0 | 0 | 0 | 0 | 0 | 0 | 0 | 0 | 0 | 0 | 0 | 0
F1_Commercial_OR - Health_New_Space Heating_Natural Gas_Gas Boiler - Hot Water Reset_A_Achievable Economic TRC Potential | F1 | Commercial | OR - Health | New | Space Heating | Natural Gas | Gas Boiler - Hot Water Reset | A | Integrated Unit Energy Savings (kWh or therms) | Achievable Economic TRC Potential | 0 | 0 | 0 | 0 | 0 | 0 | 0 | 0 | 0 | 0 | 0 | 0 | 0 | 0 | 0 | 0 | 0 | 0 | 0 | 0 | 0 | 0 | 0 | 0 | 0 | 0 | 0
F2_Commercial_OR - Health_New_Space Heating_Natural Gas_Gas Boiler - Hot Water Reset_A_Achievable Economic TRC Potential | F2 | Commercial | OR - Health | New | Space Heating | Natural Gas | Gas Boiler - Hot Water Reset | A | Integrated Unit Summer Peak Savings (kW) | Achievable Economic TRC Potential | 0 | 0 | 0 | 0 | 0 | 0 | 0 | 0 | 0 | 0 | 0 | 0 | 0 | 0 | 0 | 0 | 0 | 0 | 0 | 0 | 0 | 0 | 0 | 0 | 0 | 0 | 0
F3_Commercial_OR - Health_New_Space Heating_Natural Gas_Gas Boiler - Hot Water Reset_A_Achievable Economic TRC Potential | F3 | Commercial | OR - Health | New | Space Heating | Natural Gas | Gas Boiler - Hot Water Reset | A | Integrated Unit Winter Peak Savings (kW) | Achievable Economic TRC Potential | 0 | 0 | 0 | 0 | 0 | 0 | 0 | 0 | 0 | 0 | 0 | 0 | 0 | 0 | 0 | 0 | 0 | 0 | 0 | 0 | 0 | 0 | 0 | 0 | 0 | 0 | 0
F4_Commercial_OR - Health_New_Space Heating_Natural Gas_Gas Boiler - Hot Water Reset_A_Achievable Economic TRC Potential | F4 | Commercial | OR - Health | New | Space Heating | Natural Gas | Gas Boiler - Hot Water Reset | A | Incremental Energy Savings (MWh or mTherms) | Achievable Economic TRC Potential | 0 | 0 | 0 | 0 | 0 | 0 | 0 | 0 | 0 | 0 | 0 | 0 | 0 | 0 | 0 | 0 | 0 | 0 | 0 | 0 | 0 | 0 | 0 | 0 | 0 | 0 | 0
F5_Commercial_OR - Health_New_Space Heating_Natural Gas_Gas Boiler - Hot Water Reset_A_Achievable Economic TRC Potential | F5 | Commercial | OR - Health | New | Space Heating | Natural Gas | Gas Boiler - Hot Water Reset | A | Incremental Summer Peak Savings (MW) | Achievable Economic TRC Potential | 0 | 0 | 0 | 0 | 0 | 0 | 0 | 0 | 0 | 0 | 0 | 0 | 0 | 0 | 0 | 0 | 0 | 0 | 0 | 0 | 0 | 0 | 0 | 0 | 0 | 0 | 0
F6_Commercial_OR - Health_New_Space Heating_Natural Gas_Gas Boiler - Hot Water Reset_A_Achievable Economic TRC Potential | F6 | Commercial | OR - Health | New | Space Heating | Natural Gas | Gas Boiler - Hot Water Reset | A | Incremental Winter Peak Savings (MW) | Achievable Economic TRC Potential | 0 | 0 | 0 | 0 | 0 | 0 | 0 | 0 | 0 | 0 | 0 | 0 | 0 | 0 | 0 | 0 | 0 | 0 | 0 | 0 | 0 | 0 | 0 | 0 | 0 | 0 | 0
F7_Commercial_OR - Health_New_Space Heating_Natural Gas_Gas Boiler - Hot Water Reset_A_Achievable Economic TRC Potential | F7 | Commercial | OR - Health | New | Space Heating | Natural Gas | Gas Boiler - Hot Water Reset | A | Cumulative Energy Savings (MWh or mTherms) | Achievable Economic TRC Potential | 0 | 0 | 0 | 0 | 0 | 0 | 0 | 0 | 0 | 0 | 0 | 0 | 0 | 0 | 0 | 0 | 0 | 0 | 0 | 0 | 0 | 0 | 0 | 0 | 0 | 0 | 0
F8_Commercial_OR - Health_New_Space Heating_Natural Gas_Gas Boiler - Hot Water Reset_A_Achievable Economic TRC Potential | F8 | Commercial | OR - Health | New | Space Heating | Natural Gas | Gas Boiler - Hot Water Reset | A | Cumulative Summer Peak Savings (MW) | Achievable Economic TRC Potential | 0 | 0 | 0 | 0 | 0 | 0 | 0 | 0 | 0 | 0 | 0 | 0 | 0 | 0 | 0 | 0 | 0 | 0 | 0 | 0 | 0 | 0 | 0 | 0 | 0 | 0 | 0
F9_Commercial_OR - Health_New_Space Heating_Natural Gas_Gas Boiler - Hot Water Reset_A_Achievable Economic TRC Potential | F9 | Commercial | OR - Health | New | Space Heating | Natural Gas | Gas Boiler - Hot Water Reset | A | Cumulative Winter Peak Savings (MW) | Achievable Economic TRC Potential | 0 | 0 | 0 | 0 | 0 | 0 | 0 | 0 | 0 | 0 | 0 | 0 | 0 | 0 | 0 | 0 | 0 | 0 | 0 | 0 | 0 | 0 | 0 | 0 | 0 | 0 | 0
F10_Commercial_OR - Health_New_Space Heating_Natural Gas_Gas Boiler - Hot Water Reset_A_Achievable Economic TRC Potential | F10 | Commercial | OR - Health | New | Space Heating | Natural Gas | Gas Boiler - Hot Water Reset | A | Purchases (Incremental) | Achievable Economic TRC Potential | 0 | 0 | 0 | 0 | 0 | 0 | 0 | 0 | 0 | 0 | 0 | 0 | 0 | 0 | 0 | 0 | 0 | 0 | 0 | 0 | 0 | 0 | 0 | 0 | 0 | 0 | 0
F11_Commercial_OR - Health_New_Space Heating_Natural Gas_Gas Boiler - Hot Water Reset_A_Achievable Economic TRC Potential | F11 | Commercial | OR - Health | New | Space Heating | Natural Gas | Gas Boiler - Hot Water Reset | A | Purchases (Cumulative) | Achievable Economic TRC Potential | 0 | 0 | 0 | 0 | 0 | 0 | 0 | 0 | 0 | 0 | 0 | 0 | 0 | 0 | 0 | 0 | 0 | 0 | 0 | 0 | 0 | 0 | 0 | 0 | 0 | 0 | 0
F1_Commercial_OR - Health_New_Space Heating_Natural Gas_Gas Boiler - Steam Trap Replacement_A_Achievable Economic TRC Potential | F1 | Commercial | OR - Health | New | Space Heating | Natural Gas | Gas Boiler - Steam Trap Replacement | A | Integrated Unit Energy Savings (kWh or therms) | Achievable Economic TRC Potential | 0 | 0 | 0 | 0 | 0 | 0 | 0 | 0 | 0 | 0 | 0 | 0 | 0 | 0 | 0 | 0 | 0 | 0 | 0 | 0 | 0 | 0 | 0 | 0 | 0 | 0 | 0
F2_Commercial_OR - Health_New_Space Heating_Natural Gas_Gas Boiler - Steam Trap Replacement_A_Achievable Economic TRC Potential | F2 | Commercial | OR - Health | New | Space Heating | Natural Gas | Gas Boiler - Steam Trap Replacement | A | Integrated Unit Summer Peak Savings (kW) | Achievable Economic TRC Potential | 0 | 0 | 0 | 0 | 0 | 0 | 0 | 0 | 0 | 0 | 0 | 0 | 0 | 0 | 0 | 0 | 0 | 0 | 0 | 0 | 0 | 0 | 0 | 0 | 0 | 0 | 0
F3_Commercial_OR - Health_New_Space Heating_Natural Gas_Gas Boiler - Steam Trap Replacement_A_Achievable Economic TRC Potential | F3 | Commercial | OR - Health | New | Space Heating | Natural Gas | Gas Boiler - Steam Trap Replacement | A | Integrated Unit Winter Peak Savings (kW) | Achievable Economic TRC Potential | 0 | 0 | 0 | 0 | 0 | 0 | 0 | 0 | 0 | 0 | 0 | 0 | 0 | 0 | 0 | 0 | 0 | 0 | 0 | 0 | 0 | 0 | 0 | 0 | 0 | 0 | 0
F4_Commercial_OR - Health_New_Space Heating_Natural Gas_Gas Boiler - Steam Trap Replacement_A_Achievable Economic TRC Potential | F4 | Commercial | OR - Health | New | Space Heating | Natural Gas | Gas Boiler - Steam Trap Replacement | A | Incremental Energy Savings (MWh or mTherms) | Achievable Economic TRC Potential | 0 | 0 | 0 | 0 | 0 | 0 | 0 | 0 | 0 | 0 | 0 | 0 | 0 | 0 | 0 | 0 | 0 | 0 | 0 | 0 | 0 | 0 | 0 | 0 | 0 | 0 | 0
F5_Commercial_OR - Health_New_Space Heating_Natural Gas_Gas Boiler - Steam Trap Replacement_A_Achievable Economic TRC Potential | F5 | Commercial | OR - Health | New | Space Heating | Natural Gas | Gas Boiler - Steam Trap Replacement | A | Incremental Summer Peak Savings (MW) | Achievable Economic TRC Potential | 0 | 0 | 0 | 0 | 0 | 0 | 0 | 0 | 0 | 0 | 0 | 0 | 0 | 0 | 0 | 0 | 0 | 0 | 0 | 0 | 0 | 0 | 0 | 0 | 0 | 0 | 0
F6_Commercial_OR - Health_New_Space Heating_Natural Gas_Gas Boiler - Steam Trap Replacement_A_Achievable Economic TRC Potential | F6 | Commercial | OR - Health | New | Space Heating | Natural Gas | Gas Boiler - Steam Trap Replacement | A | Incremental Winter Peak Savings (MW) | Achievable Economic TRC Potential | 0 | 0 | 0 | 0 | 0 | 0 | 0 | 0 | 0 | 0 | 0 | 0 | 0 | 0 | 0 | 0 | 0 | 0 | 0 | 0 | 0 | 0 | 0 | 0 | 0 | 0 | 0
F7_Commercial_OR - Health_New_Space Heating_Natural Gas_Gas Boiler - Steam Trap Replacement_A_Achievable Economic TRC Potential | F7 | Commercial | OR - Health | New | Space Heating | Natural Gas | Gas Boiler - Steam Trap Replacement | A | Cumulative Energy Savings (MWh or mTherms) | Achievable Economic TRC Potential | 0 | 0 | 0 | 0 | 0 | 0 | 0 | 0 | 0 | 0 | 0 | 0 | 0 | 0 | 0 | 0 | 0 | 0 | 0 | 0 | 0 | 0 | 0 | 0 | 0 | 0 | 0
F8_Commercial_OR - Health_New_Space Heating_Natural Gas_Gas Boiler - Steam Trap Replacement_A_Achievable Economic TRC Potential | F8 | Commercial | OR - Health | New | Space Heating | Natural Gas | Gas Boiler - Steam Trap Replacement | A | Cumulative Summer Peak Savings (MW) | Achievable Economic TRC Potential | 0 | 0 | 0 | 0 | 0 | 0 | 0 | 0 | 0 | 0 | 0 | 0 | 0 | 0 | 0 | 0 | 0 | 0 | 0 | 0 | 0 | 0 | 0 | 0 | 0 | 0 | 0
F9_Commercial_OR - Health_New_Space Heating_Natural Gas_Gas Boiler - Steam Trap Replacement_A_Achievable Economic TRC Potential | F9 | Commercial | OR - Health | New | Space Heating | Natural Gas | Gas Boiler - Steam Trap Replacement | A | Cumulative Winter Peak Savings (MW) | Achievable Economic TRC Potential | 0 | 0 | 0 | 0 | 0 | 0 | 0 | 0 | 0 | 0 | 0 | 0 | 0 | 0 | 0 | 0 | 0 | 0 | 0 | 0 | 0 | 0 | 0 | 0 | 0 | 0 | 0
F10_Commercial_OR - Health_New_Space Heating_Natural Gas_Gas Boiler - Steam Trap Replacement_A_Achievable Economic TRC Potential | F10 | Commercial | OR - Health | New | Space Heating | Natural Gas | Gas Boiler - Steam Trap Replacement | A | Purchases (Incremental) | Achievable Economic TRC Potential | 0 | 0 | 0 | 0 | 0 | 0 | 0 | 0 | 0 | 0 | 0 | 0 | 0 | 0 | 0 | 0 | 0 | 0 | 0 | 0 | 0 | 0 | 0 | 0 | 0 | 0 | 0
F11_Commercial_OR - Health_New_Space Heating_Natural Gas_Gas Boiler - Steam Trap Replacement_A_Achievable Economic TRC Potential | F11 | Commercial | OR - Health | New | Space Heating | Natural Gas | Gas Boiler - Steam Trap Replacement | A | Purchases (Cumulative) | Achievable Economic TRC Potential | 0 | 0 | 0 | 0 | 0 | 0 | 0 | 0 | 0 | 0 | 0 | 0 | 0 | 0 | 0 | 0 | 0 | 0 | 0 | 0 | 0 | 0 | 0 | 0 | 0 | 0 | 0
F1_Commercial_OR - Health_New_Space Heating_Natural Gas_Gas Boiler - High Turndown Burner_A_Achievable Economic TRC Potential | F1 | Commercial | OR - Health | New | Space Heating | Natural Gas | Gas Boiler - High Turndown Burner | A | Integrated Unit Energy Savings (kWh or therms) | Achievable Economic TRC Potential | 0 | 0 | 0 | 0 | 0 | 0 | 0 | 0 | 0 | 0 | 0 | 0 | 0 | 0 | 0 | 0 | 0 | 0 | 0 | 0 | 0 | 0 | 0 | 0 | 0 | 0 | 0
F2_Commercial_OR - Health_New_Space Heating_Natural Gas_Gas Boiler - High Turndown Burner_A_Achievable Economic TRC Potential | F2 | Commercial | OR - Health | New | Space Heating | Natural Gas | Gas Boiler - High Turndown Burner | A | Integrated Unit Summer Peak Savings (kW) | Achievable Economic TRC Potential | 0 | 0 | 0 | 0 | 0 | 0 | 0 | 0 | 0 | 0 | 0 | 0 | 0 | 0 | 0 | 0 | 0 | 0 | 0 | 0 | 0 | 0 | 0 | 0 | 0 | 0 | 0
F3_Commercial_OR - Health_New_Space Heating_Natural Gas_Gas Boiler - High Turndown Burner_A_Achievable Economic TRC Potential | F3 | Commercial | OR - Health | New | Space Heating | Natural Gas | Gas Boiler - High Turndown Burner | A | Integrated Unit Winter Peak Savings (kW) | Achievable Economic TRC Potential | 0 | 0 | 0 | 0 | 0 | 0 | 0 | 0 | 0 | 0 | 0 | 0 | 0 | 0 | 0 | 0 | 0 | 0 | 0 | 0 | 0 | 0 | 0 | 0 | 0 | 0 | 0
F4_Commercial_OR - Health_New_Space Heating_Natural Gas_Gas Boiler - High Turndown Burner_A_Achievable Economic TRC Potential | F4 | Commercial | OR - Health | New | Space Heating | Natural Gas | Gas Boiler - High Turndown Burner | A | Incremental Energy Savings (MWh or mTherms) | Achievable Economic TRC Potential | 0 | 0 | 0 | 0 | 0 | 0 | 0 | 0 | 0 | 0 | 0 | 0 | 0 | 0 | 0 | 0 | 0 | 0 | 0 | 0 | 0 | 0 | 0 | 0 | 0 | 0 | 0
F5_Commercial_OR - Health_New_Space Heating_Natural Gas_Gas Boiler - High Turndown Burner_A_Achievable Economic TRC Potential | F5 | Commercial | OR - Health | New | Space Heating | Natural Gas | Gas Boiler - High Turndown Burner | A | Incremental Summer Peak Savings (MW) | Achievable Economic TRC Potential | 0 | 0 | 0 | 0 | 0 | 0 | 0 | 0 | 0 | 0 | 0 | 0 | 0 | 0 | 0 | 0 | 0 | 0 | 0 | 0 | 0 | 0 | 0 | 0 | 0 | 0 | 0
F6_Commercial_OR - Health_New_Space Heating_Natural Gas_Gas Boiler - High Turndown Burner_A_Achievable Economic TRC Potential | F6 | Commercial | OR - Health | New | Space Heating | Natural Gas | Gas Boiler - High Turndown Burner | A | Incremental Winter Peak Savings (MW) | Achievable Economic TRC Potential | 0 | 0 | 0 | 0 | 0 | 0 | 0 | 0 | 0 | 0 | 0 | 0 | 0 | 0 | 0 | 0 | 0 | 0 | 0 | 0 | 0 | 0 | 0 | 0 | 0 | 0 | 0
F7_Commercial_OR - Health_New_Space Heating_Natural Gas_Gas Boiler - High Turndown Burner_A_Achievable Economic TRC Potential | F7 | Commercial | OR - Health | New | Space Heating | Natural Gas | Gas Boiler - High Turndown Burner | A | Cumulative Energy Savings (MWh or mTherms) | Achievable Economic TRC Potential | 0 | 0 | 0 | 0 | 0 | 0 | 0 | 0 | 0 | 0 | 0 | 0 | 0 | 0 | 0 | 0 | 0 | 0 | 0 | 0 | 0 | 0 | 0 | 0 | 0 | 0 | 0
F8_Commercial_OR - Health_New_Space Heating_Natural Gas_Gas Boiler - High Turndown Burner_A_Achievable Economic TRC Potential | F8 | Commercial | OR - Health | New | Space Heating | Natural Gas | Gas Boiler - High Turndown Burner | A | Cumulative Summer Peak Savings (MW) | Achievable Economic TRC Potential | 0 | 0 | 0 | 0 | 0 | 0 | 0 | 0 | 0 | 0 | 0 | 0 | 0 | 0 | 0 | 0 | 0 | 0 | 0 | 0 | 0 | 0 | 0 | 0 | 0 | 0 | 0
F9_Commercial_OR - Health_New_Space Heating_Natural Gas_Gas Boiler - High Turndown Burner_A_Achievable Economic TRC Potential | F9 | Commercial | OR - Health | New | Space Heating | Natural Gas | Gas Boiler - High Turndown Burner | A | Cumulative Winter Peak Savings (MW) | Achievable Economic TRC Potential | 0 | 0 | 0 | 0 | 0 | 0 | 0 | 0 | 0 | 0 | 0 | 0 | 0 | 0 | 0 | 0 | 0 | 0 | 0 | 0 | 0 | 0 | 0 | 0 | 0 | 0 | 0
F10_Commercial_OR - Health_New_Space Heating_Natural Gas_Gas Boiler - High Turndown Burner_A_Achievable Economic TRC Potential | F10 | Commercial | OR - Health | New | Space Heating | Natural Gas | Gas Boiler - High Turndown Burner | A | Purchases (Incremental) | Achievable Economic TRC Potential | 0 | 0 | 0 | 0 | 0 | 0 | 0 | 0 | 0 | 0 | 0 | 0 | 0 | 0 | 0 | 0 | 0 | 0 | 0 | 0 | 0 | 0 | 0 | 0 | 0 | 0 | 0
F11_Commercial_OR - Health_New_Space Heating_Natural Gas_Gas Boiler - High Turndown Burner_A_Achievable Economic TRC Potential | F11 | Commercial | OR - Health | New | Space Heating | Natural Gas | Gas Boiler - High Turndown Burner | A | Purchases (Cumulative) | Achievable Economic TRC Potential | 0 | 0 | 0 | 0 | 0 | 0 | 0 | 0 | 0 | 0 | 0 | 0 | 0 | 0 | 0 | 0 | 0 | 0 | 0 | 0 | 0 | 0 | 0 | 0 | 0 | 0 | 0
F1_Commercial_OR - Health_New_Space Heating_Natural Gas_Gas Boiler - Burner Control Optimization_A_Achievable Economic TRC Potential | F1 | Commercial | OR - Health | New | Space Heating | Natural Gas | Gas Boiler - Burner Control Optimization | A | Integrated Unit Energy Savings (kWh or therms) | Achievable Economic TRC Potential | 0 | 0 | 0 | 0 | 0 | 0 | 0 | 0 | 0 | 0 | 0 | 0 | 0 | 0 | 0 | 0 | 0 | 0 | 0 | 0 | 0 | 0 | 0 | 0 | 0 | 0 | 0
F2_Commercial_OR - Health_New_Space Heating_Natural Gas_Gas Boiler - Burner Control Optimization_A_Achievable Economic TRC Potential | F2 | Commercial | OR - Health | New | Space Heating | Natural Gas | Gas Boiler - Burner Control Optimization | A | Integrated Unit Summer Peak Savings (kW) | Achievable Economic TRC Potential | 0 | 0 | 0 | 0 | 0 | 0 | 0 | 0 | 0 | 0 | 0 | 0 | 0 | 0 | 0 | 0 | 0 | 0 | 0 | 0 | 0 | 0 | 0 | 0 | 0 | 0 | 0
F3_Commercial_OR - Health_New_Space Heating_Natural Gas_Gas Boiler - Burner Control Optimization_A_Achievable Economic TRC Potential | F3 | Commercial | OR - Health | New | Space Heating | Natural Gas | Gas Boiler - Burner Control Optimization | A | Integrated Unit Winter Peak Savings (kW) | Achievable Economic TRC Potential | 0 | 0 | 0 | 0 | 0 | 0 | 0 | 0 | 0 | 0 | 0 | 0 | 0 | 0 | 0 | 0 | 0 | 0 | 0 | 0 | 0 | 0 | 0 | 0 | 0 | 0 | 0
F4_Commercial_OR - Health_New_Space Heating_Natural Gas_Gas Boiler - Burner Control Optimization_A_Achievable Economic TRC Potential | F4 | Commercial | OR - Health | New | Space Heating | Natural Gas | Gas Boiler - Burner Control Optimization | A | Incremental Energy Savings (MWh or mTherms) | Achievable Economic TRC Potential | 0 | 0 | 0 | 0 | 0 | 0 | 0 | 0 | 0 | 0 | 0 | 0 | 0 | 0 | 0 | 0 | 0 | 0 | 0 | 0 | 0 | 0 | 0 | 0 | 0 | 0 | 0
F5_Commercial_OR - Health_New_Space Heating_Natural Gas_Gas Boiler - Burner Control Optimization_A_Achievable Economic TRC Potential | F5 | Commercial | OR - Health | New | Space Heating | Natural Gas | Gas Boiler - Burner Control Optimization | A | Incremental Summer Peak Savings (MW) | Achievable Economic TRC Potential | 0 | 0 | 0 | 0 | 0 | 0 | 0 | 0 | 0 | 0 | 0 | 0 | 0 | 0 | 0 | 0 | 0 | 0 | 0 | 0 | 0 | 0 | 0 | 0 | 0 | 0 | 0
F6_Commercial_OR - Health_New_Space Heating_Natural Gas_Gas Boiler - Burner Control Optimization_A_Achievable Economic TRC Potential | F6 | Commercial | OR - Health | New | Space Heating | Natural Gas | Gas Boiler - Burner Control Optimization | A | Incremental Winter Peak Savings (MW) | Achievable Economic TRC Potential | 0 | 0 | 0 | 0 | 0 | 0 | 0 | 0 | 0 | 0 | 0 | 0 | 0 | 0 | 0 | 0 | 0 | 0 | 0 | 0 | 0 | 0 | 0 | 0 | 0 | 0 | 0
F7_Commercial_OR - Health_New_Space Heating_Natural Gas_Gas Boiler - Burner Control Optimization_A_Achievable Economic TRC Potential | F7 | Commercial | OR - Health | New | Space Heating | Natural Gas | Gas Boiler - Burner Control Optimization | A | Cumulative Energy Savings (MWh or mTherms) | Achievable Economic TRC Potential | 0 | 0 | 0 | 0 | 0 | 0 | 0 | 0 | 0 | 0 | 0 | 0 | 0 | 0 | 0 | 0 | 0 | 0 | 0 | 0 | 0 | 0 | 0 | 0 | 0 | 0 | 0
F8_Commercial_OR - Health_New_Space Heating_Natural Gas_Gas Boiler - Burner Control Optimization_A_Achievable Economic TRC Potential | F8 | Commercial | OR - Health | New | Space Heating | Natural Gas | Gas Boiler - Burner Control Optimization | A | Cumulative Summer Peak Savings (MW) | Achievable Economic TRC Potential | 0 | 0 | 0 | 0 | 0 | 0 | 0 | 0 | 0 | 0 | 0 | 0 | 0 | 0 | 0 | 0 | 0 | 0 | 0 | 0 | 0 | 0 | 0 | 0 | 0 | 0 | 0
F9_Commercial_OR - Health_New_Space Heating_Natural Gas_Gas Boiler - Burner Control Optimization_A_Achievable Economic TRC Potential | F9 | Commercial | OR - Health | New | Space Heating | Natural Gas | Gas Boiler - Burner Control Optimization | A | Cumulative Winter Peak Savings (MW) | Achievable Economic TRC Potential | 0 | 0 | 0 | 0 | 0 | 0 | 0 | 0 | 0 | 0 | 0 | 0 | 0 | 0 | 0 | 0 | 0 | 0 | 0 | 0 | 0 | 0 | 0 | 0 | 0 | 0 | 0
F10_Commercial_OR - Health_New_Space Heating_Natural Gas_Gas Boiler - Burner Control Optimization_A_Achievable Economic TRC Potential | F10 | Commercial | OR - Health | New | Space Heating | Natural Gas | Gas Boiler - Burner Control Optimization | A | Purchases (Incremental) | Achievable Economic TRC Potential | 0 | 0 | 0 | 0 | 0 | 0 | 0 | 0 | 0 | 0 | 0 | 0 | 0 | 0 | 0 | 0 | 0 | 0 | 0 | 0 | 0 | 0 | 0 | 0 | 0 | 0 | 0
F11_Commercial_OR - Health_New_Space Heating_Natural Gas_Gas Boiler - Burner Control Optimization_A_Achievable Economic TRC Potential | F11 | Commercial | OR - Health | New | Space Heating | Natural Gas | Gas Boiler - Burner Control Optimization | A | Purchases (Cumulative) | Achievable Economic TRC Potential | 0 | 0 | 0 | 0 | 0 | 0 | 0 | 0 | 0 | 0 | 0 | 0 | 0 | 0 | 0 | 0 | 0 | 0 | 0 | 0 | 0 | 0 | 0 | 0 | 0 | 0 | 0
F1_Commercial_OR - Health_New_Space Heating_Natural Gas_Gas Boiler - Stack Economizer_A_Achievable Economic TRC Potential | F1 | Commercial | OR - Health | New | Space Heating | Natural Gas | Gas Boiler - Stack Economizer | A | Integrated Unit Energy Savings (kWh or therms) | Achievable Economic TRC Potential | 0 | 0 | 0 | 0 | 0 | 0 | 0 | 0 | 0 | 0 | 0 | 0 | 0 | 0 | 0 | 0 | 0 | 0 | 0 | 0 | 0 | 0 | 0 | 0 | 0 | 0 | 0
F2_Commercial_OR - Health_New_Space Heating_Natural Gas_Gas Boiler - Stack Economizer_A_Achievable Economic TRC Potential | F2 | Commercial | OR - Health | New | Space Heating | Natural Gas | Gas Boiler - Stack Economizer | A | Integrated Unit Summer Peak Savings (kW) | Achievable Economic TRC Potential | 0 | 0 | 0 | 0 | 0 | 0 | 0 | 0 | 0 | 0 | 0 | 0 | 0 | 0 | 0 | 0 | 0 | 0 | 0 | 0 | 0 | 0 | 0 | 0 | 0 | 0 | 0
F3_Commercial_OR - Health_New_Space Heating_Natural Gas_Gas Boiler - Stack Economizer_A_Achievable Economic TRC Potential | F3 | Commercial | OR - Health | New | Space Heating | Natural Gas | Gas Boiler - Stack Economizer | A | Integrated Unit Winter Peak Savings (kW) | Achievable Economic TRC Potential | 0 | 0 | 0 | 0 | 0 | 0 | 0 | 0 | 0 | 0 | 0 | 0 | 0 | 0 | 0 | 0 | 0 | 0 | 0 | 0 | 0 | 0 | 0 | 0 | 0 | 0 | 0
F4_Commercial_OR - Health_New_Space Heating_Natural Gas_Gas Boiler - Stack Economizer_A_Achievable Economic TRC Potential | F4 | Commercial | OR - Health | New | Space Heating | Natural Gas | Gas Boiler - Stack Economizer | A | Incremental Energy Savings (MWh or mTherms) | Achievable Economic TRC Potential | 0 | 0 | 0 | 0 | 0 | 0 | 0 | 0 | 0 | 0 | 0 | 0 | 0 | 0 | 0 | 0 | 0 | 0 | 0 | 0 | 0 | 0 | 0 | 0 | 0 | 0 | 0
F5_Commercial_OR - Health_New_Space Heating_Natural Gas_Gas Boiler - Stack Economizer_A_Achievable Economic TRC Potential | F5 | Commercial | OR - Health | New | Space Heating | Natural Gas | Gas Boiler - Stack Economizer | A | Incremental Summer Peak Savings (MW) | Achievable Economic TRC Potential | 0 | 0 | 0 | 0 | 0 | 0 | 0 | 0 | 0 | 0 | 0 | 0 | 0 | 0 | 0 | 0 | 0 | 0 | 0 | 0 | 0 | 0 | 0 | 0 | 0 | 0 | 0
F6_Commercial_OR - Health_New_Space Heating_Natural Gas_Gas Boiler - Stack Economizer_A_Achievable Economic TRC Potential | F6 | Commercial | OR - Health | New | Space Heating | Natural Gas | Gas Boiler - Stack Economizer | A | Incremental Winter Peak Savings (MW) | Achievable Economic TRC Potential | 0 | 0 | 0 | 0 | 0 | 0 | 0 | 0 | 0 | 0 | 0 | 0 | 0 | 0 | 0 | 0 | 0 | 0 | 0 | 0 | 0 | 0 | 0 | 0 | 0 | 0 | 0
F7_Commercial_OR - Health_New_Space Heating_Natural Gas_Gas Boiler - Stack Economizer_A_Achievable Economic TRC Potential | F7 | Commercial | OR - Health | New | Space Heating | Natural Gas | Gas Boiler - Stack Economizer | A | Cumulative Energy Savings (MWh or mTherms) | Achievable Economic TRC Potential | 0 | 0 | 0 | 0 | 0 | 0 | 0 | 0 | 0 | 0 | 0 | 0 | 0 | 0 | 0 | 0 | 0 | 0 | 0 | 0 | 0 | 0 | 0 | 0 | 0 | 0 | 0
F8_Commercial_OR - Health_New_Space Heating_Natural Gas_Gas Boiler - Stack Economizer_A_Achievable Economic TRC Potential | F8 | Commercial | OR - Health | New | Space Heating | Natural Gas | Gas Boiler - Stack Economizer | A | Cumulative Summer Peak Savings (MW) | Achievable Economic TRC Potential | 0 | 0 | 0 | 0 | 0 | 0 | 0 | 0 | 0 | 0 | 0 | 0 | 0 | 0 | 0 | 0 | 0 | 0 | 0 | 0 | 0 | 0 | 0 | 0 | 0 | 0 | 0
F9_Commercial_OR - Health_New_Space Heating_Natural Gas_Gas Boiler - Stack Economizer_A_Achievable Economic TRC Potential | F9 | Commercial | OR - Health | New | Space Heating | Natural Gas | Gas Boiler - Stack Economizer | A | Cumulative Winter Peak Savings (MW) | Achievable Economic TRC Potential | 0 | 0 | 0 | 0 | 0 | 0 | 0 | 0 | 0 | 0 | 0 | 0 | 0 | 0 | 0 | 0 | 0 | 0 | 0 | 0 | 0 | 0 | 0 | 0 | 0 | 0 | 0
F10_Commercial_OR - Health_New_Space Heating_Natural Gas_Gas Boiler - Stack Economizer_A_Achievable Economic TRC Potential | F10 | Commercial | OR - Health | New | Space Heating | Natural Gas | Gas Boiler - Stack Economizer | A | Purchases (Incremental) | Achievable Economic TRC Potential | 0 | 0 | 0 | 0 | 0 | 0 | 0 | 0 | 0 | 0 | 0 | 0 | 0 | 0 | 0 | 0 | 0 | 0 | 0 | 0 | 0 | 0 | 0 | 0 | 0 | 0 | 0
F11_Commercial_OR - Health_New_Space Heating_Natural Gas_Gas Boiler - Stack Economizer_A_Achievable Economic TRC Potential | F11 | Commercial | OR - Health | New | Space Heating | Natural Gas | Gas Boiler - Stack Economizer | A | Purchases (Cumulative) | Achievable Economic TRC Potential | 0 | 0 | 0 | 0 | 0 | 0 | 0 | 0 | 0 | 0 | 0 | 0 | 0 | 0 | 0 | 0 | 0 | 0 | 0 | 0 | 0 | 0 | 0 | 0 | 0 | 0 | 0
F1_Commercial_OR - Health_New_Space Heating_Natural Gas_Gas Boiler - Thermostatic Radiator Valves_A_Achievable Economic TRC Potential | F1 | Commercial | OR - Health | New | Space Heating | Natural Gas | Gas Boiler - Thermostatic Radiator Valves | A | Integrated Unit Energy Savings (kWh or therms) | Achievable Economic TRC Potential | 0 | 0 | 0 | 0 | 0 | 0 | 0 | 0 | 0 | 0 | 0 | 0 | 0 | 0 | 0 | 0 | 0 | 0 | 0 | 0 | 0 | 0 | 0 | 0 | 0 | 0 | 0
F2_Commercial_OR - Health_New_Space Heating_Natural Gas_Gas Boiler - Thermostatic Radiator Valves_A_Achievable Economic TRC Potential | F2 | Commercial | OR - Health | New | Space Heating | Natural Gas | Gas Boiler - Thermostatic Radiator Valves | A | Integrated Unit Summer Peak Savings (kW) | Achievable Economic TRC Potential | 0 | 0 | 0 | 0 | 0 | 0 | 0 | 0 | 0 | 0 | 0 | 0 | 0 | 0 | 0 | 0 | 0 | 0 | 0 | 0 | 0 | 0 | 0 | 0 | 0 | 0 | 0
F3_Commercial_OR - Health_New_Space Heating_Natural Gas_Gas Boiler - Thermostatic Radiator Valves_A_Achievable Economic TRC Potential | F3 | Commercial | OR - Health | New | Space Heating | Natural Gas | Gas Boiler - Thermostatic Radiator Valves | A | Integrated Unit Winter Peak Savings (kW) | Achievable Economic TRC Potential | 0 | 0 | 0 | 0 | 0 | 0 | 0 | 0 | 0 | 0 | 0 | 0 | 0 | 0 | 0 | 0 | 0 | 0 | 0 | 0 | 0 | 0 | 0 | 0 | 0 | 0 | 0
F4_Commercial_OR - Health_New_Space Heating_Natural Gas_Gas Boiler - Thermostatic Radiator Valves_A_Achievable Economic TRC Potential | F4 | Commercial | OR - Health | New | Space Heating | Natural Gas | Gas Boiler - Thermostatic Radiator Valves | A | Incremental Energy Savings (MWh or mTherms) | Achievable Economic TRC Potential | 0 | 0 | 0 | 0 | 0 | 0 | 0 | 0 | 0 | 0 | 0 | 0 | 0 | 0 | 0 | 0 | 0 | 0 | 0 | 0 | 0 | 0 | 0 | 0 | 0 | 0 | 0
F5_Commercial_OR - Health_New_Space Heating_Natural Gas_Gas Boiler - Thermostatic Radiator Valves_A_Achievable Economic TRC Potential | F5 | Commercial | OR - Health | New | Space Heating | Natural Gas | Gas Boiler - Thermostatic Radiator Valves | A | Incremental Summer Peak Savings (MW) | Achievable Economic TRC Potential | 0 | 0 | 0 | 0 | 0 | 0 | 0 | 0 | 0 | 0 | 0 | 0 | 0 | 0 | 0 | 0 | 0 | 0 | 0 | 0 | 0 | 0 | 0 | 0 | 0 | 0 | 0
F6_Commercial_OR - Health_New_Space Heating_Natural Gas_Gas Boiler - Thermostatic Radiator Valves_A_Achievable Economic TRC Potential | F6 | Commercial | OR - Health | New | Space Heating | Natural Gas | Gas Boiler - Thermostatic Radiator Valves | A | Incremental Winter Peak Savings (MW) | Achievable Economic TRC Potential | 0 | 0 | 0 | 0 | 0 | 0 | 0 | 0 | 0 | 0 | 0 | 0 | 0 | 0 | 0 | 0 | 0 | 0 | 0 | 0 | 0 | 0 | 0 | 0 | 0 | 0 | 0
F7_Commercial_OR - Health_New_Space Heating_Natural Gas_Gas Boiler - Thermostatic Radiator Valves_A_Achievable Economic TRC Potential | F7 | Commercial | OR - Health | New | Space Heating | Natural Gas | Gas Boiler - Thermostatic Radiator Valves | A | Cumulative Energy Savings (MWh or mTherms) | Achievable Economic TRC Potential | 0 | 0 | 0 | 0 | 0 | 0 | 0 | 0 | 0 | 0 | 0 | 0 | 0 | 0 | 0 | 0 | 0 | 0 | 0 | 0 | 0 | 0 | 0 | 0 | 0 | 0 | 0
F8_Commercial_OR - Health_New_Space Heating_Natural Gas_Gas Boiler - Thermostatic Radiator Valves_A_Achievable Economic TRC Potential | F8 | Commercial | OR - Health | New | Space Heating | Natural Gas | Gas Boiler - Thermostatic Radiator Valves | A | Cumulative Summer Peak Savings (MW) | Achievable Economic TRC Potential | 0 | 0 | 0 | 0 | 0 | 0 | 0 | 0 | 0 | 0 | 0 | 0 | 0 | 0 | 0 | 0 | 0 | 0 | 0 | 0 | 0 | 0 | 0 | 0 | 0 | 0 | 0
F9_Commercial_OR - Health_New_Space Heating_Natural Gas_Gas Boiler - Thermostatic Radiator Valves_A_Achievable Economic TRC Potential | F9 | Commercial | OR - Health | New | Space Heating | Natural Gas | Gas Boiler - Thermostatic Radiator Valves | A | Cumulative Winter Peak Savings (MW) | Achievable Economic TRC Potential | 0 | 0 | 0 | 0 | 0 | 0 | 0 | 0 | 0 | 0 | 0 | 0 | 0 | 0 | 0 | 0 | 0 | 0 | 0 | 0 | 0 | 0 | 0 | 0 | 0 | 0 | 0
F10_Commercial_OR - Health_New_Space Heating_Natural Gas_Gas Boiler - Thermostatic Radiator Valves_A_Achievable Economic TRC Potential | F10 | Commercial | OR - Health | New | Space Heating | Natural Gas | Gas Boiler - Thermostatic Radiator Valves | A | Purchases (Incremental) | Achievable Economic TRC Potential | 0 | 0 | 0 | 0 | 0 | 0 | 0 | 0 | 0 | 0 | 0 | 0 | 0 | 0 | 0 | 0 | 0 | 0 | 0 | 0 | 0 | 0 | 0 | 0 | 0 | 0 | 0
F11_Commercial_OR - Health_New_Space Heating_Natural Gas_Gas Boiler - Thermostatic Radiator Valves_A_Achievable Economic TRC Potential | F11 | Commercial | OR - Health | New | Space Heating | Natural Gas | Gas Boiler - Thermostatic Radiator Valves | A | Purchases (Cumulative) | Achievable Economic TRC Potential | 0 | 0 | 0 | 0 | 0 | 0 | 0 | 0 | 0 | 0 | 0 | 0 | 0 | 0 | 0 | 0 | 0 | 0 | 0 | 0 | 0 | 0 | 0 | 0 | 0 | 0 | 0
F1_Commercial_OR - Health_New_Space Heating_Natural Gas_HVAC - Shut Off Damper_A_Achievable Economic TRC Potential | F1 | Commercial | OR - Health | New | Space Heating | Natural Gas | HVAC - Shut Off Damper | A | Integrated Unit Energy Savings (kWh or therms) | Achievable Economic TRC Potential | 0 | 0 | 0 | 0 | 0 | 0 | 0 | 0 | 0 | 0 | 0 | 0 | 0 | 0 | 0 | 0 | 0 | 0 | 0 | 0 | 0 | 0 | 0 | 0 | 0 | 0 | 0
F2_Commercial_OR - Health_New_Space Heating_Natural Gas_HVAC - Shut Off Damper_A_Achievable Economic TRC Potential | F2 | Commercial | OR - Health | New | Space Heating | Natural Gas | HVAC - Shut Off Damper | A | Integrated Unit Summer Peak Savings (kW) | Achievable Economic TRC Potential | 0 | 0 | 0 | 0 | 0 | 0 | 0 | 0 | 0 | 0 | 0 | 0 | 0 | 0 | 0 | 0 | 0 | 0 | 0 | 0 | 0 | 0 | 0 | 0 | 0 | 0 | 0
F3_Commercial_OR - Health_New_Space Heating_Natural Gas_HVAC - Shut Off Damper_A_Achievable Economic TRC Potential | F3 | Commercial | OR - Health | New | Space Heating | Natural Gas | HVAC - Shut Off Damper | A | Integrated Unit Winter Peak Savings (kW) | Achievable Economic TRC Potential | 0 | 0 | 0 | 0 | 0 | 0 | 0 | 0 | 0 | 0 | 0 | 0 | 0 | 0 | 0 | 0 | 0 | 0 | 0 | 0 | 0 | 0 | 0 | 0 | 0 | 0 | 0
F4_Commercial_OR - Health_New_Space Heating_Natural Gas_HVAC - Shut Off Damper_A_Achievable Economic TRC Potential | F4 | Commercial | OR - Health | New | Space Heating | Natural Gas | HVAC - Shut Off Damper | A | Incremental Energy Savings (MWh or mTherms) | Achievable Economic TRC Potential | 0 | 0 | 0 | 0 | 0 | 0 | 0 | 0 | 0 | 0 | 0 | 0 | 0 | 0 | 0 | 0 | 0 | 0 | 0 | 0 | 0 | 0 | 0 | 0 | 0 | 0 | 0
F5_Commercial_OR - Health_New_Space Heating_Natural Gas_HVAC - Shut Off Damper_A_Achievable Economic TRC Potential | F5 | Commercial | OR - Health | New | Space Heating | Natural Gas | HVAC - Shut Off Damper | A | Incremental Summer Peak Savings (MW) | Achievable Economic TRC Potential | 0 | 0 | 0 | 0 | 0 | 0 | 0 | 0 | 0 | 0 | 0 | 0 | 0 | 0 | 0 | 0 | 0 | 0 | 0 | 0 | 0 | 0 | 0 | 0 | 0 | 0 | 0
F6_Commercial_OR - Health_New_Space Heating_Natural Gas_HVAC - Shut Off Damper_A_Achievable Economic TRC Potential | F6 | Commercial | OR - Health | New | Space Heating | Natural Gas | HVAC - Shut Off Damper | A | Incremental Winter Peak Savings (MW) | Achievable Economic TRC Potential | 0 | 0 | 0 | 0 | 0 | 0 | 0 | 0 | 0 | 0 | 0 | 0 | 0 | 0 | 0 | 0 | 0 | 0 | 0 | 0 | 0 | 0 | 0 | 0 | 0 | 0 | 0
F7_Commercial_OR - Health_New_Space Heating_Natural Gas_HVAC - Shut Off Damper_A_Achievable Economic TRC Potential | F7 | Commercial | OR - Health | New | Space Heating | Natural Gas | HVAC - Shut Off Damper | A | Cumulative Energy Savings (MWh or mTherms) | Achievable Economic TRC Potential | 0 | 0 | 0 | 0 | 0 | 0 | 0 | 0 | 0 | 0 | 0 | 0 | 0 | 0 | 0 | 0 | 0 | 0 | 0 | 0 | 0 | 0 | 0 | 0 | 0 | 0 | 0
F8_Commercial_OR - Health_New_Space Heating_Natural Gas_HVAC - Shut Off Damper_A_Achievable Economic TRC Potential | F8 | Commercial | OR - Health | New | Space Heating | Natural Gas | HVAC - Shut Off Damper | A | Cumulative Summer Peak Savings (MW) | Achievable Economic TRC Potential | 0 | 0 | 0 | 0 | 0 | 0 | 0 | 0 | 0 | 0 | 0 | 0 | 0 | 0 | 0 | 0 | 0 | 0 | 0 | 0 | 0 | 0 | 0 | 0 | 0 | 0 | 0
F9_Commercial_OR - Health_New_Space Heating_Natural Gas_HVAC - Shut Off Damper_A_Achievable Economic TRC Potential | F9 | Commercial | OR - Health | New | Space Heating | Natural Gas | HVAC - Shut Off Damper | A | Cumulative Winter Peak Savings (MW) | Achievable Economic TRC Potential | 0 | 0 | 0 | 0 | 0 | 0 | 0 | 0 | 0 | 0 | 0 | 0 | 0 | 0 | 0 | 0 | 0 | 0 | 0 | 0 | 0 | 0 | 0 | 0 | 0 | 0 | 0
F10_Commercial_OR - Health_New_Space Heating_Natural Gas_HVAC - Shut Off Damper_A_Achievable Economic TRC Potential | F10 | Commercial | OR - Health | New | Space Heating | Natural Gas | HVAC - Shut Off Damper | A | Purchases (Incremental) | Achievable Economic TRC Potential | 0 | 0 | 0 | 0 | 0 | 0 | 0 | 0 | 0 | 0 | 0 | 0 | 0 | 0 | 0 | 0 | 0 | 0 | 0 | 0 | 0 | 0 | 0 | 0 | 0 | 0 | 0
F11_Commercial_OR - Health_New_Space Heating_Natural Gas_HVAC - Shut Off Damper_A_Achievable Economic TRC Potential | F11 | Commercial | OR - Health | New | Space Heating | Natural Gas | HVAC - Shut Off Damper | A | Purchases (Cumulative) | Achievable Economic TRC Potential | 0 | 0 | 0 | 0 | 0 | 0 | 0 | 0 | 0 | 0 | 0 | 0 | 0 | 0 | 0 | 0 | 0 | 0 | 0 | 0 | 0 | 0 | 0 | 0 | 0 | 0 | 0
F1_Commercial_OR - Health_New_Space Heating_Natural Gas_Gas Furnace - Tube Inserts_A_Achievable Economic TRC Potential | F1 | Commercial | OR - Health | New | Space Heating | Natural Gas | Gas Furnace - Tube Inserts | A | Integrated Unit Energy Savings (kWh or therms) | Achievable Economic TRC Potential | 0 | 0 | 0 | 0 | 0 | 0 | 0 | 0 | 0 | 0 | 0 | 0 | 0 | 0 | 0 | 0 | 0 | 0 | 0 | 0 | 0 | 0 | 0 | 0 | 0 | 0 | 0
F2_Commercial_OR - Health_New_Space Heating_Natural Gas_Gas Furnace - Tube Inserts_A_Achievable Economic TRC Potential | F2 | Commercial | OR - Health | New | Space Heating | Natural Gas | Gas Furnace - Tube Inserts | A | Integrated Unit Summer Peak Savings (kW) | Achievable Economic TRC Potential | 0 | 0 | 0 | 0 | 0 | 0 | 0 | 0 | 0 | 0 | 0 | 0 | 0 | 0 | 0 | 0 | 0 | 0 | 0 | 0 | 0 | 0 | 0 | 0 | 0 | 0 | 0
F3_Commercial_OR - Health_New_Space Heating_Natural Gas_Gas Furnace - Tube Inserts_A_Achievable Economic TRC Potential | F3 | Commercial | OR - Health | New | Space Heating | Natural Gas | Gas Furnace - Tube Inserts | A | Integrated Unit Winter Peak Savings (kW) | Achievable Economic TRC Potential | 0 | 0 | 0 | 0 | 0 | 0 | 0 | 0 | 0 | 0 | 0 | 0 | 0 | 0 | 0 | 0 | 0 | 0 | 0 | 0 | 0 | 0 | 0 | 0 | 0 | 0 | 0
F4_Commercial_OR - Health_New_Space Heating_Natural Gas_Gas Furnace - Tube Inserts_A_Achievable Economic TRC Potential | F4 | Commercial | OR - Health | New | Space Heating | Natural Gas | Gas Furnace - Tube Inserts | A | Incremental Energy Savings (MWh or mTherms) | Achievable Economic TRC Potential | 0 | 0 | 0 | 0 | 0 | 0 | 0 | 0 | 0 | 0 | 0 | 0 | 0 | 0 | 0 | 0 | 0 | 0 | 0 | 0 | 0 | 0 | 0 | 0 | 0 | 0 | 0
F5_Commercial_OR - Health_New_Space Heating_Natural Gas_Gas Furnace - Tube Inserts_A_Achievable Economic TRC Potential | F5 | Commercial | OR - Health | New | Space Heating | Natural Gas | Gas Furnace - Tube Inserts | A | Incremental Summer Peak Savings (MW) | Achievable Economic TRC Potential | 0 | 0 | 0 | 0 | 0 | 0 | 0 | 0 | 0 | 0 | 0 | 0 | 0 | 0 | 0 | 0 | 0 | 0 | 0 | 0 | 0 | 0 | 0 | 0 | 0 | 0 | 0
F6_Commercial_OR - Health_New_Space Heating_Natural Gas_Gas Furnace - Tube Inserts_A_Achievable Economic TRC Potential | F6 | Commercial | OR - Health | New | Space Heating | Natural Gas | Gas Furnace - Tube Inserts | A | Incremental Winter Peak Savings (MW) | Achievable Economic TRC Potential | 0 | 0 | 0 | 0 | 0 | 0 | 0 | 0 | 0 | 0 | 0 | 0 | 0 | 0 | 0 | 0 | 0 | 0 | 0 | 0 | 0 | 0 | 0 | 0 | 0 | 0 | 0
F7_Commercial_OR - Health_New_Space Heating_Natural Gas_Gas Furnace - Tube Inserts_A_Achievable Economic TRC Potential | F7 | Commercial | OR - Health | New | Space Heating | Natural Gas | Gas Furnace - Tube Inserts | A | Cumulative Energy Savings (MWh or mTherms) | Achievable Economic TRC Potential | 0 | 0 | 0 | 0 | 0 | 0 | 0 | 0 | 0 | 0 | 0 | 0 | 0 | 0 | 0 | 0 | 0 | 0 | 0 | 0 | 0 | 0 | 0 | 0 | 0 | 0 | 0
F8_Commercial_OR - Health_New_Space Heating_Natural Gas_Gas Furnace - Tube Inserts_A_Achievable Economic TRC Potential | F8 | Commercial | OR - Health | New | Space Heating | Natural Gas | Gas Furnace - Tube Inserts | A | Cumulative Summer Peak Savings (MW) | Achievable Economic TRC Potential | 0 | 0 | 0 | 0 | 0 | 0 | 0 | 0 | 0 | 0 | 0 | 0 | 0 | 0 | 0 | 0 | 0 | 0 | 0 | 0 | 0 | 0 | 0 | 0 | 0 | 0 | 0
F9_Commercial_OR - Health_New_Space Heating_Natural Gas_Gas Furnace - Tube Inserts_A_Achievable Economic TRC Potential | F9 | Commercial | OR - Health | New | Space Heating | Natural Gas | Gas Furnace - Tube Inserts | A | Cumulative Winter Peak Savings (MW) | Achievable Economic TRC Potential | 0 | 0 | 0 | 0 | 0 | 0 | 0 | 0 | 0 | 0 | 0 | 0 | 0 | 0 | 0 | 0 | 0 | 0 | 0 | 0 | 0 | 0 | 0 | 0 | 0 | 0 | 0
F10_Commercial_OR - Health_New_Space Heating_Natural Gas_Gas Furnace - Tube Inserts_A_Achievable Economic TRC Potential | F10 | Commercial | OR - Health | New | Space Heating | Natural Gas | Gas Furnace - Tube Inserts | A | Purchases (Incremental) | Achievable Economic TRC Potential | 0 | 0 | 0 | 0 | 0 | 0 | 0 | 0 | 0 | 0 | 0 | 0 | 0 | 0 | 0 | 0 | 0 | 0 | 0 | 0 | 0 | 0 | 0 | 0 | 0 | 0 | 0
F11_Commercial_OR - Health_New_Space Heating_Natural Gas_Gas Furnace - Tube Inserts_A_Achievable Economic TRC Potential | F11 | Commercial | OR - Health | New | Space Heating | Natural Gas | Gas Furnace - Tube Inserts | A | Purchases (Cumulative) | Achievable Economic TRC Potential | 0 | 0 | 0 | 0 | 0 | 0 | 0 | 0 | 0 | 0 | 0 | 0 | 0 | 0 | 0 | 0 | 0 | 0 | 0 | 0 | 0 | 0 | 0 | 0 | 0 | 0 | 0
F1_Commercial_OR - Health_New_Space Heating_Natural Gas_Gas Boiler - Insulate Steam Lines/Condensate Tank_A_Achievable Economic TRC Potential | F1 | Commercial | OR - Health | New | Space Heating | Natural Gas | Gas Boiler - Insulate Steam Lines/Condensate Tank | A | Integrated Unit Energy Savings (kWh or therms) | Achievable Economic TRC Potential | 0 | 0 | 0 | 0 | 0 | 0 | 0 | 0 | 0 | 0 | 0 | 0 | 0 | 0 | 0 | 0 | 0 | 0 | 0 | 0 | 0 | 0 | 0 | 0 | 0 | 0 | 0
F2_Commercial_OR - Health_New_Space Heating_Natural Gas_Gas Boiler - Insulate Steam Lines/Condensate Tank_A_Achievable Economic TRC Potential | F2 | Commercial | OR - Health | New | Space Heating | Natural Gas | Gas Boiler - Insulate Steam Lines/Condensate Tank | A | Integrated Unit Summer Peak Savings (kW) | Achievable Economic TRC Potential | 0 | 0 | 0 | 0 | 0 | 0 | 0 | 0 | 0 | 0 | 0 | 0 | 0 | 0 | 0 | 0 | 0 | 0 | 0 | 0 | 0 | 0 | 0 | 0 | 0 | 0 | 0
F3_Commercial_OR - Health_New_Space Heating_Natural Gas_Gas Boiler - Insulate Steam Lines/Condensate Tank_A_Achievable Economic TRC Potential | F3 | Commercial | OR - Health | New | Space Heating | Natural Gas | Gas Boiler - Insulate Steam Lines/Condensate Tank | A | Integrated Unit Winter Peak Savings (kW) | Achievable Economic TRC Potential | 0 | 0 | 0 | 0 | 0 | 0 | 0 | 0 | 0 | 0 | 0 | 0 | 0 | 0 | 0 | 0 | 0 | 0 | 0 | 0 | 0 | 0 | 0 | 0 | 0 | 0 | 0
F4_Commercial_OR - Health_New_Space Heating_Natural Gas_Gas Boiler - Insulate Steam Lines/Condensate Tank_A_Achievable Economic TRC Potential | F4 | Commercial | OR - Health | New | Space Heating | Natural Gas | Gas Boiler - Insulate Steam Lines/Condensate Tank | A | Incremental Energy Savings (MWh or mTherms) | Achievable Economic TRC Potential | 0 | 0 | 0 | 0 | 0 | 0 | 0 | 0 | 0 | 0 | 0 | 0 | 0 | 0 | 0 | 0 | 0 | 0 | 0 | 0 | 0 | 0 | 0 | 0 | 0 | 0 | 0
F5_Commercial_OR - Health_New_Space Heating_Natural Gas_Gas Boiler - Insulate Steam Lines/Condensate Tank_A_Achievable Economic TRC Potential | F5 | Commercial | OR - Health | New | Space Heating | Natural Gas | Gas Boiler - Insulate Steam Lines/Condensate Tank | A | Incremental Summer Peak Savings (MW) | Achievable Economic TRC Potential | 0 | 0 | 0 | 0 | 0 | 0 | 0 | 0 | 0 | 0 | 0 | 0 | 0 | 0 | 0 | 0 | 0 | 0 | 0 | 0 | 0 | 0 | 0 | 0 | 0 | 0 | 0
F6_Commercial_OR - Health_New_Space Heating_Natural Gas_Gas Boiler - Insulate Steam Lines/Condensate Tank_A_Achievable Economic TRC Potential | F6 | Commercial | OR - Health | New | Space Heating | Natural Gas | Gas Boiler - Insulate Steam Lines/Condensate Tank | A | Incremental Winter Peak Savings (MW) | Achievable Economic TRC Potential | 0 | 0 | 0 | 0 | 0 | 0 | 0 | 0 | 0 | 0 | 0 | 0 | 0 | 0 | 0 | 0 | 0 | 0 | 0 | 0 | 0 | 0 | 0 | 0 | 0 | 0 | 0
F7_Commercial_OR - Health_New_Space Heating_Natural Gas_Gas Boiler - Insulate Steam Lines/Condensate Tank_A_Achievable Economic TRC Potential | F7 | Commercial | OR - Health | New | Space Heating | Natural Gas | Gas Boiler - Insulate Steam Lines/Condensate Tank | A | Cumulative Energy Savings (MWh or mTherms) | Achievable Economic TRC Potential | 0 | 0 | 0 | 0 | 0 | 0 | 0 | 0 | 0 | 0 | 0 | 0 | 0 | 0 | 0 | 0 | 0 | 0 | 0 | 0 | 0 | 0 | 0 | 0 | 0 | 0 | 0
F8_Commercial_OR - Health_New_Space Heating_Natural Gas_Gas Boiler - Insulate Steam Lines/Condensate Tank_A_Achievable Economic TRC Potential | F8 | Commercial | OR - Health | New | Space Heating | Natural Gas | Gas Boiler - Insulate Steam Lines/Condensate Tank | A | Cumulative Summer Peak Savings (MW) | Achievable Economic TRC Potential | 0 | 0 | 0 | 0 | 0 | 0 | 0 | 0 | 0 | 0 | 0 | 0 | 0 | 0 | 0 | 0 | 0 | 0 | 0 | 0 | 0 | 0 | 0 | 0 | 0 | 0 | 0
F9_Commercial_OR - Health_New_Space Heating_Natural Gas_Gas Boiler - Insulate Steam Lines/Condensate Tank_A_Achievable Economic TRC Potential | F9 | Commercial | OR - Health | New | Space Heating | Natural Gas | Gas Boiler - Insulate Steam Lines/Condensate Tank | A | Cumulative Winter Peak Savings (MW) | Achievable Economic TRC Potential | 0 | 0 | 0 | 0 | 0 | 0 | 0 | 0 | 0 | 0 | 0 | 0 | 0 | 0 | 0 | 0 | 0 | 0 | 0 | 0 | 0 | 0 | 0 | 0 | 0 | 0 | 0
F10_Commercial_OR - Health_New_Space Heating_Natural Gas_Gas Boiler - Insulate Steam Lines/Condensate Tank_A_Achievable Economic TRC Potential | F10 | Commercial | OR - Health | New | Space Heating | Natural Gas | Gas Boiler - Insulate Steam Lines/Condensate Tank | A | Purchases (Incremental) | Achievable Economic TRC Potential | 0 | 0 | 0 | 0 | 0 | 0 | 0 | 0 | 0 | 0 | 0 | 0 | 0 | 0 | 0 | 0 | 0 | 0 | 0 | 0 | 0 | 0 | 0 | 0 | 0 | 0 | 0
F11_Commercial_OR - Health_New_Space Heating_Natural Gas_Gas Boiler - Insulate Steam Lines/Condensate Tank_A_Achievable Economic TRC Potential | F11 | Commercial | OR - Health | New | Space Heating | Natural Gas | Gas Boiler - Insulate Steam Lines/Condensate Tank | A | Purchases (Cumulative) | Achievable Economic TRC Potential | 0 | 0 | 0 | 0 | 0 | 0 | 0 | 0 | 0 | 0 | 0 | 0 | 0 | 0 | 0 | 0 | 0 | 0 | 0 | 0 | 0 | 0 | 0 | 0 | 0 | 0 | 0
F1_Commercial_OR - Health_New_Space Heating_Natural Gas_Gas Boiler - Insulate Hot Water Lines_A_Achievable Economic TRC Potential | F1 | Commercial | OR - Health | New | Space Heating | Natural Gas | Gas Boiler - Insulate Hot Water Lines | A | Integrated Unit Energy Savings (kWh or therms) | Achievable Economic TRC Potential | 0 | 0 | 0 | 0 | 0 | 0 | 0 | 0 | 0 | 0 | 0 | 0 | 0 | 0 | 0 | 0 | 0 | 0 | 0 | 0 | 0 | 0 | 0 | 0 | 0 | 0 | 0
F2_Commercial_OR - Health_New_Space Heating_Natural Gas_Gas Boiler - Insulate Hot Water Lines_A_Achievable Economic TRC Potential | F2 | Commercial | OR - Health | New | Space Heating | Natural Gas | Gas Boiler - Insulate Hot Water Lines | A | Integrated Unit Summer Peak Savings (kW) | Achievable Economic TRC Potential | 0 | 0 | 0 | 0 | 0 | 0 | 0 | 0 | 0 | 0 | 0 | 0 | 0 | 0 | 0 | 0 | 0 | 0 | 0 | 0 | 0 | 0 | 0 | 0 | 0 | 0 | 0
F3_Commercial_OR - Health_New_Space Heating_Natural Gas_Gas Boiler - Insulate Hot Water Lines_A_Achievable Economic TRC Potential | F3 | Commercial | OR - Health | New | Space Heating | Natural Gas | Gas Boiler - Insulate Hot Water Lines | A | Integrated Unit Winter Peak Savings (kW) | Achievable Economic TRC Potential | 0 | 0 | 0 | 0 | 0 | 0 | 0 | 0 | 0 | 0 | 0 | 0 | 0 | 0 | 0 | 0 | 0 | 0 | 0 | 0 | 0 | 0 | 0 | 0 | 0 | 0 | 0
F4_Commercial_OR - Health_New_Space Heating_Natural Gas_Gas Boiler - Insulate Hot Water Lines_A_Achievable Economic TRC Potential | F4 | Commercial | OR - Health | New | Space Heating | Natural Gas | Gas Boiler - Insulate Hot Water Lines | A | Incremental Energy Savings (MWh or mTherms) | Achievable Economic TRC Potential | 0 | 0 | 0 | 0 | 0 | 0 | 0 | 0 | 0 | 0 | 0 | 0 | 0 | 0 | 0 | 0 | 0 | 0 | 0 | 0 | 0 | 0 | 0 | 0 | 0 | 0 | 0
F5_Commercial_OR - Health_New_Space Heating_Natural Gas_Gas Boiler - Insulate Hot Water Lines_A_Achievable Economic TRC Potential | F5 | Commercial | OR - Health | New | Space Heating | Natural Gas | Gas Boiler - Insulate Hot Water Lines | A | Incremental Summer Peak Savings (MW) | Achievable Economic TRC Potential | 0 | 0 | 0 | 0 | 0 | 0 | 0 | 0 | 0 | 0 | 0 | 0 | 0 | 0 | 0 | 0 | 0 | 0 | 0 | 0 | 0 | 0 | 0 | 0 | 0 | 0 | 0
F6_Commercial_OR - Health_New_Space Heating_Natural Gas_Gas Boiler - Insulate Hot Water Lines_A_Achievable Economic TRC Potential | F6 | Commercial | OR - Health | New | Space Heating | Natural Gas | Gas Boiler - Insulate Hot Water Lines | A | Incremental Winter Peak Savings (MW) | Achievable Economic TRC Potential | 0 | 0 | 0 | 0 | 0 | 0 | 0 | 0 | 0 | 0 | 0 | 0 | 0 | 0 | 0 | 0 | 0 | 0 | 0 | 0 | 0 | 0 | 0 | 0 | 0 | 0 | 0
F7_Commercial_OR - Health_New_Space Heating_Natural Gas_Gas Boiler - Insulate Hot Water Lines_A_Achievable Economic TRC Potential | F7 | Commercial | OR - Health | New | Space Heating | Natural Gas | Gas Boiler - Insulate Hot Water Lines | A | Cumulative Energy Savings (MWh or mTherms) | Achievable Economic TRC Potential | 0 | 0 | 0 | 0 | 0 | 0 | 0 | 0 | 0 | 0 | 0 | 0 | 0 | 0 | 0 | 0 | 0 | 0 | 0 | 0 | 0 | 0 | 0 | 0 | 0 | 0 | 0
F8_Commercial_OR - Health_New_Space Heating_Natural Gas_Gas Boiler - Insulate Hot Water Lines_A_Achievable Economic TRC Potential | F8 | Commercial | OR - Health | New | Space Heating | Natural Gas | Gas Boiler - Insulate Hot Water Lines | A | Cumulative Summer Peak Savings (MW) | Achievable Economic TRC Potential | 0 | 0 | 0 | 0 | 0 | 0 | 0 | 0 | 0 | 0 | 0 | 0 | 0 | 0 | 0 | 0 | 0 | 0 | 0 | 0 | 0 | 0 | 0 | 0 | 0 | 0 | 0
F9_Commercial_OR - Health_New_Space Heating_Natural Gas_Gas Boiler - Insulate Hot Water Lines_A_Achievable Economic TRC Potential | F9 | Commercial | OR - Health | New | Space Heating | Natural Gas | Gas Boiler - Insulate Hot Water Lines | A | Cumulative Winter Peak Savings (MW) | Achievable Economic TRC Potential | 0 | 0 | 0 | 0 | 0 | 0 | 0 | 0 | 0 | 0 | 0 | 0 | 0 | 0 | 0 | 0 | 0 | 0 | 0 | 0 | 0 | 0 | 0 | 0 | 0 | 0 | 0
F10_Commercial_OR - Health_New_Space Heating_Natural Gas_Gas Boiler - Insulate Hot Water Lines_A_Achievable Economic TRC Potential | F10 | Commercial | OR - Health | New | Space Heating | Natural Gas | Gas Boiler - Insulate Hot Water Lines | A | Purchases (Incremental) | Achievable Economic TRC Potential | 0 | 0 | 0 | 0 | 0 | 0 | 0 | 0 | 0 | 0 | 0 | 0 | 0 | 0 | 0 | 0 | 0 | 0 | 0 | 0 | 0 | 0 | 0 | 0 | 0 | 0 | 0
F11_Commercial_OR - Health_New_Space Heating_Natural Gas_Gas Boiler - Insulate Hot Water Lines_A_Achievable Economic TRC Potential | F11 | Commercial | OR - Health | New | Space Heating | Natural Gas | Gas Boiler - Insulate Hot Water Lines | A | Purchases (Cumulative) | Achievable Economic TRC Potential | 0 | 0 | 0 | 0 | 0 | 0 | 0 | 0 | 0 | 0 | 0 | 0 | 0 | 0 | 0 | 0 | 0 | 0 | 0 | 0 | 0 | 0 | 0 | 0 | 0 | 0 | 0
F1_Commercial_OR - Health_New_Space Heating_Natural Gas_Condensing RTU_A_Achievable Economic TRC Potential | F1 | Commercial | OR - Health | New | Space Heating | Natural Gas | Condensing RTU | A | Integrated Unit Energy Savings (kWh or therms) | Achievable Economic TRC Potential | 0 | 0 | 0 | 0 | 0 | 0 | 0 | 0 | 0 | 0 | 0 | 0 | 0 | 0 | 0 | 0 | 0 | 0 | 0 | 0 | 0 | 0 | 0 | 0 | 0 | 0 | 0
F2_Commercial_OR - Health_New_Space Heating_Natural Gas_Condensing RTU_A_Achievable Economic TRC Potential | F2 | Commercial | OR - Health | New | Space Heating | Natural Gas | Condensing RTU | A | Integrated Unit Summer Peak Savings (kW) | Achievable Economic TRC Potential | 0 | 0 | 0 | 0 | 0 | 0 | 0 | 0 | 0 | 0 | 0 | 0 | 0 | 0 | 0 | 0 | 0 | 0 | 0 | 0 | 0 | 0 | 0 | 0 | 0 | 0 | 0
F3_Commercial_OR - Health_New_Space Heating_Natural Gas_Condensing RTU_A_Achievable Economic TRC Potential | F3 | Commercial | OR - Health | New | Space Heating | Natural Gas | Condensing RTU | A | Integrated Unit Winter Peak Savings (kW) | Achievable Economic TRC Potential | 0 | 0 | 0 | 0 | 0 | 0 | 0 | 0 | 0 | 0 | 0 | 0 | 0 | 0 | 0 | 0 | 0 | 0 | 0 | 0 | 0 | 0 | 0 | 0 | 0 | 0 | 0
F4_Commercial_OR - Health_New_Space Heating_Natural Gas_Condensing RTU_A_Achievable Economic TRC Potential | F4 | Commercial | OR - Health | New | Space Heating | Natural Gas | Condensing RTU | A | Incremental Energy Savings (MWh or mTherms) | Achievable Economic TRC Potential | 0 | 0 | 0 | 0 | 0 | 0 | 0 | 0 | 0 | 0 | 0 | 0 | 0 | 0 | 0 | 0 | 0 | 0 | 0 | 0 | 0 | 0 | 0 | 0 | 0 | 0 | 0
F5_Commercial_OR - Health_New_Space Heating_Natural Gas_Condensing RTU_A_Achievable Economic TRC Potential | F5 | Commercial | OR - Health | New | Space Heating | Natural Gas | Condensing RTU | A | Incremental Summer Peak Savings (MW) | Achievable Economic TRC Potential | 0 | 0 | 0 | 0 | 0 | 0 | 0 | 0 | 0 | 0 | 0 | 0 | 0 | 0 | 0 | 0 | 0 | 0 | 0 | 0 | 0 | 0 | 0 | 0 | 0 | 0 | 0
F6_Commercial_OR - Health_New_Space Heating_Natural Gas_Condensing RTU_A_Achievable Economic TRC Potential | F6 | Commercial | OR - Health | New | Space Heating | Natural Gas | Condensing RTU | A | Incremental Winter Peak Savings (MW) | Achievable Economic TRC Potential | 0 | 0 | 0 | 0 | 0 | 0 | 0 | 0 | 0 | 0 | 0 | 0 | 0 | 0 | 0 | 0 | 0 | 0 | 0 | 0 | 0 | 0 | 0 | 0 | 0 | 0 | 0
F7_Commercial_OR - Health_New_Space Heating_Natural Gas_Condensing RTU_A_Achievable Economic TRC Potential | F7 | Commercial | OR - Health | New | Space Heating | Natural Gas | Condensing RTU | A | Cumulative Energy Savings (MWh or mTherms) | Achievable Economic TRC Potential | 0 | 0 | 0 | 0 | 0 | 0 | 0 | 0 | 0 | 0 | 0 | 0 | 0 | 0 | 0 | 0 | 0 | 0 | 0 | 0 | 0 | 0 | 0 | 0 | 0 | 0 | 0
F8_Commercial_OR - Health_New_Space Heating_Natural Gas_Condensing RTU_A_Achievable Economic TRC Potential | F8 | Commercial | OR - Health | New | Space Heating | Natural Gas | Condensing RTU | A | Cumulative Summer Peak Savings (MW) | Achievable Economic TRC Potential | 0 | 0 | 0 | 0 | 0 | 0 | 0 | 0 | 0 | 0 | 0 | 0 | 0 | 0 | 0 | 0 | 0 | 0 | 0 | 0 | 0 | 0 | 0 | 0 | 0 | 0 | 0
F9_Commercial_OR - Health_New_Space Heating_Natural Gas_Condensing RTU_A_Achievable Economic TRC Potential | F9 | Commercial | OR - Health | New | Space Heating | Natural Gas | Condensing RTU | A | Cumulative Winter Peak Savings (MW) | Achievable Economic TRC Potential | 0 | 0 | 0 | 0 | 0 | 0 | 0 | 0 | 0 | 0 | 0 | 0 | 0 | 0 | 0 | 0 | 0 | 0 | 0 | 0 | 0 | 0 | 0 | 0 | 0 | 0 | 0
F10_Commercial_OR - Health_New_Space Heating_Natural Gas_Condensing RTU_A_Achievable Economic TRC Potential | F10 | Commercial | OR - Health | New | Space Heating | Natural Gas | Condensing RTU | A | Purchases (Incremental) | Achievable Economic TRC Potential | 0 | 0 | 0 | 0 | 0 | 0 | 0 | 0 | 0 | 0 | 0 | 0 | 0 | 0 | 0 | 0 | 0 | 0 | 0 | 0 | 0 | 0 | 0 | 0 | 0 | 0 | 0
F11_Commercial_OR - Health_New_Space Heating_Natural Gas_Condensing RTU_A_Achievable Economic TRC Potential | F11 | Commercial | OR - Health | New | Space Heating | Natural Gas | Condensing RTU | A | Purchases (Cumulative) | Achievable Economic TRC Potential | 0 | 0 | 0 | 0 | 0 | 0 | 0 | 0 | 0 | 0 | 0 | 0 | 0 | 0 | 0 | 0 | 0 | 0 | 0 | 0 | 0 | 0 | 0 | 0 | 0 | 0 | 0
F1_Commercial_OR - Health_New_Space Heating_Natural Gas_Hydronic Heating Radiator Replacement_A_Achievable Economic TRC Potential | F1 | Commercial | OR - Health | New | Space Heating | Natural Gas | Hydronic Heating Radiator Replacement | A | Integrated Unit Energy Savings (kWh or therms) | Achievable Economic TRC Potential | 0 | 0 | 0 | 0 | 0 | 0 | 0 | 0 | 0 | 0 | 0 | 0 | 0 | 0 | 0 | 0 | 0 | 0 | 0 | 0 | 0 | 0 | 0 | 0 | 0 | 0 | 0
F2_Commercial_OR - Health_New_Space Heating_Natural Gas_Hydronic Heating Radiator Replacement_A_Achievable Economic TRC Potential | F2 | Commercial | OR - Health | New | Space Heating | Natural Gas | Hydronic Heating Radiator Replacement | A | Integrated Unit Summer Peak Savings (kW) | Achievable Economic TRC Potential | 0 | 0 | 0 | 0 | 0 | 0 | 0 | 0 | 0 | 0 | 0 | 0 | 0 | 0 | 0 | 0 | 0 | 0 | 0 | 0 | 0 | 0 | 0 | 0 | 0 | 0 | 0
F3_Commercial_OR - Health_New_Space Heating_Natural Gas_Hydronic Heating Radiator Replacement_A_Achievable Economic TRC Potential | F3 | Commercial | OR - Health | New | Space Heating | Natural Gas | Hydronic Heating Radiator Replacement | A | Integrated Unit Winter Peak Savings (kW) | Achievable Economic TRC Potential | 0 | 0 | 0 | 0 | 0 | 0 | 0 | 0 | 0 | 0 | 0 | 0 | 0 | 0 | 0 | 0 | 0 | 0 | 0 | 0 | 0 | 0 | 0 | 0 | 0 | 0 | 0
F4_Commercial_OR - Health_New_Space Heating_Natural Gas_Hydronic Heating Radiator Replacement_A_Achievable Economic TRC Potential | F4 | Commercial | OR - Health | New | Space Heating | Natural Gas | Hydronic Heating Radiator Replacement | A | Incremental Energy Savings (MWh or mTherms) | Achievable Economic TRC Potential | 0 | 0 | 0 | 0 | 0 | 0 | 0 | 0 | 0 | 0 | 0 | 0 | 0 | 0 | 0 | 0 | 0 | 0 | 0 | 0 | 0 | 0 | 0 | 0 | 0 | 0 | 0
F5_Commercial_OR - Health_New_Space Heating_Natural Gas_Hydronic Heating Radiator Replacement_A_Achievable Economic TRC Potential | F5 | Commercial | OR - Health | New | Space Heating | Natural Gas | Hydronic Heating Radiator Replacement | A | Incremental Summer Peak Savings (MW) | Achievable Economic TRC Potential | 0 | 0 | 0 | 0 | 0 | 0 | 0 | 0 | 0 | 0 | 0 | 0 | 0 | 0 | 0 | 0 | 0 | 0 | 0 | 0 | 0 | 0 | 0 | 0 | 0 | 0 | 0
F6_Commercial_OR - Health_New_Space Heating_Natural Gas_Hydronic Heating Radiator Replacement_A_Achievable Economic TRC Potential | F6 | Commercial | OR - Health | New | Space Heating | Natural Gas | Hydronic Heating Radiator Replacement | A | Incremental Winter Peak Savings (MW) | Achievable Economic TRC Potential | 0 | 0 | 0 | 0 | 0 | 0 | 0 | 0 | 0 | 0 | 0 | 0 | 0 | 0 | 0 | 0 | 0 | 0 | 0 | 0 | 0 | 0 | 0 | 0 | 0 | 0 | 0
F7_Commercial_OR - Health_New_Space Heating_Natural Gas_Hydronic Heating Radiator Replacement_A_Achievable Economic TRC Potential | F7 | Commercial | OR - Health | New | Space Heating | Natural Gas | Hydronic Heating Radiator Replacement | A | Cumulative Energy Savings (MWh or mTherms) | Achievable Economic TRC Potential | 0 | 0 | 0 | 0 | 0 | 0 | 0 | 0 | 0 | 0 | 0 | 0 | 0 | 0 | 0 | 0 | 0 | 0 | 0 | 0 | 0 | 0 | 0 | 0 | 0 | 0 | 0
F8_Commercial_OR - Health_New_Space Heating_Natural Gas_Hydronic Heating Radiator Replacement_A_Achievable Economic TRC Potential | F8 | Commercial | OR - Health | New | Space Heating | Natural Gas | Hydronic Heating Radiator Replacement | A | Cumulative Summer Peak Savings (MW) | Achievable Economic TRC Potential | 0 | 0 | 0 | 0 | 0 | 0 | 0 | 0 | 0 | 0 | 0 | 0 | 0 | 0 | 0 | 0 | 0 | 0 | 0 | 0 | 0 | 0 | 0 | 0 | 0 | 0 | 0
F9_Commercial_OR - Health_New_Space Heating_Natural Gas_Hydronic Heating Radiator Replacement_A_Achievable Economic TRC Potential | F9 | Commercial | OR - Health | New | Space Heating | Natural Gas | Hydronic Heating Radiator Replacement | A | Cumulative Winter Peak Savings (MW) | Achievable Economic TRC Potential | 0 | 0 | 0 | 0 | 0 | 0 | 0 | 0 | 0 | 0 | 0 | 0 | 0 | 0 | 0 | 0 | 0 | 0 | 0 | 0 | 0 | 0 | 0 | 0 | 0 | 0 | 0
F10_Commercial_OR - Health_New_Space Heating_Natural Gas_Hydronic Heating Radiator Replacement_A_Achievable Economic TRC Potential | F10 | Commercial | OR - Health | New | Space Heating | Natural Gas | Hydronic Heating Radiator Replacement | A | Purchases (Incremental) | Achievable Economic TRC Potential | 0 | 0 | 0 | 0 | 0 | 0 | 0 | 0 | 0 | 0 | 0 | 0 | 0 | 0 | 0 | 0 | 0 | 0 | 0 | 0 | 0 | 0 | 0 | 0 | 0 | 0 | 0
F11_Commercial_OR - Health_New_Space Heating_Natural Gas_Hydronic Heating Radiator Replacement_A_Achievable Economic TRC Potential | F11 | Commercial | OR - Health | New | Space Heating | Natural Gas | Hydronic Heating Radiator Replacement | A | Purchases (Cumulative) | Achievable Economic TRC Potential | 0 | 0 | 0 | 0 | 0 | 0 | 0 | 0 | 0 | 0 | 0 | 0 | 0 | 0 | 0 | 0 | 0 | 0 | 0 | 0 | 0 | 0 | 0 | 0 | 0 | 0 | 0
F1_Commercial_OR - Health_New_Space Heating_Natural Gas_Thermostat - Connected_A_Achievable Economic TRC Potential | F1 | Commercial | OR - Health | New | Space Heating | Natural Gas | Thermostat - Connected | A | Integrated Unit Energy Savings (kWh or therms) | Achievable Economic TRC Potential | 0 | 0 | 0 | 0 | 0 | 0 | 0 | 0 | 0 | 0 | 0 | 0 | 0 | 0 | 0 | 0 | 0 | 0 | 0 | 0 | 0 | 0 | 0 | 0 | 0 | 0 | 0
F2_Commercial_OR - Health_New_Space Heating_Natural Gas_Thermostat - Connected_A_Achievable Economic TRC Potential | F2 | Commercial | OR - Health | New | Space Heating | Natural Gas | Thermostat - Connected | A | Integrated Unit Summer Peak Savings (kW) | Achievable Economic TRC Potential | 0 | 0 | 0 | 0 | 0 | 0 | 0 | 0 | 0 | 0 | 0 | 0 | 0 | 0 | 0 | 0 | 0 | 0 | 0 | 0 | 0 | 0 | 0 | 0 | 0 | 0 | 0
F3_Commercial_OR - Health_New_Space Heating_Natural Gas_Thermostat - Connected_A_Achievable Economic TRC Potential | F3 | Commercial | OR - Health | New | Space Heating | Natural Gas | Thermostat - Connected | A | Integrated Unit Winter Peak Savings (kW) | Achievable Economic TRC Potential | 0 | 0 | 0 | 0 | 0 | 0 | 0 | 0 | 0 | 0 | 0 | 0 | 0 | 0 | 0 | 0 | 0 | 0 | 0 | 0 | 0 | 0 | 0 | 0 | 0 | 0 | 0
F4_Commercial_OR - Health_New_Space Heating_Natural Gas_Thermostat - Connected_A_Achievable Economic TRC Potential | F4 | Commercial | OR - Health | New | Space Heating | Natural Gas | Thermostat - Connected | A | Incremental Energy Savings (MWh or mTherms) | Achievable Economic TRC Potential | 0 | 0 | 0 | 0 | 0 | 0 | 0 | 0 | 0 | 0 | 0 | 0 | 0 | 0 | 0 | 0 | 0 | 0 | 0 | 0 | 0 | 0 | 0 | 0 | 0 | 0 | 0
F5_Commercial_OR - Health_New_Space Heating_Natural Gas_Thermostat - Connected_A_Achievable Economic TRC Potential | F5 | Commercial | OR - Health | New | Space Heating | Natural Gas | Thermostat - Connected | A | Incremental Summer Peak Savings (MW) | Achievable Economic TRC Potential | 0 | 0 | 0 | 0 | 0 | 0 | 0 | 0 | 0 | 0 | 0 | 0 | 0 | 0 | 0 | 0 | 0 | 0 | 0 | 0 | 0 | 0 | 0 | 0 | 0 | 0 | 0
F6_Commercial_OR - Health_New_Space Heating_Natural Gas_Thermostat - Connected_A_Achievable Economic TRC Potential | F6 | Commercial | OR - Health | New | Space Heating | Natural Gas | Thermostat - Connected | A | Incremental Winter Peak Savings (MW) | Achievable Economic TRC Potential | 0 | 0 | 0 | 0 | 0 | 0 | 0 | 0 | 0 | 0 | 0 | 0 | 0 | 0 | 0 | 0 | 0 | 0 | 0 | 0 | 0 | 0 | 0 | 0 | 0 | 0 | 0
F7_Commercial_OR - Health_New_Space Heating_Natural Gas_Thermostat - Connected_A_Achievable Economic TRC Potential | F7 | Commercial | OR - Health | New | Space Heating | Natural Gas | Thermostat - Connected | A | Cumulative Energy Savings (MWh or mTherms) | Achievable Economic TRC Potential | 0 | 0 | 0 | 0 | 0 | 0 | 0 | 0 | 0 | 0 | 0 | 0 | 0 | 0 | 0 | 0 | 0 | 0 | 0 | 0 | 0 | 0 | 0 | 0 | 0 | 0 | 0
F8_Commercial_OR - Health_New_Space Heating_Natural Gas_Thermostat - Connected_A_Achievable Economic TRC Potential | F8 | Commercial | OR - Health | New | Space Heating | Natural Gas | Thermostat - Connected | A | Cumulative Summer Peak Savings (MW) | Achievable Economic TRC Potential | 0 | 0 | 0 | 0 | 0 | 0 | 0 | 0 | 0 | 0 | 0 | 0 | 0 | 0 | 0 | 0 | 0 | 0 | 0 | 0 | 0 | 0 | 0 | 0 | 0 | 0 | 0
F9_Commercial_OR - Health_New_Space Heating_Natural Gas_Thermostat - Connected_A_Achievable Economic TRC Potential | F9 | Commercial | OR - Health | New | Space Heating | Natural Gas | Thermostat - Connected | A | Cumulative Winter Peak Savings (MW) | Achievable Economic TRC Potential | 0 | 0 | 0 | 0 | 0 | 0 | 0 | 0 | 0 | 0 | 0 | 0 | 0 | 0 | 0 | 0 | 0 | 0 | 0 | 0 | 0 | 0 | 0 | 0 | 0 | 0 | 0
F10_Commercial_OR - Health_New_Space Heating_Natural Gas_Thermostat - Connected_A_Achievable Economic TRC Potential | F10 | Commercial | OR - Health | New | Space Heating | Natural Gas | Thermostat - Connected | A | Purchases (Incremental) | Achievable Economic TRC Potential | 0 | 0 | 0 | 0 | 0 | 0 | 0 | 0 | 0 | 0 | 0 | 0 | 0 | 0 | 0 | 0 | 0 | 0 | 0 | 0 | 0 | 0 | 0 | 0 | 0 | 0 | 0
F11_Commercial_OR - Health_New_Space Heating_Natural Gas_Thermostat - Connected_A_Achievable Economic TRC Potential | F11 | Commercial | OR - Health | New | Space Heating | Natural Gas | Thermostat - Connected | A | Purchases (Cumulative) | Achievable Economic TRC Potential | 0 | 0 | 0 | 0 | 0 | 0 | 0 | 0 | 0 | 0 | 0 | 0 | 0 | 0 | 0 | 0 | 0 | 0 | 0 | 0 | 0 | 0 | 0 | 0 | 0 | 0 | 0
F1_Commercial_OR - Health_New_Water Heating_Natural Gas_Water Heater - Thermostatic Shower Restriction Valve_A_Achievable Economic TRC Potential | F1 | Commercial | OR - Health | New | Water Heating | Natural Gas | Water Heater - Thermostatic Shower Restriction Valve | A | Integrated Unit Energy Savings (kWh or therms) | Achievable Economic TRC Potential | 0 | 0 | 0 | 0 | 0 | 0 | 0 | 0 | 0 | 0 | 0 | 0 | 0 | 0 | 0 | 0 | 0 | 0 | 0 | 0 | 0 | 0 | 0 | 0 | 0 | 0 | 0
F2_Commercial_OR - Health_New_Water Heating_Natural Gas_Water Heater - Thermostatic Shower Restriction Valve_A_Achievable Economic TRC Potential | F2 | Commercial | OR - Health | New | Water Heating | Natural Gas | Water Heater - Thermostatic Shower Restriction Valve | A | Integrated Unit Summer Peak Savings (kW) | Achievable Economic TRC Potential | 0 | 0 | 0 | 0 | 0 | 0 | 0 | 0 | 0 | 0 | 0 | 0 | 0 | 0 | 0 | 0 | 0 | 0 | 0 | 0 | 0 | 0 | 0 | 0 | 0 | 0 | 0
F3_Commercial_OR - Health_New_Water Heating_Natural Gas_Water Heater - Thermostatic Shower Restriction Valve_A_Achievable Economic TRC Potential | F3 | Commercial | OR - Health | New | Water Heating | Natural Gas | Water Heater - Thermostatic Shower Restriction Valve | A | Integrated Unit Winter Peak Savings (kW) | Achievable Economic TRC Potential | 0 | 0 | 0 | 0 | 0 | 0 | 0 | 0 | 0 | 0 | 0 | 0 | 0 | 0 | 0 | 0 | 0 | 0 | 0 | 0 | 0 | 0 | 0 | 0 | 0 | 0 | 0
F4_Commercial_OR - Health_New_Water Heating_Natural Gas_Water Heater - Thermostatic Shower Restriction Valve_A_Achievable Economic TRC Potential | F4 | Commercial | OR - Health | New | Water Heating | Natural Gas | Water Heater - Thermostatic Shower Restriction Valve | A | Incremental Energy Savings (MWh or mTherms) | Achievable Economic TRC Potential | 0 | 0 | 0 | 0 | 0 | 0 | 0 | 0 | 0 | 0 | 0 | 0 | 0 | 0 | 0 | 0 | 0 | 0 | 0 | 0 | 0 | 0 | 0 | 0 | 0 | 0 | 0
F5_Commercial_OR - Health_New_Water Heating_Natural Gas_Water Heater - Thermostatic Shower Restriction Valve_A_Achievable Economic TRC Potential | F5 | Commercial | OR - Health | New | Water Heating | Natural Gas | Water Heater - Thermostatic Shower Restriction Valve | A | Incremental Summer Peak Savings (MW) | Achievable Economic TRC Potential | 0 | 0 | 0 | 0 | 0 | 0 | 0 | 0 | 0 | 0 | 0 | 0 | 0 | 0 | 0 | 0 | 0 | 0 | 0 | 0 | 0 | 0 | 0 | 0 | 0 | 0 | 0
F6_Commercial_OR - Health_New_Water Heating_Natural Gas_Water Heater - Thermostatic Shower Restriction Valve_A_Achievable Economic TRC Potential | F6 | Commercial | OR - Health | New | Water Heating | Natural Gas | Water Heater - Thermostatic Shower Restriction Valve | A | Incremental Winter Peak Savings (MW) | Achievable Economic TRC Potential | 0 | 0 | 0 | 0 | 0 | 0 | 0 | 0 | 0 | 0 | 0 | 0 | 0 | 0 | 0 | 0 | 0 | 0 | 0 | 0 | 0 | 0 | 0 | 0 | 0 | 0 | 0
F7_Commercial_OR - Health_New_Water Heating_Natural Gas_Water Heater - Thermostatic Shower Restriction Valve_A_Achievable Economic TRC Potential | F7 | Commercial | OR - Health | New | Water Heating | Natural Gas | Water Heater - Thermostatic Shower Restriction Valve | A | Cumulative Energy Savings (MWh or mTherms) | Achievable Economic TRC Potential | 0 | 0 | 0 | 0 | 0 | 0 | 0 | 0 | 0 | 0 | 0 | 0 | 0 | 0 | 0 | 0 | 0 | 0 | 0 | 0 | 0 | 0 | 0 | 0 | 0 | 0 | 0
F8_Commercial_OR - Health_New_Water Heating_Natural Gas_Water Heater - Thermostatic Shower Restriction Valve_A_Achievable Economic TRC Potential | F8 | Commercial | OR - Health | New | Water Heating | Natural Gas | Water Heater - Thermostatic Shower Restriction Valve | A | Cumulative Summer Peak Savings (MW) | Achievable Economic TRC Potential | 0 | 0 | 0 | 0 | 0 | 0 | 0 | 0 | 0 | 0 | 0 | 0 | 0 | 0 | 0 | 0 | 0 | 0 | 0 | 0 | 0 | 0 | 0 | 0 | 0 | 0 | 0
F9_Commercial_OR - Health_New_Water Heating_Natural Gas_Water Heater - Thermostatic Shower Restriction Valve_A_Achievable Economic TRC Potential | F9 | Commercial | OR - Health | New | Water Heating | Natural Gas | Water Heater - Thermostatic Shower Restriction Valve | A | Cumulative Winter Peak Savings (MW) | Achievable Economic TRC Potential | 0 | 0 | 0 | 0 | 0 | 0 | 0 | 0 | 0 | 0 | 0 | 0 | 0 | 0 | 0 | 0 | 0 | 0 | 0 | 0 | 0 | 0 | 0 | 0 | 0 | 0 | 0
F10_Commercial_OR - Health_New_Water Heating_Natural Gas_Water Heater - Thermostatic Shower Restriction Valve_A_Achievable Economic TRC Potential | F10 | Commercial | OR - Health | New | Water Heating | Natural Gas | Water Heater - Thermostatic Shower Restriction Valve | A | Purchases (Incremental) | Achievable Economic TRC Potential | 0 | 0 | 0 | 0 | 0 | 0 | 0 | 0 | 0 | 0 | 0 | 0 | 0 | 0 | 0 | 0 | 0 | 0 | 0 | 0 | 0 | 0 | 0 | 0 | 0 | 0 | 0
F11_Commercial_OR - Health_New_Water Heating_Natural Gas_Water Heater - Thermostatic Shower Restriction Valve_A_Achievable Economic TRC Potential | F11 | Commercial | OR - Health | New | Water Heating | Natural Gas | Water Heater - Thermostatic Shower Restriction Valve | A | Purchases (Cumulative) | Achievable Economic TRC Potential | 0 | 0 | 0 | 0 | 0 | 0 | 0 | 0 | 0 | 0 | 0 | 0 | 0 | 0 | 0 | 0 | 0 | 0 | 0 | 0 | 0 | 0 | 0 | 0 | 0 | 0 | 0
F1_Commercial_OR - Health_New_Water Heating_Natural Gas_Water Heater - Pre-Rinse Spray Valve_A_Achievable Economic TRC Potential | F1 | Commercial | OR - Health | New | Water Heating | Natural Gas | Water Heater - Pre-Rinse Spray Valve | A | Integrated Unit Energy Savings (kWh or therms) | Achievable Economic TRC Potential | 0 | 0 | 0 | 0 | 0 | 0 | 0 | 0 | 0 | 0 | 0 | 0 | 0 | 0 | 0 | 0 | 0 | 0 | 0 | 0 | 0 | 0 | 0 | 0 | 0 | 0 | 0
F2_Commercial_OR - Health_New_Water Heating_Natural Gas_Water Heater - Pre-Rinse Spray Valve_A_Achievable Economic TRC Potential | F2 | Commercial | OR - Health | New | Water Heating | Natural Gas | Water Heater - Pre-Rinse Spray Valve | A | Integrated Unit Summer Peak Savings (kW) | Achievable Economic TRC Potential | 0 | 0 | 0 | 0 | 0 | 0 | 0 | 0 | 0 | 0 | 0 | 0 | 0 | 0 | 0 | 0 | 0 | 0 | 0 | 0 | 0 | 0 | 0 | 0 | 0 | 0 | 0
F3_Commercial_OR - Health_New_Water Heating_Natural Gas_Water Heater - Pre-Rinse Spray Valve_A_Achievable Economic TRC Potential | F3 | Commercial | OR - Health | New | Water Heating | Natural Gas | Water Heater - Pre-Rinse Spray Valve | A | Integrated Unit Winter Peak Savings (kW) | Achievable Economic TRC Potential | 0 | 0 | 0 | 0 | 0 | 0 | 0 | 0 | 0 | 0 | 0 | 0 | 0 | 0 | 0 | 0 | 0 | 0 | 0 | 0 | 0 | 0 | 0 | 0 | 0 | 0 | 0
F4_Commercial_OR - Health_New_Water Heating_Natural Gas_Water Heater - Pre-Rinse Spray Valve_A_Achievable Economic TRC Potential | F4 | Commercial | OR - Health | New | Water Heating | Natural Gas | Water Heater - Pre-Rinse Spray Valve | A | Incremental Energy Savings (MWh or mTherms) | Achievable Economic TRC Potential | 0 | 0 | 0 | 0 | 0 | 0 | 0 | 0 | 0 | 0 | 0 | 0 | 0 | 0 | 0 | 0 | 0 | 0 | 0 | 0 | 0 | 0 | 0 | 0 | 0 | 0 | 0
F5_Commercial_OR - Health_New_Water Heating_Natural Gas_Water Heater - Pre-Rinse Spray Valve_A_Achievable Economic TRC Potential | F5 | Commercial | OR - Health | New | Water Heating | Natural Gas | Water Heater - Pre-Rinse Spray Valve | A | Incremental Summer Peak Savings (MW) | Achievable Economic TRC Potential | 0 | 0 | 0 | 0 | 0 | 0 | 0 | 0 | 0 | 0 | 0 | 0 | 0 | 0 | 0 | 0 | 0 | 0 | 0 | 0 | 0 | 0 | 0 | 0 | 0 | 0 | 0
F6_Commercial_OR - Health_New_Water Heating_Natural Gas_Water Heater - Pre-Rinse Spray Valve_A_Achievable Economic TRC Potential | F6 | Commercial | OR - Health | New | Water Heating | Natural Gas | Water Heater - Pre-Rinse Spray Valve | A | Incremental Winter Peak Savings (MW) | Achievable Economic TRC Potential | 0 | 0 | 0 | 0 | 0 | 0 | 0 | 0 | 0 | 0 | 0 | 0 | 0 | 0 | 0 | 0 | 0 | 0 | 0 | 0 | 0 | 0 | 0 | 0 | 0 | 0 | 0
F7_Commercial_OR - Health_New_Water Heating_Natural Gas_Water Heater - Pre-Rinse Spray Valve_A_Achievable Economic TRC Potential | F7 | Commercial | OR - Health | New | Water Heating | Natural Gas | Water Heater - Pre-Rinse Spray Valve | A | Cumulative Energy Savings (MWh or mTherms) | Achievable Economic TRC Potential | 0 | 0 | 0 | 0 | 0 | 0 | 0 | 0 | 0 | 0 | 0 | 0 | 0 | 0 | 0 | 0 | 0 | 0 | 0 | 0 | 0 | 0 | 0 | 0 | 0 | 0 | 0
F8_Commercial_OR - Health_New_Water Heating_Natural Gas_Water Heater - Pre-Rinse Spray Valve_A_Achievable Economic TRC Potential | F8 | Commercial | OR - Health | New | Water Heating | Natural Gas | Water Heater - Pre-Rinse Spray Valve | A | Cumulative Summer Peak Savings (MW) | Achievable Economic TRC Potential | 0 | 0 | 0 | 0 | 0 | 0 | 0 | 0 | 0 | 0 | 0 | 0 | 0 | 0 | 0 | 0 | 0 | 0 | 0 | 0 | 0 | 0 | 0 | 0 | 0 | 0 | 0
F9_Commercial_OR - Health_New_Water Heating_Natural Gas_Water Heater - Pre-Rinse Spray Valve_A_Achievable Economic TRC Potential | F9 | Commercial | OR - Health | New | Water Heating | Natural Gas | Water Heater - Pre-Rinse Spray Valve | A | Cumulative Winter Peak Savings (MW) | Achievable Economic TRC Potential | 0 | 0 | 0 | 0 | 0 | 0 | 0 | 0 | 0 | 0 | 0 | 0 | 0 | 0 | 0 | 0 | 0 | 0 | 0 | 0 | 0 | 0 | 0 | 0 | 0 | 0 | 0
F10_Commercial_OR - Health_New_Water Heating_Natural Gas_Water Heater - Pre-Rinse Spray Valve_A_Achievable Economic TRC Potential | F10 | Commercial | OR - Health | New | Water Heating | Natural Gas | Water Heater - Pre-Rinse Spray Valve | A | Purchases (Incremental) | Achievable Economic TRC Potential | 0 | 0 | 0 | 0 | 0 | 0 | 0 | 0 | 0 | 0 | 0 | 0 | 0 | 0 | 0 | 0 | 0 | 0 | 0 | 0 | 0 | 0 | 0 | 0 | 0 | 0 | 0
F11_Commercial_OR - Health_New_Water Heating_Natural Gas_Water Heater - Pre-Rinse Spray Valve_A_Achievable Economic TRC Potential | F11 | Commercial | OR - Health | New | Water Heating | Natural Gas | Water Heater - Pre-Rinse Spray Valve | A | Purchases (Cumulative) | Achievable Economic TRC Potential | 0 | 0 | 0 | 0 | 0 | 0 | 0 | 0 | 0 | 0 | 0 | 0 | 0 | 0 | 0 | 0 | 0 | 0 | 0 | 0 | 0 | 0 | 0 | 0 | 0 | 0 | 0
F1_Commercial_OR - Health_New_Water Heating_Natural Gas_Water Heater - Temperature Setback_A_Achievable Economic TRC Potential | F1 | Commercial | OR - Health | New | Water Heating | Natural Gas | Water Heater - Temperature Setback | A | Integrated Unit Energy Savings (kWh or therms) | Achievable Economic TRC Potential | 0 | 0 | 0 | 0 | 0 | 0 | 0 | 0 | 0 | 0 | 0 | 0 | 0 | 0 | 0 | 0 | 0 | 0 | 0 | 0 | 0 | 0 | 0 | 0 | 0 | 0 | 0
F2_Commercial_OR - Health_New_Water Heating_Natural Gas_Water Heater - Temperature Setback_A_Achievable Economic TRC Potential | F2 | Commercial | OR - Health | New | Water Heating | Natural Gas | Water Heater - Temperature Setback | A | Integrated Unit Summer Peak Savings (kW) | Achievable Economic TRC Potential | 0 | 0 | 0 | 0 | 0 | 0 | 0 | 0 | 0 | 0 | 0 | 0 | 0 | 0 | 0 | 0 | 0 | 0 | 0 | 0 | 0 | 0 | 0 | 0 | 0 | 0 | 0
F3_Commercial_OR - Health_New_Water Heating_Natural Gas_Water Heater - Temperature Setback_A_Achievable Economic TRC Potential | F3 | Commercial | OR - Health | New | Water Heating | Natural Gas | Water Heater - Temperature Setback | A | Integrated Unit Winter Peak Savings (kW) | Achievable Economic TRC Potential | 0 | 0 | 0 | 0 | 0 | 0 | 0 | 0 | 0 | 0 | 0 | 0 | 0 | 0 | 0 | 0 | 0 | 0 | 0 | 0 | 0 | 0 | 0 | 0 | 0 | 0 | 0
F4_Commercial_OR - Health_New_Water Heating_Natural Gas_Water Heater - Temperature Setback_A_Achievable Economic TRC Potential | F4 | Commercial | OR - Health | New | Water Heating | Natural Gas | Water Heater - Temperature Setback | A | Incremental Energy Savings (MWh or mTherms) | Achievable Economic TRC Potential | 0 | 0 | 0 | 0 | 0 | 0 | 0 | 0 | 0 | 0 | 0 | 0 | 0 | 0 | 0 | 0 | 0 | 0 | 0 | 0 | 0 | 0 | 0 | 0 | 0 | 0 | 0
F5_Commercial_OR - Health_New_Water Heating_Natural Gas_Water Heater - Temperature Setback_A_Achievable Economic TRC Potential | F5 | Commercial | OR - Health | New | Water Heating | Natural Gas | Water Heater - Temperature Setback | A | Incremental Summer Peak Savings (MW) | Achievable Economic TRC Potential | 0 | 0 | 0 | 0 | 0 | 0 | 0 | 0 | 0 | 0 | 0 | 0 | 0 | 0 | 0 | 0 | 0 | 0 | 0 | 0 | 0 | 0 | 0 | 0 | 0 | 0 | 0
F6_Commercial_OR - Health_New_Water Heating_Natural Gas_Water Heater - Temperature Setback_A_Achievable Economic TRC Potential | F6 | Commercial | OR - Health | New | Water Heating | Natural Gas | Water Heater - Temperature Setback | A | Incremental Winter Peak Savings (MW) | Achievable Economic TRC Potential | 0 | 0 | 0 | 0 | 0 | 0 | 0 | 0 | 0 | 0 | 0 | 0 | 0 | 0 | 0 | 0 | 0 | 0 | 0 | 0 | 0 | 0 | 0 | 0 | 0 | 0 | 0
F7_Commercial_OR - Health_New_Water Heating_Natural Gas_Water Heater - Temperature Setback_A_Achievable Economic TRC Potential | F7 | Commercial | OR - Health | New | Water Heating | Natural Gas | Water Heater - Temperature Setback | A | Cumulative Energy Savings (MWh or mTherms) | Achievable Economic TRC Potential | 0 | 0 | 0 | 0 | 0 | 0 | 0 | 0 | 0 | 0 | 0 | 0 | 0 | 0 | 0 | 0 | 0 | 0 | 0 | 0 | 0 | 0 | 0 | 0 | 0 | 0 | 0
F8_Commercial_OR - Health_New_Water Heating_Natural Gas_Water Heater - Temperature Setback_A_Achievable Economic TRC Potential | F8 | Commercial | OR - Health | New | Water Heating | Natural Gas | Water Heater - Temperature Setback | A | Cumulative Summer Peak Savings (MW) | Achievable Economic TRC Potential | 0 | 0 | 0 | 0 | 0 | 0 | 0 | 0 | 0 | 0 | 0 | 0 | 0 | 0 | 0 | 0 | 0 | 0 | 0 | 0 | 0 | 0 | 0 | 0 | 0 | 0 | 0
F9_Commercial_OR - Health_New_Water Heating_Natural Gas_Water Heater - Temperature Setback_A_Achievable Economic TRC Potential | F9 | Commercial | OR - Health | New | Water Heating | Natural Gas | Water Heater - Temperature Setback | A | Cumulative Winter Peak Savings (MW) | Achievable Economic TRC Potential | 0 | 0 | 0 | 0 | 0 | 0 | 0 | 0 | 0 | 0 | 0 | 0 | 0 | 0 | 0 | 0 | 0 | 0 | 0 | 0 | 0 | 0 | 0 | 0 | 0 | 0 | 0
F10_Commercial_OR - Health_New_Water Heating_Natural Gas_Water Heater - Temperature Setback_A_Achievable Economic TRC Potential | F10 | Commercial | OR - Health | New | Water Heating | Natural Gas | Water Heater - Temperature Setback | A | Purchases (Incremental) | Achievable Economic TRC Potential | 0 | 0 | 0 | 0 | 0 | 0 | 0 | 0 | 0 | 0 | 0 | 0 | 0 | 0 | 0 | 0 | 0 | 0 | 0 | 0 | 0 | 0 | 0 | 0 | 0 | 0 | 0
F11_Commercial_OR - Health_New_Water Heating_Natural Gas_Water Heater - Temperature Setback_A_Achievable Economic TRC Potential | F11 | Commercial | OR - Health | New | Water Heating | Natural Gas | Water Heater - Temperature Setback | A | Purchases (Cumulative) | Achievable Economic TRC Potential | 0 | 0 | 0 | 0 | 0 | 0 | 0 | 0 | 0 | 0 | 0 | 0 | 0 | 0 | 0 | 0 | 0 | 0 | 0 | 0 | 0 | 0 | 0 | 0 | 0 | 0 | 0
F1_Commercial_OR - Health_New_Water Heating_Natural Gas_Water Heater - Faucet Aerators_A_Achievable Economic TRC Potential | F1 | Commercial | OR - Health | New | Water Heating | Natural Gas | Water Heater - Faucet Aerators | A | Integrated Unit Energy Savings (kWh or therms) | Achievable Economic TRC Potential | 0 | 0 | 0 | 0 | 0 | 0 | 0 | 0 | 0 | 0 | 0 | 0 | 0 | 0 | 0 | 0 | 0 | 0 | 0 | 0 | 0 | 0 | 0 | 0 | 0 | 0 | 0
F2_Commercial_OR - Health_New_Water Heating_Natural Gas_Water Heater - Faucet Aerators_A_Achievable Economic TRC Potential | F2 | Commercial | OR - Health | New | Water Heating | Natural Gas | Water Heater - Faucet Aerators | A | Integrated Unit Summer Peak Savings (kW) | Achievable Economic TRC Potential | 0 | 0 | 0 | 0 | 0 | 0 | 0 | 0 | 0 | 0 | 0 | 0 | 0 | 0 | 0 | 0 | 0 | 0 | 0 | 0 | 0 | 0 | 0 | 0 | 0 | 0 | 0
F3_Commercial_OR - Health_New_Water Heating_Natural Gas_Water Heater - Faucet Aerators_A_Achievable Economic TRC Potential | F3 | Commercial | OR - Health | New | Water Heating | Natural Gas | Water Heater - Faucet Aerators | A | Integrated Unit Winter Peak Savings (kW) | Achievable Economic TRC Potential | 0 | 0 | 0 | 0 | 0 | 0 | 0 | 0 | 0 | 0 | 0 | 0 | 0 | 0 | 0 | 0 | 0 | 0 | 0 | 0 | 0 | 0 | 0 | 0 | 0 | 0 | 0
F4_Commercial_OR - Health_New_Water Heating_Natural Gas_Water Heater - Faucet Aerators_A_Achievable Economic TRC Potential | F4 | Commercial | OR - Health | New | Water Heating | Natural Gas | Water Heater - Faucet Aerators | A | Incremental Energy Savings (MWh or mTherms) | Achievable Economic TRC Potential | 0 | 0 | 0 | 0 | 0 | 0 | 0 | 0 | 0 | 0 | 0 | 0 | 0 | 0 | 0 | 0 | 0 | 0 | 0 | 0 | 0 | 0 | 0 | 0 | 0 | 0 | 0
F5_Commercial_OR - Health_New_Water Heating_Natural Gas_Water Heater - Faucet Aerators_A_Achievable Economic TRC Potential | F5 | Commercial | OR - Health | New | Water Heating | Natural Gas | Water Heater - Faucet Aerators | A | Incremental Summer Peak Savings (MW) | Achievable Economic TRC Potential | 0 | 0 | 0 | 0 | 0 | 0 | 0 | 0 | 0 | 0 | 0 | 0 | 0 | 0 | 0 | 0 | 0 | 0 | 0 | 0 | 0 | 0 | 0 | 0 | 0 | 0 | 0
F6_Commercial_OR - Health_New_Water Heating_Natural Gas_Water Heater - Faucet Aerators_A_Achievable Economic TRC Potential | F6 | Commercial | OR - Health | New | Water Heating | Natural Gas | Water Heater - Faucet Aerators | A | Incremental Winter Peak Savings (MW) | Achievable Economic TRC Potential | 0 | 0 | 0 | 0 | 0 | 0 | 0 | 0 | 0 | 0 | 0 | 0 | 0 | 0 | 0 | 0 | 0 | 0 | 0 | 0 | 0 | 0 | 0 | 0 | 0 | 0 | 0
F7_Commercial_OR - Health_New_Water Heating_Natural Gas_Water Heater - Faucet Aerators_A_Achievable Economic TRC Potential | F7 | Commercial | OR - Health | New | Water Heating | Natural Gas | Water Heater - Faucet Aerators | A | Cumulative Energy Savings (MWh or mTherms) | Achievable Economic TRC Potential | 0 | 0 | 0 | 0 | 0 | 0 | 0 | 0 | 0 | 0 | 0 | 0 | 0 | 0 | 0 | 0 | 0 | 0 | 0 | 0 | 0 | 0 | 0 | 0 | 0 | 0 | 0
F8_Commercial_OR - Health_New_Water Heating_Natural Gas_Water Heater - Faucet Aerators_A_Achievable Economic TRC Potential | F8 | Commercial | OR - Health | New | Water Heating | Natural Gas | Water Heater - Faucet Aerators | A | Cumulative Summer Peak Savings (MW) | Achievable Economic TRC Potential | 0 | 0 | 0 | 0 | 0 | 0 | 0 | 0 | 0 | 0 | 0 | 0 | 0 | 0 | 0 | 0 | 0 | 0 | 0 | 0 | 0 | 0 | 0 | 0 | 0 | 0 | 0
F9_Commercial_OR - Health_New_Water Heating_Natural Gas_Water Heater - Faucet Aerators_A_Achievable Economic TRC Potential | F9 | Commercial | OR - Health | New | Water Heating | Natural Gas | Water Heater - Faucet Aerators | A | Cumulative Winter Peak Savings (MW) | Achievable Economic TRC Potential | 0 | 0 | 0 | 0 | 0 | 0 | 0 | 0 | 0 | 0 | 0 | 0 | 0 | 0 | 0 | 0 | 0 | 0 | 0 | 0 | 0 | 0 | 0 | 0 | 0 | 0 | 0
F10_Commercial_OR - Health_New_Water Heating_Natural Gas_Water Heater - Faucet Aerators_A_Achievable Economic TRC Potential | F10 | Commercial | OR - Health | New | Water Heating | Natural Gas | Water Heater - Faucet Aerators | A | Purchases (Incremental) | Achievable Economic TRC Potential | 0 | 0 | 0 | 0 | 0 | 0 | 0 | 0 | 0 | 0 | 0 | 0 | 0 | 0 | 0 | 0 | 0 | 0 | 0 | 0 | 0 | 0 | 0 | 0 | 0 | 0 | 0
F11_Commercial_OR - Health_New_Water Heating_Natural Gas_Water Heater - Faucet Aerators_A_Achievable Economic TRC Potential | F11 | Commercial | OR - Health | New | Water Heating | Natural Gas | Water Heater - Faucet Aerators | A | Purchases (Cumulative) | Achievable Economic TRC Potential | 0 | 0 | 0 | 0 | 0 | 0 | 0 | 0 | 0 | 0 | 0 | 0 | 0 | 0 | 0 | 0 | 0 | 0 | 0 | 0 | 0 | 0 | 0 | 0 | 0 | 0 | 0
F1_Commercial_OR - Health_New_Water Heating_Natural Gas_Water Heater - Low-Flow Showerheads_A_Achievable Economic TRC Potential | F1 | Commercial | OR - Health | New | Water Heating | Natural Gas | Water Heater - Low-Flow Showerheads | A | Integrated Unit Energy Savings (kWh or therms) | Achievable Economic TRC Potential | 0 | 0 | 0 | 0 | 0 | 0 | 0 | 0 | 0 | 0 | 0 | 0 | 0 | 0 | 0 | 0 | 0 | 0 | 0 | 0 | 0 | 0 | 0 | 0 | 0 | 0 | 0
F2_Commercial_OR - Health_New_Water Heating_Natural Gas_Water Heater - Low-Flow Showerheads_A_Achievable Economic TRC Potential | F2 | Commercial | OR - Health | New | Water Heating | Natural Gas | Water Heater - Low-Flow Showerheads | A | Integrated Unit Summer Peak Savings (kW) | Achievable Economic TRC Potential | 0 | 0 | 0 | 0 | 0 | 0 | 0 | 0 | 0 | 0 | 0 | 0 | 0 | 0 | 0 | 0 | 0 | 0 | 0 | 0 | 0 | 0 | 0 | 0 | 0 | 0 | 0
F3_Commercial_OR - Health_New_Water Heating_Natural Gas_Water Heater - Low-Flow Showerheads_A_Achievable Economic TRC Potential | F3 | Commercial | OR - Health | New | Water Heating | Natural Gas | Water Heater - Low-Flow Showerheads | A | Integrated Unit Winter Peak Savings (kW) | Achievable Economic TRC Potential | 0 | 0 | 0 | 0 | 0 | 0 | 0 | 0 | 0 | 0 | 0 | 0 | 0 | 0 | 0 | 0 | 0 | 0 | 0 | 0 | 0 | 0 | 0 | 0 | 0 | 0 | 0
F4_Commercial_OR - Health_New_Water Heating_Natural Gas_Water Heater - Low-Flow Showerheads_A_Achievable Economic TRC Potential | F4 | Commercial | OR - Health | New | Water Heating | Natural Gas | Water Heater - Low-Flow Showerheads | A | Incremental Energy Savings (MWh or mTherms) | Achievable Economic TRC Potential | 0 | 0 | 0 | 0 | 0 | 0 | 0 | 0 | 0 | 0 | 0 | 0 | 0 | 0 | 0 | 0 | 0 | 0 | 0 | 0 | 0 | 0 | 0 | 0 | 0 | 0 | 0
F5_Commercial_OR - Health_New_Water Heating_Natural Gas_Water Heater - Low-Flow Showerheads_A_Achievable Economic TRC Potential | F5 | Commercial | OR - Health | New | Water Heating | Natural Gas | Water Heater - Low-Flow Showerheads | A | Incremental Summer Peak Savings (MW) | Achievable Economic TRC Potential | 0 | 0 | 0 | 0 | 0 | 0 | 0 | 0 | 0 | 0 | 0 | 0 | 0 | 0 | 0 | 0 | 0 | 0 | 0 | 0 | 0 | 0 | 0 | 0 | 0 | 0 | 0
F6_Commercial_OR - Health_New_Water Heating_Natural Gas_Water Heater - Low-Flow Showerheads_A_Achievable Economic TRC Potential | F6 | Commercial | OR - Health | New | Water Heating | Natural Gas | Water Heater - Low-Flow Showerheads | A | Incremental Winter Peak Savings (MW) | Achievable Economic TRC Potential | 0 | 0 | 0 | 0 | 0 | 0 | 0 | 0 | 0 | 0 | 0 | 0 | 0 | 0 | 0 | 0 | 0 | 0 | 0 | 0 | 0 | 0 | 0 | 0 | 0 | 0 | 0
F7_Commercial_OR - Health_New_Water Heating_Natural Gas_Water Heater - Low-Flow Showerheads_A_Achievable Economic TRC Potential | F7 | Commercial | OR - Health | New | Water Heating | Natural Gas | Water Heater - Low-Flow Showerheads | A | Cumulative Energy Savings (MWh or mTherms) | Achievable Economic TRC Potential | 0 | 0 | 0 | 0 | 0 | 0 | 0 | 0 | 0 | 0 | 0 | 0 | 0 | 0 | 0 | 0 | 0 | 0 | 0 | 0 | 0 | 0 | 0 | 0 | 0 | 0 | 0
F8_Commercial_OR - Health_New_Water Heating_Natural Gas_Water Heater - Low-Flow Showerheads_A_Achievable Economic TRC Potential | F8 | Commercial | OR - Health | New | Water Heating | Natural Gas | Water Heater - Low-Flow Showerheads | A | Cumulative Summer Peak Savings (MW) | Achievable Economic TRC Potential | 0 | 0 | 0 | 0 | 0 | 0 | 0 | 0 | 0 | 0 | 0 | 0 | 0 | 0 | 0 | 0 | 0 | 0 | 0 | 0 | 0 | 0 | 0 | 0 | 0 | 0 | 0
F9_Commercial_OR - Health_New_Water Heating_Natural Gas_Water Heater - Low-Flow Showerheads_A_Achievable Economic TRC Potential | F9 | Commercial | OR - Health | New | Water Heating | Natural Gas | Water Heater - Low-Flow Showerheads | A | Cumulative Winter Peak Savings (MW) | Achievable Economic TRC Potential | 0 | 0 | 0 | 0 | 0 | 0 | 0 | 0 | 0 | 0 | 0 | 0 | 0 | 0 | 0 | 0 | 0 | 0 | 0 | 0 | 0 | 0 | 0 | 0 | 0 | 0 | 0
F10_Commercial_OR - Health_New_Water Heating_Natural Gas_Water Heater - Low-Flow Showerheads_A_Achievable Economic TRC Potential | F10 | Commercial | OR - Health | New | Water Heating | Natural Gas | Water Heater - Low-Flow Showerheads | A | Purchases (Incremental) | Achievable Economic TRC Potential | 0 | 0 | 0 | 0 | 0 | 0 | 0 | 0 | 0 | 0 | 0 | 0 | 0 | 0 | 0 | 0 | 0 | 0 | 0 | 0 | 0 | 0 | 0 | 0 | 0 | 0 | 0
F11_Commercial_OR - Health_New_Water Heating_Natural Gas_Water Heater - Low-Flow Showerheads_A_Achievable Economic TRC Potential | F11 | Commercial | OR - Health | New | Water Heating | Natural Gas | Water Heater - Low-Flow Showerheads | A | Purchases (Cumulative) | Achievable Economic TRC Potential | 0 | 0 | 0 | 0 | 0 | 0 | 0 | 0 | 0 | 0 | 0 | 0 | 0 | 0 | 0 | 0 | 0 | 0 | 0 | 0 | 0 | 0 | 0 | 0 | 0 | 0 | 0
F1_Commercial_OR - Health_New_Water Heating_Natural Gas_Water Heater - Tank Blanket/Insulation_A_Achievable Economic TRC Potential | F1 | Commercial | OR - Health | New | Water Heating | Natural Gas | Water Heater - Tank Blanket/Insulation | A | Integrated Unit Energy Savings (kWh or therms) | Achievable Economic TRC Potential | 0 | 0 | 0 | 0 | 0 | 0 | 0 | 0 | 0 | 0 | 0 | 0 | 0 | 0 | 0 | 0 | 0 | 0 | 0 | 0 | 0 | 0 | 0 | 0 | 0 | 0 | 0
F2_Commercial_OR - Health_New_Water Heating_Natural Gas_Water Heater - Tank Blanket/Insulation_A_Achievable Economic TRC Potential | F2 | Commercial | OR - Health | New | Water Heating | Natural Gas | Water Heater - Tank Blanket/Insulation | A | Integrated Unit Summer Peak Savings (kW) | Achievable Economic TRC Potential | 0 | 0 | 0 | 0 | 0 | 0 | 0 | 0 | 0 | 0 | 0 | 0 | 0 | 0 | 0 | 0 | 0 | 0 | 0 | 0 | 0 | 0 | 0 | 0 | 0 | 0 | 0
F3_Commercial_OR - Health_New_Water Heating_Natural Gas_Water Heater - Tank Blanket/Insulation_A_Achievable Economic TRC Potential | F3 | Commercial | OR - Health | New | Water Heating | Natural Gas | Water Heater - Tank Blanket/Insulation | A | Integrated Unit Winter Peak Savings (kW) | Achievable Economic TRC Potential | 0 | 0 | 0 | 0 | 0 | 0 | 0 | 0 | 0 | 0 | 0 | 0 | 0 | 0 | 0 | 0 | 0 | 0 | 0 | 0 | 0 | 0 | 0 | 0 | 0 | 0 | 0
F4_Commercial_OR - Health_New_Water Heating_Natural Gas_Water Heater - Tank Blanket/Insulation_A_Achievable Economic TRC Potential | F4 | Commercial | OR - Health | New | Water Heating | Natural Gas | Water Heater - Tank Blanket/Insulation | A | Incremental Energy Savings (MWh or mTherms) | Achievable Economic TRC Potential | 0 | 0 | 0 | 0 | 0 | 0 | 0 | 0 | 0 | 0 | 0 | 0 | 0 | 0 | 0 | 0 | 0 | 0 | 0 | 0 | 0 | 0 | 0 | 0 | 0 | 0 | 0
F5_Commercial_OR - Health_New_Water Heating_Natural Gas_Water Heater - Tank Blanket/Insulation_A_Achievable Economic TRC Potential | F5 | Commercial | OR - Health | New | Water Heating | Natural Gas | Water Heater - Tank Blanket/Insulation | A | Incremental Summer Peak Savings (MW) | Achievable Economic TRC Potential | 0 | 0 | 0 | 0 | 0 | 0 | 0 | 0 | 0 | 0 | 0 | 0 | 0 | 0 | 0 | 0 | 0 | 0 | 0 | 0 | 0 | 0 | 0 | 0 | 0 | 0 | 0
F6_Commercial_OR - Health_New_Water Heating_Natural Gas_Water Heater - Tank Blanket/Insulation_A_Achievable Economic TRC Potential | F6 | Commercial | OR - Health | New | Water Heating | Natural Gas | Water Heater - Tank Blanket/Insulation | A | Incremental Winter Peak Savings (MW) | Achievable Economic TRC Potential | 0 | 0 | 0 | 0 | 0 | 0 | 0 | 0 | 0 | 0 | 0 | 0 | 0 | 0 | 0 | 0 | 0 | 0 | 0 | 0 | 0 | 0 | 0 | 0 | 0 | 0 | 0
F7_Commercial_OR - Health_New_Water Heating_Natural Gas_Water Heater - Tank Blanket/Insulation_A_Achievable Economic TRC Potential | F7 | Commercial | OR - Health | New | Water Heating | Natural Gas | Water Heater - Tank Blanket/Insulation | A | Cumulative Energy Savings (MWh or mTherms) | Achievable Economic TRC Potential | 0 | 0 | 0 | 0 | 0 | 0 | 0 | 0 | 0 | 0 | 0 | 0 | 0 | 0 | 0 | 0 | 0 | 0 | 0 | 0 | 0 | 0 | 0 | 0 | 0 | 0 | 0
F8_Commercial_OR - Health_New_Water Heating_Natural Gas_Water Heater - Tank Blanket/Insulation_A_Achievable Economic TRC Potential | F8 | Commercial | OR - Health | New | Water Heating | Natural Gas | Water Heater - Tank Blanket/Insulation | A | Cumulative Summer Peak Savings (MW) | Achievable Economic TRC Potential | 0 | 0 | 0 | 0 | 0 | 0 | 0 | 0 | 0 | 0 | 0 | 0 | 0 | 0 | 0 | 0 | 0 | 0 | 0 | 0 | 0 | 0 | 0 | 0 | 0 | 0 | 0
F9_Commercial_OR - Health_New_Water Heating_Natural Gas_Water Heater - Tank Blanket/Insulation_A_Achievable Economic TRC Potential | F9 | Commercial | OR - Health | New | Water Heating | Natural Gas | Water Heater - Tank Blanket/Insulation | A | Cumulative Winter Peak Savings (MW) | Achievable Economic TRC Potential | 0 | 0 | 0 | 0 | 0 | 0 | 0 | 0 | 0 | 0 | 0 | 0 | 0 | 0 | 0 | 0 | 0 | 0 | 0 | 0 | 0 | 0 | 0 | 0 | 0 | 0 | 0
F10_Commercial_OR - Health_New_Water Heating_Natural Gas_Water Heater - Tank Blanket/Insulation_A_Achievable Economic TRC Potential | F10 | Commercial | OR - Health | New | Water Heating | Natural Gas | Water Heater - Tank Blanket/Insulation | A | Purchases (Incremental) | Achievable Economic TRC Potential | 0 | 0 | 0 | 0 | 0 | 0 | 0 | 0 | 0 | 0 | 0 | 0 | 0 | 0 | 0 | 0 | 0 | 0 | 0 | 0 | 0 | 0 | 0 | 0 | 0 | 0 | 0
F11_Commercial_OR - Health_New_Water Heating_Natural Gas_Water Heater - Tank Blanket/Insulation_A_Achievable Economic TRC Potential | F11 | Commercial | OR - Health | New | Water Heating | Natural Gas | Water Heater - Tank Blanket/Insulation | A | Purchases (Cumulative) | Achievable Economic TRC Potential | 0 | 0 | 0 | 0 | 0 | 0 | 0 | 0 | 0 | 0 | 0 | 0 | 0 | 0 | 0 | 0 | 0 | 0 | 0 | 0 | 0 | 0 | 0 | 0 | 0 | 0 | 0
F1_Commercial_OR - Health_New_Water Heating_Natural Gas_Water Heater - Drainwater Heat Recovery_A_Achievable Economic TRC Potential | F1 | Commercial | OR - Health | New | Water Heating | Natural Gas | Water Heater - Drainwater Heat Recovery | A | Integrated Unit Energy Savings (kWh or therms) | Achievable Economic TRC Potential | 0 | 0 | 0 | 0 | 0 | 0 | 0 | 0 | 0 | 0 | 0 | 0 | 0 | 0 | 0 | 0 | 0 | 0 | 0 | 0 | 0 | 0 | 0 | 0 | 0 | 0 | 0
F2_Commercial_OR - Health_New_Water Heating_Natural Gas_Water Heater - Drainwater Heat Recovery_A_Achievable Economic TRC Potential | F2 | Commercial | OR - Health | New | Water Heating | Natural Gas | Water Heater - Drainwater Heat Recovery | A | Integrated Unit Summer Peak Savings (kW) | Achievable Economic TRC Potential | 0 | 0 | 0 | 0 | 0 | 0 | 0 | 0 | 0 | 0 | 0 | 0 | 0 | 0 | 0 | 0 | 0 | 0 | 0 | 0 | 0 | 0 | 0 | 0 | 0 | 0 | 0
F3_Commercial_OR - Health_New_Water Heating_Natural Gas_Water Heater - Drainwater Heat Recovery_A_Achievable Economic TRC Potential | F3 | Commercial | OR - Health | New | Water Heating | Natural Gas | Water Heater - Drainwater Heat Recovery | A | Integrated Unit Winter Peak Savings (kW) | Achievable Economic TRC Potential | 0 | 0 | 0 | 0 | 0 | 0 | 0 | 0 | 0 | 0 | 0 | 0 | 0 | 0 | 0 | 0 | 0 | 0 | 0 | 0 | 0 | 0 | 0 | 0 | 0 | 0 | 0
F4_Commercial_OR - Health_New_Water Heating_Natural Gas_Water Heater - Drainwater Heat Recovery_A_Achievable Economic TRC Potential | F4 | Commercial | OR - Health | New | Water Heating | Natural Gas | Water Heater - Drainwater Heat Recovery | A | Incremental Energy Savings (MWh or mTherms) | Achievable Economic TRC Potential | 0 | 0 | 0 | 0 | 0 | 0 | 0 | 0 | 0 | 0 | 0 | 0 | 0 | 0 | 0 | 0 | 0 | 0 | 0 | 0 | 0 | 0 | 0 | 0 | 0 | 0 | 0
F5_Commercial_OR - Health_New_Water Heating_Natural Gas_Water Heater - Drainwater Heat Recovery_A_Achievable Economic TRC Potential | F5 | Commercial | OR - Health | New | Water Heating | Natural Gas | Water Heater - Drainwater Heat Recovery | A | Incremental Summer Peak Savings (MW) | Achievable Economic TRC Potential | 0 | 0 | 0 | 0 | 0 | 0 | 0 | 0 | 0 | 0 | 0 | 0 | 0 | 0 | 0 | 0 | 0 | 0 | 0 | 0 | 0 | 0 | 0 | 0 | 0 | 0 | 0
F6_Commercial_OR - Health_New_Water Heating_Natural Gas_Water Heater - Drainwater Heat Recovery_A_Achievable Economic TRC Potential | F6 | Commercial | OR - Health | New | Water Heating | Natural Gas | Water Heater - Drainwater Heat Recovery | A | Incremental Winter Peak Savings (MW) | Achievable Economic TRC Potential | 0 | 0 | 0 | 0 | 0 | 0 | 0 | 0 | 0 | 0 | 0 | 0 | 0 | 0 | 0 | 0 | 0 | 0 | 0 | 0 | 0 | 0 | 0 | 0 | 0 | 0 | 0
F7_Commercial_OR - Health_New_Water Heating_Natural Gas_Water Heater - Drainwater Heat Recovery_A_Achievable Economic TRC Potential | F7 | Commercial | OR - Health | New | Water Heating | Natural Gas | Water Heater - Drainwater Heat Recovery | A | Cumulative Energy Savings (MWh or mTherms) | Achievable Economic TRC Potential | 0 | 0 | 0 | 0 | 0 | 0 | 0 | 0 | 0 | 0 | 0 | 0 | 0 | 0 | 0 | 0 | 0 | 0 | 0 | 0 | 0 | 0 | 0 | 0 | 0 | 0 | 0
F8_Commercial_OR - Health_New_Water Heating_Natural Gas_Water Heater - Drainwater Heat Recovery_A_Achievable Economic TRC Potential | F8 | Commercial | OR - Health | New | Water Heating | Natural Gas | Water Heater - Drainwater Heat Recovery | A | Cumulative Summer Peak Savings (MW) | Achievable Economic TRC Potential | 0 | 0 | 0 | 0 | 0 | 0 | 0 | 0 | 0 | 0 | 0 | 0 | 0 | 0 | 0 | 0 | 0 | 0 | 0 | 0 | 0 | 0 | 0 | 0 | 0 | 0 | 0
F9_Commercial_OR - Health_New_Water Heating_Natural Gas_Water Heater - Drainwater Heat Recovery_A_Achievable Economic TRC Potential | F9 | Commercial | OR - Health | New | Water Heating | Natural Gas | Water Heater - Drainwater Heat Recovery | A | Cumulative Winter Peak Savings (MW) | Achievable Economic TRC Potential | 0 | 0 | 0 | 0 | 0 | 0 | 0 | 0 | 0 | 0 | 0 | 0 | 0 | 0 | 0 | 0 | 0 | 0 | 0 | 0 | 0 | 0 | 0 | 0 | 0 | 0 | 0
F10_Commercial_OR - Health_New_Water Heating_Natural Gas_Water Heater - Drainwater Heat Recovery_A_Achievable Economic TRC Potential | F10 | Commercial | OR - Health | New | Water Heating | Natural Gas | Water Heater - Drainwater Heat Recovery | A | Purchases (Incremental) | Achievable Economic TRC Potential | 0 | 0 | 0 | 0 | 0 | 0 | 0 | 0 | 0 | 0 | 0 | 0 | 0 | 0 | 0 | 0 | 0 | 0 | 0 | 0 | 0 | 0 | 0 | 0 | 0 | 0 | 0
F11_Commercial_OR - Health_New_Water Heating_Natural Gas_Water Heater - Drainwater Heat Recovery_A_Achievable Economic TRC Potential | F11 | Commercial | OR - Health | New | Water Heating | Natural Gas | Water Heater - Drainwater Heat Recovery | A | Purchases (Cumulative) | Achievable Economic TRC Potential | 0 | 0 | 0 | 0 | 0 | 0 | 0 | 0 | 0 | 0 | 0 | 0 | 0 | 0 | 0 | 0 | 0 | 0 | 0 | 0 | 0 | 0 | 0 | 0 | 0 | 0 | 0
F1_Commercial_OR - Health_New_Water Heating_Natural Gas_Water Heater - Circulation Pump Controls_A_Achievable Economic TRC Potential | F1 | Commercial | OR - Health | New | Water Heating | Natural Gas | Water Heater - Circulation Pump Controls | A | Integrated Unit Energy Savings (kWh or therms) | Achievable Economic TRC Potential | 0 | 0 | 0 | 0 | 0 | 0 | 0 | 0 | 0 | 0 | 0 | 0 | 0 | 0 | 0 | 0 | 0 | 0 | 0 | 0 | 0 | 0 | 0 | 0 | 0 | 0 | 0
F2_Commercial_OR - Health_New_Water Heating_Natural Gas_Water Heater - Circulation Pump Controls_A_Achievable Economic TRC Potential | F2 | Commercial | OR - Health | New | Water Heating | Natural Gas | Water Heater - Circulation Pump Controls | A | Integrated Unit Summer Peak Savings (kW) | Achievable Economic TRC Potential | 0 | 0 | 0 | 0 | 0 | 0 | 0 | 0 | 0 | 0 | 0 | 0 | 0 | 0 | 0 | 0 | 0 | 0 | 0 | 0 | 0 | 0 | 0 | 0 | 0 | 0 | 0
F3_Commercial_OR - Health_New_Water Heating_Natural Gas_Water Heater - Circulation Pump Controls_A_Achievable Economic TRC Potential | F3 | Commercial | OR - Health | New | Water Heating | Natural Gas | Water Heater - Circulation Pump Controls | A | Integrated Unit Winter Peak Savings (kW) | Achievable Economic TRC Potential | 0 | 0 | 0 | 0 | 0 | 0 | 0 | 0 | 0 | 0 | 0 | 0 | 0 | 0 | 0 | 0 | 0 | 0 | 0 | 0 | 0 | 0 | 0 | 0 | 0 | 0 | 0
F4_Commercial_OR - Health_New_Water Heating_Natural Gas_Water Heater - Circulation Pump Controls_A_Achievable Economic TRC Potential | F4 | Commercial | OR - Health | New | Water Heating | Natural Gas | Water Heater - Circulation Pump Controls | A | Incremental Energy Savings (MWh or mTherms) | Achievable Economic TRC Potential | 0 | 0 | 0 | 0 | 0 | 0 | 0 | 0 | 0 | 0 | 0 | 0 | 0 | 0 | 0 | 0 | 0 | 0 | 0 | 0 | 0 | 0 | 0 | 0 | 0 | 0 | 0
F5_Commercial_OR - Health_New_Water Heating_Natural Gas_Water Heater - Circulation Pump Controls_A_Achievable Economic TRC Potential | F5 | Commercial | OR - Health | New | Water Heating | Natural Gas | Water Heater - Circulation Pump Controls | A | Incremental Summer Peak Savings (MW) | Achievable Economic TRC Potential | 0 | 0 | 0 | 0 | 0 | 0 | 0 | 0 | 0 | 0 | 0 | 0 | 0 | 0 | 0 | 0 | 0 | 0 | 0 | 0 | 0 | 0 | 0 | 0 | 0 | 0 | 0
F6_Commercial_OR - Health_New_Water Heating_Natural Gas_Water Heater - Circulation Pump Controls_A_Achievable Economic TRC Potential | F6 | Commercial | OR - Health | New | Water Heating | Natural Gas | Water Heater - Circulation Pump Controls | A | Incremental Winter Peak Savings (MW) | Achievable Economic TRC Potential | 0 | 0 | 0 | 0 | 0 | 0 | 0 | 0 | 0 | 0 | 0 | 0 | 0 | 0 | 0 | 0 | 0 | 0 | 0 | 0 | 0 | 0 | 0 | 0 | 0 | 0 | 0
F7_Commercial_OR - Health_New_Water Heating_Natural Gas_Water Heater - Circulation Pump Controls_A_Achievable Economic TRC Potential | F7 | Commercial | OR - Health | New | Water Heating | Natural Gas | Water Heater - Circulation Pump Controls | A | Cumulative Energy Savings (MWh or mTherms) | Achievable Economic TRC Potential | 0 | 0 | 0 | 0 | 0 | 0 | 0 | 0 | 0 | 0 | 0 | 0 | 0 | 0 | 0 | 0 | 0 | 0 | 0 | 0 | 0 | 0 | 0 | 0 | 0 | 0 | 0
F8_Commercial_OR - Health_New_Water Heating_Natural Gas_Water Heater - Circulation Pump Controls_A_Achievable Economic TRC Potential | F8 | Commercial | OR - Health | New | Water Heating | Natural Gas | Water Heater - Circulation Pump Controls | A | Cumulative Summer Peak Savings (MW) | Achievable Economic TRC Potential | 0 | 0 | 0 | 0 | 0 | 0 | 0 | 0 | 0 | 0 | 0 | 0 | 0 | 0 | 0 | 0 | 0 | 0 | 0 | 0 | 0 | 0 | 0 | 0 | 0 | 0 | 0
F9_Commercial_OR - Health_New_Water Heating_Natural Gas_Water Heater - Circulation Pump Controls_A_Achievable Economic TRC Potential | F9 | Commercial | OR - Health | New | Water Heating | Natural Gas | Water Heater - Circulation Pump Controls | A | Cumulative Winter Peak Savings (MW) | Achievable Economic TRC Potential | 0 | 0 | 0 | 0 | 0 | 0 | 0 | 0 | 0 | 0 | 0 | 0 | 0 | 0 | 0 | 0 | 0 | 0 | 0 | 0 | 0 | 0 | 0 | 0 | 0 | 0 | 0
F10_Commercial_OR - Health_New_Water Heating_Natural Gas_Water Heater - Circulation Pump Controls_A_Achievable Economic TRC Potential | F10 | Commercial | OR - Health | New | Water Heating | Natural Gas | Water Heater - Circulation Pump Controls | A | Purchases (Incremental) | Achievable Economic TRC Potential | 0 | 0 | 0 | 0 | 0 | 0 | 0 | 0 | 0 | 0 | 0 | 0 | 0 | 0 | 0 | 0 | 0 | 0 | 0 | 0 | 0 | 0 | 0 | 0 | 0 | 0 | 0
F11_Commercial_OR - Health_New_Water Heating_Natural Gas_Water Heater - Circulation Pump Controls_A_Achievable Economic TRC Potential | F11 | Commercial | OR - Health | New | Water Heating | Natural Gas | Water Heater - Circulation Pump Controls | A | Purchases (Cumulative) | Achievable Economic TRC Potential | 0 | 0 | 0 | 0 | 0 | 0 | 0 | 0 | 0 | 0 | 0 | 0 | 0 | 0 | 0 | 0 | 0 | 0 | 0 | 0 | 0 | 0 | 0 | 0 | 0 | 0 | 0
F1_Commercial_OR - Health_New_Water Heating_Natural Gas_Water Heater - Pipe Insulation_A_Achievable Economic TRC Potential | F1 | Commercial | OR - Health | New | Water Heating | Natural Gas | Water Heater - Pipe Insulation | A | Integrated Unit Energy Savings (kWh or therms) | Achievable Economic TRC Potential | 0 | 0 | 0 | 0 | 0 | 0 | 0 | 0 | 0 | 0 | 0 | 0 | 0 | 0 | 0 | 0 | 0 | 0 | 0 | 0 | 0 | 0 | 0 | 0 | 0 | 0 | 0
F2_Commercial_OR - Health_New_Water Heating_Natural Gas_Water Heater - Pipe Insulation_A_Achievable Economic TRC Potential | F2 | Commercial | OR - Health | New | Water Heating | Natural Gas | Water Heater - Pipe Insulation | A | Integrated Unit Summer Peak Savings (kW) | Achievable Economic TRC Potential | 0 | 0 | 0 | 0 | 0 | 0 | 0 | 0 | 0 | 0 | 0 | 0 | 0 | 0 | 0 | 0 | 0 | 0 | 0 | 0 | 0 | 0 | 0 | 0 | 0 | 0 | 0
F3_Commercial_OR - Health_New_Water Heating_Natural Gas_Water Heater - Pipe Insulation_A_Achievable Economic TRC Potential | F3 | Commercial | OR - Health | New | Water Heating | Natural Gas | Water Heater - Pipe Insulation | A | Integrated Unit Winter Peak Savings (kW) | Achievable Economic TRC Potential | 0 | 0 | 0 | 0 | 0 | 0 | 0 | 0 | 0 | 0 | 0 | 0 | 0 | 0 | 0 | 0 | 0 | 0 | 0 | 0 | 0 | 0 | 0 | 0 | 0 | 0 | 0
F4_Commercial_OR - Health_New_Water Heating_Natural Gas_Water Heater - Pipe Insulation_A_Achievable Economic TRC Potential | F4 | Commercial | OR - Health | New | Water Heating | Natural Gas | Water Heater - Pipe Insulation | A | Incremental Energy Savings (MWh or mTherms) | Achievable Economic TRC Potential | 0 | 0 | 0 | 0 | 0 | 0 | 0 | 0 | 0 | 0 | 0 | 0 | 0 | 0 | 0 | 0 | 0 | 0 | 0 | 0 | 0 | 0 | 0 | 0 | 0 | 0 | 0
F5_Commercial_OR - Health_New_Water Heating_Natural Gas_Water Heater - Pipe Insulation_A_Achievable Economic TRC Potential | F5 | Commercial | OR - Health | New | Water Heating | Natural Gas | Water Heater - Pipe Insulation | A | Incremental Summer Peak Savings (MW) | Achievable Economic TRC Potential | 0 | 0 | 0 | 0 | 0 | 0 | 0 | 0 | 0 | 0 | 0 | 0 | 0 | 0 | 0 | 0 | 0 | 0 | 0 | 0 | 0 | 0 | 0 | 0 | 0 | 0 | 0
F6_Commercial_OR - Health_New_Water Heating_Natural Gas_Water Heater - Pipe Insulation_A_Achievable Economic TRC Potential | F6 | Commercial | OR - Health | New | Water Heating | Natural Gas | Water Heater - Pipe Insulation | A | Incremental Winter Peak Savings (MW) | Achievable Economic TRC Potential | 0 | 0 | 0 | 0 | 0 | 0 | 0 | 0 | 0 | 0 | 0 | 0 | 0 | 0 | 0 | 0 | 0 | 0 | 0 | 0 | 0 | 0 | 0 | 0 | 0 | 0 | 0
F7_Commercial_OR - Health_New_Water Heating_Natural Gas_Water Heater - Pipe Insulation_A_Achievable Economic TRC Potential | F7 | Commercial | OR - Health | New | Water Heating | Natural Gas | Water Heater - Pipe Insulation | A | Cumulative Energy Savings (MWh or mTherms) | Achievable Economic TRC Potential | 0 | 0 | 0 | 0 | 0 | 0 | 0 | 0 | 0 | 0 | 0 | 0 | 0 | 0 | 0 | 0 | 0 | 0 | 0 | 0 | 0 | 0 | 0 | 0 | 0 | 0 | 0
F8_Commercial_OR - Health_New_Water Heating_Natural Gas_Water Heater - Pipe Insulation_A_Achievable Economic TRC Potential | F8 | Commercial | OR - Health | New | Water Heating | Natural Gas | Water Heater - Pipe Insulation | A | Cumulative Summer Peak Savings (MW) | Achievable Economic TRC Potential | 0 | 0 | 0 | 0 | 0 | 0 | 0 | 0 | 0 | 0 | 0 | 0 | 0 | 0 | 0 | 0 | 0 | 0 | 0 | 0 | 0 | 0 | 0 | 0 | 0 | 0 | 0
F9_Commercial_OR - Health_New_Water Heating_Natural Gas_Water Heater - Pipe Insulation_A_Achievable Economic TRC Potential | F9 | Commercial | OR - Health | New | Water Heating | Natural Gas | Water Heater - Pipe Insulation | A | Cumulative Winter Peak Savings (MW) | Achievable Economic TRC Potential | 0 | 0 | 0 | 0 | 0 | 0 | 0 | 0 | 0 | 0 | 0 | 0 | 0 | 0 | 0 | 0 | 0 | 0 | 0 | 0 | 0 | 0 | 0 | 0 | 0 | 0 | 0
F10_Commercial_OR - Health_New_Water Heating_Natural Gas_Water Heater - Pipe Insulation_A_Achievable Economic TRC Potential | F10 | Commercial | OR - Health | New | Water Heating | Natural Gas | Water Heater - Pipe Insulation | A | Purchases (Incremental) | Achievable Economic TRC Potential | 0 | 0 | 0 | 0 | 0 | 0 | 0 | 0 | 0 | 0 | 0 | 0 | 0 | 0 | 0 | 0 | 0 | 0 | 0 | 0 | 0 | 0 | 0 | 0 | 0 | 0 | 0
F11_Commercial_OR - Health_New_Water Heating_Natural Gas_Water Heater - Pipe Insulation_A_Achievable Economic TRC Potential | F11 | Commercial | OR - Health | New | Water Heating | Natural Gas | Water Heater - Pipe Insulation | A | Purchases (Cumulative) | Achievable Economic TRC Potential | 0 | 0 | 0 | 0 | 0 | 0 | 0 | 0 | 0 | 0 | 0 | 0 | 0 | 0 | 0 | 0 | 0 | 0 | 0 | 0 | 0 | 0 | 0 | 0 | 0 | 0 | 0
F1_Commercial_OR - Health_New_Water Heating_Natural Gas_Water Heater - Motion Control Faucet_A_Achievable Economic TRC Potential | F1 | Commercial | OR - Health | New | Water Heating | Natural Gas | Water Heater - Motion Control Faucet | A | Integrated Unit Energy Savings (kWh or therms) | Achievable Economic TRC Potential | 0 | 0 | 0 | 0 | 0 | 0 | 0 | 0 | 0 | 0 | 0 | 0 | 0 | 0 | 0 | 0 | 0 | 0 | 0 | 0 | 0 | 0 | 0 | 0 | 0 | 0 | 0
F2_Commercial_OR - Health_New_Water Heating_Natural Gas_Water Heater - Motion Control Faucet_A_Achievable Economic TRC Potential | F2 | Commercial | OR - Health | New | Water Heating | Natural Gas | Water Heater - Motion Control Faucet | A | Integrated Unit Summer Peak Savings (kW) | Achievable Economic TRC Potential | 0 | 0 | 0 | 0 | 0 | 0 | 0 | 0 | 0 | 0 | 0 | 0 | 0 | 0 | 0 | 0 | 0 | 0 | 0 | 0 | 0 | 0 | 0 | 0 | 0 | 0 | 0
F3_Commercial_OR - Health_New_Water Heating_Natural Gas_Water Heater - Motion Control Faucet_A_Achievable Economic TRC Potential | F3 | Commercial | OR - Health | New | Water Heating | Natural Gas | Water Heater - Motion Control Faucet | A | Integrated Unit Winter Peak Savings (kW) | Achievable Economic TRC Potential | 0 | 0 | 0 | 0 | 0 | 0 | 0 | 0 | 0 | 0 | 0 | 0 | 0 | 0 | 0 | 0 | 0 | 0 | 0 | 0 | 0 | 0 | 0 | 0 | 0 | 0 | 0
F4_Commercial_OR - Health_New_Water Heating_Natural Gas_Water Heater - Motion Control Faucet_A_Achievable Economic TRC Potential | F4 | Commercial | OR - Health | New | Water Heating | Natural Gas | Water Heater - Motion Control Faucet | A | Incremental Energy Savings (MWh or mTherms) | Achievable Economic TRC Potential | 0 | 0 | 0 | 0 | 0 | 0 | 0 | 0 | 0 | 0 | 0 | 0 | 0 | 0 | 0 | 0 | 0 | 0 | 0 | 0 | 0 | 0 | 0 | 0 | 0 | 0 | 0
F5_Commercial_OR - Health_New_Water Heating_Natural Gas_Water Heater - Motion Control Faucet_A_Achievable Economic TRC Potential | F5 | Commercial | OR - Health | New | Water Heating | Natural Gas | Water Heater - Motion Control Faucet | A | Incremental Summer Peak Savings (MW) | Achievable Economic TRC Potential | 0 | 0 | 0 | 0 | 0 | 0 | 0 | 0 | 0 | 0 | 0 | 0 | 0 | 0 | 0 | 0 | 0 | 0 | 0 | 0 | 0 | 0 | 0 | 0 | 0 | 0 | 0
F6_Commercial_OR - Health_New_Water Heating_Natural Gas_Water Heater - Motion Control Faucet_A_Achievable Economic TRC Potential | F6 | Commercial | OR - Health | New | Water Heating | Natural Gas | Water Heater - Motion Control Faucet | A | Incremental Winter Peak Savings (MW) | Achievable Economic TRC Potential | 0 | 0 | 0 | 0 | 0 | 0 | 0 | 0 | 0 | 0 | 0 | 0 | 0 | 0 | 0 | 0 | 0 | 0 | 0 | 0 | 0 | 0 | 0 | 0 | 0 | 0 | 0
F7_Commercial_OR - Health_New_Water Heating_Natural Gas_Water Heater - Motion Control Faucet_A_Achievable Economic TRC Potential | F7 | Commercial | OR - Health | New | Water Heating | Natural Gas | Water Heater - Motion Control Faucet | A | Cumulative Energy Savings (MWh or mTherms) | Achievable Economic TRC Potential | 0 | 0 | 0 | 0 | 0 | 0 | 0 | 0 | 0 | 0 | 0 | 0 | 0 | 0 | 0 | 0 | 0 | 0 | 0 | 0 | 0 | 0 | 0 | 0 | 0 | 0 | 0
F8_Commercial_OR - Health_New_Water Heating_Natural Gas_Water Heater - Motion Control Faucet_A_Achievable Economic TRC Potential | F8 | Commercial | OR - Health | New | Water Heating | Natural Gas | Water Heater - Motion Control Faucet | A | Cumulative Summer Peak Savings (MW) | Achievable Economic TRC Potential | 0 | 0 | 0 | 0 | 0 | 0 | 0 | 0 | 0 | 0 | 0 | 0 | 0 | 0 | 0 | 0 | 0 | 0 | 0 | 0 | 0 | 0 | 0 | 0 | 0 | 0 | 0
F9_Commercial_OR - Health_New_Water Heating_Natural Gas_Water Heater - Motion Control Faucet_A_Achievable Economic TRC Potential | F9 | Commercial | OR - Health | New | Water Heating | Natural Gas | Water Heater - Motion Control Faucet | A | Cumulative Winter Peak Savings (MW) | Achievable Economic TRC Potential | 0 | 0 | 0 | 0 | 0 | 0 | 0 | 0 | 0 | 0 | 0 | 0 | 0 | 0 | 0 | 0 | 0 | 0 | 0 | 0 | 0 | 0 | 0 | 0 | 0 | 0 | 0
F10_Commercial_OR - Health_New_Water Heating_Natural Gas_Water Heater - Motion Control Faucet_A_Achievable Economic TRC Potential | F10 | Commercial | OR - Health | New | Water Heating | Natural Gas | Water Heater - Motion Control Faucet | A | Purchases (Incremental) | Achievable Economic TRC Potential | 0 | 0 | 0 | 0 | 0 | 0 | 0 | 0 | 0 | 0 | 0 | 0 | 0 | 0 | 0 | 0 | 0 | 0 | 0 | 0 | 0 | 0 | 0 | 0 | 0 | 0 | 0
F11_Commercial_OR - Health_New_Water Heating_Natural Gas_Water Heater - Motion Control Faucet_A_Achievable Economic TRC Potential | F11 | Commercial | OR - Health | New | Water Heating | Natural Gas | Water Heater - Motion Control Faucet | A | Purchases (Cumulative) | Achievable Economic TRC Potential | 0 | 0 | 0 | 0 | 0 | 0 | 0 | 0 | 0 | 0 | 0 | 0 | 0 | 0 | 0 | 0 | 0 | 0 | 0 | 0 | 0 | 0 | 0 | 0 | 0 | 0 | 0
F1_Commercial_OR - Health_New_Water Heating_Natural Gas_Water Heater - Solar System_A_Achievable Economic TRC Potential | F1 | Commercial | OR - Health | New | Water Heating | Natural Gas | Water Heater - Solar System | A | Integrated Unit Energy Savings (kWh or therms) | Achievable Economic TRC Potential | 0 | 0 | 0 | 0 | 0 | 0 | 0 | 0 | 0 | 0 | 0 | 0 | 0 | 0 | 0 | 0 | 0 | 0 | 0 | 0 | 0 | 0 | 0 | 0 | 0 | 0 | 0
F2_Commercial_OR - Health_New_Water Heating_Natural Gas_Water Heater - Solar System_A_Achievable Economic TRC Potential | F2 | Commercial | OR - Health | New | Water Heating | Natural Gas | Water Heater - Solar System | A | Integrated Unit Summer Peak Savings (kW) | Achievable Economic TRC Potential | 0 | 0 | 0 | 0 | 0 | 0 | 0 | 0 | 0 | 0 | 0 | 0 | 0 | 0 | 0 | 0 | 0 | 0 | 0 | 0 | 0 | 0 | 0 | 0 | 0 | 0 | 0
F3_Commercial_OR - Health_New_Water Heating_Natural Gas_Water Heater - Solar System_A_Achievable Economic TRC Potential | F3 | Commercial | OR - Health | New | Water Heating | Natural Gas | Water Heater - Solar System | A | Integrated Unit Winter Peak Savings (kW) | Achievable Economic TRC Potential | 0 | 0 | 0 | 0 | 0 | 0 | 0 | 0 | 0 | 0 | 0 | 0 | 0 | 0 | 0 | 0 | 0 | 0 | 0 | 0 | 0 | 0 | 0 | 0 | 0 | 0 | 0
F4_Commercial_OR - Health_New_Water Heating_Natural Gas_Water Heater - Solar System_A_Achievable Economic TRC Potential | F4 | Commercial | OR - Health | New | Water Heating | Natural Gas | Water Heater - Solar System | A | Incremental Energy Savings (MWh or mTherms) | Achievable Economic TRC Potential | 0 | 0 | 0 | 0 | 0 | 0 | 0 | 0 | 0 | 0 | 0 | 0 | 0 | 0 | 0 | 0 | 0 | 0 | 0 | 0 | 0 | 0 | 0 | 0 | 0 | 0 | 0
F5_Commercial_OR - Health_New_Water Heating_Natural Gas_Water Heater - Solar System_A_Achievable Economic TRC Potential | F5 | Commercial | OR - Health | New | Water Heating | Natural Gas | Water Heater - Solar System | A | Incremental Summer Peak Savings (MW) | Achievable Economic TRC Potential | 0 | 0 | 0 | 0 | 0 | 0 | 0 | 0 | 0 | 0 | 0 | 0 | 0 | 0 | 0 | 0 | 0 | 0 | 0 | 0 | 0 | 0 | 0 | 0 | 0 | 0 | 0
F6_Commercial_OR - Health_New_Water Heating_Natural Gas_Water Heater - Solar System_A_Achievable Economic TRC Potential | F6 | Commercial | OR - Health | New | Water Heating | Natural Gas | Water Heater - Solar System | A | Incremental Winter Peak Savings (MW) | Achievable Economic TRC Potential | 0 | 0 | 0 | 0 | 0 | 0 | 0 | 0 | 0 | 0 | 0 | 0 | 0 | 0 | 0 | 0 | 0 | 0 | 0 | 0 | 0 | 0 | 0 | 0 | 0 | 0 | 0
F7_Commercial_OR - Health_New_Water Heating_Natural Gas_Water Heater - Solar System_A_Achievable Economic TRC Potential | F7 | Commercial | OR - Health | New | Water Heating | Natural Gas | Water Heater - Solar System | A | Cumulative Energy Savings (MWh or mTherms) | Achievable Economic TRC Potential | 0 | 0 | 0 | 0 | 0 | 0 | 0 | 0 | 0 | 0 | 0 | 0 | 0 | 0 | 0 | 0 | 0 | 0 | 0 | 0 | 0 | 0 | 0 | 0 | 0 | 0 | 0
F8_Commercial_OR - Health_New_Water Heating_Natural Gas_Water Heater - Solar System_A_Achievable Economic TRC Potential | F8 | Commercial | OR - Health | New | Water Heating | Natural Gas | Water Heater - Solar System | A | Cumulative Summer Peak Savings (MW) | Achievable Economic TRC Potential | 0 | 0 | 0 | 0 | 0 | 0 | 0 | 0 | 0 | 0 | 0 | 0 | 0 | 0 | 0 | 0 | 0 | 0 | 0 | 0 | 0 | 0 | 0 | 0 | 0 | 0 | 0
F9_Commercial_OR - Health_New_Water Heating_Natural Gas_Water Heater - Solar System_A_Achievable Economic TRC Potential | F9 | Commercial | OR - Health | New | Water Heating | Natural Gas | Water Heater - Solar System | A | Cumulative Winter Peak Savings (MW) | Achievable Economic TRC Potential | 0 | 0 | 0 | 0 | 0 | 0 | 0 | 0 | 0 | 0 | 0 | 0 | 0 | 0 | 0 | 0 | 0 | 0 | 0 | 0 | 0 | 0 | 0 | 0 | 0 | 0 | 0
F10_Commercial_OR - Health_New_Water Heating_Natural Gas_Water Heater - Solar System_A_Achievable Economic TRC Potential | F10 | Commercial | OR - Health | New | Water Heating | Natural Gas | Water Heater - Solar System | A | Purchases (Incremental) | Achievable Economic TRC Potential | 0 | 0 | 0 | 0 | 0 | 0 | 0 | 0 | 0 | 0 | 0 | 0 | 0 | 0 | 0 | 0 | 0 | 0 | 0 | 0 | 0 | 0 | 0 | 0 | 0 | 0 | 0
F11_Commercial_OR - Health_New_Water Heating_Natural Gas_Water Heater - Solar System_A_Achievable Economic TRC Potential | F11 | Commercial | OR - Health | New | Water Heating | Natural Gas | Water Heater - Solar System | A | Purchases (Cumulative) | Achievable Economic TRC Potential | 0 | 0 | 0 | 0 | 0 | 0 | 0 | 0 | 0 | 0 | 0 | 0 | 0 | 0 | 0 | 0 | 0 | 0 | 0 | 0 | 0 | 0 | 0 | 0 | 0 | 0 | 0
F1_Commercial_OR - Health_New_Water Heating_Natural Gas_Commercial Laundry - Ozone Treatment_A_Achievable Economic TRC Potential | F1 | Commercial | OR - Health | New | Water Heating | Natural Gas | Commercial Laundry - Ozone Treatment | A | Integrated Unit Energy Savings (kWh or therms) | Achievable Economic TRC Potential | 0 | 0 | 0 | 0 | 0 | 0 | 0 | 0 | 0 | 0 | 0 | 0 | 0 | 0 | 0 | 0 | 0 | 0 | 0 | 0 | 0 | 0 | 0 | 0 | 0 | 0 | 0
F2_Commercial_OR - Health_New_Water Heating_Natural Gas_Commercial Laundry - Ozone Treatment_A_Achievable Economic TRC Potential | F2 | Commercial | OR - Health | New | Water Heating | Natural Gas | Commercial Laundry - Ozone Treatment | A | Integrated Unit Summer Peak Savings (kW) | Achievable Economic TRC Potential | 0 | 0 | 0 | 0 | 0 | 0 | 0 | 0 | 0 | 0 | 0 | 0 | 0 | 0 | 0 | 0 | 0 | 0 | 0 | 0 | 0 | 0 | 0 | 0 | 0 | 0 | 0
F3_Commercial_OR - Health_New_Water Heating_Natural Gas_Commercial Laundry - Ozone Treatment_A_Achievable Economic TRC Potential | F3 | Commercial | OR - Health | New | Water Heating | Natural Gas | Commercial Laundry - Ozone Treatment | A | Integrated Unit Winter Peak Savings (kW) | Achievable Economic TRC Potential | 0 | 0 | 0 | 0 | 0 | 0 | 0 | 0 | 0 | 0 | 0 | 0 | 0 | 0 | 0 | 0 | 0 | 0 | 0 | 0 | 0 | 0 | 0 | 0 | 0 | 0 | 0
F4_Commercial_OR - Health_New_Water Heating_Natural Gas_Commercial Laundry - Ozone Treatment_A_Achievable Economic TRC Potential | F4 | Commercial | OR - Health | New | Water Heating | Natural Gas | Commercial Laundry - Ozone Treatment | A | Incremental Energy Savings (MWh or mTherms) | Achievable Economic TRC Potential | 0 | 0 | 0 | 0 | 0 | 0 | 0 | 0 | 0 | 0 | 0 | 0 | 0 | 0 | 0 | 0 | 0 | 0 | 0 | 0 | 0 | 0 | 0 | 0 | 0 | 0 | 0
F5_Commercial_OR - Health_New_Water Heating_Natural Gas_Commercial Laundry - Ozone Treatment_A_Achievable Economic TRC Potential | F5 | Commercial | OR - Health | New | Water Heating | Natural Gas | Commercial Laundry - Ozone Treatment | A | Incremental Summer Peak Savings (MW) | Achievable Economic TRC Potential | 0 | 0 | 0 | 0 | 0 | 0 | 0 | 0 | 0 | 0 | 0 | 0 | 0 | 0 | 0 | 0 | 0 | 0 | 0 | 0 | 0 | 0 | 0 | 0 | 0 | 0 | 0
F6_Commercial_OR - Health_New_Water Heating_Natural Gas_Commercial Laundry - Ozone Treatment_A_Achievable Economic TRC Potential | F6 | Commercial | OR - Health | New | Water Heating | Natural Gas | Commercial Laundry - Ozone Treatment | A | Incremental Winter Peak Savings (MW) | Achievable Economic TRC Potential | 0 | 0 | 0 | 0 | 0 | 0 | 0 | 0 | 0 | 0 | 0 | 0 | 0 | 0 | 0 | 0 | 0 | 0 | 0 | 0 | 0 | 0 | 0 | 0 | 0 | 0 | 0
F7_Commercial_OR - Health_New_Water Heating_Natural Gas_Commercial Laundry - Ozone Treatment_A_Achievable Economic TRC Potential | F7 | Commercial | OR - Health | New | Water Heating | Natural Gas | Commercial Laundry - Ozone Treatment | A | Cumulative Energy Savings (MWh or mTherms) | Achievable Economic TRC Potential | 0 | 0 | 0 | 0 | 0 | 0 | 0 | 0 | 0 | 0 | 0 | 0 | 0 | 0 | 0 | 0 | 0 | 0 | 0 | 0 | 0 | 0 | 0 | 0 | 0 | 0 | 0
F8_Commercial_OR - Health_New_Water Heating_Natural Gas_Commercial Laundry - Ozone Treatment_A_Achievable Economic TRC Potential | F8 | Commercial | OR - Health | New | Water Heating | Natural Gas | Commercial Laundry - Ozone Treatment | A | Cumulative Summer Peak Savings (MW) | Achievable Economic TRC Potential | 0 | 0 | 0 | 0 | 0 | 0 | 0 | 0 | 0 | 0 | 0 | 0 | 0 | 0 | 0 | 0 | 0 | 0 | 0 | 0 | 0 | 0 | 0 | 0 | 0 | 0 | 0
F9_Commercial_OR - Health_New_Water Heating_Natural Gas_Commercial Laundry - Ozone Treatment_A_Achievable Economic TRC Potential | F9 | Commercial | OR - Health | New | Water Heating | Natural Gas | Commercial Laundry - Ozone Treatment | A | Cumulative Winter Peak Savings (MW) | Achievable Economic TRC Potential | 0 | 0 | 0 | 0 | 0 | 0 | 0 | 0 | 0 | 0 | 0 | 0 | 0 | 0 | 0 | 0 | 0 | 0 | 0 | 0 | 0 | 0 | 0 | 0 | 0 | 0 | 0
F10_Commercial_OR - Health_New_Water Heating_Natural Gas_Commercial Laundry - Ozone Treatment_A_Achievable Economic TRC Potential | F10 | Commercial | OR - Health | New | Water Heating | Natural Gas | Commercial Laundry - Ozone Treatment | A | Purchases (Incremental) | Achievable Economic TRC Potential | 0 | 0 | 0 | 0 | 0 | 0 | 0 | 0 | 0 | 0 | 0 | 0 | 0 | 0 | 0 | 0 | 0 | 0 | 0 | 0 | 0 | 0 | 0 | 0 | 0 | 0 | 0
F11_Commercial_OR - Health_New_Water Heating_Natural Gas_Commercial Laundry - Ozone Treatment_A_Achievable Economic TRC Potential | F11 | Commercial | OR - Health | New | Water Heating | Natural Gas | Commercial Laundry - Ozone Treatment | A | Purchases (Cumulative) | Achievable Economic TRC Potential | 0 | 0 | 0 | 0 | 0 | 0 | 0 | 0 | 0 | 0 | 0 | 0 | 0 | 0 | 0 | 0 | 0 | 0 | 0 | 0 | 0 | 0 | 0 | 0 | 0 | 0 | 0
F1_Commercial_OR - Health_New_Water Heating_Natural Gas_Commercial Laundry - ENERGY STAR Washer_A_Achievable Economic TRC Potential | F1 | Commercial | OR - Health | New | Water Heating | Natural Gas | Commercial Laundry - ENERGY STAR Washer | A | Integrated Unit Energy Savings (kWh or therms) | Achievable Economic TRC Potential | 0 | 0 | 0 | 0 | 0 | 0 | 0 | 0 | 0 | 0 | 0 | 0 | 0 | 0 | 0 | 0 | 0 | 0 | 0 | 0 | 0 | 0 | 0 | 0 | 0 | 0 | 0
F2_Commercial_OR - Health_New_Water Heating_Natural Gas_Commercial Laundry - ENERGY STAR Washer_A_Achievable Economic TRC Potential | F2 | Commercial | OR - Health | New | Water Heating | Natural Gas | Commercial Laundry - ENERGY STAR Washer | A | Integrated Unit Summer Peak Savings (kW) | Achievable Economic TRC Potential | 0 | 0 | 0 | 0 | 0 | 0 | 0 | 0 | 0 | 0 | 0 | 0 | 0 | 0 | 0 | 0 | 0 | 0 | 0 | 0 | 0 | 0 | 0 | 0 | 0 | 0 | 0
F3_Commercial_OR - Health_New_Water Heating_Natural Gas_Commercial Laundry - ENERGY STAR Washer_A_Achievable Economic TRC Potential | F3 | Commercial | OR - Health | New | Water Heating | Natural Gas | Commercial Laundry - ENERGY STAR Washer | A | Integrated Unit Winter Peak Savings (kW) | Achievable Economic TRC Potential | 0 | 0 | 0 | 0 | 0 | 0 | 0 | 0 | 0 | 0 | 0 | 0 | 0 | 0 | 0 | 0 | 0 | 0 | 0 | 0 | 0 | 0 | 0 | 0 | 0 | 0 | 0
F4_Commercial_OR - Health_New_Water Heating_Natural Gas_Commercial Laundry - ENERGY STAR Washer_A_Achievable Economic TRC Potential | F4 | Commercial | OR - Health | New | Water Heating | Natural Gas | Commercial Laundry - ENERGY STAR Washer | A | Incremental Energy Savings (MWh or mTherms) | Achievable Economic TRC Potential | 0 | 0 | 0 | 0 | 0 | 0 | 0 | 0 | 0 | 0 | 0 | 0 | 0 | 0 | 0 | 0 | 0 | 0 | 0 | 0 | 0 | 0 | 0 | 0 | 0 | 0 | 0
F5_Commercial_OR - Health_New_Water Heating_Natural Gas_Commercial Laundry - ENERGY STAR Washer_A_Achievable Economic TRC Potential | F5 | Commercial | OR - Health | New | Water Heating | Natural Gas | Commercial Laundry - ENERGY STAR Washer | A | Incremental Summer Peak Savings (MW) | Achievable Economic TRC Potential | 0 | 0 | 0 | 0 | 0 | 0 | 0 | 0 | 0 | 0 | 0 | 0 | 0 | 0 | 0 | 0 | 0 | 0 | 0 | 0 | 0 | 0 | 0 | 0 | 0 | 0 | 0
F6_Commercial_OR - Health_New_Water Heating_Natural Gas_Commercial Laundry - ENERGY STAR Washer_A_Achievable Economic TRC Potential | F6 | Commercial | OR - Health | New | Water Heating | Natural Gas | Commercial Laundry - ENERGY STAR Washer | A | Incremental Winter Peak Savings (MW) | Achievable Economic TRC Potential | 0 | 0 | 0 | 0 | 0 | 0 | 0 | 0 | 0 | 0 | 0 | 0 | 0 | 0 | 0 | 0 | 0 | 0 | 0 | 0 | 0 | 0 | 0 | 0 | 0 | 0 | 0
F7_Commercial_OR - Health_New_Water Heating_Natural Gas_Commercial Laundry - ENERGY STAR Washer_A_Achievable Economic TRC Potential | F7 | Commercial | OR - Health | New | Water Heating | Natural Gas | Commercial Laundry - ENERGY STAR Washer | A | Cumulative Energy Savings (MWh or mTherms) | Achievable Economic TRC Potential | 0 | 0 | 0 | 0 | 0 | 0 | 0 | 0 | 0 | 0 | 0 | 0 | 0 | 0 | 0 | 0 | 0 | 0 | 0 | 0 | 0 | 0 | 0 | 0 | 0 | 0 | 0
F8_Commercial_OR - Health_New_Water Heating_Natural Gas_Commercial Laundry - ENERGY STAR Washer_A_Achievable Economic TRC Potential | F8 | Commercial | OR - Health | New | Water Heating | Natural Gas | Commercial Laundry - ENERGY STAR Washer | A | Cumulative Summer Peak Savings (MW) | Achievable Economic TRC Potential | 0 | 0 | 0 | 0 | 0 | 0 | 0 | 0 | 0 | 0 | 0 | 0 | 0 | 0 | 0 | 0 | 0 | 0 | 0 | 0 | 0 | 0 | 0 | 0 | 0 | 0 | 0
F9_Commercial_OR - Health_New_Water Heating_Natural Gas_Commercial Laundry - ENERGY STAR Washer_A_Achievable Economic TRC Potential | F9 | Commercial | OR - Health | New | Water Heating | Natural Gas | Commercial Laundry - ENERGY STAR Washer | A | Cumulative Winter Peak Savings (MW) | Achievable Economic TRC Potential | 0 | 0 | 0 | 0 | 0 | 0 | 0 | 0 | 0 | 0 | 0 | 0 | 0 | 0 | 0 | 0 | 0 | 0 | 0 | 0 | 0 | 0 | 0 | 0 | 0 | 0 | 0
F10_Commercial_OR - Health_New_Water Heating_Natural Gas_Commercial Laundry - ENERGY STAR Washer_A_Achievable Economic TRC Potential | F10 | Commercial | OR - Health | New | Water Heating | Natural Gas | Commercial Laundry - ENERGY STAR Washer | A | Purchases (Incremental) | Achievable Economic TRC Potential | 0 | 0 | 0 | 0 | 0 | 0 | 0 | 0 | 0 | 0 | 0 | 0 | 0 | 0 | 0 | 0 | 0 | 0 | 0 | 0 | 0 | 0 | 0 | 0 | 0 | 0 | 0
F11_Commercial_OR - Health_New_Water Heating_Natural Gas_Commercial Laundry - ENERGY STAR Washer_A_Achievable Economic TRC Potential | F11 | Commercial | OR - Health | New | Water Heating | Natural Gas | Commercial Laundry - ENERGY STAR Washer | A | Purchases (Cumulative) | Achievable Economic TRC Potential | 0 | 0 | 0 | 0 | 0 | 0 | 0 | 0 | 0 | 0 | 0 | 0 | 0 | 0 | 0 | 0 | 0 | 0 | 0 | 0 | 0 | 0 | 0 | 0 | 0 | 0 | 0
F1_Commercial_OR - Health_New_Water Heating_Natural Gas_Water Heater - Efficient Dishwasher_A_Achievable Economic TRC Potential | F1 | Commercial | OR - Health | New | Water Heating | Natural Gas | Water Heater - Efficient Dishwasher | A | Integrated Unit Energy Savings (kWh or therms) | Achievable Economic TRC Potential | 0 | 0 | 0 | 0 | 0 | 0 | 0 | 0 | 0 | 0 | 0 | 0 | 0 | 0 | 0 | 0 | 0 | 0 | 0 | 0 | 0 | 0 | 0 | 0 | 0 | 0 | 0
F2_Commercial_OR - Health_New_Water Heating_Natural Gas_Water Heater - Efficient Dishwasher_A_Achievable Economic TRC Potential | F2 | Commercial | OR - Health | New | Water Heating | Natural Gas | Water Heater - Efficient Dishwasher | A | Integrated Unit Summer Peak Savings (kW) | Achievable Economic TRC Potential | 0 | 0 | 0 | 0 | 0 | 0 | 0 | 0 | 0 | 0 | 0 | 0 | 0 | 0 | 0 | 0 | 0 | 0 | 0 | 0 | 0 | 0 | 0 | 0 | 0 | 0 | 0
F3_Commercial_OR - Health_New_Water Heating_Natural Gas_Water Heater - Efficient Dishwasher_A_Achievable Economic TRC Potential | F3 | Commercial | OR - Health | New | Water Heating | Natural Gas | Water Heater - Efficient Dishwasher | A | Integrated Unit Winter Peak Savings (kW) | Achievable Economic TRC Potential | 0 | 0 | 0 | 0 | 0 | 0 | 0 | 0 | 0 | 0 | 0 | 0 | 0 | 0 | 0 | 0 | 0 | 0 | 0 | 0 | 0 | 0 | 0 | 0 | 0 | 0 | 0
F4_Commercial_OR - Health_New_Water Heating_Natural Gas_Water Heater - Efficient Dishwasher_A_Achievable Economic TRC Potential | F4 | Commercial | OR - Health | New | Water Heating | Natural Gas | Water Heater - Efficient Dishwasher | A | Incremental Energy Savings (MWh or mTherms) | Achievable Economic TRC Potential | 0 | 0 | 0 | 0 | 0 | 0 | 0 | 0 | 0 | 0 | 0 | 0 | 0 | 0 | 0 | 0 | 0 | 0 | 0 | 0 | 0 | 0 | 0 | 0 | 0 | 0 | 0
F5_Commercial_OR - Health_New_Water Heating_Natural Gas_Water Heater - Efficient Dishwasher_A_Achievable Economic TRC Potential | F5 | Commercial | OR - Health | New | Water Heating | Natural Gas | Water Heater - Efficient Dishwasher | A | Incremental Summer Peak Savings (MW) | Achievable Economic TRC Potential | 0 | 0 | 0 | 0 | 0 | 0 | 0 | 0 | 0 | 0 | 0 | 0 | 0 | 0 | 0 | 0 | 0 | 0 | 0 | 0 | 0 | 0 | 0 | 0 | 0 | 0 | 0
F6_Commercial_OR - Health_New_Water Heating_Natural Gas_Water Heater - Efficient Dishwasher_A_Achievable Economic TRC Potential | F6 | Commercial | OR - Health | New | Water Heating | Natural Gas | Water Heater - Efficient Dishwasher | A | Incremental Winter Peak Savings (MW) | Achievable Economic TRC Potential | 0 | 0 | 0 | 0 | 0 | 0 | 0 | 0 | 0 | 0 | 0 | 0 | 0 | 0 | 0 | 0 | 0 | 0 | 0 | 0 | 0 | 0 | 0 | 0 | 0 | 0 | 0
F7_Commercial_OR - Health_New_Water Heating_Natural Gas_Water Heater - Efficient Dishwasher_A_Achievable Economic TRC Potential | F7 | Commercial | OR - Health | New | Water Heating | Natural Gas | Water Heater - Efficient Dishwasher | A | Cumulative Energy Savings (MWh or mTherms) | Achievable Economic TRC Potential | 0 | 0 | 0 | 0 | 0 | 0 | 0 | 0 | 0 | 0 | 0 | 0 | 0 | 0 | 0 | 0 | 0 | 0 | 0 | 0 | 0 | 0 | 0 | 0 | 0 | 0 | 0
F8_Commercial_OR - Health_New_Water Heating_Natural Gas_Water Heater - Efficient Dishwasher_A_Achievable Economic TRC Potential | F8 | Commercial | OR - Health | New | Water Heating | Natural Gas | Water Heater - Efficient Dishwasher | A | Cumulative Summer Peak Savings (MW) | Achievable Economic TRC Potential | 0 | 0 | 0 | 0 | 0 | 0 | 0 | 0 | 0 | 0 | 0 | 0 | 0 | 0 | 0 | 0 | 0 | 0 | 0 | 0 | 0 | 0 | 0 | 0 | 0 | 0 | 0
F9_Commercial_OR - Health_New_Water Heating_Natural Gas_Water Heater - Efficient Dishwasher_A_Achievable Economic TRC Potential | F9 | Commercial | OR - Health | New | Water Heating | Natural Gas | Water Heater - Efficient Dishwasher | A | Cumulative Winter Peak Savings (MW) | Achievable Economic TRC Potential | 0 | 0 | 0 | 0 | 0 | 0 | 0 | 0 | 0 | 0 | 0 | 0 | 0 | 0 | 0 | 0 | 0 | 0 | 0 | 0 | 0 | 0 | 0 | 0 | 0 | 0 | 0
F10_Commercial_OR - Health_New_Water Heating_Natural Gas_Water Heater - Efficient Dishwasher_A_Achievable Economic TRC Potential | F10 | Commercial | OR - Health | New | Water Heating | Natural Gas | Water Heater - Efficient Dishwasher | A | Purchases (Incremental) | Achievable Economic TRC Potential | 0 | 0 | 0 | 0 | 0 | 0 | 0 | 0 | 0 | 0 | 0 | 0 | 0 | 0 | 0 | 0 | 0 | 0 | 0 | 0 | 0 | 0 | 0 | 0 | 0 | 0 | 0
F11_Commercial_OR - Health_New_Water Heating_Natural Gas_Water Heater - Efficient Dishwasher_A_Achievable Economic TRC Potential | F11 | Commercial | OR - Health | New | Water Heating | Natural Gas | Water Heater - Efficient Dishwasher | A | Purchases (Cumulative) | Achievable Economic TRC Potential | 0 | 0 | 0 | 0 | 0 | 0 | 0 | 0 | 0 | 0 | 0 | 0 | 0 | 0 | 0 | 0 | 0 | 0 | 0 | 0 | 0 | 0 | 0 | 0 | 0 | 0 | 0
F1_Commercial_OR - Health_New_Water Heating_Natural Gas_Commercial Laundry - Alternative Dry-Cleaning Methods_A_Achievable Economic TRC Potential | F1 | Commercial | OR - Health | New | Water Heating | Natural Gas | Commercial Laundry - Alternative Dry-Cleaning Methods | A | Integrated Unit Energy Savings (kWh or therms) | Achievable Economic TRC Potential | 0 | 0 | 0 | 0 | 0 | 0 | 0 | 0 | 0 | 0 | 0 | 0 | 0 | 0 | 0 | 0 | 0 | 0 | 0 | 0 | 0 | 0 | 0 | 0 | 0 | 0 | 0
F2_Commercial_OR - Health_New_Water Heating_Natural Gas_Commercial Laundry - Alternative Dry-Cleaning Methods_A_Achievable Economic TRC Potential | F2 | Commercial | OR - Health | New | Water Heating | Natural Gas | Commercial Laundry - Alternative Dry-Cleaning Methods | A | Integrated Unit Summer Peak Savings (kW) | Achievable Economic TRC Potential | 0 | 0 | 0 | 0 | 0 | 0 | 0 | 0 | 0 | 0 | 0 | 0 | 0 | 0 | 0 | 0 | 0 | 0 | 0 | 0 | 0 | 0 | 0 | 0 | 0 | 0 | 0
F3_Commercial_OR - Health_New_Water Heating_Natural Gas_Commercial Laundry - Alternative Dry-Cleaning Methods_A_Achievable Economic TRC Potential | F3 | Commercial | OR - Health | New | Water Heating | Natural Gas | Commercial Laundry - Alternative Dry-Cleaning Methods | A | Integrated Unit Winter Peak Savings (kW) | Achievable Economic TRC Potential | 0 | 0 | 0 | 0 | 0 | 0 | 0 | 0 | 0 | 0 | 0 | 0 | 0 | 0 | 0 | 0 | 0 | 0 | 0 | 0 | 0 | 0 | 0 | 0 | 0 | 0 | 0
F4_Commercial_OR - Health_New_Water Heating_Natural Gas_Commercial Laundry - Alternative Dry-Cleaning Methods_A_Achievable Economic TRC Potential | F4 | Commercial | OR - Health | New | Water Heating | Natural Gas | Commercial Laundry - Alternative Dry-Cleaning Methods | A | Incremental Energy Savings (MWh or mTherms) | Achievable Economic TRC Potential | 0 | 0 | 0 | 0 | 0 | 0 | 0 | 0 | 0 | 0 | 0 | 0 | 0 | 0 | 0 | 0 | 0 | 0 | 0 | 0 | 0 | 0 | 0 | 0 | 0 | 0 | 0
F5_Commercial_OR - Health_New_Water Heating_Natural Gas_Commercial Laundry - Alternative Dry-Cleaning Methods_A_Achievable Economic TRC Potential | F5 | Commercial | OR - Health | New | Water Heating | Natural Gas | Commercial Laundry - Alternative Dry-Cleaning Methods | A | Incremental Summer Peak Savings (MW) | Achievable Economic TRC Potential | 0 | 0 | 0 | 0 | 0 | 0 | 0 | 0 | 0 | 0 | 0 | 0 | 0 | 0 | 0 | 0 | 0 | 0 | 0 | 0 | 0 | 0 | 0 | 0 | 0 | 0 | 0
F6_Commercial_OR - Health_New_Water Heating_Natural Gas_Commercial Laundry - Alternative Dry-Cleaning Methods_A_Achievable Economic TRC Potential | F6 | Commercial | OR - Health | New | Water Heating | Natural Gas | Commercial Laundry - Alternative Dry-Cleaning Methods | A | Incremental Winter Peak Savings (MW) | Achievable Economic TRC Potential | 0 | 0 | 0 | 0 | 0 | 0 | 0 | 0 | 0 | 0 | 0 | 0 | 0 | 0 | 0 | 0 | 0 | 0 | 0 | 0 | 0 | 0 | 0 | 0 | 0 | 0 | 0
F7_Commercial_OR - Health_New_Water Heating_Natural Gas_Commercial Laundry - Alternative Dry-Cleaning Methods_A_Achievable Economic TRC Potential | F7 | Commercial | OR - Health | New | Water Heating | Natural Gas | Commercial Laundry - Alternative Dry-Cleaning Methods | A | Cumulative Energy Savings (MWh or mTherms) | Achievable Economic TRC Potential | 0 | 0 | 0 | 0 | 0 | 0 | 0 | 0 | 0 | 0 | 0 | 0 | 0 | 0 | 0 | 0 | 0 | 0 | 0 | 0 | 0 | 0 | 0 | 0 | 0 | 0 | 0
F8_Commercial_OR - Health_New_Water Heating_Natural Gas_Commercial Laundry - Alternative Dry-Cleaning Methods_A_Achievable Economic TRC Potential | F8 | Commercial | OR - Health | New | Water Heating | Natural Gas | Commercial Laundry - Alternative Dry-Cleaning Methods | A | Cumulative Summer Peak Savings (MW) | Achievable Economic TRC Potential | 0 | 0 | 0 | 0 | 0 | 0 | 0 | 0 | 0 | 0 | 0 | 0 | 0 | 0 | 0 | 0 | 0 | 0 | 0 | 0 | 0 | 0 | 0 | 0 | 0 | 0 | 0
F9_Commercial_OR - Health_New_Water Heating_Natural Gas_Commercial Laundry - Alternative Dry-Cleaning Methods_A_Achievable Economic TRC Potential | F9 | Commercial | OR - Health | New | Water Heating | Natural Gas | Commercial Laundry - Alternative Dry-Cleaning Methods | A | Cumulative Winter Peak Savings (MW) | Achievable Economic TRC Potential | 0 | 0 | 0 | 0 | 0 | 0 | 0 | 0 | 0 | 0 | 0 | 0 | 0 | 0 | 0 | 0 | 0 | 0 | 0 | 0 | 0 | 0 | 0 | 0 | 0 | 0 | 0
F10_Commercial_OR - Health_New_Water Heating_Natural Gas_Commercial Laundry - Alternative Dry-Cleaning Methods_A_Achievable Economic TRC Potential | F10 | Commercial | OR - Health | New | Water Heating | Natural Gas | Commercial Laundry - Alternative Dry-Cleaning Methods | A | Purchases (Incremental) | Achievable Economic TRC Potential | 0 | 0 | 0 | 0 | 0 | 0 | 0 | 0 | 0 | 0 | 0 | 0 | 0 | 0 | 0 | 0 | 0 | 0 | 0 | 0 | 0 | 0 | 0 | 0 | 0 | 0 | 0
F11_Commercial_OR - Health_New_Water Heating_Natural Gas_Commercial Laundry - Alternative Dry-Cleaning Methods_A_Achievable Economic TRC Potential | F11 | Commercial | OR - Health | New | Water Heating | Natural Gas | Commercial Laundry - Alternative Dry-Cleaning Methods | A | Purchases (Cumulative) | Achievable Economic TRC Potential | 0 | 0 | 0 | 0 | 0 | 0 | 0 | 0 | 0 | 0 | 0 | 0 | 0 | 0 | 0 | 0 | 0 | 0 | 0 | 0 | 0 | 0 | 0 | 0 | 0 | 0 | 0
F1_Commercial_OR - Health_New_Space Heating_Natural Gas_Advanced Kitchen Ventilation Controls_A_Achievable Economic TRC Potential | F1 | Commercial | OR - Health | New | Space Heating | Natural Gas | Advanced Kitchen Ventilation Controls | A | Integrated Unit Energy Savings (kWh or therms) | Achievable Economic TRC Potential | 0 | 0 | 0 | 0 | 0 | 0 | 0 | 0 | 0 | 0 | 0 | 0 | 0 | 0 | 0 | 0 | 0 | 0 | 0 | 0 | 0 | 0 | 0 | 0 | 0 | 0 | 0
F2_Commercial_OR - Health_New_Space Heating_Natural Gas_Advanced Kitchen Ventilation Controls_A_Achievable Economic TRC Potential | F2 | Commercial | OR - Health | New | Space Heating | Natural Gas | Advanced Kitchen Ventilation Controls | A | Integrated Unit Summer Peak Savings (kW) | Achievable Economic TRC Potential | 0 | 0 | 0 | 0 | 0 | 0 | 0 | 0 | 0 | 0 | 0 | 0 | 0 | 0 | 0 | 0 | 0 | 0 | 0 | 0 | 0 | 0 | 0 | 0 | 0 | 0 | 0
F3_Commercial_OR - Health_New_Space Heating_Natural Gas_Advanced Kitchen Ventilation Controls_A_Achievable Economic TRC Potential | F3 | Commercial | OR - Health | New | Space Heating | Natural Gas | Advanced Kitchen Ventilation Controls | A | Integrated Unit Winter Peak Savings (kW) | Achievable Economic TRC Potential | 0 | 0 | 0 | 0 | 0 | 0 | 0 | 0 | 0 | 0 | 0 | 0 | 0 | 0 | 0 | 0 | 0 | 0 | 0 | 0 | 0 | 0 | 0 | 0 | 0 | 0 | 0
F4_Commercial_OR - Health_New_Space Heating_Natural Gas_Advanced Kitchen Ventilation Controls_A_Achievable Economic TRC Potential | F4 | Commercial | OR - Health | New | Space Heating | Natural Gas | Advanced Kitchen Ventilation Controls | A | Incremental Energy Savings (MWh or mTherms) | Achievable Economic TRC Potential | 0 | 0 | 0 | 0 | 0 | 0 | 0 | 0 | 0 | 0 | 0 | 0 | 0 | 0 | 0 | 0 | 0 | 0 | 0 | 0 | 0 | 0 | 0 | 0 | 0 | 0 | 0
F5_Commercial_OR - Health_New_Space Heating_Natural Gas_Advanced Kitchen Ventilation Controls_A_Achievable Economic TRC Potential | F5 | Commercial | OR - Health | New | Space Heating | Natural Gas | Advanced Kitchen Ventilation Controls | A | Incremental Summer Peak Savings (MW) | Achievable Economic TRC Potential | 0 | 0 | 0 | 0 | 0 | 0 | 0 | 0 | 0 | 0 | 0 | 0 | 0 | 0 | 0 | 0 | 0 | 0 | 0 | 0 | 0 | 0 | 0 | 0 | 0 | 0 | 0
F6_Commercial_OR - Health_New_Space Heating_Natural Gas_Advanced Kitchen Ventilation Controls_A_Achievable Economic TRC Potential | F6 | Commercial | OR - Health | New | Space Heating | Natural Gas | Advanced Kitchen Ventilation Controls | A | Incremental Winter Peak Savings (MW) | Achievable Economic TRC Potential | 0 | 0 | 0 | 0 | 0 | 0 | 0 | 0 | 0 | 0 | 0 | 0 | 0 | 0 | 0 | 0 | 0 | 0 | 0 | 0 | 0 | 0 | 0 | 0 | 0 | 0 | 0
F7_Commercial_OR - Health_New_Space Heating_Natural Gas_Advanced Kitchen Ventilation Controls_A_Achievable Economic TRC Potential | F7 | Commercial | OR - Health | New | Space Heating | Natural Gas | Advanced Kitchen Ventilation Controls | A | Cumulative Energy Savings (MWh or mTherms) | Achievable Economic TRC Potential | 0 | 0 | 0 | 0 | 0 | 0 | 0 | 0 | 0 | 0 | 0 | 0 | 0 | 0 | 0 | 0 | 0 | 0 | 0 | 0 | 0 | 0 | 0 | 0 | 0 | 0 | 0
F8_Commercial_OR - Health_New_Space Heating_Natural Gas_Advanced Kitchen Ventilation Controls_A_Achievable Economic TRC Potential | F8 | Commercial | OR - Health | New | Space Heating | Natural Gas | Advanced Kitchen Ventilation Controls | A | Cumulative Summer Peak Savings (MW) | Achievable Economic TRC Potential | 0 | 0 | 0 | 0 | 0 | 0 | 0 | 0 | 0 | 0 | 0 | 0 | 0 | 0 | 0 | 0 | 0 | 0 | 0 | 0 | 0 | 0 | 0 | 0 | 0 | 0 | 0
F9_Commercial_OR - Health_New_Space Heating_Natural Gas_Advanced Kitchen Ventilation Controls_A_Achievable Economic TRC Potential | F9 | Commercial | OR - Health | New | Space Heating | Natural Gas | Advanced Kitchen Ventilation Controls | A | Cumulative Winter Peak Savings (MW) | Achievable Economic TRC Potential | 0 | 0 | 0 | 0 | 0 | 0 | 0 | 0 | 0 | 0 | 0 | 0 | 0 | 0 | 0 | 0 | 0 | 0 | 0 | 0 | 0 | 0 | 0 | 0 | 0 | 0 | 0
F10_Commercial_OR - Health_New_Space Heating_Natural Gas_Advanced Kitchen Ventilation Controls_A_Achievable Economic TRC Potential | F10 | Commercial | OR - Health | New | Space Heating | Natural Gas | Advanced Kitchen Ventilation Controls | A | Purchases (Incremental) | Achievable Economic TRC Potential | 0 | 0 | 0 | 0 | 0 | 0 | 0 | 0 | 0 | 0 | 0 | 0 | 0 | 0 | 0 | 0 | 0 | 0 | 0 | 0 | 0 | 0 | 0 | 0 | 0 | 0 | 0
F11_Commercial_OR - Health_New_Space Heating_Natural Gas_Advanced Kitchen Ventilation Controls_A_Achievable Economic TRC Potential | F11 | Commercial | OR - Health | New | Space Heating | Natural Gas | Advanced Kitchen Ventilation Controls | A | Purchases (Cumulative) | Achievable Economic TRC Potential | 0 | 0 | 0 | 0 | 0 | 0 | 0 | 0 | 0 | 0 | 0 | 0 | 0 | 0 | 0 | 0 | 0 | 0 | 0 | 0 | 0 | 0 | 0 | 0 | 0 | 0 | 0
F1_Commercial_OR - Health_New_Space Heating_Natural Gas_Infiltration Control - Loading Dock Sealing_A_Achievable Economic TRC Potential | F1 | Commercial | OR - Health | New | Space Heating | Natural Gas | Infiltration Control - Loading Dock Sealing | A | Integrated Unit Energy Savings (kWh or therms) | Achievable Economic TRC Potential | 0 | 0 | 0 | 0 | 0 | 0 | 0 | 0 | 0 | 0 | 0 | 0 | 0 | 0 | 0 | 0 | 0 | 0 | 0 | 0 | 0 | 0 | 0 | 0 | 0 | 0 | 0
F2_Commercial_OR - Health_New_Space Heating_Natural Gas_Infiltration Control - Loading Dock Sealing_A_Achievable Economic TRC Potential | F2 | Commercial | OR - Health | New | Space Heating | Natural Gas | Infiltration Control - Loading Dock Sealing | A | Integrated Unit Summer Peak Savings (kW) | Achievable Economic TRC Potential | 0 | 0 | 0 | 0 | 0 | 0 | 0 | 0 | 0 | 0 | 0 | 0 | 0 | 0 | 0 | 0 | 0 | 0 | 0 | 0 | 0 | 0 | 0 | 0 | 0 | 0 | 0
F3_Commercial_OR - Health_New_Space Heating_Natural Gas_Infiltration Control - Loading Dock Sealing_A_Achievable Economic TRC Potential | F3 | Commercial | OR - Health | New | Space Heating | Natural Gas | Infiltration Control - Loading Dock Sealing | A | Integrated Unit Winter Peak Savings (kW) | Achievable Economic TRC Potential | 0 | 0 | 0 | 0 | 0 | 0 | 0 | 0 | 0 | 0 | 0 | 0 | 0 | 0 | 0 | 0 | 0 | 0 | 0 | 0 | 0 | 0 | 0 | 0 | 0 | 0 | 0
F4_Commercial_OR - Health_New_Space Heating_Natural Gas_Infiltration Control - Loading Dock Sealing_A_Achievable Economic TRC Potential | F4 | Commercial | OR - Health | New | Space Heating | Natural Gas | Infiltration Control - Loading Dock Sealing | A | Incremental Energy Savings (MWh or mTherms) | Achievable Economic TRC Potential | 0 | 0 | 0 | 0 | 0 | 0 | 0 | 0 | 0 | 0 | 0 | 0 | 0 | 0 | 0 | 0 | 0 | 0 | 0 | 0 | 0 | 0 | 0 | 0 | 0 | 0 | 0
F5_Commercial_OR - Health_New_Space Heating_Natural Gas_Infiltration Control - Loading Dock Sealing_A_Achievable Economic TRC Potential | F5 | Commercial | OR - Health | New | Space Heating | Natural Gas | Infiltration Control - Loading Dock Sealing | A | Incremental Summer Peak Savings (MW) | Achievable Economic TRC Potential | 0 | 0 | 0 | 0 | 0 | 0 | 0 | 0 | 0 | 0 | 0 | 0 | 0 | 0 | 0 | 0 | 0 | 0 | 0 | 0 | 0 | 0 | 0 | 0 | 0 | 0 | 0
F6_Commercial_OR - Health_New_Space Heating_Natural Gas_Infiltration Control - Loading Dock Sealing_A_Achievable Economic TRC Potential | F6 | Commercial | OR - Health | New | Space Heating | Natural Gas | Infiltration Control - Loading Dock Sealing | A | Incremental Winter Peak Savings (MW) | Achievable Economic TRC Potential | 0 | 0 | 0 | 0 | 0 | 0 | 0 | 0 | 0 | 0 | 0 | 0 | 0 | 0 | 0 | 0 | 0 | 0 | 0 | 0 | 0 | 0 | 0 | 0 | 0 | 0 | 0
F7_Commercial_OR - Health_New_Space Heating_Natural Gas_Infiltration Control - Loading Dock Sealing_A_Achievable Economic TRC Potential | F7 | Commercial | OR - Health | New | Space Heating | Natural Gas | Infiltration Control - Loading Dock Sealing | A | Cumulative Energy Savings (MWh or mTherms) | Achievable Economic TRC Potential | 0 | 0 | 0 | 0 | 0 | 0 | 0 | 0 | 0 | 0 | 0 | 0 | 0 | 0 | 0 | 0 | 0 | 0 | 0 | 0 | 0 | 0 | 0 | 0 | 0 | 0 | 0
F8_Commercial_OR - Health_New_Space Heating_Natural Gas_Infiltration Control - Loading Dock Sealing_A_Achievable Economic TRC Potential | F8 | Commercial | OR - Health | New | Space Heating | Natural Gas | Infiltration Control - Loading Dock Sealing | A | Cumulative Summer Peak Savings (MW) | Achievable Economic TRC Potential | 0 | 0 | 0 | 0 | 0 | 0 | 0 | 0 | 0 | 0 | 0 | 0 | 0 | 0 | 0 | 0 | 0 | 0 | 0 | 0 | 0 | 0 | 0 | 0 | 0 | 0 | 0
F9_Commercial_OR - Health_New_Space Heating_Natural Gas_Infiltration Control - Loading Dock Sealing_A_Achievable Economic TRC Potential | F9 | Commercial | OR - Health | New | Space Heating | Natural Gas | Infiltration Control - Loading Dock Sealing | A | Cumulative Winter Peak Savings (MW) | Achievable Economic TRC Potential | 0 | 0 | 0 | 0 | 0 | 0 | 0 | 0 | 0 | 0 | 0 | 0 | 0 | 0 | 0 | 0 | 0 | 0 | 0 | 0 | 0 | 0 | 0 | 0 | 0 | 0 | 0
F10_Commercial_OR - Health_New_Space Heating_Natural Gas_Infiltration Control - Loading Dock Sealing_A_Achievable Economic TRC Potential | F10 | Commercial | OR - Health | New | Space Heating | Natural Gas | Infiltration Control - Loading Dock Sealing | A | Purchases (Incremental) | Achievable Economic TRC Potential | 0 | 0 | 0 | 0 | 0 | 0 | 0 | 0 | 0 | 0 | 0 | 0 | 0 | 0 | 0 | 0 | 0 | 0 | 0 | 0 | 0 | 0 | 0 | 0 | 0 | 0 | 0
F11_Commercial_OR - Health_New_Space Heating_Natural Gas_Infiltration Control - Loading Dock Sealing_A_Achievable Economic TRC Potential | F11 | Commercial | OR - Health | New | Space Heating | Natural Gas | Infiltration Control - Loading Dock Sealing | A | Purchases (Cumulative) | Achievable Economic TRC Potential | 0 | 0 | 0 | 0 | 0 | 0 | 0 | 0 | 0 | 0 | 0 | 0 | 0 | 0 | 0 | 0 | 0 | 0 | 0 | 0 | 0 | 0 | 0 | 0 | 0 | 0 | 0
F1_Commercial_OR - Health_New_Space Heating_Natural Gas_Greenhouse Heat Curtain_A_Achievable Economic TRC Potential | F1 | Commercial | OR - Health | New | Space Heating | Natural Gas | Greenhouse Heat Curtain | A | Integrated Unit Energy Savings (kWh or therms) | Achievable Economic TRC Potential | 0 | 0 | 0 | 0 | 0 | 0 | 0 | 0 | 0 | 0 | 0 | 0 | 0 | 0 | 0 | 0 | 0 | 0 | 0 | 0 | 0 | 0 | 0 | 0 | 0 | 0 | 0
F2_Commercial_OR - Health_New_Space Heating_Natural Gas_Greenhouse Heat Curtain_A_Achievable Economic TRC Potential | F2 | Commercial | OR - Health | New | Space Heating | Natural Gas | Greenhouse Heat Curtain | A | Integrated Unit Summer Peak Savings (kW) | Achievable Economic TRC Potential | 0 | 0 | 0 | 0 | 0 | 0 | 0 | 0 | 0 | 0 | 0 | 0 | 0 | 0 | 0 | 0 | 0 | 0 | 0 | 0 | 0 | 0 | 0 | 0 | 0 | 0 | 0
F3_Commercial_OR - Health_New_Space Heating_Natural Gas_Greenhouse Heat Curtain_A_Achievable Economic TRC Potential | F3 | Commercial | OR - Health | New | Space Heating | Natural Gas | Greenhouse Heat Curtain | A | Integrated Unit Winter Peak Savings (kW) | Achievable Economic TRC Potential | 0 | 0 | 0 | 0 | 0 | 0 | 0 | 0 | 0 | 0 | 0 | 0 | 0 | 0 | 0 | 0 | 0 | 0 | 0 | 0 | 0 | 0 | 0 | 0 | 0 | 0 | 0
F4_Commercial_OR - Health_New_Space Heating_Natural Gas_Greenhouse Heat Curtain_A_Achievable Economic TRC Potential | F4 | Commercial | OR - Health | New | Space Heating | Natural Gas | Greenhouse Heat Curtain | A | Incremental Energy Savings (MWh or mTherms) | Achievable Economic TRC Potential | 0 | 0 | 0 | 0 | 0 | 0 | 0 | 0 | 0 | 0 | 0 | 0 | 0 | 0 | 0 | 0 | 0 | 0 | 0 | 0 | 0 | 0 | 0 | 0 | 0 | 0 | 0
F5_Commercial_OR - Health_New_Space Heating_Natural Gas_Greenhouse Heat Curtain_A_Achievable Economic TRC Potential | F5 | Commercial | OR - Health | New | Space Heating | Natural Gas | Greenhouse Heat Curtain | A | Incremental Summer Peak Savings (MW) | Achievable Economic TRC Potential | 0 | 0 | 0 | 0 | 0 | 0 | 0 | 0 | 0 | 0 | 0 | 0 | 0 | 0 | 0 | 0 | 0 | 0 | 0 | 0 | 0 | 0 | 0 | 0 | 0 | 0 | 0
F6_Commercial_OR - Health_New_Space Heating_Natural Gas_Greenhouse Heat Curtain_A_Achievable Economic TRC Potential | F6 | Commercial | OR - Health | New | Space Heating | Natural Gas | Greenhouse Heat Curtain | A | Incremental Winter Peak Savings (MW) | Achievable Economic TRC Potential | 0 | 0 | 0 | 0 | 0 | 0 | 0 | 0 | 0 | 0 | 0 | 0 | 0 | 0 | 0 | 0 | 0 | 0 | 0 | 0 | 0 | 0 | 0 | 0 | 0 | 0 | 0
F7_Commercial_OR - Health_New_Space Heating_Natural Gas_Greenhouse Heat Curtain_A_Achievable Economic TRC Potential | F7 | Commercial | OR - Health | New | Space Heating | Natural Gas | Greenhouse Heat Curtain | A | Cumulative Energy Savings (MWh or mTherms) | Achievable Economic TRC Potential | 0 | 0 | 0 | 0 | 0 | 0 | 0 | 0 | 0 | 0 | 0 | 0 | 0 | 0 | 0 | 0 | 0 | 0 | 0 | 0 | 0 | 0 | 0 | 0 | 0 | 0 | 0
F8_Commercial_OR - Health_New_Space Heating_Natural Gas_Greenhouse Heat Curtain_A_Achievable Economic TRC Potential | F8 | Commercial | OR - Health | New | Space Heating | Natural Gas | Greenhouse Heat Curtain | A | Cumulative Summer Peak Savings (MW) | Achievable Economic TRC Potential | 0 | 0 | 0 | 0 | 0 | 0 | 0 | 0 | 0 | 0 | 0 | 0 | 0 | 0 | 0 | 0 | 0 | 0 | 0 | 0 | 0 | 0 | 0 | 0 | 0 | 0 | 0
F9_Commercial_OR - Health_New_Space Heating_Natural Gas_Greenhouse Heat Curtain_A_Achievable Economic TRC Potential | F9 | Commercial | OR - Health | New | Space Heating | Natural Gas | Greenhouse Heat Curtain | A | Cumulative Winter Peak Savings (MW) | Achievable Economic TRC Potential | 0 | 0 | 0 | 0 | 0 | 0 | 0 | 0 | 0 | 0 | 0 | 0 | 0 | 0 | 0 | 0 | 0 | 0 | 0 | 0 | 0 | 0 | 0 | 0 | 0 | 0 | 0
F10_Commercial_OR - Health_New_Space Heating_Natural Gas_Greenhouse Heat Curtain_A_Achievable Economic TRC Potential | F10 | Commercial | OR - Health | New | Space Heating | Natural Gas | Greenhouse Heat Curtain | A | Purchases (Incremental) | Achievable Economic TRC Potential | 0 | 0 | 0 | 0 | 0 | 0 | 0 | 0 | 0 | 0 | 0 | 0 | 0 | 0 | 0 | 0 | 0 | 0 | 0 | 0 | 0 | 0 | 0 | 0 | 0 | 0 | 0
F11_Commercial_OR - Health_New_Space Heating_Natural Gas_Greenhouse Heat Curtain_A_Achievable Economic TRC Potential | F11 | Commercial | OR - Health | New | Space Heating | Natural Gas | Greenhouse Heat Curtain | A | Purchases (Cumulative) | Achievable Economic TRC Potential | 0 | 0 | 0 | 0 | 0 | 0 | 0 | 0 | 0 | 0 | 0 | 0 | 0 | 0 | 0 | 0 | 0 | 0 | 0 | 0 | 0 | 0 | 0 | 0 | 0 | 0 | 0
F1_Commercial_OR - Health_New_Space Heating_Natural Gas_Ventilation - Parking Garages, Demand Controlled_A_Achievable Economic TRC Potential | F1 | Commercial | OR - Health | New | Space Heating | Natural Gas | Ventilation - Parking Garages, Demand Controlled | A | Integrated Unit Energy Savings (kWh or therms) | Achievable Economic TRC Potential | 0 | 0 | 0 | 0 | 0 | 0 | 0 | 0 | 0 | 0 | 0 | 0 | 0 | 0 | 0 | 0 | 0 | 0 | 0 | 0 | 0 | 0 | 0 | 0 | 0 | 0 | 0
F2_Commercial_OR - Health_New_Space Heating_Natural Gas_Ventilation - Parking Garages, Demand Controlled_A_Achievable Economic TRC Potential | F2 | Commercial | OR - Health | New | Space Heating | Natural Gas | Ventilation - Parking Garages, Demand Controlled | A | Integrated Unit Summer Peak Savings (kW) | Achievable Economic TRC Potential | 0 | 0 | 0 | 0 | 0 | 0 | 0 | 0 | 0 | 0 | 0 | 0 | 0 | 0 | 0 | 0 | 0 | 0 | 0 | 0 | 0 | 0 | 0 | 0 | 0 | 0 | 0
F3_Commercial_OR - Health_New_Space Heating_Natural Gas_Ventilation - Parking Garages, Demand Controlled_A_Achievable Economic TRC Potential | F3 | Commercial | OR - Health | New | Space Heating | Natural Gas | Ventilation - Parking Garages, Demand Controlled | A | Integrated Unit Winter Peak Savings (kW) | Achievable Economic TRC Potential | 0 | 0 | 0 | 0 | 0 | 0 | 0 | 0 | 0 | 0 | 0 | 0 | 0 | 0 | 0 | 0 | 0 | 0 | 0 | 0 | 0 | 0 | 0 | 0 | 0 | 0 | 0
F4_Commercial_OR - Health_New_Space Heating_Natural Gas_Ventilation - Parking Garages, Demand Controlled_A_Achievable Economic TRC Potential | F4 | Commercial | OR - Health | New | Space Heating | Natural Gas | Ventilation - Parking Garages, Demand Controlled | A | Incremental Energy Savings (MWh or mTherms) | Achievable Economic TRC Potential | 0 | 0 | 0 | 0 | 0 | 0 | 0 | 0 | 0 | 0 | 0 | 0 | 0 | 0 | 0 | 0 | 0 | 0 | 0 | 0 | 0 | 0 | 0 | 0 | 0 | 0 | 0
F5_Commercial_OR - Health_New_Space Heating_Natural Gas_Ventilation - Parking Garages, Demand Controlled_A_Achievable Economic TRC Potential | F5 | Commercial | OR - Health | New | Space Heating | Natural Gas | Ventilation - Parking Garages, Demand Controlled | A | Incremental Summer Peak Savings (MW) | Achievable Economic TRC Potential | 0 | 0 | 0 | 0 | 0 | 0 | 0 | 0 | 0 | 0 | 0 | 0 | 0 | 0 | 0 | 0 | 0 | 0 | 0 | 0 | 0 | 0 | 0 | 0 | 0 | 0 | 0
F6_Commercial_OR - Health_New_Space Heating_Natural Gas_Ventilation - Parking Garages, Demand Controlled_A_Achievable Economic TRC Potential | F6 | Commercial | OR - Health | New | Space Heating | Natural Gas | Ventilation - Parking Garages, Demand Controlled | A | Incremental Winter Peak Savings (MW) | Achievable Economic TRC Potential | 0 | 0 | 0 | 0 | 0 | 0 | 0 | 0 | 0 | 0 | 0 | 0 | 0 | 0 | 0 | 0 | 0 | 0 | 0 | 0 | 0 | 0 | 0 | 0 | 0 | 0 | 0
F7_Commercial_OR - Health_New_Space Heating_Natural Gas_Ventilation - Parking Garages, Demand Controlled_A_Achievable Economic TRC Potential | F7 | Commercial | OR - Health | New | Space Heating | Natural Gas | Ventilation - Parking Garages, Demand Controlled | A | Cumulative Energy Savings (MWh or mTherms) | Achievable Economic TRC Potential | 0 | 0 | 0 | 0 | 0 | 0 | 0 | 0 | 0 | 0 | 0 | 0 | 0 | 0 | 0 | 0 | 0 | 0 | 0 | 0 | 0 | 0 | 0 | 0 | 0 | 0 | 0
F8_Commercial_OR - Health_New_Space Heating_Natural Gas_Ventilation - Parking Garages, Demand Controlled_A_Achievable Economic TRC Potential | F8 | Commercial | OR - Health | New | Space Heating | Natural Gas | Ventilation - Parking Garages, Demand Controlled | A | Cumulative Summer Peak Savings (MW) | Achievable Economic TRC Potential | 0 | 0 | 0 | 0 | 0 | 0 | 0 | 0 | 0 | 0 | 0 | 0 | 0 | 0 | 0 | 0 | 0 | 0 | 0 | 0 | 0 | 0 | 0 | 0 | 0 | 0 | 0
F9_Commercial_OR - Health_New_Space Heating_Natural Gas_Ventilation - Parking Garages, Demand Controlled_A_Achievable Economic TRC Potential | F9 | Commercial | OR - Health | New | Space Heating | Natural Gas | Ventilation - Parking Garages, Demand Controlled | A | Cumulative Winter Peak Savings (MW) | Achievable Economic TRC Potential | 0 | 0 | 0 | 0 | 0 | 0 | 0 | 0 | 0 | 0 | 0 | 0 | 0 | 0 | 0 | 0 | 0 | 0 | 0 | 0 | 0 | 0 | 0 | 0 | 0 | 0 | 0
F10_Commercial_OR - Health_New_Space Heating_Natural Gas_Ventilation - Parking Garages, Demand Controlled_A_Achievable Economic TRC Potential | F10 | Commercial | OR - Health | New | Space Heating | Natural Gas | Ventilation - Parking Garages, Demand Controlled | A | Purchases (Incremental) | Achievable Economic TRC Potential | 0 | 0 | 0 | 0 | 0 | 0 | 0 | 0 | 0 | 0 | 0 | 0 | 0 | 0 | 0 | 0 | 0 | 0 | 0 | 0 | 0 | 0 | 0 | 0 | 0 | 0 | 0
F11_Commercial_OR - Health_New_Space Heating_Natural Gas_Ventilation - Parking Garages, Demand Controlled_A_Achievable Economic TRC Potential | F11 | Commercial | OR - Health | New | Space Heating | Natural Gas | Ventilation - Parking Garages, Demand Controlled | A | Purchases (Cumulative) | Achievable Economic TRC Potential | 0 | 0 | 0 | 0 | 0 | 0 | 0 | 0 | 0 | 0 | 0 | 0 | 0 | 0 | 0 | 0 | 0 | 0 | 0 | 0 | 0 | 0 | 0 | 0 | 0 | 0 | 0
F1_Commercial_OR - Health_New_Miscellaneous_Natural Gas_Pool Heater - Night Covers_A_Achievable Economic TRC Potential | F1 | Commercial | OR - Health | New | Miscellaneous | Natural Gas | Pool Heater - Night Covers | A | Integrated Unit Energy Savings (kWh or therms) | Achievable Economic TRC Potential | 0 | 0 | 0 | 0 | 0 | 0 | 0 | 0 | 0 | 0 | 0 | 0 | 0 | 0 | 0 | 0 | 0 | 0 | 0 | 0 | 0 | 0 | 0 | 0 | 0 | 0 | 0
F2_Commercial_OR - Health_New_Miscellaneous_Natural Gas_Pool Heater - Night Covers_A_Achievable Economic TRC Potential | F2 | Commercial | OR - Health | New | Miscellaneous | Natural Gas | Pool Heater - Night Covers | A | Integrated Unit Summer Peak Savings (kW) | Achievable Economic TRC Potential | 0 | 0 | 0 | 0 | 0 | 0 | 0 | 0 | 0 | 0 | 0 | 0 | 0 | 0 | 0 | 0 | 0 | 0 | 0 | 0 | 0 | 0 | 0 | 0 | 0 | 0 | 0
F3_Commercial_OR - Health_New_Miscellaneous_Natural Gas_Pool Heater - Night Covers_A_Achievable Economic TRC Potential | F3 | Commercial | OR - Health | New | Miscellaneous | Natural Gas | Pool Heater - Night Covers | A | Integrated Unit Winter Peak Savings (kW) | Achievable Economic TRC Potential | 0 | 0 | 0 | 0 | 0 | 0 | 0 | 0 | 0 | 0 | 0 | 0 | 0 | 0 | 0 | 0 | 0 | 0 | 0 | 0 | 0 | 0 | 0 | 0 | 0 | 0 | 0
F4_Commercial_OR - Health_New_Miscellaneous_Natural Gas_Pool Heater - Night Covers_A_Achievable Economic TRC Potential | F4 | Commercial | OR - Health | New | Miscellaneous | Natural Gas | Pool Heater - Night Covers | A | Incremental Energy Savings (MWh or mTherms) | Achievable Economic TRC Potential | 0 | 0 | 0 | 0 | 0 | 0 | 0 | 0 | 0 | 0 | 0 | 0 | 0 | 0 | 0 | 0 | 0 | 0 | 0 | 0 | 0 | 0 | 0 | 0 | 0 | 0 | 0
F5_Commercial_OR - Health_New_Miscellaneous_Natural Gas_Pool Heater - Night Covers_A_Achievable Economic TRC Potential | F5 | Commercial | OR - Health | New | Miscellaneous | Natural Gas | Pool Heater - Night Covers | A | Incremental Summer Peak Savings (MW) | Achievable Economic TRC Potential | 0 | 0 | 0 | 0 | 0 | 0 | 0 | 0 | 0 | 0 | 0 | 0 | 0 | 0 | 0 | 0 | 0 | 0 | 0 | 0 | 0 | 0 | 0 | 0 | 0 | 0 | 0
F6_Commercial_OR - Health_New_Miscellaneous_Natural Gas_Pool Heater - Night Covers_A_Achievable Economic TRC Potential | F6 | Commercial | OR - Health | New | Miscellaneous | Natural Gas | Pool Heater - Night Covers | A | Incremental Winter Peak Savings (MW) | Achievable Economic TRC Potential | 0 | 0 | 0 | 0 | 0 | 0 | 0 | 0 | 0 | 0 | 0 | 0 | 0 | 0 | 0 | 0 | 0 | 0 | 0 | 0 | 0 | 0 | 0 | 0 | 0 | 0 | 0
F7_Commercial_OR - Health_New_Miscellaneous_Natural Gas_Pool Heater - Night Covers_A_Achievable Economic TRC Potential | F7 | Commercial | OR - Health | New | Miscellaneous | Natural Gas | Pool Heater - Night Covers | A | Cumulative Energy Savings (MWh or mTherms) | Achievable Economic TRC Potential | 0 | 0 | 0 | 0 | 0 | 0 | 0 | 0 | 0 | 0 | 0 | 0 | 0 | 0 | 0 | 0 | 0 | 0 | 0 | 0 | 0 | 0 | 0 | 0 | 0 | 0 | 0
F8_Commercial_OR - Health_New_Miscellaneous_Natural Gas_Pool Heater - Night Covers_A_Achievable Economic TRC Potential | F8 | Commercial | OR - Health | New | Miscellaneous | Natural Gas | Pool Heater - Night Covers | A | Cumulative Summer Peak Savings (MW) | Achievable Economic TRC Potential | 0 | 0 | 0 | 0 | 0 | 0 | 0 | 0 | 0 | 0 | 0 | 0 | 0 | 0 | 0 | 0 | 0 | 0 | 0 | 0 | 0 | 0 | 0 | 0 | 0 | 0 | 0
F9_Commercial_OR - Health_New_Miscellaneous_Natural Gas_Pool Heater - Night Covers_A_Achievable Economic TRC Potential | F9 | Commercial | OR - Health | New | Miscellaneous | Natural Gas | Pool Heater - Night Covers | A | Cumulative Winter Peak Savings (MW) | Achievable Economic TRC Potential | 0 | 0 | 0 | 0 | 0 | 0 | 0 | 0 | 0 | 0 | 0 | 0 | 0 | 0 | 0 | 0 | 0 | 0 | 0 | 0 | 0 | 0 | 0 | 0 | 0 | 0 | 0
F10_Commercial_OR - Health_New_Miscellaneous_Natural Gas_Pool Heater - Night Covers_A_Achievable Economic TRC Potential | F10 | Commercial | OR - Health | New | Miscellaneous | Natural Gas | Pool Heater - Night Covers | A | Purchases (Incremental) | Achievable Economic TRC Potential | 0 | 0 | 0 | 0 | 0 | 0 | 0 | 0 | 0 | 0 | 0 | 0 | 0 | 0 | 0 | 0 | 0 | 0 | 0 | 0 | 0 | 0 | 0 | 0 | 0 | 0 | 0
F11_Commercial_OR - Health_New_Miscellaneous_Natural Gas_Pool Heater - Night Covers_A_Achievable Economic TRC Potential | F11 | Commercial | OR - Health | New | Miscellaneous | Natural Gas | Pool Heater - Night Covers | A | Purchases (Cumulative) | Achievable Economic TRC Potential | 0 | 0 | 0 | 0 | 0 | 0 | 0 | 0 | 0 | 0 | 0 | 0 | 0 | 0 | 0 | 0 | 0 | 0 | 0 | 0 | 0 | 0 | 0 | 0 | 0 | 0 | 0
F1_Commercial_OR - Health_New_Space Heating_Natural Gas_Advanced New Construction Designs_A_Achievable Economic TRC Potential | F1 | Commercial | OR - Health | New | Space Heating | Natural Gas | Advanced New Construction Designs | A | Integrated Unit Energy Savings (kWh or therms) | Achievable Economic TRC Potential | 0 | 0 | 0 | 0 | 0 | 0 | 0 | 0 | 0 | 0 | 0 | 0 | 0 | 0 | 0 | 0 | 0 | 0 | 0 | 0 | 0 | 0 | 0 | 0 | 0 | 0 | 0
F2_Commercial_OR - Health_New_Space Heating_Natural Gas_Advanced New Construction Designs_A_Achievable Economic TRC Potential | F2 | Commercial | OR - Health | New | Space Heating | Natural Gas | Advanced New Construction Designs | A | Integrated Unit Summer Peak Savings (kW) | Achievable Economic TRC Potential | 0 | 0 | 0 | 0 | 0 | 0 | 0 | 0 | 0 | 0 | 0 | 0 | 0 | 0 | 0 | 0 | 0 | 0 | 0 | 0 | 0 | 0 | 0 | 0 | 0 | 0 | 0
F3_Commercial_OR - Health_New_Space Heating_Natural Gas_Advanced New Construction Designs_A_Achievable Economic TRC Potential | F3 | Commercial | OR - Health | New | Space Heating | Natural Gas | Advanced New Construction Designs | A | Integrated Unit Winter Peak Savings (kW) | Achievable Economic TRC Potential | 0 | 0 | 0 | 0 | 0 | 0 | 0 | 0 | 0 | 0 | 0 | 0 | 0 | 0 | 0 | 0 | 0 | 0 | 0 | 0 | 0 | 0 | 0 | 0 | 0 | 0 | 0
F4_Commercial_OR - Health_New_Space Heating_Natural Gas_Advanced New Construction Designs_A_Achievable Economic TRC Potential | F4 | Commercial | OR - Health | New | Space Heating | Natural Gas | Advanced New Construction Designs | A | Incremental Energy Savings (MWh or mTherms) | Achievable Economic TRC Potential | 0 | 0 | 0 | 0 | 0 | 0 | 0 | 0 | 0 | 0 | 0 | 0 | 0 | 0 | 0 | 0 | 0 | 0 | 0 | 0 | 0 | 0 | 0 | 0 | 0 | 0 | 0
F5_Commercial_OR - Health_New_Space Heating_Natural Gas_Advanced New Construction Designs_A_Achievable Economic TRC Potential | F5 | Commercial | OR - Health | New | Space Heating | Natural Gas | Advanced New Construction Designs | A | Incremental Summer Peak Savings (MW) | Achievable Economic TRC Potential | 0 | 0 | 0 | 0 | 0 | 0 | 0 | 0 | 0 | 0 | 0 | 0 | 0 | 0 | 0 | 0 | 0 | 0 | 0 | 0 | 0 | 0 | 0 | 0 | 0 | 0 | 0
F6_Commercial_OR - Health_New_Space Heating_Natural Gas_Advanced New Construction Designs_A_Achievable Economic TRC Potential | F6 | Commercial | OR - Health | New | Space Heating | Natural Gas | Advanced New Construction Designs | A | Incremental Winter Peak Savings (MW) | Achievable Economic TRC Potential | 0 | 0 | 0 | 0 | 0 | 0 | 0 | 0 | 0 | 0 | 0 | 0 | 0 | 0 | 0 | 0 | 0 | 0 | 0 | 0 | 0 | 0 | 0 | 0 | 0 | 0 | 0
F7_Commercial_OR - Health_New_Space Heating_Natural Gas_Advanced New Construction Designs_A_Achievable Economic TRC Potential | F7 | Commercial | OR - Health | New | Space Heating | Natural Gas | Advanced New Construction Designs | A | Cumulative Energy Savings (MWh or mTherms) | Achievable Economic TRC Potential | 0 | 0 | 0 | 0 | 0 | 0 | 0 | 0 | 0 | 0 | 0 | 0 | 0 | 0 | 0 | 0 | 0 | 0 | 0 | 0 | 0 | 0 | 0 | 0 | 0 | 0 | 0
F8_Commercial_OR - Health_New_Space Heating_Natural Gas_Advanced New Construction Designs_A_Achievable Economic TRC Potential | F8 | Commercial | OR - Health | New | Space Heating | Natural Gas | Advanced New Construction Designs | A | Cumulative Summer Peak Savings (MW) | Achievable Economic TRC Potential | 0 | 0 | 0 | 0 | 0 | 0 | 0 | 0 | 0 | 0 | 0 | 0 | 0 | 0 | 0 | 0 | 0 | 0 | 0 | 0 | 0 | 0 | 0 | 0 | 0 | 0 | 0
F9_Commercial_OR - Health_New_Space Heating_Natural Gas_Advanced New Construction Designs_A_Achievable Economic TRC Potential | F9 | Commercial | OR - Health | New | Space Heating | Natural Gas | Advanced New Construction Designs | A | Cumulative Winter Peak Savings (MW) | Achievable Economic TRC Potential | 0 | 0 | 0 | 0 | 0 | 0 | 0 | 0 | 0 | 0 | 0 | 0 | 0 | 0 | 0 | 0 | 0 | 0 | 0 | 0 | 0 | 0 | 0 | 0 | 0 | 0 | 0
F10_Commercial_OR - Health_New_Space Heating_Natural Gas_Advanced New Construction Designs_A_Achievable Economic TRC Potential | F10 | Commercial | OR - Health | New | Space Heating | Natural Gas | Advanced New Construction Designs | A | Purchases (Incremental) | Achievable Economic TRC Potential | 0 | 0 | 0 | 0 | 0 | 0 | 0 | 0 | 0 | 0 | 0 | 0 | 0 | 0 | 0 | 0 | 0 | 0 | 0 | 0 | 0 | 0 | 0 | 0 | 0 | 0 | 0
F11_Commercial_OR - Health_New_Space Heating_Natural Gas_Advanced New Construction Designs_A_Achievable Economic TRC Potential | F11 | Commercial | OR - Health | New | Space Heating | Natural Gas | Advanced New Construction Designs | A | Purchases (Cumulative) | Achievable Economic TRC Potential | 0 | 0 | 0 | 0 | 0 | 0 | 0 | 0 | 0 | 0 | 0 | 0 | 0 | 0 | 0 | 0 | 0 | 0 | 0 | 0 | 0 | 0 | 0 | 0 | 0 | 0 | 0
F1_Commercial_OR - Health_New_Water Heating_Natural Gas_Advanced New Construction Designs_A_Achievable Economic TRC Potential | F1 | Commercial | OR - Health | New | Water Heating | Natural Gas | Advanced New Construction Designs | A | Integrated Unit Energy Savings (kWh or therms) | Achievable Economic TRC Potential | 0 | 0 | 0 | 0 | 0 | 0 | 0 | 0 | 0 | 0 | 0 | 0 | 0 | 0 | 0 | 0 | 0 | 0 | 0 | 0 | 0 | 0 | 0 | 0 | 0 | 0 | 0
F2_Commercial_OR - Health_New_Water Heating_Natural Gas_Advanced New Construction Designs_A_Achievable Economic TRC Potential | F2 | Commercial | OR - Health | New | Water Heating | Natural Gas | Advanced New Construction Designs | A | Integrated Unit Summer Peak Savings (kW) | Achievable Economic TRC Potential | 0 | 0 | 0 | 0 | 0 | 0 | 0 | 0 | 0 | 0 | 0 | 0 | 0 | 0 | 0 | 0 | 0 | 0 | 0 | 0 | 0 | 0 | 0 | 0 | 0 | 0 | 0
F3_Commercial_OR - Health_New_Water Heating_Natural Gas_Advanced New Construction Designs_A_Achievable Economic TRC Potential | F3 | Commercial | OR - Health | New | Water Heating | Natural Gas | Advanced New Construction Designs | A | Integrated Unit Winter Peak Savings (kW) | Achievable Economic TRC Potential | 0 | 0 | 0 | 0 | 0 | 0 | 0 | 0 | 0 | 0 | 0 | 0 | 0 | 0 | 0 | 0 | 0 | 0 | 0 | 0 | 0 | 0 | 0 | 0 | 0 | 0 | 0
F4_Commercial_OR - Health_New_Water Heating_Natural Gas_Advanced New Construction Designs_A_Achievable Economic TRC Potential | F4 | Commercial | OR - Health | New | Water Heating | Natural Gas | Advanced New Construction Designs | A | Incremental Energy Savings (MWh or mTherms) | Achievable Economic TRC Potential | 0 | 0 | 0 | 0 | 0 | 0 | 0 | 0 | 0 | 0 | 0 | 0 | 0 | 0 | 0 | 0 | 0 | 0 | 0 | 0 | 0 | 0 | 0 | 0 | 0 | 0 | 0
F5_Commercial_OR - Health_New_Water Heating_Natural Gas_Advanced New Construction Designs_A_Achievable Economic TRC Potential | F5 | Commercial | OR - Health | New | Water Heating | Natural Gas | Advanced New Construction Designs | A | Incremental Summer Peak Savings (MW) | Achievable Economic TRC Potential | 0 | 0 | 0 | 0 | 0 | 0 | 0 | 0 | 0 | 0 | 0 | 0 | 0 | 0 | 0 | 0 | 0 | 0 | 0 | 0 | 0 | 0 | 0 | 0 | 0 | 0 | 0
F6_Commercial_OR - Health_New_Water Heating_Natural Gas_Advanced New Construction Designs_A_Achievable Economic TRC Potential | F6 | Commercial | OR - Health | New | Water Heating | Natural Gas | Advanced New Construction Designs | A | Incremental Winter Peak Savings (MW) | Achievable Economic TRC Potential | 0 | 0 | 0 | 0 | 0 | 0 | 0 | 0 | 0 | 0 | 0 | 0 | 0 | 0 | 0 | 0 | 0 | 0 | 0 | 0 | 0 | 0 | 0 | 0 | 0 | 0 | 0
F7_Commercial_OR - Health_New_Water Heating_Natural Gas_Advanced New Construction Designs_A_Achievable Economic TRC Potential | F7 | Commercial | OR - Health | New | Water Heating | Natural Gas | Advanced New Construction Designs | A | Cumulative Energy Savings (MWh or mTherms) | Achievable Economic TRC Potential | 0 | 0 | 0 | 0 | 0 | 0 | 0 | 0 | 0 | 0 | 0 | 0 | 0 | 0 | 0 | 0 | 0 | 0 | 0 | 0 | 0 | 0 | 0 | 0 | 0 | 0 | 0
F8_Commercial_OR - Health_New_Water Heating_Natural Gas_Advanced New Construction Designs_A_Achievable Economic TRC Potential | F8 | Commercial | OR - Health | New | Water Heating | Natural Gas | Advanced New Construction Designs | A | Cumulative Summer Peak Savings (MW) | Achievable Economic TRC Potential | 0 | 0 | 0 | 0 | 0 | 0 | 0 | 0 | 0 | 0 | 0 | 0 | 0 | 0 | 0 | 0 | 0 | 0 | 0 | 0 | 0 | 0 | 0 | 0 | 0 | 0 | 0
F9_Commercial_OR - Health_New_Water Heating_Natural Gas_Advanced New Construction Designs_A_Achievable Economic TRC Potential | F9 | Commercial | OR - Health | New | Water Heating | Natural Gas | Advanced New Construction Designs | A | Cumulative Winter Peak Savings (MW) | Achievable Economic TRC Potential | 0 | 0 | 0 | 0 | 0 | 0 | 0 | 0 | 0 | 0 | 0 | 0 | 0 | 0 | 0 | 0 | 0 | 0 | 0 | 0 | 0 | 0 | 0 | 0 | 0 | 0 | 0
F10_Commercial_OR - Health_New_Water Heating_Natural Gas_Advanced New Construction Designs_A_Achievable Economic TRC Potential | F10 | Commercial | OR - Health | New | Water Heating | Natural Gas | Advanced New Construction Designs | A | Purchases (Incremental) | Achievable Economic TRC Potential | 0 | 0 | 0 | 0 | 0 | 0 | 0 | 0 | 0 | 0 | 0 | 0 | 0 | 0 | 0 | 0 | 0 | 0 | 0 | 0 | 0 | 0 | 0 | 0 | 0 | 0 | 0
F11_Commercial_OR - Health_New_Water Heating_Natural Gas_Advanced New Construction Designs_A_Achievable Economic TRC Potential | F11 | Commercial | OR - Health | New | Water Heating | Natural Gas | Advanced New Construction Designs | A | Purchases (Cumulative) | Achievable Economic TRC Potential | 0 | 0 | 0 | 0 | 0 | 0 | 0 | 0 | 0 | 0 | 0 | 0 | 0 | 0 | 0 | 0 | 0 | 0 | 0 | 0 | 0 | 0 | 0 | 0 | 0 | 0 | 0
F1_Commercial_OR - Health_New_Space Heating_Natural Gas_Strategic Energy Management_A_Achievable Economic TRC Potential | F1 | Commercial | OR - Health | New | Space Heating | Natural Gas | Strategic Energy Management | A | Integrated Unit Energy Savings (kWh or therms) | Achievable Economic TRC Potential | 0 | 0 | 0 | 0 | 0 | 0 | 0 | 0 | 0 | 0 | 0 | 0 | 0 | 0 | 0 | 0 | 0 | 0 | 0 | 0 | 0 | 0 | 0 | 0 | 0 | 0 | 0
F2_Commercial_OR - Health_New_Space Heating_Natural Gas_Strategic Energy Management_A_Achievable Economic TRC Potential | F2 | Commercial | OR - Health | New | Space Heating | Natural Gas | Strategic Energy Management | A | Integrated Unit Summer Peak Savings (kW) | Achievable Economic TRC Potential | 0 | 0 | 0 | 0 | 0 | 0 | 0 | 0 | 0 | 0 | 0 | 0 | 0 | 0 | 0 | 0 | 0 | 0 | 0 | 0 | 0 | 0 | 0 | 0 | 0 | 0 | 0
F3_Commercial_OR - Health_New_Space Heating_Natural Gas_Strategic Energy Management_A_Achievable Economic TRC Potential | F3 | Commercial | OR - Health | New | Space Heating | Natural Gas | Strategic Energy Management | A | Integrated Unit Winter Peak Savings (kW) | Achievable Economic TRC Potential | 0 | 0 | 0 | 0 | 0 | 0 | 0 | 0 | 0 | 0 | 0 | 0 | 0 | 0 | 0 | 0 | 0 | 0 | 0 | 0 | 0 | 0 | 0 | 0 | 0 | 0 | 0
F4_Commercial_OR - Health_New_Space Heating_Natural Gas_Strategic Energy Management_A_Achievable Economic TRC Potential | F4 | Commercial | OR - Health | New | Space Heating | Natural Gas | Strategic Energy Management | A | Incremental Energy Savings (MWh or mTherms) | Achievable Economic TRC Potential | 0 | 0 | 0 | 0 | 0 | 0 | 0 | 0 | 0 | 0 | 0 | 0 | 0 | 0 | 0 | 0 | 0 | 0 | 0 | 0 | 0 | 0 | 0 | 0 | 0 | 0 | 0
F5_Commercial_OR - Health_New_Space Heating_Natural Gas_Strategic Energy Management_A_Achievable Economic TRC Potential | F5 | Commercial | OR - Health | New | Space Heating | Natural Gas | Strategic Energy Management | A | Incremental Summer Peak Savings (MW) | Achievable Economic TRC Potential | 0 | 0 | 0 | 0 | 0 | 0 | 0 | 0 | 0 | 0 | 0 | 0 | 0 | 0 | 0 | 0 | 0 | 0 | 0 | 0 | 0 | 0 | 0 | 0 | 0 | 0 | 0
F6_Commercial_OR - Health_New_Space Heating_Natural Gas_Strategic Energy Management_A_Achievable Economic TRC Potential | F6 | Commercial | OR - Health | New | Space Heating | Natural Gas | Strategic Energy Management | A | Incremental Winter Peak Savings (MW) | Achievable Economic TRC Potential | 0 | 0 | 0 | 0 | 0 | 0 | 0 | 0 | 0 | 0 | 0 | 0 | 0 | 0 | 0 | 0 | 0 | 0 | 0 | 0 | 0 | 0 | 0 | 0 | 0 | 0 | 0
F7_Commercial_OR - Health_New_Space Heating_Natural Gas_Strategic Energy Management_A_Achievable Economic TRC Potential | F7 | Commercial | OR - Health | New | Space Heating | Natural Gas | Strategic Energy Management | A | Cumulative Energy Savings (MWh or mTherms) | Achievable Economic TRC Potential | 0 | 0 | 0 | 0 | 0 | 0 | 0 | 0 | 0 | 0 | 0 | 0 | 0 | 0 | 0 | 0 | 0 | 0 | 0 | 0 | 0 | 0 | 0 | 0 | 0 | 0 | 0
F8_Commercial_OR - Health_New_Space Heating_Natural Gas_Strategic Energy Management_A_Achievable Economic TRC Potential | F8 | Commercial | OR - Health | New | Space Heating | Natural Gas | Strategic Energy Management | A | Cumulative Summer Peak Savings (MW) | Achievable Economic TRC Potential | 0 | 0 | 0 | 0 | 0 | 0 | 0 | 0 | 0 | 0 | 0 | 0 | 0 | 0 | 0 | 0 | 0 | 0 | 0 | 0 | 0 | 0 | 0 | 0 | 0 | 0 | 0
F9_Commercial_OR - Health_New_Space Heating_Natural Gas_Strategic Energy Management_A_Achievable Economic TRC Potential | F9 | Commercial | OR - Health | New | Space Heating | Natural Gas | Strategic Energy Management | A | Cumulative Winter Peak Savings (MW) | Achievable Economic TRC Potential | 0 | 0 | 0 | 0 | 0 | 0 | 0 | 0 | 0 | 0 | 0 | 0 | 0 | 0 | 0 | 0 | 0 | 0 | 0 | 0 | 0 | 0 | 0 | 0 | 0 | 0 | 0
F10_Commercial_OR - Health_New_Space Heating_Natural Gas_Strategic Energy Management_A_Achievable Economic TRC Potential | F10 | Commercial | OR - Health | New | Space Heating | Natural Gas | Strategic Energy Management | A | Purchases (Incremental) | Achievable Economic TRC Potential | 0 | 0 | 0 | 0 | 0 | 0 | 0 | 0 | 0 | 0 | 0 | 0 | 0 | 0 | 0 | 0 | 0 | 0 | 0 | 0 | 0 | 0 | 0 | 0 | 0 | 0 | 0
F11_Commercial_OR - Health_New_Space Heating_Natural Gas_Strategic Energy Management_A_Achievable Economic TRC Potential | F11 | Commercial | OR - Health | New | Space Heating | Natural Gas | Strategic Energy Management | A | Purchases (Cumulative) | Achievable Economic TRC Potential | 0 | 0 | 0 | 0 | 0 | 0 | 0 | 0 | 0 | 0 | 0 | 0 | 0 | 0 | 0 | 0 | 0 | 0 | 0 | 0 | 0 | 0 | 0 | 0 | 0 | 0 | 0
F1_Commercial_OR - Health_New_Water Heating_Natural Gas_Strategic Energy Management_A_Achievable Economic TRC Potential | F1 | Commercial | OR - Health | New | Water Heating | Natural Gas | Strategic Energy Management | A | Integrated Unit Energy Savings (kWh or therms) | Achievable Economic TRC Potential | 0 | 0 | 0 | 0 | 0 | 0 | 0 | 0 | 0 | 0 | 0 | 0 | 0 | 0 | 0 | 0 | 0 | 0 | 0 | 0 | 0 | 0 | 0 | 0 | 0 | 0 | 0
F2_Commercial_OR - Health_New_Water Heating_Natural Gas_Strategic Energy Management_A_Achievable Economic TRC Potential | F2 | Commercial | OR - Health | New | Water Heating | Natural Gas | Strategic Energy Management | A | Integrated Unit Summer Peak Savings (kW) | Achievable Economic TRC Potential | 0 | 0 | 0 | 0 | 0 | 0 | 0 | 0 | 0 | 0 | 0 | 0 | 0 | 0 | 0 | 0 | 0 | 0 | 0 | 0 | 0 | 0 | 0 | 0 | 0 | 0 | 0
F3_Commercial_OR - Health_New_Water Heating_Natural Gas_Strategic Energy Management_A_Achievable Economic TRC Potential | F3 | Commercial | OR - Health | New | Water Heating | Natural Gas | Strategic Energy Management | A | Integrated Unit Winter Peak Savings (kW) | Achievable Economic TRC Potential | 0 | 0 | 0 | 0 | 0 | 0 | 0 | 0 | 0 | 0 | 0 | 0 | 0 | 0 | 0 | 0 | 0 | 0 | 0 | 0 | 0 | 0 | 0 | 0 | 0 | 0 | 0
F4_Commercial_OR - Health_New_Water Heating_Natural Gas_Strategic Energy Management_A_Achievable Economic TRC Potential | F4 | Commercial | OR - Health | New | Water Heating | Natural Gas | Strategic Energy Management | A | Incremental Energy Savings (MWh or mTherms) | Achievable Economic TRC Potential | 0 | 0 | 0 | 0 | 0 | 0 | 0 | 0 | 0 | 0 | 0 | 0 | 0 | 0 | 0 | 0 | 0 | 0 | 0 | 0 | 0 | 0 | 0 | 0 | 0 | 0 | 0
F5_Commercial_OR - Health_New_Water Heating_Natural Gas_Strategic Energy Management_A_Achievable Economic TRC Potential | F5 | Commercial | OR - Health | New | Water Heating | Natural Gas | Strategic Energy Management | A | Incremental Summer Peak Savings (MW) | Achievable Economic TRC Potential | 0 | 0 | 0 | 0 | 0 | 0 | 0 | 0 | 0 | 0 | 0 | 0 | 0 | 0 | 0 | 0 | 0 | 0 | 0 | 0 | 0 | 0 | 0 | 0 | 0 | 0 | 0
F6_Commercial_OR - Health_New_Water Heating_Natural Gas_Strategic Energy Management_A_Achievable Economic TRC Potential | F6 | Commercial | OR - Health | New | Water Heating | Natural Gas | Strategic Energy Management | A | Incremental Winter Peak Savings (MW) | Achievable Economic TRC Potential | 0 | 0 | 0 | 0 | 0 | 0 | 0 | 0 | 0 | 0 | 0 | 0 | 0 | 0 | 0 | 0 | 0 | 0 | 0 | 0 | 0 | 0 | 0 | 0 | 0 | 0 | 0
F7_Commercial_OR - Health_New_Water Heating_Natural Gas_Strategic Energy Management_A_Achievable Economic TRC Potential | F7 | Commercial | OR - Health | New | Water Heating | Natural Gas | Strategic Energy Management | A | Cumulative Energy Savings (MWh or mTherms) | Achievable Economic TRC Potential | 0 | 0 | 0 | 0 | 0 | 0 | 0 | 0 | 0 | 0 | 0 | 0 | 0 | 0 | 0 | 0 | 0 | 0 | 0 | 0 | 0 | 0 | 0 | 0 | 0 | 0 | 0
F8_Commercial_OR - Health_New_Water Heating_Natural Gas_Strategic Energy Management_A_Achievable Economic TRC Potential | F8 | Commercial | OR - Health | New | Water Heating | Natural Gas | Strategic Energy Management | A | Cumulative Summer Peak Savings (MW) | Achievable Economic TRC Potential | 0 | 0 | 0 | 0 | 0 | 0 | 0 | 0 | 0 | 0 | 0 | 0 | 0 | 0 | 0 | 0 | 0 | 0 | 0 | 0 | 0 | 0 | 0 | 0 | 0 | 0 | 0
F9_Commercial_OR - Health_New_Water Heating_Natural Gas_Strategic Energy Management_A_Achievable Economic TRC Potential | F9 | Commercial | OR - Health | New | Water Heating | Natural Gas | Strategic Energy Management | A | Cumulative Winter Peak Savings (MW) | Achievable Economic TRC Potential | 0 | 0 | 0 | 0 | 0 | 0 | 0 | 0 | 0 | 0 | 0 | 0 | 0 | 0 | 0 | 0 | 0 | 0 | 0 | 0 | 0 | 0 | 0 | 0 | 0 | 0 | 0
F10_Commercial_OR - Health_New_Water Heating_Natural Gas_Strategic Energy Management_A_Achievable Economic TRC Potential | F10 | Commercial | OR - Health | New | Water Heating | Natural Gas | Strategic Energy Management | A | Purchases (Incremental) | Achievable Economic TRC Potential | 0 | 0 | 0 | 0 | 0 | 0 | 0 | 0 | 0 | 0 | 0 | 0 | 0 | 0 | 0 | 0 | 0 | 0 | 0 | 0 | 0 | 0 | 0 | 0 | 0 | 0 | 0
F11_Commercial_OR - Health_New_Water Heating_Natural Gas_Strategic Energy Management_A_Achievable Economic TRC Potential | F11 | Commercial | OR - Health | New | Water Heating | Natural Gas | Strategic Energy Management | A | Purchases (Cumulative) | Achievable Economic TRC Potential | 0 | 0 | 0 | 0 | 0 | 0 | 0 | 0 | 0 | 0 | 0 | 0 | 0 | 0 | 0 | 0 | 0 | 0 | 0 | 0 | 0 | 0 | 0 | 0 | 0 | 0 | 0
F1_Commercial_OR - Health_New_Space Heating_Natural Gas_Retrocommissioning_A_Achievable Economic TRC Potential | F1 | Commercial | OR - Health | New | Space Heating | Natural Gas | Retrocommissioning | A | Integrated Unit Energy Savings (kWh or therms) | Achievable Economic TRC Potential | 0 | 0 | 0 | 0 | 0 | 0 | 0 | 0 | 0 | 0 | 0 | 0 | 0 | 0 | 0 | 0 | 0 | 0 | 0 | 0 | 0 | 0 | 0 | 0 | 0 | 0 | 0
F2_Commercial_OR - Health_New_Space Heating_Natural Gas_Retrocommissioning_A_Achievable Economic TRC Potential | F2 | Commercial | OR - Health | New | Space Heating | Natural Gas | Retrocommissioning | A | Integrated Unit Summer Peak Savings (kW) | Achievable Economic TRC Potential | 0 | 0 | 0 | 0 | 0 | 0 | 0 | 0 | 0 | 0 | 0 | 0 | 0 | 0 | 0 | 0 | 0 | 0 | 0 | 0 | 0 | 0 | 0 | 0 | 0 | 0 | 0
F3_Commercial_OR - Health_New_Space Heating_Natural Gas_Retrocommissioning_A_Achievable Economic TRC Potential | F3 | Commercial | OR - Health | New | Space Heating | Natural Gas | Retrocommissioning | A | Integrated Unit Winter Peak Savings (kW) | Achievable Economic TRC Potential | 0 | 0 | 0 | 0 | 0 | 0 | 0 | 0 | 0 | 0 | 0 | 0 | 0 | 0 | 0 | 0 | 0 | 0 | 0 | 0 | 0 | 0 | 0 | 0 | 0 | 0 | 0
F4_Commercial_OR - Health_New_Space Heating_Natural Gas_Retrocommissioning_A_Achievable Economic TRC Potential | F4 | Commercial | OR - Health | New | Space Heating | Natural Gas | Retrocommissioning | A | Incremental Energy Savings (MWh or mTherms) | Achievable Economic TRC Potential | 0 | 0 | 0 | 0 | 0 | 0 | 0 | 0 | 0 | 0 | 0 | 0 | 0 | 0 | 0 | 0 | 0 | 0 | 0 | 0 | 0 | 0 | 0 | 0 | 0 | 0 | 0
F5_Commercial_OR - Health_New_Space Heating_Natural Gas_Retrocommissioning_A_Achievable Economic TRC Potential | F5 | Commercial | OR - Health | New | Space Heating | Natural Gas | Retrocommissioning | A | Incremental Summer Peak Savings (MW) | Achievable Economic TRC Potential | 0 | 0 | 0 | 0 | 0 | 0 | 0 | 0 | 0 | 0 | 0 | 0 | 0 | 0 | 0 | 0 | 0 | 0 | 0 | 0 | 0 | 0 | 0 | 0 | 0 | 0 | 0
F6_Commercial_OR - Health_New_Space Heating_Natural Gas_Retrocommissioning_A_Achievable Economic TRC Potential | F6 | Commercial | OR - Health | New | Space Heating | Natural Gas | Retrocommissioning | A | Incremental Winter Peak Savings (MW) | Achievable Economic TRC Potential | 0 | 0 | 0 | 0 | 0 | 0 | 0 | 0 | 0 | 0 | 0 | 0 | 0 | 0 | 0 | 0 | 0 | 0 | 0 | 0 | 0 | 0 | 0 | 0 | 0 | 0 | 0
F7_Commercial_OR - Health_New_Space Heating_Natural Gas_Retrocommissioning_A_Achievable Economic TRC Potential | F7 | Commercial | OR - Health | New | Space Heating | Natural Gas | Retrocommissioning | A | Cumulative Energy Savings (MWh or mTherms) | Achievable Economic TRC Potential | 0 | 0 | 0 | 0 | 0 | 0 | 0 | 0 | 0 | 0 | 0 | 0 | 0 | 0 | 0 | 0 | 0 | 0 | 0 | 0 | 0 | 0 | 0 | 0 | 0 | 0 | 0
F8_Commercial_OR - Health_New_Space Heating_Natural Gas_Retrocommissioning_A_Achievable Economic TRC Potential | F8 | Commercial | OR - Health | New | Space Heating | Natural Gas | Retrocommissioning | A | Cumulative Summer Peak Savings (MW) | Achievable Economic TRC Potential | 0 | 0 | 0 | 0 | 0 | 0 | 0 | 0 | 0 | 0 | 0 | 0 | 0 | 0 | 0 | 0 | 0 | 0 | 0 | 0 | 0 | 0 | 0 | 0 | 0 | 0 | 0
F9_Commercial_OR - Health_New_Space Heating_Natural Gas_Retrocommissioning_A_Achievable Economic TRC Potential | F9 | Commercial | OR - Health | New | Space Heating | Natural Gas | Retrocommissioning | A | Cumulative Winter Peak Savings (MW) | Achievable Economic TRC Potential | 0 | 0 | 0 | 0 | 0 | 0 | 0 | 0 | 0 | 0 | 0 | 0 | 0 | 0 | 0 | 0 | 0 | 0 | 0 | 0 | 0 | 0 | 0 | 0 | 0 | 0 | 0
F10_Commercial_OR - Health_New_Space Heating_Natural Gas_Retrocommissioning_A_Achievable Economic TRC Potential | F10 | Commercial | OR - Health | New | Space Heating | Natural Gas | Retrocommissioning | A | Purchases (Incremental) | Achievable Economic TRC Potential | 0 | 0 | 0 | 0 | 0 | 0 | 0 | 0 | 0 | 0 | 0 | 0 | 0 | 0 | 0 | 0 | 0 | 0 | 0 | 0 | 0 | 0 | 0 | 0 | 0 | 0 | 0
F11_Commercial_OR - Health_New_Space Heating_Natural Gas_Retrocommissioning_A_Achievable Economic TRC Potential | F11 | Commercial | OR - Health | New | Space Heating | Natural Gas | Retrocommissioning | A | Purchases (Cumulative) | Achievable Economic TRC Potential | 0 | 0 | 0 | 0 | 0 | 0 | 0 | 0 | 0 | 0 | 0 | 0 | 0 | 0 | 0 | 0 | 0 | 0 | 0 | 0 | 0 | 0 | 0 | 0 | 0 | 0 | 0
F1_Commercial_OR - Health_New_Water Heating_Natural Gas_Retrocommissioning_A_Achievable Economic TRC Potential | F1 | Commercial | OR - Health | New | Water Heating | Natural Gas | Retrocommissioning | A | Integrated Unit Energy Savings (kWh or therms) | Achievable Economic TRC Potential | 0 | 0 | 0 | 0 | 0 | 0 | 0 | 0 | 0 | 0 | 0 | 0 | 0 | 0 | 0 | 0 | 0 | 0 | 0 | 0 | 0 | 0 | 0 | 0 | 0 | 0 | 0
F2_Commercial_OR - Health_New_Water Heating_Natural Gas_Retrocommissioning_A_Achievable Economic TRC Potential | F2 | Commercial | OR - Health | New | Water Heating | Natural Gas | Retrocommissioning | A | Integrated Unit Summer Peak Savings (kW) | Achievable Economic TRC Potential | 0 | 0 | 0 | 0 | 0 | 0 | 0 | 0 | 0 | 0 | 0 | 0 | 0 | 0 | 0 | 0 | 0 | 0 | 0 | 0 | 0 | 0 | 0 | 0 | 0 | 0 | 0
F3_Commercial_OR - Health_New_Water Heating_Natural Gas_Retrocommissioning_A_Achievable Economic TRC Potential | F3 | Commercial | OR - Health | New | Water Heating | Natural Gas | Retrocommissioning | A | Integrated Unit Winter Peak Savings (kW) | Achievable Economic TRC Potential | 0 | 0 | 0 | 0 | 0 | 0 | 0 | 0 | 0 | 0 | 0 | 0 | 0 | 0 | 0 | 0 | 0 | 0 | 0 | 0 | 0 | 0 | 0 | 0 | 0 | 0 | 0
F4_Commercial_OR - Health_New_Water Heating_Natural Gas_Retrocommissioning_A_Achievable Economic TRC Potential | F4 | Commercial | OR - Health | New | Water Heating | Natural Gas | Retrocommissioning | A | Incremental Energy Savings (MWh or mTherms) | Achievable Economic TRC Potential | 0 | 0 | 0 | 0 | 0 | 0 | 0 | 0 | 0 | 0 | 0 | 0 | 0 | 0 | 0 | 0 | 0 | 0 | 0 | 0 | 0 | 0 | 0 | 0 | 0 | 0 | 0
F5_Commercial_OR - Health_New_Water Heating_Natural Gas_Retrocommissioning_A_Achievable Economic TRC Potential | F5 | Commercial | OR - Health | New | Water Heating | Natural Gas | Retrocommissioning | A | Incremental Summer Peak Savings (MW) | Achievable Economic TRC Potential | 0 | 0 | 0 | 0 | 0 | 0 | 0 | 0 | 0 | 0 | 0 | 0 | 0 | 0 | 0 | 0 | 0 | 0 | 0 | 0 | 0 | 0 | 0 | 0 | 0 | 0 | 0
F6_Commercial_OR - Health_New_Water Heating_Natural Gas_Retrocommissioning_A_Achievable Economic TRC Potential | F6 | Commercial | OR - Health | New | Water Heating | Natural Gas | Retrocommissioning | A | Incremental Winter Peak Savings (MW) | Achievable Economic TRC Potential | 0 | 0 | 0 | 0 | 0 | 0 | 0 | 0 | 0 | 0 | 0 | 0 | 0 | 0 | 0 | 0 | 0 | 0 | 0 | 0 | 0 | 0 | 0 | 0 | 0 | 0 | 0
F7_Commercial_OR - Health_New_Water Heating_Natural Gas_Retrocommissioning_A_Achievable Economic TRC Potential | F7 | Commercial | OR - Health | New | Water Heating | Natural Gas | Retrocommissioning | A | Cumulative Energy Savings (MWh or mTherms) | Achievable Economic TRC Potential | 0 | 0 | 0 | 0 | 0 | 0 | 0 | 0 | 0 | 0 | 0 | 0 | 0 | 0 | 0 | 0 | 0 | 0 | 0 | 0 | 0 | 0 | 0 | 0 | 0 | 0 | 0
F8_Commercial_OR - Health_New_Water Heating_Natural Gas_Retrocommissioning_A_Achievable Economic TRC Potential | F8 | Commercial | OR - Health | New | Water Heating | Natural Gas | Retrocommissioning | A | Cumulative Summer Peak Savings (MW) | Achievable Economic TRC Potential | 0 | 0 | 0 | 0 | 0 | 0 | 0 | 0 | 0 | 0 | 0 | 0 | 0 | 0 | 0 | 0 | 0 | 0 | 0 | 0 | 0 | 0 | 0 | 0 | 0 | 0 | 0
F9_Commercial_OR - Health_New_Water Heating_Natural Gas_Retrocommissioning_A_Achievable Economic TRC Potential | F9 | Commercial | OR - Health | New | Water Heating | Natural Gas | Retrocommissioning | A | Cumulative Winter Peak Savings (MW) | Achievable Economic TRC Potential | 0 | 0 | 0 | 0 | 0 | 0 | 0 | 0 | 0 | 0 | 0 | 0 | 0 | 0 | 0 | 0 | 0 | 0 | 0 | 0 | 0 | 0 | 0 | 0 | 0 | 0 | 0
F10_Commercial_OR - Health_New_Water Heating_Natural Gas_Retrocommissioning_A_Achievable Economic TRC Potential | F10 | Commercial | OR - Health | New | Water Heating | Natural Gas | Retrocommissioning | A | Purchases (Incremental) | Achievable Economic TRC Potential | 0 | 0 | 0 | 0 | 0 | 0 | 0 | 0 | 0 | 0 | 0 | 0 | 0 | 0 | 0 | 0 | 0 | 0 | 0 | 0 | 0 | 0 | 0 | 0 | 0 | 0 | 0
F11_Commercial_OR - Health_New_Water Heating_Natural Gas_Retrocommissioning_A_Achievable Economic TRC Potential | F11 | Commercial | OR - Health | New | Water Heating | Natural Gas | Retrocommissioning | A | Purchases (Cumulative) | Achievable Economic TRC Potential | 0 | 0 | 0 | 0 | 0 | 0 | 0 | 0 | 0 | 0 | 0 | 0 | 0 | 0 | 0 | 0 | 0 | 0 | 0 | 0 | 0 | 0 | 0 | 0 | 0 | 0 | 0
F1_Commercial_Interruptible - Health_Existing_Space Heating_Natural Gas_Insulation - Ceiling_A_Achievable Economic TRC Potential | F1 | Commercial | Interruptible - Health | Existing | Space Heating | Natural Gas | Insulation - Ceiling | A | Integrated Unit Energy Savings (kWh or therms) | Achievable Economic TRC Potential | 0 | 0 | 0.12529 | 0.12438 | 0.12322 | 0.12189 | 0.1204 | 0.1187 | 0.11678 | 0.11462 | 0.11224 | 0.10966 | 0.10695 | 0.10419 | 0.10149 | 0.098935 | 0.096625 | 0.094742 | 0.093299 | 0.092088 | 0.091171 | 0.090321 | 0.089774 | 0.089242 | 0.088722 | 0.088213 | 0.087713
F2_Commercial_Interruptible - Health_Existing_Space Heating_Natural Gas_Insulation - Ceiling_A_Achievable Economic TRC Potential | F2 | Commercial | Interruptible - Health | Existing | Space Heating | Natural Gas | Insulation - Ceiling | A | Integrated Unit Summer Peak Savings (kW) | Achievable Economic TRC Potential | 0 | 0 | 0 | 0 | 0 | 0 | 0 | 0 | 0 | 0 | 0 | 0 | 0 | 0 | 0 | 0 | 0 | 0 | 0 | 0 | 0 | 0 | 0 | 0 | 0 | 0 | 0
F3_Commercial_Interruptible - Health_Existing_Space Heating_Natural Gas_Insulation - Ceiling_A_Achievable Economic TRC Potential | F3 | Commercial | Interruptible - Health | Existing | Space Heating | Natural Gas | Insulation - Ceiling | A | Integrated Unit Winter Peak Savings (kW) | Achievable Economic TRC Potential | 0 | 0 | 0 | 0 | 0 | 0 | 0 | 0 | 0 | 0 | 0 | 0 | 0 | 0 | 0 | 0 | 0 | 0 | 0 | 0 | 0 | 0 | 0 | 0 | 0 | 0 | 0
F4_Commercial_Interruptible - Health_Existing_Space Heating_Natural Gas_Insulation - Ceiling_A_Achievable Economic TRC Potential | F4 | Commercial | Interruptible - Health | Existing | Space Heating | Natural Gas | Insulation - Ceiling | A | Incremental Energy Savings (MWh or mTherms) | Achievable Economic TRC Potential | 0 | 0 | 0.10514 | 0.056166 | 0.18823 | 0.30289 | 0.4541 | 0.64119 | 0.85807 | 1.0918 | 1.3224 | 1.5236 | 1.6671 | 1.7277 | 1.6898 | 1.5529 | 1.3335 | 1.0643 | 0.78342 | 0.56653 | 0.30604 | 0.24255 | 0 | 0 | 0 | 0 | 0
F5_Commercial_Interruptible - Health_Existing_Space Heating_Natural Gas_Insulation - Ceiling_A_Achievable Economic TRC Potential | F5 | Commercial | Interruptible - Health | Existing | Space Heating | Natural Gas | Insulation - Ceiling | A | Incremental Summer Peak Savings (MW) | Achievable Economic TRC Potential | 0 | 0 | 0 | 0 | 0 | 0 | 0 | 0 | 0 | 0 | 0 | 0 | 0 | 0 | 0 | 0 | 0 | 0 | 0 | 0 | 0 | 0 | 0 | 0 | 0 | 0 | 0
F6_Commercial_Interruptible - Health_Existing_Space Heating_Natural Gas_Insulation - Ceiling_A_Achievable Economic TRC Potential | F6 | Commercial | Interruptible - Health | Existing | Space Heating | Natural Gas | Insulation - Ceiling | A | Incremental Winter Peak Savings (MW) | Achievable Economic TRC Potential | 0 | 0 | 0 | 0 | 0 | 0 | 0 | 0 | 0 | 0 | 0 | 0 | 0 | 0 | 0 | 0 | 0 | 0 | 0 | 0 | 0 | 0 | 0 | 0 | 0 | 0 | 0
F7_Commercial_Interruptible - Health_Existing_Space Heating_Natural Gas_Insulation - Ceiling_A_Achievable Economic TRC Potential | F7 | Commercial | Interruptible - Health | Existing | Space Heating | Natural Gas | Insulation - Ceiling | A | Cumulative Energy Savings (MWh or mTherms) | Achievable Economic TRC Potential | 0 | 0 | 0.10514 | 0.16055 | 0.34727 | 0.64643 | 1.0926 | 1.7184 | 2.5486 | 3.5934 | 4.8411 | 6.2535 | 7.7661 | 9.2933 | 10.7417 | 12.0246 | 13.0774 | 13.8869 | 14.4588 | 14.8376 | 14.9959 | 15.0987 | 15.0073 | 14.9182 | 14.8313 | 14.7462 | 14.6627
F8_Commercial_Interruptible - Health_Existing_Space Heating_Natural Gas_Insulation - Ceiling_A_Achievable Economic TRC Potential | F8 | Commercial | Interruptible - Health | Existing | Space Heating | Natural Gas | Insulation - Ceiling | A | Cumulative Summer Peak Savings (MW) | Achievable Economic TRC Potential | 0 | 0 | 0 | 0 | 0 | 0 | 0 | 0 | 0 | 0 | 0 | 0 | 0 | 0 | 0 | 0 | 0 | 0 | 0 | 0 | 0 | 0 | 0 | 0 | 0 | 0 | 0
F9_Commercial_Interruptible - Health_Existing_Space Heating_Natural Gas_Insulation - Ceiling_A_Achievable Economic TRC Potential | F9 | Commercial | Interruptible - Health | Existing | Space Heating | Natural Gas | Insulation - Ceiling | A | Cumulative Winter Peak Savings (MW) | Achievable Economic TRC Potential | 0 | 0 | 0 | 0 | 0 | 0 | 0 | 0 | 0 | 0 | 0 | 0 | 0 | 0 | 0 | 0 | 0 | 0 | 0 | 0 | 0 | 0 | 0 | 0 | 0 | 0 | 0
F10_Commercial_Interruptible - Health_Existing_Space Heating_Natural Gas_Insulation - Ceiling_A_Achievable Economic TRC Potential | F10 | Commercial | Interruptible - Health | Existing | Space Heating | Natural Gas | Insulation - Ceiling | A | Purchases (Incremental) | Achievable Economic TRC Potential | 0 | 0 | 839.1888 | 451.5606 | 1527.5845 | 2484.8256 | 3771.6182 | 5401.7631 | 7347.8813 | 9525.5081 | 11781.4118 | 13893.0832 | 15587.1364 | 16581.7784 | 16651.0052 | 15696.3805 | 13800.6291 | 11233.9799 | 8396.8502 | 6152.0659 | 3356.7552 | 2685.4042 | 0 | 0 | 0 | 0 | 0
F11_Commercial_Interruptible - Health_Existing_Space Heating_Natural Gas_Insulation - Ceiling_A_Achievable Economic TRC Potential | F11 | Commercial | Interruptible - Health | Existing | Space Heating | Natural Gas | Insulation - Ceiling | A | Purchases (Cumulative) | Achievable Economic TRC Potential | 0 | 0 | 839.1888 | 1290.7494 | 2818.3339 | 5303.1595 | 9074.7776 | 14476.5408 | 21824.4221 | 31349.9302 | 43131.3419 | 57024.4251 | 72611.5615 | 89193.3399 | 105844.3451 | 121540.7256 | 135341.3547 | 146575.3346 | 154972.1848 | 161124.2506 | 164481.0058 | 167166.41 | 167166.41 | 167166.41 | 167166.41 | 167166.41 | 167166.41
F1_Commercial_Interruptible - Health_Existing_Space Heating_Natural Gas_Insulation - Ducting_A_Achievable Economic TRC Potential | F1 | Commercial | Interruptible - Health | Existing | Space Heating | Natural Gas | Insulation - Ducting | A | Integrated Unit Energy Savings (kWh or therms) | Achievable Economic TRC Potential | 0 | 0 | 0 | 0 | 0 | 0 | 0 | 0 | 0 | 0 | 0 | 0 | 0 | 0 | 0 | 0 | 0 | 0 | 0 | 0 | 0 | 0 | 0 | 0 | 0 | 0 | 0
F2_Commercial_Interruptible - Health_Existing_Space Heating_Natural Gas_Insulation - Ducting_A_Achievable Economic TRC Potential | F2 | Commercial | Interruptible - Health | Existing | Space Heating | Natural Gas | Insulation - Ducting | A | Integrated Unit Summer Peak Savings (kW) | Achievable Economic TRC Potential | 0 | 0 | 0 | 0 | 0 | 0 | 0 | 0 | 0 | 0 | 0 | 0 | 0 | 0 | 0 | 0 | 0 | 0 | 0 | 0 | 0 | 0 | 0 | 0 | 0 | 0 | 0
F3_Commercial_Interruptible - Health_Existing_Space Heating_Natural Gas_Insulation - Ducting_A_Achievable Economic TRC Potential | F3 | Commercial | Interruptible - Health | Existing | Space Heating | Natural Gas | Insulation - Ducting | A | Integrated Unit Winter Peak Savings (kW) | Achievable Economic TRC Potential | 0 | 0 | 0 | 0 | 0 | 0 | 0 | 0 | 0 | 0 | 0 | 0 | 0 | 0 | 0 | 0 | 0 | 0 | 0 | 0 | 0 | 0 | 0 | 0 | 0 | 0 | 0
F4_Commercial_Interruptible - Health_Existing_Space Heating_Natural Gas_Insulation - Ducting_A_Achievable Economic TRC Potential | F4 | Commercial | Interruptible - Health | Existing | Space Heating | Natural Gas | Insulation - Ducting | A | Incremental Energy Savings (MWh or mTherms) | Achievable Economic TRC Potential | 0 | 0 | 0 | 0 | 0 | 0 | 0 | 0 | 0 | 0 | 0 | 0 | 0 | 0 | 0 | 0 | 0 | 0 | 0 | 0 | 0 | 0 | 0 | 0 | 0 | 0 | 0
F5_Commercial_Interruptible - Health_Existing_Space Heating_Natural Gas_Insulation - Ducting_A_Achievable Economic TRC Potential | F5 | Commercial | Interruptible - Health | Existing | Space Heating | Natural Gas | Insulation - Ducting | A | Incremental Summer Peak Savings (MW) | Achievable Economic TRC Potential | 0 | 0 | 0 | 0 | 0 | 0 | 0 | 0 | 0 | 0 | 0 | 0 | 0 | 0 | 0 | 0 | 0 | 0 | 0 | 0 | 0 | 0 | 0 | 0 | 0 | 0 | 0
F6_Commercial_Interruptible - Health_Existing_Space Heating_Natural Gas_Insulation - Ducting_A_Achievable Economic TRC Potential | F6 | Commercial | Interruptible - Health | Existing | Space Heating | Natural Gas | Insulation - Ducting | A | Incremental Winter Peak Savings (MW) | Achievable Economic TRC Potential | 0 | 0 | 0 | 0 | 0 | 0 | 0 | 0 | 0 | 0 | 0 | 0 | 0 | 0 | 0 | 0 | 0 | 0 | 0 | 0 | 0 | 0 | 0 | 0 | 0 | 0 | 0
F7_Commercial_Interruptible - Health_Existing_Space Heating_Natural Gas_Insulation - Ducting_A_Achievable Economic TRC Potential | F7 | Commercial | Interruptible - Health | Existing | Space Heating | Natural Gas | Insulation - Ducting | A | Cumulative Energy Savings (MWh or mTherms) | Achievable Economic TRC Potential | 0 | 0 | 0 | 0 | 0 | 0 | 0 | 0 | 0 | 0 | 0 | 0 | 0 | 0 | 0 | 0 | 0 | 0 | 0 | 0 | 0 | 0 | 0 | 0 | 0 | 0 | 0
F8_Commercial_Interruptible - Health_Existing_Space Heating_Natural Gas_Insulation - Ducting_A_Achievable Economic TRC Potential | F8 | Commercial | Interruptible - Health | Existing | Space Heating | Natural Gas | Insulation - Ducting | A | Cumulative Summer Peak Savings (MW) | Achievable Economic TRC Potential | 0 | 0 | 0 | 0 | 0 | 0 | 0 | 0 | 0 | 0 | 0 | 0 | 0 | 0 | 0 | 0 | 0 | 0 | 0 | 0 | 0 | 0 | 0 | 0 | 0 | 0 | 0
F9_Commercial_Interruptible - Health_Existing_Space Heating_Natural Gas_Insulation - Ducting_A_Achievable Economic TRC Potential | F9 | Commercial | Interruptible - Health | Existing | Space Heating | Natural Gas | Insulation - Ducting | A | Cumulative Winter Peak Savings (MW) | Achievable Economic TRC Potential | 0 | 0 | 0 | 0 | 0 | 0 | 0 | 0 | 0 | 0 | 0 | 0 | 0 | 0 | 0 | 0 | 0 | 0 | 0 | 0 | 0 | 0 | 0 | 0 | 0 | 0 | 0
F10_Commercial_Interruptible - Health_Existing_Space Heating_Natural Gas_Insulation - Ducting_A_Achievable Economic TRC Potential | F10 | Commercial | Interruptible - Health | Existing | Space Heating | Natural Gas | Insulation - Ducting | A | Purchases (Incremental) | Achievable Economic TRC Potential | 0 | 0 | 0 | 0 | 0 | 0 | 0 | 0 | 0 | 0 | 0 | 0 | 0 | 0 | 0 | 0 | 0 | 0 | 0 | 0 | 0 | 0 | 0 | 0 | 0 | 0 | 0
F11_Commercial_Interruptible - Health_Existing_Space Heating_Natural Gas_Insulation - Ducting_A_Achievable Economic TRC Potential | F11 | Commercial | Interruptible - Health | Existing | Space Heating | Natural Gas | Insulation - Ducting | A | Purchases (Cumulative) | Achievable Economic TRC Potential | 0 | 0 | 0 | 0 | 0 | 0 | 0 | 0 | 0 | 0 | 0 | 0 | 0 | 0 | 0 | 0 | 0 | 0 | 0 | 0 | 0 | 0 | 0 | 0 | 0 | 0 | 0
F1_Commercial_Interruptible - Health_Existing_Space Heating_Natural Gas_Insulation - Wall Cavity_A_Achievable Economic TRC Potential | F1 | Commercial | Interruptible - Health | Existing | Space Heating | Natural Gas | Insulation - Wall Cavity | A | Integrated Unit Energy Savings (kWh or therms) | Achievable Economic TRC Potential | 0 | 0 | 0.20076 | 0.19974 | 0.19843 | 0.19697 | 0.19538 | 0.19363 | 0.19174 | 0.18968 | 0.18746 | 0.18511 | 0.18266 | 0.18016 | 0.17768 | 0.17528 | 0.17303 | 0.17105 | 0.16936 | 0.16782 | 0.16647 | 0.16518 | 0.16418 | 0.16321 | 0.16226 | 0.16133 | 0.16042
F2_Commercial_Interruptible - Health_Existing_Space Heating_Natural Gas_Insulation - Wall Cavity_A_Achievable Economic TRC Potential | F2 | Commercial | Interruptible - Health | Existing | Space Heating | Natural Gas | Insulation - Wall Cavity | A | Integrated Unit Summer Peak Savings (kW) | Achievable Economic TRC Potential | 0 | 0 | 0 | 0 | 0 | 0 | 0 | 0 | 0 | 0 | 0 | 0 | 0 | 0 | 0 | 0 | 0 | 0 | 0 | 0 | 0 | 0 | 0 | 0 | 0 | 0 | 0
F3_Commercial_Interruptible - Health_Existing_Space Heating_Natural Gas_Insulation - Wall Cavity_A_Achievable Economic TRC Potential | F3 | Commercial | Interruptible - Health | Existing | Space Heating | Natural Gas | Insulation - Wall Cavity | A | Integrated Unit Winter Peak Savings (kW) | Achievable Economic TRC Potential | 0 | 0 | 0 | 0 | 0 | 0 | 0 | 0 | 0 | 0 | 0 | 0 | 0 | 0 | 0 | 0 | 0 | 0 | 0 | 0 | 0 | 0 | 0 | 0 | 0 | 0 | 0
F4_Commercial_Interruptible - Health_Existing_Space Heating_Natural Gas_Insulation - Wall Cavity_A_Achievable Economic TRC Potential | F4 | Commercial | Interruptible - Health | Existing | Space Heating | Natural Gas | Insulation - Wall Cavity | A | Incremental Energy Savings (MWh or mTherms) | Achievable Economic TRC Potential | 0 | 0 | 0.12635 | 0.067642 | 0.22732 | 0.36706 | 0.55264 | 0.78443 | 1.0566 | 1.355 | 1.6563 | 1.9287 | 2.1352 | 2.2404 | 2.2187 | 2.0633 | 1.7909 | 1.4411 | 1.0665 | 0.77429 | 0.41908 | 0.33267 | 0 | 0 | 0 | 0 | 0
F5_Commercial_Interruptible - Health_Existing_Space Heating_Natural Gas_Insulation - Wall Cavity_A_Achievable Economic TRC Potential | F5 | Commercial | Interruptible - Health | Existing | Space Heating | Natural Gas | Insulation - Wall Cavity | A | Incremental Summer Peak Savings (MW) | Achievable Economic TRC Potential | 0 | 0 | 0 | 0 | 0 | 0 | 0 | 0 | 0 | 0 | 0 | 0 | 0 | 0 | 0 | 0 | 0 | 0 | 0 | 0 | 0 | 0 | 0 | 0 | 0 | 0 | 0
F6_Commercial_Interruptible - Health_Existing_Space Heating_Natural Gas_Insulation - Wall Cavity_A_Achievable Economic TRC Potential | F6 | Commercial | Interruptible - Health | Existing | Space Heating | Natural Gas | Insulation - Wall Cavity | A | Incremental Winter Peak Savings (MW) | Achievable Economic TRC Potential | 0 | 0 | 0 | 0 | 0 | 0 | 0 | 0 | 0 | 0 | 0 | 0 | 0 | 0 | 0 | 0 | 0 | 0 | 0 | 0 | 0 | 0 | 0 | 0 | 0 | 0 | 0
F7_Commercial_Interruptible - Health_Existing_Space Heating_Natural Gas_Insulation - Wall Cavity_A_Achievable Economic TRC Potential | F7 | Commercial | Interruptible - Health | Existing | Space Heating | Natural Gas | Insulation - Wall Cavity | A | Cumulative Energy Savings (MWh or mTherms) | Achievable Economic TRC Potential | 0 | 0 | 0.12635 | 0.19335 | 0.41941 | 0.78339 | 1.3297 | 2.1022 | 3.1382 | 4.4595 | 6.0637 | 7.9163 | 9.9467 | 12.0509 | 14.1036 | 15.9768 | 17.5628 | 18.8029 | 19.683 | 20.2788 | 20.5347 | 20.7087 | 20.5834 | 20.4613 | 20.3421 | 20.2255 | 20.1111
F8_Commercial_Interruptible - Health_Existing_Space Heating_Natural Gas_Insulation - Wall Cavity_A_Achievable Economic TRC Potential | F8 | Commercial | Interruptible - Health | Existing | Space Heating | Natural Gas | Insulation - Wall Cavity | A | Cumulative Summer Peak Savings (MW) | Achievable Economic TRC Potential | 0 | 0 | 0 | 0 | 0 | 0 | 0 | 0 | 0 | 0 | 0 | 0 | 0 | 0 | 0 | 0 | 0 | 0 | 0 | 0 | 0 | 0 | 0 | 0 | 0 | 0 | 0
F9_Commercial_Interruptible - Health_Existing_Space Heating_Natural Gas_Insulation - Wall Cavity_A_Achievable Economic TRC Potential | F9 | Commercial | Interruptible - Health | Existing | Space Heating | Natural Gas | Insulation - Wall Cavity | A | Cumulative Winter Peak Savings (MW) | Achievable Economic TRC Potential | 0 | 0 | 0 | 0 | 0 | 0 | 0 | 0 | 0 | 0 | 0 | 0 | 0 | 0 | 0 | 0 | 0 | 0 | 0 | 0 | 0 | 0 | 0 | 0 | 0 | 0 | 0
F10_Commercial_Interruptible - Health_Existing_Space Heating_Natural Gas_Insulation - Wall Cavity_A_Achievable Economic TRC Potential | F10 | Commercial | Interruptible - Health | Existing | Space Heating | Natural Gas | Insulation - Wall Cavity | A | Purchases (Incremental) | Achievable Economic TRC Potential | 0 | 0 | 629.3533 | 338.6498 | 1145.6187 | 1863.5059 | 2828.5417 | 4051.0761 | 5510.576 | 7143.6968 | 8835.5217 | 10419.179 | 11689.6417 | 12435.5779 | 12487.4948 | 11771.5698 | 10349.8427 | 8424.9728 | 6297.2549 | 4613.7689 | 2517.4134 | 2013.9307 | 0 | 0 | 0 | 0 | 0
F11_Commercial_Interruptible - Health_Existing_Space Heating_Natural Gas_Insulation - Wall Cavity_A_Achievable Economic TRC Potential | F11 | Commercial | Interruptible - Health | Existing | Space Heating | Natural Gas | Insulation - Wall Cavity | A | Purchases (Cumulative) | Achievable Economic TRC Potential | 0 | 0 | 629.3533 | 968.0032 | 2113.6219 | 3977.1278 | 6805.6695 | 10856.7456 | 16367.3216 | 23511.0184 | 32346.5402 | 42765.7192 | 54455.3609 | 66890.9388 | 79378.4336 | 91150.0034 | 101499.846 | 109924.8188 | 116222.0737 | 120835.8426 | 123353.256 | 125367.1867 | 125367.1867 | 125367.1867 | 125367.1867 | 125367.1867 | 125367.1867
F1_Commercial_Interruptible - Health_Existing_Space Heating_Natural Gas_Green Roof - Vegetated Rooftop_A_Achievable Economic TRC Potential | F1 | Commercial | Interruptible - Health | Existing | Space Heating | Natural Gas | Green Roof - Vegetated Rooftop | A | Integrated Unit Energy Savings (kWh or therms) | Achievable Economic TRC Potential | 0 | 0 | 0.0071226 | 0.0070346 | 0.0069293 | 0.0068139 | 0.0066932 | 0.0065569 | 0.006405 | 0.0062385 | 0.006066 | 0.0058858 | 0.005704 | 0.0055246 | 0.0053521 | 0.0051911 | 0.0050467 | 0.0049287 | 0.0048375 | 0.0047614 | 0.0047041 | 0.004651 | 0.0046229 | 0.0045954 | 0.0045686 | 0.0045424 | 0.0045167
F2_Commercial_Interruptible - Health_Existing_Space Heating_Natural Gas_Green Roof - Vegetated Rooftop_A_Achievable Economic TRC Potential | F2 | Commercial | Interruptible - Health | Existing | Space Heating | Natural Gas | Green Roof - Vegetated Rooftop | A | Integrated Unit Summer Peak Savings (kW) | Achievable Economic TRC Potential | 0 | 0 | 0 | 0 | 0 | 0 | 0 | 0 | 0 | 0 | 0 | 0 | 0 | 0 | 0 | 0 | 0 | 0 | 0 | 0 | 0 | 0 | 0 | 0 | 0 | 0 | 0
F3_Commercial_Interruptible - Health_Existing_Space Heating_Natural Gas_Green Roof - Vegetated Rooftop_A_Achievable Economic TRC Potential | F3 | Commercial | Interruptible - Health | Existing | Space Heating | Natural Gas | Green Roof - Vegetated Rooftop | A | Integrated Unit Winter Peak Savings (kW) | Achievable Economic TRC Potential | 0 | 0 | 0 | 0 | 0 | 0 | 0 | 0 | 0 | 0 | 0 | 0 | 0 | 0 | 0 | 0 | 0 | 0 | 0 | 0 | 0 | 0 | 0 | 0 | 0 | 0 | 0
F4_Commercial_Interruptible - Health_Existing_Space Heating_Natural Gas_Green Roof - Vegetated Rooftop_A_Achievable Economic TRC Potential | F4 | Commercial | Interruptible - Health | Existing | Space Heating | Natural Gas | Green Roof - Vegetated Rooftop | A | Incremental Energy Savings (MWh or mTherms) | Achievable Economic TRC Potential | 0 | 0 | 0 | 0 | 0 | 0 | 0 | 0 | 0 | 0 | 0 | 0 | 0 | 0 | 0 | 0 | 0 | 0 | 0 | 0 | 0 | 0 | 0 | 0 | 0 | 0 | 0
F5_Commercial_Interruptible - Health_Existing_Space Heating_Natural Gas_Green Roof - Vegetated Rooftop_A_Achievable Economic TRC Potential | F5 | Commercial | Interruptible - Health | Existing | Space Heating | Natural Gas | Green Roof - Vegetated Rooftop | A | Incremental Summer Peak Savings (MW) | Achievable Economic TRC Potential | 0 | 0 | 0 | 0 | 0 | 0 | 0 | 0 | 0 | 0 | 0 | 0 | 0 | 0 | 0 | 0 | 0 | 0 | 0 | 0 | 0 | 0 | 0 | 0 | 0 | 0 | 0
F6_Commercial_Interruptible - Health_Existing_Space Heating_Natural Gas_Green Roof - Vegetated Rooftop_A_Achievable Economic TRC Potential | F6 | Commercial | Interruptible - Health | Existing | Space Heating | Natural Gas | Green Roof - Vegetated Rooftop | A | Incremental Winter Peak Savings (MW) | Achievable Economic TRC Potential | 0 | 0 | 0 | 0 | 0 | 0 | 0 | 0 | 0 | 0 | 0 | 0 | 0 | 0 | 0 | 0 | 0 | 0 | 0 | 0 | 0 | 0 | 0 | 0 | 0 | 0 | 0
F7_Commercial_Interruptible - Health_Existing_Space Heating_Natural Gas_Green Roof - Vegetated Rooftop_A_Achievable Economic TRC Potential | F7 | Commercial | Interruptible - Health | Existing | Space Heating | Natural Gas | Green Roof - Vegetated Rooftop | A | Cumulative Energy Savings (MWh or mTherms) | Achievable Economic TRC Potential | 0 | 0 | 0 | 0 | 0 | 0 | 0 | 0 | 0 | 0 | 0 | 0 | 0 | 0 | 0 | 0 | 0 | 0 | 0 | 0 | 0 | 0 | 0 | 0 | 0 | 0 | 0
F8_Commercial_Interruptible - Health_Existing_Space Heating_Natural Gas_Green Roof - Vegetated Rooftop_A_Achievable Economic TRC Potential | F8 | Commercial | Interruptible - Health | Existing | Space Heating | Natural Gas | Green Roof - Vegetated Rooftop | A | Cumulative Summer Peak Savings (MW) | Achievable Economic TRC Potential | 0 | 0 | 0 | 0 | 0 | 0 | 0 | 0 | 0 | 0 | 0 | 0 | 0 | 0 | 0 | 0 | 0 | 0 | 0 | 0 | 0 | 0 | 0 | 0 | 0 | 0 | 0
F9_Commercial_Interruptible - Health_Existing_Space Heating_Natural Gas_Green Roof - Vegetated Rooftop_A_Achievable Economic TRC Potential | F9 | Commercial | Interruptible - Health | Existing | Space Heating | Natural Gas | Green Roof - Vegetated Rooftop | A | Cumulative Winter Peak Savings (MW) | Achievable Economic TRC Potential | 0 | 0 | 0 | 0 | 0 | 0 | 0 | 0 | 0 | 0 | 0 | 0 | 0 | 0 | 0 | 0 | 0 | 0 | 0 | 0 | 0 | 0 | 0 | 0 | 0 | 0 | 0
F10_Commercial_Interruptible - Health_Existing_Space Heating_Natural Gas_Green Roof - Vegetated Rooftop_A_Achievable Economic TRC Potential | F10 | Commercial | Interruptible - Health | Existing | Space Heating | Natural Gas | Green Roof - Vegetated Rooftop | A | Purchases (Incremental) | Achievable Economic TRC Potential | 0 | 0 | 0 | 0 | 0 | 0 | 0 | 0 | 0 | 0 | 0 | 0 | 0 | 0 | 0 | 0 | 0 | 0 | 0 | 0 | 0 | 0 | 0 | 0 | 0 | 0 | 0
F11_Commercial_Interruptible - Health_Existing_Space Heating_Natural Gas_Green Roof - Vegetated Rooftop_A_Achievable Economic TRC Potential | F11 | Commercial | Interruptible - Health | Existing | Space Heating | Natural Gas | Green Roof - Vegetated Rooftop | A | Purchases (Cumulative) | Achievable Economic TRC Potential | 0 | 0 | 0 | 0 | 0 | 0 | 0 | 0 | 0 | 0 | 0 | 0 | 0 | 0 | 0 | 0 | 0 | 0 | 0 | 0 | 0 | 0 | 0 | 0 | 0 | 0 | 0
F1_Commercial_Interruptible - Health_Existing_Space Heating_Natural Gas_Ducting - Repair and Sealing_A_Achievable Economic TRC Potential | F1 | Commercial | Interruptible - Health | Existing | Space Heating | Natural Gas | Ducting - Repair and Sealing | A | Integrated Unit Energy Savings (kWh or therms) | Achievable Economic TRC Potential | 0 | 0 | 0.20433 | 0.2032 | 0.20173 | 0.20006 | 0.19819 | 0.1961 | 0.19377 | 0.19119 | 0.18836 | 0.18532 | 0.18212 | 0.17885 | 0.17561 | 0.17252 | 0.16968 | 0.16725 | 0.16525 | 0.16351 | 0.16206 | 0.1607 | 0.15973 | 0.15878 | 0.15785 | 0.15695 | 0.15606
F2_Commercial_Interruptible - Health_Existing_Space Heating_Natural Gas_Ducting - Repair and Sealing_A_Achievable Economic TRC Potential | F2 | Commercial | Interruptible - Health | Existing | Space Heating | Natural Gas | Ducting - Repair and Sealing | A | Integrated Unit Summer Peak Savings (kW) | Achievable Economic TRC Potential | 0 | 0 | 0 | 0 | 0 | 0 | 0 | 0 | 0 | 0 | 0 | 0 | 0 | 0 | 0 | 0 | 0 | 0 | 0 | 0 | 0 | 0 | 0 | 0 | 0 | 0 | 0
F3_Commercial_Interruptible - Health_Existing_Space Heating_Natural Gas_Ducting - Repair and Sealing_A_Achievable Economic TRC Potential | F3 | Commercial | Interruptible - Health | Existing | Space Heating | Natural Gas | Ducting - Repair and Sealing | A | Integrated Unit Winter Peak Savings (kW) | Achievable Economic TRC Potential | 0 | 0 | 0 | 0 | 0 | 0 | 0 | 0 | 0 | 0 | 0 | 0 | 0 | 0 | 0 | 0 | 0 | 0 | 0 | 0 | 0 | 0 | 0 | 0 | 0 | 0 | 0
F4_Commercial_Interruptible - Health_Existing_Space Heating_Natural Gas_Ducting - Repair and Sealing_A_Achievable Economic TRC Potential | F4 | Commercial | Interruptible - Health | Existing | Space Heating | Natural Gas | Ducting - Repair and Sealing | A | Incremental Energy Savings (MWh or mTherms) | Achievable Economic TRC Potential | 0 | 0 | 0.13988 | 0.074855 | 0.25139 | 0.40553 | 0.6098 | 0.86417 | 1.1615 | 1.4857 | 1.8104 | 2.1004 | 2.3158 | 2.4193 | 2.3855 | 2.2092 | 1.9103 | 1.5328 | 1.132 | 0.8206 | 0.33283 | 0.29285 | 0 | 0 | 0 | 0 | 0
F5_Commercial_Interruptible - Health_Existing_Space Heating_Natural Gas_Ducting - Repair and Sealing_A_Achievable Economic TRC Potential | F5 | Commercial | Interruptible - Health | Existing | Space Heating | Natural Gas | Ducting - Repair and Sealing | A | Incremental Summer Peak Savings (MW) | Achievable Economic TRC Potential | 0 | 0 | 0 | 0 | 0 | 0 | 0 | 0 | 0 | 0 | 0 | 0 | 0 | 0 | 0 | 0 | 0 | 0 | 0 | 0 | 0 | 0 | 0 | 0 | 0 | 0 | 0
F6_Commercial_Interruptible - Health_Existing_Space Heating_Natural Gas_Ducting - Repair and Sealing_A_Achievable Economic TRC Potential | F6 | Commercial | Interruptible - Health | Existing | Space Heating | Natural Gas | Ducting - Repair and Sealing | A | Incremental Winter Peak Savings (MW) | Achievable Economic TRC Potential | 0 | 0 | 0 | 0 | 0 | 0 | 0 | 0 | 0 | 0 | 0 | 0 | 0 | 0 | 0 | 0 | 0 | 0 | 0 | 0 | 0 | 0 | 0 | 0 | 0 | 0 | 0
F7_Commercial_Interruptible - Health_Existing_Space Heating_Natural Gas_Ducting - Repair and Sealing_A_Achievable Economic TRC Potential | F7 | Commercial | Interruptible - Health | Existing | Space Heating | Natural Gas | Ducting - Repair and Sealing | A | Cumulative Energy Savings (MWh or mTherms) | Achievable Economic TRC Potential | 0 | 0 | 0.13988 | 0.21397 | 0.4638 | 0.8655 | 1.4672 | 2.3159 | 3.45 | 4.8897 | 6.6278 | 8.621 | 10.7879 | 13.0134 | 15.1635 | 17.1061 | 18.7346 | 19.9988 | 20.8918 | 21.4917 | 21.6341 | 21.7456 | 21.614 | 21.4859 | 21.3607 | 21.2382 | 21.118
F8_Commercial_Interruptible - Health_Existing_Space Heating_Natural Gas_Ducting - Repair and Sealing_A_Achievable Economic TRC Potential | F8 | Commercial | Interruptible - Health | Existing | Space Heating | Natural Gas | Ducting - Repair and Sealing | A | Cumulative Summer Peak Savings (MW) | Achievable Economic TRC Potential | 0 | 0 | 0 | 0 | 0 | 0 | 0 | 0 | 0 | 0 | 0 | 0 | 0 | 0 | 0 | 0 | 0 | 0 | 0 | 0 | 0 | 0 | 0 | 0 | 0 | 0 | 0
F9_Commercial_Interruptible - Health_Existing_Space Heating_Natural Gas_Ducting - Repair and Sealing_A_Achievable Economic TRC Potential | F9 | Commercial | Interruptible - Health | Existing | Space Heating | Natural Gas | Ducting - Repair and Sealing | A | Cumulative Winter Peak Savings (MW) | Achievable Economic TRC Potential | 0 | 0 | 0 | 0 | 0 | 0 | 0 | 0 | 0 | 0 | 0 | 0 | 0 | 0 | 0 | 0 | 0 | 0 | 0 | 0 | 0 | 0 | 0 | 0 | 0 | 0 | 0
F10_Commercial_Interruptible - Health_Existing_Space Heating_Natural Gas_Ducting - Repair and Sealing_A_Achievable Economic TRC Potential | F10 | Commercial | Interruptible - Health | Existing | Space Heating | Natural Gas | Ducting - Repair and Sealing | A | Purchases (Incremental) | Achievable Economic TRC Potential | 0 | 0 | 684.6014 | 368.3783 | 1246.1874 | 2027.0946 | 3076.8464 | 4406.7015 | 5994.3242 | 7770.8092 | 9611.1517 | 11333.831 | 12715.8218 | 13527.2403 | 13583.7147 | 12804.942 | 11258.4079 | 9164.5625 | 6850.062 | 5018.7906 | 2053.8042 | 1822.3461 | 0 | 0 | 0 | 0 | 0
F11_Commercial_Interruptible - Health_Existing_Space Heating_Natural Gas_Ducting - Repair and Sealing_A_Achievable Economic TRC Potential | F11 | Commercial | Interruptible - Health | Existing | Space Heating | Natural Gas | Ducting - Repair and Sealing | A | Purchases (Cumulative) | Achievable Economic TRC Potential | 0 | 0 | 684.6014 | 1052.9797 | 2299.1671 | 4326.2617 | 7403.1081 | 11809.8096 | 17804.1338 | 25574.943 | 35186.0947 | 46519.9257 | 59235.7475 | 72762.9878 | 86346.7026 | 99151.6446 | 110410.0525 | 119574.615 | 126424.677 | 131443.4676 | 133497.2718 | 135319.6179 | 135319.6179 | 135319.6179 | 135319.6179 | 135319.6179 | 135319.6179
F1_Commercial_Interruptible - Health_Existing_Space Heating_Natural Gas_Windows - High Efficiency Glazing_A_Achievable Economic TRC Potential | F1 | Commercial | Interruptible - Health | Existing | Space Heating | Natural Gas | Windows - High Efficiency Glazing | A | Integrated Unit Energy Savings (kWh or therms) | Achievable Economic TRC Potential | 0 | 0 | 4.0829 | 4.0537 | 4.0165 | 3.9745 | 3.9275 | 3.8747 | 3.8154 | 3.7493 | 3.6766 | 3.5983 | 3.5161 | 3.4322 | 3.3499 | 3.272 | 3.201 | 3.143 | 3.0983 | 3.0605 | 3.0312 | 3.004 | 2.9858 | 2.9681 | 2.9508 | 2.9338 | 2.9172
F2_Commercial_Interruptible - Health_Existing_Space Heating_Natural Gas_Windows - High Efficiency Glazing_A_Achievable Economic TRC Potential | F2 | Commercial | Interruptible - Health | Existing | Space Heating | Natural Gas | Windows - High Efficiency Glazing | A | Integrated Unit Summer Peak Savings (kW) | Achievable Economic TRC Potential | 0 | 0 | 0 | 0 | 0 | 0 | 0 | 0 | 0 | 0 | 0 | 0 | 0 | 0 | 0 | 0 | 0 | 0 | 0 | 0 | 0 | 0 | 0 | 0 | 0 | 0 | 0
F3_Commercial_Interruptible - Health_Existing_Space Heating_Natural Gas_Windows - High Efficiency Glazing_A_Achievable Economic TRC Potential | F3 | Commercial | Interruptible - Health | Existing | Space Heating | Natural Gas | Windows - High Efficiency Glazing | A | Integrated Unit Winter Peak Savings (kW) | Achievable Economic TRC Potential | 0 | 0 | 0 | 0 | 0 | 0 | 0 | 0 | 0 | 0 | 0 | 0 | 0 | 0 | 0 | 0 | 0 | 0 | 0 | 0 | 0 | 0 | 0 | 0 | 0 | 0 | 0
F4_Commercial_Interruptible - Health_Existing_Space Heating_Natural Gas_Windows - High Efficiency Glazing_A_Achievable Economic TRC Potential | F4 | Commercial | Interruptible - Health | Existing | Space Heating | Natural Gas | Windows - High Efficiency Glazing | A | Incremental Energy Savings (MWh or mTherms) | Achievable Economic TRC Potential | 0 | 0 | 0.064691 | 0.034561 | 0.11584 | 0.18647 | 0.27968 | 0.39517 | 0.52932 | 0.6743 | 0.81783 | 0.94387 | 1.0348 | 1.0746 | 1.0531 | 0.96968 | 0.83408 | 0.66665 | 0.49121 | 0.35549 | 0.19211 | 0.15231 | 0 | 0 | 0 | 0 | 0
F5_Commercial_Interruptible - Health_Existing_Space Heating_Natural Gas_Windows - High Efficiency Glazing_A_Achievable Economic TRC Potential | F5 | Commercial | Interruptible - Health | Existing | Space Heating | Natural Gas | Windows - High Efficiency Glazing | A | Incremental Summer Peak Savings (MW) | Achievable Economic TRC Potential | 0 | 0 | 0 | 0 | 0 | 0 | 0 | 0 | 0 | 0 | 0 | 0 | 0 | 0 | 0 | 0 | 0 | 0 | 0 | 0 | 0 | 0 | 0 | 0 | 0 | 0 | 0
F6_Commercial_Interruptible - Health_Existing_Space Heating_Natural Gas_Windows - High Efficiency Glazing_A_Achievable Economic TRC Potential | F6 | Commercial | Interruptible - Health | Existing | Space Heating | Natural Gas | Windows - High Efficiency Glazing | A | Incremental Winter Peak Savings (MW) | Achievable Economic TRC Potential | 0 | 0 | 0 | 0 | 0 | 0 | 0 | 0 | 0 | 0 | 0 | 0 | 0 | 0 | 0 | 0 | 0 | 0 | 0 | 0 | 0 | 0 | 0 | 0 | 0 | 0 | 0
F7_Commercial_Interruptible - Health_Existing_Space Heating_Natural Gas_Windows - High Efficiency Glazing_A_Achievable Economic TRC Potential | F7 | Commercial | Interruptible - Health | Existing | Space Heating | Natural Gas | Windows - High Efficiency Glazing | A | Cumulative Energy Savings (MWh or mTherms) | Achievable Economic TRC Potential | 0 | 0 | 0.064691 | 0.098789 | 0.21372 | 0.39796 | 0.67294 | 1.0591 | 1.5722 | 2.2192 | 2.9941 | 3.8741 | 4.8203 | 5.78 | 6.6945 | 7.5085 | 8.1797 | 8.6981 | 9.0657 | 9.3103 | 9.4135 | 9.4812 | 9.4238 | 9.3679 | 9.3133 | 9.2598 | 9.2074
F8_Commercial_Interruptible - Health_Existing_Space Heating_Natural Gas_Windows - High Efficiency Glazing_A_Achievable Economic TRC Potential | F8 | Commercial | Interruptible - Health | Existing | Space Heating | Natural Gas | Windows - High Efficiency Glazing | A | Cumulative Summer Peak Savings (MW) | Achievable Economic TRC Potential | 0 | 0 | 0 | 0 | 0 | 0 | 0 | 0 | 0 | 0 | 0 | 0 | 0 | 0 | 0 | 0 | 0 | 0 | 0 | 0 | 0 | 0 | 0 | 0 | 0 | 0 | 0
F9_Commercial_Interruptible - Health_Existing_Space Heating_Natural Gas_Windows - High Efficiency Glazing_A_Achievable Economic TRC Potential | F9 | Commercial | Interruptible - Health | Existing | Space Heating | Natural Gas | Windows - High Efficiency Glazing | A | Cumulative Winter Peak Savings (MW) | Achievable Economic TRC Potential | 0 | 0 | 0 | 0 | 0 | 0 | 0 | 0 | 0 | 0 | 0 | 0 | 0 | 0 | 0 | 0 | 0 | 0 | 0 | 0 | 0 | 0 | 0 | 0 | 0 | 0 | 0
F10_Commercial_Interruptible - Health_Existing_Space Heating_Natural Gas_Windows - High Efficiency Glazing_A_Achievable Economic TRC Potential | F10 | Commercial | Interruptible - Health | Existing | Space Heating | Natural Gas | Windows - High Efficiency Glazing | A | Purchases (Incremental) | Achievable Economic TRC Potential | 0 | 0 | 15.8444 | 8.5258 | 28.8418 | 46.9151 | 71.2106 | 101.9888 | 138.7328 | 179.8478 | 222.4407 | 262.3104 | 294.2953 | 313.0748 | 314.3818 | 296.3579 | 260.5648 | 212.1048 | 158.538 | 116.155 | 63.3777 | 50.7022 | 0 | 0 | 0 | 0 | 0
F11_Commercial_Interruptible - Health_Existing_Space Heating_Natural Gas_Windows - High Efficiency Glazing_A_Achievable Economic TRC Potential | F11 | Commercial | Interruptible - Health | Existing | Space Heating | Natural Gas | Windows - High Efficiency Glazing | A | Purchases (Cumulative) | Achievable Economic TRC Potential | 0 | 0 | 15.8444 | 24.3702 | 53.212 | 100.1271 | 171.3377 | 273.3265 | 412.0593 | 591.9071 | 814.3478 | 1076.6582 | 1370.9535 | 1684.0282 | 1998.41 | 2294.7679 | 2555.3327 | 2767.4376 | 2925.9756 | 3042.1306 | 3105.5083 | 3156.2105 | 3156.2105 | 3156.2105 | 3156.2105 | 3156.2105 | 3156.2105
F1_Commercial_Interruptible - Health_Existing_Space Heating_Natural Gas_Windows - Secondary Glazing Systems_A_Achievable Economic TRC Potential | F1 | Commercial | Interruptible - Health | Existing | Space Heating | Natural Gas | Windows - Secondary Glazing Systems | A | Integrated Unit Energy Savings (kWh or therms) | Achievable Economic TRC Potential | 0 | 0 | 11.017 | 10.9633 | 10.8972 | 10.8264 | 10.7525 | 10.6758 | 10.5968 | 10.5159 | 10.4337 | 10.3503 | 10.2665 | 10.1823 | 10.0986 | 10.0156 | 9.9337 | 9.8579 | 9.7883 | 9.7201 | 9.6531 | 9.5873 | 9.5293 | 9.4728 | 9.4176 | 9.3636 | 9.3106
F2_Commercial_Interruptible - Health_Existing_Space Heating_Natural Gas_Windows - Secondary Glazing Systems_A_Achievable Economic TRC Potential | F2 | Commercial | Interruptible - Health | Existing | Space Heating | Natural Gas | Windows - Secondary Glazing Systems | A | Integrated Unit Summer Peak Savings (kW) | Achievable Economic TRC Potential | 0 | 0 | 0 | 0 | 0 | 0 | 0 | 0 | 0 | 0 | 0 | 0 | 0 | 0 | 0 | 0 | 0 | 0 | 0 | 0 | 0 | 0 | 0 | 0 | 0 | 0 | 0
F3_Commercial_Interruptible - Health_Existing_Space Heating_Natural Gas_Windows - Secondary Glazing Systems_A_Achievable Economic TRC Potential | F3 | Commercial | Interruptible - Health | Existing | Space Heating | Natural Gas | Windows - Secondary Glazing Systems | A | Integrated Unit Winter Peak Savings (kW) | Achievable Economic TRC Potential | 0 | 0 | 0 | 0 | 0 | 0 | 0 | 0 | 0 | 0 | 0 | 0 | 0 | 0 | 0 | 0 | 0 | 0 | 0 | 0 | 0 | 0 | 0 | 0 | 0 | 0 | 0
F4_Commercial_Interruptible - Health_Existing_Space Heating_Natural Gas_Windows - Secondary Glazing Systems_A_Achievable Economic TRC Potential | F4 | Commercial | Interruptible - Health | Existing | Space Heating | Natural Gas | Windows - Secondary Glazing Systems | A | Incremental Energy Savings (MWh or mTherms) | Achievable Economic TRC Potential | 0 | 0 | 0.17456 | 0.093471 | 0.3143 | 0.50792 | 0.76569 | 1.0888 | 1.4701 | 1.8913 | 2.3209 | 2.715 | 3.0214 | 3.1878 | 3.1748 | 2.9682 | 2.5884 | 2.0909 | 1.5518 | 1.129 | 0.61179 | 0.4861 | 0 | 0 | 0 | 0 | 0
F5_Commercial_Interruptible - Health_Existing_Space Heating_Natural Gas_Windows - Secondary Glazing Systems_A_Achievable Economic TRC Potential | F5 | Commercial | Interruptible - Health | Existing | Space Heating | Natural Gas | Windows - Secondary Glazing Systems | A | Incremental Summer Peak Savings (MW) | Achievable Economic TRC Potential | 0 | 0 | 0 | 0 | 0 | 0 | 0 | 0 | 0 | 0 | 0 | 0 | 0 | 0 | 0 | 0 | 0 | 0 | 0 | 0 | 0 | 0 | 0 | 0 | 0 | 0 | 0
F6_Commercial_Interruptible - Health_Existing_Space Heating_Natural Gas_Windows - Secondary Glazing Systems_A_Achievable Economic TRC Potential | F6 | Commercial | Interruptible - Health | Existing | Space Heating | Natural Gas | Windows - Secondary Glazing Systems | A | Incremental Winter Peak Savings (MW) | Achievable Economic TRC Potential | 0 | 0 | 0 | 0 | 0 | 0 | 0 | 0 | 0 | 0 | 0 | 0 | 0 | 0 | 0 | 0 | 0 | 0 | 0 | 0 | 0 | 0 | 0 | 0 | 0 | 0 | 0
F7_Commercial_Interruptible - Health_Existing_Space Heating_Natural Gas_Windows - Secondary Glazing Systems_A_Achievable Economic TRC Potential | F7 | Commercial | Interruptible - Health | Existing | Space Heating | Natural Gas | Windows - Secondary Glazing Systems | A | Cumulative Energy Savings (MWh or mTherms) | Achievable Economic TRC Potential | 0 | 0 | 0.17456 | 0.26718 | 0.57986 | 1.084 | 1.8423 | 2.918 | 4.3665 | 6.2245 | 8.4966 | 11.1438 | 14.0749 | 17.1473 | 20.1811 | 22.9834 | 25.384 | 27.281 | 28.6403 | 29.5698 | 29.9777 | 30.2596 | 30.0765 | 29.8982 | 29.724 | 29.5536 | 29.3864
F8_Commercial_Interruptible - Health_Existing_Space Heating_Natural Gas_Windows - Secondary Glazing Systems_A_Achievable Economic TRC Potential | F8 | Commercial | Interruptible - Health | Existing | Space Heating | Natural Gas | Windows - Secondary Glazing Systems | A | Cumulative Summer Peak Savings (MW) | Achievable Economic TRC Potential | 0 | 0 | 0 | 0 | 0 | 0 | 0 | 0 | 0 | 0 | 0 | 0 | 0 | 0 | 0 | 0 | 0 | 0 | 0 | 0 | 0 | 0 | 0 | 0 | 0 | 0 | 0
F9_Commercial_Interruptible - Health_Existing_Space Heating_Natural Gas_Windows - Secondary Glazing Systems_A_Achievable Economic TRC Potential | F9 | Commercial | Interruptible - Health | Existing | Space Heating | Natural Gas | Windows - Secondary Glazing Systems | A | Cumulative Winter Peak Savings (MW) | Achievable Economic TRC Potential | 0 | 0 | 0 | 0 | 0 | 0 | 0 | 0 | 0 | 0 | 0 | 0 | 0 | 0 | 0 | 0 | 0 | 0 | 0 | 0 | 0 | 0 | 0 | 0 | 0 | 0 | 0
F10_Commercial_Interruptible - Health_Existing_Space Heating_Natural Gas_Windows - Secondary Glazing Systems_A_Achievable Economic TRC Potential | F10 | Commercial | Interruptible - Health | Existing | Space Heating | Natural Gas | Windows - Secondary Glazing Systems | A | Purchases (Incremental) | Achievable Economic TRC Potential | 0 | 0 | 15.8444 | 8.5258 | 28.8418 | 46.9151 | 71.2106 | 101.9888 | 138.7328 | 179.8478 | 222.4407 | 262.3104 | 294.2953 | 313.0748 | 314.3818 | 296.3579 | 260.5648 | 212.1048 | 158.538 | 116.155 | 63.3777 | 50.7022 | 0 | 0 | 0 | 0 | 0
F11_Commercial_Interruptible - Health_Existing_Space Heating_Natural Gas_Windows - Secondary Glazing Systems_A_Achievable Economic TRC Potential | F11 | Commercial | Interruptible - Health | Existing | Space Heating | Natural Gas | Windows - Secondary Glazing Systems | A | Purchases (Cumulative) | Achievable Economic TRC Potential | 0 | 0 | 15.8444 | 24.3702 | 53.212 | 100.1271 | 171.3377 | 273.3265 | 412.0593 | 591.9071 | 814.3478 | 1076.6582 | 1370.9535 | 1684.0282 | 1998.41 | 2294.7679 | 2555.3327 | 2767.4376 | 2925.9756 | 3042.1306 | 3105.5083 | 3156.2105 | 3156.2105 | 3156.2105 | 3156.2105 | 3156.2105 | 3156.2105
F1_Commercial_Interruptible - Health_Existing_Space Heating_Natural Gas_HVAC - Energy Recovery Ventilator_A_Achievable Economic TRC Potential | F1 | Commercial | Interruptible - Health | Existing | Space Heating | Natural Gas | HVAC - Energy Recovery Ventilator | A | Integrated Unit Energy Savings (kWh or therms) | Achievable Economic TRC Potential | 0 | 0 | 0.15306 | 0.15194 | 0.15047 | 0.14879 | 0.14685 | 0.14462 | 0.14208 | 0.13919 | 0.13598 | 0.13249 | 0.12882 | 0.12508 | 0.12142 | 0.11799 | 0.11492 | 0.11242 | 0.11052 | 0.10895 | 0.10779 | 0.10673 | 0.10608 | 0.10545 | 0.10484 | 0.10424 | 0.10365
F2_Commercial_Interruptible - Health_Existing_Space Heating_Natural Gas_HVAC - Energy Recovery Ventilator_A_Achievable Economic TRC Potential | F2 | Commercial | Interruptible - Health | Existing | Space Heating | Natural Gas | HVAC - Energy Recovery Ventilator | A | Integrated Unit Summer Peak Savings (kW) | Achievable Economic TRC Potential | 0 | 0 | 0 | 0 | 0 | 0 | 0 | 0 | 0 | 0 | 0 | 0 | 0 | 0 | 0 | 0 | 0 | 0 | 0 | 0 | 0 | 0 | 0 | 0 | 0 | 0 | 0
F3_Commercial_Interruptible - Health_Existing_Space Heating_Natural Gas_HVAC - Energy Recovery Ventilator_A_Achievable Economic TRC Potential | F3 | Commercial | Interruptible - Health | Existing | Space Heating | Natural Gas | HVAC - Energy Recovery Ventilator | A | Integrated Unit Winter Peak Savings (kW) | Achievable Economic TRC Potential | 0 | 0 | 0 | 0 | 0 | 0 | 0 | 0 | 0 | 0 | 0 | 0 | 0 | 0 | 0 | 0 | 0 | 0 | 0 | 0 | 0 | 0 | 0 | 0 | 0 | 0 | 0
F4_Commercial_Interruptible - Health_Existing_Space Heating_Natural Gas_HVAC - Energy Recovery Ventilator_A_Achievable Economic TRC Potential | F4 | Commercial | Interruptible - Health | Existing | Space Heating | Natural Gas | HVAC - Energy Recovery Ventilator | A | Incremental Energy Savings (MWh or mTherms) | Achievable Economic TRC Potential | 0 | 0 | 0.40561 | 0.82651 | 0.81852 | 0.80933 | 0.7988 | 0.78669 | 0.77284 | 0.75715 | 0.73968 | 0.72071 | 0.70071 | 0.68036 | 0.66048 | 0.64184 | 0.62511 | 0.61154 | 0.6012 | 0.59265 | 0.58635 | 0.58057 | 0 | 0 | 0 | 0 | 0
F5_Commercial_Interruptible - Health_Existing_Space Heating_Natural Gas_HVAC - Energy Recovery Ventilator_A_Achievable Economic TRC Potential | F5 | Commercial | Interruptible - Health | Existing | Space Heating | Natural Gas | HVAC - Energy Recovery Ventilator | A | Incremental Summer Peak Savings (MW) | Achievable Economic TRC Potential | 0 | 0 | 0 | 0 | 0 | 0 | 0 | 0 | 0 | 0 | 0 | 0 | 0 | 0 | 0 | 0 | 0 | 0 | 0 | 0 | 0 | 0 | 0 | 0 | 0 | 0 | 0
F6_Commercial_Interruptible - Health_Existing_Space Heating_Natural Gas_HVAC - Energy Recovery Ventilator_A_Achievable Economic TRC Potential | F6 | Commercial | Interruptible - Health | Existing | Space Heating | Natural Gas | HVAC - Energy Recovery Ventilator | A | Incremental Winter Peak Savings (MW) | Achievable Economic TRC Potential | 0 | 0 | 0 | 0 | 0 | 0 | 0 | 0 | 0 | 0 | 0 | 0 | 0 | 0 | 0 | 0 | 0 | 0 | 0 | 0 | 0 | 0 | 0 | 0 | 0 | 0 | 0
F7_Commercial_Interruptible - Health_Existing_Space Heating_Natural Gas_HVAC - Energy Recovery Ventilator_A_Achievable Economic TRC Potential | F7 | Commercial | Interruptible - Health | Existing | Space Heating | Natural Gas | HVAC - Energy Recovery Ventilator | A | Cumulative Energy Savings (MWh or mTherms) | Achievable Economic TRC Potential | 0 | 0 | 0.40561 | 1.2292 | 2.0358 | 2.8223 | 3.5844 | 4.3167 | 5.0135 | 5.6689 | 6.2778 | 6.8375 | 7.3485 | 7.8154 | 8.2475 | 8.6566 | 9.0561 | 9.471 | 9.912 | 10.3638 | 10.84 | 11.3136 | 11.2451 | 11.1784 | 11.1133 | 11.0495 | 10.987
F8_Commercial_Interruptible - Health_Existing_Space Heating_Natural Gas_HVAC - Energy Recovery Ventilator_A_Achievable Economic TRC Potential | F8 | Commercial | Interruptible - Health | Existing | Space Heating | Natural Gas | HVAC - Energy Recovery Ventilator | A | Cumulative Summer Peak Savings (MW) | Achievable Economic TRC Potential | 0 | 0 | 0 | 0 | 0 | 0 | 0 | 0 | 0 | 0 | 0 | 0 | 0 | 0 | 0 | 0 | 0 | 0 | 0 | 0 | 0 | 0 | 0 | 0 | 0 | 0 | 0
F9_Commercial_Interruptible - Health_Existing_Space Heating_Natural Gas_HVAC - Energy Recovery Ventilator_A_Achievable Economic TRC Potential | F9 | Commercial | Interruptible - Health | Existing | Space Heating | Natural Gas | HVAC - Energy Recovery Ventilator | A | Cumulative Winter Peak Savings (MW) | Achievable Economic TRC Potential | 0 | 0 | 0 | 0 | 0 | 0 | 0 | 0 | 0 | 0 | 0 | 0 | 0 | 0 | 0 | 0 | 0 | 0 | 0 | 0 | 0 | 0 | 0 | 0 | 0 | 0 | 0
F10_Commercial_Interruptible - Health_Existing_Space Heating_Natural Gas_HVAC - Energy Recovery Ventilator_A_Achievable Economic TRC Potential | F10 | Commercial | Interruptible - Health | Existing | Space Heating | Natural Gas | HVAC - Energy Recovery Ventilator | A | Purchases (Incremental) | Achievable Economic TRC Potential | 0 | 0 | 2650.0699 | 5439.6172 | 5439.6172 | 5439.6172 | 5439.6172 | 5439.6172 | 5439.6172 | 5439.6172 | 5439.6172 | 5439.6172 | 5439.6172 | 5439.6172 | 5439.6172 | 5439.6172 | 5439.6172 | 5439.6172 | 5439.6172 | 5439.6172 | 5439.6172 | 5439.6172 | 0 | 0 | 0 | 0 | 0
F11_Commercial_Interruptible - Health_Existing_Space Heating_Natural Gas_HVAC - Energy Recovery Ventilator_A_Achievable Economic TRC Potential | F11 | Commercial | Interruptible - Health | Existing | Space Heating | Natural Gas | HVAC - Energy Recovery Ventilator | A | Purchases (Cumulative) | Achievable Economic TRC Potential | 0 | 0 | 2650.0699 | 8089.6871 | 13529.3043 | 18968.9215 | 24408.5387 | 29848.1558 | 35287.773 | 40727.3902 | 46167.0074 | 51606.6246 | 57046.2418 | 62485.859 | 67925.4762 | 73365.0933 | 78804.7105 | 84244.3277 | 89683.9449 | 95123.5621 | 100563.1793 | 106002.7965 | 106002.7965 | 106002.7965 | 106002.7965 | 106002.7965 | 106002.7965
F1_Commercial_Interruptible - Health_Existing_Space Heating_Natural Gas_Building Shell - Air Sealing (Infiltration Control)_A_Achievable Economic TRC Potential | F1 | Commercial | Interruptible - Health | Existing | Space Heating | Natural Gas | Building Shell - Air Sealing (Infiltration Control) | A | Integrated Unit Energy Savings (kWh or therms) | Achievable Economic TRC Potential | 0 | 0 | 24.9657 | 24.8832 | 24.7725 | 24.6511 | 24.5225 | 24.3877 | 24.248 | 24.1041 | 23.9572 | 23.8081 | 23.6575 | 23.5061 | 23.3547 | 23.2038 | 23.0541 | 22.906 | 22.7598 | 22.6162 | 22.4752 | 22.337 | 22.202 | 22.0704 | 21.9419 | 21.8162 | 21.6928
F2_Commercial_Interruptible - Health_Existing_Space Heating_Natural Gas_Building Shell - Air Sealing (Infiltration Control)_A_Achievable Economic TRC Potential | F2 | Commercial | Interruptible - Health | Existing | Space Heating | Natural Gas | Building Shell - Air Sealing (Infiltration Control) | A | Integrated Unit Summer Peak Savings (kW) | Achievable Economic TRC Potential | 0 | 0 | 0 | 0 | 0 | 0 | 0 | 0 | 0 | 0 | 0 | 0 | 0 | 0 | 0 | 0 | 0 | 0 | 0 | 0 | 0 | 0 | 0 | 0 | 0 | 0 | 0
F3_Commercial_Interruptible - Health_Existing_Space Heating_Natural Gas_Building Shell - Air Sealing (Infiltration Control)_A_Achievable Economic TRC Potential | F3 | Commercial | Interruptible - Health | Existing | Space Heating | Natural Gas | Building Shell - Air Sealing (Infiltration Control) | A | Integrated Unit Winter Peak Savings (kW) | Achievable Economic TRC Potential | 0 | 0 | 0 | 0 | 0 | 0 | 0 | 0 | 0 | 0 | 0 | 0 | 0 | 0 | 0 | 0 | 0 | 0 | 0 | 0 | 0 | 0 | 0 | 0 | 0 | 0 | 0
F4_Commercial_Interruptible - Health_Existing_Space Heating_Natural Gas_Building Shell - Air Sealing (Infiltration Control)_A_Achievable Economic TRC Potential | F4 | Commercial | Interruptible - Health | Existing | Space Heating | Natural Gas | Building Shell - Air Sealing (Infiltration Control) | A | Incremental Energy Savings (MWh or mTherms) | Achievable Economic TRC Potential | 0 | 0 | 0.0073782 | 0.003957 | 0.013327 | 0.021572 | 0.032572 | 0.046393 | 0.062746 | 0.080859 | 0.099399 | 0.11649 | 0.12287 | 0.13353 | 0.12439 | 0.10796 | 0.081425 | 0.047047 | 0.0084077 | 0 | 0 | 0 | 0 | 0 | 0 | 0 | 0
F5_Commercial_Interruptible - Health_Existing_Space Heating_Natural Gas_Building Shell - Air Sealing (Infiltration Control)_A_Achievable Economic TRC Potential | F5 | Commercial | Interruptible - Health | Existing | Space Heating | Natural Gas | Building Shell - Air Sealing (Infiltration Control) | A | Incremental Summer Peak Savings (MW) | Achievable Economic TRC Potential | 0 | 0 | 0 | 0 | 0 | 0 | 0 | 0 | 0 | 0 | 0 | 0 | 0 | 0 | 0 | 0 | 0 | 0 | 0 | 0 | 0 | 0 | 0 | 0 | 0 | 0 | 0
F6_Commercial_Interruptible - Health_Existing_Space Heating_Natural Gas_Building Shell - Air Sealing (Infiltration Control)_A_Achievable Economic TRC Potential | F6 | Commercial | Interruptible - Health | Existing | Space Heating | Natural Gas | Building Shell - Air Sealing (Infiltration Control) | A | Incremental Winter Peak Savings (MW) | Achievable Economic TRC Potential | 0 | 0 | 0 | 0 | 0 | 0 | 0 | 0 | 0 | 0 | 0 | 0 | 0 | 0 | 0 | 0 | 0 | 0 | 0 | 0 | 0 | 0 | 0 | 0 | 0 | 0 | 0
F7_Commercial_Interruptible - Health_Existing_Space Heating_Natural Gas_Building Shell - Air Sealing (Infiltration Control)_A_Achievable Economic TRC Potential | F7 | Commercial | Interruptible - Health | Existing | Space Heating | Natural Gas | Building Shell - Air Sealing (Infiltration Control) | A | Cumulative Energy Savings (MWh or mTherms) | Achievable Economic TRC Potential | 0 | 0 | 0.0073782 | 0.011311 | 0.024587 | 0.046038 | 0.07837 | 0.12433 | 0.18637 | 0.26612 | 0.3639 | 0.47812 | 0.59796 | 0.72766 | 0.84736 | 0.94985 | 1.0251 | 1.0656 | 1.0672 | 1.0605 | 1.0539 | 1.0474 | 1.0411 | 1.0349 | 1.0289 | 1.023 | 1.0172
F8_Commercial_Interruptible - Health_Existing_Space Heating_Natural Gas_Building Shell - Air Sealing (Infiltration Control)_A_Achievable Economic TRC Potential | F8 | Commercial | Interruptible - Health | Existing | Space Heating | Natural Gas | Building Shell - Air Sealing (Infiltration Control) | A | Cumulative Summer Peak Savings (MW) | Achievable Economic TRC Potential | 0 | 0 | 0 | 0 | 0 | 0 | 0 | 0 | 0 | 0 | 0 | 0 | 0 | 0 | 0 | 0 | 0 | 0 | 0 | 0 | 0 | 0 | 0 | 0 | 0 | 0 | 0
F9_Commercial_Interruptible - Health_Existing_Space Heating_Natural Gas_Building Shell - Air Sealing (Infiltration Control)_A_Achievable Economic TRC Potential | F9 | Commercial | Interruptible - Health | Existing | Space Heating | Natural Gas | Building Shell - Air Sealing (Infiltration Control) | A | Cumulative Winter Peak Savings (MW) | Achievable Economic TRC Potential | 0 | 0 | 0 | 0 | 0 | 0 | 0 | 0 | 0 | 0 | 0 | 0 | 0 | 0 | 0 | 0 | 0 | 0 | 0 | 0 | 0 | 0 | 0 | 0 | 0 | 0 | 0
F10_Commercial_Interruptible - Health_Existing_Space Heating_Natural Gas_Building Shell - Air Sealing (Infiltration Control)_A_Achievable Economic TRC Potential | F10 | Commercial | Interruptible - Health | Existing | Space Heating | Natural Gas | Building Shell - Air Sealing (Infiltration Control) | A | Purchases (Incremental) | Achievable Economic TRC Potential | 0 | 0 | 0.29553 | 0.15902 | 0.53797 | 0.87507 | 1.3282 | 1.9023 | 2.5877 | 3.3546 | 4.149 | 4.8927 | 5.1937 | 5.6805 | 5.326 | 4.6527 | 3.5319 | 2.0539 | 0.36941 | 0 | 0 | 0 | 0 | 0 | 0 | 0 | 0
F11_Commercial_Interruptible - Health_Existing_Space Heating_Natural Gas_Building Shell - Air Sealing (Infiltration Control)_A_Achievable Economic TRC Potential | F11 | Commercial | Interruptible - Health | Existing | Space Heating | Natural Gas | Building Shell - Air Sealing (Infiltration Control) | A | Purchases (Cumulative) | Achievable Economic TRC Potential | 0 | 0 | 0.29553 | 0.45456 | 0.99252 | 1.8676 | 3.1958 | 5.0982 | 7.6858 | 11.0404 | 15.1894 | 20.0821 | 25.2759 | 30.9564 | 36.2824 | 40.9351 | 44.4669 | 46.5209 | 46.8903 | 46.8903 | 46.8903 | 46.8903 | 46.8903 | 46.8903 | 46.8903 | 46.8903 | 46.8903
F1_Commercial_Interruptible - Health_Existing_Space Heating_Natural Gas_Ventilation - Demand Controlled_A_Achievable Economic TRC Potential | F1 | Commercial | Interruptible - Health | Existing | Space Heating | Natural Gas | Ventilation - Demand Controlled | A | Integrated Unit Energy Savings (kWh or therms) | Achievable Economic TRC Potential | 0 | 0 | 0.037631 | 0.037285 | 0.036853 | 0.03637 | 0.035827 | 0.035216 | 0.034529 | 0.033762 | 0.03292 | 0.032013 | 0.031064 | 0.030113 | 0.029193 | 0.028332 | 0.027557 | 0.026922 | 0.026432 | 0.026021 | 0.02571 | 0.025422 | 0.025268 | 0.025118 | 0.024972 | 0.024829 | 0.024688
F2_Commercial_Interruptible - Health_Existing_Space Heating_Natural Gas_Ventilation - Demand Controlled_A_Achievable Economic TRC Potential | F2 | Commercial | Interruptible - Health | Existing | Space Heating | Natural Gas | Ventilation - Demand Controlled | A | Integrated Unit Summer Peak Savings (kW) | Achievable Economic TRC Potential | 0 | 0 | 0 | 0 | 0 | 0 | 0 | 0 | 0 | 0 | 0 | 0 | 0 | 0 | 0 | 0 | 0 | 0 | 0 | 0 | 0 | 0 | 0 | 0 | 0 | 0 | 0
F3_Commercial_Interruptible - Health_Existing_Space Heating_Natural Gas_Ventilation - Demand Controlled_A_Achievable Economic TRC Potential | F3 | Commercial | Interruptible - Health | Existing | Space Heating | Natural Gas | Ventilation - Demand Controlled | A | Integrated Unit Winter Peak Savings (kW) | Achievable Economic TRC Potential | 0 | 0 | 0 | 0 | 0 | 0 | 0 | 0 | 0 | 0 | 0 | 0 | 0 | 0 | 0 | 0 | 0 | 0 | 0 | 0 | 0 | 0 | 0 | 0 | 0 | 0 | 0
F4_Commercial_Interruptible - Health_Existing_Space Heating_Natural Gas_Ventilation - Demand Controlled_A_Achievable Economic TRC Potential | F4 | Commercial | Interruptible - Health | Existing | Space Heating | Natural Gas | Ventilation - Demand Controlled | A | Incremental Energy Savings (MWh or mTherms) | Achievable Economic TRC Potential | 0 | 0 | 0.34305 | 0.41734 | 0.50479 | 0.57829 | 0.64978 | 0.74671 | 0.80317 | 0.80228 | 0.73718 | 0.61621 | 0.17953 | 0 | 0 | 0 | 0 | 0 | 0 | 0 | 0 | 0 | 0 | 0 | 0 | 0 | 0
F5_Commercial_Interruptible - Health_Existing_Space Heating_Natural Gas_Ventilation - Demand Controlled_A_Achievable Economic TRC Potential | F5 | Commercial | Interruptible - Health | Existing | Space Heating | Natural Gas | Ventilation - Demand Controlled | A | Incremental Summer Peak Savings (MW) | Achievable Economic TRC Potential | 0 | 0 | 0 | 0 | 0 | 0 | 0 | 0 | 0 | 0 | 0 | 0 | 0 | 0 | 0 | 0 | 0 | 0 | 0 | 0 | 0 | 0 | 0 | 0 | 0 | 0 | 0
F6_Commercial_Interruptible - Health_Existing_Space Heating_Natural Gas_Ventilation - Demand Controlled_A_Achievable Economic TRC Potential | F6 | Commercial | Interruptible - Health | Existing | Space Heating | Natural Gas | Ventilation - Demand Controlled | A | Incremental Winter Peak Savings (MW) | Achievable Economic TRC Potential | 0 | 0 | 0 | 0 | 0 | 0 | 0 | 0 | 0 | 0 | 0 | 0 | 0 | 0 | 0 | 0 | 0 | 0 | 0 | 0 | 0 | 0 | 0 | 0 | 0 | 0 | 0
F7_Commercial_Interruptible - Health_Existing_Space Heating_Natural Gas_Ventilation - Demand Controlled_A_Achievable Economic TRC Potential | F7 | Commercial | Interruptible - Health | Existing | Space Heating | Natural Gas | Ventilation - Demand Controlled | A | Cumulative Energy Savings (MWh or mTherms) | Achievable Economic TRC Potential | 0 | 0 | 0.34305 | 0.75723 | 1.2533 | 1.8151 | 2.4378 | 3.1429 | 3.8848 | 4.6008 | 5.2232 | 5.6955 | 5.7063 | 5.5314 | 5.3626 | 5.2044 | 5.062 | 4.9454 | 4.8553 | 4.7799 | 4.7227 | 4.6699 | 4.6416 | 4.6141 | 4.5872 | 4.5608 | 4.535
F8_Commercial_Interruptible - Health_Existing_Space Heating_Natural Gas_Ventilation - Demand Controlled_A_Achievable Economic TRC Potential | F8 | Commercial | Interruptible - Health | Existing | Space Heating | Natural Gas | Ventilation - Demand Controlled | A | Cumulative Summer Peak Savings (MW) | Achievable Economic TRC Potential | 0 | 0 | 0 | 0 | 0 | 0 | 0 | 0 | 0 | 0 | 0 | 0 | 0 | 0 | 0 | 0 | 0 | 0 | 0 | 0 | 0 | 0 | 0 | 0 | 0 | 0 | 0
F9_Commercial_Interruptible - Health_Existing_Space Heating_Natural Gas_Ventilation - Demand Controlled_A_Achievable Economic TRC Potential | F9 | Commercial | Interruptible - Health | Existing | Space Heating | Natural Gas | Ventilation - Demand Controlled | A | Cumulative Winter Peak Savings (MW) | Achievable Economic TRC Potential | 0 | 0 | 0 | 0 | 0 | 0 | 0 | 0 | 0 | 0 | 0 | 0 | 0 | 0 | 0 | 0 | 0 | 0 | 0 | 0 | 0 | 0 | 0 | 0 | 0 | 0 | 0
F10_Commercial_Interruptible - Health_Existing_Space Heating_Natural Gas_Ventilation - Demand Controlled_A_Achievable Economic TRC Potential | F10 | Commercial | Interruptible - Health | Existing | Space Heating | Natural Gas | Ventilation - Demand Controlled | A | Purchases (Incremental) | Achievable Economic TRC Potential | 0 | 0 | 9116.2405 | 11193.2895 | 13697.3107 | 15900.4195 | 18136.4419 | 21203.6807 | 23260.767 | 23762.5165 | 22393.3201 | 19248.9554 | 5779.4139 | 0 | 0 | 0 | 0 | 0 | 0 | 0 | 0 | 0 | 0 | 0 | 0 | 0 | 0
F11_Commercial_Interruptible - Health_Existing_Space Heating_Natural Gas_Ventilation - Demand Controlled_A_Achievable Economic TRC Potential | F11 | Commercial | Interruptible - Health | Existing | Space Heating | Natural Gas | Ventilation - Demand Controlled | A | Purchases (Cumulative) | Achievable Economic TRC Potential | 0 | 0 | 9116.2405 | 20309.5299 | 34006.8406 | 49907.2601 | 68043.702 | 89247.3827 | 112508.1496 | 136270.6661 | 158663.9862 | 177912.9416 | 183692.3555 | 183692.3555 | 183692.3555 | 183692.3555 | 183692.3555 | 183692.3555 | 183692.3555 | 183692.3555 | 183692.3555 | 183692.3555 | 183692.3555 | 183692.3555 | 183692.3555 | 183692.3555 | 183692.3555
F1_Commercial_Interruptible - Health_Existing_Space Heating_Natural Gas_HVAC - Dedicated Outdoor Air System (DOAS)_A_Achievable Economic TRC Potential | F1 | Commercial | Interruptible - Health | Existing | Space Heating | Natural Gas | HVAC - Dedicated Outdoor Air System (DOAS) | A | Integrated Unit Energy Savings (kWh or therms) | Achievable Economic TRC Potential | 0 | 0 | -0.032687 | -0.032579 | -0.032434 | -0.032275 | -0.032107 | -0.031931 | -0.031748 | -0.031559 | -0.031367 | -0.031172 | -0.030974 | -0.030776 | -0.030578 | -0.03038 | -0.030184 | -0.029991 | -0.029799 | -0.029611 | -0.029427 | -0.029246 | -0.029069 | -0.028897 | -0.028728 | -0.028564 | -0.028402
F2_Commercial_Interruptible - Health_Existing_Space Heating_Natural Gas_HVAC - Dedicated Outdoor Air System (DOAS)_A_Achievable Economic TRC Potential | F2 | Commercial | Interruptible - Health | Existing | Space Heating | Natural Gas | HVAC - Dedicated Outdoor Air System (DOAS) | A | Integrated Unit Summer Peak Savings (kW) | Achievable Economic TRC Potential | 0 | 0 | 0 | 0 | 0 | 0 | 0 | 0 | 0 | 0 | 0 | 0 | 0 | 0 | 0 | 0 | 0 | 0 | 0 | 0 | 0 | 0 | 0 | 0 | 0 | 0 | 0
F3_Commercial_Interruptible - Health_Existing_Space Heating_Natural Gas_HVAC - Dedicated Outdoor Air System (DOAS)_A_Achievable Economic TRC Potential | F3 | Commercial | Interruptible - Health | Existing | Space Heating | Natural Gas | HVAC - Dedicated Outdoor Air System (DOAS) | A | Integrated Unit Winter Peak Savings (kW) | Achievable Economic TRC Potential | 0 | 0 | 0 | 0 | 0 | 0 | 0 | 0 | 0 | 0 | 0 | 0 | 0 | 0 | 0 | 0 | 0 | 0 | 0 | 0 | 0 | 0 | 0 | 0 | 0 | 0 | 0
F4_Commercial_Interruptible - Health_Existing_Space Heating_Natural Gas_HVAC - Dedicated Outdoor Air System (DOAS)_A_Achievable Economic TRC Potential | F4 | Commercial | Interruptible - Health | Existing | Space Heating | Natural Gas | HVAC - Dedicated Outdoor Air System (DOAS) | A | Incremental Energy Savings (MWh or mTherms) | Achievable Economic TRC Potential | 0 | 0 | 0 | 0 | 0 | 0 | 0 | 0 | 0 | 0 | 0 | 0 | 0 | 0 | 0 | 0 | 0 | 0 | 0 | 0 | 0 | 0 | 0 | 0 | 0 | 0 | 0
F5_Commercial_Interruptible - Health_Existing_Space Heating_Natural Gas_HVAC - Dedicated Outdoor Air System (DOAS)_A_Achievable Economic TRC Potential | F5 | Commercial | Interruptible - Health | Existing | Space Heating | Natural Gas | HVAC - Dedicated Outdoor Air System (DOAS) | A | Incremental Summer Peak Savings (MW) | Achievable Economic TRC Potential | 0 | 0 | 0 | 0 | 0 | 0 | 0 | 0 | 0 | 0 | 0 | 0 | 0 | 0 | 0 | 0 | 0 | 0 | 0 | 0 | 0 | 0 | 0 | 0 | 0 | 0 | 0
F6_Commercial_Interruptible - Health_Existing_Space Heating_Natural Gas_HVAC - Dedicated Outdoor Air System (DOAS)_A_Achievable Economic TRC Potential | F6 | Commercial | Interruptible - Health | Existing | Space Heating | Natural Gas | HVAC - Dedicated Outdoor Air System (DOAS) | A | Incremental Winter Peak Savings (MW) | Achievable Economic TRC Potential | 0 | 0 | 0 | 0 | 0 | 0 | 0 | 0 | 0 | 0 | 0 | 0 | 0 | 0 | 0 | 0 | 0 | 0 | 0 | 0 | 0 | 0 | 0 | 0 | 0 | 0 | 0
F7_Commercial_Interruptible - Health_Existing_Space Heating_Natural Gas_HVAC - Dedicated Outdoor Air System (DOAS)_A_Achievable Economic TRC Potential | F7 | Commercial | Interruptible - Health | Existing | Space Heating | Natural Gas | HVAC - Dedicated Outdoor Air System (DOAS) | A | Cumulative Energy Savings (MWh or mTherms) | Achievable Economic TRC Potential | 0 | 0 | 0 | 0 | 0 | 0 | 0 | 0 | 0 | 0 | 0 | 0 | 0 | 0 | 0 | 0 | 0 | 0 | 0 | 0 | 0 | 0 | 0 | 0 | 0 | 0 | 0
F8_Commercial_Interruptible - Health_Existing_Space Heating_Natural Gas_HVAC - Dedicated Outdoor Air System (DOAS)_A_Achievable Economic TRC Potential | F8 | Commercial | Interruptible - Health | Existing | Space Heating | Natural Gas | HVAC - Dedicated Outdoor Air System (DOAS) | A | Cumulative Summer Peak Savings (MW) | Achievable Economic TRC Potential | 0 | 0 | 0 | 0 | 0 | 0 | 0 | 0 | 0 | 0 | 0 | 0 | 0 | 0 | 0 | 0 | 0 | 0 | 0 | 0 | 0 | 0 | 0 | 0 | 0 | 0 | 0
F9_Commercial_Interruptible - Health_Existing_Space Heating_Natural Gas_HVAC - Dedicated Outdoor Air System (DOAS)_A_Achievable Economic TRC Potential | F9 | Commercial | Interruptible - Health | Existing | Space Heating | Natural Gas | HVAC - Dedicated Outdoor Air System (DOAS) | A | Cumulative Winter Peak Savings (MW) | Achievable Economic TRC Potential | 0 | 0 | 0 | 0 | 0 | 0 | 0 | 0 | 0 | 0 | 0 | 0 | 0 | 0 | 0 | 0 | 0 | 0 | 0 | 0 | 0 | 0 | 0 | 0 | 0 | 0 | 0
F10_Commercial_Interruptible - Health_Existing_Space Heating_Natural Gas_HVAC - Dedicated Outdoor Air System (DOAS)_A_Achievable Economic TRC Potential | F10 | Commercial | Interruptible - Health | Existing | Space Heating | Natural Gas | HVAC - Dedicated Outdoor Air System (DOAS) | A | Purchases (Incremental) | Achievable Economic TRC Potential | 0 | 0 | 0 | 0 | 0 | 0 | 0 | 0 | 0 | 0 | 0 | 0 | 0 | 0 | 0 | 0 | 0 | 0 | 0 | 0 | 0 | 0 | 0 | 0 | 0 | 0 | 0
F11_Commercial_Interruptible - Health_Existing_Space Heating_Natural Gas_HVAC - Dedicated Outdoor Air System (DOAS)_A_Achievable Economic TRC Potential | F11 | Commercial | Interruptible - Health | Existing | Space Heating | Natural Gas | HVAC - Dedicated Outdoor Air System (DOAS) | A | Purchases (Cumulative) | Achievable Economic TRC Potential | 0 | 0 | 0 | 0 | 0 | 0 | 0 | 0 | 0 | 0 | 0 | 0 | 0 | 0 | 0 | 0 | 0 | 0 | 0 | 0 | 0 | 0 | 0 | 0 | 0 | 0 | 0
F1_Commercial_Interruptible - Health_Existing_Space Heating_Natural Gas_Destratification Fans (HVLS)_A_Achievable Economic TRC Potential | F1 | Commercial | Interruptible - Health | Existing | Space Heating | Natural Gas | Destratification Fans (HVLS) | A | Integrated Unit Energy Savings (kWh or therms) | Achievable Economic TRC Potential | 0 | 0 | 762.3318 | 754.5702 | 744.9087 | 734.052 | 721.8669 | 708.1085 | 692.7089 | 675.709 | 657.2897 | 637.8078 | 618.114 | 598.6755 | 579.9818 | 562.528 | 546.885 | 534.0943 | 524.215 | 515.9668 | 509.7524 | 504.008 | 500.9562 | 497.9828 | 495.0792 | 492.2374 | 489.4504
F2_Commercial_Interruptible - Health_Existing_Space Heating_Natural Gas_Destratification Fans (HVLS)_A_Achievable Economic TRC Potential | F2 | Commercial | Interruptible - Health | Existing | Space Heating | Natural Gas | Destratification Fans (HVLS) | A | Integrated Unit Summer Peak Savings (kW) | Achievable Economic TRC Potential | 0 | 0 | 0 | 0 | 0 | 0 | 0 | 0 | 0 | 0 | 0 | 0 | 0 | 0 | 0 | 0 | 0 | 0 | 0 | 0 | 0 | 0 | 0 | 0 | 0 | 0 | 0
F3_Commercial_Interruptible - Health_Existing_Space Heating_Natural Gas_Destratification Fans (HVLS)_A_Achievable Economic TRC Potential | F3 | Commercial | Interruptible - Health | Existing | Space Heating | Natural Gas | Destratification Fans (HVLS) | A | Integrated Unit Winter Peak Savings (kW) | Achievable Economic TRC Potential | 0 | 0 | 0 | 0 | 0 | 0 | 0 | 0 | 0 | 0 | 0 | 0 | 0 | 0 | 0 | 0 | 0 | 0 | 0 | 0 | 0 | 0 | 0 | 0 | 0 | 0 | 0
F4_Commercial_Interruptible - Health_Existing_Space Heating_Natural Gas_Destratification Fans (HVLS)_A_Achievable Economic TRC Potential | F4 | Commercial | Interruptible - Health | Existing | Space Heating | Natural Gas | Destratification Fans (HVLS) | A | Incremental Energy Savings (MWh or mTherms) | Achievable Economic TRC Potential | 0 | 0 | 0 | 0 | 0 | 0 | 0 | 0 | 0 | 0 | 0 | 0 | 0 | 0 | 0 | 0 | 0 | 0 | 0 | 0 | 0 | 0 | 0 | 0 | 0 | 0 | 0
F5_Commercial_Interruptible - Health_Existing_Space Heating_Natural Gas_Destratification Fans (HVLS)_A_Achievable Economic TRC Potential | F5 | Commercial | Interruptible - Health | Existing | Space Heating | Natural Gas | Destratification Fans (HVLS) | A | Incremental Summer Peak Savings (MW) | Achievable Economic TRC Potential | 0 | 0 | 0 | 0 | 0 | 0 | 0 | 0 | 0 | 0 | 0 | 0 | 0 | 0 | 0 | 0 | 0 | 0 | 0 | 0 | 0 | 0 | 0 | 0 | 0 | 0 | 0
F6_Commercial_Interruptible - Health_Existing_Space Heating_Natural Gas_Destratification Fans (HVLS)_A_Achievable Economic TRC Potential | F6 | Commercial | Interruptible - Health | Existing | Space Heating | Natural Gas | Destratification Fans (HVLS) | A | Incremental Winter Peak Savings (MW) | Achievable Economic TRC Potential | 0 | 0 | 0 | 0 | 0 | 0 | 0 | 0 | 0 | 0 | 0 | 0 | 0 | 0 | 0 | 0 | 0 | 0 | 0 | 0 | 0 | 0 | 0 | 0 | 0 | 0 | 0
F7_Commercial_Interruptible - Health_Existing_Space Heating_Natural Gas_Destratification Fans (HVLS)_A_Achievable Economic TRC Potential | F7 | Commercial | Interruptible - Health | Existing | Space Heating | Natural Gas | Destratification Fans (HVLS) | A | Cumulative Energy Savings (MWh or mTherms) | Achievable Economic TRC Potential | 0 | 0 | 0 | 0 | 0 | 0 | 0 | 0 | 0 | 0 | 0 | 0 | 0 | 0 | 0 | 0 | 0 | 0 | 0 | 0 | 0 | 0 | 0 | 0 | 0 | 0 | 0
F8_Commercial_Interruptible - Health_Existing_Space Heating_Natural Gas_Destratification Fans (HVLS)_A_Achievable Economic TRC Potential | F8 | Commercial | Interruptible - Health | Existing | Space Heating | Natural Gas | Destratification Fans (HVLS) | A | Cumulative Summer Peak Savings (MW) | Achievable Economic TRC Potential | 0 | 0 | 0 | 0 | 0 | 0 | 0 | 0 | 0 | 0 | 0 | 0 | 0 | 0 | 0 | 0 | 0 | 0 | 0 | 0 | 0 | 0 | 0 | 0 | 0 | 0 | 0
F9_Commercial_Interruptible - Health_Existing_Space Heating_Natural Gas_Destratification Fans (HVLS)_A_Achievable Economic TRC Potential | F9 | Commercial | Interruptible - Health | Existing | Space Heating | Natural Gas | Destratification Fans (HVLS) | A | Cumulative Winter Peak Savings (MW) | Achievable Economic TRC Potential | 0 | 0 | 0 | 0 | 0 | 0 | 0 | 0 | 0 | 0 | 0 | 0 | 0 | 0 | 0 | 0 | 0 | 0 | 0 | 0 | 0 | 0 | 0 | 0 | 0 | 0 | 0
F10_Commercial_Interruptible - Health_Existing_Space Heating_Natural Gas_Destratification Fans (HVLS)_A_Achievable Economic TRC Potential | F10 | Commercial | Interruptible - Health | Existing | Space Heating | Natural Gas | Destratification Fans (HVLS) | A | Purchases (Incremental) | Achievable Economic TRC Potential | 0 | 0 | 0 | 0 | 0 | 0 | 0 | 0 | 0 | 0 | 0 | 0 | 0 | 0 | 0 | 0 | 0 | 0 | 0 | 0 | 0 | 0 | 0 | 0 | 0 | 0 | 0
F11_Commercial_Interruptible - Health_Existing_Space Heating_Natural Gas_Destratification Fans (HVLS)_A_Achievable Economic TRC Potential | F11 | Commercial | Interruptible - Health | Existing | Space Heating | Natural Gas | Destratification Fans (HVLS) | A | Purchases (Cumulative) | Achievable Economic TRC Potential | 0 | 0 | 0 | 0 | 0 | 0 | 0 | 0 | 0 | 0 | 0 | 0 | 0 | 0 | 0 | 0 | 0 | 0 | 0 | 0 | 0 | 0 | 0 | 0 | 0 | 0 | 0
F1_Commercial_Interruptible - Health_Existing_Space Heating_Natural Gas_Gas Boiler - Maintenance_A_Achievable Economic TRC Potential | F1 | Commercial | Interruptible - Health | Existing | Space Heating | Natural Gas | Gas Boiler - Maintenance | A | Integrated Unit Energy Savings (kWh or therms) | Achievable Economic TRC Potential | 0 | 0 | 0.17094 | 0.16883 | 0.16632 | 0.16356 | 0.16068 | 0.15743 | 0.1538 | 0.14983 | 0.14571 | 0.14141 | 0.13708 | 0.13279 | 0.12867 | 0.12483 | 0.12138 | 0.11857 | 0.1164 | 0.11459 | 0.11323 | 0.11197 | 0.11131 | 0.11066 | 0.11003 | 0.10941 | 0.1088
F2_Commercial_Interruptible - Health_Existing_Space Heating_Natural Gas_Gas Boiler - Maintenance_A_Achievable Economic TRC Potential | F2 | Commercial | Interruptible - Health | Existing | Space Heating | Natural Gas | Gas Boiler - Maintenance | A | Integrated Unit Summer Peak Savings (kW) | Achievable Economic TRC Potential | 0 | 0 | 0 | 0 | 0 | 0 | 0 | 0 | 0 | 0 | 0 | 0 | 0 | 0 | 0 | 0 | 0 | 0 | 0 | 0 | 0 | 0 | 0 | 0 | 0 | 0 | 0
F3_Commercial_Interruptible - Health_Existing_Space Heating_Natural Gas_Gas Boiler - Maintenance_A_Achievable Economic TRC Potential | F3 | Commercial | Interruptible - Health | Existing | Space Heating | Natural Gas | Gas Boiler - Maintenance | A | Integrated Unit Winter Peak Savings (kW) | Achievable Economic TRC Potential | 0 | 0 | 0 | 0 | 0 | 0 | 0 | 0 | 0 | 0 | 0 | 0 | 0 | 0 | 0 | 0 | 0 | 0 | 0 | 0 | 0 | 0 | 0 | 0 | 0 | 0 | 0
F4_Commercial_Interruptible - Health_Existing_Space Heating_Natural Gas_Gas Boiler - Maintenance_A_Achievable Economic TRC Potential | F4 | Commercial | Interruptible - Health | Existing | Space Heating | Natural Gas | Gas Boiler - Maintenance | A | Incremental Energy Savings (MWh or mTherms) | Achievable Economic TRC Potential | 0 | 0 | 0 | 0 | 0 | 0 | 0 | 0 | 0 | 0 | 0 | 0 | 0 | 0 | 0 | 0 | 0 | 0 | 0 | 0 | 0 | 0 | 0 | 0 | 0 | 0 | 0
F5_Commercial_Interruptible - Health_Existing_Space Heating_Natural Gas_Gas Boiler - Maintenance_A_Achievable Economic TRC Potential | F5 | Commercial | Interruptible - Health | Existing | Space Heating | Natural Gas | Gas Boiler - Maintenance | A | Incremental Summer Peak Savings (MW) | Achievable Economic TRC Potential | 0 | 0 | 0 | 0 | 0 | 0 | 0 | 0 | 0 | 0 | 0 | 0 | 0 | 0 | 0 | 0 | 0 | 0 | 0 | 0 | 0 | 0 | 0 | 0 | 0 | 0 | 0
F6_Commercial_Interruptible - Health_Existing_Space Heating_Natural Gas_Gas Boiler - Maintenance_A_Achievable Economic TRC Potential | F6 | Commercial | Interruptible - Health | Existing | Space Heating | Natural Gas | Gas Boiler - Maintenance | A | Incremental Winter Peak Savings (MW) | Achievable Economic TRC Potential | 0 | 0 | 0 | 0 | 0 | 0 | 0 | 0 | 0 | 0 | 0 | 0 | 0 | 0 | 0 | 0 | 0 | 0 | 0 | 0 | 0 | 0 | 0 | 0 | 0 | 0 | 0
F7_Commercial_Interruptible - Health_Existing_Space Heating_Natural Gas_Gas Boiler - Maintenance_A_Achievable Economic TRC Potential | F7 | Commercial | Interruptible - Health | Existing | Space Heating | Natural Gas | Gas Boiler - Maintenance | A | Cumulative Energy Savings (MWh or mTherms) | Achievable Economic TRC Potential | 0 | 0 | 0 | 0 | 0 | 0 | 0 | 0 | 0 | 0 | 0 | 0 | 0 | 0 | 0 | 0 | 0 | 0 | 0 | 0 | 0 | 0 | 0 | 0 | 0 | 0 | 0
F8_Commercial_Interruptible - Health_Existing_Space Heating_Natural Gas_Gas Boiler - Maintenance_A_Achievable Economic TRC Potential | F8 | Commercial | Interruptible - Health | Existing | Space Heating | Natural Gas | Gas Boiler - Maintenance | A | Cumulative Summer Peak Savings (MW) | Achievable Economic TRC Potential | 0 | 0 | 0 | 0 | 0 | 0 | 0 | 0 | 0 | 0 | 0 | 0 | 0 | 0 | 0 | 0 | 0 | 0 | 0 | 0 | 0 | 0 | 0 | 0 | 0 | 0 | 0
F9_Commercial_Interruptible - Health_Existing_Space Heating_Natural Gas_Gas Boiler - Maintenance_A_Achievable Economic TRC Potential | F9 | Commercial | Interruptible - Health | Existing | Space Heating | Natural Gas | Gas Boiler - Maintenance | A | Cumulative Winter Peak Savings (MW) | Achievable Economic TRC Potential | 0 | 0 | 0 | 0 | 0 | 0 | 0 | 0 | 0 | 0 | 0 | 0 | 0 | 0 | 0 | 0 | 0 | 0 | 0 | 0 | 0 | 0 | 0 | 0 | 0 | 0 | 0
F10_Commercial_Interruptible - Health_Existing_Space Heating_Natural Gas_Gas Boiler - Maintenance_A_Achievable Economic TRC Potential | F10 | Commercial | Interruptible - Health | Existing | Space Heating | Natural Gas | Gas Boiler - Maintenance | A | Purchases (Incremental) | Achievable Economic TRC Potential | 0 | 0 | 0 | 0 | 0 | 0 | 0 | 0 | 0 | 0 | 0 | 0 | 0 | 0 | 0 | 0 | 0 | 0 | 0 | 0 | 0 | 0 | 0 | 0 | 0 | 0 | 0
F11_Commercial_Interruptible - Health_Existing_Space Heating_Natural Gas_Gas Boiler - Maintenance_A_Achievable Economic TRC Potential | F11 | Commercial | Interruptible - Health | Existing | Space Heating | Natural Gas | Gas Boiler - Maintenance | A | Purchases (Cumulative) | Achievable Economic TRC Potential | 0 | 0 | 0 | 0 | 0 | 0 | 0 | 0 | 0 | 0 | 0 | 0 | 0 | 0 | 0 | 0 | 0 | 0 | 0 | 0 | 0 | 0 | 0 | 0 | 0 | 0 | 0
F1_Commercial_Interruptible - Health_Existing_Space Heating_Natural Gas_Gas Furnace - Maintenance_A_Achievable Economic TRC Potential | F1 | Commercial | Interruptible - Health | Existing | Space Heating | Natural Gas | Gas Furnace - Maintenance | A | Integrated Unit Energy Savings (kWh or therms) | Achievable Economic TRC Potential | 0 | 0 | 0.068184 | 0.067309 | 0.066245 | 0.065064 | 0.063814 | 0.062399 | 0.060822 | 0.059096 | 0.057308 | 0.055447 | 0.053575 | 0.051731 | 0.04996 | 0.048307 | 0.04682 | 0.045589 | 0.044617 | 0.043797 | 0.043161 | 0.042574 | 0.042222 | 0.041885 | 0.041561 | 0.041248 | 0.040946
F2_Commercial_Interruptible - Health_Existing_Space Heating_Natural Gas_Gas Furnace - Maintenance_A_Achievable Economic TRC Potential | F2 | Commercial | Interruptible - Health | Existing | Space Heating | Natural Gas | Gas Furnace - Maintenance | A | Integrated Unit Summer Peak Savings (kW) | Achievable Economic TRC Potential | 0 | 0 | 0 | 0 | 0 | 0 | 0 | 0 | 0 | 0 | 0 | 0 | 0 | 0 | 0 | 0 | 0 | 0 | 0 | 0 | 0 | 0 | 0 | 0 | 0 | 0 | 0
F3_Commercial_Interruptible - Health_Existing_Space Heating_Natural Gas_Gas Furnace - Maintenance_A_Achievable Economic TRC Potential | F3 | Commercial | Interruptible - Health | Existing | Space Heating | Natural Gas | Gas Furnace - Maintenance | A | Integrated Unit Winter Peak Savings (kW) | Achievable Economic TRC Potential | 0 | 0 | 0 | 0 | 0 | 0 | 0 | 0 | 0 | 0 | 0 | 0 | 0 | 0 | 0 | 0 | 0 | 0 | 0 | 0 | 0 | 0 | 0 | 0 | 0 | 0 | 0
F4_Commercial_Interruptible - Health_Existing_Space Heating_Natural Gas_Gas Furnace - Maintenance_A_Achievable Economic TRC Potential | F4 | Commercial | Interruptible - Health | Existing | Space Heating | Natural Gas | Gas Furnace - Maintenance | A | Incremental Energy Savings (MWh or mTherms) | Achievable Economic TRC Potential | 0 | 0 | 0 | 0 | 0 | 0 | 0 | 0 | 0 | 0 | 0 | 0 | 0 | 0 | 0 | 0 | 0 | 0 | 0 | 0 | 0 | 0 | 0 | 0 | 0 | 0 | 0
F5_Commercial_Interruptible - Health_Existing_Space Heating_Natural Gas_Gas Furnace - Maintenance_A_Achievable Economic TRC Potential | F5 | Commercial | Interruptible - Health | Existing | Space Heating | Natural Gas | Gas Furnace - Maintenance | A | Incremental Summer Peak Savings (MW) | Achievable Economic TRC Potential | 0 | 0 | 0 | 0 | 0 | 0 | 0 | 0 | 0 | 0 | 0 | 0 | 0 | 0 | 0 | 0 | 0 | 0 | 0 | 0 | 0 | 0 | 0 | 0 | 0 | 0 | 0
F6_Commercial_Interruptible - Health_Existing_Space Heating_Natural Gas_Gas Furnace - Maintenance_A_Achievable Economic TRC Potential | F6 | Commercial | Interruptible - Health | Existing | Space Heating | Natural Gas | Gas Furnace - Maintenance | A | Incremental Winter Peak Savings (MW) | Achievable Economic TRC Potential | 0 | 0 | 0 | 0 | 0 | 0 | 0 | 0 | 0 | 0 | 0 | 0 | 0 | 0 | 0 | 0 | 0 | 0 | 0 | 0 | 0 | 0 | 0 | 0 | 0 | 0 | 0
F7_Commercial_Interruptible - Health_Existing_Space Heating_Natural Gas_Gas Furnace - Maintenance_A_Achievable Economic TRC Potential | F7 | Commercial | Interruptible - Health | Existing | Space Heating | Natural Gas | Gas Furnace - Maintenance | A | Cumulative Energy Savings (MWh or mTherms) | Achievable Economic TRC Potential | 0 | 0 | 0 | 0 | 0 | 0 | 0 | 0 | 0 | 0 | 0 | 0 | 0 | 0 | 0 | 0 | 0 | 0 | 0 | 0 | 0 | 0 | 0 | 0 | 0 | 0 | 0
F8_Commercial_Interruptible - Health_Existing_Space Heating_Natural Gas_Gas Furnace - Maintenance_A_Achievable Economic TRC Potential | F8 | Commercial | Interruptible - Health | Existing | Space Heating | Natural Gas | Gas Furnace - Maintenance | A | Cumulative Summer Peak Savings (MW) | Achievable Economic TRC Potential | 0 | 0 | 0 | 0 | 0 | 0 | 0 | 0 | 0 | 0 | 0 | 0 | 0 | 0 | 0 | 0 | 0 | 0 | 0 | 0 | 0 | 0 | 0 | 0 | 0 | 0 | 0
F9_Commercial_Interruptible - Health_Existing_Space Heating_Natural Gas_Gas Furnace - Maintenance_A_Achievable Economic TRC Potential | F9 | Commercial | Interruptible - Health | Existing | Space Heating | Natural Gas | Gas Furnace - Maintenance | A | Cumulative Winter Peak Savings (MW) | Achievable Economic TRC Potential | 0 | 0 | 0 | 0 | 0 | 0 | 0 | 0 | 0 | 0 | 0 | 0 | 0 | 0 | 0 | 0 | 0 | 0 | 0 | 0 | 0 | 0 | 0 | 0 | 0 | 0 | 0
F10_Commercial_Interruptible - Health_Existing_Space Heating_Natural Gas_Gas Furnace - Maintenance_A_Achievable Economic TRC Potential | F10 | Commercial | Interruptible - Health | Existing | Space Heating | Natural Gas | Gas Furnace - Maintenance | A | Purchases (Incremental) | Achievable Economic TRC Potential | 0 | 0 | 0 | 0 | 0 | 0 | 0 | 0 | 0 | 0 | 0 | 0 | 0 | 0 | 0 | 0 | 0 | 0 | 0 | 0 | 0 | 0 | 0 | 0 | 0 | 0 | 0
F11_Commercial_Interruptible - Health_Existing_Space Heating_Natural Gas_Gas Furnace - Maintenance_A_Achievable Economic TRC Potential | F11 | Commercial | Interruptible - Health | Existing | Space Heating | Natural Gas | Gas Furnace - Maintenance | A | Purchases (Cumulative) | Achievable Economic TRC Potential | 0 | 0 | 0 | 0 | 0 | 0 | 0 | 0 | 0 | 0 | 0 | 0 | 0 | 0 | 0 | 0 | 0 | 0 | 0 | 0 | 0 | 0 | 0 | 0 | 0 | 0 | 0
F1_Commercial_Interruptible - Health_Existing_Space Heating_Natural Gas_Gas Boiler - Hot Water Reset_A_Achievable Economic TRC Potential | F1 | Commercial | Interruptible - Health | Existing | Space Heating | Natural Gas | Gas Boiler - Hot Water Reset | A | Integrated Unit Energy Savings (kWh or therms) | Achievable Economic TRC Potential | 0 | 0 | 305.4215 | 304.1422 | 302.5237 | 300.7801 | 298.9527 | 297.0534 | 295.0939 | 293.0848 | 291.0366 | 288.9595 | 286.8668 | 284.7639 | 282.6683 | 280.5903 | 278.5402 | 276.6517 | 274.9353 | 273.25 | 271.5924 | 269.9648 | 268.3723 | 266.8185 | 265.2989 | 263.8096 | 262.347
F2_Commercial_Interruptible - Health_Existing_Space Heating_Natural Gas_Gas Boiler - Hot Water Reset_A_Achievable Economic TRC Potential | F2 | Commercial | Interruptible - Health | Existing | Space Heating | Natural Gas | Gas Boiler - Hot Water Reset | A | Integrated Unit Summer Peak Savings (kW) | Achievable Economic TRC Potential | 0 | 0 | 0 | 0 | 0 | 0 | 0 | 0 | 0 | 0 | 0 | 0 | 0 | 0 | 0 | 0 | 0 | 0 | 0 | 0 | 0 | 0 | 0 | 0 | 0 | 0 | 0
F3_Commercial_Interruptible - Health_Existing_Space Heating_Natural Gas_Gas Boiler - Hot Water Reset_A_Achievable Economic TRC Potential | F3 | Commercial | Interruptible - Health | Existing | Space Heating | Natural Gas | Gas Boiler - Hot Water Reset | A | Integrated Unit Winter Peak Savings (kW) | Achievable Economic TRC Potential | 0 | 0 | 0 | 0 | 0 | 0 | 0 | 0 | 0 | 0 | 0 | 0 | 0 | 0 | 0 | 0 | 0 | 0 | 0 | 0 | 0 | 0 | 0 | 0 | 0 | 0 | 0
F4_Commercial_Interruptible - Health_Existing_Space Heating_Natural Gas_Gas Boiler - Hot Water Reset_A_Achievable Economic TRC Potential | F4 | Commercial | Interruptible - Health | Existing | Space Heating | Natural Gas | Gas Boiler - Hot Water Reset | A | Incremental Energy Savings (MWh or mTherms) | Achievable Economic TRC Potential | 0 | 0 | 0.20248 | 0.41387 | 0.41167 | 0.40929 | 0.40681 | 0.40422 | 0.40156 | 0.39882 | 0.39603 | 0.39321 | 0.39036 | 0.3875 | 0.38465 | 0.38182 | 0.37903 | 0.37646 | 0.37412 | 0.37183 | 0.36957 | 0.36736 | 0 | 0 | 0 | 0 | 0
F5_Commercial_Interruptible - Health_Existing_Space Heating_Natural Gas_Gas Boiler - Hot Water Reset_A_Achievable Economic TRC Potential | F5 | Commercial | Interruptible - Health | Existing | Space Heating | Natural Gas | Gas Boiler - Hot Water Reset | A | Incremental Summer Peak Savings (MW) | Achievable Economic TRC Potential | 0 | 0 | 0 | 0 | 0 | 0 | 0 | 0 | 0 | 0 | 0 | 0 | 0 | 0 | 0 | 0 | 0 | 0 | 0 | 0 | 0 | 0 | 0 | 0 | 0 | 0 | 0
F6_Commercial_Interruptible - Health_Existing_Space Heating_Natural Gas_Gas Boiler - Hot Water Reset_A_Achievable Economic TRC Potential | F6 | Commercial | Interruptible - Health | Existing | Space Heating | Natural Gas | Gas Boiler - Hot Water Reset | A | Incremental Winter Peak Savings (MW) | Achievable Economic TRC Potential | 0 | 0 | 0 | 0 | 0 | 0 | 0 | 0 | 0 | 0 | 0 | 0 | 0 | 0 | 0 | 0 | 0 | 0 | 0 | 0 | 0 | 0 | 0 | 0 | 0 | 0 | 0
F7_Commercial_Interruptible - Health_Existing_Space Heating_Natural Gas_Gas Boiler - Hot Water Reset_A_Achievable Economic TRC Potential | F7 | Commercial | Interruptible - Health | Existing | Space Heating | Natural Gas | Gas Boiler - Hot Water Reset | A | Cumulative Energy Savings (MWh or mTherms) | Achievable Economic TRC Potential | 0 | 0 | 0.20248 | 0.6155 | 1.0239 | 1.4273 | 1.8254 | 2.218 | 2.605 | 2.986 | 3.3612 | 3.7304 | 4.0938 | 4.4513 | 4.8032 | 5.1497 | 5.4911 | 5.8303 | 6.1682 | 6.5023 | 6.8324 | 7.1588 | 7.1166 | 7.0754 | 7.0351 | 6.9956 | 6.9568
F8_Commercial_Interruptible - Health_Existing_Space Heating_Natural Gas_Gas Boiler - Hot Water Reset_A_Achievable Economic TRC Potential | F8 | Commercial | Interruptible - Health | Existing | Space Heating | Natural Gas | Gas Boiler - Hot Water Reset | A | Cumulative Summer Peak Savings (MW) | Achievable Economic TRC Potential | 0 | 0 | 0 | 0 | 0 | 0 | 0 | 0 | 0 | 0 | 0 | 0 | 0 | 0 | 0 | 0 | 0 | 0 | 0 | 0 | 0 | 0 | 0 | 0 | 0 | 0 | 0
F9_Commercial_Interruptible - Health_Existing_Space Heating_Natural Gas_Gas Boiler - Hot Water Reset_A_Achievable Economic TRC Potential | F9 | Commercial | Interruptible - Health | Existing | Space Heating | Natural Gas | Gas Boiler - Hot Water Reset | A | Cumulative Winter Peak Savings (MW) | Achievable Economic TRC Potential | 0 | 0 | 0 | 0 | 0 | 0 | 0 | 0 | 0 | 0 | 0 | 0 | 0 | 0 | 0 | 0 | 0 | 0 | 0 | 0 | 0 | 0 | 0 | 0 | 0 | 0 | 0
F10_Commercial_Interruptible - Health_Existing_Space Heating_Natural Gas_Gas Boiler - Hot Water Reset_A_Achievable Economic TRC Potential | F10 | Commercial | Interruptible - Health | Existing | Space Heating | Natural Gas | Gas Boiler - Hot Water Reset | A | Purchases (Incremental) | Achievable Economic TRC Potential | 0 | 0 | 0.66294 | 1.3608 | 1.3608 | 1.3608 | 1.3608 | 1.3608 | 1.3608 | 1.3608 | 1.3608 | 1.3608 | 1.3608 | 1.3608 | 1.3608 | 1.3608 | 1.3608 | 1.3608 | 1.3608 | 1.3608 | 1.3608 | 1.3608 | 0 | 0 | 0 | 0 | 0
F11_Commercial_Interruptible - Health_Existing_Space Heating_Natural Gas_Gas Boiler - Hot Water Reset_A_Achievable Economic TRC Potential | F11 | Commercial | Interruptible - Health | Existing | Space Heating | Natural Gas | Gas Boiler - Hot Water Reset | A | Purchases (Cumulative) | Achievable Economic TRC Potential | 0 | 0 | 0.66294 | 2.0237 | 3.3845 | 4.7453 | 6.106 | 7.4668 | 8.8276 | 10.1883 | 11.5491 | 12.9099 | 14.2706 | 15.6314 | 16.9922 | 18.353 | 19.7137 | 21.0745 | 22.4353 | 23.796 | 25.1568 | 26.5176 | 26.5176 | 26.5176 | 26.5176 | 26.5176 | 26.5176
F1_Commercial_Interruptible - Health_Existing_Space Heating_Natural Gas_Gas Boiler - Steam Trap Replacement_A_Achievable Economic TRC Potential | F1 | Commercial | Interruptible - Health | Existing | Space Heating | Natural Gas | Gas Boiler - Steam Trap Replacement | A | Integrated Unit Energy Savings (kWh or therms) | Achievable Economic TRC Potential | 0 | 0 | 79.556 | 79.1594 | 78.6476 | 78.0798 | 77.459 | 76.7806 | 76.0405 | 75.237 | 74.3722 | 73.4536 | 72.4959 | 71.5185 | 70.5484 | 69.6122 | 68.7341 | 67.9613 | 67.3007 | 66.7025 | 66.1773 | 65.6762 | 65.2887 | 64.9106 | 64.5408 | 64.1784 | 63.8224
F2_Commercial_Interruptible - Health_Existing_Space Heating_Natural Gas_Gas Boiler - Steam Trap Replacement_A_Achievable Economic TRC Potential | F2 | Commercial | Interruptible - Health | Existing | Space Heating | Natural Gas | Gas Boiler - Steam Trap Replacement | A | Integrated Unit Summer Peak Savings (kW) | Achievable Economic TRC Potential | 0 | 0 | 0 | 0 | 0 | 0 | 0 | 0 | 0 | 0 | 0 | 0 | 0 | 0 | 0 | 0 | 0 | 0 | 0 | 0 | 0 | 0 | 0 | 0 | 0 | 0 | 0
F3_Commercial_Interruptible - Health_Existing_Space Heating_Natural Gas_Gas Boiler - Steam Trap Replacement_A_Achievable Economic TRC Potential | F3 | Commercial | Interruptible - Health | Existing | Space Heating | Natural Gas | Gas Boiler - Steam Trap Replacement | A | Integrated Unit Winter Peak Savings (kW) | Achievable Economic TRC Potential | 0 | 0 | 0 | 0 | 0 | 0 | 0 | 0 | 0 | 0 | 0 | 0 | 0 | 0 | 0 | 0 | 0 | 0 | 0 | 0 | 0 | 0 | 0 | 0 | 0 | 0 | 0
F4_Commercial_Interruptible - Health_Existing_Space Heating_Natural Gas_Gas Boiler - Steam Trap Replacement_A_Achievable Economic TRC Potential | F4 | Commercial | Interruptible - Health | Existing | Space Heating | Natural Gas | Gas Boiler - Steam Trap Replacement | A | Incremental Energy Savings (MWh or mTherms) | Achievable Economic TRC Potential | 0 | 0 | 0.011849 | 0.024201 | 0.024045 | 0.023871 | 0.023681 | 0.023474 | 0.011922 | 4.1765e-18 | 0 | 8.155e-18 | 8.0487e-18 | 7.9402e-18 | 0 | 3.8643e-17 | 0 | 3.7726e-17 | 0 | 3.7027e-17 | 0 | 0 | 0 | 0 | 0 | 0 | 0
F5_Commercial_Interruptible - Health_Existing_Space Heating_Natural Gas_Gas Boiler - Steam Trap Replacement_A_Achievable Economic TRC Potential | F5 | Commercial | Interruptible - Health | Existing | Space Heating | Natural Gas | Gas Boiler - Steam Trap Replacement | A | Incremental Summer Peak Savings (MW) | Achievable Economic TRC Potential | 0 | 0 | 0 | 0 | 0 | 0 | 0 | 0 | 0 | 0 | 0 | 0 | 0 | 0 | 0 | 0 | 0 | 0 | 0 | 0 | 0 | 0 | 0 | 0 | 0 | 0 | 0
F6_Commercial_Interruptible - Health_Existing_Space Heating_Natural Gas_Gas Boiler - Steam Trap Replacement_A_Achievable Economic TRC Potential | F6 | Commercial | Interruptible - Health | Existing | Space Heating | Natural Gas | Gas Boiler - Steam Trap Replacement | A | Incremental Winter Peak Savings (MW) | Achievable Economic TRC Potential | 0 | 0 | 0 | 0 | 0 | 0 | 0 | 0 | 0 | 0 | 0 | 0 | 0 | 0 | 0 | 0 | 0 | 0 | 0 | 0 | 0 | 0 | 0 | 0 | 0 | 0 | 0
F7_Commercial_Interruptible - Health_Existing_Space Heating_Natural Gas_Gas Boiler - Steam Trap Replacement_A_Achievable Economic TRC Potential | F7 | Commercial | Interruptible - Health | Existing | Space Heating | Natural Gas | Gas Boiler - Steam Trap Replacement | A | Cumulative Energy Savings (MWh or mTherms) | Achievable Economic TRC Potential | 0 | 0 | 0.011849 | 0.035992 | 0.059804 | 0.083243 | 0.10626 | 0.12881 | 0.13949 | 0.13801 | 0.13643 | 0.13474 | 0.13298 | 0.13119 | 0.12941 | 0.12769 | 0.12608 | 0.12467 | 0.12345 | 0.12236 | 0.12139 | 0.12047 | 0.11976 | 0.11907 | 0.11839 | 0.11773 | 0.11707
F8_Commercial_Interruptible - Health_Existing_Space Heating_Natural Gas_Gas Boiler - Steam Trap Replacement_A_Achievable Economic TRC Potential | F8 | Commercial | Interruptible - Health | Existing | Space Heating | Natural Gas | Gas Boiler - Steam Trap Replacement | A | Cumulative Summer Peak Savings (MW) | Achievable Economic TRC Potential | 0 | 0 | 0 | 0 | 0 | 0 | 0 | 0 | 0 | 0 | 0 | 0 | 0 | 0 | 0 | 0 | 0 | 0 | 0 | 0 | 0 | 0 | 0 | 0 | 0 | 0 | 0
F9_Commercial_Interruptible - Health_Existing_Space Heating_Natural Gas_Gas Boiler - Steam Trap Replacement_A_Achievable Economic TRC Potential | F9 | Commercial | Interruptible - Health | Existing | Space Heating | Natural Gas | Gas Boiler - Steam Trap Replacement | A | Cumulative Winter Peak Savings (MW) | Achievable Economic TRC Potential | 0 | 0 | 0 | 0 | 0 | 0 | 0 | 0 | 0 | 0 | 0 | 0 | 0 | 0 | 0 | 0 | 0 | 0 | 0 | 0 | 0 | 0 | 0 | 0 | 0 | 0 | 0
F10_Commercial_Interruptible - Health_Existing_Space Heating_Natural Gas_Gas Boiler - Steam Trap Replacement_A_Achievable Economic TRC Potential | F10 | Commercial | Interruptible - Health | Existing | Space Heating | Natural Gas | Gas Boiler - Steam Trap Replacement | A | Purchases (Incremental) | Achievable Economic TRC Potential | 0 | 0 | 0.14894 | 0.30573 | 0.30573 | 0.30573 | 0.30573 | 0.30573 | 0.15678 | 5.5511e-17 | 0 | 1.1102e-16 | 1.1102e-16 | 1.1102e-16 | 0 | 5.5511e-16 | 0 | 5.5511e-16 | 0 | 5.5511e-16 | 0 | 0 | 0 | 0 | 0 | 0 | 0
F11_Commercial_Interruptible - Health_Existing_Space Heating_Natural Gas_Gas Boiler - Steam Trap Replacement_A_Achievable Economic TRC Potential | F11 | Commercial | Interruptible - Health | Existing | Space Heating | Natural Gas | Gas Boiler - Steam Trap Replacement | A | Purchases (Cumulative) | Achievable Economic TRC Potential | 0 | 0 | 0.14894 | 0.45467 | 0.7604 | 1.0661 | 1.3719 | 1.6776 | 1.8344 | 1.8344 | 1.8344 | 1.8344 | 1.8344 | 1.8344 | 1.8344 | 1.8344 | 1.8344 | 1.8344 | 1.8344 | 1.8344 | 1.8344 | 1.8344 | 1.8344 | 1.8344 | 1.8344 | 1.8344 | 1.8344
F1_Commercial_Interruptible - Health_Existing_Space Heating_Natural Gas_Gas Boiler - High Turndown Burner_A_Achievable Economic TRC Potential | F1 | Commercial | Interruptible - Health | Existing | Space Heating | Natural Gas | Gas Boiler - High Turndown Burner | A | Integrated Unit Energy Savings (kWh or therms) | Achievable Economic TRC Potential | 0 | 0 | 0.28528 | 0.28248 | 0.279 | 0.2751 | 0.27074 | 0.26582 | 0.26031 | 0.25421 | 0.24758 | 0.24053 | 0.23337 | 0.22627 | 0.21941 | 0.21298 | 0.2072 | 0.20247 | 0.19882 | 0.19577 | 0.19346 | 0.19133 | 0.1902 | 0.18909 | 0.18801 | 0.18696 | 0.18592
F2_Commercial_Interruptible - Health_Existing_Space Heating_Natural Gas_Gas Boiler - High Turndown Burner_A_Achievable Economic TRC Potential | F2 | Commercial | Interruptible - Health | Existing | Space Heating | Natural Gas | Gas Boiler - High Turndown Burner | A | Integrated Unit Summer Peak Savings (kW) | Achievable Economic TRC Potential | 0 | 0 | 0 | 0 | 0 | 0 | 0 | 0 | 0 | 0 | 0 | 0 | 0 | 0 | 0 | 0 | 0 | 0 | 0 | 0 | 0 | 0 | 0 | 0 | 0 | 0 | 0
F3_Commercial_Interruptible - Health_Existing_Space Heating_Natural Gas_Gas Boiler - High Turndown Burner_A_Achievable Economic TRC Potential | F3 | Commercial | Interruptible - Health | Existing | Space Heating | Natural Gas | Gas Boiler - High Turndown Burner | A | Integrated Unit Winter Peak Savings (kW) | Achievable Economic TRC Potential | 0 | 0 | 0 | 0 | 0 | 0 | 0 | 0 | 0 | 0 | 0 | 0 | 0 | 0 | 0 | 0 | 0 | 0 | 0 | 0 | 0 | 0 | 0 | 0 | 0 | 0 | 0
F4_Commercial_Interruptible - Health_Existing_Space Heating_Natural Gas_Gas Boiler - High Turndown Burner_A_Achievable Economic TRC Potential | F4 | Commercial | Interruptible - Health | Existing | Space Heating | Natural Gas | Gas Boiler - High Turndown Burner | A | Incremental Energy Savings (MWh or mTherms) | Achievable Economic TRC Potential | 0 | 0 | 0.16265 | 0.19774 | 0.239 | 0.27356 | 0.30708 | 0.35249 | 0.37868 | 0.37779 | 0.34673 | 0.28956 | 0.2174 | 0.14466 | 0.083942 | 0.038058 | 0 | 0 | 0 | 0 | 0 | 0 | 0 | 0 | 0 | 0 | 0
F5_Commercial_Interruptible - Health_Existing_Space Heating_Natural Gas_Gas Boiler - High Turndown Burner_A_Achievable Economic TRC Potential | F5 | Commercial | Interruptible - Health | Existing | Space Heating | Natural Gas | Gas Boiler - High Turndown Burner | A | Incremental Summer Peak Savings (MW) | Achievable Economic TRC Potential | 0 | 0 | 0 | 0 | 0 | 0 | 0 | 0 | 0 | 0 | 0 | 0 | 0 | 0 | 0 | 0 | 0 | 0 | 0 | 0 | 0 | 0 | 0 | 0 | 0 | 0 | 0
F6_Commercial_Interruptible - Health_Existing_Space Heating_Natural Gas_Gas Boiler - High Turndown Burner_A_Achievable Economic TRC Potential | F6 | Commercial | Interruptible - Health | Existing | Space Heating | Natural Gas | Gas Boiler - High Turndown Burner | A | Incremental Winter Peak Savings (MW) | Achievable Economic TRC Potential | 0 | 0 | 0 | 0 | 0 | 0 | 0 | 0 | 0 | 0 | 0 | 0 | 0 | 0 | 0 | 0 | 0 | 0 | 0 | 0 | 0 | 0 | 0 | 0 | 0 | 0 | 0
F7_Commercial_Interruptible - Health_Existing_Space Heating_Natural Gas_Gas Boiler - High Turndown Burner_A_Achievable Economic TRC Potential | F7 | Commercial | Interruptible - Health | Existing | Space Heating | Natural Gas | Gas Boiler - High Turndown Burner | A | Cumulative Energy Savings (MWh or mTherms) | Achievable Economic TRC Potential | 0 | 0 | 0.16265 | 0.35879 | 0.59337 | 0.85864 | 1.1521 | 1.4837 | 1.8316 | 2.1665 | 2.4567 | 2.6763 | 2.8141 | 2.8731 | 2.87 | 2.8239 | 2.7472 | 2.6845 | 2.6361 | 2.5957 | 2.565 | 2.5367 | 2.5218 | 2.5071 | 2.4929 | 2.4788 | 2.4651
F8_Commercial_Interruptible - Health_Existing_Space Heating_Natural Gas_Gas Boiler - High Turndown Burner_A_Achievable Economic TRC Potential | F8 | Commercial | Interruptible - Health | Existing | Space Heating | Natural Gas | Gas Boiler - High Turndown Burner | A | Cumulative Summer Peak Savings (MW) | Achievable Economic TRC Potential | 0 | 0 | 0 | 0 | 0 | 0 | 0 | 0 | 0 | 0 | 0 | 0 | 0 | 0 | 0 | 0 | 0 | 0 | 0 | 0 | 0 | 0 | 0 | 0 | 0 | 0 | 0
F9_Commercial_Interruptible - Health_Existing_Space Heating_Natural Gas_Gas Boiler - High Turndown Burner_A_Achievable Economic TRC Potential | F9 | Commercial | Interruptible - Health | Existing | Space Heating | Natural Gas | Gas Boiler - High Turndown Burner | A | Cumulative Winter Peak Savings (MW) | Achievable Economic TRC Potential | 0 | 0 | 0 | 0 | 0 | 0 | 0 | 0 | 0 | 0 | 0 | 0 | 0 | 0 | 0 | 0 | 0 | 0 | 0 | 0 | 0 | 0 | 0 | 0 | 0 | 0 | 0
F10_Commercial_Interruptible - Health_Existing_Space Heating_Natural Gas_Gas Boiler - High Turndown Burner_A_Achievable Economic TRC Potential | F10 | Commercial | Interruptible - Health | Existing | Space Heating | Natural Gas | Gas Boiler - High Turndown Burner | A | Purchases (Incremental) | Achievable Economic TRC Potential | 0 | 0 | 570.1279 | 700.0262 | 856.6272 | 994.4092 | 1134.2496 | 1326.0742 | 1454.7239 | 1486.1033 | 1400.474 | 1203.826 | 931.5714 | 639.3171 | 382.5722 | 178.6872 | 0 | 0 | 0 | 0 | 0 | 0 | 0 | 0 | 0 | 0 | 0
F11_Commercial_Interruptible - Health_Existing_Space Heating_Natural Gas_Gas Boiler - High Turndown Burner_A_Achievable Economic TRC Potential | F11 | Commercial | Interruptible - Health | Existing | Space Heating | Natural Gas | Gas Boiler - High Turndown Burner | A | Purchases (Cumulative) | Achievable Economic TRC Potential | 0 | 0 | 570.1279 | 1270.1541 | 2126.7813 | 3121.1906 | 4255.4402 | 5581.5143 | 7036.2383 | 8522.3415 | 9922.8155 | 11126.6415 | 12058.2129 | 12697.53 | 13080.1022 | 13258.7895 | 13258.7895 | 13258.7895 | 13258.7895 | 13258.7895 | 13258.7895 | 13258.7895 | 13258.7895 | 13258.7895 | 13258.7895 | 13258.7895 | 13258.7895
F1_Commercial_Interruptible - Health_Existing_Space Heating_Natural Gas_Gas Boiler - Burner Control Optimization_A_Achievable Economic TRC Potential | F1 | Commercial | Interruptible - Health | Existing | Space Heating | Natural Gas | Gas Boiler - Burner Control Optimization | A | Integrated Unit Energy Savings (kWh or therms) | Achievable Economic TRC Potential | 0 | 0 | 0.08271 | 0.081872 | 0.080832 | 0.079668 | 0.078363 | 0.076893 | 0.075251 | 0.07344 | 0.071479 | 0.069406 | 0.067312 | 0.065244 | 0.063256 | 0.061397 | 0.05973 | 0.058366 | 0.057314 | 0.056434 | 0.055768 | 0.055153 | 0.054827 | 0.054509 | 0.054199 | 0.053894 | 0.053595
F2_Commercial_Interruptible - Health_Existing_Space Heating_Natural Gas_Gas Boiler - Burner Control Optimization_A_Achievable Economic TRC Potential | F2 | Commercial | Interruptible - Health | Existing | Space Heating | Natural Gas | Gas Boiler - Burner Control Optimization | A | Integrated Unit Summer Peak Savings (kW) | Achievable Economic TRC Potential | 0 | 0 | 0 | 0 | 0 | 0 | 0 | 0 | 0 | 0 | 0 | 0 | 0 | 0 | 0 | 0 | 0 | 0 | 0 | 0 | 0 | 0 | 0 | 0 | 0 | 0 | 0
F3_Commercial_Interruptible - Health_Existing_Space Heating_Natural Gas_Gas Boiler - Burner Control Optimization_A_Achievable Economic TRC Potential | F3 | Commercial | Interruptible - Health | Existing | Space Heating | Natural Gas | Gas Boiler - Burner Control Optimization | A | Integrated Unit Winter Peak Savings (kW) | Achievable Economic TRC Potential | 0 | 0 | 0 | 0 | 0 | 0 | 0 | 0 | 0 | 0 | 0 | 0 | 0 | 0 | 0 | 0 | 0 | 0 | 0 | 0 | 0 | 0 | 0 | 0 | 0 | 0 | 0
F4_Commercial_Interruptible - Health_Existing_Space Heating_Natural Gas_Gas Boiler - Burner Control Optimization_A_Achievable Economic TRC Potential | F4 | Commercial | Interruptible - Health | Existing | Space Heating | Natural Gas | Gas Boiler - Burner Control Optimization | A | Incremental Energy Savings (MWh or mTherms) | Achievable Economic TRC Potential | 0 | 0 | 0.017546 | 0.0093458 | 0.031214 | 0.050043 | 0.074714 | 0.105 | 0.13978 | 0.17684 | 0.21288 | 0.24376 | 0.26523 | 0.27349 | 0.26626 | 0.24362 | 0.20838 | 0.16575 | 0.12166 | 0.087766 | 0.035492 | 0.031145 | 0 | 0 | 0 | 0 | 0
F5_Commercial_Interruptible - Health_Existing_Space Heating_Natural Gas_Gas Boiler - Burner Control Optimization_A_Achievable Economic TRC Potential | F5 | Commercial | Interruptible - Health | Existing | Space Heating | Natural Gas | Gas Boiler - Burner Control Optimization | A | Incremental Summer Peak Savings (MW) | Achievable Economic TRC Potential | 0 | 0 | 0 | 0 | 0 | 0 | 0 | 0 | 0 | 0 | 0 | 0 | 0 | 0 | 0 | 0 | 0 | 0 | 0 | 0 | 0 | 0 | 0 | 0 | 0 | 0 | 0
F6_Commercial_Interruptible - Health_Existing_Space Heating_Natural Gas_Gas Boiler - Burner Control Optimization_A_Achievable Economic TRC Potential | F6 | Commercial | Interruptible - Health | Existing | Space Heating | Natural Gas | Gas Boiler - Burner Control Optimization | A | Incremental Winter Peak Savings (MW) | Achievable Economic TRC Potential | 0 | 0 | 0 | 0 | 0 | 0 | 0 | 0 | 0 | 0 | 0 | 0 | 0 | 0 | 0 | 0 | 0 | 0 | 0 | 0 | 0 | 0 | 0 | 0 | 0 | 0 | 0
F7_Commercial_Interruptible - Health_Existing_Space Heating_Natural Gas_Gas Boiler - Burner Control Optimization_A_Achievable Economic TRC Potential | F7 | Commercial | Interruptible - Health | Existing | Space Heating | Natural Gas | Gas Boiler - Burner Control Optimization | A | Cumulative Energy Savings (MWh or mTherms) | Achievable Economic TRC Potential | 0 | 0 | 0.017546 | 0.026714 | 0.057589 | 0.1068 | 0.17977 | 0.2814 | 0.41516 | 0.58201 | 0.77936 | 1.0005 | 1.2355 | 1.4711 | 1.6925 | 1.8864 | 2.0435 | 2.1627 | 2.2453 | 2.2986 | 2.307 | 2.3127 | 2.299 | 2.2857 | 2.2727 | 2.2599 | 2.2473
F8_Commercial_Interruptible - Health_Existing_Space Heating_Natural Gas_Gas Boiler - Burner Control Optimization_A_Achievable Economic TRC Potential | F8 | Commercial | Interruptible - Health | Existing | Space Heating | Natural Gas | Gas Boiler - Burner Control Optimization | A | Cumulative Summer Peak Savings (MW) | Achievable Economic TRC Potential | 0 | 0 | 0 | 0 | 0 | 0 | 0 | 0 | 0 | 0 | 0 | 0 | 0 | 0 | 0 | 0 | 0 | 0 | 0 | 0 | 0 | 0 | 0 | 0 | 0 | 0 | 0
F9_Commercial_Interruptible - Health_Existing_Space Heating_Natural Gas_Gas Boiler - Burner Control Optimization_A_Achievable Economic TRC Potential | F9 | Commercial | Interruptible - Health | Existing | Space Heating | Natural Gas | Gas Boiler - Burner Control Optimization | A | Cumulative Winter Peak Savings (MW) | Achievable Economic TRC Potential | 0 | 0 | 0 | 0 | 0 | 0 | 0 | 0 | 0 | 0 | 0 | 0 | 0 | 0 | 0 | 0 | 0 | 0 | 0 | 0 | 0 | 0 | 0 | 0 | 0 | 0 | 0
F10_Commercial_Interruptible - Health_Existing_Space Heating_Natural Gas_Gas Boiler - Burner Control Optimization_A_Achievable Economic TRC Potential | F10 | Commercial | Interruptible - Health | Existing | Space Heating | Natural Gas | Gas Boiler - Burner Control Optimization | A | Purchases (Incremental) | Achievable Economic TRC Potential | 0 | 0 | 212.1406 | 114.1511 | 386.1619 | 628.1453 | 953.4368 | 1365.5252 | 1857.4892 | 2407.9769 | 2978.2525 | 3512.0671 | 3940.3111 | 4191.7491 | 4209.2491 | 3967.9272 | 3488.6954 | 2839.8658 | 2122.6607 | 1555.1961 | 636.4219 | 564.6989 | 0 | 0 | 0 | 0 | 0
F11_Commercial_Interruptible - Health_Existing_Space Heating_Natural Gas_Gas Boiler - Burner Control Optimization_A_Achievable Economic TRC Potential | F11 | Commercial | Interruptible - Health | Existing | Space Heating | Natural Gas | Gas Boiler - Burner Control Optimization | A | Purchases (Cumulative) | Achievable Economic TRC Potential | 0 | 0 | 212.1406 | 326.2917 | 712.4536 | 1340.5989 | 2294.0357 | 3659.5609 | 5517.0501 | 7925.027 | 10903.2795 | 14415.3467 | 18355.6577 | 22547.4069 | 26756.656 | 30724.5832 | 34213.2786 | 37053.1444 | 39175.8051 | 40731.0012 | 41367.4231 | 41932.122 | 41932.122 | 41932.122 | 41932.122 | 41932.122 | 41932.122
F1_Commercial_Interruptible - Health_Existing_Space Heating_Natural Gas_Gas Boiler - Stack Economizer_A_Achievable Economic TRC Potential | F1 | Commercial | Interruptible - Health | Existing | Space Heating | Natural Gas | Gas Boiler - Stack Economizer | A | Integrated Unit Energy Savings (kWh or therms) | Achievable Economic TRC Potential | 0 | 0 | 0.27379 | 0.27101 | 0.26756 | 0.26342 | 0.25878 | 0.25355 | 0.24771 | 0.24131 | 0.23468 | 0.22775 | 0.22077 | 0.21387 | 0.20724 | 0.20104 | 0.19549 | 0.19096 | 0.18746 | 0.18455 | 0.18236 | 0.18033 | 0.17927 | 0.17823 | 0.17721 | 0.17621 | 0.17524
F2_Commercial_Interruptible - Health_Existing_Space Heating_Natural Gas_Gas Boiler - Stack Economizer_A_Achievable Economic TRC Potential | F2 | Commercial | Interruptible - Health | Existing | Space Heating | Natural Gas | Gas Boiler - Stack Economizer | A | Integrated Unit Summer Peak Savings (kW) | Achievable Economic TRC Potential | 0 | 0 | 0 | 0 | 0 | 0 | 0 | 0 | 0 | 0 | 0 | 0 | 0 | 0 | 0 | 0 | 0 | 0 | 0 | 0 | 0 | 0 | 0 | 0 | 0 | 0 | 0
F3_Commercial_Interruptible - Health_Existing_Space Heating_Natural Gas_Gas Boiler - Stack Economizer_A_Achievable Economic TRC Potential | F3 | Commercial | Interruptible - Health | Existing | Space Heating | Natural Gas | Gas Boiler - Stack Economizer | A | Integrated Unit Winter Peak Savings (kW) | Achievable Economic TRC Potential | 0 | 0 | 0 | 0 | 0 | 0 | 0 | 0 | 0 | 0 | 0 | 0 | 0 | 0 | 0 | 0 | 0 | 0 | 0 | 0 | 0 | 0 | 0 | 0 | 0 | 0 | 0
F4_Commercial_Interruptible - Health_Existing_Space Heating_Natural Gas_Gas Boiler - Stack Economizer_A_Achievable Economic TRC Potential | F4 | Commercial | Interruptible - Health | Existing | Space Heating | Natural Gas | Gas Boiler - Stack Economizer | A | Incremental Energy Savings (MWh or mTherms) | Achievable Economic TRC Potential | 0 | 0 | 0 | 0 | 0 | 0 | 0 | 0 | 0 | 0 | 0 | 0 | 0 | 0 | 0 | 0 | 0 | 0 | 0 | 0 | 0 | 0 | 0 | 0 | 0 | 0 | 0
F5_Commercial_Interruptible - Health_Existing_Space Heating_Natural Gas_Gas Boiler - Stack Economizer_A_Achievable Economic TRC Potential | F5 | Commercial | Interruptible - Health | Existing | Space Heating | Natural Gas | Gas Boiler - Stack Economizer | A | Incremental Summer Peak Savings (MW) | Achievable Economic TRC Potential | 0 | 0 | 0 | 0 | 0 | 0 | 0 | 0 | 0 | 0 | 0 | 0 | 0 | 0 | 0 | 0 | 0 | 0 | 0 | 0 | 0 | 0 | 0 | 0 | 0 | 0 | 0
F6_Commercial_Interruptible - Health_Existing_Space Heating_Natural Gas_Gas Boiler - Stack Economizer_A_Achievable Economic TRC Potential | F6 | Commercial | Interruptible - Health | Existing | Space Heating | Natural Gas | Gas Boiler - Stack Economizer | A | Incremental Winter Peak Savings (MW) | Achievable Economic TRC Potential | 0 | 0 | 0 | 0 | 0 | 0 | 0 | 0 | 0 | 0 | 0 | 0 | 0 | 0 | 0 | 0 | 0 | 0 | 0 | 0 | 0 | 0 | 0 | 0 | 0 | 0 | 0
F7_Commercial_Interruptible - Health_Existing_Space Heating_Natural Gas_Gas Boiler - Stack Economizer_A_Achievable Economic TRC Potential | F7 | Commercial | Interruptible - Health | Existing | Space Heating | Natural Gas | Gas Boiler - Stack Economizer | A | Cumulative Energy Savings (MWh or mTherms) | Achievable Economic TRC Potential | 0 | 0 | 0 | 0 | 0 | 0 | 0 | 0 | 0 | 0 | 0 | 0 | 0 | 0 | 0 | 0 | 0 | 0 | 0 | 0 | 0 | 0 | 0 | 0 | 0 | 0 | 0
F8_Commercial_Interruptible - Health_Existing_Space Heating_Natural Gas_Gas Boiler - Stack Economizer_A_Achievable Economic TRC Potential | F8 | Commercial | Interruptible - Health | Existing | Space Heating | Natural Gas | Gas Boiler - Stack Economizer | A | Cumulative Summer Peak Savings (MW) | Achievable Economic TRC Potential | 0 | 0 | 0 | 0 | 0 | 0 | 0 | 0 | 0 | 0 | 0 | 0 | 0 | 0 | 0 | 0 | 0 | 0 | 0 | 0 | 0 | 0 | 0 | 0 | 0 | 0 | 0
F9_Commercial_Interruptible - Health_Existing_Space Heating_Natural Gas_Gas Boiler - Stack Economizer_A_Achievable Economic TRC Potential | F9 | Commercial | Interruptible - Health | Existing | Space Heating | Natural Gas | Gas Boiler - Stack Economizer | A | Cumulative Winter Peak Savings (MW) | Achievable Economic TRC Potential | 0 | 0 | 0 | 0 | 0 | 0 | 0 | 0 | 0 | 0 | 0 | 0 | 0 | 0 | 0 | 0 | 0 | 0 | 0 | 0 | 0 | 0 | 0 | 0 | 0 | 0 | 0
F10_Commercial_Interruptible - Health_Existing_Space Heating_Natural Gas_Gas Boiler - Stack Economizer_A_Achievable Economic TRC Potential | F10 | Commercial | Interruptible - Health | Existing | Space Heating | Natural Gas | Gas Boiler - Stack Economizer | A | Purchases (Incremental) | Achievable Economic TRC Potential | 0 | 0 | 0 | 0 | 0 | 0 | 0 | 0 | 0 | 0 | 0 | 0 | 0 | 0 | 0 | 0 | 0 | 0 | 0 | 0 | 0 | 0 | 0 | 0 | 0 | 0 | 0
F11_Commercial_Interruptible - Health_Existing_Space Heating_Natural Gas_Gas Boiler - Stack Economizer_A_Achievable Economic TRC Potential | F11 | Commercial | Interruptible - Health | Existing | Space Heating | Natural Gas | Gas Boiler - Stack Economizer | A | Purchases (Cumulative) | Achievable Economic TRC Potential | 0 | 0 | 0 | 0 | 0 | 0 | 0 | 0 | 0 | 0 | 0 | 0 | 0 | 0 | 0 | 0 | 0 | 0 | 0 | 0 | 0 | 0 | 0 | 0 | 0 | 0 | 0
F1_Commercial_Interruptible - Health_Existing_Space Heating_Natural Gas_Gas Boiler - Thermostatic Radiator Valves_A_Achievable Economic TRC Potential | F1 | Commercial | Interruptible - Health | Existing | Space Heating | Natural Gas | Gas Boiler - Thermostatic Radiator Valves | A | Integrated Unit Energy Savings (kWh or therms) | Achievable Economic TRC Potential | 0 | 0 | 16.7466 | 16.6529 | 16.5262 | 16.3802 | 16.2132 | 16.0217 | 15.8032 | 15.5563 | 15.2813 | 14.982 | 14.6653 | 14.3412 | 14.022 | 13.7203 | 13.4467 | 13.2163 | 13.0311 | 12.8741 | 12.7534 | 12.6408 | 12.5662 | 12.4934 | 12.4223 | 12.3525 | 12.284
F2_Commercial_Interruptible - Health_Existing_Space Heating_Natural Gas_Gas Boiler - Thermostatic Radiator Valves_A_Achievable Economic TRC Potential | F2 | Commercial | Interruptible - Health | Existing | Space Heating | Natural Gas | Gas Boiler - Thermostatic Radiator Valves | A | Integrated Unit Summer Peak Savings (kW) | Achievable Economic TRC Potential | 0 | 0 | 0 | 0 | 0 | 0 | 0 | 0 | 0 | 0 | 0 | 0 | 0 | 0 | 0 | 0 | 0 | 0 | 0 | 0 | 0 | 0 | 0 | 0 | 0 | 0 | 0
F3_Commercial_Interruptible - Health_Existing_Space Heating_Natural Gas_Gas Boiler - Thermostatic Radiator Valves_A_Achievable Economic TRC Potential | F3 | Commercial | Interruptible - Health | Existing | Space Heating | Natural Gas | Gas Boiler - Thermostatic Radiator Valves | A | Integrated Unit Winter Peak Savings (kW) | Achievable Economic TRC Potential | 0 | 0 | 0 | 0 | 0 | 0 | 0 | 0 | 0 | 0 | 0 | 0 | 0 | 0 | 0 | 0 | 0 | 0 | 0 | 0 | 0 | 0 | 0 | 0 | 0 | 0 | 0
F4_Commercial_Interruptible - Health_Existing_Space Heating_Natural Gas_Gas Boiler - Thermostatic Radiator Valves_A_Achievable Economic TRC Potential | F4 | Commercial | Interruptible - Health | Existing | Space Heating | Natural Gas | Gas Boiler - Thermostatic Radiator Valves | A | Incremental Energy Savings (MWh or mTherms) | Achievable Economic TRC Potential | 0 | 0 | 0.47398 | 0.96747 | 0.96012 | 0.95164 | 0.94193 | 0.9308 | 0.91811 | 0.90377 | 0.88779 | 0.8704 | 0.85201 | 0.83317 | 0.81463 | 0.7971 | 0.78121 | 0.39375 | 0 | 1.3721e-15 | 0 | 0 | 0 | 0 | 0 | 0 | 0
F5_Commercial_Interruptible - Health_Existing_Space Heating_Natural Gas_Gas Boiler - Thermostatic Radiator Valves_A_Achievable Economic TRC Potential | F5 | Commercial | Interruptible - Health | Existing | Space Heating | Natural Gas | Gas Boiler - Thermostatic Radiator Valves | A | Incremental Summer Peak Savings (MW) | Achievable Economic TRC Potential | 0 | 0 | 0 | 0 | 0 | 0 | 0 | 0 | 0 | 0 | 0 | 0 | 0 | 0 | 0 | 0 | 0 | 0 | 0 | 0 | 0 | 0 | 0 | 0 | 0 | 0 | 0
F6_Commercial_Interruptible - Health_Existing_Space Heating_Natural Gas_Gas Boiler - Thermostatic Radiator Valves_A_Achievable Economic TRC Potential | F6 | Commercial | Interruptible - Health | Existing | Space Heating | Natural Gas | Gas Boiler - Thermostatic Radiator Valves | A | Incremental Winter Peak Savings (MW) | Achievable Economic TRC Potential | 0 | 0 | 0 | 0 | 0 | 0 | 0 | 0 | 0 | 0 | 0 | 0 | 0 | 0 | 0 | 0 | 0 | 0 | 0 | 0 | 0 | 0 | 0 | 0 | 0 | 0 | 0
F7_Commercial_Interruptible - Health_Existing_Space Heating_Natural Gas_Gas Boiler - Thermostatic Radiator Valves_A_Achievable Economic TRC Potential | F7 | Commercial | Interruptible - Health | Existing | Space Heating | Natural Gas | Gas Boiler - Thermostatic Radiator Valves | A | Cumulative Energy Savings (MWh or mTherms) | Achievable Economic TRC Potential | 0 | 0 | 0.47398 | 1.4388 | 2.388 | 3.3185 | 4.2266 | 5.1075 | 5.956 | 6.7667 | 7.5349 | 8.2577 | 8.9351 | 9.5708 | 10.1725 | 10.7507 | 11.3175 | 11.5173 | 11.3559 | 11.2191 | 11.114 | 11.0158 | 10.9508 | 10.8874 | 10.8253 | 10.7646 | 10.7049
F8_Commercial_Interruptible - Health_Existing_Space Heating_Natural Gas_Gas Boiler - Thermostatic Radiator Valves_A_Achievable Economic TRC Potential | F8 | Commercial | Interruptible - Health | Existing | Space Heating | Natural Gas | Gas Boiler - Thermostatic Radiator Valves | A | Cumulative Summer Peak Savings (MW) | Achievable Economic TRC Potential | 0 | 0 | 0 | 0 | 0 | 0 | 0 | 0 | 0 | 0 | 0 | 0 | 0 | 0 | 0 | 0 | 0 | 0 | 0 | 0 | 0 | 0 | 0 | 0 | 0 | 0 | 0
F9_Commercial_Interruptible - Health_Existing_Space Heating_Natural Gas_Gas Boiler - Thermostatic Radiator Valves_A_Achievable Economic TRC Potential | F9 | Commercial | Interruptible - Health | Existing | Space Heating | Natural Gas | Gas Boiler - Thermostatic Radiator Valves | A | Cumulative Winter Peak Savings (MW) | Achievable Economic TRC Potential | 0 | 0 | 0 | 0 | 0 | 0 | 0 | 0 | 0 | 0 | 0 | 0 | 0 | 0 | 0 | 0 | 0 | 0 | 0 | 0 | 0 | 0 | 0 | 0 | 0 | 0 | 0
F10_Commercial_Interruptible - Health_Existing_Space Heating_Natural Gas_Gas Boiler - Thermostatic Radiator Valves_A_Achievable Economic TRC Potential | F10 | Commercial | Interruptible - Health | Existing | Space Heating | Natural Gas | Gas Boiler - Thermostatic Radiator Valves | A | Purchases (Incremental) | Achievable Economic TRC Potential | 0 | 0 | 28.3034 | 58.0965 | 58.0965 | 58.0965 | 58.0965 | 58.0965 | 58.0965 | 58.0965 | 58.0965 | 58.0965 | 58.0965 | 58.0965 | 58.0965 | 58.0965 | 58.0965 | 29.7931 | 0 | 1.0658e-13 | 0 | 0 | 0 | 0 | 0 | 0 | 0
F11_Commercial_Interruptible - Health_Existing_Space Heating_Natural Gas_Gas Boiler - Thermostatic Radiator Valves_A_Achievable Economic TRC Potential | F11 | Commercial | Interruptible - Health | Existing | Space Heating | Natural Gas | Gas Boiler - Thermostatic Radiator Valves | A | Purchases (Cumulative) | Achievable Economic TRC Potential | 0 | 0 | 28.3034 | 86.4 | 144.4965 | 202.593 | 260.6895 | 318.786 | 376.8826 | 434.9791 | 493.0756 | 551.1721 | 609.2686 | 667.3652 | 725.4617 | 783.5582 | 841.6547 | 871.4478 | 871.4478 | 871.4478 | 871.4478 | 871.4478 | 871.4478 | 871.4478 | 871.4478 | 871.4478 | 871.4478
F1_Commercial_Interruptible - Health_Existing_Space Heating_Natural Gas_HVAC - Shut Off Damper_A_Achievable Economic TRC Potential | F1 | Commercial | Interruptible - Health | Existing | Space Heating | Natural Gas | HVAC - Shut Off Damper | A | Integrated Unit Energy Savings (kWh or therms) | Achievable Economic TRC Potential | 0 | 0 | 34.5819 | 34.2298 | 33.7915 | 33.266 | 32.6767 | 32.0114 | 31.2697 | 30.4569 | 29.6145 | 28.7348 | 27.8475 | 26.9718 | 26.1296 | 25.3432 | 24.6385 | 24.0622 | 23.6171 | 23.2455 | 22.9656 | 22.7068 | 22.5693 | 22.4353 | 22.3045 | 22.1765 | 22.0509
F2_Commercial_Interruptible - Health_Existing_Space Heating_Natural Gas_HVAC - Shut Off Damper_A_Achievable Economic TRC Potential | F2 | Commercial | Interruptible - Health | Existing | Space Heating | Natural Gas | HVAC - Shut Off Damper | A | Integrated Unit Summer Peak Savings (kW) | Achievable Economic TRC Potential | 0 | 0 | 0 | 0 | 0 | 0 | 0 | 0 | 0 | 0 | 0 | 0 | 0 | 0 | 0 | 0 | 0 | 0 | 0 | 0 | 0 | 0 | 0 | 0 | 0 | 0 | 0
F3_Commercial_Interruptible - Health_Existing_Space Heating_Natural Gas_HVAC - Shut Off Damper_A_Achievable Economic TRC Potential | F3 | Commercial | Interruptible - Health | Existing | Space Heating | Natural Gas | HVAC - Shut Off Damper | A | Integrated Unit Winter Peak Savings (kW) | Achievable Economic TRC Potential | 0 | 0 | 0 | 0 | 0 | 0 | 0 | 0 | 0 | 0 | 0 | 0 | 0 | 0 | 0 | 0 | 0 | 0 | 0 | 0 | 0 | 0 | 0 | 0 | 0 | 0 | 0
F4_Commercial_Interruptible - Health_Existing_Space Heating_Natural Gas_HVAC - Shut Off Damper_A_Achievable Economic TRC Potential | F4 | Commercial | Interruptible - Health | Existing | Space Heating | Natural Gas | HVAC - Shut Off Damper | A | Incremental Energy Savings (MWh or mTherms) | Achievable Economic TRC Potential | 0 | 0 | 0 | 0 | 0 | 0 | 0 | 0 | 0 | 0 | 0 | 0 | 0 | 0 | 0 | 0 | 0 | 0 | 0 | 0 | 0 | 0 | 0 | 0 | 0 | 0 | 0
F5_Commercial_Interruptible - Health_Existing_Space Heating_Natural Gas_HVAC - Shut Off Damper_A_Achievable Economic TRC Potential | F5 | Commercial | Interruptible - Health | Existing | Space Heating | Natural Gas | HVAC - Shut Off Damper | A | Incremental Summer Peak Savings (MW) | Achievable Economic TRC Potential | 0 | 0 | 0 | 0 | 0 | 0 | 0 | 0 | 0 | 0 | 0 | 0 | 0 | 0 | 0 | 0 | 0 | 0 | 0 | 0 | 0 | 0 | 0 | 0 | 0 | 0 | 0
F6_Commercial_Interruptible - Health_Existing_Space Heating_Natural Gas_HVAC - Shut Off Damper_A_Achievable Economic TRC Potential | F6 | Commercial | Interruptible - Health | Existing | Space Heating | Natural Gas | HVAC - Shut Off Damper | A | Incremental Winter Peak Savings (MW) | Achievable Economic TRC Potential | 0 | 0 | 0 | 0 | 0 | 0 | 0 | 0 | 0 | 0 | 0 | 0 | 0 | 0 | 0 | 0 | 0 | 0 | 0 | 0 | 0 | 0 | 0 | 0 | 0 | 0 | 0
F7_Commercial_Interruptible - Health_Existing_Space Heating_Natural Gas_HVAC - Shut Off Damper_A_Achievable Economic TRC Potential | F7 | Commercial | Interruptible - Health | Existing | Space Heating | Natural Gas | HVAC - Shut Off Damper | A | Cumulative Energy Savings (MWh or mTherms) | Achievable Economic TRC Potential | 0 | 0 | 0 | 0 | 0 | 0 | 0 | 0 | 0 | 0 | 0 | 0 | 0 | 0 | 0 | 0 | 0 | 0 | 0 | 0 | 0 | 0 | 0 | 0 | 0 | 0 | 0
F8_Commercial_Interruptible - Health_Existing_Space Heating_Natural Gas_HVAC - Shut Off Damper_A_Achievable Economic TRC Potential | F8 | Commercial | Interruptible - Health | Existing | Space Heating | Natural Gas | HVAC - Shut Off Damper | A | Cumulative Summer Peak Savings (MW) | Achievable Economic TRC Potential | 0 | 0 | 0 | 0 | 0 | 0 | 0 | 0 | 0 | 0 | 0 | 0 | 0 | 0 | 0 | 0 | 0 | 0 | 0 | 0 | 0 | 0 | 0 | 0 | 0 | 0 | 0
F9_Commercial_Interruptible - Health_Existing_Space Heating_Natural Gas_HVAC - Shut Off Damper_A_Achievable Economic TRC Potential | F9 | Commercial | Interruptible - Health | Existing | Space Heating | Natural Gas | HVAC - Shut Off Damper | A | Cumulative Winter Peak Savings (MW) | Achievable Economic TRC Potential | 0 | 0 | 0 | 0 | 0 | 0 | 0 | 0 | 0 | 0 | 0 | 0 | 0 | 0 | 0 | 0 | 0 | 0 | 0 | 0 | 0 | 0 | 0 | 0 | 0 | 0 | 0
F10_Commercial_Interruptible - Health_Existing_Space Heating_Natural Gas_HVAC - Shut Off Damper_A_Achievable Economic TRC Potential | F10 | Commercial | Interruptible - Health | Existing | Space Heating | Natural Gas | HVAC - Shut Off Damper | A | Purchases (Incremental) | Achievable Economic TRC Potential | 0 | 0 | 0 | 0 | 0 | 0 | 0 | 0 | 0 | 0 | 0 | 0 | 0 | 0 | 0 | 0 | 0 | 0 | 0 | 0 | 0 | 0 | 0 | 0 | 0 | 0 | 0
F11_Commercial_Interruptible - Health_Existing_Space Heating_Natural Gas_HVAC - Shut Off Damper_A_Achievable Economic TRC Potential | F11 | Commercial | Interruptible - Health | Existing | Space Heating | Natural Gas | HVAC - Shut Off Damper | A | Purchases (Cumulative) | Achievable Economic TRC Potential | 0 | 0 | 0 | 0 | 0 | 0 | 0 | 0 | 0 | 0 | 0 | 0 | 0 | 0 | 0 | 0 | 0 | 0 | 0 | 0 | 0 | 0 | 0 | 0 | 0 | 0 | 0
F1_Commercial_Interruptible - Health_Existing_Space Heating_Natural Gas_Gas Furnace - Tube Inserts_A_Achievable Economic TRC Potential | F1 | Commercial | Interruptible - Health | Existing | Space Heating | Natural Gas | Gas Furnace - Tube Inserts | A | Integrated Unit Energy Savings (kWh or therms) | Achievable Economic TRC Potential | 0 | 0 | 0 | 0 | 0 | 0 | 0 | 0 | 0 | 0 | 0 | 0 | 0 | 0 | 0 | 0 | 0 | 0 | 0 | 0 | 0 | 0 | 0 | 0 | 0 | 0 | 0
F2_Commercial_Interruptible - Health_Existing_Space Heating_Natural Gas_Gas Furnace - Tube Inserts_A_Achievable Economic TRC Potential | F2 | Commercial | Interruptible - Health | Existing | Space Heating | Natural Gas | Gas Furnace - Tube Inserts | A | Integrated Unit Summer Peak Savings (kW) | Achievable Economic TRC Potential | 0 | 0 | 0 | 0 | 0 | 0 | 0 | 0 | 0 | 0 | 0 | 0 | 0 | 0 | 0 | 0 | 0 | 0 | 0 | 0 | 0 | 0 | 0 | 0 | 0 | 0 | 0
F3_Commercial_Interruptible - Health_Existing_Space Heating_Natural Gas_Gas Furnace - Tube Inserts_A_Achievable Economic TRC Potential | F3 | Commercial | Interruptible - Health | Existing | Space Heating | Natural Gas | Gas Furnace - Tube Inserts | A | Integrated Unit Winter Peak Savings (kW) | Achievable Economic TRC Potential | 0 | 0 | 0 | 0 | 0 | 0 | 0 | 0 | 0 | 0 | 0 | 0 | 0 | 0 | 0 | 0 | 0 | 0 | 0 | 0 | 0 | 0 | 0 | 0 | 0 | 0 | 0
F4_Commercial_Interruptible - Health_Existing_Space Heating_Natural Gas_Gas Furnace - Tube Inserts_A_Achievable Economic TRC Potential | F4 | Commercial | Interruptible - Health | Existing | Space Heating | Natural Gas | Gas Furnace - Tube Inserts | A | Incremental Energy Savings (MWh or mTherms) | Achievable Economic TRC Potential | 0 | 0 | 0 | 0 | 0 | 0 | 0 | 0 | 0 | 0 | 0 | 0 | 0 | 0 | 0 | 0 | 0 | 0 | 0 | 0 | 0 | 0 | 0 | 0 | 0 | 0 | 0
F5_Commercial_Interruptible - Health_Existing_Space Heating_Natural Gas_Gas Furnace - Tube Inserts_A_Achievable Economic TRC Potential | F5 | Commercial | Interruptible - Health | Existing | Space Heating | Natural Gas | Gas Furnace - Tube Inserts | A | Incremental Summer Peak Savings (MW) | Achievable Economic TRC Potential | 0 | 0 | 0 | 0 | 0 | 0 | 0 | 0 | 0 | 0 | 0 | 0 | 0 | 0 | 0 | 0 | 0 | 0 | 0 | 0 | 0 | 0 | 0 | 0 | 0 | 0 | 0
F6_Commercial_Interruptible - Health_Existing_Space Heating_Natural Gas_Gas Furnace - Tube Inserts_A_Achievable Economic TRC Potential | F6 | Commercial | Interruptible - Health | Existing | Space Heating | Natural Gas | Gas Furnace - Tube Inserts | A | Incremental Winter Peak Savings (MW) | Achievable Economic TRC Potential | 0 | 0 | 0 | 0 | 0 | 0 | 0 | 0 | 0 | 0 | 0 | 0 | 0 | 0 | 0 | 0 | 0 | 0 | 0 | 0 | 0 | 0 | 0 | 0 | 0 | 0 | 0
F7_Commercial_Interruptible - Health_Existing_Space Heating_Natural Gas_Gas Furnace - Tube Inserts_A_Achievable Economic TRC Potential | F7 | Commercial | Interruptible - Health | Existing | Space Heating | Natural Gas | Gas Furnace - Tube Inserts | A | Cumulative Energy Savings (MWh or mTherms) | Achievable Economic TRC Potential | 0 | 0 | 0 | 0 | 0 | 0 | 0 | 0 | 0 | 0 | 0 | 0 | 0 | 0 | 0 | 0 | 0 | 0 | 0 | 0 | 0 | 0 | 0 | 0 | 0 | 0 | 0
F8_Commercial_Interruptible - Health_Existing_Space Heating_Natural Gas_Gas Furnace - Tube Inserts_A_Achievable Economic TRC Potential | F8 | Commercial | Interruptible - Health | Existing | Space Heating | Natural Gas | Gas Furnace - Tube Inserts | A | Cumulative Summer Peak Savings (MW) | Achievable Economic TRC Potential | 0 | 0 | 0 | 0 | 0 | 0 | 0 | 0 | 0 | 0 | 0 | 0 | 0 | 0 | 0 | 0 | 0 | 0 | 0 | 0 | 0 | 0 | 0 | 0 | 0 | 0 | 0
F9_Commercial_Interruptible - Health_Existing_Space Heating_Natural Gas_Gas Furnace - Tube Inserts_A_Achievable Economic TRC Potential | F9 | Commercial | Interruptible - Health | Existing | Space Heating | Natural Gas | Gas Furnace - Tube Inserts | A | Cumulative Winter Peak Savings (MW) | Achievable Economic TRC Potential | 0 | 0 | 0 | 0 | 0 | 0 | 0 | 0 | 0 | 0 | 0 | 0 | 0 | 0 | 0 | 0 | 0 | 0 | 0 | 0 | 0 | 0 | 0 | 0 | 0 | 0 | 0
F10_Commercial_Interruptible - Health_Existing_Space Heating_Natural Gas_Gas Furnace - Tube Inserts_A_Achievable Economic TRC Potential | F10 | Commercial | Interruptible - Health | Existing | Space Heating | Natural Gas | Gas Furnace - Tube Inserts | A | Purchases (Incremental) | Achievable Economic TRC Potential | 0 | 0 | 0 | 0 | 0 | 0 | 0 | 0 | 0 | 0 | 0 | 0 | 0 | 0 | 0 | 0 | 0 | 0 | 0 | 0 | 0 | 0 | 0 | 0 | 0 | 0 | 0
F11_Commercial_Interruptible - Health_Existing_Space Heating_Natural Gas_Gas Furnace - Tube Inserts_A_Achievable Economic TRC Potential | F11 | Commercial | Interruptible - Health | Existing | Space Heating | Natural Gas | Gas Furnace - Tube Inserts | A | Purchases (Cumulative) | Achievable Economic TRC Potential | 0 | 0 | 0 | 0 | 0 | 0 | 0 | 0 | 0 | 0 | 0 | 0 | 0 | 0 | 0 | 0 | 0 | 0 | 0 | 0 | 0 | 0 | 0 | 0 | 0 | 0 | 0
F1_Commercial_Interruptible - Health_Existing_Space Heating_Natural Gas_Gas Boiler - Insulate Steam Lines/Condensate Tank_A_Achievable Economic TRC Potential | F1 | Commercial | Interruptible - Health | Existing | Space Heating | Natural Gas | Gas Boiler - Insulate Steam Lines/Condensate Tank | A | Integrated Unit Energy Savings (kWh or therms) | Achievable Economic TRC Potential | 0 | 0 | 6.3795 | 6.3586 | 6.3305 | 6.2998 | 6.2673 | 6.2332 | 6.1978 | 6.1613 | 6.1239 | 6.0858 | 6.0474 | 6.0086 | 5.9699 | 5.9315 | 5.8937 | 5.8565 | 5.8202 | 5.7846 | 5.7495 | 5.715 | 5.6813 | 5.6485 | 5.6163 | 5.5848 | 5.5538