F2_Commercial_WA - Health_Existing_Space Heating_Natural Gas_Advanced Kitchen Ventilation Controls_A_Technical Potential | F2 | Commercial | WA - Health | Existing | Space Heating | Natural Gas | Advanced Kitchen Ventilation Controls | A | Original Unit Summer Peak Savings (kW) | Technical Potential | 0 | 0 | 0 | 0 | 0 | 0 | 0 | 0 | 0 | 0 | 0 | 0 | 0 | 0 | 0 | 0 | 0 | 0 | 0 | 0 | 0 | 0 | 0 | 0 | 0 | 0 | 0
F3_Commercial_WA - Health_Existing_Space Heating_Natural Gas_Advanced Kitchen Ventilation Controls_A_Technical Potential | F3 | Commercial | WA - Health | Existing | Space Heating | Natural Gas | Advanced Kitchen Ventilation Controls | A | Original Unit Winter Peak Savings (kW) | Technical Potential | 0 | 0 | 0 | 0 | 0 | 0 | 0 | 0 | 0 | 0 | 0 | 0 | 0 | 0 | 0 | 0 | 0 | 0 | 0 | 0 | 0 | 0 | 0 | 0 | 0 | 0 | 0
F4_Commercial_WA - Health_Existing_Space Heating_Natural Gas_Advanced Kitchen Ventilation Controls_A_Technical Potential | F4 | Commercial | WA - Health | Existing | Space Heating | Natural Gas | Advanced Kitchen Ventilation Controls | A | Standalone Impact on Baseline Energy (%) | Technical Potential | 0 | 0 | 0 | 0 | 0 | 0 | 0 | 0 | 0 | 0 | 0 | 0 | 0 | 0 | 0 | 0 | 0 | 0 | 0 | 0 | 0 | 0 | 0 | 0 | 0 | 0 | 0
F5_Commercial_WA - Health_Existing_Space Heating_Natural Gas_Advanced Kitchen Ventilation Controls_A_Technical Potential | F5 | Commercial | WA - Health | Existing | Space Heating | Natural Gas | Advanced Kitchen Ventilation Controls | A | Standalone Impact on Baseline Summer Peak (%) | Technical Potential | 0 | 0 | 0 | 0 | 0 | 0 | 0 | 0 | 0 | 0 | 0 | 0 | 0 | 0 | 0 | 0 | 0 | 0 | 0 | 0 | 0 | 0 | 0 | 0 | 0 | 0 | 0
F6_Commercial_WA - Health_Existing_Space Heating_Natural Gas_Advanced Kitchen Ventilation Controls_A_Technical Potential | F6 | Commercial | WA - Health | Existing | Space Heating | Natural Gas | Advanced Kitchen Ventilation Controls | A | Standalone Impact on Baseline Winter Peak (%) | Technical Potential | 0 | 0 | 0 | 0 | 0 | 0 | 0 | 0 | 0 | 0 | 0 | 0 | 0 | 0 | 0 | 0 | 0 | 0 | 0 | 0 | 0 | 0 | 0 | 0 | 0 | 0 | 0
F7_Commercial_WA - Health_Existing_Space Heating_Natural Gas_Advanced Kitchen Ventilation Controls_A_Technical Potential | F7 | Commercial | WA - Health | Existing | Space Heating | Natural Gas | Advanced Kitchen Ventilation Controls | A | Incremental Energy Savings (MWh or mTherms) | Technical Potential | 0 | 0 | 0 | 0 | 0 | 0 | 0 | 0 | 0 | 0 | 0 | 0 | 0 | 0 | 0 | 0 | 0 | 0 | 0 | 0 | 0 | 0 | 0 | 0 | 0 | 0 | 0
F8_Commercial_WA - Health_Existing_Space Heating_Natural Gas_Advanced Kitchen Ventilation Controls_A_Technical Potential | F8 | Commercial | WA - Health | Existing | Space Heating | Natural Gas | Advanced Kitchen Ventilation Controls | A | Incremental Summer Peak Savings (MW) | Technical Potential | 0 | 0 | 0 | 0 | 0 | 0 | 0 | 0 | 0 | 0 | 0 | 0 | 0 | 0 | 0 | 0 | 0 | 0 | 0 | 0 | 0 | 0 | 0 | 0 | 0 | 0 | 0
F9_Commercial_WA - Health_Existing_Space Heating_Natural Gas_Advanced Kitchen Ventilation Controls_A_Technical Potential | F9 | Commercial | WA - Health | Existing | Space Heating | Natural Gas | Advanced Kitchen Ventilation Controls | A | Incremental Winter Peak Savings (MW) | Technical Potential | 0 | 0 | 0 | 0 | 0 | 0 | 0 | 0 | 0 | 0 | 0 | 0 | 0 | 0 | 0 | 0 | 0 | 0 | 0 | 0 | 0 | 0 | 0 | 0 | 0 | 0 | 0
F10_Commercial_WA - Health_Existing_Space Heating_Natural Gas_Advanced Kitchen Ventilation Controls_A_Technical Potential | F10 | Commercial | WA - Health | Existing | Space Heating | Natural Gas | Advanced Kitchen Ventilation Controls | A | Cumulative Energy Savings (MWh or mTherms) | Technical Potential | 0 | 0 | 0 | 0 | 0 | 0 | 0 | 0 | 0 | 0 | 0 | 0 | 0 | 0 | 0 | 0 | 0 | 0 | 0 | 0 | 0 | 0 | 0 | 0 | 0 | 0 | 0
F11_Commercial_WA - Health_Existing_Space Heating_Natural Gas_Advanced Kitchen Ventilation Controls_A_Technical Potential | F11 | Commercial | WA - Health | Existing | Space Heating | Natural Gas | Advanced Kitchen Ventilation Controls | A | Cumulative Summer Peak Savings (MW) | Technical Potential | 0 | 0 | 0 | 0 | 0 | 0 | 0 | 0 | 0 | 0 | 0 | 0 | 0 | 0 | 0 | 0 | 0 | 0 | 0 | 0 | 0 | 0 | 0 | 0 | 0 | 0 | 0
F12_Commercial_WA - Health_Existing_Space Heating_Natural Gas_Advanced Kitchen Ventilation Controls_A_Technical Potential | F12 | Commercial | WA - Health | Existing | Space Heating | Natural Gas | Advanced Kitchen Ventilation Controls | A | Cumulative Winter Peak Savings (MW) | Technical Potential | 0 | 0 | 0 | 0 | 0 | 0 | 0 | 0 | 0 | 0 | 0 | 0 | 0 | 0 | 0 | 0 | 0 | 0 | 0 | 0 | 0 | 0 | 0 | 0 | 0 | 0 | 0
F13_Commercial_WA - Health_Existing_Space Heating_Natural Gas_Advanced Kitchen Ventilation Controls_A_Technical Potential | F13 | Commercial | WA - Health | Existing | Space Heating | Natural Gas | Advanced Kitchen Ventilation Controls | A | Purchases (Incremental) | Technical Potential | 0 | 0 | 0 | 0 | 0 | 0 | 0 | 0 | 0 | 0 | 0 | 0 | 0 | 0 | 0 | 0 | 0 | 0 | 0 | 0 | 0 | 0 | 0 | 0 | 0 | 0 | 0
F14_Commercial_WA - Health_Existing_Space Heating_Natural Gas_Advanced Kitchen Ventilation Controls_A_Technical Potential | F14 | Commercial | WA - Health | Existing | Space Heating | Natural Gas | Advanced Kitchen Ventilation Controls | A | Purchases (Cumulative) | Technical Potential | 0 | 0 | 0 | 0 | 0 | 0 | 0 | 0 | 0 | 0 | 0 | 0 | 0 | 0 | 0 | 0 | 0 | 0 | 0 | 0 | 0 | 0 | 0 | 0 | 0 | 0 | 0
F1_Commercial_WA - Health_Existing_Space Heating_Natural Gas_Infiltration Control - Loading Dock Sealing_A_Technical Potential | F1 | Commercial | WA - Health | Existing | Space Heating | Natural Gas | Infiltration Control - Loading Dock Sealing | A | Original Unit Energy Savings (kWh or therms) | Technical Potential | 0 | 0 | 214.0812 | 213.4271 | 212.7812 | 212.145 | 211.52 | 210.9077 | 210.3095 | 209.7267 | 209.1612 | 208.6146 | 208.0883 | 207.5838 | 207.1021 | 206.6446 | 206.2123 | 205.806 | 205.4267 | 205.0758 | 204.7531 | 204.4589 | 204.1909 | 203.9465 | 203.7238 | 203.5208 | 203.3358
F2_Commercial_WA - Health_Existing_Space Heating_Natural Gas_Infiltration Control - Loading Dock Sealing_A_Technical Potential | F2 | Commercial | WA - Health | Existing | Space Heating | Natural Gas | Infiltration Control - Loading Dock Sealing | A | Original Unit Summer Peak Savings (kW) | Technical Potential | 0 | 0 | 0 | 0 | 0 | 0 | 0 | 0 | 0 | 0 | 0 | 0 | 0 | 0 | 0 | 0 | 0 | 0 | 0 | 0 | 0 | 0 | 0 | 0 | 0 | 0 | 0
F3_Commercial_WA - Health_Existing_Space Heating_Natural Gas_Infiltration Control - Loading Dock Sealing_A_Technical Potential | F3 | Commercial | WA - Health | Existing | Space Heating | Natural Gas | Infiltration Control - Loading Dock Sealing | A | Original Unit Winter Peak Savings (kW) | Technical Potential | 0 | 0 | 0 | 0 | 0 | 0 | 0 | 0 | 0 | 0 | 0 | 0 | 0 | 0 | 0 | 0 | 0 | 0 | 0 | 0 | 0 | 0 | 0 | 0 | 0 | 0 | 0
F4_Commercial_WA - Health_Existing_Space Heating_Natural Gas_Infiltration Control - Loading Dock Sealing_A_Technical Potential | F4 | Commercial | WA - Health | Existing | Space Heating | Natural Gas | Infiltration Control - Loading Dock Sealing | A | Standalone Impact on Baseline Energy (%) | Technical Potential | 0 | 0 | 0 | 0 | 0 | 0 | 0 | 0 | 0 | 0 | 0 | 0 | 0 | 0 | 0 | 0 | 0 | 0 | 0 | 0 | 0 | 0 | 0 | 0 | 0 | 0 | 0
F5_Commercial_WA - Health_Existing_Space Heating_Natural Gas_Infiltration Control - Loading Dock Sealing_A_Technical Potential | F5 | Commercial | WA - Health | Existing | Space Heating | Natural Gas | Infiltration Control - Loading Dock Sealing | A | Standalone Impact on Baseline Summer Peak (%) | Technical Potential | 0 | 0 | 0 | 0 | 0 | 0 | 0 | 0 | 0 | 0 | 0 | 0 | 0 | 0 | 0 | 0 | 0 | 0 | 0 | 0 | 0 | 0 | 0 | 0 | 0 | 0 | 0
F6_Commercial_WA - Health_Existing_Space Heating_Natural Gas_Infiltration Control - Loading Dock Sealing_A_Technical Potential | F6 | Commercial | WA - Health | Existing | Space Heating | Natural Gas | Infiltration Control - Loading Dock Sealing | A | Standalone Impact on Baseline Winter Peak (%) | Technical Potential | 0 | 0 | 0 | 0 | 0 | 0 | 0 | 0 | 0 | 0 | 0 | 0 | 0 | 0 | 0 | 0 | 0 | 0 | 0 | 0 | 0 | 0 | 0 | 0 | 0 | 0 | 0
F7_Commercial_WA - Health_Existing_Space Heating_Natural Gas_Infiltration Control - Loading Dock Sealing_A_Technical Potential | F7 | Commercial | WA - Health | Existing | Space Heating | Natural Gas | Infiltration Control - Loading Dock Sealing | A | Incremental Energy Savings (MWh or mTherms) | Technical Potential | 0 | 0 | 0 | 0 | 0 | 0 | 0 | 0 | 0 | 0 | 0 | 0 | 0 | 0 | 0 | 0 | 0 | 0 | 0 | 0 | 0 | 0 | 0 | 0 | 0 | 0 | 0
F8_Commercial_WA - Health_Existing_Space Heating_Natural Gas_Infiltration Control - Loading Dock Sealing_A_Technical Potential | F8 | Commercial | WA - Health | Existing | Space Heating | Natural Gas | Infiltration Control - Loading Dock Sealing | A | Incremental Summer Peak Savings (MW) | Technical Potential | 0 | 0 | 0 | 0 | 0 | 0 | 0 | 0 | 0 | 0 | 0 | 0 | 0 | 0 | 0 | 0 | 0 | 0 | 0 | 0 | 0 | 0 | 0 | 0 | 0 | 0 | 0
F9_Commercial_WA - Health_Existing_Space Heating_Natural Gas_Infiltration Control - Loading Dock Sealing_A_Technical Potential | F9 | Commercial | WA - Health | Existing | Space Heating | Natural Gas | Infiltration Control - Loading Dock Sealing | A | Incremental Winter Peak Savings (MW) | Technical Potential | 0 | 0 | 0 | 0 | 0 | 0 | 0 | 0 | 0 | 0 | 0 | 0 | 0 | 0 | 0 | 0 | 0 | 0 | 0 | 0 | 0 | 0 | 0 | 0 | 0 | 0 | 0
F10_Commercial_WA - Health_Existing_Space Heating_Natural Gas_Infiltration Control - Loading Dock Sealing_A_Technical Potential | F10 | Commercial | WA - Health | Existing | Space Heating | Natural Gas | Infiltration Control - Loading Dock Sealing | A | Cumulative Energy Savings (MWh or mTherms) | Technical Potential | 0 | 0 | 0 | 0 | 0 | 0 | 0 | 0 | 0 | 0 | 0 | 0 | 0 | 0 | 0 | 0 | 0 | 0 | 0 | 0 | 0 | 0 | 0 | 0 | 0 | 0 | 0
F11_Commercial_WA - Health_Existing_Space Heating_Natural Gas_Infiltration Control - Loading Dock Sealing_A_Technical Potential | F11 | Commercial | WA - Health | Existing | Space Heating | Natural Gas | Infiltration Control - Loading Dock Sealing | A | Cumulative Summer Peak Savings (MW) | Technical Potential | 0 | 0 | 0 | 0 | 0 | 0 | 0 | 0 | 0 | 0 | 0 | 0 | 0 | 0 | 0 | 0 | 0 | 0 | 0 | 0 | 0 | 0 | 0 | 0 | 0 | 0 | 0
F12_Commercial_WA - Health_Existing_Space Heating_Natural Gas_Infiltration Control - Loading Dock Sealing_A_Technical Potential | F12 | Commercial | WA - Health | Existing | Space Heating | Natural Gas | Infiltration Control - Loading Dock Sealing | A | Cumulative Winter Peak Savings (MW) | Technical Potential | 0 | 0 | 0 | 0 | 0 | 0 | 0 | 0 | 0 | 0 | 0 | 0 | 0 | 0 | 0 | 0 | 0 | 0 | 0 | 0 | 0 | 0 | 0 | 0 | 0 | 0 | 0
F13_Commercial_WA - Health_Existing_Space Heating_Natural Gas_Infiltration Control - Loading Dock Sealing_A_Technical Potential | F13 | Commercial | WA - Health | Existing | Space Heating | Natural Gas | Infiltration Control - Loading Dock Sealing | A | Purchases (Incremental) | Technical Potential | 0 | 0 | 0 | 0 | 0 | 0 | 0 | 0 | 0 | 0 | 0 | 0 | 0 | 0 | 0 | 0 | 0 | 0 | 0 | 0 | 0 | 0 | 0 | 0 | 0 | 0 | 0
F14_Commercial_WA - Health_Existing_Space Heating_Natural Gas_Infiltration Control - Loading Dock Sealing_A_Technical Potential | F14 | Commercial | WA - Health | Existing | Space Heating | Natural Gas | Infiltration Control - Loading Dock Sealing | A | Purchases (Cumulative) | Technical Potential | 0 | 0 | 0 | 0 | 0 | 0 | 0 | 0 | 0 | 0 | 0 | 0 | 0 | 0 | 0 | 0 | 0 | 0 | 0 | 0 | 0 | 0 | 0 | 0 | 0 | 0 | 0
F1_Commercial_WA - Health_Existing_Space Heating_Natural Gas_Greenhouse Heat Curtain_A_Technical Potential | F1 | Commercial | WA - Health | Existing | Space Heating | Natural Gas | Greenhouse Heat Curtain | A | Original Unit Energy Savings (kWh or therms) | Technical Potential | 0 | 0 | 186.9216 | 186.3505 | 185.7865 | 185.231 | 184.6854 | 184.1507 | 183.6284 | 183.1196 | 182.6259 | 182.1486 | 181.6891 | 181.2485 | 180.828 | 180.4285 | 180.051 | 179.6963 | 179.3651 | 179.0587 | 178.7769 | 178.5201 | 178.2861 | 178.0727 | 177.8783 | 177.701 | 177.5394
F2_Commercial_WA - Health_Existing_Space Heating_Natural Gas_Greenhouse Heat Curtain_A_Technical Potential | F2 | Commercial | WA - Health | Existing | Space Heating | Natural Gas | Greenhouse Heat Curtain | A | Original Unit Summer Peak Savings (kW) | Technical Potential | 0 | 0 | 0 | 0 | 0 | 0 | 0 | 0 | 0 | 0 | 0 | 0 | 0 | 0 | 0 | 0 | 0 | 0 | 0 | 0 | 0 | 0 | 0 | 0 | 0 | 0 | 0
F3_Commercial_WA - Health_Existing_Space Heating_Natural Gas_Greenhouse Heat Curtain_A_Technical Potential | F3 | Commercial | WA - Health | Existing | Space Heating | Natural Gas | Greenhouse Heat Curtain | A | Original Unit Winter Peak Savings (kW) | Technical Potential | 0 | 0 | 0 | 0 | 0 | 0 | 0 | 0 | 0 | 0 | 0 | 0 | 0 | 0 | 0 | 0 | 0 | 0 | 0 | 0 | 0 | 0 | 0 | 0 | 0 | 0 | 0
F4_Commercial_WA - Health_Existing_Space Heating_Natural Gas_Greenhouse Heat Curtain_A_Technical Potential | F4 | Commercial | WA - Health | Existing | Space Heating | Natural Gas | Greenhouse Heat Curtain | A | Standalone Impact on Baseline Energy (%) | Technical Potential | 0 | 0 | 0 | 0 | 0 | 0 | 0 | 0 | 0 | 0 | 0 | 0 | 0 | 0 | 0 | 0 | 0 | 0 | 0 | 0 | 0 | 0 | 0 | 0 | 0 | 0 | 0
F5_Commercial_WA - Health_Existing_Space Heating_Natural Gas_Greenhouse Heat Curtain_A_Technical Potential | F5 | Commercial | WA - Health | Existing | Space Heating | Natural Gas | Greenhouse Heat Curtain | A | Standalone Impact on Baseline Summer Peak (%) | Technical Potential | 0 | 0 | 0 | 0 | 0 | 0 | 0 | 0 | 0 | 0 | 0 | 0 | 0 | 0 | 0 | 0 | 0 | 0 | 0 | 0 | 0 | 0 | 0 | 0 | 0 | 0 | 0
F6_Commercial_WA - Health_Existing_Space Heating_Natural Gas_Greenhouse Heat Curtain_A_Technical Potential | F6 | Commercial | WA - Health | Existing | Space Heating | Natural Gas | Greenhouse Heat Curtain | A | Standalone Impact on Baseline Winter Peak (%) | Technical Potential | 0 | 0 | 0 | 0 | 0 | 0 | 0 | 0 | 0 | 0 | 0 | 0 | 0 | 0 | 0 | 0 | 0 | 0 | 0 | 0 | 0 | 0 | 0 | 0 | 0 | 0 | 0
F7_Commercial_WA - Health_Existing_Space Heating_Natural Gas_Greenhouse Heat Curtain_A_Technical Potential | F7 | Commercial | WA - Health | Existing | Space Heating | Natural Gas | Greenhouse Heat Curtain | A | Incremental Energy Savings (MWh or mTherms) | Technical Potential | 0 | 0 | 0 | 0 | 0 | 0 | 0 | 0 | 0 | 0 | 0 | 0 | 0 | 0 | 0 | 0 | 0 | 0 | 0 | 0 | 0 | 0 | 0 | 0 | 0 | 0 | 0
F8_Commercial_WA - Health_Existing_Space Heating_Natural Gas_Greenhouse Heat Curtain_A_Technical Potential | F8 | Commercial | WA - Health | Existing | Space Heating | Natural Gas | Greenhouse Heat Curtain | A | Incremental Summer Peak Savings (MW) | Technical Potential | 0 | 0 | 0 | 0 | 0 | 0 | 0 | 0 | 0 | 0 | 0 | 0 | 0 | 0 | 0 | 0 | 0 | 0 | 0 | 0 | 0 | 0 | 0 | 0 | 0 | 0 | 0
F9_Commercial_WA - Health_Existing_Space Heating_Natural Gas_Greenhouse Heat Curtain_A_Technical Potential | F9 | Commercial | WA - Health | Existing | Space Heating | Natural Gas | Greenhouse Heat Curtain | A | Incremental Winter Peak Savings (MW) | Technical Potential | 0 | 0 | 0 | 0 | 0 | 0 | 0 | 0 | 0 | 0 | 0 | 0 | 0 | 0 | 0 | 0 | 0 | 0 | 0 | 0 | 0 | 0 | 0 | 0 | 0 | 0 | 0
F10_Commercial_WA - Health_Existing_Space Heating_Natural Gas_Greenhouse Heat Curtain_A_Technical Potential | F10 | Commercial | WA - Health | Existing | Space Heating | Natural Gas | Greenhouse Heat Curtain | A | Cumulative Energy Savings (MWh or mTherms) | Technical Potential | 0 | 0 | 0 | 0 | 0 | 0 | 0 | 0 | 0 | 0 | 0 | 0 | 0 | 0 | 0 | 0 | 0 | 0 | 0 | 0 | 0 | 0 | 0 | 0 | 0 | 0 | 0
F11_Commercial_WA - Health_Existing_Space Heating_Natural Gas_Greenhouse Heat Curtain_A_Technical Potential | F11 | Commercial | WA - Health | Existing | Space Heating | Natural Gas | Greenhouse Heat Curtain | A | Cumulative Summer Peak Savings (MW) | Technical Potential | 0 | 0 | 0 | 0 | 0 | 0 | 0 | 0 | 0 | 0 | 0 | 0 | 0 | 0 | 0 | 0 | 0 | 0 | 0 | 0 | 0 | 0 | 0 | 0 | 0 | 0 | 0
F12_Commercial_WA - Health_Existing_Space Heating_Natural Gas_Greenhouse Heat Curtain_A_Technical Potential | F12 | Commercial | WA - Health | Existing | Space Heating | Natural Gas | Greenhouse Heat Curtain | A | Cumulative Winter Peak Savings (MW) | Technical Potential | 0 | 0 | 0 | 0 | 0 | 0 | 0 | 0 | 0 | 0 | 0 | 0 | 0 | 0 | 0 | 0 | 0 | 0 | 0 | 0 | 0 | 0 | 0 | 0 | 0 | 0 | 0
F13_Commercial_WA - Health_Existing_Space Heating_Natural Gas_Greenhouse Heat Curtain_A_Technical Potential | F13 | Commercial | WA - Health | Existing | Space Heating | Natural Gas | Greenhouse Heat Curtain | A | Purchases (Incremental) | Technical Potential | 0 | 0 | 0 | 0 | 0 | 0 | 0 | 0 | 0 | 0 | 0 | 0 | 0 | 0 | 0 | 0 | 0 | 0 | 0 | 0 | 0 | 0 | 0 | 0 | 0 | 0 | 0
F14_Commercial_WA - Health_Existing_Space Heating_Natural Gas_Greenhouse Heat Curtain_A_Technical Potential | F14 | Commercial | WA - Health | Existing | Space Heating | Natural Gas | Greenhouse Heat Curtain | A | Purchases (Cumulative) | Technical Potential | 0 | 0 | 0 | 0 | 0 | 0 | 0 | 0 | 0 | 0 | 0 | 0 | 0 | 0 | 0 | 0 | 0 | 0 | 0 | 0 | 0 | 0 | 0 | 0 | 0 | 0 | 0
F1_Commercial_WA - Health_Existing_Space Heating_Natural Gas_Ventilation - Parking Garages, Demand Controlled_A_Technical Potential | F1 | Commercial | WA - Health | Existing | Space Heating | Natural Gas | Ventilation - Parking Garages, Demand Controlled | A | Original Unit Energy Savings (kWh or therms) | Technical Potential | 0 | 0 | 0 | 0 | 0 | 0 | 0 | 0 | 0 | 0 | 0 | 0 | 0 | 0 | 0 | 0 | 0 | 0 | 0 | 0 | 0 | 0 | 0 | 0 | 0 | 0 | 0
F2_Commercial_WA - Health_Existing_Space Heating_Natural Gas_Ventilation - Parking Garages, Demand Controlled_A_Technical Potential | F2 | Commercial | WA - Health | Existing | Space Heating | Natural Gas | Ventilation - Parking Garages, Demand Controlled | A | Original Unit Summer Peak Savings (kW) | Technical Potential | 0 | 0 | 0 | 0 | 0 | 0 | 0 | 0 | 0 | 0 | 0 | 0 | 0 | 0 | 0 | 0 | 0 | 0 | 0 | 0 | 0 | 0 | 0 | 0 | 0 | 0 | 0
F3_Commercial_WA - Health_Existing_Space Heating_Natural Gas_Ventilation - Parking Garages, Demand Controlled_A_Technical Potential | F3 | Commercial | WA - Health | Existing | Space Heating | Natural Gas | Ventilation - Parking Garages, Demand Controlled | A | Original Unit Winter Peak Savings (kW) | Technical Potential | 0 | 0 | 0 | 0 | 0 | 0 | 0 | 0 | 0 | 0 | 0 | 0 | 0 | 0 | 0 | 0 | 0 | 0 | 0 | 0 | 0 | 0 | 0 | 0 | 0 | 0 | 0
F4_Commercial_WA - Health_Existing_Space Heating_Natural Gas_Ventilation - Parking Garages, Demand Controlled_A_Technical Potential | F4 | Commercial | WA - Health | Existing | Space Heating | Natural Gas | Ventilation - Parking Garages, Demand Controlled | A | Standalone Impact on Baseline Energy (%) | Technical Potential | 0 | 0 | 0 | 0 | 0 | 0 | 0 | 0 | 0 | 0 | 0 | 0 | 0 | 0 | 0 | 0 | 0 | 0 | 0 | 0 | 0 | 0 | 0 | 0 | 0 | 0 | 0
F5_Commercial_WA - Health_Existing_Space Heating_Natural Gas_Ventilation - Parking Garages, Demand Controlled_A_Technical Potential | F5 | Commercial | WA - Health | Existing | Space Heating | Natural Gas | Ventilation - Parking Garages, Demand Controlled | A | Standalone Impact on Baseline Summer Peak (%) | Technical Potential | 0 | 0 | 0 | 0 | 0 | 0 | 0 | 0 | 0 | 0 | 0 | 0 | 0 | 0 | 0 | 0 | 0 | 0 | 0 | 0 | 0 | 0 | 0 | 0 | 0 | 0 | 0
F6_Commercial_WA - Health_Existing_Space Heating_Natural Gas_Ventilation - Parking Garages, Demand Controlled_A_Technical Potential | F6 | Commercial | WA - Health | Existing | Space Heating | Natural Gas | Ventilation - Parking Garages, Demand Controlled | A | Standalone Impact on Baseline Winter Peak (%) | Technical Potential | 0 | 0 | 0 | 0 | 0 | 0 | 0 | 0 | 0 | 0 | 0 | 0 | 0 | 0 | 0 | 0 | 0 | 0 | 0 | 0 | 0 | 0 | 0 | 0 | 0 | 0 | 0
F7_Commercial_WA - Health_Existing_Space Heating_Natural Gas_Ventilation - Parking Garages, Demand Controlled_A_Technical Potential | F7 | Commercial | WA - Health | Existing | Space Heating | Natural Gas | Ventilation - Parking Garages, Demand Controlled | A | Incremental Energy Savings (MWh or mTherms) | Technical Potential | 0 | 0 | 0 | 0 | 0 | 0 | 0 | 0 | 0 | 0 | 0 | 0 | 0 | 0 | 0 | 0 | 0 | 0 | 0 | 0 | 0 | 0 | 0 | 0 | 0 | 0 | 0
F8_Commercial_WA - Health_Existing_Space Heating_Natural Gas_Ventilation - Parking Garages, Demand Controlled_A_Technical Potential | F8 | Commercial | WA - Health | Existing | Space Heating | Natural Gas | Ventilation - Parking Garages, Demand Controlled | A | Incremental Summer Peak Savings (MW) | Technical Potential | 0 | 0 | 0 | 0 | 0 | 0 | 0 | 0 | 0 | 0 | 0 | 0 | 0 | 0 | 0 | 0 | 0 | 0 | 0 | 0 | 0 | 0 | 0 | 0 | 0 | 0 | 0
F9_Commercial_WA - Health_Existing_Space Heating_Natural Gas_Ventilation - Parking Garages, Demand Controlled_A_Technical Potential | F9 | Commercial | WA - Health | Existing | Space Heating | Natural Gas | Ventilation - Parking Garages, Demand Controlled | A | Incremental Winter Peak Savings (MW) | Technical Potential | 0 | 0 | 0 | 0 | 0 | 0 | 0 | 0 | 0 | 0 | 0 | 0 | 0 | 0 | 0 | 0 | 0 | 0 | 0 | 0 | 0 | 0 | 0 | 0 | 0 | 0 | 0
F10_Commercial_WA - Health_Existing_Space Heating_Natural Gas_Ventilation - Parking Garages, Demand Controlled_A_Technical Potential | F10 | Commercial | WA - Health | Existing | Space Heating | Natural Gas | Ventilation - Parking Garages, Demand Controlled | A | Cumulative Energy Savings (MWh or mTherms) | Technical Potential | 0 | 0 | 0 | 0 | 0 | 0 | 0 | 0 | 0 | 0 | 0 | 0 | 0 | 0 | 0 | 0 | 0 | 0 | 0 | 0 | 0 | 0 | 0 | 0 | 0 | 0 | 0
F11_Commercial_WA - Health_Existing_Space Heating_Natural Gas_Ventilation - Parking Garages, Demand Controlled_A_Technical Potential | F11 | Commercial | WA - Health | Existing | Space Heating | Natural Gas | Ventilation - Parking Garages, Demand Controlled | A | Cumulative Summer Peak Savings (MW) | Technical Potential | 0 | 0 | 0 | 0 | 0 | 0 | 0 | 0 | 0 | 0 | 0 | 0 | 0 | 0 | 0 | 0 | 0 | 0 | 0 | 0 | 0 | 0 | 0 | 0 | 0 | 0 | 0
F12_Commercial_WA - Health_Existing_Space Heating_Natural Gas_Ventilation - Parking Garages, Demand Controlled_A_Technical Potential | F12 | Commercial | WA - Health | Existing | Space Heating | Natural Gas | Ventilation - Parking Garages, Demand Controlled | A | Cumulative Winter Peak Savings (MW) | Technical Potential | 0 | 0 | 0 | 0 | 0 | 0 | 0 | 0 | 0 | 0 | 0 | 0 | 0 | 0 | 0 | 0 | 0 | 0 | 0 | 0 | 0 | 0 | 0 | 0 | 0 | 0 | 0
F13_Commercial_WA - Health_Existing_Space Heating_Natural Gas_Ventilation - Parking Garages, Demand Controlled_A_Technical Potential | F13 | Commercial | WA - Health | Existing | Space Heating | Natural Gas | Ventilation - Parking Garages, Demand Controlled | A | Purchases (Incremental) | Technical Potential | 0 | 0 | 0 | 0 | 0 | 0 | 0 | 0 | 0 | 0 | 0 | 0 | 0 | 0 | 0 | 0 | 0 | 0 | 0 | 0 | 0 | 0 | 0 | 0 | 0 | 0 | 0
F14_Commercial_WA - Health_Existing_Space Heating_Natural Gas_Ventilation - Parking Garages, Demand Controlled_A_Technical Potential | F14 | Commercial | WA - Health | Existing | Space Heating | Natural Gas | Ventilation - Parking Garages, Demand Controlled | A | Purchases (Cumulative) | Technical Potential | 0 | 0 | 0 | 0 | 0 | 0 | 0 | 0 | 0 | 0 | 0 | 0 | 0 | 0 | 0 | 0 | 0 | 0 | 0 | 0 | 0 | 0 | 0 | 0 | 0 | 0 | 0
F1_Commercial_WA - Health_Existing_Miscellaneous_Natural Gas_Pool Heater - Night Covers_A_Technical Potential | F1 | Commercial | WA - Health | Existing | Miscellaneous | Natural Gas | Pool Heater - Night Covers | A | Original Unit Energy Savings (kWh or therms) | Technical Potential | 0 | 0 | 0 | 0 | 0 | 0 | 0 | 0 | 0 | 0 | 0 | 0 | 0 | 0 | 0 | 0 | 0 | 0 | 0 | 0 | 0 | 0 | 0 | 0 | 0 | 0 | 0
F2_Commercial_WA - Health_Existing_Miscellaneous_Natural Gas_Pool Heater - Night Covers_A_Technical Potential | F2 | Commercial | WA - Health | Existing | Miscellaneous | Natural Gas | Pool Heater - Night Covers | A | Original Unit Summer Peak Savings (kW) | Technical Potential | 0 | 0 | 0 | 0 | 0 | 0 | 0 | 0 | 0 | 0 | 0 | 0 | 0 | 0 | 0 | 0 | 0 | 0 | 0 | 0 | 0 | 0 | 0 | 0 | 0 | 0 | 0
F3_Commercial_WA - Health_Existing_Miscellaneous_Natural Gas_Pool Heater - Night Covers_A_Technical Potential | F3 | Commercial | WA - Health | Existing | Miscellaneous | Natural Gas | Pool Heater - Night Covers | A | Original Unit Winter Peak Savings (kW) | Technical Potential | 0 | 0 | 0 | 0 | 0 | 0 | 0 | 0 | 0 | 0 | 0 | 0 | 0 | 0 | 0 | 0 | 0 | 0 | 0 | 0 | 0 | 0 | 0 | 0 | 0 | 0 | 0
F4_Commercial_WA - Health_Existing_Miscellaneous_Natural Gas_Pool Heater - Night Covers_A_Technical Potential | F4 | Commercial | WA - Health | Existing | Miscellaneous | Natural Gas | Pool Heater - Night Covers | A | Standalone Impact on Baseline Energy (%) | Technical Potential | 0 | 0 | 0 | 0 | 0 | 0 | 0 | 0 | 0 | 0 | 0 | 0 | 0 | 0 | 0 | 0 | 0 | 0 | 0 | 0 | 0 | 0 | 0 | 0 | 0 | 0 | 0
F5_Commercial_WA - Health_Existing_Miscellaneous_Natural Gas_Pool Heater - Night Covers_A_Technical Potential | F5 | Commercial | WA - Health | Existing | Miscellaneous | Natural Gas | Pool Heater - Night Covers | A | Standalone Impact on Baseline Summer Peak (%) | Technical Potential | 0 | 0 | 0 | 0 | 0 | 0 | 0 | 0 | 0 | 0 | 0 | 0 | 0 | 0 | 0 | 0 | 0 | 0 | 0 | 0 | 0 | 0 | 0 | 0 | 0 | 0 | 0
F6_Commercial_WA - Health_Existing_Miscellaneous_Natural Gas_Pool Heater - Night Covers_A_Technical Potential | F6 | Commercial | WA - Health | Existing | Miscellaneous | Natural Gas | Pool Heater - Night Covers | A | Standalone Impact on Baseline Winter Peak (%) | Technical Potential | 0 | 0 | 0 | 0 | 0 | 0 | 0 | 0 | 0 | 0 | 0 | 0 | 0 | 0 | 0 | 0 | 0 | 0 | 0 | 0 | 0 | 0 | 0 | 0 | 0 | 0 | 0
F7_Commercial_WA - Health_Existing_Miscellaneous_Natural Gas_Pool Heater - Night Covers_A_Technical Potential | F7 | Commercial | WA - Health | Existing | Miscellaneous | Natural Gas | Pool Heater - Night Covers | A | Incremental Energy Savings (MWh or mTherms) | Technical Potential | 0 | 0 | 0 | 0 | 0 | 0 | 0 | 0 | 0 | 0 | 0 | 0 | 0 | 0 | 0 | 0 | 0 | 0 | 0 | 0 | 0 | 0 | 0 | 0 | 0 | 0 | 0
F8_Commercial_WA - Health_Existing_Miscellaneous_Natural Gas_Pool Heater - Night Covers_A_Technical Potential | F8 | Commercial | WA - Health | Existing | Miscellaneous | Natural Gas | Pool Heater - Night Covers | A | Incremental Summer Peak Savings (MW) | Technical Potential | 0 | 0 | 0 | 0 | 0 | 0 | 0 | 0 | 0 | 0 | 0 | 0 | 0 | 0 | 0 | 0 | 0 | 0 | 0 | 0 | 0 | 0 | 0 | 0 | 0 | 0 | 0
F9_Commercial_WA - Health_Existing_Miscellaneous_Natural Gas_Pool Heater - Night Covers_A_Technical Potential | F9 | Commercial | WA - Health | Existing | Miscellaneous | Natural Gas | Pool Heater - Night Covers | A | Incremental Winter Peak Savings (MW) | Technical Potential | 0 | 0 | 0 | 0 | 0 | 0 | 0 | 0 | 0 | 0 | 0 | 0 | 0 | 0 | 0 | 0 | 0 | 0 | 0 | 0 | 0 | 0 | 0 | 0 | 0 | 0 | 0
F10_Commercial_WA - Health_Existing_Miscellaneous_Natural Gas_Pool Heater - Night Covers_A_Technical Potential | F10 | Commercial | WA - Health | Existing | Miscellaneous | Natural Gas | Pool Heater - Night Covers | A | Cumulative Energy Savings (MWh or mTherms) | Technical Potential | 0 | 0 | 0 | 0 | 0 | 0 | 0 | 0 | 0 | 0 | 0 | 0 | 0 | 0 | 0 | 0 | 0 | 0 | 0 | 0 | 0 | 0 | 0 | 0 | 0 | 0 | 0
F11_Commercial_WA - Health_Existing_Miscellaneous_Natural Gas_Pool Heater - Night Covers_A_Technical Potential | F11 | Commercial | WA - Health | Existing | Miscellaneous | Natural Gas | Pool Heater - Night Covers | A | Cumulative Summer Peak Savings (MW) | Technical Potential | 0 | 0 | 0 | 0 | 0 | 0 | 0 | 0 | 0 | 0 | 0 | 0 | 0 | 0 | 0 | 0 | 0 | 0 | 0 | 0 | 0 | 0 | 0 | 0 | 0 | 0 | 0
F12_Commercial_WA - Health_Existing_Miscellaneous_Natural Gas_Pool Heater - Night Covers_A_Technical Potential | F12 | Commercial | WA - Health | Existing | Miscellaneous | Natural Gas | Pool Heater - Night Covers | A | Cumulative Winter Peak Savings (MW) | Technical Potential | 0 | 0 | 0 | 0 | 0 | 0 | 0 | 0 | 0 | 0 | 0 | 0 | 0 | 0 | 0 | 0 | 0 | 0 | 0 | 0 | 0 | 0 | 0 | 0 | 0 | 0 | 0
F13_Commercial_WA - Health_Existing_Miscellaneous_Natural Gas_Pool Heater - Night Covers_A_Technical Potential | F13 | Commercial | WA - Health | Existing | Miscellaneous | Natural Gas | Pool Heater - Night Covers | A | Purchases (Incremental) | Technical Potential | 0 | 0 | 0 | 0 | 0 | 0 | 0 | 0 | 0 | 0 | 0 | 0 | 0 | 0 | 0 | 0 | 0 | 0 | 0 | 0 | 0 | 0 | 0 | 0 | 0 | 0 | 0
F14_Commercial_WA - Health_Existing_Miscellaneous_Natural Gas_Pool Heater - Night Covers_A_Technical Potential | F14 | Commercial | WA - Health | Existing | Miscellaneous | Natural Gas | Pool Heater - Night Covers | A | Purchases (Cumulative) | Technical Potential | 0 | 0 | 0 | 0 | 0 | 0 | 0 | 0 | 0 | 0 | 0 | 0 | 0 | 0 | 0 | 0 | 0 | 0 | 0 | 0 | 0 | 0 | 0 | 0 | 0 | 0 | 0
F1_Commercial_WA - Health_Existing_Space Heating_Natural Gas_Advanced New Construction Designs_A_Technical Potential | F1 | Commercial | WA - Health | Existing | Space Heating | Natural Gas | Advanced New Construction Designs | A | Original Unit Energy Savings (kWh or therms) | Technical Potential | 0 | 0 | 0 | 0 | 0 | 0 | 0 | 0 | 0 | 0 | 0 | 0 | 0 | 0 | 0 | 0 | 0 | 0 | 0 | 0 | 0 | 0 | 0 | 0 | 0 | 0 | 0
F2_Commercial_WA - Health_Existing_Space Heating_Natural Gas_Advanced New Construction Designs_A_Technical Potential | F2 | Commercial | WA - Health | Existing | Space Heating | Natural Gas | Advanced New Construction Designs | A | Original Unit Summer Peak Savings (kW) | Technical Potential | 0 | 0 | 0 | 0 | 0 | 0 | 0 | 0 | 0 | 0 | 0 | 0 | 0 | 0 | 0 | 0 | 0 | 0 | 0 | 0 | 0 | 0 | 0 | 0 | 0 | 0 | 0
F3_Commercial_WA - Health_Existing_Space Heating_Natural Gas_Advanced New Construction Designs_A_Technical Potential | F3 | Commercial | WA - Health | Existing | Space Heating | Natural Gas | Advanced New Construction Designs | A | Original Unit Winter Peak Savings (kW) | Technical Potential | 0 | 0 | 0 | 0 | 0 | 0 | 0 | 0 | 0 | 0 | 0 | 0 | 0 | 0 | 0 | 0 | 0 | 0 | 0 | 0 | 0 | 0 | 0 | 0 | 0 | 0 | 0
F4_Commercial_WA - Health_Existing_Space Heating_Natural Gas_Advanced New Construction Designs_A_Technical Potential | F4 | Commercial | WA - Health | Existing | Space Heating | Natural Gas | Advanced New Construction Designs | A | Standalone Impact on Baseline Energy (%) | Technical Potential | 0 | 0 | 0 | 0 | 0 | 0 | 0 | 0 | 0 | 0 | 0 | 0 | 0 | 0 | 0 | 0 | 0 | 0 | 0 | 0 | 0 | 0 | 0 | 0 | 0 | 0 | 0
F5_Commercial_WA - Health_Existing_Space Heating_Natural Gas_Advanced New Construction Designs_A_Technical Potential | F5 | Commercial | WA - Health | Existing | Space Heating | Natural Gas | Advanced New Construction Designs | A | Standalone Impact on Baseline Summer Peak (%) | Technical Potential | 0 | 0 | 0 | 0 | 0 | 0 | 0 | 0 | 0 | 0 | 0 | 0 | 0 | 0 | 0 | 0 | 0 | 0 | 0 | 0 | 0 | 0 | 0 | 0 | 0 | 0 | 0
F6_Commercial_WA - Health_Existing_Space Heating_Natural Gas_Advanced New Construction Designs_A_Technical Potential | F6 | Commercial | WA - Health | Existing | Space Heating | Natural Gas | Advanced New Construction Designs | A | Standalone Impact on Baseline Winter Peak (%) | Technical Potential | 0 | 0 | 0 | 0 | 0 | 0 | 0 | 0 | 0 | 0 | 0 | 0 | 0 | 0 | 0 | 0 | 0 | 0 | 0 | 0 | 0 | 0 | 0 | 0 | 0 | 0 | 0
F7_Commercial_WA - Health_Existing_Space Heating_Natural Gas_Advanced New Construction Designs_A_Technical Potential | F7 | Commercial | WA - Health | Existing | Space Heating | Natural Gas | Advanced New Construction Designs | A | Incremental Energy Savings (MWh or mTherms) | Technical Potential | 0 | 0 | 0 | 0 | 0 | 0 | 0 | 0 | 0 | 0 | 0 | 0 | 0 | 0 | 0 | 0 | 0 | 0 | 0 | 0 | 0 | 0 | 0 | 0 | 0 | 0 | 0
F8_Commercial_WA - Health_Existing_Space Heating_Natural Gas_Advanced New Construction Designs_A_Technical Potential | F8 | Commercial | WA - Health | Existing | Space Heating | Natural Gas | Advanced New Construction Designs | A | Incremental Summer Peak Savings (MW) | Technical Potential | 0 | 0 | 0 | 0 | 0 | 0 | 0 | 0 | 0 | 0 | 0 | 0 | 0 | 0 | 0 | 0 | 0 | 0 | 0 | 0 | 0 | 0 | 0 | 0 | 0 | 0 | 0
F9_Commercial_WA - Health_Existing_Space Heating_Natural Gas_Advanced New Construction Designs_A_Technical Potential | F9 | Commercial | WA - Health | Existing | Space Heating | Natural Gas | Advanced New Construction Designs | A | Incremental Winter Peak Savings (MW) | Technical Potential | 0 | 0 | 0 | 0 | 0 | 0 | 0 | 0 | 0 | 0 | 0 | 0 | 0 | 0 | 0 | 0 | 0 | 0 | 0 | 0 | 0 | 0 | 0 | 0 | 0 | 0 | 0
F10_Commercial_WA - Health_Existing_Space Heating_Natural Gas_Advanced New Construction Designs_A_Technical Potential | F10 | Commercial | WA - Health | Existing | Space Heating | Natural Gas | Advanced New Construction Designs | A | Cumulative Energy Savings (MWh or mTherms) | Technical Potential | 0 | 0 | 0 | 0 | 0 | 0 | 0 | 0 | 0 | 0 | 0 | 0 | 0 | 0 | 0 | 0 | 0 | 0 | 0 | 0 | 0 | 0 | 0 | 0 | 0 | 0 | 0
F11_Commercial_WA - Health_Existing_Space Heating_Natural Gas_Advanced New Construction Designs_A_Technical Potential | F11 | Commercial | WA - Health | Existing | Space Heating | Natural Gas | Advanced New Construction Designs | A | Cumulative Summer Peak Savings (MW) | Technical Potential | 0 | 0 | 0 | 0 | 0 | 0 | 0 | 0 | 0 | 0 | 0 | 0 | 0 | 0 | 0 | 0 | 0 | 0 | 0 | 0 | 0 | 0 | 0 | 0 | 0 | 0 | 0
F12_Commercial_WA - Health_Existing_Space Heating_Natural Gas_Advanced New Construction Designs_A_Technical Potential | F12 | Commercial | WA - Health | Existing | Space Heating | Natural Gas | Advanced New Construction Designs | A | Cumulative Winter Peak Savings (MW) | Technical Potential | 0 | 0 | 0 | 0 | 0 | 0 | 0 | 0 | 0 | 0 | 0 | 0 | 0 | 0 | 0 | 0 | 0 | 0 | 0 | 0 | 0 | 0 | 0 | 0 | 0 | 0 | 0
F13_Commercial_WA - Health_Existing_Space Heating_Natural Gas_Advanced New Construction Designs_A_Technical Potential | F13 | Commercial | WA - Health | Existing | Space Heating | Natural Gas | Advanced New Construction Designs | A | Purchases (Incremental) | Technical Potential | 0 | 0 | 0 | 0 | 0 | 0 | 0 | 0 | 0 | 0 | 0 | 0 | 0 | 0 | 0 | 0 | 0 | 0 | 0 | 0 | 0 | 0 | 0 | 0 | 0 | 0 | 0
F14_Commercial_WA - Health_Existing_Space Heating_Natural Gas_Advanced New Construction Designs_A_Technical Potential | F14 | Commercial | WA - Health | Existing | Space Heating | Natural Gas | Advanced New Construction Designs | A | Purchases (Cumulative) | Technical Potential | 0 | 0 | 0 | 0 | 0 | 0 | 0 | 0 | 0 | 0 | 0 | 0 | 0 | 0 | 0 | 0 | 0 | 0 | 0 | 0 | 0 | 0 | 0 | 0 | 0 | 0 | 0
F1_Commercial_WA - Health_Existing_Water Heating_Natural Gas_Advanced New Construction Designs_A_Technical Potential | F1 | Commercial | WA - Health | Existing | Water Heating | Natural Gas | Advanced New Construction Designs | A | Original Unit Energy Savings (kWh or therms) | Technical Potential | 0 | 0 | 0 | 0 | 0 | 0 | 0 | 0 | 0 | 0 | 0 | 0 | 0 | 0 | 0 | 0 | 0 | 0 | 0 | 0 | 0 | 0 | 0 | 0 | 0 | 0 | 0
F2_Commercial_WA - Health_Existing_Water Heating_Natural Gas_Advanced New Construction Designs_A_Technical Potential | F2 | Commercial | WA - Health | Existing | Water Heating | Natural Gas | Advanced New Construction Designs | A | Original Unit Summer Peak Savings (kW) | Technical Potential | 0 | 0 | 0 | 0 | 0 | 0 | 0 | 0 | 0 | 0 | 0 | 0 | 0 | 0 | 0 | 0 | 0 | 0 | 0 | 0 | 0 | 0 | 0 | 0 | 0 | 0 | 0
F3_Commercial_WA - Health_Existing_Water Heating_Natural Gas_Advanced New Construction Designs_A_Technical Potential | F3 | Commercial | WA - Health | Existing | Water Heating | Natural Gas | Advanced New Construction Designs | A | Original Unit Winter Peak Savings (kW) | Technical Potential | 0 | 0 | 0 | 0 | 0 | 0 | 0 | 0 | 0 | 0 | 0 | 0 | 0 | 0 | 0 | 0 | 0 | 0 | 0 | 0 | 0 | 0 | 0 | 0 | 0 | 0 | 0
F4_Commercial_WA - Health_Existing_Water Heating_Natural Gas_Advanced New Construction Designs_A_Technical Potential | F4 | Commercial | WA - Health | Existing | Water Heating | Natural Gas | Advanced New Construction Designs | A | Standalone Impact on Baseline Energy (%) | Technical Potential | 0 | 0 | 0 | 0 | 0 | 0 | 0 | 0 | 0 | 0 | 0 | 0 | 0 | 0 | 0 | 0 | 0 | 0 | 0 | 0 | 0 | 0 | 0 | 0 | 0 | 0 | 0
F5_Commercial_WA - Health_Existing_Water Heating_Natural Gas_Advanced New Construction Designs_A_Technical Potential | F5 | Commercial | WA - Health | Existing | Water Heating | Natural Gas | Advanced New Construction Designs | A | Standalone Impact on Baseline Summer Peak (%) | Technical Potential | 0 | 0 | 0 | 0 | 0 | 0 | 0 | 0 | 0 | 0 | 0 | 0 | 0 | 0 | 0 | 0 | 0 | 0 | 0 | 0 | 0 | 0 | 0 | 0 | 0 | 0 | 0
F6_Commercial_WA - Health_Existing_Water Heating_Natural Gas_Advanced New Construction Designs_A_Technical Potential | F6 | Commercial | WA - Health | Existing | Water Heating | Natural Gas | Advanced New Construction Designs | A | Standalone Impact on Baseline Winter Peak (%) | Technical Potential | 0 | 0 | 0 | 0 | 0 | 0 | 0 | 0 | 0 | 0 | 0 | 0 | 0 | 0 | 0 | 0 | 0 | 0 | 0 | 0 | 0 | 0 | 0 | 0 | 0 | 0 | 0
F7_Commercial_WA - Health_Existing_Water Heating_Natural Gas_Advanced New Construction Designs_A_Technical Potential | F7 | Commercial | WA - Health | Existing | Water Heating | Natural Gas | Advanced New Construction Designs | A | Incremental Energy Savings (MWh or mTherms) | Technical Potential | 0 | 0 | 0 | 0 | 0 | 0 | 0 | 0 | 0 | 0 | 0 | 0 | 0 | 0 | 0 | 0 | 0 | 0 | 0 | 0 | 0 | 0 | 0 | 0 | 0 | 0 | 0
F8_Commercial_WA - Health_Existing_Water Heating_Natural Gas_Advanced New Construction Designs_A_Technical Potential | F8 | Commercial | WA - Health | Existing | Water Heating | Natural Gas | Advanced New Construction Designs | A | Incremental Summer Peak Savings (MW) | Technical Potential | 0 | 0 | 0 | 0 | 0 | 0 | 0 | 0 | 0 | 0 | 0 | 0 | 0 | 0 | 0 | 0 | 0 | 0 | 0 | 0 | 0 | 0 | 0 | 0 | 0 | 0 | 0
F9_Commercial_WA - Health_Existing_Water Heating_Natural Gas_Advanced New Construction Designs_A_Technical Potential | F9 | Commercial | WA - Health | Existing | Water Heating | Natural Gas | Advanced New Construction Designs | A | Incremental Winter Peak Savings (MW) | Technical Potential | 0 | 0 | 0 | 0 | 0 | 0 | 0 | 0 | 0 | 0 | 0 | 0 | 0 | 0 | 0 | 0 | 0 | 0 | 0 | 0 | 0 | 0 | 0 | 0 | 0 | 0 | 0
F10_Commercial_WA - Health_Existing_Water Heating_Natural Gas_Advanced New Construction Designs_A_Technical Potential | F10 | Commercial | WA - Health | Existing | Water Heating | Natural Gas | Advanced New Construction Designs | A | Cumulative Energy Savings (MWh or mTherms) | Technical Potential | 0 | 0 | 0 | 0 | 0 | 0 | 0 | 0 | 0 | 0 | 0 | 0 | 0 | 0 | 0 | 0 | 0 | 0 | 0 | 0 | 0 | 0 | 0 | 0 | 0 | 0 | 0
F11_Commercial_WA - Health_Existing_Water Heating_Natural Gas_Advanced New Construction Designs_A_Technical Potential | F11 | Commercial | WA - Health | Existing | Water Heating | Natural Gas | Advanced New Construction Designs | A | Cumulative Summer Peak Savings (MW) | Technical Potential | 0 | 0 | 0 | 0 | 0 | 0 | 0 | 0 | 0 | 0 | 0 | 0 | 0 | 0 | 0 | 0 | 0 | 0 | 0 | 0 | 0 | 0 | 0 | 0 | 0 | 0 | 0
F12_Commercial_WA - Health_Existing_Water Heating_Natural Gas_Advanced New Construction Designs_A_Technical Potential | F12 | Commercial | WA - Health | Existing | Water Heating | Natural Gas | Advanced New Construction Designs | A | Cumulative Winter Peak Savings (MW) | Technical Potential | 0 | 0 | 0 | 0 | 0 | 0 | 0 | 0 | 0 | 0 | 0 | 0 | 0 | 0 | 0 | 0 | 0 | 0 | 0 | 0 | 0 | 0 | 0 | 0 | 0 | 0 | 0
F13_Commercial_WA - Health_Existing_Water Heating_Natural Gas_Advanced New Construction Designs_A_Technical Potential | F13 | Commercial | WA - Health | Existing | Water Heating | Natural Gas | Advanced New Construction Designs | A | Purchases (Incremental) | Technical Potential | 0 | 0 | 0 | 0 | 0 | 0 | 0 | 0 | 0 | 0 | 0 | 0 | 0 | 0 | 0 | 0 | 0 | 0 | 0 | 0 | 0 | 0 | 0 | 0 | 0 | 0 | 0
F14_Commercial_WA - Health_Existing_Water Heating_Natural Gas_Advanced New Construction Designs_A_Technical Potential | F14 | Commercial | WA - Health | Existing | Water Heating | Natural Gas | Advanced New Construction Designs | A | Purchases (Cumulative) | Technical Potential | 0 | 0 | 0 | 0 | 0 | 0 | 0 | 0 | 0 | 0 | 0 | 0 | 0 | 0 | 0 | 0 | 0 | 0 | 0 | 0 | 0 | 0 | 0 | 0 | 0 | 0 | 0
F1_Commercial_WA - Health_Existing_Space Heating_Natural Gas_Strategic Energy Management_A_Technical Potential | F1 | Commercial | WA - Health | Existing | Space Heating | Natural Gas | Strategic Energy Management | A | Original Unit Energy Savings (kWh or therms) | Technical Potential | 0 | 0 | 0.03656 | 0.036448 | 0.036338 | 0.036229 | 0.036123 | 0.036018 | 0.035916 | 0.035817 | 0.03572 | 0.035627 | 0.035537 | 0.035451 | 0.035368 | 0.03529 | 0.035216 | 0.035147 | 0.035082 | 0.035022 | 0.034967 | 0.034917 | 0.034871 | 0.034829 | 0.034791 | 0.034757 | 0.034725
F2_Commercial_WA - Health_Existing_Space Heating_Natural Gas_Strategic Energy Management_A_Technical Potential | F2 | Commercial | WA - Health | Existing | Space Heating | Natural Gas | Strategic Energy Management | A | Original Unit Summer Peak Savings (kW) | Technical Potential | 0 | 0 | 0 | 0 | 0 | 0 | 0 | 0 | 0 | 0 | 0 | 0 | 0 | 0 | 0 | 0 | 0 | 0 | 0 | 0 | 0 | 0 | 0 | 0 | 0 | 0 | 0
F3_Commercial_WA - Health_Existing_Space Heating_Natural Gas_Strategic Energy Management_A_Technical Potential | F3 | Commercial | WA - Health | Existing | Space Heating | Natural Gas | Strategic Energy Management | A | Original Unit Winter Peak Savings (kW) | Technical Potential | 0 | 0 | 0 | 0 | 0 | 0 | 0 | 0 | 0 | 0 | 0 | 0 | 0 | 0 | 0 | 0 | 0 | 0 | 0 | 0 | 0 | 0 | 0 | 0 | 0 | 0 | 0
F4_Commercial_WA - Health_Existing_Space Heating_Natural Gas_Strategic Energy Management_A_Technical Potential | F4 | Commercial | WA - Health | Existing | Space Heating | Natural Gas | Strategic Energy Management | A | Standalone Impact on Baseline Energy (%) | Technical Potential | 0 | 0 | 0 | 0.0013758 | 0.0041997 | 0.0070237 | 0.0084718 | 0.0084718 | 0.0084718 | 0.0084718 | 0.0084718 | 0.0084718 | 0.0084718 | 0.0084718 | 0.0084718 | 0.0084718 | 0.0084718 | 0.0084718 | 0.0084718 | 0.0084718 | 0.0084718 | 0.0084718 | 0.0084718 | 0.0084718 | 0.0084718 | 0.0084718 | 0.0084718
F5_Commercial_WA - Health_Existing_Space Heating_Natural Gas_Strategic Energy Management_A_Technical Potential | F5 | Commercial | WA - Health | Existing | Space Heating | Natural Gas | Strategic Energy Management | A | Standalone Impact on Baseline Summer Peak (%) | Technical Potential | 0 | 0 | 0 | 0 | 0 | 0 | 0 | 0 | 0 | 0 | 0 | 0 | 0 | 0 | 0 | 0 | 0 | 0 | 0 | 0 | 0 | 0 | 0 | 0 | 0 | 0 | 0
F6_Commercial_WA - Health_Existing_Space Heating_Natural Gas_Strategic Energy Management_A_Technical Potential | F6 | Commercial | WA - Health | Existing | Space Heating | Natural Gas | Strategic Energy Management | A | Standalone Impact on Baseline Winter Peak (%) | Technical Potential | 0 | 0 | 0 | 0 | 0 | 0 | 0 | 0 | 0 | 0 | 0 | 0 | 0 | 0 | 0 | 0 | 0 | 0 | 0 | 0 | 0 | 0 | 0 | 0 | 0 | 0 | 0
F7_Commercial_WA - Health_Existing_Space Heating_Natural Gas_Strategic Energy Management_A_Technical Potential | F7 | Commercial | WA - Health | Existing | Space Heating | Natural Gas | Strategic Energy Management | A | Incremental Energy Savings (MWh or mTherms) | Technical Potential | 0 | 0 | 0 | 3.6121 | 7.392 | 7.3699 | 3.7683 | 0 | 0 | 0 | 0 | 0 | 0 | 0 | 0 | 0 | 0 | 0 | 0 | 0 | 0 | 0 | 0 | 0 | 0 | 0 | 0
F8_Commercial_WA - Health_Existing_Space Heating_Natural Gas_Strategic Energy Management_A_Technical Potential | F8 | Commercial | WA - Health | Existing | Space Heating | Natural Gas | Strategic Energy Management | A | Incremental Summer Peak Savings (MW) | Technical Potential | 0 | 0 | 0 | 0 | 0 | 0 | 0 | 0 | 0 | 0 | 0 | 0 | 0 | 0 | 0 | 0 | 0 | 0 | 0 | 0 | 0 | 0 | 0 | 0 | 0 | 0 | 0
F9_Commercial_WA - Health_Existing_Space Heating_Natural Gas_Strategic Energy Management_A_Technical Potential | F9 | Commercial | WA - Health | Existing | Space Heating | Natural Gas | Strategic Energy Management | A | Incremental Winter Peak Savings (MW) | Technical Potential | 0 | 0 | 0 | 0 | 0 | 0 | 0 | 0 | 0 | 0 | 0 | 0 | 0 | 0 | 0 | 0 | 0 | 0 | 0 | 0 | 0 | 0 | 0 | 0 | 0 | 0 | 0
F10_Commercial_WA - Health_Existing_Space Heating_Natural Gas_Strategic Energy Management_A_Technical Potential | F10 | Commercial | WA - Health | Existing | Space Heating | Natural Gas | Strategic Energy Management | A | Cumulative Energy Savings (MWh or mTherms) | Technical Potential | 0 | 0 | 0 | 3.6121 | 10.9932 | 18.3301 | 22.0444 | 21.9806 | 21.9183 | 21.8575 | 21.7986 | 21.7416 | 21.6868 | 21.6342 | 21.584 | 21.5363 | 21.4913 | 21.4489 | 21.4094 | 21.3728 | 21.3392 | 21.3085 | 21.2806 | 21.2551 | 21.2319 | 21.2108 | 21.1915
F11_Commercial_WA - Health_Existing_Space Heating_Natural Gas_Strategic Energy Management_A_Technical Potential | F11 | Commercial | WA - Health | Existing | Space Heating | Natural Gas | Strategic Energy Management | A | Cumulative Summer Peak Savings (MW) | Technical Potential | 0 | 0 | 0 | 0 | 0 | 0 | 0 | 0 | 0 | 0 | 0 | 0 | 0 | 0 | 0 | 0 | 0 | 0 | 0 | 0 | 0 | 0 | 0 | 0 | 0 | 0 | 0
F12_Commercial_WA - Health_Existing_Space Heating_Natural Gas_Strategic Energy Management_A_Technical Potential | F12 | Commercial | WA - Health | Existing | Space Heating | Natural Gas | Strategic Energy Management | A | Cumulative Winter Peak Savings (MW) | Technical Potential | 0 | 0 | 0 | 0 | 0 | 0 | 0 | 0 | 0 | 0 | 0 | 0 | 0 | 0 | 0 | 0 | 0 | 0 | 0 | 0 | 0 | 0 | 0 | 0 | 0 | 0 | 0
F13_Commercial_WA - Health_Existing_Space Heating_Natural Gas_Strategic Energy Management_A_Technical Potential | F13 | Commercial | WA - Health | Existing | Space Heating | Natural Gas | Strategic Energy Management | A | Purchases (Incremental) | Technical Potential | 0 | 0 | 0 | 99102.7137 | 203421.3596 | 203421.3596 | 104318.646 | 0 | 0 | 0 | 0 | 0 | 0 | 0 | 0 | 0 | 0 | 0 | 0 | 0 | 0 | 0 | 0 | 0 | 0 | 0 | 0
F14_Commercial_WA - Health_Existing_Space Heating_Natural Gas_Strategic Energy Management_A_Technical Potential | F14 | Commercial | WA - Health | Existing | Space Heating | Natural Gas | Strategic Energy Management | A | Purchases (Cumulative) | Technical Potential | 0 | 0 | 0 | 99102.7137 | 302524.0733 | 505945.433 | 610264.0789 | 610264.0789 | 610264.0789 | 610264.0789 | 610264.0789 | 610264.0789 | 610264.0789 | 610264.0789 | 610264.0789 | 610264.0789 | 610264.0789 | 610264.0789 | 610264.0789 | 610264.0789 | 610264.0789 | 610264.0789 | 610264.0789 | 610264.0789 | 610264.0789 | 610264.0789 | 610264.0789
F1_Commercial_WA - Health_Existing_Water Heating_Natural Gas_Strategic Energy Management_A_Technical Potential | F1 | Commercial | WA - Health | Existing | Water Heating | Natural Gas | Strategic Energy Management | A | Original Unit Energy Savings (kWh or therms) | Technical Potential | 0 | 0 | 0.017236 | 0.016966 | 0.016729 | 0.016522 | 0.016344 | 0.016194 | 0.016069 | 0.015969 | 0.015889 | 0.015825 | 0.015774 | 0.015733 | 0.015701 | 0.015674 | 0.015653 | 0.015637 | 0.015623 | 0.015613 | 0.015604 | 0.015597 | 0.015592 | 0.015587 | 0.015584 | 0.015581 | 0.015579
F2_Commercial_WA - Health_Existing_Water Heating_Natural Gas_Strategic Energy Management_A_Technical Potential | F2 | Commercial | WA - Health | Existing | Water Heating | Natural Gas | Strategic Energy Management | A | Original Unit Summer Peak Savings (kW) | Technical Potential | 0 | 0 | 0 | 0 | 0 | 0 | 0 | 0 | 0 | 0 | 0 | 0 | 0 | 0 | 0 | 0 | 0 | 0 | 0 | 0 | 0 | 0 | 0 | 0 | 0 | 0 | 0
F3_Commercial_WA - Health_Existing_Water Heating_Natural Gas_Strategic Energy Management_A_Technical Potential | F3 | Commercial | WA - Health | Existing | Water Heating | Natural Gas | Strategic Energy Management | A | Original Unit Winter Peak Savings (kW) | Technical Potential | 0 | 0 | 0 | 0 | 0 | 0 | 0 | 0 | 0 | 0 | 0 | 0 | 0 | 0 | 0 | 0 | 0 | 0 | 0 | 0 | 0 | 0 | 0 | 0 | 0 | 0 | 0
F4_Commercial_WA - Health_Existing_Water Heating_Natural Gas_Strategic Energy Management_A_Technical Potential | F4 | Commercial | WA - Health | Existing | Water Heating | Natural Gas | Strategic Energy Management | A | Standalone Impact on Baseline Energy (%) | Technical Potential | 0 | 0 | 0 | 0.00070206 | 0.0021431 | 0.0035842 | 0.0043232 | 0.0043232 | 0.0043232 | 0.0043232 | 0.0043232 | 0.0043232 | 0.0043232 | 0.0043232 | 0.0043232 | 0.0043232 | 0.0043232 | 0.0043232 | 0.0043232 | 0.0043232 | 0.0043232 | 0.0043232 | 0.0043232 | 0.0043232 | 0.0043232 | 0.0043232 | 0.0043232
F5_Commercial_WA - Health_Existing_Water Heating_Natural Gas_Strategic Energy Management_A_Technical Potential | F5 | Commercial | WA - Health | Existing | Water Heating | Natural Gas | Strategic Energy Management | A | Standalone Impact on Baseline Summer Peak (%) | Technical Potential | 0 | 0 | 0 | 0 | 0 | 0 | 0 | 0 | 0 | 0 | 0 | 0 | 0 | 0 | 0 | 0 | 0 | 0 | 0 | 0 | 0 | 0 | 0 | 0 | 0 | 0 | 0
F6_Commercial_WA - Health_Existing_Water Heating_Natural Gas_Strategic Energy Management_A_Technical Potential | F6 | Commercial | WA - Health | Existing | Water Heating | Natural Gas | Strategic Energy Management | A | Standalone Impact on Baseline Winter Peak (%) | Technical Potential | 0 | 0 | 0 | 0 | 0 | 0 | 0 | 0 | 0 | 0 | 0 | 0 | 0 | 0 | 0 | 0 | 0 | 0 | 0 | 0 | 0 | 0 | 0 | 0 | 0 | 0 | 0
F7_Commercial_WA - Health_Existing_Water Heating_Natural Gas_Strategic Energy Management_A_Technical Potential | F7 | Commercial | WA - Health | Existing | Water Heating | Natural Gas | Strategic Energy Management | A | Incremental Energy Savings (MWh or mTherms) | Technical Potential | 0 | 0 | 0 | 1.5575 | 3.1523 | 3.1133 | 1.5794 | 0 | 0 | 0 | 0 | 0 | 0 | 0 | 0 | 0 | 0 | 0 | 0 | 0 | 0 | 0 | 0 | 0 | 0 | 0 | 0
F8_Commercial_WA - Health_Existing_Water Heating_Natural Gas_Strategic Energy Management_A_Technical Potential | F8 | Commercial | WA - Health | Existing | Water Heating | Natural Gas | Strategic Energy Management | A | Incremental Summer Peak Savings (MW) | Technical Potential | 0 | 0 | 0 | 0 | 0 | 0 | 0 | 0 | 0 | 0 | 0 | 0 | 0 | 0 | 0 | 0 | 0 | 0 | 0 | 0 | 0 | 0 | 0 | 0 | 0 | 0 | 0
F9_Commercial_WA - Health_Existing_Water Heating_Natural Gas_Strategic Energy Management_A_Technical Potential | F9 | Commercial | WA - Health | Existing | Water Heating | Natural Gas | Strategic Energy Management | A | Incremental Winter Peak Savings (MW) | Technical Potential | 0 | 0 | 0 | 0 | 0 | 0 | 0 | 0 | 0 | 0 | 0 | 0 | 0 | 0 | 0 | 0 | 0 | 0 | 0 | 0 | 0 | 0 | 0 | 0 | 0 | 0 | 0
F10_Commercial_WA - Health_Existing_Water Heating_Natural Gas_Strategic Energy Management_A_Technical Potential | F10 | Commercial | WA - Health | Existing | Water Heating | Natural Gas | Strategic Energy Management | A | Cumulative Energy Savings (MWh or mTherms) | Technical Potential | 0 | 0 | 0 | 1.5575 | 4.688 | 7.7435 | 9.2395 | 9.1543 | 9.0838 | 9.0274 | 8.9822 | 8.9461 | 8.9172 | 8.8941 | 8.8756 | 8.8608 | 8.849 | 8.8395 | 8.832 | 8.8259 | 8.8211 | 8.8172 | 8.8141 | 8.8116 | 8.8096 | 8.808 | 8.8068
F11_Commercial_WA - Health_Existing_Water Heating_Natural Gas_Strategic Energy Management_A_Technical Potential | F11 | Commercial | WA - Health | Existing | Water Heating | Natural Gas | Strategic Energy Management | A | Cumulative Summer Peak Savings (MW) | Technical Potential | 0 | 0 | 0 | 0 | 0 | 0 | 0 | 0 | 0 | 0 | 0 | 0 | 0 | 0 | 0 | 0 | 0 | 0 | 0 | 0 | 0 | 0 | 0 | 0 | 0 | 0 | 0
F12_Commercial_WA - Health_Existing_Water Heating_Natural Gas_Strategic Energy Management_A_Technical Potential | F12 | Commercial | WA - Health | Existing | Water Heating | Natural Gas | Strategic Energy Management | A | Cumulative Winter Peak Savings (MW) | Technical Potential | 0 | 0 | 0 | 0 | 0 | 0 | 0 | 0 | 0 | 0 | 0 | 0 | 0 | 0 | 0 | 0 | 0 | 0 | 0 | 0 | 0 | 0 | 0 | 0 | 0 | 0 | 0
F13_Commercial_WA - Health_Existing_Water Heating_Natural Gas_Strategic Energy Management_A_Technical Potential | F13 | Commercial | WA - Health | Existing | Water Heating | Natural Gas | Strategic Energy Management | A | Purchases (Incremental) | Technical Potential | 0 | 0 | 0 | 91802.1694 | 188436.0319 | 188436.0319 | 96633.8625 | 0 | 0 | 0 | 0 | 0 | 0 | 0 | 0 | 0 | 0 | 0 | 0 | 0 | 0 | 0 | 0 | 0 | 0 | 0 | 0
F14_Commercial_WA - Health_Existing_Water Heating_Natural Gas_Strategic Energy Management_A_Technical Potential | F14 | Commercial | WA - Health | Existing | Water Heating | Natural Gas | Strategic Energy Management | A | Purchases (Cumulative) | Technical Potential | 0 | 0 | 0 | 91802.1694 | 280238.2013 | 468674.2332 | 565308.0958 | 565308.0958 | 565308.0958 | 565308.0958 | 565308.0958 | 565308.0958 | 565308.0958 | 565308.0958 | 565308.0958 | 565308.0958 | 565308.0958 | 565308.0958 | 565308.0958 | 565308.0958 | 565308.0958 | 565308.0958 | 565308.0958 | 565308.0958 | 565308.0958 | 565308.0958 | 565308.0958
F1_Commercial_WA - Health_Existing_Space Heating_Natural Gas_Retrocommissioning_A_Technical Potential | F1 | Commercial | WA - Health | Existing | Space Heating | Natural Gas | Retrocommissioning | A | Original Unit Energy Savings (kWh or therms) | Technical Potential | 0 | 0 | 0.044892 | 0.044755 | 0.04462 | 0.044486 | 0.044355 | 0.044227 | 0.044102 | 0.043979 | 0.043861 | 0.043746 | 0.043636 | 0.04353 | 0.043429 | 0.043333 | 0.043242 | 0.043157 | 0.043078 | 0.043004 | 0.042936 | 0.042875 | 0.042818 | 0.042767 | 0.042721 | 0.042678 | 0.042639
F2_Commercial_WA - Health_Existing_Space Heating_Natural Gas_Retrocommissioning_A_Technical Potential | F2 | Commercial | WA - Health | Existing | Space Heating | Natural Gas | Retrocommissioning | A | Original Unit Summer Peak Savings (kW) | Technical Potential | 0 | 0 | 0 | 0 | 0 | 0 | 0 | 0 | 0 | 0 | 0 | 0 | 0 | 0 | 0 | 0 | 0 | 0 | 0 | 0 | 0 | 0 | 0 | 0 | 0 | 0 | 0
F3_Commercial_WA - Health_Existing_Space Heating_Natural Gas_Retrocommissioning_A_Technical Potential | F3 | Commercial | WA - Health | Existing | Space Heating | Natural Gas | Retrocommissioning | A | Original Unit Winter Peak Savings (kW) | Technical Potential | 0 | 0 | 0 | 0 | 0 | 0 | 0 | 0 | 0 | 0 | 0 | 0 | 0 | 0 | 0 | 0 | 0 | 0 | 0 | 0 | 0 | 0 | 0 | 0 | 0 | 0 | 0
F4_Commercial_WA - Health_Existing_Space Heating_Natural Gas_Retrocommissioning_A_Technical Potential | F4 | Commercial | WA - Health | Existing | Space Heating | Natural Gas | Retrocommissioning | A | Standalone Impact on Baseline Energy (%) | Technical Potential | 0 | 0 | 0 | 0.001682 | 0.0051345 | 0.0085871 | 0.010358 | 0.010358 | 0.010358 | 0.010358 | 0.010358 | 0.010358 | 0.010358 | 0.010358 | 0.010358 | 0.010358 | 0.010358 | 0.010358 | 0.010358 | 0.010358 | 0.010358 | 0.010358 | 0.010358 | 0.010358 | 0.010358 | 0.010358 | 0.010358
F5_Commercial_WA - Health_Existing_Space Heating_Natural Gas_Retrocommissioning_A_Technical Potential | F5 | Commercial | WA - Health | Existing | Space Heating | Natural Gas | Retrocommissioning | A | Standalone Impact on Baseline Summer Peak (%) | Technical Potential | 0 | 0 | 0 | 0 | 0 | 0 | 0 | 0 | 0 | 0 | 0 | 0 | 0 | 0 | 0 | 0 | 0 | 0 | 0 | 0 | 0 | 0 | 0 | 0 | 0 | 0 | 0
F6_Commercial_WA - Health_Existing_Space Heating_Natural Gas_Retrocommissioning_A_Technical Potential | F6 | Commercial | WA - Health | Existing | Space Heating | Natural Gas | Retrocommissioning | A | Standalone Impact on Baseline Winter Peak (%) | Technical Potential | 0 | 0 | 0 | 0 | 0 | 0 | 0 | 0 | 0 | 0 | 0 | 0 | 0 | 0 | 0 | 0 | 0 | 0 | 0 | 0 | 0 | 0 | 0 | 0 | 0 | 0 | 0
F7_Commercial_WA - Health_Existing_Space Heating_Natural Gas_Retrocommissioning_A_Technical Potential | F7 | Commercial | WA - Health | Existing | Space Heating | Natural Gas | Retrocommissioning | A | Incremental Energy Savings (MWh or mTherms) | Technical Potential | 0 | 0 | 0 | 4.4162 | 9.0373 | 9.0103 | 4.6071 | 0 | 0 | 0 | 0 | 0 | 0 | 0 | 0 | 0 | 0 | 0 | 0 | 0 | 0 | 0 | 0 | 0 | 0 | 0 | 0
F8_Commercial_WA - Health_Existing_Space Heating_Natural Gas_Retrocommissioning_A_Technical Potential | F8 | Commercial | WA - Health | Existing | Space Heating | Natural Gas | Retrocommissioning | A | Incremental Summer Peak Savings (MW) | Technical Potential | 0 | 0 | 0 | 0 | 0 | 0 | 0 | 0 | 0 | 0 | 0 | 0 | 0 | 0 | 0 | 0 | 0 | 0 | 0 | 0 | 0 | 0 | 0 | 0 | 0 | 0 | 0
F9_Commercial_WA - Health_Existing_Space Heating_Natural Gas_Retrocommissioning_A_Technical Potential | F9 | Commercial | WA - Health | Existing | Space Heating | Natural Gas | Retrocommissioning | A | Incremental Winter Peak Savings (MW) | Technical Potential | 0 | 0 | 0 | 0 | 0 | 0 | 0 | 0 | 0 | 0 | 0 | 0 | 0 | 0 | 0 | 0 | 0 | 0 | 0 | 0 | 0 | 0 | 0 | 0 | 0 | 0 | 0
F10_Commercial_WA - Health_Existing_Space Heating_Natural Gas_Retrocommissioning_A_Technical Potential | F10 | Commercial | WA - Health | Existing | Space Heating | Natural Gas | Retrocommissioning | A | Cumulative Energy Savings (MWh or mTherms) | Technical Potential | 0 | 0 | 0 | 4.4162 | 13.4401 | 22.4103 | 26.9513 | 26.8733 | 26.7971 | 26.7228 | 26.6508 | 26.5811 | 26.5141 | 26.4498 | 26.3884 | 26.3301 | 26.275 | 26.2233 | 26.1749 | 26.1302 | 26.0891 | 26.0516 | 26.0175 | 25.9863 | 25.958 | 25.9321 | 25.9085
F11_Commercial_WA - Health_Existing_Space Heating_Natural Gas_Retrocommissioning_A_Technical Potential | F11 | Commercial | WA - Health | Existing | Space Heating | Natural Gas | Retrocommissioning | A | Cumulative Summer Peak Savings (MW) | Technical Potential | 0 | 0 | 0 | 0 | 0 | 0 | 0 | 0 | 0 | 0 | 0 | 0 | 0 | 0 | 0 | 0 | 0 | 0 | 0 | 0 | 0 | 0 | 0 | 0 | 0 | 0 | 0
F12_Commercial_WA - Health_Existing_Space Heating_Natural Gas_Retrocommissioning_A_Technical Potential | F12 | Commercial | WA - Health | Existing | Space Heating | Natural Gas | Retrocommissioning | A | Cumulative Winter Peak Savings (MW) | Technical Potential | 0 | 0 | 0 | 0 | 0 | 0 | 0 | 0 | 0 | 0 | 0 | 0 | 0 | 0 | 0 | 0 | 0 | 0 | 0 | 0 | 0 | 0 | 0 | 0 | 0 | 0 | 0
F13_Commercial_WA - Health_Existing_Space Heating_Natural Gas_Retrocommissioning_A_Technical Potential | F13 | Commercial | WA - Health | Existing | Space Heating | Natural Gas | Retrocommissioning | A | Purchases (Incremental) | Technical Potential | 0 | 0 | 0 | 98673.6976 | 202540.7477 | 202540.7477 | 103867.0501 | 0 | 0 | 0 | 0 | 0 | 0 | 0 | 0 | 0 | 0 | 0 | 0 | 0 | 0 | 0 | 0 | 0 | 0 | 0 | 0
F14_Commercial_WA - Health_Existing_Space Heating_Natural Gas_Retrocommissioning_A_Technical Potential | F14 | Commercial | WA - Health | Existing | Space Heating | Natural Gas | Retrocommissioning | A | Purchases (Cumulative) | Technical Potential | 0 | 0 | 0 | 98673.6976 | 301214.4453 | 503755.193 | 607622.2431 | 607622.2431 | 607622.2431 | 607622.2431 | 607622.2431 | 607622.2431 | 607622.2431 | 607622.2431 | 607622.2431 | 607622.2431 | 607622.2431 | 607622.2431 | 607622.2431 | 607622.2431 | 607622.2431 | 607622.2431 | 607622.2431 | 607622.2431 | 607622.2431 | 607622.2431 | 607622.2431
F1_Commercial_WA - Health_Existing_Water Heating_Natural Gas_Retrocommissioning_A_Technical Potential | F1 | Commercial | WA - Health | Existing | Water Heating | Natural Gas | Retrocommissioning | A | Original Unit Energy Savings (kWh or therms) | Technical Potential | 0 | 0 | 0.021164 | 0.020832 | 0.020541 | 0.020288 | 0.020069 | 0.019884 | 0.019731 | 0.019608 | 0.01951 | 0.019432 | 0.019369 | 0.019319 | 0.019279 | 0.019247 | 0.019221 | 0.0192 | 0.019184 | 0.019171 | 0.01916 | 0.019152 | 0.019145 | 0.01914 | 0.019135 | 0.019132 | 0.019129
F2_Commercial_WA - Health_Existing_Water Heating_Natural Gas_Retrocommissioning_A_Technical Potential | F2 | Commercial | WA - Health | Existing | Water Heating | Natural Gas | Retrocommissioning | A | Original Unit Summer Peak Savings (kW) | Technical Potential | 0 | 0 | 0 | 0 | 0 | 0 | 0 | 0 | 0 | 0 | 0 | 0 | 0 | 0 | 0 | 0 | 0 | 0 | 0 | 0 | 0 | 0 | 0 | 0 | 0 | 0 | 0
F3_Commercial_WA - Health_Existing_Water Heating_Natural Gas_Retrocommissioning_A_Technical Potential | F3 | Commercial | WA - Health | Existing | Water Heating | Natural Gas | Retrocommissioning | A | Original Unit Winter Peak Savings (kW) | Technical Potential | 0 | 0 | 0 | 0 | 0 | 0 | 0 | 0 | 0 | 0 | 0 | 0 | 0 | 0 | 0 | 0 | 0 | 0 | 0 | 0 | 0 | 0 | 0 | 0 | 0 | 0 | 0
F4_Commercial_WA - Health_Existing_Water Heating_Natural Gas_Retrocommissioning_A_Technical Potential | F4 | Commercial | WA - Health | Existing | Water Heating | Natural Gas | Retrocommissioning | A | Standalone Impact on Baseline Energy (%) | Technical Potential | 0 | 0 | 0 | 0.00085834 | 0.0026202 | 0.004382 | 0.0052856 | 0.0052856 | 0.0052856 | 0.0052856 | 0.0052856 | 0.0052856 | 0.0052856 | 0.0052856 | 0.0052856 | 0.0052856 | 0.0052856 | 0.0052856 | 0.0052856 | 0.0052856 | 0.0052856 | 0.0052856 | 0.0052856 | 0.0052856 | 0.0052856 | 0.0052856 | 0.0052856
F5_Commercial_WA - Health_Existing_Water Heating_Natural Gas_Retrocommissioning_A_Technical Potential | F5 | Commercial | WA - Health | Existing | Water Heating | Natural Gas | Retrocommissioning | A | Standalone Impact on Baseline Summer Peak (%) | Technical Potential | 0 | 0 | 0 | 0 | 0 | 0 | 0 | 0 | 0 | 0 | 0 | 0 | 0 | 0 | 0 | 0 | 0 | 0 | 0 | 0 | 0 | 0 | 0 | 0 | 0 | 0 | 0
F6_Commercial_WA - Health_Existing_Water Heating_Natural Gas_Retrocommissioning_A_Technical Potential | F6 | Commercial | WA - Health | Existing | Water Heating | Natural Gas | Retrocommissioning | A | Standalone Impact on Baseline Winter Peak (%) | Technical Potential | 0 | 0 | 0 | 0 | 0 | 0 | 0 | 0 | 0 | 0 | 0 | 0 | 0 | 0 | 0 | 0 | 0 | 0 | 0 | 0 | 0 | 0 | 0 | 0 | 0 | 0 | 0
F7_Commercial_WA - Health_Existing_Water Heating_Natural Gas_Retrocommissioning_A_Technical Potential | F7 | Commercial | WA - Health | Existing | Water Heating | Natural Gas | Retrocommissioning | A | Incremental Energy Savings (MWh or mTherms) | Technical Potential | 0 | 0 | 0 | 1.9042 | 3.8539 | 3.8064 | 1.931 | 0 | 0 | 0 | 5.6783e-16 | 0 | 0 | 0 | 0 | 0 | 0 | 0 | 0 | 0 | 0 | 0 | 0 | 0 | 0 | 0 | 0
F8_Commercial_WA - Health_Existing_Water Heating_Natural Gas_Retrocommissioning_A_Technical Potential | F8 | Commercial | WA - Health | Existing | Water Heating | Natural Gas | Retrocommissioning | A | Incremental Summer Peak Savings (MW) | Technical Potential | 0 | 0 | 0 | 0 | 0 | 0 | 0 | 0 | 0 | 0 | 0 | 0 | 0 | 0 | 0 | 0 | 0 | 0 | 0 | 0 | 0 | 0 | 0 | 0 | 0 | 0 | 0
F9_Commercial_WA - Health_Existing_Water Heating_Natural Gas_Retrocommissioning_A_Technical Potential | F9 | Commercial | WA - Health | Existing | Water Heating | Natural Gas | Retrocommissioning | A | Incremental Winter Peak Savings (MW) | Technical Potential | 0 | 0 | 0 | 0 | 0 | 0 | 0 | 0 | 0 | 0 | 0 | 0 | 0 | 0 | 0 | 0 | 0 | 0 | 0 | 0 | 0 | 0 | 0 | 0 | 0 | 0 | 0
F10_Commercial_WA - Health_Existing_Water Heating_Natural Gas_Retrocommissioning_A_Technical Potential | F10 | Commercial | WA - Health | Existing | Water Heating | Natural Gas | Retrocommissioning | A | Cumulative Energy Savings (MWh or mTherms) | Technical Potential | 0 | 0 | 0 | 1.9042 | 5.7315 | 9.4671 | 11.2962 | 11.192 | 11.1058 | 11.0368 | 10.9816 | 10.9375 | 10.9021 | 10.8739 | 10.8513 | 10.8332 | 10.8187 | 10.8072 | 10.7979 | 10.7905 | 10.7846 | 10.7798 | 10.776 | 10.773 | 10.7706 | 10.7686 | 10.7671
F11_Commercial_WA - Health_Existing_Water Heating_Natural Gas_Retrocommissioning_A_Technical Potential | F11 | Commercial | WA - Health | Existing | Water Heating | Natural Gas | Retrocommissioning | A | Cumulative Summer Peak Savings (MW) | Technical Potential | 0 | 0 | 0 | 0 | 0 | 0 | 0 | 0 | 0 | 0 | 0 | 0 | 0 | 0 | 0 | 0 | 0 | 0 | 0 | 0 | 0 | 0 | 0 | 0 | 0 | 0 | 0
F12_Commercial_WA - Health_Existing_Water Heating_Natural Gas_Retrocommissioning_A_Technical Potential | F12 | Commercial | WA - Health | Existing | Water Heating | Natural Gas | Retrocommissioning | A | Cumulative Winter Peak Savings (MW) | Technical Potential | 0 | 0 | 0 | 0 | 0 | 0 | 0 | 0 | 0 | 0 | 0 | 0 | 0 | 0 | 0 | 0 | 0 | 0 | 0 | 0 | 0 | 0 | 0 | 0 | 0 | 0 | 0
F13_Commercial_WA - Health_Existing_Water Heating_Natural Gas_Retrocommissioning_A_Technical Potential | F13 | Commercial | WA - Health | Existing | Water Heating | Natural Gas | Retrocommissioning | A | Purchases (Incremental) | Technical Potential | 0 | 0 | 0 | 91404.7574 | 187620.2915 | 187620.2915 | 96215.5341 | 0 | 0 | 0 | 2.9104e-11 | 0 | 0 | 0 | 0 | 0 | 0 | 0 | 0 | 0 | 0 | 0 | 0 | 0 | 0 | 0 | 0
F14_Commercial_WA - Health_Existing_Water Heating_Natural Gas_Retrocommissioning_A_Technical Potential | F14 | Commercial | WA - Health | Existing | Water Heating | Natural Gas | Retrocommissioning | A | Purchases (Cumulative) | Technical Potential | 0 | 0 | 0 | 91404.7574 | 279025.0489 | 466645.3405 | 562860.8746 | 562860.8746 | 562860.8746 | 562860.8746 | 562860.8746 | 562860.8746 | 562860.8746 | 562860.8746 | 562860.8746 | 562860.8746 | 562860.8746 | 562860.8746 | 562860.8746 | 562860.8746 | 562860.8746 | 562860.8746 | 562860.8746 | 562860.8746 | 562860.8746 | 562860.8746 | 562860.8746
F1_Commercial_WA - Health_New_Space Heating_Natural Gas_Insulation - Ceiling_A_Technical Potential | F1 | Commercial | WA - Health | New | Space Heating | Natural Gas | Insulation - Ceiling | A | Original Unit Energy Savings (kWh or therms) | Technical Potential | 0 | 0 | 0 | 0 | 0 | 0 | 0 | 0 | 0 | 0 | 0 | 0 | 0 | 0 | 0 | 0 | 0 | 0 | 0 | 0 | 0 | 0 | 0 | 0 | 0 | 0 | 0
F2_Commercial_WA - Health_New_Space Heating_Natural Gas_Insulation - Ceiling_A_Technical Potential | F2 | Commercial | WA - Health | New | Space Heating | Natural Gas | Insulation - Ceiling | A | Original Unit Summer Peak Savings (kW) | Technical Potential | 0 | 0 | 0 | 0 | 0 | 0 | 0 | 0 | 0 | 0 | 0 | 0 | 0 | 0 | 0 | 0 | 0 | 0 | 0 | 0 | 0 | 0 | 0 | 0 | 0 | 0 | 0
F3_Commercial_WA - Health_New_Space Heating_Natural Gas_Insulation - Ceiling_A_Technical Potential | F3 | Commercial | WA - Health | New | Space Heating | Natural Gas | Insulation - Ceiling | A | Original Unit Winter Peak Savings (kW) | Technical Potential | 0 | 0 | 0 | 0 | 0 | 0 | 0 | 0 | 0 | 0 | 0 | 0 | 0 | 0 | 0 | 0 | 0 | 0 | 0 | 0 | 0 | 0 | 0 | 0 | 0 | 0 | 0
F4_Commercial_WA - Health_New_Space Heating_Natural Gas_Insulation - Ceiling_A_Technical Potential | F4 | Commercial | WA - Health | New | Space Heating | Natural Gas | Insulation - Ceiling | A | Standalone Impact on Baseline Energy (%) | Technical Potential | 0 | 0 | 0 | 0 | 0 | 0 | 0 | 0 | 0 | 0 | 0 | 0 | 0 | 0 | 0 | 0 | 0 | 0 | 0 | 0 | 0 | 0 | 0 | 0 | 0 | 0 | 0
F5_Commercial_WA - Health_New_Space Heating_Natural Gas_Insulation - Ceiling_A_Technical Potential | F5 | Commercial | WA - Health | New | Space Heating | Natural Gas | Insulation - Ceiling | A | Standalone Impact on Baseline Summer Peak (%) | Technical Potential | 0 | 0 | 0 | 0 | 0 | 0 | 0 | 0 | 0 | 0 | 0 | 0 | 0 | 0 | 0 | 0 | 0 | 0 | 0 | 0 | 0 | 0 | 0 | 0 | 0 | 0 | 0
F6_Commercial_WA - Health_New_Space Heating_Natural Gas_Insulation - Ceiling_A_Technical Potential | F6 | Commercial | WA - Health | New | Space Heating | Natural Gas | Insulation - Ceiling | A | Standalone Impact on Baseline Winter Peak (%) | Technical Potential | 0 | 0 | 0 | 0 | 0 | 0 | 0 | 0 | 0 | 0 | 0 | 0 | 0 | 0 | 0 | 0 | 0 | 0 | 0 | 0 | 0 | 0 | 0 | 0 | 0 | 0 | 0
F7_Commercial_WA - Health_New_Space Heating_Natural Gas_Insulation - Ceiling_A_Technical Potential | F7 | Commercial | WA - Health | New | Space Heating | Natural Gas | Insulation - Ceiling | A | Incremental Energy Savings (MWh or mTherms) | Technical Potential | 0 | 0 | 0 | 0 | 0 | 0 | 0 | 0 | 0 | 0 | 0 | 0 | 0 | 0 | 0 | 0 | 0 | 0 | 0 | 0 | 0 | 0 | 0 | 0 | 0 | 0 | 0
F8_Commercial_WA - Health_New_Space Heating_Natural Gas_Insulation - Ceiling_A_Technical Potential | F8 | Commercial | WA - Health | New | Space Heating | Natural Gas | Insulation - Ceiling | A | Incremental Summer Peak Savings (MW) | Technical Potential | 0 | 0 | 0 | 0 | 0 | 0 | 0 | 0 | 0 | 0 | 0 | 0 | 0 | 0 | 0 | 0 | 0 | 0 | 0 | 0 | 0 | 0 | 0 | 0 | 0 | 0 | 0
F9_Commercial_WA - Health_New_Space Heating_Natural Gas_Insulation - Ceiling_A_Technical Potential | F9 | Commercial | WA - Health | New | Space Heating | Natural Gas | Insulation - Ceiling | A | Incremental Winter Peak Savings (MW) | Technical Potential | 0 | 0 | 0 | 0 | 0 | 0 | 0 | 0 | 0 | 0 | 0 | 0 | 0 | 0 | 0 | 0 | 0 | 0 | 0 | 0 | 0 | 0 | 0 | 0 | 0 | 0 | 0
F10_Commercial_WA - Health_New_Space Heating_Natural Gas_Insulation - Ceiling_A_Technical Potential | F10 | Commercial | WA - Health | New | Space Heating | Natural Gas | Insulation - Ceiling | A | Cumulative Energy Savings (MWh or mTherms) | Technical Potential | 0 | 0 | 0 | 0 | 0 | 0 | 0 | 0 | 0 | 0 | 0 | 0 | 0 | 0 | 0 | 0 | 0 | 0 | 0 | 0 | 0 | 0 | 0 | 0 | 0 | 0 | 0
F11_Commercial_WA - Health_New_Space Heating_Natural Gas_Insulation - Ceiling_A_Technical Potential | F11 | Commercial | WA - Health | New | Space Heating | Natural Gas | Insulation - Ceiling | A | Cumulative Summer Peak Savings (MW) | Technical Potential | 0 | 0 | 0 | 0 | 0 | 0 | 0 | 0 | 0 | 0 | 0 | 0 | 0 | 0 | 0 | 0 | 0 | 0 | 0 | 0 | 0 | 0 | 0 | 0 | 0 | 0 | 0
F12_Commercial_WA - Health_New_Space Heating_Natural Gas_Insulation - Ceiling_A_Technical Potential | F12 | Commercial | WA - Health | New | Space Heating | Natural Gas | Insulation - Ceiling | A | Cumulative Winter Peak Savings (MW) | Technical Potential | 0 | 0 | 0 | 0 | 0 | 0 | 0 | 0 | 0 | 0 | 0 | 0 | 0 | 0 | 0 | 0 | 0 | 0 | 0 | 0 | 0 | 0 | 0 | 0 | 0 | 0 | 0
F13_Commercial_WA - Health_New_Space Heating_Natural Gas_Insulation - Ceiling_A_Technical Potential | F13 | Commercial | WA - Health | New | Space Heating | Natural Gas | Insulation - Ceiling | A | Purchases (Incremental) | Technical Potential | 0 | 0 | 0 | 0 | 0 | 0 | 0 | 0 | 0 | 0 | 0 | 0 | 0 | 0 | 0 | 0 | 0 | 0 | 0 | 0 | 0 | 0 | 0 | 0 | 0 | 0 | 0
F14_Commercial_WA - Health_New_Space Heating_Natural Gas_Insulation - Ceiling_A_Technical Potential | F14 | Commercial | WA - Health | New | Space Heating | Natural Gas | Insulation - Ceiling | A | Purchases (Cumulative) | Technical Potential | 0 | 0 | 0 | 0 | 0 | 0 | 0 | 0 | 0 | 0 | 0 | 0 | 0 | 0 | 0 | 0 | 0 | 0 | 0 | 0 | 0 | 0 | 0 | 0 | 0 | 0 | 0
F1_Commercial_WA - Health_New_Space Heating_Natural Gas_Insulation - Ducting_A_Technical Potential | F1 | Commercial | WA - Health | New | Space Heating | Natural Gas | Insulation - Ducting | A | Original Unit Energy Savings (kWh or therms) | Technical Potential | 0 | 0 | 0 | 0 | 0 | 0 | 0 | 0 | 0 | 0 | 0 | 0 | 0 | 0 | 0 | 0 | 0 | 0 | 0 | 0 | 0 | 0 | 0 | 0 | 0 | 0 | 0
F2_Commercial_WA - Health_New_Space Heating_Natural Gas_Insulation - Ducting_A_Technical Potential | F2 | Commercial | WA - Health | New | Space Heating | Natural Gas | Insulation - Ducting | A | Original Unit Summer Peak Savings (kW) | Technical Potential | 0 | 0 | 0 | 0 | 0 | 0 | 0 | 0 | 0 | 0 | 0 | 0 | 0 | 0 | 0 | 0 | 0 | 0 | 0 | 0 | 0 | 0 | 0 | 0 | 0 | 0 | 0
F3_Commercial_WA - Health_New_Space Heating_Natural Gas_Insulation - Ducting_A_Technical Potential | F3 | Commercial | WA - Health | New | Space Heating | Natural Gas | Insulation - Ducting | A | Original Unit Winter Peak Savings (kW) | Technical Potential | 0 | 0 | 0 | 0 | 0 | 0 | 0 | 0 | 0 | 0 | 0 | 0 | 0 | 0 | 0 | 0 | 0 | 0 | 0 | 0 | 0 | 0 | 0 | 0 | 0 | 0 | 0
F4_Commercial_WA - Health_New_Space Heating_Natural Gas_Insulation - Ducting_A_Technical Potential | F4 | Commercial | WA - Health | New | Space Heating | Natural Gas | Insulation - Ducting | A | Standalone Impact on Baseline Energy (%) | Technical Potential | 0 | 0 | 0 | 0 | 0 | 0 | 0 | 0 | 0 | 0 | 0 | 0 | 0 | 0 | 0 | 0 | 0 | 0 | 0 | 0 | 0 | 0 | 0 | 0 | 0 | 0 | 0
F5_Commercial_WA - Health_New_Space Heating_Natural Gas_Insulation - Ducting_A_Technical Potential | F5 | Commercial | WA - Health | New | Space Heating | Natural Gas | Insulation - Ducting | A | Standalone Impact on Baseline Summer Peak (%) | Technical Potential | 0 | 0 | 0 | 0 | 0 | 0 | 0 | 0 | 0 | 0 | 0 | 0 | 0 | 0 | 0 | 0 | 0 | 0 | 0 | 0 | 0 | 0 | 0 | 0 | 0 | 0 | 0
F6_Commercial_WA - Health_New_Space Heating_Natural Gas_Insulation - Ducting_A_Technical Potential | F6 | Commercial | WA - Health | New | Space Heating | Natural Gas | Insulation - Ducting | A | Standalone Impact on Baseline Winter Peak (%) | Technical Potential | 0 | 0 | 0 | 0 | 0 | 0 | 0 | 0 | 0 | 0 | 0 | 0 | 0 | 0 | 0 | 0 | 0 | 0 | 0 | 0 | 0 | 0 | 0 | 0 | 0 | 0 | 0
F7_Commercial_WA - Health_New_Space Heating_Natural Gas_Insulation - Ducting_A_Technical Potential | F7 | Commercial | WA - Health | New | Space Heating | Natural Gas | Insulation - Ducting | A | Incremental Energy Savings (MWh or mTherms) | Technical Potential | 0 | 0 | 0 | 0 | 0 | 0 | 0 | 0 | 0 | 0 | 0 | 0 | 0 | 0 | 0 | 0 | 0 | 0 | 0 | 0 | 0 | 0 | 0 | 0 | 0 | 0 | 0
F8_Commercial_WA - Health_New_Space Heating_Natural Gas_Insulation - Ducting_A_Technical Potential | F8 | Commercial | WA - Health | New | Space Heating | Natural Gas | Insulation - Ducting | A | Incremental Summer Peak Savings (MW) | Technical Potential | 0 | 0 | 0 | 0 | 0 | 0 | 0 | 0 | 0 | 0 | 0 | 0 | 0 | 0 | 0 | 0 | 0 | 0 | 0 | 0 | 0 | 0 | 0 | 0 | 0 | 0 | 0
F9_Commercial_WA - Health_New_Space Heating_Natural Gas_Insulation - Ducting_A_Technical Potential | F9 | Commercial | WA - Health | New | Space Heating | Natural Gas | Insulation - Ducting | A | Incremental Winter Peak Savings (MW) | Technical Potential | 0 | 0 | 0 | 0 | 0 | 0 | 0 | 0 | 0 | 0 | 0 | 0 | 0 | 0 | 0 | 0 | 0 | 0 | 0 | 0 | 0 | 0 | 0 | 0 | 0 | 0 | 0
F10_Commercial_WA - Health_New_Space Heating_Natural Gas_Insulation - Ducting_A_Technical Potential | F10 | Commercial | WA - Health | New | Space Heating | Natural Gas | Insulation - Ducting | A | Cumulative Energy Savings (MWh or mTherms) | Technical Potential | 0 | 0 | 0 | 0 | 0 | 0 | 0 | 0 | 0 | 0 | 0 | 0 | 0 | 0 | 0 | 0 | 0 | 0 | 0 | 0 | 0 | 0 | 0 | 0 | 0 | 0 | 0
F11_Commercial_WA - Health_New_Space Heating_Natural Gas_Insulation - Ducting_A_Technical Potential | F11 | Commercial | WA - Health | New | Space Heating | Natural Gas | Insulation - Ducting | A | Cumulative Summer Peak Savings (MW) | Technical Potential | 0 | 0 | 0 | 0 | 0 | 0 | 0 | 0 | 0 | 0 | 0 | 0 | 0 | 0 | 0 | 0 | 0 | 0 | 0 | 0 | 0 | 0 | 0 | 0 | 0 | 0 | 0
F12_Commercial_WA - Health_New_Space Heating_Natural Gas_Insulation - Ducting_A_Technical Potential | F12 | Commercial | WA - Health | New | Space Heating | Natural Gas | Insulation - Ducting | A | Cumulative Winter Peak Savings (MW) | Technical Potential | 0 | 0 | 0 | 0 | 0 | 0 | 0 | 0 | 0 | 0 | 0 | 0 | 0 | 0 | 0 | 0 | 0 | 0 | 0 | 0 | 0 | 0 | 0 | 0 | 0 | 0 | 0
F13_Commercial_WA - Health_New_Space Heating_Natural Gas_Insulation - Ducting_A_Technical Potential | F13 | Commercial | WA - Health | New | Space Heating | Natural Gas | Insulation - Ducting | A | Purchases (Incremental) | Technical Potential | 0 | 0 | 0 | 0 | 0 | 0 | 0 | 0 | 0 | 0 | 0 | 0 | 0 | 0 | 0 | 0 | 0 | 0 | 0 | 0 | 0 | 0 | 0 | 0 | 0 | 0 | 0
F14_Commercial_WA - Health_New_Space Heating_Natural Gas_Insulation - Ducting_A_Technical Potential | F14 | Commercial | WA - Health | New | Space Heating | Natural Gas | Insulation - Ducting | A | Purchases (Cumulative) | Technical Potential | 0 | 0 | 0 | 0 | 0 | 0 | 0 | 0 | 0 | 0 | 0 | 0 | 0 | 0 | 0 | 0 | 0 | 0 | 0 | 0 | 0 | 0 | 0 | 0 | 0 | 0 | 0
F1_Commercial_WA - Health_New_Space Heating_Natural Gas_Insulation - Wall Cavity_A_Technical Potential | F1 | Commercial | WA - Health | New | Space Heating | Natural Gas | Insulation - Wall Cavity | A | Original Unit Energy Savings (kWh or therms) | Technical Potential | 0 | 0 | 0 | 0 | 0 | 0 | 0 | 0 | 0 | 0 | 0 | 0 | 0 | 0 | 0 | 0 | 0 | 0 | 0 | 0 | 0 | 0 | 0 | 0 | 0 | 0 | 0
F2_Commercial_WA - Health_New_Space Heating_Natural Gas_Insulation - Wall Cavity_A_Technical Potential | F2 | Commercial | WA - Health | New | Space Heating | Natural Gas | Insulation - Wall Cavity | A | Original Unit Summer Peak Savings (kW) | Technical Potential | 0 | 0 | 0 | 0 | 0 | 0 | 0 | 0 | 0 | 0 | 0 | 0 | 0 | 0 | 0 | 0 | 0 | 0 | 0 | 0 | 0 | 0 | 0 | 0 | 0 | 0 | 0
F3_Commercial_WA - Health_New_Space Heating_Natural Gas_Insulation - Wall Cavity_A_Technical Potential | F3 | Commercial | WA - Health | New | Space Heating | Natural Gas | Insulation - Wall Cavity | A | Original Unit Winter Peak Savings (kW) | Technical Potential | 0 | 0 | 0 | 0 | 0 | 0 | 0 | 0 | 0 | 0 | 0 | 0 | 0 | 0 | 0 | 0 | 0 | 0 | 0 | 0 | 0 | 0 | 0 | 0 | 0 | 0 | 0
F4_Commercial_WA - Health_New_Space Heating_Natural Gas_Insulation - Wall Cavity_A_Technical Potential | F4 | Commercial | WA - Health | New | Space Heating | Natural Gas | Insulation - Wall Cavity | A | Standalone Impact on Baseline Energy (%) | Technical Potential | 0 | 0 | 0 | 0 | 0 | 0 | 0 | 0 | 0 | 0 | 0 | 0 | 0 | 0 | 0 | 0 | 0 | 0 | 0 | 0 | 0 | 0 | 0 | 0 | 0 | 0 | 0
F5_Commercial_WA - Health_New_Space Heating_Natural Gas_Insulation - Wall Cavity_A_Technical Potential | F5 | Commercial | WA - Health | New | Space Heating | Natural Gas | Insulation - Wall Cavity | A | Standalone Impact on Baseline Summer Peak (%) | Technical Potential | 0 | 0 | 0 | 0 | 0 | 0 | 0 | 0 | 0 | 0 | 0 | 0 | 0 | 0 | 0 | 0 | 0 | 0 | 0 | 0 | 0 | 0 | 0 | 0 | 0 | 0 | 0
F6_Commercial_WA - Health_New_Space Heating_Natural Gas_Insulation - Wall Cavity_A_Technical Potential | F6 | Commercial | WA - Health | New | Space Heating | Natural Gas | Insulation - Wall Cavity | A | Standalone Impact on Baseline Winter Peak (%) | Technical Potential | 0 | 0 | 0 | 0 | 0 | 0 | 0 | 0 | 0 | 0 | 0 | 0 | 0 | 0 | 0 | 0 | 0 | 0 | 0 | 0 | 0 | 0 | 0 | 0 | 0 | 0 | 0
F7_Commercial_WA - Health_New_Space Heating_Natural Gas_Insulation - Wall Cavity_A_Technical Potential | F7 | Commercial | WA - Health | New | Space Heating | Natural Gas | Insulation - Wall Cavity | A | Incremental Energy Savings (MWh or mTherms) | Technical Potential | 0 | 0 | 0 | 0 | 0 | 0 | 0 | 0 | 0 | 0 | 0 | 0 | 0 | 0 | 0 | 0 | 0 | 0 | 0 | 0 | 0 | 0 | 0 | 0 | 0 | 0 | 0
F8_Commercial_WA - Health_New_Space Heating_Natural Gas_Insulation - Wall Cavity_A_Technical Potential | F8 | Commercial | WA - Health | New | Space Heating | Natural Gas | Insulation - Wall Cavity | A | Incremental Summer Peak Savings (MW) | Technical Potential | 0 | 0 | 0 | 0 | 0 | 0 | 0 | 0 | 0 | 0 | 0 | 0 | 0 | 0 | 0 | 0 | 0 | 0 | 0 | 0 | 0 | 0 | 0 | 0 | 0 | 0 | 0
F9_Commercial_WA - Health_New_Space Heating_Natural Gas_Insulation - Wall Cavity_A_Technical Potential | F9 | Commercial | WA - Health | New | Space Heating | Natural Gas | Insulation - Wall Cavity | A | Incremental Winter Peak Savings (MW) | Technical Potential | 0 | 0 | 0 | 0 | 0 | 0 | 0 | 0 | 0 | 0 | 0 | 0 | 0 | 0 | 0 | 0 | 0 | 0 | 0 | 0 | 0 | 0 | 0 | 0 | 0 | 0 | 0
F10_Commercial_WA - Health_New_Space Heating_Natural Gas_Insulation - Wall Cavity_A_Technical Potential | F10 | Commercial | WA - Health | New | Space Heating | Natural Gas | Insulation - Wall Cavity | A | Cumulative Energy Savings (MWh or mTherms) | Technical Potential | 0 | 0 | 0 | 0 | 0 | 0 | 0 | 0 | 0 | 0 | 0 | 0 | 0 | 0 | 0 | 0 | 0 | 0 | 0 | 0 | 0 | 0 | 0 | 0 | 0 | 0 | 0
F11_Commercial_WA - Health_New_Space Heating_Natural Gas_Insulation - Wall Cavity_A_Technical Potential | F11 | Commercial | WA - Health | New | Space Heating | Natural Gas | Insulation - Wall Cavity | A | Cumulative Summer Peak Savings (MW) | Technical Potential | 0 | 0 | 0 | 0 | 0 | 0 | 0 | 0 | 0 | 0 | 0 | 0 | 0 | 0 | 0 | 0 | 0 | 0 | 0 | 0 | 0 | 0 | 0 | 0 | 0 | 0 | 0
F12_Commercial_WA - Health_New_Space Heating_Natural Gas_Insulation - Wall Cavity_A_Technical Potential | F12 | Commercial | WA - Health | New | Space Heating | Natural Gas | Insulation - Wall Cavity | A | Cumulative Winter Peak Savings (MW) | Technical Potential | 0 | 0 | 0 | 0 | 0 | 0 | 0 | 0 | 0 | 0 | 0 | 0 | 0 | 0 | 0 | 0 | 0 | 0 | 0 | 0 | 0 | 0 | 0 | 0 | 0 | 0 | 0
F13_Commercial_WA - Health_New_Space Heating_Natural Gas_Insulation - Wall Cavity_A_Technical Potential | F13 | Commercial | WA - Health | New | Space Heating | Natural Gas | Insulation - Wall Cavity | A | Purchases (Incremental) | Technical Potential | 0 | 0 | 0 | 0 | 0 | 0 | 0 | 0 | 0 | 0 | 0 | 0 | 0 | 0 | 0 | 0 | 0 | 0 | 0 | 0 | 0 | 0 | 0 | 0 | 0 | 0 | 0
F14_Commercial_WA - Health_New_Space Heating_Natural Gas_Insulation - Wall Cavity_A_Technical Potential | F14 | Commercial | WA - Health | New | Space Heating | Natural Gas | Insulation - Wall Cavity | A | Purchases (Cumulative) | Technical Potential | 0 | 0 | 0 | 0 | 0 | 0 | 0 | 0 | 0 | 0 | 0 | 0 | 0 | 0 | 0 | 0 | 0 | 0 | 0 | 0 | 0 | 0 | 0 | 0 | 0 | 0 | 0
F1_Commercial_WA - Health_New_Space Heating_Natural Gas_Green Roof - Vegetated Rooftop_A_Technical Potential | F1 | Commercial | WA - Health | New | Space Heating | Natural Gas | Green Roof - Vegetated Rooftop | A | Original Unit Energy Savings (kWh or therms) | Technical Potential | 0 | 0 | 0 | 0 | 0 | 0 | 0 | 0 | 0 | 0 | 0 | 0 | 0 | 0 | 0 | 0 | 0 | 0 | 0 | 0 | 0 | 0 | 0 | 0 | 0 | 0 | 0
F2_Commercial_WA - Health_New_Space Heating_Natural Gas_Green Roof - Vegetated Rooftop_A_Technical Potential | F2 | Commercial | WA - Health | New | Space Heating | Natural Gas | Green Roof - Vegetated Rooftop | A | Original Unit Summer Peak Savings (kW) | Technical Potential | 0 | 0 | 0 | 0 | 0 | 0 | 0 | 0 | 0 | 0 | 0 | 0 | 0 | 0 | 0 | 0 | 0 | 0 | 0 | 0 | 0 | 0 | 0 | 0 | 0 | 0 | 0
F3_Commercial_WA - Health_New_Space Heating_Natural Gas_Green Roof - Vegetated Rooftop_A_Technical Potential | F3 | Commercial | WA - Health | New | Space Heating | Natural Gas | Green Roof - Vegetated Rooftop | A | Original Unit Winter Peak Savings (kW) | Technical Potential | 0 | 0 | 0 | 0 | 0 | 0 | 0 | 0 | 0 | 0 | 0 | 0 | 0 | 0 | 0 | 0 | 0 | 0 | 0 | 0 | 0 | 0 | 0 | 0 | 0 | 0 | 0
F4_Commercial_WA - Health_New_Space Heating_Natural Gas_Green Roof - Vegetated Rooftop_A_Technical Potential | F4 | Commercial | WA - Health | New | Space Heating | Natural Gas | Green Roof - Vegetated Rooftop | A | Standalone Impact on Baseline Energy (%) | Technical Potential | 0 | 0 | 0 | 0 | 0 | 0 | 0 | 0 | 0 | 0 | 0 | 0 | 0 | 0 | 0 | 0 | 0 | 0 | 0 | 0 | 0 | 0 | 0 | 0 | 0 | 0 | 0
F5_Commercial_WA - Health_New_Space Heating_Natural Gas_Green Roof - Vegetated Rooftop_A_Technical Potential | F5 | Commercial | WA - Health | New | Space Heating | Natural Gas | Green Roof - Vegetated Rooftop | A | Standalone Impact on Baseline Summer Peak (%) | Technical Potential | 0 | 0 | 0 | 0 | 0 | 0 | 0 | 0 | 0 | 0 | 0 | 0 | 0 | 0 | 0 | 0 | 0 | 0 | 0 | 0 | 0 | 0 | 0 | 0 | 0 | 0 | 0
F6_Commercial_WA - Health_New_Space Heating_Natural Gas_Green Roof - Vegetated Rooftop_A_Technical Potential | F6 | Commercial | WA - Health | New | Space Heating | Natural Gas | Green Roof - Vegetated Rooftop | A | Standalone Impact on Baseline Winter Peak (%) | Technical Potential | 0 | 0 | 0 | 0 | 0 | 0 | 0 | 0 | 0 | 0 | 0 | 0 | 0 | 0 | 0 | 0 | 0 | 0 | 0 | 0 | 0 | 0 | 0 | 0 | 0 | 0 | 0
F7_Commercial_WA - Health_New_Space Heating_Natural Gas_Green Roof - Vegetated Rooftop_A_Technical Potential | F7 | Commercial | WA - Health | New | Space Heating | Natural Gas | Green Roof - Vegetated Rooftop | A | Incremental Energy Savings (MWh or mTherms) | Technical Potential | 0 | 0 | 0 | 0 | 0 | 0 | 0 | 0 | 0 | 0 | 0 | 0 | 0 | 0 | 0 | 0 | 0 | 0 | 0 | 0 | 0 | 0 | 0 | 0 | 0 | 0 | 0
F8_Commercial_WA - Health_New_Space Heating_Natural Gas_Green Roof - Vegetated Rooftop_A_Technical Potential | F8 | Commercial | WA - Health | New | Space Heating | Natural Gas | Green Roof - Vegetated Rooftop | A | Incremental Summer Peak Savings (MW) | Technical Potential | 0 | 0 | 0 | 0 | 0 | 0 | 0 | 0 | 0 | 0 | 0 | 0 | 0 | 0 | 0 | 0 | 0 | 0 | 0 | 0 | 0 | 0 | 0 | 0 | 0 | 0 | 0
F9_Commercial_WA - Health_New_Space Heating_Natural Gas_Green Roof - Vegetated Rooftop_A_Technical Potential | F9 | Commercial | WA - Health | New | Space Heating | Natural Gas | Green Roof - Vegetated Rooftop | A | Incremental Winter Peak Savings (MW) | Technical Potential | 0 | 0 | 0 | 0 | 0 | 0 | 0 | 0 | 0 | 0 | 0 | 0 | 0 | 0 | 0 | 0 | 0 | 0 | 0 | 0 | 0 | 0 | 0 | 0 | 0 | 0 | 0
F10_Commercial_WA - Health_New_Space Heating_Natural Gas_Green Roof - Vegetated Rooftop_A_Technical Potential | F10 | Commercial | WA - Health | New | Space Heating | Natural Gas | Green Roof - Vegetated Rooftop | A | Cumulative Energy Savings (MWh or mTherms) | Technical Potential | 0 | 0 | 0 | 0 | 0 | 0 | 0 | 0 | 0 | 0 | 0 | 0 | 0 | 0 | 0 | 0 | 0 | 0 | 0 | 0 | 0 | 0 | 0 | 0 | 0 | 0 | 0
F11_Commercial_WA - Health_New_Space Heating_Natural Gas_Green Roof - Vegetated Rooftop_A_Technical Potential | F11 | Commercial | WA - Health | New | Space Heating | Natural Gas | Green Roof - Vegetated Rooftop | A | Cumulative Summer Peak Savings (MW) | Technical Potential | 0 | 0 | 0 | 0 | 0 | 0 | 0 | 0 | 0 | 0 | 0 | 0 | 0 | 0 | 0 | 0 | 0 | 0 | 0 | 0 | 0 | 0 | 0 | 0 | 0 | 0 | 0
F12_Commercial_WA - Health_New_Space Heating_Natural Gas_Green Roof - Vegetated Rooftop_A_Technical Potential | F12 | Commercial | WA - Health | New | Space Heating | Natural Gas | Green Roof - Vegetated Rooftop | A | Cumulative Winter Peak Savings (MW) | Technical Potential | 0 | 0 | 0 | 0 | 0 | 0 | 0 | 0 | 0 | 0 | 0 | 0 | 0 | 0 | 0 | 0 | 0 | 0 | 0 | 0 | 0 | 0 | 0 | 0 | 0 | 0 | 0
F13_Commercial_WA - Health_New_Space Heating_Natural Gas_Green Roof - Vegetated Rooftop_A_Technical Potential | F13 | Commercial | WA - Health | New | Space Heating | Natural Gas | Green Roof - Vegetated Rooftop | A | Purchases (Incremental) | Technical Potential | 0 | 0 | 0 | 0 | 0 | 0 | 0 | 0 | 0 | 0 | 0 | 0 | 0 | 0 | 0 | 0 | 0 | 0 | 0 | 0 | 0 | 0 | 0 | 0 | 0 | 0 | 0
F14_Commercial_WA - Health_New_Space Heating_Natural Gas_Green Roof - Vegetated Rooftop_A_Technical Potential | F14 | Commercial | WA - Health | New | Space Heating | Natural Gas | Green Roof - Vegetated Rooftop | A | Purchases (Cumulative) | Technical Potential | 0 | 0 | 0 | 0 | 0 | 0 | 0 | 0 | 0 | 0 | 0 | 0 | 0 | 0 | 0 | 0 | 0 | 0 | 0 | 0 | 0 | 0 | 0 | 0 | 0 | 0 | 0
F1_Commercial_WA - Health_New_Space Heating_Natural Gas_Ducting - Repair and Sealing_A_Technical Potential | F1 | Commercial | WA - Health | New | Space Heating | Natural Gas | Ducting - Repair and Sealing | A | Original Unit Energy Savings (kWh or therms) | Technical Potential | 0 | 0 | 0 | 0 | 0 | 0 | 0 | 0 | 0 | 0 | 0 | 0 | 0 | 0 | 0 | 0 | 0 | 0 | 0 | 0 | 0 | 0 | 0 | 0 | 0 | 0 | 0
F2_Commercial_WA - Health_New_Space Heating_Natural Gas_Ducting - Repair and Sealing_A_Technical Potential | F2 | Commercial | WA - Health | New | Space Heating | Natural Gas | Ducting - Repair and Sealing | A | Original Unit Summer Peak Savings (kW) | Technical Potential | 0 | 0 | 0 | 0 | 0 | 0 | 0 | 0 | 0 | 0 | 0 | 0 | 0 | 0 | 0 | 0 | 0 | 0 | 0 | 0 | 0 | 0 | 0 | 0 | 0 | 0 | 0
F3_Commercial_WA - Health_New_Space Heating_Natural Gas_Ducting - Repair and Sealing_A_Technical Potential | F3 | Commercial | WA - Health | New | Space Heating | Natural Gas | Ducting - Repair and Sealing | A | Original Unit Winter Peak Savings (kW) | Technical Potential | 0 | 0 | 0 | 0 | 0 | 0 | 0 | 0 | 0 | 0 | 0 | 0 | 0 | 0 | 0 | 0 | 0 | 0 | 0 | 0 | 0 | 0 | 0 | 0 | 0 | 0 | 0
F4_Commercial_WA - Health_New_Space Heating_Natural Gas_Ducting - Repair and Sealing_A_Technical Potential | F4 | Commercial | WA - Health | New | Space Heating | Natural Gas | Ducting - Repair and Sealing | A | Standalone Impact on Baseline Energy (%) | Technical Potential | 0 | 0 | 0 | 0 | 0 | 0 | 0 | 0 | 0 | 0 | 0 | 0 | 0 | 0 | 0 | 0 | 0 | 0 | 0 | 0 | 0 | 0 | 0 | 0 | 0 | 0 | 0
F5_Commercial_WA - Health_New_Space Heating_Natural Gas_Ducting - Repair and Sealing_A_Technical Potential | F5 | Commercial | WA - Health | New | Space Heating | Natural Gas | Ducting - Repair and Sealing | A | Standalone Impact on Baseline Summer Peak (%) | Technical Potential | 0 | 0 | 0 | 0 | 0 | 0 | 0 | 0 | 0 | 0 | 0 | 0 | 0 | 0 | 0 | 0 | 0 | 0 | 0 | 0 | 0 | 0 | 0 | 0 | 0 | 0 | 0
F6_Commercial_WA - Health_New_Space Heating_Natural Gas_Ducting - Repair and Sealing_A_Technical Potential | F6 | Commercial | WA - Health | New | Space Heating | Natural Gas | Ducting - Repair and Sealing | A | Standalone Impact on Baseline Winter Peak (%) | Technical Potential | 0 | 0 | 0 | 0 | 0 | 0 | 0 | 0 | 0 | 0 | 0 | 0 | 0 | 0 | 0 | 0 | 0 | 0 | 0 | 0 | 0 | 0 | 0 | 0 | 0 | 0 | 0
F7_Commercial_WA - Health_New_Space Heating_Natural Gas_Ducting - Repair and Sealing_A_Technical Potential | F7 | Commercial | WA - Health | New | Space Heating | Natural Gas | Ducting - Repair and Sealing | A | Incremental Energy Savings (MWh or mTherms) | Technical Potential | 0 | 0 | 0 | 0 | 0 | 0 | 0 | 0 | 0 | 0 | 0 | 0 | 0 | 0 | 0 | 0 | 0 | 0 | 0 | 0 | 0 | 0 | 0 | 0 | 0 | 0 | 0
F8_Commercial_WA - Health_New_Space Heating_Natural Gas_Ducting - Repair and Sealing_A_Technical Potential | F8 | Commercial | WA - Health | New | Space Heating | Natural Gas | Ducting - Repair and Sealing | A | Incremental Summer Peak Savings (MW) | Technical Potential | 0 | 0 | 0 | 0 | 0 | 0 | 0 | 0 | 0 | 0 | 0 | 0 | 0 | 0 | 0 | 0 | 0 | 0 | 0 | 0 | 0 | 0 | 0 | 0 | 0 | 0 | 0
F9_Commercial_WA - Health_New_Space Heating_Natural Gas_Ducting - Repair and Sealing_A_Technical Potential | F9 | Commercial | WA - Health | New | Space Heating | Natural Gas | Ducting - Repair and Sealing | A | Incremental Winter Peak Savings (MW) | Technical Potential | 0 | 0 | 0 | 0 | 0 | 0 | 0 | 0 | 0 | 0 | 0 | 0 | 0 | 0 | 0 | 0 | 0 | 0 | 0 | 0 | 0 | 0 | 0 | 0 | 0 | 0 | 0
F10_Commercial_WA - Health_New_Space Heating_Natural Gas_Ducting - Repair and Sealing_A_Technical Potential | F10 | Commercial | WA - Health | New | Space Heating | Natural Gas | Ducting - Repair and Sealing | A | Cumulative Energy Savings (MWh or mTherms) | Technical Potential | 0 | 0 | 0 | 0 | 0 | 0 | 0 | 0 | 0 | 0 | 0 | 0 | 0 | 0 | 0 | 0 | 0 | 0 | 0 | 0 | 0 | 0 | 0 | 0 | 0 | 0 | 0
F11_Commercial_WA - Health_New_Space Heating_Natural Gas_Ducting - Repair and Sealing_A_Technical Potential | F11 | Commercial | WA - Health | New | Space Heating | Natural Gas | Ducting - Repair and Sealing | A | Cumulative Summer Peak Savings (MW) | Technical Potential | 0 | 0 | 0 | 0 | 0 | 0 | 0 | 0 | 0 | 0 | 0 | 0 | 0 | 0 | 0 | 0 | 0 | 0 | 0 | 0 | 0 | 0 | 0 | 0 | 0 | 0 | 0
F12_Commercial_WA - Health_New_Space Heating_Natural Gas_Ducting - Repair and Sealing_A_Technical Potential | F12 | Commercial | WA - Health | New | Space Heating | Natural Gas | Ducting - Repair and Sealing | A | Cumulative Winter Peak Savings (MW) | Technical Potential | 0 | 0 | 0 | 0 | 0 | 0 | 0 | 0 | 0 | 0 | 0 | 0 | 0 | 0 | 0 | 0 | 0 | 0 | 0 | 0 | 0 | 0 | 0 | 0 | 0 | 0 | 0
F13_Commercial_WA - Health_New_Space Heating_Natural Gas_Ducting - Repair and Sealing_A_Technical Potential | F13 | Commercial | WA - Health | New | Space Heating | Natural Gas | Ducting - Repair and Sealing | A | Purchases (Incremental) | Technical Potential | 0 | 0 | 0 | 0 | 0 | 0 | 0 | 0 | 0 | 0 | 0 | 0 | 0 | 0 | 0 | 0 | 0 | 0 | 0 | 0 | 0 | 0 | 0 | 0 | 0 | 0 | 0
F14_Commercial_WA - Health_New_Space Heating_Natural Gas_Ducting - Repair and Sealing_A_Technical Potential | F14 | Commercial | WA - Health | New | Space Heating | Natural Gas | Ducting - Repair and Sealing | A | Purchases (Cumulative) | Technical Potential | 0 | 0 | 0 | 0 | 0 | 0 | 0 | 0 | 0 | 0 | 0 | 0 | 0 | 0 | 0 | 0 | 0 | 0 | 0 | 0 | 0 | 0 | 0 | 0 | 0 | 0 | 0
F1_Commercial_WA - Health_New_Space Heating_Natural Gas_Windows - High Efficiency Glazing_A_Technical Potential | F1 | Commercial | WA - Health | New | Space Heating | Natural Gas | Windows - High Efficiency Glazing | A | Original Unit Energy Savings (kWh or therms) | Technical Potential | 0 | 0 | 0 | 0 | 0 | 0 | 0 | 0 | 0 | 0 | 0 | 0 | 0 | 0 | 0 | 0 | 0 | 0 | 0 | 0 | 0 | 0 | 0 | 0 | 0 | 0 | 0
F2_Commercial_WA - Health_New_Space Heating_Natural Gas_Windows - High Efficiency Glazing_A_Technical Potential | F2 | Commercial | WA - Health | New | Space Heating | Natural Gas | Windows - High Efficiency Glazing | A | Original Unit Summer Peak Savings (kW) | Technical Potential | 0 | 0 | 0 | 0 | 0 | 0 | 0 | 0 | 0 | 0 | 0 | 0 | 0 | 0 | 0 | 0 | 0 | 0 | 0 | 0 | 0 | 0 | 0 | 0 | 0 | 0 | 0
F3_Commercial_WA - Health_New_Space Heating_Natural Gas_Windows - High Efficiency Glazing_A_Technical Potential | F3 | Commercial | WA - Health | New | Space Heating | Natural Gas | Windows - High Efficiency Glazing | A | Original Unit Winter Peak Savings (kW) | Technical Potential | 0 | 0 | 0 | 0 | 0 | 0 | 0 | 0 | 0 | 0 | 0 | 0 | 0 | 0 | 0 | 0 | 0 | 0 | 0 | 0 | 0 | 0 | 0 | 0 | 0 | 0 | 0
F4_Commercial_WA - Health_New_Space Heating_Natural Gas_Windows - High Efficiency Glazing_A_Technical Potential | F4 | Commercial | WA - Health | New | Space Heating | Natural Gas | Windows - High Efficiency Glazing | A | Standalone Impact on Baseline Energy (%) | Technical Potential | 0 | 0 | 0 | 0 | 0 | 0 | 0 | 0 | 0 | 0 | 0 | 0 | 0 | 0 | 0 | 0 | 0 | 0 | 0 | 0 | 0 | 0 | 0 | 0 | 0 | 0 | 0
F5_Commercial_WA - Health_New_Space Heating_Natural Gas_Windows - High Efficiency Glazing_A_Technical Potential | F5 | Commercial | WA - Health | New | Space Heating | Natural Gas | Windows - High Efficiency Glazing | A | Standalone Impact on Baseline Summer Peak (%) | Technical Potential | 0 | 0 | 0 | 0 | 0 | 0 | 0 | 0 | 0 | 0 | 0 | 0 | 0 | 0 | 0 | 0 | 0 | 0 | 0 | 0 | 0 | 0 | 0 | 0 | 0 | 0 | 0
F6_Commercial_WA - Health_New_Space Heating_Natural Gas_Windows - High Efficiency Glazing_A_Technical Potential | F6 | Commercial | WA - Health | New | Space Heating | Natural Gas | Windows - High Efficiency Glazing | A | Standalone Impact on Baseline Winter Peak (%) | Technical Potential | 0 | 0 | 0 | 0 | 0 | 0 | 0 | 0 | 0 | 0 | 0 | 0 | 0 | 0 | 0 | 0 | 0 | 0 | 0 | 0 | 0 | 0 | 0 | 0 | 0 | 0 | 0
F7_Commercial_WA - Health_New_Space Heating_Natural Gas_Windows - High Efficiency Glazing_A_Technical Potential | F7 | Commercial | WA - Health | New | Space Heating | Natural Gas | Windows - High Efficiency Glazing | A | Incremental Energy Savings (MWh or mTherms) | Technical Potential | 0 | 0 | 0 | 0 | 0 | 0 | 0 | 0 | 0 | 0 | 0 | 0 | 0 | 0 | 0 | 0 | 0 | 0 | 0 | 0 | 0 | 0 | 0 | 0 | 0 | 0 | 0
F8_Commercial_WA - Health_New_Space Heating_Natural Gas_Windows - High Efficiency Glazing_A_Technical Potential | F8 | Commercial | WA - Health | New | Space Heating | Natural Gas | Windows - High Efficiency Glazing | A | Incremental Summer Peak Savings (MW) | Technical Potential | 0 | 0 | 0 | 0 | 0 | 0 | 0 | 0 | 0 | 0 | 0 | 0 | 0 | 0 | 0 | 0 | 0 | 0 | 0 | 0 | 0 | 0 | 0 | 0 | 0 | 0 | 0
F9_Commercial_WA - Health_New_Space Heating_Natural Gas_Windows - High Efficiency Glazing_A_Technical Potential | F9 | Commercial | WA - Health | New | Space Heating | Natural Gas | Windows - High Efficiency Glazing | A | Incremental Winter Peak Savings (MW) | Technical Potential | 0 | 0 | 0 | 0 | 0 | 0 | 0 | 0 | 0 | 0 | 0 | 0 | 0 | 0 | 0 | 0 | 0 | 0 | 0 | 0 | 0 | 0 | 0 | 0 | 0 | 0 | 0
F10_Commercial_WA - Health_New_Space Heating_Natural Gas_Windows - High Efficiency Glazing_A_Technical Potential | F10 | Commercial | WA - Health | New | Space Heating | Natural Gas | Windows - High Efficiency Glazing | A | Cumulative Energy Savings (MWh or mTherms) | Technical Potential | 0 | 0 | 0 | 0 | 0 | 0 | 0 | 0 | 0 | 0 | 0 | 0 | 0 | 0 | 0 | 0 | 0 | 0 | 0 | 0 | 0 | 0 | 0 | 0 | 0 | 0 | 0
F11_Commercial_WA - Health_New_Space Heating_Natural Gas_Windows - High Efficiency Glazing_A_Technical Potential | F11 | Commercial | WA - Health | New | Space Heating | Natural Gas | Windows - High Efficiency Glazing | A | Cumulative Summer Peak Savings (MW) | Technical Potential | 0 | 0 | 0 | 0 | 0 | 0 | 0 | 0 | 0 | 0 | 0 | 0 | 0 | 0 | 0 | 0 | 0 | 0 | 0 | 0 | 0 | 0 | 0 | 0 | 0 | 0 | 0
F12_Commercial_WA - Health_New_Space Heating_Natural Gas_Windows - High Efficiency Glazing_A_Technical Potential | F12 | Commercial | WA - Health | New | Space Heating | Natural Gas | Windows - High Efficiency Glazing | A | Cumulative Winter Peak Savings (MW) | Technical Potential | 0 | 0 | 0 | 0 | 0 | 0 | 0 | 0 | 0 | 0 | 0 | 0 | 0 | 0 | 0 | 0 | 0 | 0 | 0 | 0 | 0 | 0 | 0 | 0 | 0 | 0 | 0
F13_Commercial_WA - Health_New_Space Heating_Natural Gas_Windows - High Efficiency Glazing_A_Technical Potential | F13 | Commercial | WA - Health | New | Space Heating | Natural Gas | Windows - High Efficiency Glazing | A | Purchases (Incremental) | Technical Potential | 0 | 0 | 0 | 0 | 0 | 0 | 0 | 0 | 0 | 0 | 0 | 0 | 0 | 0 | 0 | 0 | 0 | 0 | 0 | 0 | 0 | 0 | 0 | 0 | 0 | 0 | 0
F14_Commercial_WA - Health_New_Space Heating_Natural Gas_Windows - High Efficiency Glazing_A_Technical Potential | F14 | Commercial | WA - Health | New | Space Heating | Natural Gas | Windows - High Efficiency Glazing | A | Purchases (Cumulative) | Technical Potential | 0 | 0 | 0 | 0 | 0 | 0 | 0 | 0 | 0 | 0 | 0 | 0 | 0 | 0 | 0 | 0 | 0 | 0 | 0 | 0 | 0 | 0 | 0 | 0 | 0 | 0 | 0
F1_Commercial_WA - Health_New_Space Heating_Natural Gas_Windows - Secondary Glazing Systems_A_Technical Potential | F1 | Commercial | WA - Health | New | Space Heating | Natural Gas | Windows - Secondary Glazing Systems | A | Original Unit Energy Savings (kWh or therms) | Technical Potential | 0 | 0 | 0 | 0 | 0 | 0 | 0 | 0 | 0 | 0 | 0 | 0 | 0 | 0 | 0 | 0 | 0 | 0 | 0 | 0 | 0 | 0 | 0 | 0 | 0 | 0 | 0
F2_Commercial_WA - Health_New_Space Heating_Natural Gas_Windows - Secondary Glazing Systems_A_Technical Potential | F2 | Commercial | WA - Health | New | Space Heating | Natural Gas | Windows - Secondary Glazing Systems | A | Original Unit Summer Peak Savings (kW) | Technical Potential | 0 | 0 | 0 | 0 | 0 | 0 | 0 | 0 | 0 | 0 | 0 | 0 | 0 | 0 | 0 | 0 | 0 | 0 | 0 | 0 | 0 | 0 | 0 | 0 | 0 | 0 | 0
F3_Commercial_WA - Health_New_Space Heating_Natural Gas_Windows - Secondary Glazing Systems_A_Technical Potential | F3 | Commercial | WA - Health | New | Space Heating | Natural Gas | Windows - Secondary Glazing Systems | A | Original Unit Winter Peak Savings (kW) | Technical Potential | 0 | 0 | 0 | 0 | 0 | 0 | 0 | 0 | 0 | 0 | 0 | 0 | 0 | 0 | 0 | 0 | 0 | 0 | 0 | 0 | 0 | 0 | 0 | 0 | 0 | 0 | 0
F4_Commercial_WA - Health_New_Space Heating_Natural Gas_Windows - Secondary Glazing Systems_A_Technical Potential | F4 | Commercial | WA - Health | New | Space Heating | Natural Gas | Windows - Secondary Glazing Systems | A | Standalone Impact on Baseline Energy (%) | Technical Potential | 0 | 0 | 0 | 0 | 0 | 0 | 0 | 0 | 0 | 0 | 0 | 0 | 0 | 0 | 0 | 0 | 0 | 0 | 0 | 0 | 0 | 0 | 0 | 0 | 0 | 0 | 0
F5_Commercial_WA - Health_New_Space Heating_Natural Gas_Windows - Secondary Glazing Systems_A_Technical Potential | F5 | Commercial | WA - Health | New | Space Heating | Natural Gas | Windows - Secondary Glazing Systems | A | Standalone Impact on Baseline Summer Peak (%) | Technical Potential | 0 | 0 | 0 | 0 | 0 | 0 | 0 | 0 | 0 | 0 | 0 | 0 | 0 | 0 | 0 | 0 | 0 | 0 | 0 | 0 | 0 | 0 | 0 | 0 | 0 | 0 | 0
F6_Commercial_WA - Health_New_Space Heating_Natural Gas_Windows - Secondary Glazing Systems_A_Technical Potential | F6 | Commercial | WA - Health | New | Space Heating | Natural Gas | Windows - Secondary Glazing Systems | A | Standalone Impact on Baseline Winter Peak (%) | Technical Potential | 0 | 0 | 0 | 0 | 0 | 0 | 0 | 0 | 0 | 0 | 0 | 0 | 0 | 0 | 0 | 0 | 0 | 0 | 0 | 0 | 0 | 0 | 0 | 0 | 0 | 0 | 0
F7_Commercial_WA - Health_New_Space Heating_Natural Gas_Windows - Secondary Glazing Systems_A_Technical Potential | F7 | Commercial | WA - Health | New | Space Heating | Natural Gas | Windows - Secondary Glazing Systems | A | Incremental Energy Savings (MWh or mTherms) | Technical Potential | 0 | 0 | 0 | 0 | 0 | 0 | 0 | 0 | 0 | 0 | 0 | 0 | 0 | 0 | 0 | 0 | 0 | 0 | 0 | 0 | 0 | 0 | 0 | 0 | 0 | 0 | 0
F8_Commercial_WA - Health_New_Space Heating_Natural Gas_Windows - Secondary Glazing Systems_A_Technical Potential | F8 | Commercial | WA - Health | New | Space Heating | Natural Gas | Windows - Secondary Glazing Systems | A | Incremental Summer Peak Savings (MW) | Technical Potential | 0 | 0 | 0 | 0 | 0 | 0 | 0 | 0 | 0 | 0 | 0 | 0 | 0 | 0 | 0 | 0 | 0 | 0 | 0 | 0 | 0 | 0 | 0 | 0 | 0 | 0 | 0
F9_Commercial_WA - Health_New_Space Heating_Natural Gas_Windows - Secondary Glazing Systems_A_Technical Potential | F9 | Commercial | WA - Health | New | Space Heating | Natural Gas | Windows - Secondary Glazing Systems | A | Incremental Winter Peak Savings (MW) | Technical Potential | 0 | 0 | 0 | 0 | 0 | 0 | 0 | 0 | 0 | 0 | 0 | 0 | 0 | 0 | 0 | 0 | 0 | 0 | 0 | 0 | 0 | 0 | 0 | 0 | 0 | 0 | 0
F10_Commercial_WA - Health_New_Space Heating_Natural Gas_Windows - Secondary Glazing Systems_A_Technical Potential | F10 | Commercial | WA - Health | New | Space Heating | Natural Gas | Windows - Secondary Glazing Systems | A | Cumulative Energy Savings (MWh or mTherms) | Technical Potential | 0 | 0 | 0 | 0 | 0 | 0 | 0 | 0 | 0 | 0 | 0 | 0 | 0 | 0 | 0 | 0 | 0 | 0 | 0 | 0 | 0 | 0 | 0 | 0 | 0 | 0 | 0
F11_Commercial_WA - Health_New_Space Heating_Natural Gas_Windows - Secondary Glazing Systems_A_Technical Potential | F11 | Commercial | WA - Health | New | Space Heating | Natural Gas | Windows - Secondary Glazing Systems | A | Cumulative Summer Peak Savings (MW) | Technical Potential | 0 | 0 | 0 | 0 | 0 | 0 | 0 | 0 | 0 | 0 | 0 | 0 | 0 | 0 | 0 | 0 | 0 | 0 | 0 | 0 | 0 | 0 | 0 | 0 | 0 | 0 | 0
F12_Commercial_WA - Health_New_Space Heating_Natural Gas_Windows - Secondary Glazing Systems_A_Technical Potential | F12 | Commercial | WA - Health | New | Space Heating | Natural Gas | Windows - Secondary Glazing Systems | A | Cumulative Winter Peak Savings (MW) | Technical Potential | 0 | 0 | 0 | 0 | 0 | 0 | 0 | 0 | 0 | 0 | 0 | 0 | 0 | 0 | 0 | 0 | 0 | 0 | 0 | 0 | 0 | 0 | 0 | 0 | 0 | 0 | 0
F13_Commercial_WA - Health_New_Space Heating_Natural Gas_Windows - Secondary Glazing Systems_A_Technical Potential | F13 | Commercial | WA - Health | New | Space Heating | Natural Gas | Windows - Secondary Glazing Systems | A | Purchases (Incremental) | Technical Potential | 0 | 0 | 0 | 0 | 0 | 0 | 0 | 0 | 0 | 0 | 0 | 0 | 0 | 0 | 0 | 0 | 0 | 0 | 0 | 0 | 0 | 0 | 0 | 0 | 0 | 0 | 0
F14_Commercial_WA - Health_New_Space Heating_Natural Gas_Windows - Secondary Glazing Systems_A_Technical Potential | F14 | Commercial | WA - Health | New | Space Heating | Natural Gas | Windows - Secondary Glazing Systems | A | Purchases (Cumulative) | Technical Potential | 0 | 0 | 0 | 0 | 0 | 0 | 0 | 0 | 0 | 0 | 0 | 0 | 0 | 0 | 0 | 0 | 0 | 0 | 0 | 0 | 0 | 0 | 0 | 0 | 0 | 0 | 0
F1_Commercial_WA - Health_New_Space Heating_Natural Gas_HVAC - Energy Recovery Ventilator_A_Technical Potential | F1 | Commercial | WA - Health | New | Space Heating | Natural Gas | HVAC - Energy Recovery Ventilator | A | Original Unit Energy Savings (kWh or therms) | Technical Potential | 0 | 0 | 0 | 0 | 0 | 0 | 0 | 0 | 0 | 0 | 0 | 0 | 0 | 0 | 0 | 0 | 0 | 0 | 0 | 0 | 0 | 0 | 0 | 0 | 0 | 0 | 0
F2_Commercial_WA - Health_New_Space Heating_Natural Gas_HVAC - Energy Recovery Ventilator_A_Technical Potential | F2 | Commercial | WA - Health | New | Space Heating | Natural Gas | HVAC - Energy Recovery Ventilator | A | Original Unit Summer Peak Savings (kW) | Technical Potential | 0 | 0 | 0 | 0 | 0 | 0 | 0 | 0 | 0 | 0 | 0 | 0 | 0 | 0 | 0 | 0 | 0 | 0 | 0 | 0 | 0 | 0 | 0 | 0 | 0 | 0 | 0
F3_Commercial_WA - Health_New_Space Heating_Natural Gas_HVAC - Energy Recovery Ventilator_A_Technical Potential | F3 | Commercial | WA - Health | New | Space Heating | Natural Gas | HVAC - Energy Recovery Ventilator | A | Original Unit Winter Peak Savings (kW) | Technical Potential | 0 | 0 | 0 | 0 | 0 | 0 | 0 | 0 | 0 | 0 | 0 | 0 | 0 | 0 | 0 | 0 | 0 | 0 | 0 | 0 | 0 | 0 | 0 | 0 | 0 | 0 | 0
F4_Commercial_WA - Health_New_Space Heating_Natural Gas_HVAC - Energy Recovery Ventilator_A_Technical Potential | F4 | Commercial | WA - Health | New | Space Heating | Natural Gas | HVAC - Energy Recovery Ventilator | A | Standalone Impact on Baseline Energy (%) | Technical Potential | 0 | 0 | 0 | 0 | 0 | 0 | 0 | 0 | 0 | 0 | 0 | 0 | 0 | 0 | 0 | 0 | 0 | 0 | 0 | 0 | 0 | 0 | 0 | 0 | 0 | 0 | 0
F5_Commercial_WA - Health_New_Space Heating_Natural Gas_HVAC - Energy Recovery Ventilator_A_Technical Potential | F5 | Commercial | WA - Health | New | Space Heating | Natural Gas | HVAC - Energy Recovery Ventilator | A | Standalone Impact on Baseline Summer Peak (%) | Technical Potential | 0 | 0 | 0 | 0 | 0 | 0 | 0 | 0 | 0 | 0 | 0 | 0 | 0 | 0 | 0 | 0 | 0 | 0 | 0 | 0 | 0 | 0 | 0 | 0 | 0 | 0 | 0
F6_Commercial_WA - Health_New_Space Heating_Natural Gas_HVAC - Energy Recovery Ventilator_A_Technical Potential | F6 | Commercial | WA - Health | New | Space Heating | Natural Gas | HVAC - Energy Recovery Ventilator | A | Standalone Impact on Baseline Winter Peak (%) | Technical Potential | 0 | 0 | 0 | 0 | 0 | 0 | 0 | 0 | 0 | 0 | 0 | 0 | 0 | 0 | 0 | 0 | 0 | 0 | 0 | 0 | 0 | 0 | 0 | 0 | 0 | 0 | 0
F7_Commercial_WA - Health_New_Space Heating_Natural Gas_HVAC - Energy Recovery Ventilator_A_Technical Potential | F7 | Commercial | WA - Health | New | Space Heating | Natural Gas | HVAC - Energy Recovery Ventilator | A | Incremental Energy Savings (MWh or mTherms) | Technical Potential | 0 | 0 | 0 | 0 | 0 | 0 | 0 | 0 | 0 | 0 | 0 | 0 | 0 | 0 | 0 | 0 | 0 | 0 | 0 | 0 | 0 | 0 | 0 | 0 | 0 | 0 | 0
F8_Commercial_WA - Health_New_Space Heating_Natural Gas_HVAC - Energy Recovery Ventilator_A_Technical Potential | F8 | Commercial | WA - Health | New | Space Heating | Natural Gas | HVAC - Energy Recovery Ventilator | A | Incremental Summer Peak Savings (MW) | Technical Potential | 0 | 0 | 0 | 0 | 0 | 0 | 0 | 0 | 0 | 0 | 0 | 0 | 0 | 0 | 0 | 0 | 0 | 0 | 0 | 0 | 0 | 0 | 0 | 0 | 0 | 0 | 0
F9_Commercial_WA - Health_New_Space Heating_Natural Gas_HVAC - Energy Recovery Ventilator_A_Technical Potential | F9 | Commercial | WA - Health | New | Space Heating | Natural Gas | HVAC - Energy Recovery Ventilator | A | Incremental Winter Peak Savings (MW) | Technical Potential | 0 | 0 | 0 | 0 | 0 | 0 | 0 | 0 | 0 | 0 | 0 | 0 | 0 | 0 | 0 | 0 | 0 | 0 | 0 | 0 | 0 | 0 | 0 | 0 | 0 | 0 | 0
F10_Commercial_WA - Health_New_Space Heating_Natural Gas_HVAC - Energy Recovery Ventilator_A_Technical Potential | F10 | Commercial | WA - Health | New | Space Heating | Natural Gas | HVAC - Energy Recovery Ventilator | A | Cumulative Energy Savings (MWh or mTherms) | Technical Potential | 0 | 0 | 0 | 0 | 0 | 0 | 0 | 0 | 0 | 0 | 0 | 0 | 0 | 0 | 0 | 0 | 0 | 0 | 0 | 0 | 0 | 0 | 0 | 0 | 0 | 0 | 0
F11_Commercial_WA - Health_New_Space Heating_Natural Gas_HVAC - Energy Recovery Ventilator_A_Technical Potential | F11 | Commercial | WA - Health | New | Space Heating | Natural Gas | HVAC - Energy Recovery Ventilator | A | Cumulative Summer Peak Savings (MW) | Technical Potential | 0 | 0 | 0 | 0 | 0 | 0 | 0 | 0 | 0 | 0 | 0 | 0 | 0 | 0 | 0 | 0 | 0 | 0 | 0 | 0 | 0 | 0 | 0 | 0 | 0 | 0 | 0
F12_Commercial_WA - Health_New_Space Heating_Natural Gas_HVAC - Energy Recovery Ventilator_A_Technical Potential | F12 | Commercial | WA - Health | New | Space Heating | Natural Gas | HVAC - Energy Recovery Ventilator | A | Cumulative Winter Peak Savings (MW) | Technical Potential | 0 | 0 | 0 | 0 | 0 | 0 | 0 | 0 | 0 | 0 | 0 | 0 | 0 | 0 | 0 | 0 | 0 | 0 | 0 | 0 | 0 | 0 | 0 | 0 | 0 | 0 | 0
F13_Commercial_WA - Health_New_Space Heating_Natural Gas_HVAC - Energy Recovery Ventilator_A_Technical Potential | F13 | Commercial | WA - Health | New | Space Heating | Natural Gas | HVAC - Energy Recovery Ventilator | A | Purchases (Incremental) | Technical Potential | 0 | 0 | 0 | 0 | 0 | 0 | 0 | 0 | 0 | 0 | 0 | 0 | 0 | 0 | 0 | 0 | 0 | 0 | 0 | 0 | 0 | 0 | 0 | 0 | 0 | 0 | 0
F14_Commercial_WA - Health_New_Space Heating_Natural Gas_HVAC - Energy Recovery Ventilator_A_Technical Potential | F14 | Commercial | WA - Health | New | Space Heating | Natural Gas | HVAC - Energy Recovery Ventilator | A | Purchases (Cumulative) | Technical Potential | 0 | 0 | 0 | 0 | 0 | 0 | 0 | 0 | 0 | 0 | 0 | 0 | 0 | 0 | 0 | 0 | 0 | 0 | 0 | 0 | 0 | 0 | 0 | 0 | 0 | 0 | 0
F1_Commercial_WA - Health_New_Space Heating_Natural Gas_Building Shell - Air Sealing (Infiltration Control)_A_Technical Potential | F1 | Commercial | WA - Health | New | Space Heating | Natural Gas | Building Shell - Air Sealing (Infiltration Control) | A | Original Unit Energy Savings (kWh or therms) | Technical Potential | 0 | 0 | 0 | 0 | 0 | 0 | 0 | 0 | 0 | 0 | 0 | 0 | 0 | 0 | 0 | 0 | 0 | 0 | 0 | 0 | 0 | 0 | 0 | 0 | 0 | 0 | 0
F2_Commercial_WA - Health_New_Space Heating_Natural Gas_Building Shell - Air Sealing (Infiltration Control)_A_Technical Potential | F2 | Commercial | WA - Health | New | Space Heating | Natural Gas | Building Shell - Air Sealing (Infiltration Control) | A | Original Unit Summer Peak Savings (kW) | Technical Potential | 0 | 0 | 0 | 0 | 0 | 0 | 0 | 0 | 0 | 0 | 0 | 0 | 0 | 0 | 0 | 0 | 0 | 0 | 0 | 0 | 0 | 0 | 0 | 0 | 0 | 0 | 0
F3_Commercial_WA - Health_New_Space Heating_Natural Gas_Building Shell - Air Sealing (Infiltration Control)_A_Technical Potential | F3 | Commercial | WA - Health | New | Space Heating | Natural Gas | Building Shell - Air Sealing (Infiltration Control) | A | Original Unit Winter Peak Savings (kW) | Technical Potential | 0 | 0 | 0 | 0 | 0 | 0 | 0 | 0 | 0 | 0 | 0 | 0 | 0 | 0 | 0 | 0 | 0 | 0 | 0 | 0 | 0 | 0 | 0 | 0 | 0 | 0 | 0
F4_Commercial_WA - Health_New_Space Heating_Natural Gas_Building Shell - Air Sealing (Infiltration Control)_A_Technical Potential | F4 | Commercial | WA - Health | New | Space Heating | Natural Gas | Building Shell - Air Sealing (Infiltration Control) | A | Standalone Impact on Baseline Energy (%) | Technical Potential | 0 | 0 | 0 | 0 | 0 | 0 | 0 | 0 | 0 | 0 | 0 | 0 | 0 | 0 | 0 | 0 | 0 | 0 | 0 | 0 | 0 | 0 | 0 | 0 | 0 | 0 | 0
F5_Commercial_WA - Health_New_Space Heating_Natural Gas_Building Shell - Air Sealing (Infiltration Control)_A_Technical Potential | F5 | Commercial | WA - Health | New | Space Heating | Natural Gas | Building Shell - Air Sealing (Infiltration Control) | A | Standalone Impact on Baseline Summer Peak (%) | Technical Potential | 0 | 0 | 0 | 0 | 0 | 0 | 0 | 0 | 0 | 0 | 0 | 0 | 0 | 0 | 0 | 0 | 0 | 0 | 0 | 0 | 0 | 0 | 0 | 0 | 0 | 0 | 0
F6_Commercial_WA - Health_New_Space Heating_Natural Gas_Building Shell - Air Sealing (Infiltration Control)_A_Technical Potential | F6 | Commercial | WA - Health | New | Space Heating | Natural Gas | Building Shell - Air Sealing (Infiltration Control) | A | Standalone Impact on Baseline Winter Peak (%) | Technical Potential | 0 | 0 | 0 | 0 | 0 | 0 | 0 | 0 | 0 | 0 | 0 | 0 | 0 | 0 | 0 | 0 | 0 | 0 | 0 | 0 | 0 | 0 | 0 | 0 | 0 | 0 | 0
F7_Commercial_WA - Health_New_Space Heating_Natural Gas_Building Shell - Air Sealing (Infiltration Control)_A_Technical Potential | F7 | Commercial | WA - Health | New | Space Heating | Natural Gas | Building Shell - Air Sealing (Infiltration Control) | A | Incremental Energy Savings (MWh or mTherms) | Technical Potential | 0 | 0 | 0 | 0 | 0 | 0 | 0 | 0 | 0 | 0 | 0 | 0 | 0 | 0 | 0 | 0 | 0 | 0 | 0 | 0 | 0 | 0 | 0 | 0 | 0 | 0 | 0
F8_Commercial_WA - Health_New_Space Heating_Natural Gas_Building Shell - Air Sealing (Infiltration Control)_A_Technical Potential | F8 | Commercial | WA - Health | New | Space Heating | Natural Gas | Building Shell - Air Sealing (Infiltration Control) | A | Incremental Summer Peak Savings (MW) | Technical Potential | 0 | 0 | 0 | 0 | 0 | 0 | 0 | 0 | 0 | 0 | 0 | 0 | 0 | 0 | 0 | 0 | 0 | 0 | 0 | 0 | 0 | 0 | 0 | 0 | 0 | 0 | 0
F9_Commercial_WA - Health_New_Space Heating_Natural Gas_Building Shell - Air Sealing (Infiltration Control)_A_Technical Potential | F9 | Commercial | WA - Health | New | Space Heating | Natural Gas | Building Shell - Air Sealing (Infiltration Control) | A | Incremental Winter Peak Savings (MW) | Technical Potential | 0 | 0 | 0 | 0 | 0 | 0 | 0 | 0 | 0 | 0 | 0 | 0 | 0 | 0 | 0 | 0 | 0 | 0 | 0 | 0 | 0 | 0 | 0 | 0 | 0 | 0 | 0
F10_Commercial_WA - Health_New_Space Heating_Natural Gas_Building Shell - Air Sealing (Infiltration Control)_A_Technical Potential | F10 | Commercial | WA - Health | New | Space Heating | Natural Gas | Building Shell - Air Sealing (Infiltration Control) | A | Cumulative Energy Savings (MWh or mTherms) | Technical Potential | 0 | 0 | 0 | 0 | 0 | 0 | 0 | 0 | 0 | 0 | 0 | 0 | 0 | 0 | 0 | 0 | 0 | 0 | 0 | 0 | 0 | 0 | 0 | 0 | 0 | 0 | 0
F11_Commercial_WA - Health_New_Space Heating_Natural Gas_Building Shell - Air Sealing (Infiltration Control)_A_Technical Potential | F11 | Commercial | WA - Health | New | Space Heating | Natural Gas | Building Shell - Air Sealing (Infiltration Control) | A | Cumulative Summer Peak Savings (MW) | Technical Potential | 0 | 0 | 0 | 0 | 0 | 0 | 0 | 0 | 0 | 0 | 0 | 0 | 0 | 0 | 0 | 0 | 0 | 0 | 0 | 0 | 0 | 0 | 0 | 0 | 0 | 0 | 0
F12_Commercial_WA - Health_New_Space Heating_Natural Gas_Building Shell - Air Sealing (Infiltration Control)_A_Technical Potential | F12 | Commercial | WA - Health | New | Space Heating | Natural Gas | Building Shell - Air Sealing (Infiltration Control) | A | Cumulative Winter Peak Savings (MW) | Technical Potential | 0 | 0 | 0 | 0 | 0 | 0 | 0 | 0 | 0 | 0 | 0 | 0 | 0 | 0 | 0 | 0 | 0 | 0 | 0 | 0 | 0 | 0 | 0 | 0 | 0 | 0 | 0
F13_Commercial_WA - Health_New_Space Heating_Natural Gas_Building Shell - Air Sealing (Infiltration Control)_A_Technical Potential | F13 | Commercial | WA - Health | New | Space Heating | Natural Gas | Building Shell - Air Sealing (Infiltration Control) | A | Purchases (Incremental) | Technical Potential | 0 | 0 | 0 | 0 | 0 | 0 | 0 | 0 | 0 | 0 | 0 | 0 | 0 | 0 | 0 | 0 | 0 | 0 | 0 | 0 | 0 | 0 | 0 | 0 | 0 | 0 | 0
F14_Commercial_WA - Health_New_Space Heating_Natural Gas_Building Shell - Air Sealing (Infiltration Control)_A_Technical Potential | F14 | Commercial | WA - Health | New | Space Heating | Natural Gas | Building Shell - Air Sealing (Infiltration Control) | A | Purchases (Cumulative) | Technical Potential | 0 | 0 | 0 | 0 | 0 | 0 | 0 | 0 | 0 | 0 | 0 | 0 | 0 | 0 | 0 | 0 | 0 | 0 | 0 | 0 | 0 | 0 | 0 | 0 | 0 | 0 | 0
F1_Commercial_WA - Health_New_Space Heating_Natural Gas_Ventilation - Demand Controlled_A_Technical Potential | F1 | Commercial | WA - Health | New | Space Heating | Natural Gas | Ventilation - Demand Controlled | A | Original Unit Energy Savings (kWh or therms) | Technical Potential | 0 | 0 | 0 | 0 | 0 | 0 | 0 | 0 | 0 | 0 | 0 | 0 | 0 | 0 | 0 | 0 | 0 | 0 | 0 | 0 | 0 | 0 | 0 | 0 | 0 | 0 | 0
F2_Commercial_WA - Health_New_Space Heating_Natural Gas_Ventilation - Demand Controlled_A_Technical Potential | F2 | Commercial | WA - Health | New | Space Heating | Natural Gas | Ventilation - Demand Controlled | A | Original Unit Summer Peak Savings (kW) | Technical Potential | 0 | 0 | 0 | 0 | 0 | 0 | 0 | 0 | 0 | 0 | 0 | 0 | 0 | 0 | 0 | 0 | 0 | 0 | 0 | 0 | 0 | 0 | 0 | 0 | 0 | 0 | 0
F3_Commercial_WA - Health_New_Space Heating_Natural Gas_Ventilation - Demand Controlled_A_Technical Potential | F3 | Commercial | WA - Health | New | Space Heating | Natural Gas | Ventilation - Demand Controlled | A | Original Unit Winter Peak Savings (kW) | Technical Potential | 0 | 0 | 0 | 0 | 0 | 0 | 0 | 0 | 0 | 0 | 0 | 0 | 0 | 0 | 0 | 0 | 0 | 0 | 0 | 0 | 0 | 0 | 0 | 0 | 0 | 0 | 0
F4_Commercial_WA - Health_New_Space Heating_Natural Gas_Ventilation - Demand Controlled_A_Technical Potential | F4 | Commercial | WA - Health | New | Space Heating | Natural Gas | Ventilation - Demand Controlled | A | Standalone Impact on Baseline Energy (%) | Technical Potential | 0 | 0 | 0 | 0 | 0 | 0 | 0 | 0 | 0 | 0 | 0 | 0 | 0 | 0 | 0 | 0 | 0 | 0 | 0 | 0 | 0 | 0 | 0 | 0 | 0 | 0 | 0
F5_Commercial_WA - Health_New_Space Heating_Natural Gas_Ventilation - Demand Controlled_A_Technical Potential | F5 | Commercial | WA - Health | New | Space Heating | Natural Gas | Ventilation - Demand Controlled | A | Standalone Impact on Baseline Summer Peak (%) | Technical Potential | 0 | 0 | 0 | 0 | 0 | 0 | 0 | 0 | 0 | 0 | 0 | 0 | 0 | 0 | 0 | 0 | 0 | 0 | 0 | 0 | 0 | 0 | 0 | 0 | 0 | 0 | 0
F6_Commercial_WA - Health_New_Space Heating_Natural Gas_Ventilation - Demand Controlled_A_Technical Potential | F6 | Commercial | WA - Health | New | Space Heating | Natural Gas | Ventilation - Demand Controlled | A | Standalone Impact on Baseline Winter Peak (%) | Technical Potential | 0 | 0 | 0 | 0 | 0 | 0 | 0 | 0 | 0 | 0 | 0 | 0 | 0 | 0 | 0 | 0 | 0 | 0 | 0 | 0 | 0 | 0 | 0 | 0 | 0 | 0 | 0
F7_Commercial_WA - Health_New_Space Heating_Natural Gas_Ventilation - Demand Controlled_A_Technical Potential | F7 | Commercial | WA - Health | New | Space Heating | Natural Gas | Ventilation - Demand Controlled | A | Incremental Energy Savings (MWh or mTherms) | Technical Potential | 0 | 0 | 0 | 0 | 0 | 0 | 0 | 0 | 0 | 0 | 0 | 0 | 0 | 0 | 0 | 0 | 0 | 0 | 0 | 0 | 0 | 0 | 0 | 0 | 0 | 0 | 0
F8_Commercial_WA - Health_New_Space Heating_Natural Gas_Ventilation - Demand Controlled_A_Technical Potential | F8 | Commercial | WA - Health | New | Space Heating | Natural Gas | Ventilation - Demand Controlled | A | Incremental Summer Peak Savings (MW) | Technical Potential | 0 | 0 | 0 | 0 | 0 | 0 | 0 | 0 | 0 | 0 | 0 | 0 | 0 | 0 | 0 | 0 | 0 | 0 | 0 | 0 | 0 | 0 | 0 | 0 | 0 | 0 | 0
F9_Commercial_WA - Health_New_Space Heating_Natural Gas_Ventilation - Demand Controlled_A_Technical Potential | F9 | Commercial | WA - Health | New | Space Heating | Natural Gas | Ventilation - Demand Controlled | A | Incremental Winter Peak Savings (MW) | Technical Potential | 0 | 0 | 0 | 0 | 0 | 0 | 0 | 0 | 0 | 0 | 0 | 0 | 0 | 0 | 0 | 0 | 0 | 0 | 0 | 0 | 0 | 0 | 0 | 0 | 0 | 0 | 0
F10_Commercial_WA - Health_New_Space Heating_Natural Gas_Ventilation - Demand Controlled_A_Technical Potential | F10 | Commercial | WA - Health | New | Space Heating | Natural Gas | Ventilation - Demand Controlled | A | Cumulative Energy Savings (MWh or mTherms) | Technical Potential | 0 | 0 | 0 | 0 | 0 | 0 | 0 | 0 | 0 | 0 | 0 | 0 | 0 | 0 | 0 | 0 | 0 | 0 | 0 | 0 | 0 | 0 | 0 | 0 | 0 | 0 | 0
F11_Commercial_WA - Health_New_Space Heating_Natural Gas_Ventilation - Demand Controlled_A_Technical Potential | F11 | Commercial | WA - Health | New | Space Heating | Natural Gas | Ventilation - Demand Controlled | A | Cumulative Summer Peak Savings (MW) | Technical Potential | 0 | 0 | 0 | 0 | 0 | 0 | 0 | 0 | 0 | 0 | 0 | 0 | 0 | 0 | 0 | 0 | 0 | 0 | 0 | 0 | 0 | 0 | 0 | 0 | 0 | 0 | 0
F12_Commercial_WA - Health_New_Space Heating_Natural Gas_Ventilation - Demand Controlled_A_Technical Potential | F12 | Commercial | WA - Health | New | Space Heating | Natural Gas | Ventilation - Demand Controlled | A | Cumulative Winter Peak Savings (MW) | Technical Potential | 0 | 0 | 0 | 0 | 0 | 0 | 0 | 0 | 0 | 0 | 0 | 0 | 0 | 0 | 0 | 0 | 0 | 0 | 0 | 0 | 0 | 0 | 0 | 0 | 0 | 0 | 0
F13_Commercial_WA - Health_New_Space Heating_Natural Gas_Ventilation - Demand Controlled_A_Technical Potential | F13 | Commercial | WA - Health | New | Space Heating | Natural Gas | Ventilation - Demand Controlled | A | Purchases (Incremental) | Technical Potential | 0 | 0 | 0 | 0 | 0 | 0 | 0 | 0 | 0 | 0 | 0 | 0 | 0 | 0 | 0 | 0 | 0 | 0 | 0 | 0 | 0 | 0 | 0 | 0 | 0 | 0 | 0
F14_Commercial_WA - Health_New_Space Heating_Natural Gas_Ventilation - Demand Controlled_A_Technical Potential | F14 | Commercial | WA - Health | New | Space Heating | Natural Gas | Ventilation - Demand Controlled | A | Purchases (Cumulative) | Technical Potential | 0 | 0 | 0 | 0 | 0 | 0 | 0 | 0 | 0 | 0 | 0 | 0 | 0 | 0 | 0 | 0 | 0 | 0 | 0 | 0 | 0 | 0 | 0 | 0 | 0 | 0 | 0
F1_Commercial_WA - Health_New_Space Heating_Natural Gas_HVAC - Dedicated Outdoor Air System (DOAS)_A_Technical Potential | F1 | Commercial | WA - Health | New | Space Heating | Natural Gas | HVAC - Dedicated Outdoor Air System (DOAS) | A | Original Unit Energy Savings (kWh or therms) | Technical Potential | 0 | 0 | 0 | 0 | 0 | 0 | 0 | 0 | 0 | 0 | 0 | 0 | 0 | 0 | 0 | 0 | 0 | 0 | 0 | 0 | 0 | 0 | 0 | 0 | 0 | 0 | 0
F2_Commercial_WA - Health_New_Space Heating_Natural Gas_HVAC - Dedicated Outdoor Air System (DOAS)_A_Technical Potential | F2 | Commercial | WA - Health | New | Space Heating | Natural Gas | HVAC - Dedicated Outdoor Air System (DOAS) | A | Original Unit Summer Peak Savings (kW) | Technical Potential | 0 | 0 | 0 | 0 | 0 | 0 | 0 | 0 | 0 | 0 | 0 | 0 | 0 | 0 | 0 | 0 | 0 | 0 | 0 | 0 | 0 | 0 | 0 | 0 | 0 | 0 | 0
F3_Commercial_WA - Health_New_Space Heating_Natural Gas_HVAC - Dedicated Outdoor Air System (DOAS)_A_Technical Potential | F3 | Commercial | WA - Health | New | Space Heating | Natural Gas | HVAC - Dedicated Outdoor Air System (DOAS) | A | Original Unit Winter Peak Savings (kW) | Technical Potential | 0 | 0 | 0 | 0 | 0 | 0 | 0 | 0 | 0 | 0 | 0 | 0 | 0 | 0 | 0 | 0 | 0 | 0 | 0 | 0 | 0 | 0 | 0 | 0 | 0 | 0 | 0
F4_Commercial_WA - Health_New_Space Heating_Natural Gas_HVAC - Dedicated Outdoor Air System (DOAS)_A_Technical Potential | F4 | Commercial | WA - Health | New | Space Heating | Natural Gas | HVAC - Dedicated Outdoor Air System (DOAS) | A | Standalone Impact on Baseline Energy (%) | Technical Potential | 0 | 0 | 0 | 0 | 0 | 0 | 0 | 0 | 0 | 0 | 0 | 0 | 0 | 0 | 0 | 0 | 0 | 0 | 0 | 0 | 0 | 0 | 0 | 0 | 0 | 0 | 0
F5_Commercial_WA - Health_New_Space Heating_Natural Gas_HVAC - Dedicated Outdoor Air System (DOAS)_A_Technical Potential | F5 | Commercial | WA - Health | New | Space Heating | Natural Gas | HVAC - Dedicated Outdoor Air System (DOAS) | A | Standalone Impact on Baseline Summer Peak (%) | Technical Potential | 0 | 0 | 0 | 0 | 0 | 0 | 0 | 0 | 0 | 0 | 0 | 0 | 0 | 0 | 0 | 0 | 0 | 0 | 0 | 0 | 0 | 0 | 0 | 0 | 0 | 0 | 0
F6_Commercial_WA - Health_New_Space Heating_Natural Gas_HVAC - Dedicated Outdoor Air System (DOAS)_A_Technical Potential | F6 | Commercial | WA - Health | New | Space Heating | Natural Gas | HVAC - Dedicated Outdoor Air System (DOAS) | A | Standalone Impact on Baseline Winter Peak (%) | Technical Potential | 0 | 0 | 0 | 0 | 0 | 0 | 0 | 0 | 0 | 0 | 0 | 0 | 0 | 0 | 0 | 0 | 0 | 0 | 0 | 0 | 0 | 0 | 0 | 0 | 0 | 0 | 0
F7_Commercial_WA - Health_New_Space Heating_Natural Gas_HVAC - Dedicated Outdoor Air System (DOAS)_A_Technical Potential | F7 | Commercial | WA - Health | New | Space Heating | Natural Gas | HVAC - Dedicated Outdoor Air System (DOAS) | A | Incremental Energy Savings (MWh or mTherms) | Technical Potential | 0 | 0 | 0 | 0 | 0 | 0 | 0 | 0 | 0 | 0 | 0 | 0 | 0 | 0 | 0 | 0 | 0 | 0 | 0 | 0 | 0 | 0 | 0 | 0 | 0 | 0 | 0
F8_Commercial_WA - Health_New_Space Heating_Natural Gas_HVAC - Dedicated Outdoor Air System (DOAS)_A_Technical Potential | F8 | Commercial | WA - Health | New | Space Heating | Natural Gas | HVAC - Dedicated Outdoor Air System (DOAS) | A | Incremental Summer Peak Savings (MW) | Technical Potential | 0 | 0 | 0 | 0 | 0 | 0 | 0 | 0 | 0 | 0 | 0 | 0 | 0 | 0 | 0 | 0 | 0 | 0 | 0 | 0 | 0 | 0 | 0 | 0 | 0 | 0 | 0
F9_Commercial_WA - Health_New_Space Heating_Natural Gas_HVAC - Dedicated Outdoor Air System (DOAS)_A_Technical Potential | F9 | Commercial | WA - Health | New | Space Heating | Natural Gas | HVAC - Dedicated Outdoor Air System (DOAS) | A | Incremental Winter Peak Savings (MW) | Technical Potential | 0 | 0 | 0 | 0 | 0 | 0 | 0 | 0 | 0 | 0 | 0 | 0 | 0 | 0 | 0 | 0 | 0 | 0 | 0 | 0 | 0 | 0 | 0 | 0 | 0 | 0 | 0
F10_Commercial_WA - Health_New_Space Heating_Natural Gas_HVAC - Dedicated Outdoor Air System (DOAS)_A_Technical Potential | F10 | Commercial | WA - Health | New | Space Heating | Natural Gas | HVAC - Dedicated Outdoor Air System (DOAS) | A | Cumulative Energy Savings (MWh or mTherms) | Technical Potential | 0 | 0 | 0 | 0 | 0 | 0 | 0 | 0 | 0 | 0 | 0 | 0 | 0 | 0 | 0 | 0 | 0 | 0 | 0 | 0 | 0 | 0 | 0 | 0 | 0 | 0 | 0
F11_Commercial_WA - Health_New_Space Heating_Natural Gas_HVAC - Dedicated Outdoor Air System (DOAS)_A_Technical Potential | F11 | Commercial | WA - Health | New | Space Heating | Natural Gas | HVAC - Dedicated Outdoor Air System (DOAS) | A | Cumulative Summer Peak Savings (MW) | Technical Potential | 0 | 0 | 0 | 0 | 0 | 0 | 0 | 0 | 0 | 0 | 0 | 0 | 0 | 0 | 0 | 0 | 0 | 0 | 0 | 0 | 0 | 0 | 0 | 0 | 0 | 0 | 0
F12_Commercial_WA - Health_New_Space Heating_Natural Gas_HVAC - Dedicated Outdoor Air System (DOAS)_A_Technical Potential | F12 | Commercial | WA - Health | New | Space Heating | Natural Gas | HVAC - Dedicated Outdoor Air System (DOAS) | A | Cumulative Winter Peak Savings (MW) | Technical Potential | 0 | 0 | 0 | 0 | 0 | 0 | 0 | 0 | 0 | 0 | 0 | 0 | 0 | 0 | 0 | 0 | 0 | 0 | 0 | 0 | 0 | 0 | 0 | 0 | 0 | 0 | 0
F13_Commercial_WA - Health_New_Space Heating_Natural Gas_HVAC - Dedicated Outdoor Air System (DOAS)_A_Technical Potential | F13 | Commercial | WA - Health | New | Space Heating | Natural Gas | HVAC - Dedicated Outdoor Air System (DOAS) | A | Purchases (Incremental) | Technical Potential | 0 | 0 | 0 | 0 | 0 | 0 | 0 | 0 | 0 | 0 | 0 | 0 | 0 | 0 | 0 | 0 | 0 | 0 | 0 | 0 | 0 | 0 | 0 | 0 | 0 | 0 | 0
F14_Commercial_WA - Health_New_Space Heating_Natural Gas_HVAC - Dedicated Outdoor Air System (DOAS)_A_Technical Potential | F14 | Commercial | WA - Health | New | Space Heating | Natural Gas | HVAC - Dedicated Outdoor Air System (DOAS) | A | Purchases (Cumulative) | Technical Potential | 0 | 0 | 0 | 0 | 0 | 0 | 0 | 0 | 0 | 0 | 0 | 0 | 0 | 0 | 0 | 0 | 0 | 0 | 0 | 0 | 0 | 0 | 0 | 0 | 0 | 0 | 0
F1_Commercial_WA - Health_New_Space Heating_Natural Gas_Destratification Fans (HVLS)_A_Technical Potential | F1 | Commercial | WA - Health | New | Space Heating | Natural Gas | Destratification Fans (HVLS) | A | Original Unit Energy Savings (kWh or therms) | Technical Potential | 0 | 0 | 0 | 0 | 0 | 0 | 0 | 0 | 0 | 0 | 0 | 0 | 0 | 0 | 0 | 0 | 0 | 0 | 0 | 0 | 0 | 0 | 0 | 0 | 0 | 0 | 0
F2_Commercial_WA - Health_New_Space Heating_Natural Gas_Destratification Fans (HVLS)_A_Technical Potential | F2 | Commercial | WA - Health | New | Space Heating | Natural Gas | Destratification Fans (HVLS) | A | Original Unit Summer Peak Savings (kW) | Technical Potential | 0 | 0 | 0 | 0 | 0 | 0 | 0 | 0 | 0 | 0 | 0 | 0 | 0 | 0 | 0 | 0 | 0 | 0 | 0 | 0 | 0 | 0 | 0 | 0 | 0 | 0 | 0
F3_Commercial_WA - Health_New_Space Heating_Natural Gas_Destratification Fans (HVLS)_A_Technical Potential | F3 | Commercial | WA - Health | New | Space Heating | Natural Gas | Destratification Fans (HVLS) | A | Original Unit Winter Peak Savings (kW) | Technical Potential | 0 | 0 | 0 | 0 | 0 | 0 | 0 | 0 | 0 | 0 | 0 | 0 | 0 | 0 | 0 | 0 | 0 | 0 | 0 | 0 | 0 | 0 | 0 | 0 | 0 | 0 | 0
F4_Commercial_WA - Health_New_Space Heating_Natural Gas_Destratification Fans (HVLS)_A_Technical Potential | F4 | Commercial | WA - Health | New | Space Heating | Natural Gas | Destratification Fans (HVLS) | A | Standalone Impact on Baseline Energy (%) | Technical Potential | 0 | 0 | 0 | 0 | 0 | 0 | 0 | 0 | 0 | 0 | 0 | 0 | 0 | 0 | 0 | 0 | 0 | 0 | 0 | 0 | 0 | 0 | 0 | 0 | 0 | 0 | 0
F5_Commercial_WA - Health_New_Space Heating_Natural Gas_Destratification Fans (HVLS)_A_Technical Potential | F5 | Commercial | WA - Health | New | Space Heating | Natural Gas | Destratification Fans (HVLS) | A | Standalone Impact on Baseline Summer Peak (%) | Technical Potential | 0 | 0 | 0 | 0 | 0 | 0 | 0 | 0 | 0 | 0 | 0 | 0 | 0 | 0 | 0 | 0 | 0 | 0 | 0 | 0 | 0 | 0 | 0 | 0 | 0 | 0 | 0
F6_Commercial_WA - Health_New_Space Heating_Natural Gas_Destratification Fans (HVLS)_A_Technical Potential | F6 | Commercial | WA - Health | New | Space Heating | Natural Gas | Destratification Fans (HVLS) | A | Standalone Impact on Baseline Winter Peak (%) | Technical Potential | 0 | 0 | 0 | 0 | 0 | 0 | 0 | 0 | 0 | 0 | 0 | 0 | 0 | 0 | 0 | 0 | 0 | 0 | 0 | 0 | 0 | 0 | 0 | 0 | 0 | 0 | 0
F7_Commercial_WA - Health_New_Space Heating_Natural Gas_Destratification Fans (HVLS)_A_Technical Potential | F7 | Commercial | WA - Health | New | Space Heating | Natural Gas | Destratification Fans (HVLS) | A | Incremental Energy Savings (MWh or mTherms) | Technical Potential | 0 | 0 | 0 | 0 | 0 | 0 | 0 | 0 | 0 | 0 | 0 | 0 | 0 | 0 | 0 | 0 | 0 | 0 | 0 | 0 | 0 | 0 | 0 | 0 | 0 | 0 | 0
F8_Commercial_WA - Health_New_Space Heating_Natural Gas_Destratification Fans (HVLS)_A_Technical Potential | F8 | Commercial | WA - Health | New | Space Heating | Natural Gas | Destratification Fans (HVLS) | A | Incremental Summer Peak Savings (MW) | Technical Potential | 0 | 0 | 0 | 0 | 0 | 0 | 0 | 0 | 0 | 0 | 0 | 0 | 0 | 0 | 0 | 0 | 0 | 0 | 0 | 0 | 0 | 0 | 0 | 0 | 0 | 0 | 0
F9_Commercial_WA - Health_New_Space Heating_Natural Gas_Destratification Fans (HVLS)_A_Technical Potential | F9 | Commercial | WA - Health | New | Space Heating | Natural Gas | Destratification Fans (HVLS) | A | Incremental Winter Peak Savings (MW) | Technical Potential | 0 | 0 | 0 | 0 | 0 | 0 | 0 | 0 | 0 | 0 | 0 | 0 | 0 | 0 | 0 | 0 | 0 | 0 | 0 | 0 | 0 | 0 | 0 | 0 | 0 | 0 | 0
F10_Commercial_WA - Health_New_Space Heating_Natural Gas_Destratification Fans (HVLS)_A_Technical Potential | F10 | Commercial | WA - Health | New | Space Heating | Natural Gas | Destratification Fans (HVLS) | A | Cumulative Energy Savings (MWh or mTherms) | Technical Potential | 0 | 0 | 0 | 0 | 0 | 0 | 0 | 0 | 0 | 0 | 0 | 0 | 0 | 0 | 0 | 0 | 0 | 0 | 0 | 0 | 0 | 0 | 0 | 0 | 0 | 0 | 0
F11_Commercial_WA - Health_New_Space Heating_Natural Gas_Destratification Fans (HVLS)_A_Technical Potential | F11 | Commercial | WA - Health | New | Space Heating | Natural Gas | Destratification Fans (HVLS) | A | Cumulative Summer Peak Savings (MW) | Technical Potential | 0 | 0 | 0 | 0 | 0 | 0 | 0 | 0 | 0 | 0 | 0 | 0 | 0 | 0 | 0 | 0 | 0 | 0 | 0 | 0 | 0 | 0 | 0 | 0 | 0 | 0 | 0
F12_Commercial_WA - Health_New_Space Heating_Natural Gas_Destratification Fans (HVLS)_A_Technical Potential | F12 | Commercial | WA - Health | New | Space Heating | Natural Gas | Destratification Fans (HVLS) | A | Cumulative Winter Peak Savings (MW) | Technical Potential | 0 | 0 | 0 | 0 | 0 | 0 | 0 | 0 | 0 | 0 | 0 | 0 | 0 | 0 | 0 | 0 | 0 | 0 | 0 | 0 | 0 | 0 | 0 | 0 | 0 | 0 | 0
F13_Commercial_WA - Health_New_Space Heating_Natural Gas_Destratification Fans (HVLS)_A_Technical Potential | F13 | Commercial | WA - Health | New | Space Heating | Natural Gas | Destratification Fans (HVLS) | A | Purchases (Incremental) | Technical Potential | 0 | 0 | 0 | 0 | 0 | 0 | 0 | 0 | 0 | 0 | 0 | 0 | 0 | 0 | 0 | 0 | 0 | 0 | 0 | 0 | 0 | 0 | 0 | 0 | 0 | 0 | 0
F14_Commercial_WA - Health_New_Space Heating_Natural Gas_Destratification Fans (HVLS)_A_Technical Potential | F14 | Commercial | WA - Health | New | Space Heating | Natural Gas | Destratification Fans (HVLS) | A | Purchases (Cumulative) | Technical Potential | 0 | 0 | 0 | 0 | 0 | 0 | 0 | 0 | 0 | 0 | 0 | 0 | 0 | 0 | 0 | 0 | 0 | 0 | 0 | 0 | 0 | 0 | 0 | 0 | 0 | 0 | 0
F1_Commercial_WA - Health_New_Space Heating_Natural Gas_Gas Boiler - Maintenance_A_Technical Potential | F1 | Commercial | WA - Health | New | Space Heating | Natural Gas | Gas Boiler - Maintenance | A | Original Unit Energy Savings (kWh or therms) | Technical Potential | 0 | 0 | 0 | 0 | 0 | 0 | 0 | 0 | 0 | 0 | 0 | 0 | 0 | 0 | 0 | 0 | 0 | 0 | 0 | 0 | 0 | 0 | 0 | 0 | 0 | 0 | 0
F2_Commercial_WA - Health_New_Space Heating_Natural Gas_Gas Boiler - Maintenance_A_Technical Potential | F2 | Commercial | WA - Health | New | Space Heating | Natural Gas | Gas Boiler - Maintenance | A | Original Unit Summer Peak Savings (kW) | Technical Potential | 0 | 0 | 0 | 0 | 0 | 0 | 0 | 0 | 0 | 0 | 0 | 0 | 0 | 0 | 0 | 0 | 0 | 0 | 0 | 0 | 0 | 0 | 0 | 0 | 0 | 0 | 0
F3_Commercial_WA - Health_New_Space Heating_Natural Gas_Gas Boiler - Maintenance_A_Technical Potential | F3 | Commercial | WA - Health | New | Space Heating | Natural Gas | Gas Boiler - Maintenance | A | Original Unit Winter Peak Savings (kW) | Technical Potential | 0 | 0 | 0 | 0 | 0 | 0 | 0 | 0 | 0 | 0 | 0 | 0 | 0 | 0 | 0 | 0 | 0 | 0 | 0 | 0 | 0 | 0 | 0 | 0 | 0 | 0 | 0
F4_Commercial_WA - Health_New_Space Heating_Natural Gas_Gas Boiler - Maintenance_A_Technical Potential | F4 | Commercial | WA - Health | New | Space Heating | Natural Gas | Gas Boiler - Maintenance | A | Standalone Impact on Baseline Energy (%) | Technical Potential | 0 | 0 | 0 | 0 | 0 | 0 | 0 | 0 | 0 | 0 | 0 | 0 | 0 | 0 | 0 | 0 | 0 | 0 | 0 | 0 | 0 | 0 | 0 | 0 | 0 | 0 | 0
F5_Commercial_WA - Health_New_Space Heating_Natural Gas_Gas Boiler - Maintenance_A_Technical Potential | F5 | Commercial | WA - Health | New | Space Heating | Natural Gas | Gas Boiler - Maintenance | A | Standalone Impact on Baseline Summer Peak (%) | Technical Potential | 0 | 0 | 0 | 0 | 0 | 0 | 0 | 0 | 0 | 0 | 0 | 0 | 0 | 0 | 0 | 0 | 0 | 0 | 0 | 0 | 0 | 0 | 0 | 0 | 0 | 0 | 0
F6_Commercial_WA - Health_New_Space Heating_Natural Gas_Gas Boiler - Maintenance_A_Technical Potential | F6 | Commercial | WA - Health | New | Space Heating | Natural Gas | Gas Boiler - Maintenance | A | Standalone Impact on Baseline Winter Peak (%) | Technical Potential | 0 | 0 | 0 | 0 | 0 | 0 | 0 | 0 | 0 | 0 | 0 | 0 | 0 | 0 | 0 | 0 | 0 | 0 | 0 | 0 | 0 | 0 | 0 | 0 | 0 | 0 | 0
F7_Commercial_WA - Health_New_Space Heating_Natural Gas_Gas Boiler - Maintenance_A_Technical Potential | F7 | Commercial | WA - Health | New | Space Heating | Natural Gas | Gas Boiler - Maintenance | A | Incremental Energy Savings (MWh or mTherms) | Technical Potential | 0 | 0 | 0 | 0 | 0 | 0 | 0 | 0 | 0 | 0 | 0 | 0 | 0 | 0 | 0 | 0 | 0 | 0 | 0 | 0 | 0 | 0 | 0 | 0 | 0 | 0 | 0
F8_Commercial_WA - Health_New_Space Heating_Natural Gas_Gas Boiler - Maintenance_A_Technical Potential | F8 | Commercial | WA - Health | New | Space Heating | Natural Gas | Gas Boiler - Maintenance | A | Incremental Summer Peak Savings (MW) | Technical Potential | 0 | 0 | 0 | 0 | 0 | 0 | 0 | 0 | 0 | 0 | 0 | 0 | 0 | 0 | 0 | 0 | 0 | 0 | 0 | 0 | 0 | 0 | 0 | 0 | 0 | 0 | 0
F9_Commercial_WA - Health_New_Space Heating_Natural Gas_Gas Boiler - Maintenance_A_Technical Potential | F9 | Commercial | WA - Health | New | Space Heating | Natural Gas | Gas Boiler - Maintenance | A | Incremental Winter Peak Savings (MW) | Technical Potential | 0 | 0 | 0 | 0 | 0 | 0 | 0 | 0 | 0 | 0 | 0 | 0 | 0 | 0 | 0 | 0 | 0 | 0 | 0 | 0 | 0 | 0 | 0 | 0 | 0 | 0 | 0
F10_Commercial_WA - Health_New_Space Heating_Natural Gas_Gas Boiler - Maintenance_A_Technical Potential | F10 | Commercial | WA - Health | New | Space Heating | Natural Gas | Gas Boiler - Maintenance | A | Cumulative Energy Savings (MWh or mTherms) | Technical Potential | 0 | 0 | 0 | 0 | 0 | 0 | 0 | 0 | 0 | 0 | 0 | 0 | 0 | 0 | 0 | 0 | 0 | 0 | 0 | 0 | 0 | 0 | 0 | 0 | 0 | 0 | 0
F11_Commercial_WA - Health_New_Space Heating_Natural Gas_Gas Boiler - Maintenance_A_Technical Potential | F11 | Commercial | WA - Health | New | Space Heating | Natural Gas | Gas Boiler - Maintenance | A | Cumulative Summer Peak Savings (MW) | Technical Potential | 0 | 0 | 0 | 0 | 0 | 0 | 0 | 0 | 0 | 0 | 0 | 0 | 0 | 0 | 0 | 0 | 0 | 0 | 0 | 0 | 0 | 0 | 0 | 0 | 0 | 0 | 0
F12_Commercial_WA - Health_New_Space Heating_Natural Gas_Gas Boiler - Maintenance_A_Technical Potential | F12 | Commercial | WA - Health | New | Space Heating | Natural Gas | Gas Boiler - Maintenance | A | Cumulative Winter Peak Savings (MW) | Technical Potential | 0 | 0 | 0 | 0 | 0 | 0 | 0 | 0 | 0 | 0 | 0 | 0 | 0 | 0 | 0 | 0 | 0 | 0 | 0 | 0 | 0 | 0 | 0 | 0 | 0 | 0 | 0
F13_Commercial_WA - Health_New_Space Heating_Natural Gas_Gas Boiler - Maintenance_A_Technical Potential | F13 | Commercial | WA - Health | New | Space Heating | Natural Gas | Gas Boiler - Maintenance | A | Purchases (Incremental) | Technical Potential | 0 | 0 | 0 | 0 | 0 | 0 | 0 | 0 | 0 | 0 | 0 | 0 | 0 | 0 | 0 | 0 | 0 | 0 | 0 | 0 | 0 | 0 | 0 | 0 | 0 | 0 | 0
F14_Commercial_WA - Health_New_Space Heating_Natural Gas_Gas Boiler - Maintenance_A_Technical Potential | F14 | Commercial | WA - Health | New | Space Heating | Natural Gas | Gas Boiler - Maintenance | A | Purchases (Cumulative) | Technical Potential | 0 | 0 | 0 | 0 | 0 | 0 | 0 | 0 | 0 | 0 | 0 | 0 | 0 | 0 | 0 | 0 | 0 | 0 | 0 | 0 | 0 | 0 | 0 | 0 | 0 | 0 | 0
F1_Commercial_WA - Health_New_Space Heating_Natural Gas_Gas Furnace - Maintenance_A_Technical Potential | F1 | Commercial | WA - Health | New | Space Heating | Natural Gas | Gas Furnace - Maintenance | A | Original Unit Energy Savings (kWh or therms) | Technical Potential | 0 | 0 | 0 | 0 | 0 | 0 | 0 | 0 | 0 | 0 | 0 | 0 | 0 | 0 | 0 | 0 | 0 | 0 | 0 | 0 | 0 | 0 | 0 | 0 | 0 | 0 | 0
F2_Commercial_WA - Health_New_Space Heating_Natural Gas_Gas Furnace - Maintenance_A_Technical Potential | F2 | Commercial | WA - Health | New | Space Heating | Natural Gas | Gas Furnace - Maintenance | A | Original Unit Summer Peak Savings (kW) | Technical Potential | 0 | 0 | 0 | 0 | 0 | 0 | 0 | 0 | 0 | 0 | 0 | 0 | 0 | 0 | 0 | 0 | 0 | 0 | 0 | 0 | 0 | 0 | 0 | 0 | 0 | 0 | 0
F3_Commercial_WA - Health_New_Space Heating_Natural Gas_Gas Furnace - Maintenance_A_Technical Potential | F3 | Commercial | WA - Health | New | Space Heating | Natural Gas | Gas Furnace - Maintenance | A | Original Unit Winter Peak Savings (kW) | Technical Potential | 0 | 0 | 0 | 0 | 0 | 0 | 0 | 0 | 0 | 0 | 0 | 0 | 0 | 0 | 0 | 0 | 0 | 0 | 0 | 0 | 0 | 0 | 0 | 0 | 0 | 0 | 0
F4_Commercial_WA - Health_New_Space Heating_Natural Gas_Gas Furnace - Maintenance_A_Technical Potential | F4 | Commercial | WA - Health | New | Space Heating | Natural Gas | Gas Furnace - Maintenance | A | Standalone Impact on Baseline Energy (%) | Technical Potential | 0 | 0 | 0 | 0 | 0 | 0 | 0 | 0 | 0 | 0 | 0 | 0 | 0 | 0 | 0 | 0 | 0 | 0 | 0 | 0 | 0 | 0 | 0 | 0 | 0 | 0 | 0
F5_Commercial_WA - Health_New_Space Heating_Natural Gas_Gas Furnace - Maintenance_A_Technical Potential | F5 | Commercial | WA - Health | New | Space Heating | Natural Gas | Gas Furnace - Maintenance | A | Standalone Impact on Baseline Summer Peak (%) | Technical Potential | 0 | 0 | 0 | 0 | 0 | 0 | 0 | 0 | 0 | 0 | 0 | 0 | 0 | 0 | 0 | 0 | 0 | 0 | 0 | 0 | 0 | 0 | 0 | 0 | 0 | 0 | 0
F6_Commercial_WA - Health_New_Space Heating_Natural Gas_Gas Furnace - Maintenance_A_Technical Potential | F6 | Commercial | WA - Health | New | Space Heating | Natural Gas | Gas Furnace - Maintenance | A | Standalone Impact on Baseline Winter Peak (%) | Technical Potential | 0 | 0 | 0 | 0 | 0 | 0 | 0 | 0 | 0 | 0 | 0 | 0 | 0 | 0 | 0 | 0 | 0 | 0 | 0 | 0 | 0 | 0 | 0 | 0 | 0 | 0 | 0
F7_Commercial_WA - Health_New_Space Heating_Natural Gas_Gas Furnace - Maintenance_A_Technical Potential | F7 | Commercial | WA - Health | New | Space Heating | Natural Gas | Gas Furnace - Maintenance | A | Incremental Energy Savings (MWh or mTherms) | Technical Potential | 0 | 0 | 0 | 0 | 0 | 0 | 0 | 0 | 0 | 0 | 0 | 0 | 0 | 0 | 0 | 0 | 0 | 0 | 0 | 0 | 0 | 0 | 0 | 0 | 0 | 0 | 0
F8_Commercial_WA - Health_New_Space Heating_Natural Gas_Gas Furnace - Maintenance_A_Technical Potential | F8 | Commercial | WA - Health | New | Space Heating | Natural Gas | Gas Furnace - Maintenance | A | Incremental Summer Peak Savings (MW) | Technical Potential | 0 | 0 | 0 | 0 | 0 | 0 | 0 | 0 | 0 | 0 | 0 | 0 | 0 | 0 | 0 | 0 | 0 | 0 | 0 | 0 | 0 | 0 | 0 | 0 | 0 | 0 | 0
F9_Commercial_WA - Health_New_Space Heating_Natural Gas_Gas Furnace - Maintenance_A_Technical Potential | F9 | Commercial | WA - Health | New | Space Heating | Natural Gas | Gas Furnace - Maintenance | A | Incremental Winter Peak Savings (MW) | Technical Potential | 0 | 0 | 0 | 0 | 0 | 0 | 0 | 0 | 0 | 0 | 0 | 0 | 0 | 0 | 0 | 0 | 0 | 0 | 0 | 0 | 0 | 0 | 0 | 0 | 0 | 0 | 0
F10_Commercial_WA - Health_New_Space Heating_Natural Gas_Gas Furnace - Maintenance_A_Technical Potential | F10 | Commercial | WA - Health | New | Space Heating | Natural Gas | Gas Furnace - Maintenance | A | Cumulative Energy Savings (MWh or mTherms) | Technical Potential | 0 | 0 | 0 | 0 | 0 | 0 | 0 | 0 | 0 | 0 | 0 | 0 | 0 | 0 | 0 | 0 | 0 | 0 | 0 | 0 | 0 | 0 | 0 | 0 | 0 | 0 | 0
F11_Commercial_WA - Health_New_Space Heating_Natural Gas_Gas Furnace - Maintenance_A_Technical Potential | F11 | Commercial | WA - Health | New | Space Heating | Natural Gas | Gas Furnace - Maintenance | A | Cumulative Summer Peak Savings (MW) | Technical Potential | 0 | 0 | 0 | 0 | 0 | 0 | 0 | 0 | 0 | 0 | 0 | 0 | 0 | 0 | 0 | 0 | 0 | 0 | 0 | 0 | 0 | 0 | 0 | 0 | 0 | 0 | 0
F12_Commercial_WA - Health_New_Space Heating_Natural Gas_Gas Furnace - Maintenance_A_Technical Potential | F12 | Commercial | WA - Health | New | Space Heating | Natural Gas | Gas Furnace - Maintenance | A | Cumulative Winter Peak Savings (MW) | Technical Potential | 0 | 0 | 0 | 0 | 0 | 0 | 0 | 0 | 0 | 0 | 0 | 0 | 0 | 0 | 0 | 0 | 0 | 0 | 0 | 0 | 0 | 0 | 0 | 0 | 0 | 0 | 0
F13_Commercial_WA - Health_New_Space Heating_Natural Gas_Gas Furnace - Maintenance_A_Technical Potential | F13 | Commercial | WA - Health | New | Space Heating | Natural Gas | Gas Furnace - Maintenance | A | Purchases (Incremental) | Technical Potential | 0 | 0 | 0 | 0 | 0 | 0 | 0 | 0 | 0 | 0 | 0 | 0 | 0 | 0 | 0 | 0 | 0 | 0 | 0 | 0 | 0 | 0 | 0 | 0 | 0 | 0 | 0
F14_Commercial_WA - Health_New_Space Heating_Natural Gas_Gas Furnace - Maintenance_A_Technical Potential | F14 | Commercial | WA - Health | New | Space Heating | Natural Gas | Gas Furnace - Maintenance | A | Purchases (Cumulative) | Technical Potential | 0 | 0 | 0 | 0 | 0 | 0 | 0 | 0 | 0 | 0 | 0 | 0 | 0 | 0 | 0 | 0 | 0 | 0 | 0 | 0 | 0 | 0 | 0 | 0 | 0 | 0 | 0
F1_Commercial_WA - Health_New_Space Heating_Natural Gas_Gas Boiler - Hot Water Reset_A_Technical Potential | F1 | Commercial | WA - Health | New | Space Heating | Natural Gas | Gas Boiler - Hot Water Reset | A | Original Unit Energy Savings (kWh or therms) | Technical Potential | 0 | 0 | 0 | 0 | 0 | 0 | 0 | 0 | 0 | 0 | 0 | 0 | 0 | 0 | 0 | 0 | 0 | 0 | 0 | 0 | 0 | 0 | 0 | 0 | 0 | 0 | 0
F2_Commercial_WA - Health_New_Space Heating_Natural Gas_Gas Boiler - Hot Water Reset_A_Technical Potential | F2 | Commercial | WA - Health | New | Space Heating | Natural Gas | Gas Boiler - Hot Water Reset | A | Original Unit Summer Peak Savings (kW) | Technical Potential | 0 | 0 | 0 | 0 | 0 | 0 | 0 | 0 | 0 | 0 | 0 | 0 | 0 | 0 | 0 | 0 | 0 | 0 | 0 | 0 | 0 | 0 | 0 | 0 | 0 | 0 | 0
F3_Commercial_WA - Health_New_Space Heating_Natural Gas_Gas Boiler - Hot Water Reset_A_Technical Potential | F3 | Commercial | WA - Health | New | Space Heating | Natural Gas | Gas Boiler - Hot Water Reset | A | Original Unit Winter Peak Savings (kW) | Technical Potential | 0 | 0 | 0 | 0 | 0 | 0 | 0 | 0 | 0 | 0 | 0 | 0 | 0 | 0 | 0 | 0 | 0 | 0 | 0 | 0 | 0 | 0 | 0 | 0 | 0 | 0 | 0
F4_Commercial_WA - Health_New_Space Heating_Natural Gas_Gas Boiler - Hot Water Reset_A_Technical Potential | F4 | Commercial | WA - Health | New | Space Heating | Natural Gas | Gas Boiler - Hot Water Reset | A | Standalone Impact on Baseline Energy (%) | Technical Potential | 0 | 0 | 0 | 0 | 0 | 0 | 0 | 0 | 0 | 0 | 0 | 0 | 0 | 0 | 0 | 0 | 0 | 0 | 0 | 0 | 0 | 0 | 0 | 0 | 0 | 0 | 0
F5_Commercial_WA - Health_New_Space Heating_Natural Gas_Gas Boiler - Hot Water Reset_A_Technical Potential | F5 | Commercial | WA - Health | New | Space Heating | Natural Gas | Gas Boiler - Hot Water Reset | A | Standalone Impact on Baseline Summer Peak (%) | Technical Potential | 0 | 0 | 0 | 0 | 0 | 0 | 0 | 0 | 0 | 0 | 0 | 0 | 0 | 0 | 0 | 0 | 0 | 0 | 0 | 0 | 0 | 0 | 0 | 0 | 0 | 0 | 0
F6_Commercial_WA - Health_New_Space Heating_Natural Gas_Gas Boiler - Hot Water Reset_A_Technical Potential | F6 | Commercial | WA - Health | New | Space Heating | Natural Gas | Gas Boiler - Hot Water Reset | A | Standalone Impact on Baseline Winter Peak (%) | Technical Potential | 0 | 0 | 0 | 0 | 0 | 0 | 0 | 0 | 0 | 0 | 0 | 0 | 0 | 0 | 0 | 0 | 0 | 0 | 0 | 0 | 0 | 0 | 0 | 0 | 0 | 0 | 0
F7_Commercial_WA - Health_New_Space Heating_Natural Gas_Gas Boiler - Hot Water Reset_A_Technical Potential | F7 | Commercial | WA - Health | New | Space Heating | Natural Gas | Gas Boiler - Hot Water Reset | A | Incremental Energy Savings (MWh or mTherms) | Technical Potential | 0 | 0 | 0 | 0 | 0 | 0 | 0 | 0 | 0 | 0 | 0 | 0 | 0 | 0 | 0 | 0 | 0 | 0 | 0 | 0 | 0 | 0 | 0 | 0 | 0 | 0 | 0
F8_Commercial_WA - Health_New_Space Heating_Natural Gas_Gas Boiler - Hot Water Reset_A_Technical Potential | F8 | Commercial | WA - Health | New | Space Heating | Natural Gas | Gas Boiler - Hot Water Reset | A | Incremental Summer Peak Savings (MW) | Technical Potential | 0 | 0 | 0 | 0 | 0 | 0 | 0 | 0 | 0 | 0 | 0 | 0 | 0 | 0 | 0 | 0 | 0 | 0 | 0 | 0 | 0 | 0 | 0 | 0 | 0 | 0 | 0
F9_Commercial_WA - Health_New_Space Heating_Natural Gas_Gas Boiler - Hot Water Reset_A_Technical Potential | F9 | Commercial | WA - Health | New | Space Heating | Natural Gas | Gas Boiler - Hot Water Reset | A | Incremental Winter Peak Savings (MW) | Technical Potential | 0 | 0 | 0 | 0 | 0 | 0 | 0 | 0 | 0 | 0 | 0 | 0 | 0 | 0 | 0 | 0 | 0 | 0 | 0 | 0 | 0 | 0 | 0 | 0 | 0 | 0 | 0
F10_Commercial_WA - Health_New_Space Heating_Natural Gas_Gas Boiler - Hot Water Reset_A_Technical Potential | F10 | Commercial | WA - Health | New | Space Heating | Natural Gas | Gas Boiler - Hot Water Reset | A | Cumulative Energy Savings (MWh or mTherms) | Technical Potential | 0 | 0 | 0 | 0 | 0 | 0 | 0 | 0 | 0 | 0 | 0 | 0 | 0 | 0 | 0 | 0 | 0 | 0 | 0 | 0 | 0 | 0 | 0 | 0 | 0 | 0 | 0
F11_Commercial_WA - Health_New_Space Heating_Natural Gas_Gas Boiler - Hot Water Reset_A_Technical Potential | F11 | Commercial | WA - Health | New | Space Heating | Natural Gas | Gas Boiler - Hot Water Reset | A | Cumulative Summer Peak Savings (MW) | Technical Potential | 0 | 0 | 0 | 0 | 0 | 0 | 0 | 0 | 0 | 0 | 0 | 0 | 0 | 0 | 0 | 0 | 0 | 0 | 0 | 0 | 0 | 0 | 0 | 0 | 0 | 0 | 0
F12_Commercial_WA - Health_New_Space Heating_Natural Gas_Gas Boiler - Hot Water Reset_A_Technical Potential | F12 | Commercial | WA - Health | New | Space Heating | Natural Gas | Gas Boiler - Hot Water Reset | A | Cumulative Winter Peak Savings (MW) | Technical Potential | 0 | 0 | 0 | 0 | 0 | 0 | 0 | 0 | 0 | 0 | 0 | 0 | 0 | 0 | 0 | 0 | 0 | 0 | 0 | 0 | 0 | 0 | 0 | 0 | 0 | 0 | 0
F13_Commercial_WA - Health_New_Space Heating_Natural Gas_Gas Boiler - Hot Water Reset_A_Technical Potential | F13 | Commercial | WA - Health | New | Space Heating | Natural Gas | Gas Boiler - Hot Water Reset | A | Purchases (Incremental) | Technical Potential | 0 | 0 | 0 | 0 | 0 | 0 | 0 | 0 | 0 | 0 | 0 | 0 | 0 | 0 | 0 | 0 | 0 | 0 | 0 | 0 | 0 | 0 | 0 | 0 | 0 | 0 | 0
F14_Commercial_WA - Health_New_Space Heating_Natural Gas_Gas Boiler - Hot Water Reset_A_Technical Potential | F14 | Commercial | WA - Health | New | Space Heating | Natural Gas | Gas Boiler - Hot Water Reset | A | Purchases (Cumulative) | Technical Potential | 0 | 0 | 0 | 0 | 0 | 0 | 0 | 0 | 0 | 0 | 0 | 0 | 0 | 0 | 0 | 0 | 0 | 0 | 0 | 0 | 0 | 0 | 0 | 0 | 0 | 0 | 0
F1_Commercial_WA - Health_New_Space Heating_Natural Gas_Gas Boiler - Steam Trap Replacement_A_Technical Potential | F1 | Commercial | WA - Health | New | Space Heating | Natural Gas | Gas Boiler - Steam Trap Replacement | A | Original Unit Energy Savings (kWh or therms) | Technical Potential | 0 | 0 | 0 | 0 | 0 | 0 | 0 | 0 | 0 | 0 | 0 | 0 | 0 | 0 | 0 | 0 | 0 | 0 | 0 | 0 | 0 | 0 | 0 | 0 | 0 | 0 | 0
F2_Commercial_WA - Health_New_Space Heating_Natural Gas_Gas Boiler - Steam Trap Replacement_A_Technical Potential | F2 | Commercial | WA - Health | New | Space Heating | Natural Gas | Gas Boiler - Steam Trap Replacement | A | Original Unit Summer Peak Savings (kW) | Technical Potential | 0 | 0 | 0 | 0 | 0 | 0 | 0 | 0 | 0 | 0 | 0 | 0 | 0 | 0 | 0 | 0 | 0 | 0 | 0 | 0 | 0 | 0 | 0 | 0 | 0 | 0 | 0
F3_Commercial_WA - Health_New_Space Heating_Natural Gas_Gas Boiler - Steam Trap Replacement_A_Technical Potential | F3 | Commercial | WA - Health | New | Space Heating | Natural Gas | Gas Boiler - Steam Trap Replacement | A | Original Unit Winter Peak Savings (kW) | Technical Potential | 0 | 0 | 0 | 0 | 0 | 0 | 0 | 0 | 0 | 0 | 0 | 0 | 0 | 0 | 0 | 0 | 0 | 0 | 0 | 0 | 0 | 0 | 0 | 0 | 0 | 0 | 0
F4_Commercial_WA - Health_New_Space Heating_Natural Gas_Gas Boiler - Steam Trap Replacement_A_Technical Potential | F4 | Commercial | WA - Health | New | Space Heating | Natural Gas | Gas Boiler - Steam Trap Replacement | A | Standalone Impact on Baseline Energy (%) | Technical Potential | 0 | 0 | 0 | 0 | 0 | 0 | 0 | 0 | 0 | 0 | 0 | 0 | 0 | 0 | 0 | 0 | 0 | 0 | 0 | 0 | 0 | 0 | 0 | 0 | 0 | 0 | 0
F5_Commercial_WA - Health_New_Space Heating_Natural Gas_Gas Boiler - Steam Trap Replacement_A_Technical Potential | F5 | Commercial | WA - Health | New | Space Heating | Natural Gas | Gas Boiler - Steam Trap Replacement | A | Standalone Impact on Baseline Summer Peak (%) | Technical Potential | 0 | 0 | 0 | 0 | 0 | 0 | 0 | 0 | 0 | 0 | 0 | 0 | 0 | 0 | 0 | 0 | 0 | 0 | 0 | 0 | 0 | 0 | 0 | 0 | 0 | 0 | 0
F6_Commercial_WA - Health_New_Space Heating_Natural Gas_Gas Boiler - Steam Trap Replacement_A_Technical Potential | F6 | Commercial | WA - Health | New | Space Heating | Natural Gas | Gas Boiler - Steam Trap Replacement | A | Standalone Impact on Baseline Winter Peak (%) | Technical Potential | 0 | 0 | 0 | 0 | 0 | 0 | 0 | 0 | 0 | 0 | 0 | 0 | 0 | 0 | 0 | 0 | 0 | 0 | 0 | 0 | 0 | 0 | 0 | 0 | 0 | 0 | 0
F7_Commercial_WA - Health_New_Space Heating_Natural Gas_Gas Boiler - Steam Trap Replacement_A_Technical Potential | F7 | Commercial | WA - Health | New | Space Heating | Natural Gas | Gas Boiler - Steam Trap Replacement | A | Incremental Energy Savings (MWh or mTherms) | Technical Potential | 0 | 0 | 0 | 0 | 0 | 0 | 0 | 0 | 0 | 0 | 0 | 0 | 0 | 0 | 0 | 0 | 0 | 0 | 0 | 0 | 0 | 0 | 0 | 0 | 0 | 0 | 0
F8_Commercial_WA - Health_New_Space Heating_Natural Gas_Gas Boiler - Steam Trap Replacement_A_Technical Potential | F8 | Commercial | WA - Health | New | Space Heating | Natural Gas | Gas Boiler - Steam Trap Replacement | A | Incremental Summer Peak Savings (MW) | Technical Potential | 0 | 0 | 0 | 0 | 0 | 0 | 0 | 0 | 0 | 0 | 0 | 0 | 0 | 0 | 0 | 0 | 0 | 0 | 0 | 0 | 0 | 0 | 0 | 0 | 0 | 0 | 0
F9_Commercial_WA - Health_New_Space Heating_Natural Gas_Gas Boiler - Steam Trap Replacement_A_Technical Potential | F9 | Commercial | WA - Health | New | Space Heating | Natural Gas | Gas Boiler - Steam Trap Replacement | A | Incremental Winter Peak Savings (MW) | Technical Potential | 0 | 0 | 0 | 0 | 0 | 0 | 0 | 0 | 0 | 0 | 0 | 0 | 0 | 0 | 0 | 0 | 0 | 0 | 0 | 0 | 0 | 0 | 0 | 0 | 0 | 0 | 0
F10_Commercial_WA - Health_New_Space Heating_Natural Gas_Gas Boiler - Steam Trap Replacement_A_Technical Potential | F10 | Commercial | WA - Health | New | Space Heating | Natural Gas | Gas Boiler - Steam Trap Replacement | A | Cumulative Energy Savings (MWh or mTherms) | Technical Potential | 0 | 0 | 0 | 0 | 0 | 0 | 0 | 0 | 0 | 0 | 0 | 0 | 0 | 0 | 0 | 0 | 0 | 0 | 0 | 0 | 0 | 0 | 0 | 0 | 0 | 0 | 0
F11_Commercial_WA - Health_New_Space Heating_Natural Gas_Gas Boiler - Steam Trap Replacement_A_Technical Potential | F11 | Commercial | WA - Health | New | Space Heating | Natural Gas | Gas Boiler - Steam Trap Replacement | A | Cumulative Summer Peak Savings (MW) | Technical Potential | 0 | 0 | 0 | 0 | 0 | 0 | 0 | 0 | 0 | 0 | 0 | 0 | 0 | 0 | 0 | 0 | 0 | 0 | 0 | 0 | 0 | 0 | 0 | 0 | 0 | 0 | 0
F12_Commercial_WA - Health_New_Space Heating_Natural Gas_Gas Boiler - Steam Trap Replacement_A_Technical Potential | F12 | Commercial | WA - Health | New | Space Heating | Natural Gas | Gas Boiler - Steam Trap Replacement | A | Cumulative Winter Peak Savings (MW) | Technical Potential | 0 | 0 | 0 | 0 | 0 | 0 | 0 | 0 | 0 | 0 | 0 | 0 | 0 | 0 | 0 | 0 | 0 | 0 | 0 | 0 | 0 | 0 | 0 | 0 | 0 | 0 | 0
F13_Commercial_WA - Health_New_Space Heating_Natural Gas_Gas Boiler - Steam Trap Replacement_A_Technical Potential | F13 | Commercial | WA - Health | New | Space Heating | Natural Gas | Gas Boiler - Steam Trap Replacement | A | Purchases (Incremental) | Technical Potential | 0 | 0 | 0 | 0 | 0 | 0 | 0 | 0 | 0 | 0 | 0 | 0 | 0 | 0 | 0 | 0 | 0 | 0 | 0 | 0 | 0 | 0 | 0 | 0 | 0 | 0 | 0
F14_Commercial_WA - Health_New_Space Heating_Natural Gas_Gas Boiler - Steam Trap Replacement_A_Technical Potential | F14 | Commercial | WA - Health | New | Space Heating | Natural Gas | Gas Boiler - Steam Trap Replacement | A | Purchases (Cumulative) | Technical Potential | 0 | 0 | 0 | 0 | 0 | 0 | 0 | 0 | 0 | 0 | 0 | 0 | 0 | 0 | 0 | 0 | 0 | 0 | 0 | 0 | 0 | 0 | 0 | 0 | 0 | 0 | 0
F1_Commercial_WA - Health_New_Space Heating_Natural Gas_Gas Boiler - High Turndown Burner_A_Technical Potential | F1 | Commercial | WA - Health | New | Space Heating | Natural Gas | Gas Boiler - High Turndown Burner | A | Original Unit Energy Savings (kWh or therms) | Technical Potential | 0 | 0 | 0 | 0 | 0 | 0 | 0 | 0 | 0 | 0 | 0 | 0 | 0 | 0 | 0 | 0 | 0 | 0 | 0 | 0 | 0 | 0 | 0 | 0 | 0 | 0 | 0
F2_Commercial_WA - Health_New_Space Heating_Natural Gas_Gas Boiler - High Turndown Burner_A_Technical Potential | F2 | Commercial | WA - Health | New | Space Heating | Natural Gas | Gas Boiler - High Turndown Burner | A | Original Unit Summer Peak Savings (kW) | Technical Potential | 0 | 0 | 0 | 0 | 0 | 0 | 0 | 0 | 0 | 0 | 0 | 0 | 0 | 0 | 0 | 0 | 0 | 0 | 0 | 0 | 0 | 0 | 0 | 0 | 0 | 0 | 0
F3_Commercial_WA - Health_New_Space Heating_Natural Gas_Gas Boiler - High Turndown Burner_A_Technical Potential | F3 | Commercial | WA - Health | New | Space Heating | Natural Gas | Gas Boiler - High Turndown Burner | A | Original Unit Winter Peak Savings (kW) | Technical Potential | 0 | 0 | 0 | 0 | 0 | 0 | 0 | 0 | 0 | 0 | 0 | 0 | 0 | 0 | 0 | 0 | 0 | 0 | 0 | 0 | 0 | 0 | 0 | 0 | 0 | 0 | 0
F4_Commercial_WA - Health_New_Space Heating_Natural Gas_Gas Boiler - High Turndown Burner_A_Technical Potential | F4 | Commercial | WA - Health | New | Space Heating | Natural Gas | Gas Boiler - High Turndown Burner | A | Standalone Impact on Baseline Energy (%) | Technical Potential | 0 | 0 | 0 | 0 | 0 | 0 | 0 | 0 | 0 | 0 | 0 | 0 | 0 | 0 | 0 | 0 | 0 | 0 | 0 | 0 | 0 | 0 | 0 | 0 | 0 | 0 | 0
F5_Commercial_WA - Health_New_Space Heating_Natural Gas_Gas Boiler - High Turndown Burner_A_Technical Potential | F5 | Commercial | WA - Health | New | Space Heating | Natural Gas | Gas Boiler - High Turndown Burner | A | Standalone Impact on Baseline Summer Peak (%) | Technical Potential | 0 | 0 | 0 | 0 | 0 | 0 | 0 | 0 | 0 | 0 | 0 | 0 | 0 | 0 | 0 | 0 | 0 | 0 | 0 | 0 | 0 | 0 | 0 | 0 | 0 | 0 | 0
F6_Commercial_WA - Health_New_Space Heating_Natural Gas_Gas Boiler - High Turndown Burner_A_Technical Potential | F6 | Commercial | WA - Health | New | Space Heating | Natural Gas | Gas Boiler - High Turndown Burner | A | Standalone Impact on Baseline Winter Peak (%) | Technical Potential | 0 | 0 | 0 | 0 | 0 | 0 | 0 | 0 | 0 | 0 | 0 | 0 | 0 | 0 | 0 | 0 | 0 | 0 | 0 | 0 | 0 | 0 | 0 | 0 | 0 | 0 | 0
F7_Commercial_WA - Health_New_Space Heating_Natural Gas_Gas Boiler - High Turndown Burner_A_Technical Potential | F7 | Commercial | WA - Health | New | Space Heating | Natural Gas | Gas Boiler - High Turndown Burner | A | Incremental Energy Savings (MWh or mTherms) | Technical Potential | 0 | 0 | 0 | 0 | 0 | 0 | 0 | 0 | 0 | 0 | 0 | 0 | 0 | 0 | 0 | 0 | 0 | 0 | 0 | 0 | 0 | 0 | 0 | 0 | 0 | 0 | 0
F8_Commercial_WA - Health_New_Space Heating_Natural Gas_Gas Boiler - High Turndown Burner_A_Technical Potential | F8 | Commercial | WA - Health | New | Space Heating | Natural Gas | Gas Boiler - High Turndown Burner | A | Incremental Summer Peak Savings (MW) | Technical Potential | 0 | 0 | 0 | 0 | 0 | 0 | 0 | 0 | 0 | 0 | 0 | 0 | 0 | 0 | 0 | 0 | 0 | 0 | 0 | 0 | 0 | 0 | 0 | 0 | 0 | 0 | 0
F9_Commercial_WA - Health_New_Space Heating_Natural Gas_Gas Boiler - High Turndown Burner_A_Technical Potential | F9 | Commercial | WA - Health | New | Space Heating | Natural Gas | Gas Boiler - High Turndown Burner | A | Incremental Winter Peak Savings (MW) | Technical Potential | 0 | 0 | 0 | 0 | 0 | 0 | 0 | 0 | 0 | 0 | 0 | 0 | 0 | 0 | 0 | 0 | 0 | 0 | 0 | 0 | 0 | 0 | 0 | 0 | 0 | 0 | 0
F10_Commercial_WA - Health_New_Space Heating_Natural Gas_Gas Boiler - High Turndown Burner_A_Technical Potential | F10 | Commercial | WA - Health | New | Space Heating | Natural Gas | Gas Boiler - High Turndown Burner | A | Cumulative Energy Savings (MWh or mTherms) | Technical Potential | 0 | 0 | 0 | 0 | 0 | 0 | 0 | 0 | 0 | 0 | 0 | 0 | 0 | 0 | 0 | 0 | 0 | 0 | 0 | 0 | 0 | 0 | 0 | 0 | 0 | 0 | 0
F11_Commercial_WA - Health_New_Space Heating_Natural Gas_Gas Boiler - High Turndown Burner_A_Technical Potential | F11 | Commercial | WA - Health | New | Space Heating | Natural Gas | Gas Boiler - High Turndown Burner | A | Cumulative Summer Peak Savings (MW) | Technical Potential | 0 | 0 | 0 | 0 | 0 | 0 | 0 | 0 | 0 | 0 | 0 | 0 | 0 | 0 | 0 | 0 | 0 | 0 | 0 | 0 | 0 | 0 | 0 | 0 | 0 | 0 | 0
F12_Commercial_WA - Health_New_Space Heating_Natural Gas_Gas Boiler - High Turndown Burner_A_Technical Potential | F12 | Commercial | WA - Health | New | Space Heating | Natural Gas | Gas Boiler - High Turndown Burner | A | Cumulative Winter Peak Savings (MW) | Technical Potential | 0 | 0 | 0 | 0 | 0 | 0 | 0 | 0 | 0 | 0 | 0 | 0 | 0 | 0 | 0 | 0 | 0 | 0 | 0 | 0 | 0 | 0 | 0 | 0 | 0 | 0 | 0
F13_Commercial_WA - Health_New_Space Heating_Natural Gas_Gas Boiler - High Turndown Burner_A_Technical Potential | F13 | Commercial | WA - Health | New | Space Heating | Natural Gas | Gas Boiler - High Turndown Burner | A | Purchases (Incremental) | Technical Potential | 0 | 0 | 0 | 0 | 0 | 0 | 0 | 0 | 0 | 0 | 0 | 0 | 0 | 0 | 0 | 0 | 0 | 0 | 0 | 0 | 0 | 0 | 0 | 0 | 0 | 0 | 0
F14_Commercial_WA - Health_New_Space Heating_Natural Gas_Gas Boiler - High Turndown Burner_A_Technical Potential | F14 | Commercial | WA - Health | New | Space Heating | Natural Gas | Gas Boiler - High Turndown Burner | A | Purchases (Cumulative) | Technical Potential | 0 | 0 | 0 | 0 | 0 | 0 | 0 | 0 | 0 | 0 | 0 | 0 | 0 | 0 | 0 | 0 | 0 | 0 | 0 | 0 | 0 | 0 | 0 | 0 | 0 | 0 | 0
F1_Commercial_WA - Health_New_Space Heating_Natural Gas_Gas Boiler - Burner Control Optimization_A_Technical Potential | F1 | Commercial | WA - Health | New | Space Heating | Natural Gas | Gas Boiler - Burner Control Optimization | A | Original Unit Energy Savings (kWh or therms) | Technical Potential | 0 | 0 | 0 | 0 | 0 | 0 | 0 | 0 | 0 | 0 | 0 | 0 | 0 | 0 | 0 | 0 | 0 | 0 | 0 | 0 | 0 | 0 | 0 | 0 | 0 | 0 | 0
F2_Commercial_WA - Health_New_Space Heating_Natural Gas_Gas Boiler - Burner Control Optimization_A_Technical Potential | F2 | Commercial | WA - Health | New | Space Heating | Natural Gas | Gas Boiler - Burner Control Optimization | A | Original Unit Summer Peak Savings (kW) | Technical Potential | 0 | 0 | 0 | 0 | 0 | 0 | 0 | 0 | 0 | 0 | 0 | 0 | 0 | 0 | 0 | 0 | 0 | 0 | 0 | 0 | 0 | 0 | 0 | 0 | 0 | 0 | 0
F3_Commercial_WA - Health_New_Space Heating_Natural Gas_Gas Boiler - Burner Control Optimization_A_Technical Potential | F3 | Commercial | WA - Health | New | Space Heating | Natural Gas | Gas Boiler - Burner Control Optimization | A | Original Unit Winter Peak Savings (kW) | Technical Potential | 0 | 0 | 0 | 0 | 0 | 0 | 0 | 0 | 0 | 0 | 0 | 0 | 0 | 0 | 0 | 0 | 0 | 0 | 0 | 0 | 0 | 0 | 0 | 0 | 0 | 0 | 0
F4_Commercial_WA - Health_New_Space Heating_Natural Gas_Gas Boiler - Burner Control Optimization_A_Technical Potential | F4 | Commercial | WA - Health | New | Space Heating | Natural Gas | Gas Boiler - Burner Control Optimization | A | Standalone Impact on Baseline Energy (%) | Technical Potential | 0 | 0 | 0 | 0 | 0 | 0 | 0 | 0 | 0 | 0 | 0 | 0 | 0 | 0 | 0 | 0 | 0 | 0 | 0 | 0 | 0 | 0 | 0 | 0 | 0 | 0 | 0
F5_Commercial_WA - Health_New_Space Heating_Natural Gas_Gas Boiler - Burner Control Optimization_A_Technical Potential | F5 | Commercial | WA - Health | New | Space Heating | Natural Gas | Gas Boiler - Burner Control Optimization | A | Standalone Impact on Baseline Summer Peak (%) | Technical Potential | 0 | 0 | 0 | 0 | 0 | 0 | 0 | 0 | 0 | 0 | 0 | 0 | 0 | 0 | 0 | 0 | 0 | 0 | 0 | 0 | 0 | 0 | 0 | 0 | 0 | 0 | 0
F6_Commercial_WA - Health_New_Space Heating_Natural Gas_Gas Boiler - Burner Control Optimization_A_Technical Potential | F6 | Commercial | WA - Health | New | Space Heating | Natural Gas | Gas Boiler - Burner Control Optimization | A | Standalone Impact on Baseline Winter Peak (%) | Technical Potential | 0 | 0 | 0 | 0 | 0 | 0 | 0 | 0 | 0 | 0 | 0 | 0 | 0 | 0 | 0 | 0 | 0 | 0 | 0 | 0 | 0 | 0 | 0 | 0 | 0 | 0 | 0
F7_Commercial_WA - Health_New_Space Heating_Natural Gas_Gas Boiler - Burner Control Optimization_A_Technical Potential | F7 | Commercial | WA - Health | New | Space Heating | Natural Gas | Gas Boiler - Burner Control Optimization | A | Incremental Energy Savings (MWh or mTherms) | Technical Potential | 0 | 0 | 0 | 0 | 0 | 0 | 0 | 0 | 0 | 0 | 0 | 0 | 0 | 0 | 0 | 0 | 0 | 0 | 0 | 0 | 0 | 0 | 0 | 0 | 0 | 0 | 0
F8_Commercial_WA - Health_New_Space Heating_Natural Gas_Gas Boiler - Burner Control Optimization_A_Technical Potential | F8 | Commercial | WA - Health | New | Space Heating | Natural Gas | Gas Boiler - Burner Control Optimization | A | Incremental Summer Peak Savings (MW) | Technical Potential | 0 | 0 | 0 | 0 | 0 | 0 | 0 | 0 | 0 | 0 | 0 | 0 | 0 | 0 | 0 | 0 | 0 | 0 | 0 | 0 | 0 | 0 | 0 | 0 | 0 | 0 | 0
F9_Commercial_WA - Health_New_Space Heating_Natural Gas_Gas Boiler - Burner Control Optimization_A_Technical Potential | F9 | Commercial | WA - Health | New | Space Heating | Natural Gas | Gas Boiler - Burner Control Optimization | A | Incremental Winter Peak Savings (MW) | Technical Potential | 0 | 0 | 0 | 0 | 0 | 0 | 0 | 0 | 0 | 0 | 0 | 0 | 0 | 0 | 0 | 0 | 0 | 0 | 0 | 0 | 0 | 0 | 0 | 0 | 0 | 0 | 0
F10_Commercial_WA - Health_New_Space Heating_Natural Gas_Gas Boiler - Burner Control Optimization_A_Technical Potential | F10 | Commercial | WA - Health | New | Space Heating | Natural Gas | Gas Boiler - Burner Control Optimization | A | Cumulative Energy Savings (MWh or mTherms) | Technical Potential | 0 | 0 | 0 | 0 | 0 | 0 | 0 | 0 | 0 | 0 | 0 | 0 | 0 | 0 | 0 | 0 | 0 | 0 | 0 | 0 | 0 | 0 | 0 | 0 | 0 | 0 | 0
F11_Commercial_WA - Health_New_Space Heating_Natural Gas_Gas Boiler - Burner Control Optimization_A_Technical Potential | F11 | Commercial | WA - Health | New | Space Heating | Natural Gas | Gas Boiler - Burner Control Optimization | A | Cumulative Summer Peak Savings (MW) | Technical Potential | 0 | 0 | 0 | 0 | 0 | 0 | 0 | 0 | 0 | 0 | 0 | 0 | 0 | 0 | 0 | 0 | 0 | 0 | 0 | 0 | 0 | 0 | 0 | 0 | 0 | 0 | 0
F12_Commercial_WA - Health_New_Space Heating_Natural Gas_Gas Boiler - Burner Control Optimization_A_Technical Potential | F12 | Commercial | WA - Health | New | Space Heating | Natural Gas | Gas Boiler - Burner Control Optimization | A | Cumulative Winter Peak Savings (MW) | Technical Potential | 0 | 0 | 0 | 0 | 0 | 0 | 0 | 0 | 0 | 0 | 0 | 0 | 0 | 0 | 0 | 0 | 0 | 0 | 0 | 0 | 0 | 0 | 0 | 0 | 0 | 0 | 0
F13_Commercial_WA - Health_New_Space Heating_Natural Gas_Gas Boiler - Burner Control Optimization_A_Technical Potential | F13 | Commercial | WA - Health | New | Space Heating | Natural Gas | Gas Boiler - Burner Control Optimization | A | Purchases (Incremental) | Technical Potential | 0 | 0 | 0 | 0 | 0 | 0 | 0 | 0 | 0 | 0 | 0 | 0 | 0 | 0 | 0 | 0 | 0 | 0 | 0 | 0 | 0 | 0 | 0 | 0 | 0 | 0 | 0
F14_Commercial_WA - Health_New_Space Heating_Natural Gas_Gas Boiler - Burner Control Optimization_A_Technical Potential | F14 | Commercial | WA - Health | New | Space Heating | Natural Gas | Gas Boiler - Burner Control Optimization | A | Purchases (Cumulative) | Technical Potential | 0 | 0 | 0 | 0 | 0 | 0 | 0 | 0 | 0 | 0 | 0 | 0 | 0 | 0 | 0 | 0 | 0 | 0 | 0 | 0 | 0 | 0 | 0 | 0 | 0 | 0 | 0
F1_Commercial_WA - Health_New_Space Heating_Natural Gas_Gas Boiler - Stack Economizer_A_Technical Potential | F1 | Commercial | WA - Health | New | Space Heating | Natural Gas | Gas Boiler - Stack Economizer | A | Original Unit Energy Savings (kWh or therms) | Technical Potential | 0 | 0 | 0 | 0 | 0 | 0 | 0 | 0 | 0 | 0 | 0 | 0 | 0 | 0 | 0 | 0 | 0 | 0 | 0 | 0 | 0 | 0 | 0 | 0 | 0 | 0 | 0
F2_Commercial_WA - Health_New_Space Heating_Natural Gas_Gas Boiler - Stack Economizer_A_Technical Potential | F2 | Commercial | WA - Health | New | Space Heating | Natural Gas | Gas Boiler - Stack Economizer | A | Original Unit Summer Peak Savings (kW) | Technical Potential | 0 | 0 | 0 | 0 | 0 | 0 | 0 | 0 | 0 | 0 | 0 | 0 | 0 | 0 | 0 | 0 | 0 | 0 | 0 | 0 | 0 | 0 | 0 | 0 | 0 | 0 | 0
F3_Commercial_WA - Health_New_Space Heating_Natural Gas_Gas Boiler - Stack Economizer_A_Technical Potential | F3 | Commercial | WA - Health | New | Space Heating | Natural Gas | Gas Boiler - Stack Economizer | A | Original Unit Winter Peak Savings (kW) | Technical Potential | 0 | 0 | 0 | 0 | 0 | 0 | 0 | 0 | 0 | 0 | 0 | 0 | 0 | 0 | 0 | 0 | 0 | 0 | 0 | 0 | 0 | 0 | 0 | 0 | 0 | 0 | 0
F4_Commercial_WA - Health_New_Space Heating_Natural Gas_Gas Boiler - Stack Economizer_A_Technical Potential | F4 | Commercial | WA - Health | New | Space Heating | Natural Gas | Gas Boiler - Stack Economizer | A | Standalone Impact on Baseline Energy (%) | Technical Potential | 0 | 0 | 0 | 0 | 0 | 0 | 0 | 0 | 0 | 0 | 0 | 0 | 0 | 0 | 0 | 0 | 0 | 0 | 0 | 0 | 0 | 0 | 0 | 0 | 0 | 0 | 0
F5_Commercial_WA - Health_New_Space Heating_Natural Gas_Gas Boiler - Stack Economizer_A_Technical Potential | F5 | Commercial | WA - Health | New | Space Heating | Natural Gas | Gas Boiler - Stack Economizer | A | Standalone Impact on Baseline Summer Peak (%) | Technical Potential | 0 | 0 | 0 | 0 | 0 | 0 | 0 | 0 | 0 | 0 | 0 | 0 | 0 | 0 | 0 | 0 | 0 | 0 | 0 | 0 | 0 | 0 | 0 | 0 | 0 | 0 | 0
F6_Commercial_WA - Health_New_Space Heating_Natural Gas_Gas Boiler - Stack Economizer_A_Technical Potential | F6 | Commercial | WA - Health | New | Space Heating | Natural Gas | Gas Boiler - Stack Economizer | A | Standalone Impact on Baseline Winter Peak (%) | Technical Potential | 0 | 0 | 0 | 0 | 0 | 0 | 0 | 0 | 0 | 0 | 0 | 0 | 0 | 0 | 0 | 0 | 0 | 0 | 0 | 0 | 0 | 0 | 0 | 0 | 0 | 0 | 0
F7_Commercial_WA - Health_New_Space Heating_Natural Gas_Gas Boiler - Stack Economizer_A_Technical Potential | F7 | Commercial | WA - Health | New | Space Heating | Natural Gas | Gas Boiler - Stack Economizer | A | Incremental Energy Savings (MWh or mTherms) | Technical Potential | 0 | 0 | 0 | 0 | 0 | 0 | 0 | 0 | 0 | 0 | 0 | 0 | 0 | 0 | 0 | 0 | 0 | 0 | 0 | 0 | 0 | 0 | 0 | 0 | 0 | 0 | 0
F8_Commercial_WA - Health_New_Space Heating_Natural Gas_Gas Boiler - Stack Economizer_A_Technical Potential | F8 | Commercial | WA - Health | New | Space Heating | Natural Gas | Gas Boiler - Stack Economizer | A | Incremental Summer Peak Savings (MW) | Technical Potential | 0 | 0 | 0 | 0 | 0 | 0 | 0 | 0 | 0 | 0 | 0 | 0 | 0 | 0 | 0 | 0 | 0 | 0 | 0 | 0 | 0 | 0 | 0 | 0 | 0 | 0 | 0
F9_Commercial_WA - Health_New_Space Heating_Natural Gas_Gas Boiler - Stack Economizer_A_Technical Potential | F9 | Commercial | WA - Health | New | Space Heating | Natural Gas | Gas Boiler - Stack Economizer | A | Incremental Winter Peak Savings (MW) | Technical Potential | 0 | 0 | 0 | 0 | 0 | 0 | 0 | 0 | 0 | 0 | 0 | 0 | 0 | 0 | 0 | 0 | 0 | 0 | 0 | 0 | 0 | 0 | 0 | 0 | 0 | 0 | 0
F10_Commercial_WA - Health_New_Space Heating_Natural Gas_Gas Boiler - Stack Economizer_A_Technical Potential | F10 | Commercial | WA - Health | New | Space Heating | Natural Gas | Gas Boiler - Stack Economizer | A | Cumulative Energy Savings (MWh or mTherms) | Technical Potential | 0 | 0 | 0 | 0 | 0 | 0 | 0 | 0 | 0 | 0 | 0 | 0 | 0 | 0 | 0 | 0 | 0 | 0 | 0 | 0 | 0 | 0 | 0 | 0 | 0 | 0 | 0
F11_Commercial_WA - Health_New_Space Heating_Natural Gas_Gas Boiler - Stack Economizer_A_Technical Potential | F11 | Commercial | WA - Health | New | Space Heating | Natural Gas | Gas Boiler - Stack Economizer | A | Cumulative Summer Peak Savings (MW) | Technical Potential | 0 | 0 | 0 | 0 | 0 | 0 | 0 | 0 | 0 | 0 | 0 | 0 | 0 | 0 | 0 | 0 | 0 | 0 | 0 | 0 | 0 | 0 | 0 | 0 | 0 | 0 | 0
F12_Commercial_WA - Health_New_Space Heating_Natural Gas_Gas Boiler - Stack Economizer_A_Technical Potential | F12 | Commercial | WA - Health | New | Space Heating | Natural Gas | Gas Boiler - Stack Economizer | A | Cumulative Winter Peak Savings (MW) | Technical Potential | 0 | 0 | 0 | 0 | 0 | 0 | 0 | 0 | 0 | 0 | 0 | 0 | 0 | 0 | 0 | 0 | 0 | 0 | 0 | 0 | 0 | 0 | 0 | 0 | 0 | 0 | 0
F13_Commercial_WA - Health_New_Space Heating_Natural Gas_Gas Boiler - Stack Economizer_A_Technical Potential | F13 | Commercial | WA - Health | New | Space Heating | Natural Gas | Gas Boiler - Stack Economizer | A | Purchases (Incremental) | Technical Potential | 0 | 0 | 0 | 0 | 0 | 0 | 0 | 0 | 0 | 0 | 0 | 0 | 0 | 0 | 0 | 0 | 0 | 0 | 0 | 0 | 0 | 0 | 0 | 0 | 0 | 0 | 0
F14_Commercial_WA - Health_New_Space Heating_Natural Gas_Gas Boiler - Stack Economizer_A_Technical Potential | F14 | Commercial | WA - Health | New | Space Heating | Natural Gas | Gas Boiler - Stack Economizer | A | Purchases (Cumulative) | Technical Potential | 0 | 0 | 0 | 0 | 0 | 0 | 0 | 0 | 0 | 0 | 0 | 0 | 0 | 0 | 0 | 0 | 0 | 0 | 0 | 0 | 0 | 0 | 0 | 0 | 0 | 0 | 0
F1_Commercial_WA - Health_New_Space Heating_Natural Gas_Gas Boiler - Thermostatic Radiator Valves_A_Technical Potential | F1 | Commercial | WA - Health | New | Space Heating | Natural Gas | Gas Boiler - Thermostatic Radiator Valves | A | Original Unit Energy Savings (kWh or therms) | Technical Potential | 0 | 0 | 0 | 0 | 0 | 0 | 0 | 0 | 0 | 0 | 0 | 0 | 0 | 0 | 0 | 0 | 0 | 0 | 0 | 0 | 0 | 0 | 0 | 0 | 0 | 0 | 0
F2_Commercial_WA - Health_New_Space Heating_Natural Gas_Gas Boiler - Thermostatic Radiator Valves_A_Technical Potential | F2 | Commercial | WA - Health | New | Space Heating | Natural Gas | Gas Boiler - Thermostatic Radiator Valves | A | Original Unit Summer Peak Savings (kW) | Technical Potential | 0 | 0 | 0 | 0 | 0 | 0 | 0 | 0 | 0 | 0 | 0 | 0 | 0 | 0 | 0 | 0 | 0 | 0 | 0 | 0 | 0 | 0 | 0 | 0 | 0 | 0 | 0
F3_Commercial_WA - Health_New_Space Heating_Natural Gas_Gas Boiler - Thermostatic Radiator Valves_A_Technical Potential | F3 | Commercial | WA - Health | New | Space Heating | Natural Gas | Gas Boiler - Thermostatic Radiator Valves | A | Original Unit Winter Peak Savings (kW) | Technical Potential | 0 | 0 | 0 | 0 | 0 | 0 | 0 | 0 | 0 | 0 | 0 | 0 | 0 | 0 | 0 | 0 | 0 | 0 | 0 | 0 | 0 | 0 | 0 | 0 | 0 | 0 | 0
F4_Commercial_WA - Health_New_Space Heating_Natural Gas_Gas Boiler - Thermostatic Radiator Valves_A_Technical Potential | F4 | Commercial | WA - Health | New | Space Heating | Natural Gas | Gas Boiler - Thermostatic Radiator Valves | A | Standalone Impact on Baseline Energy (%) | Technical Potential | 0 | 0 | 0 | 0 | 0 | 0 | 0 | 0 | 0 | 0 | 0 | 0 | 0 | 0 | 0 | 0 | 0 | 0 | 0 | 0 | 0 | 0 | 0 | 0 | 0 | 0 | 0
F5_Commercial_WA - Health_New_Space Heating_Natural Gas_Gas Boiler - Thermostatic Radiator Valves_A_Technical Potential | F5 | Commercial | WA - Health | New | Space Heating | Natural Gas | Gas Boiler - Thermostatic Radiator Valves | A | Standalone Impact on Baseline Summer Peak (%) | Technical Potential | 0 | 0 | 0 | 0 | 0 | 0 | 0 | 0 | 0 | 0 | 0 | 0 | 0 | 0 | 0 | 0 | 0 | 0 | 0 | 0 | 0 | 0 | 0 | 0 | 0 | 0 | 0
F6_Commercial_WA - Health_New_Space Heating_Natural Gas_Gas Boiler - Thermostatic Radiator Valves_A_Technical Potential | F6 | Commercial | WA - Health | New | Space Heating | Natural Gas | Gas Boiler - Thermostatic Radiator Valves | A | Standalone Impact on Baseline Winter Peak (%) | Technical Potential | 0 | 0 | 0 | 0 | 0 | 0 | 0 | 0 | 0 | 0 | 0 | 0 | 0 | 0 | 0 | 0 | 0 | 0 | 0 | 0 | 0 | 0 | 0 | 0 | 0 | 0 | 0
F7_Commercial_WA - Health_New_Space Heating_Natural Gas_Gas Boiler - Thermostatic Radiator Valves_A_Technical Potential | F7 | Commercial | WA - Health | New | Space Heating | Natural Gas | Gas Boiler - Thermostatic Radiator Valves | A | Incremental Energy Savings (MWh or mTherms) | Technical Potential | 0 | 0 | 0 | 0 | 0 | 0 | 0 | 0 | 0 | 0 | 0 | 0 | 0 | 0 | 0 | 0 | 0 | 0 | 0 | 0 | 0 | 0 | 0 | 0 | 0 | 0 | 0
F8_Commercial_WA - Health_New_Space Heating_Natural Gas_Gas Boiler - Thermostatic Radiator Valves_A_Technical Potential | F8 | Commercial | WA - Health | New | Space Heating | Natural Gas | Gas Boiler - Thermostatic Radiator Valves | A | Incremental Summer Peak Savings (MW) | Technical Potential | 0 | 0 | 0 | 0 | 0 | 0 | 0 | 0 | 0 | 0 | 0 | 0 | 0 | 0 | 0 | 0 | 0 | 0 | 0 | 0 | 0 | 0 | 0 | 0 | 0 | 0 | 0
F9_Commercial_WA - Health_New_Space Heating_Natural Gas_Gas Boiler - Thermostatic Radiator Valves_A_Technical Potential | F9 | Commercial | WA - Health | New | Space Heating | Natural Gas | Gas Boiler - Thermostatic Radiator Valves | A | Incremental Winter Peak Savings (MW) | Technical Potential | 0 | 0 | 0 | 0 | 0 | 0 | 0 | 0 | 0 | 0 | 0 | 0 | 0 | 0 | 0 | 0 | 0 | 0 | 0 | 0 | 0 | 0 | 0 | 0 | 0 | 0 | 0
F10_Commercial_WA - Health_New_Space Heating_Natural Gas_Gas Boiler - Thermostatic Radiator Valves_A_Technical Potential | F10 | Commercial | WA - Health | New | Space Heating | Natural Gas | Gas Boiler - Thermostatic Radiator Valves | A | Cumulative Energy Savings (MWh or mTherms) | Technical Potential | 0 | 0 | 0 | 0 | 0 | 0 | 0 | 0 | 0 | 0 | 0 | 0 | 0 | 0 | 0 | 0 | 0 | 0 | 0 | 0 | 0 | 0 | 0 | 0 | 0 | 0 | 0
F11_Commercial_WA - Health_New_Space Heating_Natural Gas_Gas Boiler - Thermostatic Radiator Valves_A_Technical Potential | F11 | Commercial | WA - Health | New | Space Heating | Natural Gas | Gas Boiler - Thermostatic Radiator Valves | A | Cumulative Summer Peak Savings (MW) | Technical Potential | 0 | 0 | 0 | 0 | 0 | 0 | 0 | 0 | 0 | 0 | 0 | 0 | 0 | 0 | 0 | 0 | 0 | 0 | 0 | 0 | 0 | 0 | 0 | 0 | 0 | 0 | 0
F12_Commercial_WA - Health_New_Space Heating_Natural Gas_Gas Boiler - Thermostatic Radiator Valves_A_Technical Potential | F12 | Commercial | WA - Health | New | Space Heating | Natural Gas | Gas Boiler - Thermostatic Radiator Valves | A | Cumulative Winter Peak Savings (MW) | Technical Potential | 0 | 0 | 0 | 0 | 0 | 0 | 0 | 0 | 0 | 0 | 0 | 0 | 0 | 0 | 0 | 0 | 0 | 0 | 0 | 0 | 0 | 0 | 0 | 0 | 0 | 0 | 0
F13_Commercial_WA - Health_New_Space Heating_Natural Gas_Gas Boiler - Thermostatic Radiator Valves_A_Technical Potential | F13 | Commercial | WA - Health | New | Space Heating | Natural Gas | Gas Boiler - Thermostatic Radiator Valves | A | Purchases (Incremental) | Technical Potential | 0 | 0 | 0 | 0 | 0 | 0 | 0 | 0 | 0 | 0 | 0 | 0 | 0 | 0 | 0 | 0 | 0 | 0 | 0 | 0 | 0 | 0 | 0 | 0 | 0 | 0 | 0
F14_Commercial_WA - Health_New_Space Heating_Natural Gas_Gas Boiler - Thermostatic Radiator Valves_A_Technical Potential | F14 | Commercial | WA - Health | New | Space Heating | Natural Gas | Gas Boiler - Thermostatic Radiator Valves | A | Purchases (Cumulative) | Technical Potential | 0 | 0 | 0 | 0 | 0 | 0 | 0 | 0 | 0 | 0 | 0 | 0 | 0 | 0 | 0 | 0 | 0 | 0 | 0 | 0 | 0 | 0 | 0 | 0 | 0 | 0 | 0
F1_Commercial_WA - Health_New_Space Heating_Natural Gas_HVAC - Shut Off Damper_A_Technical Potential | F1 | Commercial | WA - Health | New | Space Heating | Natural Gas | HVAC - Shut Off Damper | A | Original Unit Energy Savings (kWh or therms) | Technical Potential | 0 | 0 | 0 | 0 | 0 | 0 | 0 | 0 | 0 | 0 | 0 | 0 | 0 | 0 | 0 | 0 | 0 | 0 | 0 | 0 | 0 | 0 | 0 | 0 | 0 | 0 | 0
F2_Commercial_WA - Health_New_Space Heating_Natural Gas_HVAC - Shut Off Damper_A_Technical Potential | F2 | Commercial | WA - Health | New | Space Heating | Natural Gas | HVAC - Shut Off Damper | A | Original Unit Summer Peak Savings (kW) | Technical Potential | 0 | 0 | 0 | 0 | 0 | 0 | 0 | 0 | 0 | 0 | 0 | 0 | 0 | 0 | 0 | 0 | 0 | 0 | 0 | 0 | 0 | 0 | 0 | 0 | 0 | 0 | 0
F3_Commercial_WA - Health_New_Space Heating_Natural Gas_HVAC - Shut Off Damper_A_Technical Potential | F3 | Commercial | WA - Health | New | Space Heating | Natural Gas | HVAC - Shut Off Damper | A | Original Unit Winter Peak Savings (kW) | Technical Potential | 0 | 0 | 0 | 0 | 0 | 0 | 0 | 0 | 0 | 0 | 0 | 0 | 0 | 0 | 0 | 0 | 0 | 0 | 0 | 0 | 0 | 0 | 0 | 0 | 0 | 0 | 0
F4_Commercial_WA - Health_New_Space Heating_Natural Gas_HVAC - Shut Off Damper_A_Technical Potential | F4 | Commercial | WA - Health | New | Space Heating | Natural Gas | HVAC - Shut Off Damper | A | Standalone Impact on Baseline Energy (%) | Technical Potential | 0 | 0 | 0 | 0 | 0 | 0 | 0 | 0 | 0 | 0 | 0 | 0 | 0 | 0 | 0 | 0 | 0 | 0 | 0 | 0 | 0 | 0 | 0 | 0 | 0 | 0 | 0
F5_Commercial_WA - Health_New_Space Heating_Natural Gas_HVAC - Shut Off Damper_A_Technical Potential | F5 | Commercial | WA - Health | New | Space Heating | Natural Gas | HVAC - Shut Off Damper | A | Standalone Impact on Baseline Summer Peak (%) | Technical Potential | 0 | 0 | 0 | 0 | 0 | 0 | 0 | 0 | 0 | 0 | 0 | 0 | 0 | 0 | 0 | 0 | 0 | 0 | 0 | 0 | 0 | 0 | 0 | 0 | 0 | 0 | 0
F6_Commercial_WA - Health_New_Space Heating_Natural Gas_HVAC - Shut Off Damper_A_Technical Potential | F6 | Commercial | WA - Health | New | Space Heating | Natural Gas | HVAC - Shut Off Damper | A | Standalone Impact on Baseline Winter Peak (%) | Technical Potential | 0 | 0 | 0 | 0 | 0 | 0 | 0 | 0 | 0 | 0 | 0 | 0 | 0 | 0 | 0 | 0 | 0 | 0 | 0 | 0 | 0 | 0 | 0 | 0 | 0 | 0 | 0
F7_Commercial_WA - Health_New_Space Heating_Natural Gas_HVAC - Shut Off Damper_A_Technical Potential | F7 | Commercial | WA - Health | New | Space Heating | Natural Gas | HVAC - Shut Off Damper | A | Incremental Energy Savings (MWh or mTherms) | Technical Potential | 0 | 0 | 0 | 0 | 0 | 0 | 0 | 0 | 0 | 0 | 0 | 0 | 0 | 0 | 0 | 0 | 0 | 0 | 0 | 0 | 0 | 0 | 0 | 0 | 0 | 0 | 0
F8_Commercial_WA - Health_New_Space Heating_Natural Gas_HVAC - Shut Off Damper_A_Technical Potential | F8 | Commercial | WA - Health | New | Space Heating | Natural Gas | HVAC - Shut Off Damper | A | Incremental Summer Peak Savings (MW) | Technical Potential | 0 | 0 | 0 | 0 | 0 | 0 | 0 | 0 | 0 | 0 | 0 | 0 | 0 | 0 | 0 | 0 | 0 | 0 | 0 | 0 | 0 | 0 | 0 | 0 | 0 | 0 | 0
F9_Commercial_WA - Health_New_Space Heating_Natural Gas_HVAC - Shut Off Damper_A_Technical Potential | F9 | Commercial | WA - Health | New | Space Heating | Natural Gas | HVAC - Shut Off Damper | A | Incremental Winter Peak Savings (MW) | Technical Potential | 0 | 0 | 0 | 0 | 0 | 0 | 0 | 0 | 0 | 0 | 0 | 0 | 0 | 0 | 0 | 0 | 0 | 0 | 0 | 0 | 0 | 0 | 0 | 0 | 0 | 0 | 0
F10_Commercial_WA - Health_New_Space Heating_Natural Gas_HVAC - Shut Off Damper_A_Technical Potential | F10 | Commercial | WA - Health | New | Space Heating | Natural Gas | HVAC - Shut Off Damper | A | Cumulative Energy Savings (MWh or mTherms) | Technical Potential | 0 | 0 | 0 | 0 | 0 | 0 | 0 | 0 | 0 | 0 | 0 | 0 | 0 | 0 | 0 | 0 | 0 | 0 | 0 | 0 | 0 | 0 | 0 | 0 | 0 | 0 | 0
F11_Commercial_WA - Health_New_Space Heating_Natural Gas_HVAC - Shut Off Damper_A_Technical Potential | F11 | Commercial | WA - Health | New | Space Heating | Natural Gas | HVAC - Shut Off Damper | A | Cumulative Summer Peak Savings (MW) | Technical Potential | 0 | 0 | 0 | 0 | 0 | 0 | 0 | 0 | 0 | 0 | 0 | 0 | 0 | 0 | 0 | 0 | 0 | 0 | 0 | 0 | 0 | 0 | 0 | 0 | 0 | 0 | 0
F12_Commercial_WA - Health_New_Space Heating_Natural Gas_HVAC - Shut Off Damper_A_Technical Potential | F12 | Commercial | WA - Health | New | Space Heating | Natural Gas | HVAC - Shut Off Damper | A | Cumulative Winter Peak Savings (MW) | Technical Potential | 0 | 0 | 0 | 0 | 0 | 0 | 0 | 0 | 0 | 0 | 0 | 0 | 0 | 0 | 0 | 0 | 0 | 0 | 0 | 0 | 0 | 0 | 0 | 0 | 0 | 0 | 0
F13_Commercial_WA - Health_New_Space Heating_Natural Gas_HVAC - Shut Off Damper_A_Technical Potential | F13 | Commercial | WA - Health | New | Space Heating | Natural Gas | HVAC - Shut Off Damper | A | Purchases (Incremental) | Technical Potential | 0 | 0 | 0 | 0 | 0 | 0 | 0 | 0 | 0 | 0 | 0 | 0 | 0 | 0 | 0 | 0 | 0 | 0 | 0 | 0 | 0 | 0 | 0 | 0 | 0 | 0 | 0
F14_Commercial_WA - Health_New_Space Heating_Natural Gas_HVAC - Shut Off Damper_A_Technical Potential | F14 | Commercial | WA - Health | New | Space Heating | Natural Gas | HVAC - Shut Off Damper | A | Purchases (Cumulative) | Technical Potential | 0 | 0 | 0 | 0 | 0 | 0 | 0 | 0 | 0 | 0 | 0 | 0 | 0 | 0 | 0 | 0 | 0 | 0 | 0 | 0 | 0 | 0 | 0 | 0 | 0 | 0 | 0
F1_Commercial_WA - Health_New_Space Heating_Natural Gas_Gas Furnace - Tube Inserts_A_Technical Potential | F1 | Commercial | WA - Health | New | Space Heating | Natural Gas | Gas Furnace - Tube Inserts | A | Original Unit Energy Savings (kWh or therms) | Technical Potential | 0 | 0 | 0 | 0 | 0 | 0 | 0 | 0 | 0 | 0 | 0 | 0 | 0 | 0 | 0 | 0 | 0 | 0 | 0 | 0 | 0 | 0 | 0 | 0 | 0 | 0 | 0
F2_Commercial_WA - Health_New_Space Heating_Natural Gas_Gas Furnace - Tube Inserts_A_Technical Potential | F2 | Commercial | WA - Health | New | Space Heating | Natural Gas | Gas Furnace - Tube Inserts | A | Original Unit Summer Peak Savings (kW) | Technical Potential | 0 | 0 | 0 | 0 | 0 | 0 | 0 | 0 | 0 | 0 | 0 | 0 | 0 | 0 | 0 | 0 | 0 | 0 | 0 | 0 | 0 | 0 | 0 | 0 | 0 | 0 | 0
F3_Commercial_WA - Health_New_Space Heating_Natural Gas_Gas Furnace - Tube Inserts_A_Technical Potential | F3 | Commercial | WA - Health | New | Space Heating | Natural Gas | Gas Furnace - Tube Inserts | A | Original Unit Winter Peak Savings (kW) | Technical Potential | 0 | 0 | 0 | 0 | 0 | 0 | 0 | 0 | 0 | 0 | 0 | 0 | 0 | 0 | 0 | 0 | 0 | 0 | 0 | 0 | 0 | 0 | 0 | 0 | 0 | 0 | 0
F4_Commercial_WA - Health_New_Space Heating_Natural Gas_Gas Furnace - Tube Inserts_A_Technical Potential | F4 | Commercial | WA - Health | New | Space Heating | Natural Gas | Gas Furnace - Tube Inserts | A | Standalone Impact on Baseline Energy (%) | Technical Potential | 0 | 0 | 0 | 0 | 0 | 0 | 0 | 0 | 0 | 0 | 0 | 0 | 0 | 0 | 0 | 0 | 0 | 0 | 0 | 0 | 0 | 0 | 0 | 0 | 0 | 0 | 0
F5_Commercial_WA - Health_New_Space Heating_Natural Gas_Gas Furnace - Tube Inserts_A_Technical Potential | F5 | Commercial | WA - Health | New | Space Heating | Natural Gas | Gas Furnace - Tube Inserts | A | Standalone Impact on Baseline Summer Peak (%) | Technical Potential | 0 | 0 | 0 | 0 | 0 | 0 | 0 | 0 | 0 | 0 | 0 | 0 | 0 | 0 | 0 | 0 | 0 | 0 | 0 | 0 | 0 | 0 | 0 | 0 | 0 | 0 | 0
F6_Commercial_WA - Health_New_Space Heating_Natural Gas_Gas Furnace - Tube Inserts_A_Technical Potential | F6 | Commercial | WA - Health | New | Space Heating | Natural Gas | Gas Furnace - Tube Inserts | A | Standalone Impact on Baseline Winter Peak (%) | Technical Potential | 0 | 0 | 0 | 0 | 0 | 0 | 0 | 0 | 0 | 0 | 0 | 0 | 0 | 0 | 0 | 0 | 0 | 0 | 0 | 0 | 0 | 0 | 0 | 0 | 0 | 0 | 0
F7_Commercial_WA - Health_New_Space Heating_Natural Gas_Gas Furnace - Tube Inserts_A_Technical Potential | F7 | Commercial | WA - Health | New | Space Heating | Natural Gas | Gas Furnace - Tube Inserts | A | Incremental Energy Savings (MWh or mTherms) | Technical Potential | 0 | 0 | 0 | 0 | 0 | 0 | 0 | 0 | 0 | 0 | 0 | 0 | 0 | 0 | 0 | 0 | 0 | 0 | 0 | 0 | 0 | 0 | 0 | 0 | 0 | 0 | 0
F8_Commercial_WA - Health_New_Space Heating_Natural Gas_Gas Furnace - Tube Inserts_A_Technical Potential | F8 | Commercial | WA - Health | New | Space Heating | Natural Gas | Gas Furnace - Tube Inserts | A | Incremental Summer Peak Savings (MW) | Technical Potential | 0 | 0 | 0 | 0 | 0 | 0 | 0 | 0 | 0 | 0 | 0 | 0 | 0 | 0 | 0 | 0 | 0 | 0 | 0 | 0 | 0 | 0 | 0 | 0 | 0 | 0 | 0
F9_Commercial_WA - Health_New_Space Heating_Natural Gas_Gas Furnace - Tube Inserts_A_Technical Potential | F9 | Commercial | WA - Health | New | Space Heating | Natural Gas | Gas Furnace - Tube Inserts | A | Incremental Winter Peak Savings (MW) | Technical Potential | 0 | 0 | 0 | 0 | 0 | 0 | 0 | 0 | 0 | 0 | 0 | 0 | 0 | 0 | 0 | 0 | 0 | 0 | 0 | 0 | 0 | 0 | 0 | 0 | 0 | 0 | 0
F10_Commercial_WA - Health_New_Space Heating_Natural Gas_Gas Furnace - Tube Inserts_A_Technical Potential | F10 | Commercial | WA - Health | New | Space Heating | Natural Gas | Gas Furnace - Tube Inserts | A | Cumulative Energy Savings (MWh or mTherms) | Technical Potential | 0 | 0 | 0 | 0 | 0 | 0 | 0 | 0 | 0 | 0 | 0 | 0 | 0 | 0 | 0 | 0 | 0 | 0 | 0 | 0 | 0 | 0 | 0 | 0 | 0 | 0 | 0
F11_Commercial_WA - Health_New_Space Heating_Natural Gas_Gas Furnace - Tube Inserts_A_Technical Potential | F11 | Commercial | WA - Health | New | Space Heating | Natural Gas | Gas Furnace - Tube Inserts | A | Cumulative Summer Peak Savings (MW) | Technical Potential | 0 | 0 | 0 | 0 | 0 | 0 | 0 | 0 | 0 | 0 | 0 | 0 | 0 | 0 | 0 | 0 | 0 | 0 | 0 | 0 | 0 | 0 | 0 | 0 | 0 | 0 | 0
F12_Commercial_WA - Health_New_Space Heating_Natural Gas_Gas Furnace - Tube Inserts_A_Technical Potential | F12 | Commercial | WA - Health | New | Space Heating | Natural Gas | Gas Furnace - Tube Inserts | A | Cumulative Winter Peak Savings (MW) | Technical Potential | 0 | 0 | 0 | 0 | 0 | 0 | 0 | 0 | 0 | 0 | 0 | 0 | 0 | 0 | 0 | 0 | 0 | 0 | 0 | 0 | 0 | 0 | 0 | 0 | 0 | 0 | 0
F13_Commercial_WA - Health_New_Space Heating_Natural Gas_Gas Furnace - Tube Inserts_A_Technical Potential | F13 | Commercial | WA - Health | New | Space Heating | Natural Gas | Gas Furnace - Tube Inserts | A | Purchases (Incremental) | Technical Potential | 0 | 0 | 0 | 0 | 0 | 0 | 0 | 0 | 0 | 0 | 0 | 0 | 0 | 0 | 0 | 0 | 0 | 0 | 0 | 0 | 0 | 0 | 0 | 0 | 0 | 0 | 0
F14_Commercial_WA - Health_New_Space Heating_Natural Gas_Gas Furnace - Tube Inserts_A_Technical Potential | F14 | Commercial | WA - Health | New | Space Heating | Natural Gas | Gas Furnace - Tube Inserts | A | Purchases (Cumulative) | Technical Potential | 0 | 0 | 0 | 0 | 0 | 0 | 0 | 0 | 0 | 0 | 0 | 0 | 0 | 0 | 0 | 0 | 0 | 0 | 0 | 0 | 0 | 0 | 0 | 0 | 0 | 0 | 0
F1_Commercial_WA - Health_New_Space Heating_Natural Gas_Gas Boiler - Insulate Steam Lines/Condensate Tank_A_Technical Potential | F1 | Commercial | WA - Health | New | Space Heating | Natural Gas | Gas Boiler - Insulate Steam Lines/Condensate Tank | A | Original Unit Energy Savings (kWh or therms) | Technical Potential | 0 | 0 | 0 | 0 | 0 | 0 | 0 | 0 | 0 | 0 | 0 | 0 | 0 | 0 | 0 | 0 | 0 | 0 | 0 | 0 | 0 | 0 | 0 | 0 | 0 | 0 | 0
F2_Commercial_WA - Health_New_Space Heating_Natural Gas_Gas Boiler - Insulate Steam Lines/Condensate Tank_A_Technical Potential | F2 | Commercial | WA - Health | New | Space Heating | Natural Gas | Gas Boiler - Insulate Steam Lines/Condensate Tank | A | Original Unit Summer Peak Savings (kW) | Technical Potential | 0 | 0 | 0 | 0 | 0 | 0 | 0 | 0 | 0 | 0 | 0 | 0 | 0 | 0 | 0 | 0 | 0 | 0 | 0 | 0 | 0 | 0 | 0 | 0 | 0 | 0 | 0
F3_Commercial_WA - Health_New_Space Heating_Natural Gas_Gas Boiler - Insulate Steam Lines/Condensate Tank_A_Technical Potential | F3 | Commercial | WA - Health | New | Space Heating | Natural Gas | Gas Boiler - Insulate Steam Lines/Condensate Tank | A | Original Unit Winter Peak Savings (kW) | Technical Potential | 0 | 0 | 0 | 0 | 0 | 0 | 0 | 0 | 0 | 0 | 0 | 0 | 0 | 0 | 0 | 0 | 0 | 0 | 0 | 0 | 0 | 0 | 0 | 0 | 0 | 0 | 0
F4_Commercial_WA - Health_New_Space Heating_Natural Gas_Gas Boiler - Insulate Steam Lines/Condensate Tank_A_Technical Potential | F4 | Commercial | WA - Health | New | Space Heating | Natural Gas | Gas Boiler - Insulate Steam Lines/Condensate Tank | A | Standalone Impact on Baseline Energy (%) | Technical Potential | 0 | 0 | 0 | 0 | 0 | 0 | 0 | 0 | 0 | 0 | 0 | 0 | 0 | 0 | 0 | 0 | 0 | 0 | 0 | 0 | 0 | 0 | 0 | 0 | 0 | 0 | 0
F5_Commercial_WA - Health_New_Space Heating_Natural Gas_Gas Boiler - Insulate Steam Lines/Condensate Tank_A_Technical Potential | F5 | Commercial | WA - Health | New | Space Heating | Natural Gas | Gas Boiler - Insulate Steam Lines/Condensate Tank | A | Standalone Impact on Baseline Summer Peak (%) | Technical Potential | 0 | 0 | 0 | 0 | 0 | 0 | 0 | 0 | 0 | 0 | 0 | 0 | 0 | 0 | 0 | 0 | 0 | 0 | 0 | 0 | 0 | 0 | 0 | 0 | 0 | 0 | 0
F6_Commercial_WA - Health_New_Space Heating_Natural Gas_Gas Boiler - Insulate Steam Lines/Condensate Tank_A_Technical Potential | F6 | Commercial | WA - Health | New | Space Heating | Natural Gas | Gas Boiler - Insulate Steam Lines/Condensate Tank | A | Standalone Impact on Baseline Winter Peak (%) | Technical Potential | 0 | 0 | 0 | 0 | 0 | 0 | 0 | 0 | 0 | 0 | 0 | 0 | 0 | 0 | 0 | 0 | 0 | 0 | 0 | 0 | 0 | 0 | 0 | 0 | 0 | 0 | 0
F7_Commercial_WA - Health_New_Space Heating_Natural Gas_Gas Boiler - Insulate Steam Lines/Condensate Tank_A_Technical Potential | F7 | Commercial | WA - Health | New | Space Heating | Natural Gas | Gas Boiler - Insulate Steam Lines/Condensate Tank | A | Incremental Energy Savings (MWh or mTherms) | Technical Potential | 0 | 0 | 0 | 0 | 0 | 0 | 0 | 0 | 0 | 0 | 0 | 0 | 0 | 0 | 0 | 0 | 0 | 0 | 0 | 0 | 0 | 0 | 0 | 0 | 0 | 0 | 0
F8_Commercial_WA - Health_New_Space Heating_Natural Gas_Gas Boiler - Insulate Steam Lines/Condensate Tank_A_Technical Potential | F8 | Commercial | WA - Health | New | Space Heating | Natural Gas | Gas Boiler - Insulate Steam Lines/Condensate Tank | A | Incremental Summer Peak Savings (MW) | Technical Potential | 0 | 0 | 0 | 0 | 0 | 0 | 0 | 0 | 0 | 0 | 0 | 0 | 0 | 0 | 0 | 0 | 0 | 0 | 0 | 0 | 0 | 0 | 0 | 0 | 0 | 0 | 0
F9_Commercial_WA - Health_New_Space Heating_Natural Gas_Gas Boiler - Insulate Steam Lines/Condensate Tank_A_Technical Potential | F9 | Commercial | WA - Health | New | Space Heating | Natural Gas | Gas Boiler - Insulate Steam Lines/Condensate Tank | A | Incremental Winter Peak Savings (MW) | Technical Potential | 0 | 0 | 0 | 0 | 0 | 0 | 0 | 0 | 0 | 0 | 0 | 0 | 0 | 0 | 0 | 0 | 0 | 0 | 0 | 0 | 0 | 0 | 0 | 0 | 0 | 0 | 0
F10_Commercial_WA - Health_New_Space Heating_Natural Gas_Gas Boiler - Insulate Steam Lines/Condensate Tank_A_Technical Potential | F10 | Commercial | WA - Health | New | Space Heating | Natural Gas | Gas Boiler - Insulate Steam Lines/Condensate Tank | A | Cumulative Energy Savings (MWh or mTherms) | Technical Potential | 0 | 0 | 0 | 0 | 0 | 0 | 0 | 0 | 0 | 0 | 0 | 0 | 0 | 0 | 0 | 0 | 0 | 0 | 0 | 0 | 0 | 0 | 0 | 0 | 0 | 0 | 0
F11_Commercial_WA - Health_New_Space Heating_Natural Gas_Gas Boiler - Insulate Steam Lines/Condensate Tank_A_Technical Potential | F11 | Commercial | WA - Health | New | Space Heating | Natural Gas | Gas Boiler - Insulate Steam Lines/Condensate Tank | A | Cumulative Summer Peak Savings (MW) | Technical Potential | 0 | 0 | 0 | 0 | 0 | 0 | 0 | 0 | 0 | 0 | 0 | 0 | 0 | 0 | 0 | 0 | 0 | 0 | 0 | 0 | 0 | 0 | 0 | 0 | 0 | 0 | 0
F12_Commercial_WA - Health_New_Space Heating_Natural Gas_Gas Boiler - Insulate Steam Lines/Condensate Tank_A_Technical Potential | F12 | Commercial | WA - Health | New | Space Heating | Natural Gas | Gas Boiler - Insulate Steam Lines/Condensate Tank | A | Cumulative Winter Peak Savings (MW) | Technical Potential | 0 | 0 | 0 | 0 | 0 | 0 | 0 | 0 | 0 | 0 | 0 | 0 | 0 | 0 | 0 | 0 | 0 | 0 | 0 | 0 | 0 | 0 | 0 | 0 | 0 | 0 | 0
F13_Commercial_WA - Health_New_Space Heating_Natural Gas_Gas Boiler - Insulate Steam Lines/Condensate Tank_A_Technical Potential | F13 | Commercial | WA - Health | New | Space Heating | Natural Gas | Gas Boiler - Insulate Steam Lines/Condensate Tank | A | Purchases (Incremental) | Technical Potential | 0 | 0 | 0 | 0 | 0 | 0 | 0 | 0 | 0 | 0 | 0 | 0 | 0 | 0 | 0 | 0 | 0 | 0 | 0 | 0 | 0 | 0 | 0 | 0 | 0 | 0 | 0
F14_Commercial_WA - Health_New_Space Heating_Natural Gas_Gas Boiler - Insulate Steam Lines/Condensate Tank_A_Technical Potential | F14 | Commercial | WA - Health | New | Space Heating | Natural Gas | Gas Boiler - Insulate Steam Lines/Condensate Tank | A | Purchases (Cumulative) | Technical Potential | 0 | 0 | 0 | 0 | 0 | 0 | 0 | 0 | 0 | 0 | 0 | 0 | 0 | 0 | 0 | 0 | 0 | 0 | 0 | 0 | 0 | 0 | 0 | 0 | 0 | 0 | 0
F1_Commercial_WA - Health_New_Space Heating_Natural Gas_Gas Boiler - Insulate Hot Water Lines_A_Technical Potential | F1 | Commercial | WA - Health | New | Space Heating | Natural Gas | Gas Boiler - Insulate Hot Water Lines | A | Original Unit Energy Savings (kWh or therms) | Technical Potential | 0 | 0 | 0 | 0 | 0 | 0 | 0 | 0 | 0 | 0 | 0 | 0 | 0 | 0 | 0 | 0 | 0 | 0 | 0 | 0 | 0 | 0 | 0 | 0 | 0 | 0 | 0
F2_Commercial_WA - Health_New_Space Heating_Natural Gas_Gas Boiler - Insulate Hot Water Lines_A_Technical Potential | F2 | Commercial | WA - Health | New | Space Heating | Natural Gas | Gas Boiler - Insulate Hot Water Lines | A | Original Unit Summer Peak Savings (kW) | Technical Potential | 0 | 0 | 0 | 0 | 0 | 0 | 0 | 0 | 0 | 0 | 0 | 0 | 0 | 0 | 0 | 0 | 0 | 0 | 0 | 0 | 0 | 0 | 0 | 0 | 0 | 0 | 0
F3_Commercial_WA - Health_New_Space Heating_Natural Gas_Gas Boiler - Insulate Hot Water Lines_A_Technical Potential | F3 | Commercial | WA - Health | New | Space Heating | Natural Gas | Gas Boiler - Insulate Hot Water Lines | A | Original Unit Winter Peak Savings (kW) | Technical Potential | 0 | 0 | 0 | 0 | 0 | 0 | 0 | 0 | 0 | 0 | 0 | 0 | 0 | 0 | 0 | 0 | 0 | 0 | 0 | 0 | 0 | 0 | 0 | 0 | 0 | 0 | 0
F4_Commercial_WA - Health_New_Space Heating_Natural Gas_Gas Boiler - Insulate Hot Water Lines_A_Technical Potential | F4 | Commercial | WA - Health | New | Space Heating | Natural Gas | Gas Boiler - Insulate Hot Water Lines | A | Standalone Impact on Baseline Energy (%) | Technical Potential | 0 | 0 | 0 | 0 | 0 | 0 | 0 | 0 | 0 | 0 | 0 | 0 | 0 | 0 | 0 | 0 | 0 | 0 | 0 | 0 | 0 | 0 | 0 | 0 | 0 | 0 | 0
F5_Commercial_WA - Health_New_Space Heating_Natural Gas_Gas Boiler - Insulate Hot Water Lines_A_Technical Potential | F5 | Commercial | WA - Health | New | Space Heating | Natural Gas | Gas Boiler - Insulate Hot Water Lines | A | Standalone Impact on Baseline Summer Peak (%) | Technical Potential | 0 | 0 | 0 | 0 | 0 | 0 | 0 | 0 | 0 | 0 | 0 | 0 | 0 | 0 | 0 | 0 | 0 | 0 | 0 | 0 | 0 | 0 | 0 | 0 | 0 | 0 | 0
F6_Commercial_WA - Health_New_Space Heating_Natural Gas_Gas Boiler - Insulate Hot Water Lines_A_Technical Potential | F6 | Commercial | WA - Health | New | Space Heating | Natural Gas | Gas Boiler - Insulate Hot Water Lines | A | Standalone Impact on Baseline Winter Peak (%) | Technical Potential | 0 | 0 | 0 | 0 | 0 | 0 | 0 | 0 | 0 | 0 | 0 | 0 | 0 | 0 | 0 | 0 | 0 | 0 | 0 | 0 | 0 | 0 | 0 | 0 | 0 | 0 | 0
F7_Commercial_WA - Health_New_Space Heating_Natural Gas_Gas Boiler - Insulate Hot Water Lines_A_Technical Potential | F7 | Commercial | WA - Health | New | Space Heating | Natural Gas | Gas Boiler - Insulate Hot Water Lines | A | Incremental Energy Savings (MWh or mTherms) | Technical Potential | 0 | 0 | 0 | 0 | 0 | 0 | 0 | 0 | 0 | 0 | 0 | 0 | 0 | 0 | 0 | 0 | 0 | 0 | 0 | 0 | 0 | 0 | 0 | 0 | 0 | 0 | 0
F8_Commercial_WA - Health_New_Space Heating_Natural Gas_Gas Boiler - Insulate Hot Water Lines_A_Technical Potential | F8 | Commercial | WA - Health | New | Space Heating | Natural Gas | Gas Boiler - Insulate Hot Water Lines | A | Incremental Summer Peak Savings (MW) | Technical Potential | 0 | 0 | 0 | 0 | 0 | 0 | 0 | 0 | 0 | 0 | 0 | 0 | 0 | 0 | 0 | 0 | 0 | 0 | 0 | 0 | 0 | 0 | 0 | 0 | 0 | 0 | 0
F9_Commercial_WA - Health_New_Space Heating_Natural Gas_Gas Boiler - Insulate Hot Water Lines_A_Technical Potential | F9 | Commercial | WA - Health | New | Space Heating | Natural Gas | Gas Boiler - Insulate Hot Water Lines | A | Incremental Winter Peak Savings (MW) | Technical Potential | 0 | 0 | 0 | 0 | 0 | 0 | 0 | 0 | 0 | 0 | 0 | 0 | 0 | 0 | 0 | 0 | 0 | 0 | 0 | 0 | 0 | 0 | 0 | 0 | 0 | 0 | 0
F10_Commercial_WA - Health_New_Space Heating_Natural Gas_Gas Boiler - Insulate Hot Water Lines_A_Technical Potential | F10 | Commercial | WA - Health | New | Space Heating | Natural Gas | Gas Boiler - Insulate Hot Water Lines | A | Cumulative Energy Savings (MWh or mTherms) | Technical Potential | 0 | 0 | 0 | 0 | 0 | 0 | 0 | 0 | 0 | 0 | 0 | 0 | 0 | 0 | 0 | 0 | 0 | 0 | 0 | 0 | 0 | 0 | 0 | 0 | 0 | 0 | 0
F11_Commercial_WA - Health_New_Space Heating_Natural Gas_Gas Boiler - Insulate Hot Water Lines_A_Technical Potential | F11 | Commercial | WA - Health | New | Space Heating | Natural Gas | Gas Boiler - Insulate Hot Water Lines | A | Cumulative Summer Peak Savings (MW) | Technical Potential | 0 | 0 | 0 | 0 | 0 | 0 | 0 | 0 | 0 | 0 | 0 | 0 | 0 | 0 | 0 | 0 | 0 | 0 | 0 | 0 | 0 | 0 | 0 | 0 | 0 | 0 | 0
F12_Commercial_WA - Health_New_Space Heating_Natural Gas_Gas Boiler - Insulate Hot Water Lines_A_Technical Potential | F12 | Commercial | WA - Health | New | Space Heating | Natural Gas | Gas Boiler - Insulate Hot Water Lines | A | Cumulative Winter Peak Savings (MW) | Technical Potential | 0 | 0 | 0 | 0 | 0 | 0 | 0 | 0 | 0 | 0 | 0 | 0 | 0 | 0 | 0 | 0 | 0 | 0 | 0 | 0 | 0 | 0 | 0 | 0 | 0 | 0 | 0
F13_Commercial_WA - Health_New_Space Heating_Natural Gas_Gas Boiler - Insulate Hot Water Lines_A_Technical Potential | F13 | Commercial | WA - Health | New | Space Heating | Natural Gas | Gas Boiler - Insulate Hot Water Lines | A | Purchases (Incremental) | Technical Potential | 0 | 0 | 0 | 0 | 0 | 0 | 0 | 0 | 0 | 0 | 0 | 0 | 0 | 0 | 0 | 0 | 0 | 0 | 0 | 0 | 0 | 0 | 0 | 0 | 0 | 0 | 0
F14_Commercial_WA - Health_New_Space Heating_Natural Gas_Gas Boiler - Insulate Hot Water Lines_A_Technical Potential | F14 | Commercial | WA - Health | New | Space Heating | Natural Gas | Gas Boiler - Insulate Hot Water Lines | A | Purchases (Cumulative) | Technical Potential | 0 | 0 | 0 | 0 | 0 | 0 | 0 | 0 | 0 | 0 | 0 | 0 | 0 | 0 | 0 | 0 | 0 | 0 | 0 | 0 | 0 | 0 | 0 | 0 | 0 | 0 | 0
F1_Commercial_WA - Health_New_Space Heating_Natural Gas_Condensing RTU_A_Technical Potential | F1 | Commercial | WA - Health | New | Space Heating | Natural Gas | Condensing RTU | A | Original Unit Energy Savings (kWh or therms) | Technical Potential | 0 | 0 | 0 | 0 | 0 | 0 | 0 | 0 | 0 | 0 | 0 | 0 | 0 | 0 | 0 | 0 | 0 | 0 | 0 | 0 | 0 | 0 | 0 | 0 | 0 | 0 | 0
F2_Commercial_WA - Health_New_Space Heating_Natural Gas_Condensing RTU_A_Technical Potential | F2 | Commercial | WA - Health | New | Space Heating | Natural Gas | Condensing RTU | A | Original Unit Summer Peak Savings (kW) | Technical Potential | 0 | 0 | 0 | 0 | 0 | 0 | 0 | 0 | 0 | 0 | 0 | 0 | 0 | 0 | 0 | 0 | 0 | 0 | 0 | 0 | 0 | 0 | 0 | 0 | 0 | 0 | 0
F3_Commercial_WA - Health_New_Space Heating_Natural Gas_Condensing RTU_A_Technical Potential | F3 | Commercial | WA - Health | New | Space Heating | Natural Gas | Condensing RTU | A | Original Unit Winter Peak Savings (kW) | Technical Potential | 0 | 0 | 0 | 0 | 0 | 0 | 0 | 0 | 0 | 0 | 0 | 0 | 0 | 0 | 0 | 0 | 0 | 0 | 0 | 0 | 0 | 0 | 0 | 0 | 0 | 0 | 0
F4_Commercial_WA - Health_New_Space Heating_Natural Gas_Condensing RTU_A_Technical Potential | F4 | Commercial | WA - Health | New | Space Heating | Natural Gas | Condensing RTU | A | Standalone Impact on Baseline Energy (%) | Technical Potential | 0 | 0 | 0 | 0 | 0 | 0 | 0 | 0 | 0 | 0 | 0 | 0 | 0 | 0 | 0 | 0 | 0 | 0 | 0 | 0 | 0 | 0 | 0 | 0 | 0 | 0 | 0
F5_Commercial_WA - Health_New_Space Heating_Natural Gas_Condensing RTU_A_Technical Potential | F5 | Commercial | WA - Health | New | Space Heating | Natural Gas | Condensing RTU | A | Standalone Impact on Baseline Summer Peak (%) | Technical Potential | 0 | 0 | 0 | 0 | 0 | 0 | 0 | 0 | 0 | 0 | 0 | 0 | 0 | 0 | 0 | 0 | 0 | 0 | 0 | 0 | 0 | 0 | 0 | 0 | 0 | 0 | 0
F6_Commercial_WA - Health_New_Space Heating_Natural Gas_Condensing RTU_A_Technical Potential | F6 | Commercial | WA - Health | New | Space Heating | Natural Gas | Condensing RTU | A | Standalone Impact on Baseline Winter Peak (%) | Technical Potential | 0 | 0 | 0 | 0 | 0 | 0 | 0 | 0 | 0 | 0 | 0 | 0 | 0 | 0 | 0 | 0 | 0 | 0 | 0 | 0 | 0 | 0 | 0 | 0 | 0 | 0 | 0
F7_Commercial_WA - Health_New_Space Heating_Natural Gas_Condensing RTU_A_Technical Potential | F7 | Commercial | WA - Health | New | Space Heating | Natural Gas | Condensing RTU | A | Incremental Energy Savings (MWh or mTherms) | Technical Potential | 0 | 0 | 0 | 0 | 0 | 0 | 0 | 0 | 0 | 0 | 0 | 0 | 0 | 0 | 0 | 0 | 0 | 0 | 0 | 0 | 0 | 0 | 0 | 0 | 0 | 0 | 0
F8_Commercial_WA - Health_New_Space Heating_Natural Gas_Condensing RTU_A_Technical Potential | F8 | Commercial | WA - Health | New | Space Heating | Natural Gas | Condensing RTU | A | Incremental Summer Peak Savings (MW) | Technical Potential | 0 | 0 | 0 | 0 | 0 | 0 | 0 | 0 | 0 | 0 | 0 | 0 | 0 | 0 | 0 | 0 | 0 | 0 | 0 | 0 | 0 | 0 | 0 | 0 | 0 | 0 | 0
F9_Commercial_WA - Health_New_Space Heating_Natural Gas_Condensing RTU_A_Technical Potential | F9 | Commercial | WA - Health | New | Space Heating | Natural Gas | Condensing RTU | A | Incremental Winter Peak Savings (MW) | Technical Potential | 0 | 0 | 0 | 0 | 0 | 0 | 0 | 0 | 0 | 0 | 0 | 0 | 0 | 0 | 0 | 0 | 0 | 0 | 0 | 0 | 0 | 0 | 0 | 0 | 0 | 0 | 0
F10_Commercial_WA - Health_New_Space Heating_Natural Gas_Condensing RTU_A_Technical Potential | F10 | Commercial | WA - Health | New | Space Heating | Natural Gas | Condensing RTU | A | Cumulative Energy Savings (MWh or mTherms) | Technical Potential | 0 | 0 | 0 | 0 | 0 | 0 | 0 | 0 | 0 | 0 | 0 | 0 | 0 | 0 | 0 | 0 | 0 | 0 | 0 | 0 | 0 | 0 | 0 | 0 | 0 | 0 | 0
F11_Commercial_WA - Health_New_Space Heating_Natural Gas_Condensing RTU_A_Technical Potential | F11 | Commercial | WA - Health | New | Space Heating | Natural Gas | Condensing RTU | A | Cumulative Summer Peak Savings (MW) | Technical Potential | 0 | 0 | 0 | 0 | 0 | 0 | 0 | 0 | 0 | 0 | 0 | 0 | 0 | 0 | 0 | 0 | 0 | 0 | 0 | 0 | 0 | 0 | 0 | 0 | 0 | 0 | 0
F12_Commercial_WA - Health_New_Space Heating_Natural Gas_Condensing RTU_A_Technical Potential | F12 | Commercial | WA - Health | New | Space Heating | Natural Gas | Condensing RTU | A | Cumulative Winter Peak Savings (MW) | Technical Potential | 0 | 0 | 0 | 0 | 0 | 0 | 0 | 0 | 0 | 0 | 0 | 0 | 0 | 0 | 0 | 0 | 0 | 0 | 0 | 0 | 0 | 0 | 0 | 0 | 0 | 0 | 0
F13_Commercial_WA - Health_New_Space Heating_Natural Gas_Condensing RTU_A_Technical Potential | F13 | Commercial | WA - Health | New | Space Heating | Natural Gas | Condensing RTU | A | Purchases (Incremental) | Technical Potential | 0 | 0 | 0 | 0 | 0 | 0 | 0 | 0 | 0 | 0 | 0 | 0 | 0 | 0 | 0 | 0 | 0 | 0 | 0 | 0 | 0 | 0 | 0 | 0 | 0 | 0 | 0
F14_Commercial_WA - Health_New_Space Heating_Natural Gas_Condensing RTU_A_Technical Potential | F14 | Commercial | WA - Health | New | Space Heating | Natural Gas | Condensing RTU | A | Purchases (Cumulative) | Technical Potential | 0 | 0 | 0 | 0 | 0 | 0 | 0 | 0 | 0 | 0 | 0 | 0 | 0 | 0 | 0 | 0 | 0 | 0 | 0 | 0 | 0 | 0 | 0 | 0 | 0 | 0 | 0
F1_Commercial_WA - Health_New_Space Heating_Natural Gas_Hydronic Heating Radiator Replacement_A_Technical Potential | F1 | Commercial | WA - Health | New | Space Heating | Natural Gas | Hydronic Heating Radiator Replacement | A | Original Unit Energy Savings (kWh or therms) | Technical Potential | 0 | 0 | 0 | 0 | 0 | 0 | 0 | 0 | 0 | 0 | 0 | 0 | 0 | 0 | 0 | 0 | 0 | 0 | 0 | 0 | 0 | 0 | 0 | 0 | 0 | 0 | 0
F2_Commercial_WA - Health_New_Space Heating_Natural Gas_Hydronic Heating Radiator Replacement_A_Technical Potential | F2 | Commercial | WA - Health | New | Space Heating | Natural Gas | Hydronic Heating Radiator Replacement | A | Original Unit Summer Peak Savings (kW) | Technical Potential | 0 | 0 | 0 | 0 | 0 | 0 | 0 | 0 | 0 | 0 | 0 | 0 | 0 | 0 | 0 | 0 | 0 | 0 | 0 | 0 | 0 | 0 | 0 | 0 | 0 | 0 | 0
F3_Commercial_WA - Health_New_Space Heating_Natural Gas_Hydronic Heating Radiator Replacement_A_Technical Potential | F3 | Commercial | WA - Health | New | Space Heating | Natural Gas | Hydronic Heating Radiator Replacement | A | Original Unit Winter Peak Savings (kW) | Technical Potential | 0 | 0 | 0 | 0 | 0 | 0 | 0 | 0 | 0 | 0 | 0 | 0 | 0 | 0 | 0 | 0 | 0 | 0 | 0 | 0 | 0 | 0 | 0 | 0 | 0 | 0 | 0
F4_Commercial_WA - Health_New_Space Heating_Natural Gas_Hydronic Heating Radiator Replacement_A_Technical Potential | F4 | Commercial | WA - Health | New | Space Heating | Natural Gas | Hydronic Heating Radiator Replacement | A | Standalone Impact on Baseline Energy (%) | Technical Potential | 0 | 0 | 0 | 0 | 0 | 0 | 0 | 0 | 0 | 0 | 0 | 0 | 0 | 0 | 0 | 0 | 0 | 0 | 0 | 0 | 0 | 0 | 0 | 0 | 0 | 0 | 0
F5_Commercial_WA - Health_New_Space Heating_Natural Gas_Hydronic Heating Radiator Replacement_A_Technical Potential | F5 | Commercial | WA - Health | New | Space Heating | Natural Gas | Hydronic Heating Radiator Replacement | A | Standalone Impact on Baseline Summer Peak (%) | Technical Potential | 0 | 0 | 0 | 0 | 0 | 0 | 0 | 0 | 0 | 0 | 0 | 0 | 0 | 0 | 0 | 0 | 0 | 0 | 0 | 0 | 0 | 0 | 0 | 0 | 0 | 0 | 0
F6_Commercial_WA - Health_New_Space Heating_Natural Gas_Hydronic Heating Radiator Replacement_A_Technical Potential | F6 | Commercial | WA - Health | New | Space Heating | Natural Gas | Hydronic Heating Radiator Replacement | A | Standalone Impact on Baseline Winter Peak (%) | Technical Potential | 0 | 0 | 0 | 0 | 0 | 0 | 0 | 0 | 0 | 0 | 0 | 0 | 0 | 0 | 0 | 0 | 0 | 0 | 0 | 0 | 0 | 0 | 0 | 0 | 0 | 0 | 0
F7_Commercial_WA - Health_New_Space Heating_Natural Gas_Hydronic Heating Radiator Replacement_A_Technical Potential | F7 | Commercial | WA - Health | New | Space Heating | Natural Gas | Hydronic Heating Radiator Replacement | A | Incremental Energy Savings (MWh or mTherms) | Technical Potential | 0 | 0 | 0 | 0 | 0 | 0 | 0 | 0 | 0 | 0 | 0 | 0 | 0 | 0 | 0 | 0 | 0 | 0 | 0 | 0 | 0 | 0 | 0 | 0 | 0 | 0 | 0
F8_Commercial_WA - Health_New_Space Heating_Natural Gas_Hydronic Heating Radiator Replacement_A_Technical Potential | F8 | Commercial | WA - Health | New | Space Heating | Natural Gas | Hydronic Heating Radiator Replacement | A | Incremental Summer Peak Savings (MW) | Technical Potential | 0 | 0 | 0 | 0 | 0 | 0 | 0 | 0 | 0 | 0 | 0 | 0 | 0 | 0 | 0 | 0 | 0 | 0 | 0 | 0 | 0 | 0 | 0 | 0 | 0 | 0 | 0
F9_Commercial_WA - Health_New_Space Heating_Natural Gas_Hydronic Heating Radiator Replacement_A_Technical Potential | F9 | Commercial | WA - Health | New | Space Heating | Natural Gas | Hydronic Heating Radiator Replacement | A | Incremental Winter Peak Savings (MW) | Technical Potential | 0 | 0 | 0 | 0 | 0 | 0 | 0 | 0 | 0 | 0 | 0 | 0 | 0 | 0 | 0 | 0 | 0 | 0 | 0 | 0 | 0 | 0 | 0 | 0 | 0 | 0 | 0
F10_Commercial_WA - Health_New_Space Heating_Natural Gas_Hydronic Heating Radiator Replacement_A_Technical Potential | F10 | Commercial | WA - Health | New | Space Heating | Natural Gas | Hydronic Heating Radiator Replacement | A | Cumulative Energy Savings (MWh or mTherms) | Technical Potential | 0 | 0 | 0 | 0 | 0 | 0 | 0 | 0 | 0 | 0 | 0 | 0 | 0 | 0 | 0 | 0 | 0 | 0 | 0 | 0 | 0 | 0 | 0 | 0 | 0 | 0 | 0
F11_Commercial_WA - Health_New_Space Heating_Natural Gas_Hydronic Heating Radiator Replacement_A_Technical Potential | F11 | Commercial | WA - Health | New | Space Heating | Natural Gas | Hydronic Heating Radiator Replacement | A | Cumulative Summer Peak Savings (MW) | Technical Potential | 0 | 0 | 0 | 0 | 0 | 0 | 0 | 0 | 0 | 0 | 0 | 0 | 0 | 0 | 0 | 0 | 0 | 0 | 0 | 0 | 0 | 0 | 0 | 0 | 0 | 0 | 0
F12_Commercial_WA - Health_New_Space Heating_Natural Gas_Hydronic Heating Radiator Replacement_A_Technical Potential | F12 | Commercial | WA - Health | New | Space Heating | Natural Gas | Hydronic Heating Radiator Replacement | A | Cumulative Winter Peak Savings (MW) | Technical Potential | 0 | 0 | 0 | 0 | 0 | 0 | 0 | 0 | 0 | 0 | 0 | 0 | 0 | 0 | 0 | 0 | 0 | 0 | 0 | 0 | 0 | 0 | 0 | 0 | 0 | 0 | 0
F13_Commercial_WA - Health_New_Space Heating_Natural Gas_Hydronic Heating Radiator Replacement_A_Technical Potential | F13 | Commercial | WA - Health | New | Space Heating | Natural Gas | Hydronic Heating Radiator Replacement | A | Purchases (Incremental) | Technical Potential | 0 | 0 | 0 | 0 | 0 | 0 | 0 | 0 | 0 | 0 | 0 | 0 | 0 | 0 | 0 | 0 | 0 | 0 | 0 | 0 | 0 | 0 | 0 | 0 | 0 | 0 | 0
F14_Commercial_WA - Health_New_Space Heating_Natural Gas_Hydronic Heating Radiator Replacement_A_Technical Potential | F14 | Commercial | WA - Health | New | Space Heating | Natural Gas | Hydronic Heating Radiator Replacement | A | Purchases (Cumulative) | Technical Potential | 0 | 0 | 0 | 0 | 0 | 0 | 0 | 0 | 0 | 0 | 0 | 0 | 0 | 0 | 0 | 0 | 0 | 0 | 0 | 0 | 0 | 0 | 0 | 0 | 0 | 0 | 0
F1_Commercial_WA - Health_New_Space Heating_Natural Gas_Thermostat - Connected_A_Technical Potential | F1 | Commercial | WA - Health | New | Space Heating | Natural Gas | Thermostat - Connected | A | Original Unit Energy Savings (kWh or therms) | Technical Potential | 0 | 0 | 0 | 0 | 0 | 0 | 0 | 0 | 0 | 0 | 0 | 0 | 0 | 0 | 0 | 0 | 0 | 0 | 0 | 0 | 0 | 0 | 0 | 0 | 0 | 0 | 0
F2_Commercial_WA - Health_New_Space Heating_Natural Gas_Thermostat - Connected_A_Technical Potential | F2 | Commercial | WA - Health | New | Space Heating | Natural Gas | Thermostat - Connected | A | Original Unit Summer Peak Savings (kW) | Technical Potential | 0 | 0 | 0 | 0 | 0 | 0 | 0 | 0 | 0 | 0 | 0 | 0 | 0 | 0 | 0 | 0 | 0 | 0 | 0 | 0 | 0 | 0 | 0 | 0 | 0 | 0 | 0
F3_Commercial_WA - Health_New_Space Heating_Natural Gas_Thermostat - Connected_A_Technical Potential | F3 | Commercial | WA - Health | New | Space Heating | Natural Gas | Thermostat - Connected | A | Original Unit Winter Peak Savings (kW) | Technical Potential | 0 | 0 | 0 | 0 | 0 | 0 | 0 | 0 | 0 | 0 | 0 | 0 | 0 | 0 | 0 | 0 | 0 | 0 | 0 | 0 | 0 | 0 | 0 | 0 | 0 | 0 | 0
F4_Commercial_WA - Health_New_Space Heating_Natural Gas_Thermostat - Connected_A_Technical Potential | F4 | Commercial | WA - Health | New | Space Heating | Natural Gas | Thermostat - Connected | A | Standalone Impact on Baseline Energy (%) | Technical Potential | 0 | 0 | 0 | 0 | 0 | 0 | 0 | 0 | 0 | 0 | 0 | 0 | 0 | 0 | 0 | 0 | 0 | 0 | 0 | 0 | 0 | 0 | 0 | 0 | 0 | 0 | 0
F5_Commercial_WA - Health_New_Space Heating_Natural Gas_Thermostat - Connected_A_Technical Potential | F5 | Commercial | WA - Health | New | Space Heating | Natural Gas | Thermostat - Connected | A | Standalone Impact on Baseline Summer Peak (%) | Technical Potential | 0 | 0 | 0 | 0 | 0 | 0 | 0 | 0 | 0 | 0 | 0 | 0 | 0 | 0 | 0 | 0 | 0 | 0 | 0 | 0 | 0 | 0 | 0 | 0 | 0 | 0 | 0
F6_Commercial_WA - Health_New_Space Heating_Natural Gas_Thermostat - Connected_A_Technical Potential | F6 | Commercial | WA - Health | New | Space Heating | Natural Gas | Thermostat - Connected | A | Standalone Impact on Baseline Winter Peak (%) | Technical Potential | 0 | 0 | 0 | 0 | 0 | 0 | 0 | 0 | 0 | 0 | 0 | 0 | 0 | 0 | 0 | 0 | 0 | 0 | 0 | 0 | 0 | 0 | 0 | 0 | 0 | 0 | 0
F7_Commercial_WA - Health_New_Space Heating_Natural Gas_Thermostat - Connected_A_Technical Potential | F7 | Commercial | WA - Health | New | Space Heating | Natural Gas | Thermostat - Connected | A | Incremental Energy Savings (MWh or mTherms) | Technical Potential | 0 | 0 | 0 | 0 | 0 | 0 | 0 | 0 | 0 | 0 | 0 | 0 | 0 | 0 | 0 | 0 | 0 | 0 | 0 | 0 | 0 | 0 | 0 | 0 | 0 | 0 | 0
F8_Commercial_WA - Health_New_Space Heating_Natural Gas_Thermostat - Connected_A_Technical Potential | F8 | Commercial | WA - Health | New | Space Heating | Natural Gas | Thermostat - Connected | A | Incremental Summer Peak Savings (MW) | Technical Potential | 0 | 0 | 0 | 0 | 0 | 0 | 0 | 0 | 0 | 0 | 0 | 0 | 0 | 0 | 0 | 0 | 0 | 0 | 0 | 0 | 0 | 0 | 0 | 0 | 0 | 0 | 0
F9_Commercial_WA - Health_New_Space Heating_Natural Gas_Thermostat - Connected_A_Technical Potential | F9 | Commercial | WA - Health | New | Space Heating | Natural Gas | Thermostat - Connected | A | Incremental Winter Peak Savings (MW) | Technical Potential | 0 | 0 | 0 | 0 | 0 | 0 | 0 | 0 | 0 | 0 | 0 | 0 | 0 | 0 | 0 | 0 | 0 | 0 | 0 | 0 | 0 | 0 | 0 | 0 | 0 | 0 | 0
F10_Commercial_WA - Health_New_Space Heating_Natural Gas_Thermostat - Connected_A_Technical Potential | F10 | Commercial | WA - Health | New | Space Heating | Natural Gas | Thermostat - Connected | A | Cumulative Energy Savings (MWh or mTherms) | Technical Potential | 0 | 0 | 0 | 0 | 0 | 0 | 0 | 0 | 0 | 0 | 0 | 0 | 0 | 0 | 0 | 0 | 0 | 0 | 0 | 0 | 0 | 0 | 0 | 0 | 0 | 0 | 0
F11_Commercial_WA - Health_New_Space Heating_Natural Gas_Thermostat - Connected_A_Technical Potential | F11 | Commercial | WA - Health | New | Space Heating | Natural Gas | Thermostat - Connected | A | Cumulative Summer Peak Savings (MW) | Technical Potential | 0 | 0 | 0 | 0 | 0 | 0 | 0 | 0 | 0 | 0 | 0 | 0 | 0 | 0 | 0 | 0 | 0 | 0 | 0 | 0 | 0 | 0 | 0 | 0 | 0 | 0 | 0
F12_Commercial_WA - Health_New_Space Heating_Natural Gas_Thermostat - Connected_A_Technical Potential | F12 | Commercial | WA - Health | New | Space Heating | Natural Gas | Thermostat - Connected | A | Cumulative Winter Peak Savings (MW) | Technical Potential | 0 | 0 | 0 | 0 | 0 | 0 | 0 | 0 | 0 | 0 | 0 | 0 | 0 | 0 | 0 | 0 | 0 | 0 | 0 | 0 | 0 | 0 | 0 | 0 | 0 | 0 | 0
F13_Commercial_WA - Health_New_Space Heating_Natural Gas_Thermostat - Connected_A_Technical Potential | F13 | Commercial | WA - Health | New | Space Heating | Natural Gas | Thermostat - Connected | A | Purchases (Incremental) | Technical Potential | 0 | 0 | 0 | 0 | 0 | 0 | 0 | 0 | 0 | 0 | 0 | 0 | 0 | 0 | 0 | 0 | 0 | 0 | 0 | 0 | 0 | 0 | 0 | 0 | 0 | 0 | 0
F14_Commercial_WA - Health_New_Space Heating_Natural Gas_Thermostat - Connected_A_Technical Potential | F14 | Commercial | WA - Health | New | Space Heating | Natural Gas | Thermostat - Connected | A | Purchases (Cumulative) | Technical Potential | 0 | 0 | 0 | 0 | 0 | 0 | 0 | 0 | 0 | 0 | 0 | 0 | 0 | 0 | 0 | 0 | 0 | 0 | 0 | 0 | 0 | 0 | 0 | 0 | 0 | 0 | 0
F1_Commercial_WA - Health_New_Water Heating_Natural Gas_Water Heater - Thermostatic Shower Restriction Valve_A_Technical Potential | F1 | Commercial | WA - Health | New | Water Heating | Natural Gas | Water Heater - Thermostatic Shower Restriction Valve | A | Original Unit Energy Savings (kWh or therms) | Technical Potential | 0 | 0 | 0 | 0 | 0 | 0 | 0 | 0 | 0 | 0 | 0 | 0 | 0 | 0 | 0 | 0 | 0 | 0 | 0 | 0 | 0 | 0 | 0 | 0 | 0 | 0 | 0
F2_Commercial_WA - Health_New_Water Heating_Natural Gas_Water Heater - Thermostatic Shower Restriction Valve_A_Technical Potential | F2 | Commercial | WA - Health | New | Water Heating | Natural Gas | Water Heater - Thermostatic Shower Restriction Valve | A | Original Unit Summer Peak Savings (kW) | Technical Potential | 0 | 0 | 0 | 0 | 0 | 0 | 0 | 0 | 0 | 0 | 0 | 0 | 0 | 0 | 0 | 0 | 0 | 0 | 0 | 0 | 0 | 0 | 0 | 0 | 0 | 0 | 0
F3_Commercial_WA - Health_New_Water Heating_Natural Gas_Water Heater - Thermostatic Shower Restriction Valve_A_Technical Potential | F3 | Commercial | WA - Health | New | Water Heating | Natural Gas | Water Heater - Thermostatic Shower Restriction Valve | A | Original Unit Winter Peak Savings (kW) | Technical Potential | 0 | 0 | 0 | 0 | 0 | 0 | 0 | 0 | 0 | 0 | 0 | 0 | 0 | 0 | 0 | 0 | 0 | 0 | 0 | 0 | 0 | 0 | 0 | 0 | 0 | 0 | 0
F4_Commercial_WA - Health_New_Water Heating_Natural Gas_Water Heater - Thermostatic Shower Restriction Valve_A_Technical Potential | F4 | Commercial | WA - Health | New | Water Heating | Natural Gas | Water Heater - Thermostatic Shower Restriction Valve | A | Standalone Impact on Baseline Energy (%) | Technical Potential | 0 | 0 | 0 | 0 | 0 | 0 | 0 | 0 | 0 | 0 | 0 | 0 | 0 | 0 | 0 | 0 | 0 | 0 | 0 | 0 | 0 | 0 | 0 | 0 | 0 | 0 | 0
F5_Commercial_WA - Health_New_Water Heating_Natural Gas_Water Heater - Thermostatic Shower Restriction Valve_A_Technical Potential | F5 | Commercial | WA - Health | New | Water Heating | Natural Gas | Water Heater - Thermostatic Shower Restriction Valve | A | Standalone Impact on Baseline Summer Peak (%) | Technical Potential | 0 | 0 | 0 | 0 | 0 | 0 | 0 | 0 | 0 | 0 | 0 | 0 | 0 | 0 | 0 | 0 | 0 | 0 | 0 | 0 | 0 | 0 | 0 | 0 | 0 | 0 | 0
F6_Commercial_WA - Health_New_Water Heating_Natural Gas_Water Heater - Thermostatic Shower Restriction Valve_A_Technical Potential | F6 | Commercial | WA - Health | New | Water Heating | Natural Gas | Water Heater - Thermostatic Shower Restriction Valve | A | Standalone Impact on Baseline Winter Peak (%) | Technical Potential | 0 | 0 | 0 | 0 | 0 | 0 | 0 | 0 | 0 | 0 | 0 | 0 | 0 | 0 | 0 | 0 | 0 | 0 | 0 | 0 | 0 | 0 | 0 | 0 | 0 | 0 | 0
F7_Commercial_WA - Health_New_Water Heating_Natural Gas_Water Heater - Thermostatic Shower Restriction Valve_A_Technical Potential | F7 | Commercial | WA - Health | New | Water Heating | Natural Gas | Water Heater - Thermostatic Shower Restriction Valve | A | Incremental Energy Savings (MWh or mTherms) | Technical Potential | 0 | 0 | 0 | 0 | 0 | 0 | 0 | 0 | 0 | 0 | 0 | 0 | 0 | 0 | 0 | 0 | 0 | 0 | 0 | 0 | 0 | 0 | 0 | 0 | 0 | 0 | 0
F8_Commercial_WA - Health_New_Water Heating_Natural Gas_Water Heater - Thermostatic Shower Restriction Valve_A_Technical Potential | F8 | Commercial | WA - Health | New | Water Heating | Natural Gas | Water Heater - Thermostatic Shower Restriction Valve | A | Incremental Summer Peak Savings (MW) | Technical Potential | 0 | 0 | 0 | 0 | 0 | 0 | 0 | 0 | 0 | 0 | 0 | 0 | 0 | 0 | 0 | 0 | 0 | 0 | 0 | 0 | 0 | 0 | 0 | 0 | 0 | 0 | 0
F9_Commercial_WA - Health_New_Water Heating_Natural Gas_Water Heater - Thermostatic Shower Restriction Valve_A_Technical Potential | F9 | Commercial | WA - Health | New | Water Heating | Natural Gas | Water Heater - Thermostatic Shower Restriction Valve | A | Incremental Winter Peak Savings (MW) | Technical Potential | 0 | 0 | 0 | 0 | 0 | 0 | 0 | 0 | 0 | 0 | 0 | 0 | 0 | 0 | 0 | 0 | 0 | 0 | 0 | 0 | 0 | 0 | 0 | 0 | 0 | 0 | 0
F10_Commercial_WA - Health_New_Water Heating_Natural Gas_Water Heater - Thermostatic Shower Restriction Valve_A_Technical Potential | F10 | Commercial | WA - Health | New | Water Heating | Natural Gas | Water Heater - Thermostatic Shower Restriction Valve | A | Cumulative Energy Savings (MWh or mTherms) | Technical Potential | 0 | 0 | 0 | 0 | 0 | 0 | 0 | 0 | 0 | 0 | 0 | 0 | 0 | 0 | 0 | 0 | 0 | 0 | 0 | 0 | 0 | 0 | 0 | 0 | 0 | 0 | 0
F11_Commercial_WA - Health_New_Water Heating_Natural Gas_Water Heater - Thermostatic Shower Restriction Valve_A_Technical Potential | F11 | Commercial | WA - Health | New | Water Heating | Natural Gas | Water Heater - Thermostatic Shower Restriction Valve | A | Cumulative Summer Peak Savings (MW) | Technical Potential | 0 | 0 | 0 | 0 | 0 | 0 | 0 | 0 | 0 | 0 | 0 | 0 | 0 | 0 | 0 | 0 | 0 | 0 | 0 | 0 | 0 | 0 | 0 | 0 | 0 | 0 | 0
F12_Commercial_WA - Health_New_Water Heating_Natural Gas_Water Heater - Thermostatic Shower Restriction Valve_A_Technical Potential | F12 | Commercial | WA - Health | New | Water Heating | Natural Gas | Water Heater - Thermostatic Shower Restriction Valve | A | Cumulative Winter Peak Savings (MW) | Technical Potential | 0 | 0 | 0 | 0 | 0 | 0 | 0 | 0 | 0 | 0 | 0 | 0 | 0 | 0 | 0 | 0 | 0 | 0 | 0 | 0 | 0 | 0 | 0 | 0 | 0 | 0 | 0
F13_Commercial_WA - Health_New_Water Heating_Natural Gas_Water Heater - Thermostatic Shower Restriction Valve_A_Technical Potential | F13 | Commercial | WA - Health | New | Water Heating | Natural Gas | Water Heater - Thermostatic Shower Restriction Valve | A | Purchases (Incremental) | Technical Potential | 0 | 0 | 0 | 0 | 0 | 0 | 0 | 0 | 0 | 0 | 0 | 0 | 0 | 0 | 0 | 0 | 0 | 0 | 0 | 0 | 0 | 0 | 0 | 0 | 0 | 0 | 0
F14_Commercial_WA - Health_New_Water Heating_Natural Gas_Water Heater - Thermostatic Shower Restriction Valve_A_Technical Potential | F14 | Commercial | WA - Health | New | Water Heating | Natural Gas | Water Heater - Thermostatic Shower Restriction Valve | A | Purchases (Cumulative) | Technical Potential | 0 | 0 | 0 | 0 | 0 | 0 | 0 | 0 | 0 | 0 | 0 | 0 | 0 | 0 | 0 | 0 | 0 | 0 | 0 | 0 | 0 | 0 | 0 | 0 | 0 | 0 | 0
F1_Commercial_WA - Health_New_Water Heating_Natural Gas_Water Heater - Pre-Rinse Spray Valve_A_Technical Potential | F1 | Commercial | WA - Health | New | Water Heating | Natural Gas | Water Heater - Pre-Rinse Spray Valve | A | Original Unit Energy Savings (kWh or therms) | Technical Potential | 0 | 0 | 0 | 0 | 0 | 0 | 0 | 0 | 0 | 0 | 0 | 0 | 0 | 0 | 0 | 0 | 0 | 0 | 0 | 0 | 0 | 0 | 0 | 0 | 0 | 0 | 0
F2_Commercial_WA - Health_New_Water Heating_Natural Gas_Water Heater - Pre-Rinse Spray Valve_A_Technical Potential | F2 | Commercial | WA - Health | New | Water Heating | Natural Gas | Water Heater - Pre-Rinse Spray Valve | A | Original Unit Summer Peak Savings (kW) | Technical Potential | 0 | 0 | 0 | 0 | 0 | 0 | 0 | 0 | 0 | 0 | 0 | 0 | 0 | 0 | 0 | 0 | 0 | 0 | 0 | 0 | 0 | 0 | 0 | 0 | 0 | 0 | 0
F3_Commercial_WA - Health_New_Water Heating_Natural Gas_Water Heater - Pre-Rinse Spray Valve_A_Technical Potential | F3 | Commercial | WA - Health | New | Water Heating | Natural Gas | Water Heater - Pre-Rinse Spray Valve | A | Original Unit Winter Peak Savings (kW) | Technical Potential | 0 | 0 | 0 | 0 | 0 | 0 | 0 | 0 | 0 | 0 | 0 | 0 | 0 | 0 | 0 | 0 | 0 | 0 | 0 | 0 | 0 | 0 | 0 | 0 | 0 | 0 | 0
F4_Commercial_WA - Health_New_Water Heating_Natural Gas_Water Heater - Pre-Rinse Spray Valve_A_Technical Potential | F4 | Commercial | WA - Health | New | Water Heating | Natural Gas | Water Heater - Pre-Rinse Spray Valve | A | Standalone Impact on Baseline Energy (%) | Technical Potential | 0 | 0 | 0 | 0 | 0 | 0 | 0 | 0 | 0 | 0 | 0 | 0 | 0 | 0 | 0 | 0 | 0 | 0 | 0 | 0 | 0 | 0 | 0 | 0 | 0 | 0 | 0
F5_Commercial_WA - Health_New_Water Heating_Natural Gas_Water Heater - Pre-Rinse Spray Valve_A_Technical Potential | F5 | Commercial | WA - Health | New | Water Heating | Natural Gas | Water Heater - Pre-Rinse Spray Valve | A | Standalone Impact on Baseline Summer Peak (%) | Technical Potential | 0 | 0 | 0 | 0 | 0 | 0 | 0 | 0 | 0 | 0 | 0 | 0 | 0 | 0 | 0 | 0 | 0 | 0 | 0 | 0 | 0 | 0 | 0 | 0 | 0 | 0 | 0
F6_Commercial_WA - Health_New_Water Heating_Natural Gas_Water Heater - Pre-Rinse Spray Valve_A_Technical Potential | F6 | Commercial | WA - Health | New | Water Heating | Natural Gas | Water Heater - Pre-Rinse Spray Valve | A | Standalone Impact on Baseline Winter Peak (%) | Technical Potential | 0 | 0 | 0 | 0 | 0 | 0 | 0 | 0 | 0 | 0 | 0 | 0 | 0 | 0 | 0 | 0 | 0 | 0 | 0 | 0 | 0 | 0 | 0 | 0 | 0 | 0 | 0
F7_Commercial_WA - Health_New_Water Heating_Natural Gas_Water Heater - Pre-Rinse Spray Valve_A_Technical Potential | F7 | Commercial | WA - Health | New | Water Heating | Natural Gas | Water Heater - Pre-Rinse Spray Valve | A | Incremental Energy Savings (MWh or mTherms) | Technical Potential | 0 | 0 | 0 | 0 | 0 | 0 | 0 | 0 | 0 | 0 | 0 | 0 | 0 | 0 | 0 | 0 | 0 | 0 | 0 | 0 | 0 | 0 | 0 | 0 | 0 | 0 | 0
F8_Commercial_WA - Health_New_Water Heating_Natural Gas_Water Heater - Pre-Rinse Spray Valve_A_Technical Potential | F8 | Commercial | WA - Health | New | Water Heating | Natural Gas | Water Heater - Pre-Rinse Spray Valve | A | Incremental Summer Peak Savings (MW) | Technical Potential | 0 | 0 | 0 | 0 | 0 | 0 | 0 | 0 | 0 | 0 | 0 | 0 | 0 | 0 | 0 | 0 | 0 | 0 | 0 | 0 | 0 | 0 | 0 | 0 | 0 | 0 | 0
F9_Commercial_WA - Health_New_Water Heating_Natural Gas_Water Heater - Pre-Rinse Spray Valve_A_Technical Potential | F9 | Commercial | WA - Health | New | Water Heating | Natural Gas | Water Heater - Pre-Rinse Spray Valve | A | Incremental Winter Peak Savings (MW) | Technical Potential | 0 | 0 | 0 | 0 | 0 | 0 | 0 | 0 | 0 | 0 | 0 | 0 | 0 | 0 | 0 | 0 | 0 | 0 | 0 | 0 | 0 | 0 | 0 | 0 | 0 | 0 | 0
F10_Commercial_WA - Health_New_Water Heating_Natural Gas_Water Heater - Pre-Rinse Spray Valve_A_Technical Potential | F10 | Commercial | WA - Health | New | Water Heating | Natural Gas | Water Heater - Pre-Rinse Spray Valve | A | Cumulative Energy Savings (MWh or mTherms) | Technical Potential | 0 | 0 | 0 | 0 | 0 | 0 | 0 | 0 | 0 | 0 | 0 | 0 | 0 | 0 | 0 | 0 | 0 | 0 | 0 | 0 | 0 | 0 | 0 | 0 | 0 | 0 | 0
F11_Commercial_WA - Health_New_Water Heating_Natural Gas_Water Heater - Pre-Rinse Spray Valve_A_Technical Potential | F11 | Commercial | WA - Health | New | Water Heating | Natural Gas | Water Heater - Pre-Rinse Spray Valve | A | Cumulative Summer Peak Savings (MW) | Technical Potential | 0 | 0 | 0 | 0 | 0 | 0 | 0 | 0 | 0 | 0 | 0 | 0 | 0 | 0 | 0 | 0 | 0 | 0 | 0 | 0 | 0 | 0 | 0 | 0 | 0 | 0 | 0
F12_Commercial_WA - Health_New_Water Heating_Natural Gas_Water Heater - Pre-Rinse Spray Valve_A_Technical Potential | F12 | Commercial | WA - Health | New | Water Heating | Natural Gas | Water Heater - Pre-Rinse Spray Valve | A | Cumulative Winter Peak Savings (MW) | Technical Potential | 0 | 0 | 0 | 0 | 0 | 0 | 0 | 0 | 0 | 0 | 0 | 0 | 0 | 0 | 0 | 0 | 0 | 0 | 0 | 0 | 0 | 0 | 0 | 0 | 0 | 0 | 0
F13_Commercial_WA - Health_New_Water Heating_Natural Gas_Water Heater - Pre-Rinse Spray Valve_A_Technical Potential | F13 | Commercial | WA - Health | New | Water Heating | Natural Gas | Water Heater - Pre-Rinse Spray Valve | A | Purchases (Incremental) | Technical Potential | 0 | 0 | 0 | 0 | 0 | 0 | 0 | 0 | 0 | 0 | 0 | 0 | 0 | 0 | 0 | 0 | 0 | 0 | 0 | 0 | 0 | 0 | 0 | 0 | 0 | 0 | 0
F14_Commercial_WA - Health_New_Water Heating_Natural Gas_Water Heater - Pre-Rinse Spray Valve_A_Technical Potential | F14 | Commercial | WA - Health | New | Water Heating | Natural Gas | Water Heater - Pre-Rinse Spray Valve | A | Purchases (Cumulative) | Technical Potential | 0 | 0 | 0 | 0 | 0 | 0 | 0 | 0 | 0 | 0 | 0 | 0 | 0 | 0 | 0 | 0 | 0 | 0 | 0 | 0 | 0 | 0 | 0 | 0 | 0 | 0 | 0
F1_Commercial_WA - Health_New_Water Heating_Natural Gas_Water Heater - Temperature Setback_A_Technical Potential | F1 | Commercial | WA - Health | New | Water Heating | Natural Gas | Water Heater - Temperature Setback | A | Original Unit Energy Savings (kWh or therms) | Technical Potential | 0 | 0 | 0 | 0 | 0 | 0 | 0 | 0 | 0 | 0 | 0 | 0 | 0 | 0 | 0 | 0 | 0 | 0 | 0 | 0 | 0 | 0 | 0 | 0 | 0 | 0 | 0
F2_Commercial_WA - Health_New_Water Heating_Natural Gas_Water Heater - Temperature Setback_A_Technical Potential | F2 | Commercial | WA - Health | New | Water Heating | Natural Gas | Water Heater - Temperature Setback | A | Original Unit Summer Peak Savings (kW) | Technical Potential | 0 | 0 | 0 | 0 | 0 | 0 | 0 | 0 | 0 | 0 | 0 | 0 | 0 | 0 | 0 | 0 | 0 | 0 | 0 | 0 | 0 | 0 | 0 | 0 | 0 | 0 | 0
F3_Commercial_WA - Health_New_Water Heating_Natural Gas_Water Heater - Temperature Setback_A_Technical Potential | F3 | Commercial | WA - Health | New | Water Heating | Natural Gas | Water Heater - Temperature Setback | A | Original Unit Winter Peak Savings (kW) | Technical Potential | 0 | 0 | 0 | 0 | 0 | 0 | 0 | 0 | 0 | 0 | 0 | 0 | 0 | 0 | 0 | 0 | 0 | 0 | 0 | 0 | 0 | 0 | 0 | 0 | 0 | 0 | 0
F4_Commercial_WA - Health_New_Water Heating_Natural Gas_Water Heater - Temperature Setback_A_Technical Potential | F4 | Commercial | WA - Health | New | Water Heating | Natural Gas | Water Heater - Temperature Setback | A | Standalone Impact on Baseline Energy (%) | Technical Potential | 0 | 0 | 0 | 0 | 0 | 0 | 0 | 0 | 0 | 0 | 0 | 0 | 0 | 0 | 0 | 0 | 0 | 0 | 0 | 0 | 0 | 0 | 0 | 0 | 0 | 0 | 0
F5_Commercial_WA - Health_New_Water Heating_Natural Gas_Water Heater - Temperature Setback_A_Technical Potential | F5 | Commercial | WA - Health | New | Water Heating | Natural Gas | Water Heater - Temperature Setback | A | Standalone Impact on Baseline Summer Peak (%) | Technical Potential | 0 | 0 | 0 | 0 | 0 | 0 | 0 | 0 | 0 | 0 | 0 | 0 | 0 | 0 | 0 | 0 | 0 | 0 | 0 | 0 | 0 | 0 | 0 | 0 | 0 | 0 | 0
F6_Commercial_WA - Health_New_Water Heating_Natural Gas_Water Heater - Temperature Setback_A_Technical Potential | F6 | Commercial | WA - Health | New | Water Heating | Natural Gas | Water Heater - Temperature Setback | A | Standalone Impact on Baseline Winter Peak (%) | Technical Potential | 0 | 0 | 0 | 0 | 0 | 0 | 0 | 0 | 0 | 0 | 0 | 0 | 0 | 0 | 0 | 0 | 0 | 0 | 0 | 0 | 0 | 0 | 0 | 0 | 0 | 0 | 0
F7_Commercial_WA - Health_New_Water Heating_Natural Gas_Water Heater - Temperature Setback_A_Technical Potential | F7 | Commercial | WA - Health | New | Water Heating | Natural Gas | Water Heater - Temperature Setback | A | Incremental Energy Savings (MWh or mTherms) | Technical Potential | 0 | 0 | 0 | 0 | 0 | 0 | 0 | 0 | 0 | 0 | 0 | 0 | 0 | 0 | 0 | 0 | 0 | 0 | 0 | 0 | 0 | 0 | 0 | 0 | 0 | 0 | 0
F8_Commercial_WA - Health_New_Water Heating_Natural Gas_Water Heater - Temperature Setback_A_Technical Potential | F8 | Commercial | WA - Health | New | Water Heating | Natural Gas | Water Heater - Temperature Setback | A | Incremental Summer Peak Savings (MW) | Technical Potential | 0 | 0 | 0 | 0 | 0 | 0 | 0 | 0 | 0 | 0 | 0 | 0 | 0 | 0 | 0 | 0 | 0 | 0 | 0 | 0 | 0 | 0 | 0 | 0 | 0 | 0 | 0
F9_Commercial_WA - Health_New_Water Heating_Natural Gas_Water Heater - Temperature Setback_A_Technical Potential | F9 | Commercial | WA - Health | New | Water Heating | Natural Gas | Water Heater - Temperature Setback | A | Incremental Winter Peak Savings (MW) | Technical Potential | 0 | 0 | 0 | 0 | 0 | 0 | 0 | 0 | 0 | 0 | 0 | 0 | 0 | 0 | 0 | 0 | 0 | 0 | 0 | 0 | 0 | 0 | 0 | 0 | 0 | 0 | 0
F10_Commercial_WA - Health_New_Water Heating_Natural Gas_Water Heater - Temperature Setback_A_Technical Potential | F10 | Commercial | WA - Health | New | Water Heating | Natural Gas | Water Heater - Temperature Setback | A | Cumulative Energy Savings (MWh or mTherms) | Technical Potential | 0 | 0 | 0 | 0 | 0 | 0 | 0 | 0 | 0 | 0 | 0 | 0 | 0 | 0 | 0 | 0 | 0 | 0 | 0 | 0 | 0 | 0 | 0 | 0 | 0 | 0 | 0
F11_Commercial_WA - Health_New_Water Heating_Natural Gas_Water Heater - Temperature Setback_A_Technical Potential | F11 | Commercial | WA - Health | New | Water Heating | Natural Gas | Water Heater - Temperature Setback | A | Cumulative Summer Peak Savings (MW) | Technical Potential | 0 | 0 | 0 | 0 | 0 | 0 | 0 | 0 | 0 | 0 | 0 | 0 | 0 | 0 | 0 | 0 | 0 | 0 | 0 | 0 | 0 | 0 | 0 | 0 | 0 | 0 | 0
F12_Commercial_WA - Health_New_Water Heating_Natural Gas_Water Heater - Temperature Setback_A_Technical Potential | F12 | Commercial | WA - Health | New | Water Heating | Natural Gas | Water Heater - Temperature Setback | A | Cumulative Winter Peak Savings (MW) | Technical Potential | 0 | 0 | 0 | 0 | 0 | 0 | 0 | 0 | 0 | 0 | 0 | 0 | 0 | 0 | 0 | 0 | 0 | 0 | 0 | 0 | 0 | 0 | 0 | 0 | 0 | 0 | 0
F13_Commercial_WA - Health_New_Water Heating_Natural Gas_Water Heater - Temperature Setback_A_Technical Potential | F13 | Commercial | WA - Health | New | Water Heating | Natural Gas | Water Heater - Temperature Setback | A | Purchases (Incremental) | Technical Potential | 0 | 0 | 0 | 0 | 0 | 0 | 0 | 0 | 0 | 0 | 0 | 0 | 0 | 0 | 0 | 0 | 0 | 0 | 0 | 0 | 0 | 0 | 0 | 0 | 0 | 0 | 0
F14_Commercial_WA - Health_New_Water Heating_Natural Gas_Water Heater - Temperature Setback_A_Technical Potential | F14 | Commercial | WA - Health | New | Water Heating | Natural Gas | Water Heater - Temperature Setback | A | Purchases (Cumulative) | Technical Potential | 0 | 0 | 0 | 0 | 0 | 0 | 0 | 0 | 0 | 0 | 0 | 0 | 0 | 0 | 0 | 0 | 0 | 0 | 0 | 0 | 0 | 0 | 0 | 0 | 0 | 0 | 0
F1_Commercial_WA - Health_New_Water Heating_Natural Gas_Water Heater - Faucet Aerators_A_Technical Potential | F1 | Commercial | WA - Health | New | Water Heating | Natural Gas | Water Heater - Faucet Aerators | A | Original Unit Energy Savings (kWh or therms) | Technical Potential | 0 | 0 | 0 | 0 | 0 | 0 | 0 | 0 | 0 | 0 | 0 | 0 | 0 | 0 | 0 | 0 | 0 | 0 | 0 | 0 | 0 | 0 | 0 | 0 | 0 | 0 | 0
F2_Commercial_WA - Health_New_Water Heating_Natural Gas_Water Heater - Faucet Aerators_A_Technical Potential | F2 | Commercial | WA - Health | New | Water Heating | Natural Gas | Water Heater - Faucet Aerators | A | Original Unit Summer Peak Savings (kW) | Technical Potential | 0 | 0 | 0 | 0 | 0 | 0 | 0 | 0 | 0 | 0 | 0 | 0 | 0 | 0 | 0 | 0 | 0 | 0 | 0 | 0 | 0 | 0 | 0 | 0 | 0 | 0 | 0
F3_Commercial_WA - Health_New_Water Heating_Natural Gas_Water Heater - Faucet Aerators_A_Technical Potential | F3 | Commercial | WA - Health | New | Water Heating | Natural Gas | Water Heater - Faucet Aerators | A | Original Unit Winter Peak Savings (kW) | Technical Potential | 0 | 0 | 0 | 0 | 0 | 0 | 0 | 0 | 0 | 0 | 0 | 0 | 0 | 0 | 0 | 0 | 0 | 0 | 0 | 0 | 0 | 0 | 0 | 0 | 0 | 0 | 0
F4_Commercial_WA - Health_New_Water Heating_Natural Gas_Water Heater - Faucet Aerators_A_Technical Potential | F4 | Commercial | WA - Health | New | Water Heating | Natural Gas | Water Heater - Faucet Aerators | A | Standalone Impact on Baseline Energy (%) | Technical Potential | 0 | 0 | 0 | 0 | 0 | 0 | 0 | 0 | 0 | 0 | 0 | 0 | 0 | 0 | 0 | 0 | 0 | 0 | 0 | 0 | 0 | 0 | 0 | 0 | 0 | 0 | 0
F5_Commercial_WA - Health_New_Water Heating_Natural Gas_Water Heater - Faucet Aerators_A_Technical Potential | F5 | Commercial | WA - Health | New | Water Heating | Natural Gas | Water Heater - Faucet Aerators | A | Standalone Impact on Baseline Summer Peak (%) | Technical Potential | 0 | 0 | 0 | 0 | 0 | 0 | 0 | 0 | 0 | 0 | 0 | 0 | 0 | 0 | 0 | 0 | 0 | 0 | 0 | 0 | 0 | 0 | 0 | 0 | 0 | 0 | 0
F6_Commercial_WA - Health_New_Water Heating_Natural Gas_Water Heater - Faucet Aerators_A_Technical Potential | F6 | Commercial | WA - Health | New | Water Heating | Natural Gas | Water Heater - Faucet Aerators | A | Standalone Impact on Baseline Winter Peak (%) | Technical Potential | 0 | 0 | 0 | 0 | 0 | 0 | 0 | 0 | 0 | 0 | 0 | 0 | 0 | 0 | 0 | 0 | 0 | 0 | 0 | 0 | 0 | 0 | 0 | 0 | 0 | 0 | 0
F7_Commercial_WA - Health_New_Water Heating_Natural Gas_Water Heater - Faucet Aerators_A_Technical Potential | F7 | Commercial | WA - Health | New | Water Heating | Natural Gas | Water Heater - Faucet Aerators | A | Incremental Energy Savings (MWh or mTherms) | Technical Potential | 0 | 0 | 0 | 0 | 0 | 0 | 0 | 0 | 0 | 0 | 0 | 0 | 0 | 0 | 0 | 0 | 0 | 0 | 0 | 0 | 0 | 0 | 0 | 0 | 0 | 0 | 0
F8_Commercial_WA - Health_New_Water Heating_Natural Gas_Water Heater - Faucet Aerators_A_Technical Potential | F8 | Commercial | WA - Health | New | Water Heating | Natural Gas | Water Heater - Faucet Aerators | A | Incremental Summer Peak Savings (MW) | Technical Potential | 0 | 0 | 0 | 0 | 0 | 0 | 0 | 0 | 0 | 0 | 0 | 0 | 0 | 0 | 0 | 0 | 0 | 0 | 0 | 0 | 0 | 0 | 0 | 0 | 0 | 0 | 0
F9_Commercial_WA - Health_New_Water Heating_Natural Gas_Water Heater - Faucet Aerators_A_Technical Potential | F9 | Commercial | WA - Health | New | Water Heating | Natural Gas | Water Heater - Faucet Aerators | A | Incremental Winter Peak Savings (MW) | Technical Potential | 0 | 0 | 0 | 0 | 0 | 0 | 0 | 0 | 0 | 0 | 0 | 0 | 0 | 0 | 0 | 0 | 0 | 0 | 0 | 0 | 0 | 0 | 0 | 0 | 0 | 0 | 0
F10_Commercial_WA - Health_New_Water Heating_Natural Gas_Water Heater - Faucet Aerators_A_Technical Potential | F10 | Commercial | WA - Health | New | Water Heating | Natural Gas | Water Heater - Faucet Aerators | A | Cumulative Energy Savings (MWh or mTherms) | Technical Potential | 0 | 0 | 0 | 0 | 0 | 0 | 0 | 0 | 0 | 0 | 0 | 0 | 0 | 0 | 0 | 0 | 0 | 0 | 0 | 0 | 0 | 0 | 0 | 0 | 0 | 0 | 0
F11_Commercial_WA - Health_New_Water Heating_Natural Gas_Water Heater - Faucet Aerators_A_Technical Potential | F11 | Commercial | WA - Health | New | Water Heating | Natural Gas | Water Heater - Faucet Aerators | A | Cumulative Summer Peak Savings (MW) | Technical Potential | 0 | 0 | 0 | 0 | 0 | 0 | 0 | 0 | 0 | 0 | 0 | 0 | 0 | 0 | 0 | 0 | 0 | 0 | 0 | 0 | 0 | 0 | 0 | 0 | 0 | 0 | 0
F12_Commercial_WA - Health_New_Water Heating_Natural Gas_Water Heater - Faucet Aerators_A_Technical Potential | F12 | Commercial | WA - Health | New | Water Heating | Natural Gas | Water Heater - Faucet Aerators | A | Cumulative Winter Peak Savings (MW) | Technical Potential | 0 | 0 | 0 | 0 | 0 | 0 | 0 | 0 | 0 | 0 | 0 | 0 | 0 | 0 | 0 | 0 | 0 | 0 | 0 | 0 | 0 | 0 | 0 | 0 | 0 | 0 | 0
F13_Commercial_WA - Health_New_Water Heating_Natural Gas_Water Heater - Faucet Aerators_A_Technical Potential | F13 | Commercial | WA - Health | New | Water Heating | Natural Gas | Water Heater - Faucet Aerators | A | Purchases (Incremental) | Technical Potential | 0 | 0 | 0 | 0 | 0 | 0 | 0 | 0 | 0 | 0 | 0 | 0 | 0 | 0 | 0 | 0 | 0 | 0 | 0 | 0 | 0 | 0 | 0 | 0 | 0 | 0 | 0
F14_Commercial_WA - Health_New_Water Heating_Natural Gas_Water Heater - Faucet Aerators_A_Technical Potential | F14 | Commercial | WA - Health | New | Water Heating | Natural Gas | Water Heater - Faucet Aerators | A | Purchases (Cumulative) | Technical Potential | 0 | 0 | 0 | 0 | 0 | 0 | 0 | 0 | 0 | 0 | 0 | 0 | 0 | 0 | 0 | 0 | 0 | 0 | 0 | 0 | 0 | 0 | 0 | 0 | 0 | 0 | 0
F1_Commercial_WA - Health_New_Water Heating_Natural Gas_Water Heater - Low-Flow Showerheads_A_Technical Potential | F1 | Commercial | WA - Health | New | Water Heating | Natural Gas | Water Heater - Low-Flow Showerheads | A | Original Unit Energy Savings (kWh or therms) | Technical Potential | 0 | 0 | 0 | 0 | 0 | 0 | 0 | 0 | 0 | 0 | 0 | 0 | 0 | 0 | 0 | 0 | 0 | 0 | 0 | 0 | 0 | 0 | 0 | 0 | 0 | 0 | 0
F2_Commercial_WA - Health_New_Water Heating_Natural Gas_Water Heater - Low-Flow Showerheads_A_Technical Potential | F2 | Commercial | WA - Health | New | Water Heating | Natural Gas | Water Heater - Low-Flow Showerheads | A | Original Unit Summer Peak Savings (kW) | Technical Potential | 0 | 0 | 0 | 0 | 0 | 0 | 0 | 0 | 0 | 0 | 0 | 0 | 0 | 0 | 0 | 0 | 0 | 0 | 0 | 0 | 0 | 0 | 0 | 0 | 0 | 0 | 0
F3_Commercial_WA - Health_New_Water Heating_Natural Gas_Water Heater - Low-Flow Showerheads_A_Technical Potential | F3 | Commercial | WA - Health | New | Water Heating | Natural Gas | Water Heater - Low-Flow Showerheads | A | Original Unit Winter Peak Savings (kW) | Technical Potential | 0 | 0 | 0 | 0 | 0 | 0 | 0 | 0 | 0 | 0 | 0 | 0 | 0 | 0 | 0 | 0 | 0 | 0 | 0 | 0 | 0 | 0 | 0 | 0 | 0 | 0 | 0
F4_Commercial_WA - Health_New_Water Heating_Natural Gas_Water Heater - Low-Flow Showerheads_A_Technical Potential | F4 | Commercial | WA - Health | New | Water Heating | Natural Gas | Water Heater - Low-Flow Showerheads | A | Standalone Impact on Baseline Energy (%) | Technical Potential | 0 | 0 | 0 | 0 | 0 | 0 | 0 | 0 | 0 | 0 | 0 | 0 | 0 | 0 | 0 | 0 | 0 | 0 | 0 | 0 | 0 | 0 | 0 | 0 | 0 | 0 | 0
F5_Commercial_WA - Health_New_Water Heating_Natural Gas_Water Heater - Low-Flow Showerheads_A_Technical Potential | F5 | Commercial | WA - Health | New | Water Heating | Natural Gas | Water Heater - Low-Flow Showerheads | A | Standalone Impact on Baseline Summer Peak (%) | Technical Potential | 0 | 0 | 0 | 0 | 0 | 0 | 0 | 0 | 0 | 0 | 0 | 0 | 0 | 0 | 0 | 0 | 0 | 0 | 0 | 0 | 0 | 0 | 0 | 0 | 0 | 0 | 0
F6_Commercial_WA - Health_New_Water Heating_Natural Gas_Water Heater - Low-Flow Showerheads_A_Technical Potential | F6 | Commercial | WA - Health | New | Water Heating | Natural Gas | Water Heater - Low-Flow Showerheads | A | Standalone Impact on Baseline Winter Peak (%) | Technical Potential | 0 | 0 | 0 | 0 | 0 | 0 | 0 | 0 | 0 | 0 | 0 | 0 | 0 | 0 | 0 | 0 | 0 | 0 | 0 | 0 | 0 | 0 | 0 | 0 | 0 | 0 | 0
F7_Commercial_WA - Health_New_Water Heating_Natural Gas_Water Heater - Low-Flow Showerheads_A_Technical Potential | F7 | Commercial | WA - Health | New | Water Heating | Natural Gas | Water Heater - Low-Flow Showerheads | A | Incremental Energy Savings (MWh or mTherms) | Technical Potential | 0 | 0 | 0 | 0 | 0 | 0 | 0 | 0 | 0 | 0 | 0 | 0 | 0 | 0 | 0 | 0 | 0 | 0 | 0 | 0 | 0 | 0 | 0 | 0 | 0 | 0 | 0
F8_Commercial_WA - Health_New_Water Heating_Natural Gas_Water Heater - Low-Flow Showerheads_A_Technical Potential | F8 | Commercial | WA - Health | New | Water Heating | Natural Gas | Water Heater - Low-Flow Showerheads | A | Incremental Summer Peak Savings (MW) | Technical Potential | 0 | 0 | 0 | 0 | 0 | 0 | 0 | 0 | 0 | 0 | 0 | 0 | 0 | 0 | 0 | 0 | 0 | 0 | 0 | 0 | 0 | 0 | 0 | 0 | 0 | 0 | 0
F9_Commercial_WA - Health_New_Water Heating_Natural Gas_Water Heater - Low-Flow Showerheads_A_Technical Potential | F9 | Commercial | WA - Health | New | Water Heating | Natural Gas | Water Heater - Low-Flow Showerheads | A | Incremental Winter Peak Savings (MW) | Technical Potential | 0 | 0 | 0 | 0 | 0 | 0 | 0 | 0 | 0 | 0 | 0 | 0 | 0 | 0 | 0 | 0 | 0 | 0 | 0 | 0 | 0 | 0 | 0 | 0 | 0 | 0 | 0
F10_Commercial_WA - Health_New_Water Heating_Natural Gas_Water Heater - Low-Flow Showerheads_A_Technical Potential | F10 | Commercial | WA - Health | New | Water Heating | Natural Gas | Water Heater - Low-Flow Showerheads | A | Cumulative Energy Savings (MWh or mTherms) | Technical Potential | 0 | 0 | 0 | 0 | 0 | 0 | 0 | 0 | 0 | 0 | 0 | 0 | 0 | 0 | 0 | 0 | 0 | 0 | 0 | 0 | 0 | 0 | 0 | 0 | 0 | 0 | 0
F11_Commercial_WA - Health_New_Water Heating_Natural Gas_Water Heater - Low-Flow Showerheads_A_Technical Potential | F11 | Commercial | WA - Health | New | Water Heating | Natural Gas | Water Heater - Low-Flow Showerheads | A | Cumulative Summer Peak Savings (MW) | Technical Potential | 0 | 0 | 0 | 0 | 0 | 0 | 0 | 0 | 0 | 0 | 0 | 0 | 0 | 0 | 0 | 0 | 0 | 0 | 0 | 0 | 0 | 0 | 0 | 0 | 0 | 0 | 0
F12_Commercial_WA - Health_New_Water Heating_Natural Gas_Water Heater - Low-Flow Showerheads_A_Technical Potential | F12 | Commercial | WA - Health | New | Water Heating | Natural Gas | Water Heater - Low-Flow Showerheads | A | Cumulative Winter Peak Savings (MW) | Technical Potential | 0 | 0 | 0 | 0 | 0 | 0 | 0 | 0 | 0 | 0 | 0 | 0 | 0 | 0 | 0 | 0 | 0 | 0 | 0 | 0 | 0 | 0 | 0 | 0 | 0 | 0 | 0
F13_Commercial_WA - Health_New_Water Heating_Natural Gas_Water Heater - Low-Flow Showerheads_A_Technical Potential | F13 | Commercial | WA - Health | New | Water Heating | Natural Gas | Water Heater - Low-Flow Showerheads | A | Purchases (Incremental) | Technical Potential | 0 | 0 | 0 | 0 | 0 | 0 | 0 | 0 | 0 | 0 | 0 | 0 | 0 | 0 | 0 | 0 | 0 | 0 | 0 | 0 | 0 | 0 | 0 | 0 | 0 | 0 | 0
F14_Commercial_WA - Health_New_Water Heating_Natural Gas_Water Heater - Low-Flow Showerheads_A_Technical Potential | F14 | Commercial | WA - Health | New | Water Heating | Natural Gas | Water Heater - Low-Flow Showerheads | A | Purchases (Cumulative) | Technical Potential | 0 | 0 | 0 | 0 | 0 | 0 | 0 | 0 | 0 | 0 | 0 | 0 | 0 | 0 | 0 | 0 | 0 | 0 | 0 | 0 | 0 | 0 | 0 | 0 | 0 | 0 | 0
F1_Commercial_WA - Health_New_Water Heating_Natural Gas_Water Heater - Tank Blanket/Insulation_A_Technical Potential | F1 | Commercial | WA - Health | New | Water Heating | Natural Gas | Water Heater - Tank Blanket/Insulation | A | Original Unit Energy Savings (kWh or therms) | Technical Potential | 0 | 0 | 0 | 0 | 0 | 0 | 0 | 0 | 0 | 0 | 0 | 0 | 0 | 0 | 0 | 0 | 0 | 0 | 0 | 0 | 0 | 0 | 0 | 0 | 0 | 0 | 0
F2_Commercial_WA - Health_New_Water Heating_Natural Gas_Water Heater - Tank Blanket/Insulation_A_Technical Potential | F2 | Commercial | WA - Health | New | Water Heating | Natural Gas | Water Heater - Tank Blanket/Insulation | A | Original Unit Summer Peak Savings (kW) | Technical Potential | 0 | 0 | 0 | 0 | 0 | 0 | 0 | 0 | 0 | 0 | 0 | 0 | 0 | 0 | 0 | 0 | 0 | 0 | 0 | 0 | 0 | 0 | 0 | 0 | 0 | 0 | 0
F3_Commercial_WA - Health_New_Water Heating_Natural Gas_Water Heater - Tank Blanket/Insulation_A_Technical Potential | F3 | Commercial | WA - Health | New | Water Heating | Natural Gas | Water Heater - Tank Blanket/Insulation | A | Original Unit Winter Peak Savings (kW) | Technical Potential | 0 | 0 | 0 | 0 | 0 | 0 | 0 | 0 | 0 | 0 | 0 | 0 | 0 | 0 | 0 | 0 | 0 | 0 | 0 | 0 | 0 | 0 | 0 | 0 | 0 | 0 | 0
F4_Commercial_WA - Health_New_Water Heating_Natural Gas_Water Heater - Tank Blanket/Insulation_A_Technical Potential | F4 | Commercial | WA - Health | New | Water Heating | Natural Gas | Water Heater - Tank Blanket/Insulation | A | Standalone Impact on Baseline Energy (%) | Technical Potential | 0 | 0 | 0 | 0 | 0 | 0 | 0 | 0 | 0 | 0 | 0 | 0 | 0 | 0 | 0 | 0 | 0 | 0 | 0 | 0 | 0 | 0 | 0 | 0 | 0 | 0 | 0
F5_Commercial_WA - Health_New_Water Heating_Natural Gas_Water Heater - Tank Blanket/Insulation_A_Technical Potential | F5 | Commercial | WA - Health | New | Water Heating | Natural Gas | Water Heater - Tank Blanket/Insulation | A | Standalone Impact on Baseline Summer Peak (%) | Technical Potential | 0 | 0 | 0 | 0 | 0 | 0 | 0 | 0 | 0 | 0 | 0 | 0 | 0 | 0 | 0 | 0 | 0 | 0 | 0 | 0 | 0 | 0 | 0 | 0 | 0 | 0 | 0
F6_Commercial_WA - Health_New_Water Heating_Natural Gas_Water Heater - Tank Blanket/Insulation_A_Technical Potential | F6 | Commercial | WA - Health | New | Water Heating | Natural Gas | Water Heater - Tank Blanket/Insulation | A | Standalone Impact on Baseline Winter Peak (%) | Technical Potential | 0 | 0 | 0 | 0 | 0 | 0 | 0 | 0 | 0 | 0 | 0 | 0 | 0 | 0 | 0 | 0 | 0 | 0 | 0 | 0 | 0 | 0 | 0 | 0 | 0 | 0 | 0
F7_Commercial_WA - Health_New_Water Heating_Natural Gas_Water Heater - Tank Blanket/Insulation_A_Technical Potential | F7 | Commercial | WA - Health | New | Water Heating | Natural Gas | Water Heater - Tank Blanket/Insulation | A | Incremental Energy Savings (MWh or mTherms) | Technical Potential | 0 | 0 | 0 | 0 | 0 | 0 | 0 | 0 | 0 | 0 | 0 | 0 | 0 | 0 | 0 | 0 | 0 | 0 | 0 | 0 | 0 | 0 | 0 | 0 | 0 | 0 | 0
F8_Commercial_WA - Health_New_Water Heating_Natural Gas_Water Heater - Tank Blanket/Insulation_A_Technical Potential | F8 | Commercial | WA - Health | New | Water Heating | Natural Gas | Water Heater - Tank Blanket/Insulation | A | Incremental Summer Peak Savings (MW) | Technical Potential | 0 | 0 | 0 | 0 | 0 | 0 | 0 | 0 | 0 | 0 | 0 | 0 | 0 | 0 | 0 | 0 | 0 | 0 | 0 | 0 | 0 | 0 | 0 | 0 | 0 | 0 | 0
F9_Commercial_WA - Health_New_Water Heating_Natural Gas_Water Heater - Tank Blanket/Insulation_A_Technical Potential | F9 | Commercial | WA - Health | New | Water Heating | Natural Gas | Water Heater - Tank Blanket/Insulation | A | Incremental Winter Peak Savings (MW) | Technical Potential | 0 | 0 | 0 | 0 | 0 | 0 | 0 | 0 | 0 | 0 | 0 | 0 | 0 | 0 | 0 | 0 | 0 | 0 | 0 | 0 | 0 | 0 | 0 | 0 | 0 | 0 | 0
F10_Commercial_WA - Health_New_Water Heating_Natural Gas_Water Heater - Tank Blanket/Insulation_A_Technical Potential | F10 | Commercial | WA - Health | New | Water Heating | Natural Gas | Water Heater - Tank Blanket/Insulation | A | Cumulative Energy Savings (MWh or mTherms) | Technical Potential | 0 | 0 | 0 | 0 | 0 | 0 | 0 | 0 | 0 | 0 | 0 | 0 | 0 | 0 | 0 | 0 | 0 | 0 | 0 | 0 | 0 | 0 | 0 | 0 | 0 | 0 | 0
F11_Commercial_WA - Health_New_Water Heating_Natural Gas_Water Heater - Tank Blanket/Insulation_A_Technical Potential | F11 | Commercial | WA - Health | New | Water Heating | Natural Gas | Water Heater - Tank Blanket/Insulation | A | Cumulative Summer Peak Savings (MW) | Technical Potential | 0 | 0 | 0 | 0 | 0 | 0 | 0 | 0 | 0 | 0 | 0 | 0 | 0 | 0 | 0 | 0 | 0 | 0 | 0 | 0 | 0 | 0 | 0 | 0 | 0 | 0 | 0
F12_Commercial_WA - Health_New_Water Heating_Natural Gas_Water Heater - Tank Blanket/Insulation_A_Technical Potential | F12 | Commercial | WA - Health | New | Water Heating | Natural Gas | Water Heater - Tank Blanket/Insulation | A | Cumulative Winter Peak Savings (MW) | Technical Potential | 0 | 0 | 0 | 0 | 0 | 0 | 0 | 0 | 0 | 0 | 0 | 0 | 0 | 0 | 0 | 0 | 0 | 0 | 0 | 0 | 0 | 0 | 0 | 0 | 0 | 0 | 0
F13_Commercial_WA - Health_New_Water Heating_Natural Gas_Water Heater - Tank Blanket/Insulation_A_Technical Potential | F13 | Commercial | WA - Health | New | Water Heating | Natural Gas | Water Heater - Tank Blanket/Insulation | A | Purchases (Incremental) | Technical Potential | 0 | 0 | 0 | 0 | 0 | 0 | 0 | 0 | 0 | 0 | 0 | 0 | 0 | 0 | 0 | 0 | 0 | 0 | 0 | 0 | 0 | 0 | 0 | 0 | 0 | 0 | 0
F14_Commercial_WA - Health_New_Water Heating_Natural Gas_Water Heater - Tank Blanket/Insulation_A_Technical Potential | F14 | Commercial | WA - Health | New | Water Heating | Natural Gas | Water Heater - Tank Blanket/Insulation | A | Purchases (Cumulative) | Technical Potential | 0 | 0 | 0 | 0 | 0 | 0 | 0 | 0 | 0 | 0 | 0 | 0 | 0 | 0 | 0 | 0 | 0 | 0 | 0 | 0 | 0 | 0 | 0 | 0 | 0 | 0 | 0
F1_Commercial_WA - Health_New_Water Heating_Natural Gas_Water Heater - Drainwater Heat Recovery_A_Technical Potential | F1 | Commercial | WA - Health | New | Water Heating | Natural Gas | Water Heater - Drainwater Heat Recovery | A | Original Unit Energy Savings (kWh or therms) | Technical Potential | 0 | 0 | 0 | 0 | 0 | 0 | 0 | 0 | 0 | 0 | 0 | 0 | 0 | 0 | 0 | 0 | 0 | 0 | 0 | 0 | 0 | 0 | 0 | 0 | 0 | 0 | 0
F2_Commercial_WA - Health_New_Water Heating_Natural Gas_Water Heater - Drainwater Heat Recovery_A_Technical Potential | F2 | Commercial | WA - Health | New | Water Heating | Natural Gas | Water Heater - Drainwater Heat Recovery | A | Original Unit Summer Peak Savings (kW) | Technical Potential | 0 | 0 | 0 | 0 | 0 | 0 | 0 | 0 | 0 | 0 | 0 | 0 | 0 | 0 | 0 | 0 | 0 | 0 | 0 | 0 | 0 | 0 | 0 | 0 | 0 | 0 | 0
F3_Commercial_WA - Health_New_Water Heating_Natural Gas_Water Heater - Drainwater Heat Recovery_A_Technical Potential | F3 | Commercial | WA - Health | New | Water Heating | Natural Gas | Water Heater - Drainwater Heat Recovery | A | Original Unit Winter Peak Savings (kW) | Technical Potential | 0 | 0 | 0 | 0 | 0 | 0 | 0 | 0 | 0 | 0 | 0 | 0 | 0 | 0 | 0 | 0 | 0 | 0 | 0 | 0 | 0 | 0 | 0 | 0 | 0 | 0 | 0
F4_Commercial_WA - Health_New_Water Heating_Natural Gas_Water Heater - Drainwater Heat Recovery_A_Technical Potential | F4 | Commercial | WA - Health | New | Water Heating | Natural Gas | Water Heater - Drainwater Heat Recovery | A | Standalone Impact on Baseline Energy (%) | Technical Potential | 0 | 0 | 0 | 0 | 0 | 0 | 0 | 0 | 0 | 0 | 0 | 0 | 0 | 0 | 0 | 0 | 0 | 0 | 0 | 0 | 0 | 0 | 0 | 0 | 0 | 0 | 0
F5_Commercial_WA - Health_New_Water Heating_Natural Gas_Water Heater - Drainwater Heat Recovery_A_Technical Potential | F5 | Commercial | WA - Health | New | Water Heating | Natural Gas | Water Heater - Drainwater Heat Recovery | A | Standalone Impact on Baseline Summer Peak (%) | Technical Potential | 0 | 0 | 0 | 0 | 0 | 0 | 0 | 0 | 0 | 0 | 0 | 0 | 0 | 0 | 0 | 0 | 0 | 0 | 0 | 0 | 0 | 0 | 0 | 0 | 0 | 0 | 0
F6_Commercial_WA - Health_New_Water Heating_Natural Gas_Water Heater - Drainwater Heat Recovery_A_Technical Potential | F6 | Commercial | WA - Health | New | Water Heating | Natural Gas | Water Heater - Drainwater Heat Recovery | A | Standalone Impact on Baseline Winter Peak (%) | Technical Potential | 0 | 0 | 0 | 0 | 0 | 0 | 0 | 0 | 0 | 0 | 0 | 0 | 0 | 0 | 0 | 0 | 0 | 0 | 0 | 0 | 0 | 0 | 0 | 0 | 0 | 0 | 0
F7_Commercial_WA - Health_New_Water Heating_Natural Gas_Water Heater - Drainwater Heat Recovery_A_Technical Potential | F7 | Commercial | WA - Health | New | Water Heating | Natural Gas | Water Heater - Drainwater Heat Recovery | A | Incremental Energy Savings (MWh or mTherms) | Technical Potential | 0 | 0 | 0 | 0 | 0 | 0 | 0 | 0 | 0 | 0 | 0 | 0 | 0 | 0 | 0 | 0 | 0 | 0 | 0 | 0 | 0 | 0 | 0 | 0 | 0 | 0 | 0
F8_Commercial_WA - Health_New_Water Heating_Natural Gas_Water Heater - Drainwater Heat Recovery_A_Technical Potential | F8 | Commercial | WA - Health | New | Water Heating | Natural Gas | Water Heater - Drainwater Heat Recovery | A | Incremental Summer Peak Savings (MW) | Technical Potential | 0 | 0 | 0 | 0 | 0 | 0 | 0 | 0 | 0 | 0 | 0 | 0 | 0 | 0 | 0 | 0 | 0 | 0 | 0 | 0 | 0 | 0 | 0 | 0 | 0 | 0 | 0
F9_Commercial_WA - Health_New_Water Heating_Natural Gas_Water Heater - Drainwater Heat Recovery_A_Technical Potential | F9 | Commercial | WA - Health | New | Water Heating | Natural Gas | Water Heater - Drainwater Heat Recovery | A | Incremental Winter Peak Savings (MW) | Technical Potential | 0 | 0 | 0 | 0 | 0 | 0 | 0 | 0 | 0 | 0 | 0 | 0 | 0 | 0 | 0 | 0 | 0 | 0 | 0 | 0 | 0 | 0 | 0 | 0 | 0 | 0 | 0
F10_Commercial_WA - Health_New_Water Heating_Natural Gas_Water Heater - Drainwater Heat Recovery_A_Technical Potential | F10 | Commercial | WA - Health | New | Water Heating | Natural Gas | Water Heater - Drainwater Heat Recovery | A | Cumulative Energy Savings (MWh or mTherms) | Technical Potential | 0 | 0 | 0 | 0 | 0 | 0 | 0 | 0 | 0 | 0 | 0 | 0 | 0 | 0 | 0 | 0 | 0 | 0 | 0 | 0 | 0 | 0 | 0 | 0 | 0 | 0 | 0
F11_Commercial_WA - Health_New_Water Heating_Natural Gas_Water Heater - Drainwater Heat Recovery_A_Technical Potential | F11 | Commercial | WA - Health | New | Water Heating | Natural Gas | Water Heater - Drainwater Heat Recovery | A | Cumulative Summer Peak Savings (MW) | Technical Potential | 0 | 0 | 0 | 0 | 0 | 0 | 0 | 0 | 0 | 0 | 0 | 0 | 0 | 0 | 0 | 0 | 0 | 0 | 0 | 0 | 0 | 0 | 0 | 0 | 0 | 0 | 0
F12_Commercial_WA - Health_New_Water Heating_Natural Gas_Water Heater - Drainwater Heat Recovery_A_Technical Potential | F12 | Commercial | WA - Health | New | Water Heating | Natural Gas | Water Heater - Drainwater Heat Recovery | A | Cumulative Winter Peak Savings (MW) | Technical Potential | 0 | 0 | 0 | 0 | 0 | 0 | 0 | 0 | 0 | 0 | 0 | 0 | 0 | 0 | 0 | 0 | 0 | 0 | 0 | 0 | 0 | 0 | 0 | 0 | 0 | 0 | 0
F13_Commercial_WA - Health_New_Water Heating_Natural Gas_Water Heater - Drainwater Heat Recovery_A_Technical Potential | F13 | Commercial | WA - Health | New | Water Heating | Natural Gas | Water Heater - Drainwater Heat Recovery | A | Purchases (Incremental) | Technical Potential | 0 | 0 | 0 | 0 | 0 | 0 | 0 | 0 | 0 | 0 | 0 | 0 | 0 | 0 | 0 | 0 | 0 | 0 | 0 | 0 | 0 | 0 | 0 | 0 | 0 | 0 | 0
F14_Commercial_WA - Health_New_Water Heating_Natural Gas_Water Heater - Drainwater Heat Recovery_A_Technical Potential | F14 | Commercial | WA - Health | New | Water Heating | Natural Gas | Water Heater - Drainwater Heat Recovery | A | Purchases (Cumulative) | Technical Potential | 0 | 0 | 0 | 0 | 0 | 0 | 0 | 0 | 0 | 0 | 0 | 0 | 0 | 0 | 0 | 0 | 0 | 0 | 0 | 0 | 0 | 0 | 0 | 0 | 0 | 0 | 0
F1_Commercial_WA - Health_New_Water Heating_Natural Gas_Water Heater - Circulation Pump Controls_A_Technical Potential | F1 | Commercial | WA - Health | New | Water Heating | Natural Gas | Water Heater - Circulation Pump Controls | A | Original Unit Energy Savings (kWh or therms) | Technical Potential | 0 | 0 | 0 | 0 | 0 | 0 | 0 | 0 | 0 | 0 | 0 | 0 | 0 | 0 | 0 | 0 | 0 | 0 | 0 | 0 | 0 | 0 | 0 | 0 | 0 | 0 | 0
F2_Commercial_WA - Health_New_Water Heating_Natural Gas_Water Heater - Circulation Pump Controls_A_Technical Potential | F2 | Commercial | WA - Health | New | Water Heating | Natural Gas | Water Heater - Circulation Pump Controls | A | Original Unit Summer Peak Savings (kW) | Technical Potential | 0 | 0 | 0 | 0 | 0 | 0 | 0 | 0 | 0 | 0 | 0 | 0 | 0 | 0 | 0 | 0 | 0 | 0 | 0 | 0 | 0 | 0 | 0 | 0 | 0 | 0 | 0
F3_Commercial_WA - Health_New_Water Heating_Natural Gas_Water Heater - Circulation Pump Controls_A_Technical Potential | F3 | Commercial | WA - Health | New | Water Heating | Natural Gas | Water Heater - Circulation Pump Controls | A | Original Unit Winter Peak Savings (kW) | Technical Potential | 0 | 0 | 0 | 0 | 0 | 0 | 0 | 0 | 0 | 0 | 0 | 0 | 0 | 0 | 0 | 0 | 0 | 0 | 0 | 0 | 0 | 0 | 0 | 0 | 0 | 0 | 0
F4_Commercial_WA - Health_New_Water Heating_Natural Gas_Water Heater - Circulation Pump Controls_A_Technical Potential | F4 | Commercial | WA - Health | New | Water Heating | Natural Gas | Water Heater - Circulation Pump Controls | A | Standalone Impact on Baseline Energy (%) | Technical Potential | 0 | 0 | 0 | 0 | 0 | 0 | 0 | 0 | 0 | 0 | 0 | 0 | 0 | 0 | 0 | 0 | 0 | 0 | 0 | 0 | 0 | 0 | 0 | 0 | 0 | 0 | 0
F5_Commercial_WA - Health_New_Water Heating_Natural Gas_Water Heater - Circulation Pump Controls_A_Technical Potential | F5 | Commercial | WA - Health | New | Water Heating | Natural Gas | Water Heater - Circulation Pump Controls | A | Standalone Impact on Baseline Summer Peak (%) | Technical Potential | 0 | 0 | 0 | 0 | 0 | 0 | 0 | 0 | 0 | 0 | 0 | 0 | 0 | 0 | 0 | 0 | 0 | 0 | 0 | 0 | 0 | 0 | 0 | 0 | 0 | 0 | 0
F6_Commercial_WA - Health_New_Water Heating_Natural Gas_Water Heater - Circulation Pump Controls_A_Technical Potential | F6 | Commercial | WA - Health | New | Water Heating | Natural Gas | Water Heater - Circulation Pump Controls | A | Standalone Impact on Baseline Winter Peak (%) | Technical Potential | 0 | 0 | 0 | 0 | 0 | 0 | 0 | 0 | 0 | 0 | 0 | 0 | 0 | 0 | 0 | 0 | 0 | 0 | 0 | 0 | 0 | 0 | 0 | 0 | 0 | 0 | 0
F7_Commercial_WA - Health_New_Water Heating_Natural Gas_Water Heater - Circulation Pump Controls_A_Technical Potential | F7 | Commercial | WA - Health | New | Water Heating | Natural Gas | Water Heater - Circulation Pump Controls | A | Incremental Energy Savings (MWh or mTherms) | Technical Potential | 0 | 0 | 0 | 0 | 0 | 0 | 0 | 0 | 0 | 0 | 0 | 0 | 0 | 0 | 0 | 0 | 0 | 0 | 0 | 0 | 0 | 0 | 0 | 0 | 0 | 0 | 0
F8_Commercial_WA - Health_New_Water Heating_Natural Gas_Water Heater - Circulation Pump Controls_A_Technical Potential | F8 | Commercial | WA - Health | New | Water Heating | Natural Gas | Water Heater - Circulation Pump Controls | A | Incremental Summer Peak Savings (MW) | Technical Potential | 0 | 0 | 0 | 0 | 0 | 0 | 0 | 0 | 0 | 0 | 0 | 0 | 0 | 0 | 0 | 0 | 0 | 0 | 0 | 0 | 0 | 0 | 0 | 0 | 0 | 0 | 0
F9_Commercial_WA - Health_New_Water Heating_Natural Gas_Water Heater - Circulation Pump Controls_A_Technical Potential | F9 | Commercial | WA - Health | New | Water Heating | Natural Gas | Water Heater - Circulation Pump Controls | A | Incremental Winter Peak Savings (MW) | Technical Potential | 0 | 0 | 0 | 0 | 0 | 0 | 0 | 0 | 0 | 0 | 0 | 0 | 0 | 0 | 0 | 0 | 0 | 0 | 0 | 0 | 0 | 0 | 0 | 0 | 0 | 0 | 0
F10_Commercial_WA - Health_New_Water Heating_Natural Gas_Water Heater - Circulation Pump Controls_A_Technical Potential | F10 | Commercial | WA - Health | New | Water Heating | Natural Gas | Water Heater - Circulation Pump Controls | A | Cumulative Energy Savings (MWh or mTherms) | Technical Potential | 0 | 0 | 0 | 0 | 0 | 0 | 0 | 0 | 0 | 0 | 0 | 0 | 0 | 0 | 0 | 0 | 0 | 0 | 0 | 0 | 0 | 0 | 0 | 0 | 0 | 0 | 0
F11_Commercial_WA - Health_New_Water Heating_Natural Gas_Water Heater - Circulation Pump Controls_A_Technical Potential | F11 | Commercial | WA - Health | New | Water Heating | Natural Gas | Water Heater - Circulation Pump Controls | A | Cumulative Summer Peak Savings (MW) | Technical Potential | 0 | 0 | 0 | 0 | 0 | 0 | 0 | 0 | 0 | 0 | 0 | 0 | 0 | 0 | 0 | 0 | 0 | 0 | 0 | 0 | 0 | 0 | 0 | 0 | 0 | 0 | 0
F12_Commercial_WA - Health_New_Water Heating_Natural Gas_Water Heater - Circulation Pump Controls_A_Technical Potential | F12 | Commercial | WA - Health | New | Water Heating | Natural Gas | Water Heater - Circulation Pump Controls | A | Cumulative Winter Peak Savings (MW) | Technical Potential | 0 | 0 | 0 | 0 | 0 | 0 | 0 | 0 | 0 | 0 | 0 | 0 | 0 | 0 | 0 | 0 | 0 | 0 | 0 | 0 | 0 | 0 | 0 | 0 | 0 | 0 | 0
F13_Commercial_WA - Health_New_Water Heating_Natural Gas_Water Heater - Circulation Pump Controls_A_Technical Potential | F13 | Commercial | WA - Health | New | Water Heating | Natural Gas | Water Heater - Circulation Pump Controls | A | Purchases (Incremental) | Technical Potential | 0 | 0 | 0 | 0 | 0 | 0 | 0 | 0 | 0 | 0 | 0 | 0 | 0 | 0 | 0 | 0 | 0 | 0 | 0 | 0 | 0 | 0 | 0 | 0 | 0 | 0 | 0
F14_Commercial_WA - Health_New_Water Heating_Natural Gas_Water Heater - Circulation Pump Controls_A_Technical Potential | F14 | Commercial | WA - Health | New | Water Heating | Natural Gas | Water Heater - Circulation Pump Controls | A | Purchases (Cumulative) | Technical Potential | 0 | 0 | 0 | 0 | 0 | 0 | 0 | 0 | 0 | 0 | 0 | 0 | 0 | 0 | 0 | 0 | 0 | 0 | 0 | 0 | 0 | 0 | 0 | 0 | 0 | 0 | 0
F1_Commercial_WA - Health_New_Water Heating_Natural Gas_Water Heater - Pipe Insulation_A_Technical Potential | F1 | Commercial | WA - Health | New | Water Heating | Natural Gas | Water Heater - Pipe Insulation | A | Original Unit Energy Savings (kWh or therms) | Technical Potential | 0 | 0 | 0 | 0 | 0 | 0 | 0 | 0 | 0 | 0 | 0 | 0 | 0 | 0 | 0 | 0 | 0 | 0 | 0 | 0 | 0 | 0 | 0 | 0 | 0 | 0 | 0
F2_Commercial_WA - Health_New_Water Heating_Natural Gas_Water Heater - Pipe Insulation_A_Technical Potential | F2 | Commercial | WA - Health | New | Water Heating | Natural Gas | Water Heater - Pipe Insulation | A | Original Unit Summer Peak Savings (kW) | Technical Potential | 0 | 0 | 0 | 0 | 0 | 0 | 0 | 0 | 0 | 0 | 0 | 0 | 0 | 0 | 0 | 0 | 0 | 0 | 0 | 0 | 0 | 0 | 0 | 0 | 0 | 0 | 0
F3_Commercial_WA - Health_New_Water Heating_Natural Gas_Water Heater - Pipe Insulation_A_Technical Potential | F3 | Commercial | WA - Health | New | Water Heating | Natural Gas | Water Heater - Pipe Insulation | A | Original Unit Winter Peak Savings (kW) | Technical Potential | 0 | 0 | 0 | 0 | 0 | 0 | 0 | 0 | 0 | 0 | 0 | 0 | 0 | 0 | 0 | 0 | 0 | 0 | 0 | 0 | 0 | 0 | 0 | 0 | 0 | 0 | 0
F4_Commercial_WA - Health_New_Water Heating_Natural Gas_Water Heater - Pipe Insulation_A_Technical Potential | F4 | Commercial | WA - Health | New | Water Heating | Natural Gas | Water Heater - Pipe Insulation | A | Standalone Impact on Baseline Energy (%) | Technical Potential | 0 | 0 | 0 | 0 | 0 | 0 | 0 | 0 | 0 | 0 | 0 | 0 | 0 | 0 | 0 | 0 | 0 | 0 | 0 | 0 | 0 | 0 | 0 | 0 | 0 | 0 | 0
F5_Commercial_WA - Health_New_Water Heating_Natural Gas_Water Heater - Pipe Insulation_A_Technical Potential | F5 | Commercial | WA - Health | New | Water Heating | Natural Gas | Water Heater - Pipe Insulation | A | Standalone Impact on Baseline Summer Peak (%) | Technical Potential | 0 | 0 | 0 | 0 | 0 | 0 | 0 | 0 | 0 | 0 | 0 | 0 | 0 | 0 | 0 | 0 | 0 | 0 | 0 | 0 | 0 | 0 | 0 | 0 | 0 | 0 | 0
F6_Commercial_WA - Health_New_Water Heating_Natural Gas_Water Heater - Pipe Insulation_A_Technical Potential | F6 | Commercial | WA - Health | New | Water Heating | Natural Gas | Water Heater - Pipe Insulation | A | Standalone Impact on Baseline Winter Peak (%) | Technical Potential | 0 | 0 | 0 | 0 | 0 | 0 | 0 | 0 | 0 | 0 | 0 | 0 | 0 | 0 | 0 | 0 | 0 | 0 | 0 | 0 | 0 | 0 | 0 | 0 | 0 | 0 | 0
F7_Commercial_WA - Health_New_Water Heating_Natural Gas_Water Heater - Pipe Insulation_A_Technical Potential | F7 | Commercial | WA - Health | New | Water Heating | Natural Gas | Water Heater - Pipe Insulation | A | Incremental Energy Savings (MWh or mTherms) | Technical Potential | 0 | 0 | 0 | 0 | 0 | 0 | 0 | 0 | 0 | 0 | 0 | 0 | 0 | 0 | 0 | 0 | 0 | 0 | 0 | 0 | 0 | 0 | 0 | 0 | 0 | 0 | 0
F8_Commercial_WA - Health_New_Water Heating_Natural Gas_Water Heater - Pipe Insulation_A_Technical Potential | F8 | Commercial | WA - Health | New | Water Heating | Natural Gas | Water Heater - Pipe Insulation | A | Incremental Summer Peak Savings (MW) | Technical Potential | 0 | 0 | 0 | 0 | 0 | 0 | 0 | 0 | 0 | 0 | 0 | 0 | 0 | 0 | 0 | 0 | 0 | 0 | 0 | 0 | 0 | 0 | 0 | 0 | 0 | 0 | 0
F9_Commercial_WA - Health_New_Water Heating_Natural Gas_Water Heater - Pipe Insulation_A_Technical Potential | F9 | Commercial | WA - Health | New | Water Heating | Natural Gas | Water Heater - Pipe Insulation | A | Incremental Winter Peak Savings (MW) | Technical Potential | 0 | 0 | 0 | 0 | 0 | 0 | 0 | 0 | 0 | 0 | 0 | 0 | 0 | 0 | 0 | 0 | 0 | 0 | 0 | 0 | 0 | 0 | 0 | 0 | 0 | 0 | 0
F10_Commercial_WA - Health_New_Water Heating_Natural Gas_Water Heater - Pipe Insulation_A_Technical Potential | F10 | Commercial | WA - Health | New | Water Heating | Natural Gas | Water Heater - Pipe Insulation | A | Cumulative Energy Savings (MWh or mTherms) | Technical Potential | 0 | 0 | 0 | 0 | 0 | 0 | 0 | 0 | 0 | 0 | 0 | 0 | 0 | 0 | 0 | 0 | 0 | 0 | 0 | 0 | 0 | 0 | 0 | 0 | 0 | 0 | 0
F11_Commercial_WA - Health_New_Water Heating_Natural Gas_Water Heater - Pipe Insulation_A_Technical Potential | F11 | Commercial | WA - Health | New | Water Heating | Natural Gas | Water Heater - Pipe Insulation | A | Cumulative Summer Peak Savings (MW) | Technical Potential | 0 | 0 | 0 | 0 | 0 | 0 | 0 | 0 | 0 | 0 | 0 | 0 | 0 | 0 | 0 | 0 | 0 | 0 | 0 | 0 | 0 | 0 | 0 | 0 | 0 | 0 | 0
F12_Commercial_WA - Health_New_Water Heating_Natural Gas_Water Heater - Pipe Insulation_A_Technical Potential | F12 | Commercial | WA - Health | New | Water Heating | Natural Gas | Water Heater - Pipe Insulation | A | Cumulative Winter Peak Savings (MW) | Technical Potential | 0 | 0 | 0 | 0 | 0 | 0 | 0 | 0 | 0 | 0 | 0 | 0 | 0 | 0 | 0 | 0 | 0 | 0 | 0 | 0 | 0 | 0 | 0 | 0 | 0 | 0 | 0
F13_Commercial_WA - Health_New_Water Heating_Natural Gas_Water Heater - Pipe Insulation_A_Technical Potential | F13 | Commercial | WA - Health | New | Water Heating | Natural Gas | Water Heater - Pipe Insulation | A | Purchases (Incremental) | Technical Potential | 0 | 0 | 0 | 0 | 0 | 0 | 0 | 0 | 0 | 0 | 0 | 0 | 0 | 0 | 0 | 0 | 0 | 0 | 0 | 0 | 0 | 0 | 0 | 0 | 0 | 0 | 0
F14_Commercial_WA - Health_New_Water Heating_Natural Gas_Water Heater - Pipe Insulation_A_Technical Potential | F14 | Commercial | WA - Health | New | Water Heating | Natural Gas | Water Heater - Pipe Insulation | A | Purchases (Cumulative) | Technical Potential | 0 | 0 | 0 | 0 | 0 | 0 | 0 | 0 | 0 | 0 | 0 | 0 | 0 | 0 | 0 | 0 | 0 | 0 | 0 | 0 | 0 | 0 | 0 | 0 | 0 | 0 | 0
F1_Commercial_WA - Health_New_Water Heating_Natural Gas_Water Heater - Motion Control Faucet_A_Technical Potential | F1 | Commercial | WA - Health | New | Water Heating | Natural Gas | Water Heater - Motion Control Faucet | A | Original Unit Energy Savings (kWh or therms) | Technical Potential | 0 | 0 | 0 | 0 | 0 | 0 | 0 | 0 | 0 | 0 | 0 | 0 | 0 | 0 | 0 | 0 | 0 | 0 | 0 | 0 | 0 | 0 | 0 | 0 | 0 | 0 | 0
F2_Commercial_WA - Health_New_Water Heating_Natural Gas_Water Heater - Motion Control Faucet_A_Technical Potential | F2 | Commercial | WA - Health | New | Water Heating | Natural Gas | Water Heater - Motion Control Faucet | A | Original Unit Summer Peak Savings (kW) | Technical Potential | 0 | 0 | 0 | 0 | 0 | 0 | 0 | 0 | 0 | 0 | 0 | 0 | 0 | 0 | 0 | 0 | 0 | 0 | 0 | 0 | 0 | 0 | 0 | 0 | 0 | 0 | 0
F3_Commercial_WA - Health_New_Water Heating_Natural Gas_Water Heater - Motion Control Faucet_A_Technical Potential | F3 | Commercial | WA - Health | New | Water Heating | Natural Gas | Water Heater - Motion Control Faucet | A | Original Unit Winter Peak Savings (kW) | Technical Potential | 0 | 0 | 0 | 0 | 0 | 0 | 0 | 0 | 0 | 0 | 0 | 0 | 0 | 0 | 0 | 0 | 0 | 0 | 0 | 0 | 0 | 0 | 0 | 0 | 0 | 0 | 0
F4_Commercial_WA - Health_New_Water Heating_Natural Gas_Water Heater - Motion Control Faucet_A_Technical Potential | F4 | Commercial | WA - Health | New | Water Heating | Natural Gas | Water Heater - Motion Control Faucet | A | Standalone Impact on Baseline Energy (%) | Technical Potential | 0 | 0 | 0 | 0 | 0 | 0 | 0 | 0 | 0 | 0 | 0 | 0 | 0 | 0 | 0 | 0 | 0 | 0 | 0 | 0 | 0 | 0 | 0 | 0 | 0 | 0 | 0
F5_Commercial_WA - Health_New_Water Heating_Natural Gas_Water Heater - Motion Control Faucet_A_Technical Potential | F5 | Commercial | WA - Health | New | Water Heating | Natural Gas | Water Heater - Motion Control Faucet | A | Standalone Impact on Baseline Summer Peak (%) | Technical Potential | 0 | 0 | 0 | 0 | 0 | 0 | 0 | 0 | 0 | 0 | 0 | 0 | 0 | 0 | 0 | 0 | 0 | 0 | 0 | 0 | 0 | 0 | 0 | 0 | 0 | 0 | 0
F6_Commercial_WA - Health_New_Water Heating_Natural Gas_Water Heater - Motion Control Faucet_A_Technical Potential | F6 | Commercial | WA - Health | New | Water Heating | Natural Gas | Water Heater - Motion Control Faucet | A | Standalone Impact on Baseline Winter Peak (%) | Technical Potential | 0 | 0 | 0 | 0 | 0 | 0 | 0 | 0 | 0 | 0 | 0 | 0 | 0 | 0 | 0 | 0 | 0 | 0 | 0 | 0 | 0 | 0 | 0 | 0 | 0 | 0 | 0
F7_Commercial_WA - Health_New_Water Heating_Natural Gas_Water Heater - Motion Control Faucet_A_Technical Potential | F7 | Commercial | WA - Health | New | Water Heating | Natural Gas | Water Heater - Motion Control Faucet | A | Incremental Energy Savings (MWh or mTherms) | Technical Potential | 0 | 0 | 0 | 0 | 0 | 0 | 0 | 0 | 0 | 0 | 0 | 0 | 0 | 0 | 0 | 0 | 0 | 0 | 0 | 0 | 0 | 0 | 0 | 0 | 0 | 0 | 0
F8_Commercial_WA - Health_New_Water Heating_Natural Gas_Water Heater - Motion Control Faucet_A_Technical Potential | F8 | Commercial | WA - Health | New | Water Heating | Natural Gas | Water Heater - Motion Control Faucet | A | Incremental Summer Peak Savings (MW) | Technical Potential | 0 | 0 | 0 | 0 | 0 | 0 | 0 | 0 | 0 | 0 | 0 | 0 | 0 | 0 | 0 | 0 | 0 | 0 | 0 | 0 | 0 | 0 | 0 | 0 | 0 | 0 | 0
F9_Commercial_WA - Health_New_Water Heating_Natural Gas_Water Heater - Motion Control Faucet_A_Technical Potential | F9 | Commercial | WA - Health | New | Water Heating | Natural Gas | Water Heater - Motion Control Faucet | A | Incremental Winter Peak Savings (MW) | Technical Potential | 0 | 0 | 0 | 0 | 0 | 0 | 0 | 0 | 0 | 0 | 0 | 0 | 0 | 0 | 0 | 0 | 0 | 0 | 0 | 0 | 0 | 0 | 0 | 0 | 0 | 0 | 0
F10_Commercial_WA - Health_New_Water Heating_Natural Gas_Water Heater - Motion Control Faucet_A_Technical Potential | F10 | Commercial | WA - Health | New | Water Heating | Natural Gas | Water Heater - Motion Control Faucet | A | Cumulative Energy Savings (MWh or mTherms) | Technical Potential | 0 | 0 | 0 | 0 | 0 | 0 | 0 | 0 | 0 | 0 | 0 | 0 | 0 | 0 | 0 | 0 | 0 | 0 | 0 | 0 | 0 | 0 | 0 | 0 | 0 | 0 | 0
F11_Commercial_WA - Health_New_Water Heating_Natural Gas_Water Heater - Motion Control Faucet_A_Technical Potential | F11 | Commercial | WA - Health | New | Water Heating | Natural Gas | Water Heater - Motion Control Faucet | A | Cumulative Summer Peak Savings (MW) | Technical Potential | 0 | 0 | 0 | 0 | 0 | 0 | 0 | 0 | 0 | 0 | 0 | 0 | 0 | 0 | 0 | 0 | 0 | 0 | 0 | 0 | 0 | 0 | 0 | 0 | 0 | 0 | 0
F12_Commercial_WA - Health_New_Water Heating_Natural Gas_Water Heater - Motion Control Faucet_A_Technical Potential | F12 | Commercial | WA - Health | New | Water Heating | Natural Gas | Water Heater - Motion Control Faucet | A | Cumulative Winter Peak Savings (MW) | Technical Potential | 0 | 0 | 0 | 0 | 0 | 0 | 0 | 0 | 0 | 0 | 0 | 0 | 0 | 0 | 0 | 0 | 0 | 0 | 0 | 0 | 0 | 0 | 0 | 0 | 0 | 0 | 0
F13_Commercial_WA - Health_New_Water Heating_Natural Gas_Water Heater - Motion Control Faucet_A_Technical Potential | F13 | Commercial | WA - Health | New | Water Heating | Natural Gas | Water Heater - Motion Control Faucet | A | Purchases (Incremental) | Technical Potential | 0 | 0 | 0 | 0 | 0 | 0 | 0 | 0 | 0 | 0 | 0 | 0 | 0 | 0 | 0 | 0 | 0 | 0 | 0 | 0 | 0 | 0 | 0 | 0 | 0 | 0 | 0
F14_Commercial_WA - Health_New_Water Heating_Natural Gas_Water Heater - Motion Control Faucet_A_Technical Potential | F14 | Commercial | WA - Health | New | Water Heating | Natural Gas | Water Heater - Motion Control Faucet | A | Purchases (Cumulative) | Technical Potential | 0 | 0 | 0 | 0 | 0 | 0 | 0 | 0 | 0 | 0 | 0 | 0 | 0 | 0 | 0 | 0 | 0 | 0 | 0 | 0 | 0 | 0 | 0 | 0 | 0 | 0 | 0
F1_Commercial_WA - Health_New_Water Heating_Natural Gas_Water Heater - Solar System_A_Technical Potential | F1 | Commercial | WA - Health | New | Water Heating | Natural Gas | Water Heater - Solar System | A | Original Unit Energy Savings (kWh or therms) | Technical Potential | 0 | 0 | 0 | 0 | 0 | 0 | 0 | 0 | 0 | 0 | 0 | 0 | 0 | 0 | 0 | 0 | 0 | 0 | 0 | 0 | 0 | 0 | 0 | 0 | 0 | 0 | 0
F2_Commercial_WA - Health_New_Water Heating_Natural Gas_Water Heater - Solar System_A_Technical Potential | F2 | Commercial | WA - Health | New | Water Heating | Natural Gas | Water Heater - Solar System | A | Original Unit Summer Peak Savings (kW) | Technical Potential | 0 | 0 | 0 | 0 | 0 | 0 | 0 | 0 | 0 | 0 | 0 | 0 | 0 | 0 | 0 | 0 | 0 | 0 | 0 | 0 | 0 | 0 | 0 | 0 | 0 | 0 | 0
F3_Commercial_WA - Health_New_Water Heating_Natural Gas_Water Heater - Solar System_A_Technical Potential | F3 | Commercial | WA - Health | New | Water Heating | Natural Gas | Water Heater - Solar System | A | Original Unit Winter Peak Savings (kW) | Technical Potential | 0 | 0 | 0 | 0 | 0 | 0 | 0 | 0 | 0 | 0 | 0 | 0 | 0 | 0 | 0 | 0 | 0 | 0 | 0 | 0 | 0 | 0 | 0 | 0 | 0 | 0 | 0
F4_Commercial_WA - Health_New_Water Heating_Natural Gas_Water Heater - Solar System_A_Technical Potential | F4 | Commercial | WA - Health | New | Water Heating | Natural Gas | Water Heater - Solar System | A | Standalone Impact on Baseline Energy (%) | Technical Potential | 0 | 0 | 0 | 0 | 0 | 0 | 0 | 0 | 0 | 0 | 0 | 0 | 0 | 0 | 0 | 0 | 0 | 0 | 0 | 0 | 0 | 0 | 0 | 0 | 0 | 0 | 0
F5_Commercial_WA - Health_New_Water Heating_Natural Gas_Water Heater - Solar System_A_Technical Potential | F5 | Commercial | WA - Health | New | Water Heating | Natural Gas | Water Heater - Solar System | A | Standalone Impact on Baseline Summer Peak (%) | Technical Potential | 0 | 0 | 0 | 0 | 0 | 0 | 0 | 0 | 0 | 0 | 0 | 0 | 0 | 0 | 0 | 0 | 0 | 0 | 0 | 0 | 0 | 0 | 0 | 0 | 0 | 0 | 0
F6_Commercial_WA - Health_New_Water Heating_Natural Gas_Water Heater - Solar System_A_Technical Potential | F6 | Commercial | WA - Health | New | Water Heating | Natural Gas | Water Heater - Solar System | A | Standalone Impact on Baseline Winter Peak (%) | Technical Potential | 0 | 0 | 0 | 0 | 0 | 0 | 0 | 0 | 0 | 0 | 0 | 0 | 0 | 0 | 0 | 0 | 0 | 0 | 0 | 0 | 0 | 0 | 0 | 0 | 0 | 0 | 0
F7_Commercial_WA - Health_New_Water Heating_Natural Gas_Water Heater - Solar System_A_Technical Potential | F7 | Commercial | WA - Health | New | Water Heating | Natural Gas | Water Heater - Solar System | A | Incremental Energy Savings (MWh or mTherms) | Technical Potential | 0 | 0 | 0 | 0 | 0 | 0 | 0 | 0 | 0 | 0 | 0 | 0 | 0 | 0 | 0 | 0 | 0 | 0 | 0 | 0 | 0 | 0 | 0 | 0 | 0 | 0 | 0
F8_Commercial_WA - Health_New_Water Heating_Natural Gas_Water Heater - Solar System_A_Technical Potential | F8 | Commercial | WA - Health | New | Water Heating | Natural Gas | Water Heater - Solar System | A | Incremental Summer Peak Savings (MW) | Technical Potential | 0 | 0 | 0 | 0 | 0 | 0 | 0 | 0 | 0 | 0 | 0 | 0 | 0 | 0 | 0 | 0 | 0 | 0 | 0 | 0 | 0 | 0 | 0 | 0 | 0 | 0 | 0
F9_Commercial_WA - Health_New_Water Heating_Natural Gas_Water Heater - Solar System_A_Technical Potential | F9 | Commercial | WA - Health | New | Water Heating | Natural Gas | Water Heater - Solar System | A | Incremental Winter Peak Savings (MW) | Technical Potential | 0 | 0 | 0 | 0 | 0 | 0 | 0 | 0 | 0 | 0 | 0 | 0 | 0 | 0 | 0 | 0 | 0 | 0 | 0 | 0 | 0 | 0 | 0 | 0 | 0 | 0 | 0
F10_Commercial_WA - Health_New_Water Heating_Natural Gas_Water Heater - Solar System_A_Technical Potential | F10 | Commercial | WA - Health | New | Water Heating | Natural Gas | Water Heater - Solar System | A | Cumulative Energy Savings (MWh or mTherms) | Technical Potential | 0 | 0 | 0 | 0 | 0 | 0 | 0 | 0 | 0 | 0 | 0 | 0 | 0 | 0 | 0 | 0 | 0 | 0 | 0 | 0 | 0 | 0 | 0 | 0 | 0 | 0 | 0
F11_Commercial_WA - Health_New_Water Heating_Natural Gas_Water Heater - Solar System_A_Technical Potential | F11 | Commercial | WA - Health | New | Water Heating | Natural Gas | Water Heater - Solar System | A | Cumulative Summer Peak Savings (MW) | Technical Potential | 0 | 0 | 0 | 0 | 0 | 0 | 0 | 0 | 0 | 0 | 0 | 0 | 0 | 0 | 0 | 0 | 0 | 0 | 0 | 0 | 0 | 0 | 0 | 0 | 0 | 0 | 0
F12_Commercial_WA - Health_New_Water Heating_Natural Gas_Water Heater - Solar System_A_Technical Potential | F12 | Commercial | WA - Health | New | Water Heating | Natural Gas | Water Heater - Solar System | A | Cumulative Winter Peak Savings (MW) | Technical Potential | 0 | 0 | 0 | 0 | 0 | 0 | 0 | 0 | 0 | 0 | 0 | 0 | 0 | 0 | 0 | 0 | 0 | 0 | 0 | 0 | 0 | 0 | 0 | 0 | 0 | 0 | 0
F13_Commercial_WA - Health_New_Water Heating_Natural Gas_Water Heater - Solar System_A_Technical Potential | F13 | Commercial | WA - Health | New | Water Heating | Natural Gas | Water Heater - Solar System | A | Purchases (Incremental) | Technical Potential | 0 | 0 | 0 | 0 | 0 | 0 | 0 | 0 | 0 | 0 | 0 | 0 | 0 | 0 | 0 | 0 | 0 | 0 | 0 | 0 | 0 | 0 | 0 | 0 | 0 | 0 | 0
F14_Commercial_WA - Health_New_Water Heating_Natural Gas_Water Heater - Solar System_A_Technical Potential | F14 | Commercial | WA - Health | New | Water Heating | Natural Gas | Water Heater - Solar System | A | Purchases (Cumulative) | Technical Potential | 0 | 0 | 0 | 0 | 0 | 0 | 0 | 0 | 0 | 0 | 0 | 0 | 0 | 0 | 0 | 0 | 0 | 0 | 0 | 0 | 0 | 0 | 0 | 0 | 0 | 0 | 0
F1_Commercial_WA - Health_New_Water Heating_Natural Gas_Commercial Laundry - Ozone Treatment_A_Technical Potential | F1 | Commercial | WA - Health | New | Water Heating | Natural Gas | Commercial Laundry - Ozone Treatment | A | Original Unit Energy Savings (kWh or therms) | Technical Potential | 0 | 0 | 0 | 0 | 0 | 0 | 0 | 0 | 0 | 0 | 0 | 0 | 0 | 0 | 0 | 0 | 0 | 0 | 0 | 0 | 0 | 0 | 0 | 0 | 0 | 0 | 0
F2_Commercial_WA - Health_New_Water Heating_Natural Gas_Commercial Laundry - Ozone Treatment_A_Technical Potential | F2 | Commercial | WA - Health | New | Water Heating | Natural Gas | Commercial Laundry - Ozone Treatment | A | Original Unit Summer Peak Savings (kW) | Technical Potential | 0 | 0 | 0 | 0 | 0 | 0 | 0 | 0 | 0 | 0 | 0 | 0 | 0 | 0 | 0 | 0 | 0 | 0 | 0 | 0 | 0 | 0 | 0 | 0 | 0 | 0 | 0
F3_Commercial_WA - Health_New_Water Heating_Natural Gas_Commercial Laundry - Ozone Treatment_A_Technical Potential | F3 | Commercial | WA - Health | New | Water Heating | Natural Gas | Commercial Laundry - Ozone Treatment | A | Original Unit Winter Peak Savings (kW) | Technical Potential | 0 | 0 | 0 | 0 | 0 | 0 | 0 | 0 | 0 | 0 | 0 | 0 | 0 | 0 | 0 | 0 | 0 | 0 | 0 | 0 | 0 | 0 | 0 | 0 | 0 | 0 | 0
F4_Commercial_WA - Health_New_Water Heating_Natural Gas_Commercial Laundry - Ozone Treatment_A_Technical Potential | F4 | Commercial | WA - Health | New | Water Heating | Natural Gas | Commercial Laundry - Ozone Treatment | A | Standalone Impact on Baseline Energy (%) | Technical Potential | 0 | 0 | 0 | 0 | 0 | 0 | 0 | 0 | 0 | 0 | 0 | 0 | 0 | 0 | 0 | 0 | 0 | 0 | 0 | 0 | 0 | 0 | 0 | 0 | 0 | 0 | 0
F5_Commercial_WA - Health_New_Water Heating_Natural Gas_Commercial Laundry - Ozone Treatment_A_Technical Potential | F5 | Commercial | WA - Health | New | Water Heating | Natural Gas | Commercial Laundry - Ozone Treatment | A | Standalone Impact on Baseline Summer Peak (%) | Technical Potential | 0 | 0 | 0 | 0 | 0 | 0 | 0 | 0 | 0 | 0 | 0 | 0 | 0 | 0 | 0 | 0 | 0 | 0 | 0 | 0 | 0 | 0 | 0 | 0 | 0 | 0 | 0
F6_Commercial_WA - Health_New_Water Heating_Natural Gas_Commercial Laundry - Ozone Treatment_A_Technical Potential | F6 | Commercial | WA - Health | New | Water Heating | Natural Gas | Commercial Laundry - Ozone Treatment | A | Standalone Impact on Baseline Winter Peak (%) | Technical Potential | 0 | 0 | 0 | 0 | 0 | 0 | 0 | 0 | 0 | 0 | 0 | 0 | 0 | 0 | 0 | 0 | 0 | 0 | 0 | 0 | 0 | 0 | 0 | 0 | 0 | 0 | 0
F7_Commercial_WA - Health_New_Water Heating_Natural Gas_Commercial Laundry - Ozone Treatment_A_Technical Potential | F7 | Commercial | WA - Health | New | Water Heating | Natural Gas | Commercial Laundry - Ozone Treatment | A | Incremental Energy Savings (MWh or mTherms) | Technical Potential | 0 | 0 | 0 | 0 | 0 | 0 | 0 | 0 | 0 | 0 | 0 | 0 | 0 | 0 | 0 | 0 | 0 | 0 | 0 | 0 | 0 | 0 | 0 | 0 | 0 | 0 | 0
F8_Commercial_WA - Health_New_Water Heating_Natural Gas_Commercial Laundry - Ozone Treatment_A_Technical Potential | F8 | Commercial | WA - Health | New | Water Heating | Natural Gas | Commercial Laundry - Ozone Treatment | A | Incremental Summer Peak Savings (MW) | Technical Potential | 0 | 0 | 0 | 0 | 0 | 0 | 0 | 0 | 0 | 0 | 0 | 0 | 0 | 0 | 0 | 0 | 0 | 0 | 0 | 0 | 0 | 0 | 0 | 0 | 0 | 0 | 0
F9_Commercial_WA - Health_New_Water Heating_Natural Gas_Commercial Laundry - Ozone Treatment_A_Technical Potential | F9 | Commercial | WA - Health | New | Water Heating | Natural Gas | Commercial Laundry - Ozone Treatment | A | Incremental Winter Peak Savings (MW) | Technical Potential | 0 | 0 | 0 | 0 | 0 | 0 | 0 | 0 | 0 | 0 | 0 | 0 | 0 | 0 | 0 | 0 | 0 | 0 | 0 | 0 | 0 | 0 | 0 | 0 | 0 | 0 | 0
F10_Commercial_WA - Health_New_Water Heating_Natural Gas_Commercial Laundry - Ozone Treatment_A_Technical Potential | F10 | Commercial | WA - Health | New | Water Heating | Natural Gas | Commercial Laundry - Ozone Treatment | A | Cumulative Energy Savings (MWh or mTherms) | Technical Potential | 0 | 0 | 0 | 0 | 0 | 0 | 0 | 0 | 0 | 0 | 0 | 0 | 0 | 0 | 0 | 0 | 0 | 0 | 0 | 0 | 0 | 0 | 0 | 0 | 0 | 0 | 0
F11_Commercial_WA - Health_New_Water Heating_Natural Gas_Commercial Laundry - Ozone Treatment_A_Technical Potential | F11 | Commercial | WA - Health | New | Water Heating | Natural Gas | Commercial Laundry - Ozone Treatment | A | Cumulative Summer Peak Savings (MW) | Technical Potential | 0 | 0 | 0 | 0 | 0 | 0 | 0 | 0 | 0 | 0 | 0 | 0 | 0 | 0 | 0 | 0 | 0 | 0 | 0 | 0 | 0 | 0 | 0 | 0 | 0 | 0 | 0
F12_Commercial_WA - Health_New_Water Heating_Natural Gas_Commercial Laundry - Ozone Treatment_A_Technical Potential | F12 | Commercial | WA - Health | New | Water Heating | Natural Gas | Commercial Laundry - Ozone Treatment | A | Cumulative Winter Peak Savings (MW) | Technical Potential | 0 | 0 | 0 | 0 | 0 | 0 | 0 | 0 | 0 | 0 | 0 | 0 | 0 | 0 | 0 | 0 | 0 | 0 | 0 | 0 | 0 | 0 | 0 | 0 | 0 | 0 | 0
F13_Commercial_WA - Health_New_Water Heating_Natural Gas_Commercial Laundry - Ozone Treatment_A_Technical Potential | F13 | Commercial | WA - Health | New | Water Heating | Natural Gas | Commercial Laundry - Ozone Treatment | A | Purchases (Incremental) | Technical Potential | 0 | 0 | 0 | 0 | 0 | 0 | 0 | 0 | 0 | 0 | 0 | 0 | 0 | 0 | 0 | 0 | 0 | 0 | 0 | 0 | 0 | 0 | 0 | 0 | 0 | 0 | 0
F14_Commercial_WA - Health_New_Water Heating_Natural Gas_Commercial Laundry - Ozone Treatment_A_Technical Potential | F14 | Commercial | WA - Health | New | Water Heating | Natural Gas | Commercial Laundry - Ozone Treatment | A | Purchases (Cumulative) | Technical Potential | 0 | 0 | 0 | 0 | 0 | 0 | 0 | 0 | 0 | 0 | 0 | 0 | 0 | 0 | 0 | 0 | 0 | 0 | 0 | 0 | 0 | 0 | 0 | 0 | 0 | 0 | 0
F1_Commercial_WA - Health_New_Water Heating_Natural Gas_Commercial Laundry - ENERGY STAR Washer_A_Technical Potential | F1 | Commercial | WA - Health | New | Water Heating | Natural Gas | Commercial Laundry - ENERGY STAR Washer | A | Original Unit Energy Savings (kWh or therms) | Technical Potential | 0 | 0 | 0 | 0 | 0 | 0 | 0 | 0 | 0 | 0 | 0 | 0 | 0 | 0 | 0 | 0 | 0 | 0 | 0 | 0 | 0 | 0 | 0 | 0 | 0 | 0 | 0
F2_Commercial_WA - Health_New_Water Heating_Natural Gas_Commercial Laundry - ENERGY STAR Washer_A_Technical Potential | F2 | Commercial | WA - Health | New | Water Heating | Natural Gas | Commercial Laundry - ENERGY STAR Washer | A | Original Unit Summer Peak Savings (kW) | Technical Potential | 0 | 0 | 0 | 0 | 0 | 0 | 0 | 0 | 0 | 0 | 0 | 0 | 0 | 0 | 0 | 0 | 0 | 0 | 0 | 0 | 0 | 0 | 0 | 0 | 0 | 0 | 0
F3_Commercial_WA - Health_New_Water Heating_Natural Gas_Commercial Laundry - ENERGY STAR Washer_A_Technical Potential | F3 | Commercial | WA - Health | New | Water Heating | Natural Gas | Commercial Laundry - ENERGY STAR Washer | A | Original Unit Winter Peak Savings (kW) | Technical Potential | 0 | 0 | 0 | 0 | 0 | 0 | 0 | 0 | 0 | 0 | 0 | 0 | 0 | 0 | 0 | 0 | 0 | 0 | 0 | 0 | 0 | 0 | 0 | 0 | 0 | 0 | 0
F4_Commercial_WA - Health_New_Water Heating_Natural Gas_Commercial Laundry - ENERGY STAR Washer_A_Technical Potential | F4 | Commercial | WA - Health | New | Water Heating | Natural Gas | Commercial Laundry - ENERGY STAR Washer | A | Standalone Impact on Baseline Energy (%) | Technical Potential | 0 | 0 | 0 | 0 | 0 | 0 | 0 | 0 | 0 | 0 | 0 | 0 | 0 | 0 | 0 | 0 | 0 | 0 | 0 | 0 | 0 | 0 | 0 | 0 | 0 | 0 | 0
F5_Commercial_WA - Health_New_Water Heating_Natural Gas_Commercial Laundry - ENERGY STAR Washer_A_Technical Potential | F5 | Commercial | WA - Health | New | Water Heating | Natural Gas | Commercial Laundry - ENERGY STAR Washer | A | Standalone Impact on Baseline Summer Peak (%) | Technical Potential | 0 | 0 | 0 | 0 | 0 | 0 | 0 | 0 | 0 | 0 | 0 | 0 | 0 | 0 | 0 | 0 | 0 | 0 | 0 | 0 | 0 | 0 | 0 | 0 | 0 | 0 | 0
F6_Commercial_WA - Health_New_Water Heating_Natural Gas_Commercial Laundry - ENERGY STAR Washer_A_Technical Potential | F6 | Commercial | WA - Health | New | Water Heating | Natural Gas | Commercial Laundry - ENERGY STAR Washer | A | Standalone Impact on Baseline Winter Peak (%) | Technical Potential | 0 | 0 | 0 | 0 | 0 | 0 | 0 | 0 | 0 | 0 | 0 | 0 | 0 | 0 | 0 | 0 | 0 | 0 | 0 | 0 | 0 | 0 | 0 | 0 | 0 | 0 | 0
F7_Commercial_WA - Health_New_Water Heating_Natural Gas_Commercial Laundry - ENERGY STAR Washer_A_Technical Potential | F7 | Commercial | WA - Health | New | Water Heating | Natural Gas | Commercial Laundry - ENERGY STAR Washer | A | Incremental Energy Savings (MWh or mTherms) | Technical Potential | 0 | 0 | 0 | 0 | 0 | 0 | 0 | 0 | 0 | 0 | 0 | 0 | 0 | 0 | 0 | 0 | 0 | 0 | 0 | 0 | 0 | 0 | 0 | 0 | 0 | 0 | 0
F8_Commercial_WA - Health_New_Water Heating_Natural Gas_Commercial Laundry - ENERGY STAR Washer_A_Technical Potential | F8 | Commercial | WA - Health | New | Water Heating | Natural Gas | Commercial Laundry - ENERGY STAR Washer | A | Incremental Summer Peak Savings (MW) | Technical Potential | 0 | 0 | 0 | 0 | 0 | 0 | 0 | 0 | 0 | 0 | 0 | 0 | 0 | 0 | 0 | 0 | 0 | 0 | 0 | 0 | 0 | 0 | 0 | 0 | 0 | 0 | 0
F9_Commercial_WA - Health_New_Water Heating_Natural Gas_Commercial Laundry - ENERGY STAR Washer_A_Technical Potential | F9 | Commercial | WA - Health | New | Water Heating | Natural Gas | Commercial Laundry - ENERGY STAR Washer | A | Incremental Winter Peak Savings (MW) | Technical Potential | 0 | 0 | 0 | 0 | 0 | 0 | 0 | 0 | 0 | 0 | 0 | 0 | 0 | 0 | 0 | 0 | 0 | 0 | 0 | 0 | 0 | 0 | 0 | 0 | 0 | 0 | 0
F10_Commercial_WA - Health_New_Water Heating_Natural Gas_Commercial Laundry - ENERGY STAR Washer_A_Technical Potential | F10 | Commercial | WA - Health | New | Water Heating | Natural Gas | Commercial Laundry - ENERGY STAR Washer | A | Cumulative Energy Savings (MWh or mTherms) | Technical Potential | 0 | 0 | 0 | 0 | 0 | 0 | 0 | 0 | 0 | 0 | 0 | 0 | 0 | 0 | 0 | 0 | 0 | 0 | 0 | 0 | 0 | 0 | 0 | 0 | 0 | 0 | 0
F11_Commercial_WA - Health_New_Water Heating_Natural Gas_Commercial Laundry - ENERGY STAR Washer_A_Technical Potential | F11 | Commercial | WA - Health | New | Water Heating | Natural Gas | Commercial Laundry - ENERGY STAR Washer | A | Cumulative Summer Peak Savings (MW) | Technical Potential | 0 | 0 | 0 | 0 | 0 | 0 | 0 | 0 | 0 | 0 | 0 | 0 | 0 | 0 | 0 | 0 | 0 | 0 | 0 | 0 | 0 | 0 | 0 | 0 | 0 | 0 | 0
F12_Commercial_WA - Health_New_Water Heating_Natural Gas_Commercial Laundry - ENERGY STAR Washer_A_Technical Potential | F12 | Commercial | WA - Health | New | Water Heating | Natural Gas | Commercial Laundry - ENERGY STAR Washer | A | Cumulative Winter Peak Savings (MW) | Technical Potential | 0 | 0 | 0 | 0 | 0 | 0 | 0 | 0 | 0 | 0 | 0 | 0 | 0 | 0 | 0 | 0 | 0 | 0 | 0 | 0 | 0 | 0 | 0 | 0 | 0 | 0 | 0
F13_Commercial_WA - Health_New_Water Heating_Natural Gas_Commercial Laundry - ENERGY STAR Washer_A_Technical Potential | F13 | Commercial | WA - Health | New | Water Heating | Natural Gas | Commercial Laundry - ENERGY STAR Washer | A | Purchases (Incremental) | Technical Potential | 0 | 0 | 0 | 0 | 0 | 0 | 0 | 0 | 0 | 0 | 0 | 0 | 0 | 0 | 0 | 0 | 0 | 0 | 0 | 0 | 0 | 0 | 0 | 0 | 0 | 0 | 0
F14_Commercial_WA - Health_New_Water Heating_Natural Gas_Commercial Laundry - ENERGY STAR Washer_A_Technical Potential | F14 | Commercial | WA - Health | New | Water Heating | Natural Gas | Commercial Laundry - ENERGY STAR Washer | A | Purchases (Cumulative) | Technical Potential | 0 | 0 | 0 | 0 | 0 | 0 | 0 | 0 | 0 | 0 | 0 | 0 | 0 | 0 | 0 | 0 | 0 | 0 | 0 | 0 | 0 | 0 | 0 | 0 | 0 | 0 | 0
F1_Commercial_WA - Health_New_Water Heating_Natural Gas_Water Heater - Efficient Dishwasher_A_Technical Potential | F1 | Commercial | WA - Health | New | Water Heating | Natural Gas | Water Heater - Efficient Dishwasher | A | Original Unit Energy Savings (kWh or therms) | Technical Potential | 0 | 0 | 0 | 0 | 0 | 0 | 0 | 0 | 0 | 0 | 0 | 0 | 0 | 0 | 0 | 0 | 0 | 0 | 0 | 0 | 0 | 0 | 0 | 0 | 0 | 0 | 0
F2_Commercial_WA - Health_New_Water Heating_Natural Gas_Water Heater - Efficient Dishwasher_A_Technical Potential | F2 | Commercial | WA - Health | New | Water Heating | Natural Gas | Water Heater - Efficient Dishwasher | A | Original Unit Summer Peak Savings (kW) | Technical Potential | 0 | 0 | 0 | 0 | 0 | 0 | 0 | 0 | 0 | 0 | 0 | 0 | 0 | 0 | 0 | 0 | 0 | 0 | 0 | 0 | 0 | 0 | 0 | 0 | 0 | 0 | 0
F3_Commercial_WA - Health_New_Water Heating_Natural Gas_Water Heater - Efficient Dishwasher_A_Technical Potential | F3 | Commercial | WA - Health | New | Water Heating | Natural Gas | Water Heater - Efficient Dishwasher | A | Original Unit Winter Peak Savings (kW) | Technical Potential | 0 | 0 | 0 | 0 | 0 | 0 | 0 | 0 | 0 | 0 | 0 | 0 | 0 | 0 | 0 | 0 | 0 | 0 | 0 | 0 | 0 | 0 | 0 | 0 | 0 | 0 | 0
F4_Commercial_WA - Health_New_Water Heating_Natural Gas_Water Heater - Efficient Dishwasher_A_Technical Potential | F4 | Commercial | WA - Health | New | Water Heating | Natural Gas | Water Heater - Efficient Dishwasher | A | Standalone Impact on Baseline Energy (%) | Technical Potential | 0 | 0 | 0 | 0 | 0 | 0 | 0 | 0 | 0 | 0 | 0 | 0 | 0 | 0 | 0 | 0 | 0 | 0 | 0 | 0 | 0 | 0 | 0 | 0 | 0 | 0 | 0
F5_Commercial_WA - Health_New_Water Heating_Natural Gas_Water Heater - Efficient Dishwasher_A_Technical Potential | F5 | Commercial | WA - Health | New | Water Heating | Natural Gas | Water Heater - Efficient Dishwasher | A | Standalone Impact on Baseline Summer Peak (%) | Technical Potential | 0 | 0 | 0 | 0 | 0 | 0 | 0 | 0 | 0 | 0 | 0 | 0 | 0 | 0 | 0 | 0 | 0 | 0 | 0 | 0 | 0 | 0 | 0 | 0 | 0 | 0 | 0
F6_Commercial_WA - Health_New_Water Heating_Natural Gas_Water Heater - Efficient Dishwasher_A_Technical Potential | F6 | Commercial | WA - Health | New | Water Heating | Natural Gas | Water Heater - Efficient Dishwasher | A | Standalone Impact on Baseline Winter Peak (%) | Technical Potential | 0 | 0 | 0 | 0 | 0 | 0 | 0 | 0 | 0 | 0 | 0 | 0 | 0 | 0 | 0 | 0 | 0 | 0 | 0 | 0 | 0 | 0 | 0 | 0 | 0 | 0 | 0
F7_Commercial_WA - Health_New_Water Heating_Natural Gas_Water Heater - Efficient Dishwasher_A_Technical Potential | F7 | Commercial | WA - Health | New | Water Heating | Natural Gas | Water Heater - Efficient Dishwasher | A | Incremental Energy Savings (MWh or mTherms) | Technical Potential | 0 | 0 | 0 | 0 | 0 | 0 | 0 | 0 | 0 | 0 | 0 | 0 | 0 | 0 | 0 | 0 | 0 | 0 | 0 | 0 | 0 | 0 | 0 | 0 | 0 | 0 | 0
F8_Commercial_WA - Health_New_Water Heating_Natural Gas_Water Heater - Efficient Dishwasher_A_Technical Potential | F8 | Commercial | WA - Health | New | Water Heating | Natural Gas | Water Heater - Efficient Dishwasher | A | Incremental Summer Peak Savings (MW) | Technical Potential | 0 | 0 | 0 | 0 | 0 | 0 | 0 | 0 | 0 | 0 | 0 | 0 | 0 | 0 | 0 | 0 | 0 | 0 | 0 | 0 | 0 | 0 | 0 | 0 | 0 | 0 | 0
F9_Commercial_WA - Health_New_Water Heating_Natural Gas_Water Heater - Efficient Dishwasher_A_Technical Potential | F9 | Commercial | WA - Health | New | Water Heating | Natural Gas | Water Heater - Efficient Dishwasher | A | Incremental Winter Peak Savings (MW) | Technical Potential | 0 | 0 | 0 | 0 | 0 | 0 | 0 | 0 | 0 | 0 | 0 | 0 | 0 | 0 | 0 | 0 | 0 | 0 | 0 | 0 | 0 | 0 | 0 | 0 | 0 | 0 | 0
F10_Commercial_WA - Health_New_Water Heating_Natural Gas_Water Heater - Efficient Dishwasher_A_Technical Potential | F10 | Commercial | WA - Health | New | Water Heating | Natural Gas | Water Heater - Efficient Dishwasher | A | Cumulative Energy Savings (MWh or mTherms) | Technical Potential | 0 | 0 | 0 | 0 | 0 | 0 | 0 | 0 | 0 | 0 | 0 | 0 | 0 | 0 | 0 | 0 | 0 | 0 | 0 | 0 | 0 | 0 | 0 | 0 | 0 | 0 | 0
F11_Commercial_WA - Health_New_Water Heating_Natural Gas_Water Heater - Efficient Dishwasher_A_Technical Potential | F11 | Commercial | WA - Health | New | Water Heating | Natural Gas | Water Heater - Efficient Dishwasher | A | Cumulative Summer Peak Savings (MW) | Technical Potential | 0 | 0 | 0 | 0 | 0 | 0 | 0 | 0 | 0 | 0 | 0 | 0 | 0 | 0 | 0 | 0 | 0 | 0 | 0 | 0 | 0 | 0 | 0 | 0 | 0 | 0 | 0
F12_Commercial_WA - Health_New_Water Heating_Natural Gas_Water Heater - Efficient Dishwasher_A_Technical Potential | F12 | Commercial | WA - Health | New | Water Heating | Natural Gas | Water Heater - Efficient Dishwasher | A | Cumulative Winter Peak Savings (MW) | Technical Potential | 0 | 0 | 0 | 0 | 0 | 0 | 0 | 0 | 0 | 0 | 0 | 0 | 0 | 0 | 0 | 0 | 0 | 0 | 0 | 0 | 0 | 0 | 0 | 0 | 0 | 0 | 0
F13_Commercial_WA - Health_New_Water Heating_Natural Gas_Water Heater - Efficient Dishwasher_A_Technical Potential | F13 | Commercial | WA - Health | New | Water Heating | Natural Gas | Water Heater - Efficient Dishwasher | A | Purchases (Incremental) | Technical Potential | 0 | 0 | 0 | 0 | 0 | 0 | 0 | 0 | 0 | 0 | 0 | 0 | 0 | 0 | 0 | 0 | 0 | 0 | 0 | 0 | 0 | 0 | 0 | 0 | 0 | 0 | 0
F14_Commercial_WA - Health_New_Water Heating_Natural Gas_Water Heater - Efficient Dishwasher_A_Technical Potential | F14 | Commercial | WA - Health | New | Water Heating | Natural Gas | Water Heater - Efficient Dishwasher | A | Purchases (Cumulative) | Technical Potential | 0 | 0 | 0 | 0 | 0 | 0 | 0 | 0 | 0 | 0 | 0 | 0 | 0 | 0 | 0 | 0 | 0 | 0 | 0 | 0 | 0 | 0 | 0 | 0 | 0 | 0 | 0
F1_Commercial_WA - Health_New_Water Heating_Natural Gas_Commercial Laundry - Alternative Dry-Cleaning Methods_A_Technical Potential | F1 | Commercial | WA - Health | New | Water Heating | Natural Gas | Commercial Laundry - Alternative Dry-Cleaning Methods | A | Original Unit Energy Savings (kWh or therms) | Technical Potential | 0 | 0 | 0 | 0 | 0 | 0 | 0 | 0 | 0 | 0 | 0 | 0 | 0 | 0 | 0 | 0 | 0 | 0 | 0 | 0 | 0 | 0 | 0 | 0 | 0 | 0 | 0
F2_Commercial_WA - Health_New_Water Heating_Natural Gas_Commercial Laundry - Alternative Dry-Cleaning Methods_A_Technical Potential | F2 | Commercial | WA - Health | New | Water Heating | Natural Gas | Commercial Laundry - Alternative Dry-Cleaning Methods | A | Original Unit Summer Peak Savings (kW) | Technical Potential | 0 | 0 | 0 | 0 | 0 | 0 | 0 | 0 | 0 | 0 | 0 | 0 | 0 | 0 | 0 | 0 | 0 | 0 | 0 | 0 | 0 | 0 | 0 | 0 | 0 | 0 | 0
F3_Commercial_WA - Health_New_Water Heating_Natural Gas_Commercial Laundry - Alternative Dry-Cleaning Methods_A_Technical Potential | F3 | Commercial | WA - Health | New | Water Heating | Natural Gas | Commercial Laundry - Alternative Dry-Cleaning Methods | A | Original Unit Winter Peak Savings (kW) | Technical Potential | 0 | 0 | 0 | 0 | 0 | 0 | 0 | 0 | 0 | 0 | 0 | 0 | 0 | 0 | 0 | 0 | 0 | 0 | 0 | 0 | 0 | 0 | 0 | 0 | 0 | 0 | 0
F4_Commercial_WA - Health_New_Water Heating_Natural Gas_Commercial Laundry - Alternative Dry-Cleaning Methods_A_Technical Potential | F4 | Commercial | WA - Health | New | Water Heating | Natural Gas | Commercial Laundry - Alternative Dry-Cleaning Methods | A | Standalone Impact on Baseline Energy (%) | Technical Potential | 0 | 0 | 0 | 0 | 0 | 0 | 0 | 0 | 0 | 0 | 0 | 0 | 0 | 0 | 0 | 0 | 0 | 0 | 0 | 0 | 0 | 0 | 0 | 0 | 0 | 0 | 0
F5_Commercial_WA - Health_New_Water Heating_Natural Gas_Commercial Laundry - Alternative Dry-Cleaning Methods_A_Technical Potential | F5 | Commercial | WA - Health | New | Water Heating | Natural Gas | Commercial Laundry - Alternative Dry-Cleaning Methods | A | Standalone Impact on Baseline Summer Peak (%) | Technical Potential | 0 | 0 | 0 | 0 | 0 | 0 | 0 | 0 | 0 | 0 | 0 | 0 | 0 | 0 | 0 | 0 | 0 | 0 | 0 | 0 | 0 | 0 | 0 | 0 | 0 | 0 | 0
F6_Commercial_WA - Health_New_Water Heating_Natural Gas_Commercial Laundry - Alternative Dry-Cleaning Methods_A_Technical Potential | F6 | Commercial | WA - Health | New | Water Heating | Natural Gas | Commercial Laundry - Alternative Dry-Cleaning Methods | A | Standalone Impact on Baseline Winter Peak (%) | Technical Potential | 0 | 0 | 0 | 0 | 0 | 0 | 0 | 0 | 0 | 0 | 0 | 0 | 0 | 0 | 0 | 0 | 0 | 0 | 0 | 0 | 0 | 0 | 0 | 0 | 0 | 0 | 0
F7_Commercial_WA - Health_New_Water Heating_Natural Gas_Commercial Laundry - Alternative Dry-Cleaning Methods_A_Technical Potential | F7 | Commercial | WA - Health | New | Water Heating | Natural Gas | Commercial Laundry - Alternative Dry-Cleaning Methods | A | Incremental Energy Savings (MWh or mTherms) | Technical Potential | 0 | 0 | 0 | 0 | 0 | 0 | 0 | 0 | 0 | 0 | 0 | 0 | 0 | 0 | 0 | 0 | 0 | 0 | 0 | 0 | 0 | 0 | 0 | 0 | 0 | 0 | 0
F8_Commercial_WA - Health_New_Water Heating_Natural Gas_Commercial Laundry - Alternative Dry-Cleaning Methods_A_Technical Potential | F8 | Commercial | WA - Health | New | Water Heating | Natural Gas | Commercial Laundry - Alternative Dry-Cleaning Methods | A | Incremental Summer Peak Savings (MW) | Technical Potential | 0 | 0 | 0 | 0 | 0 | 0 | 0 | 0 | 0 | 0 | 0 | 0 | 0 | 0 | 0 | 0 | 0 | 0 | 0 | 0 | 0 | 0 | 0 | 0 | 0 | 0 | 0
F9_Commercial_WA - Health_New_Water Heating_Natural Gas_Commercial Laundry - Alternative Dry-Cleaning Methods_A_Technical Potential | F9 | Commercial | WA - Health | New | Water Heating | Natural Gas | Commercial Laundry - Alternative Dry-Cleaning Methods | A | Incremental Winter Peak Savings (MW) | Technical Potential | 0 | 0 | 0 | 0 | 0 | 0 | 0 | 0 | 0 | 0 | 0 | 0 | 0 | 0 | 0 | 0 | 0 | 0 | 0 | 0 | 0 | 0 | 0 | 0 | 0 | 0 | 0
F10_Commercial_WA - Health_New_Water Heating_Natural Gas_Commercial Laundry - Alternative Dry-Cleaning Methods_A_Technical Potential | F10 | Commercial | WA - Health | New | Water Heating | Natural Gas | Commercial Laundry - Alternative Dry-Cleaning Methods | A | Cumulative Energy Savings (MWh or mTherms) | Technical Potential | 0 | 0 | 0 | 0 | 0 | 0 | 0 | 0 | 0 | 0 | 0 | 0 | 0 | 0 | 0 | 0 | 0 | 0 | 0 | 0 | 0 | 0 | 0 | 0 | 0 | 0 | 0
F11_Commercial_WA - Health_New_Water Heating_Natural Gas_Commercial Laundry - Alternative Dry-Cleaning Methods_A_Technical Potential | F11 | Commercial | WA - Health | New | Water Heating | Natural Gas | Commercial Laundry - Alternative Dry-Cleaning Methods | A | Cumulative Summer Peak Savings (MW) | Technical Potential | 0 | 0 | 0 | 0 | 0 | 0 | 0 | 0 | 0 | 0 | 0 | 0 | 0 | 0 | 0 | 0 | 0 | 0 | 0 | 0 | 0 | 0 | 0 | 0 | 0 | 0 | 0
F12_Commercial_WA - Health_New_Water Heating_Natural Gas_Commercial Laundry - Alternative Dry-Cleaning Methods_A_Technical Potential | F12 | Commercial | WA - Health | New | Water Heating | Natural Gas | Commercial Laundry - Alternative Dry-Cleaning Methods | A | Cumulative Winter Peak Savings (MW) | Technical Potential | 0 | 0 | 0 | 0 | 0 | 0 | 0 | 0 | 0 | 0 | 0 | 0 | 0 | 0 | 0 | 0 | 0 | 0 | 0 | 0 | 0 | 0 | 0 | 0 | 0 | 0 | 0
F13_Commercial_WA - Health_New_Water Heating_Natural Gas_Commercial Laundry - Alternative Dry-Cleaning Methods_A_Technical Potential | F13 | Commercial | WA - Health | New | Water Heating | Natural Gas | Commercial Laundry - Alternative Dry-Cleaning Methods | A | Purchases (Incremental) | Technical Potential | 0 | 0 | 0 | 0 | 0 | 0 | 0 | 0 | 0 | 0 | 0 | 0 | 0 | 0 | 0 | 0 | 0 | 0 | 0 | 0 | 0 | 0 | 0 | 0 | 0 | 0 | 0
F14_Commercial_WA - Health_New_Water Heating_Natural Gas_Commercial Laundry - Alternative Dry-Cleaning Methods_A_Technical Potential | F14 | Commercial | WA - Health | New | Water Heating | Natural Gas | Commercial Laundry - Alternative Dry-Cleaning Methods | A | Purchases (Cumulative) | Technical Potential | 0 | 0 | 0 | 0 | 0 | 0 | 0 | 0 | 0 | 0 | 0 | 0 | 0 | 0 | 0 | 0 | 0 | 0 | 0 | 0 | 0 | 0 | 0 | 0 | 0 | 0 | 0
F1_Commercial_WA - Health_New_Space Heating_Natural Gas_Advanced Kitchen Ventilation Controls_A_Technical Potential | F1 | Commercial | WA - Health | New | Space Heating | Natural Gas | Advanced Kitchen Ventilation Controls | A | Original Unit Energy Savings (kWh or therms) | Technical Potential | 0 | 0 | 0 | 0 | 0 | 0 | 0 | 0 | 0 | 0 | 0 | 0 | 0 | 0 | 0 | 0 | 0 | 0 | 0 | 0 | 0 | 0 | 0 | 0 | 0 | 0 | 0
F2_Commercial_WA - Health_New_Space Heating_Natural Gas_Advanced Kitchen Ventilation Controls_A_Technical Potential | F2 | Commercial | WA - Health | New | Space Heating | Natural Gas | Advanced Kitchen Ventilation Controls | A | Original Unit Summer Peak Savings (kW) | Technical Potential | 0 | 0 | 0 | 0 | 0 | 0 | 0 | 0 | 0 | 0 | 0 | 0 | 0 | 0 | 0 | 0 | 0 | 0 | 0 | 0 | 0 | 0 | 0 | 0 | 0 | 0 | 0
F3_Commercial_WA - Health_New_Space Heating_Natural Gas_Advanced Kitchen Ventilation Controls_A_Technical Potential | F3 | Commercial | WA - Health | New | Space Heating | Natural Gas | Advanced Kitchen Ventilation Controls | A | Original Unit Winter Peak Savings (kW) | Technical Potential | 0 | 0 | 0 | 0 | 0 | 0 | 0 | 0 | 0 | 0 | 0 | 0 | 0 | 0 | 0 | 0 | 0 | 0 | 0 | 0 | 0 | 0 | 0 | 0 | 0 | 0 | 0
F4_Commercial_WA - Health_New_Space Heating_Natural Gas_Advanced Kitchen Ventilation Controls_A_Technical Potential | F4 | Commercial | WA - Health | New | Space Heating | Natural Gas | Advanced Kitchen Ventilation Controls | A | Standalone Impact on Baseline Energy (%) | Technical Potential | 0 | 0 | 0 | 0 | 0 | 0 | 0 | 0 | 0 | 0 | 0 | 0 | 0 | 0 | 0 | 0 | 0 | 0 | 0 | 0 | 0 | 0 | 0 | 0 | 0 | 0 | 0
F5_Commercial_WA - Health_New_Space Heating_Natural Gas_Advanced Kitchen Ventilation Controls_A_Technical Potential | F5 | Commercial | WA - Health | New | Space Heating | Natural Gas | Advanced Kitchen Ventilation Controls | A | Standalone Impact on Baseline Summer Peak (%) | Technical Potential | 0 | 0 | 0 | 0 | 0 | 0 | 0 | 0 | 0 | 0 | 0 | 0 | 0 | 0 | 0 | 0 | 0 | 0 | 0 | 0 | 0 | 0 | 0 | 0 | 0 | 0 | 0
F6_Commercial_WA - Health_New_Space Heating_Natural Gas_Advanced Kitchen Ventilation Controls_A_Technical Potential | F6 | Commercial | WA - Health | New | Space Heating | Natural Gas | Advanced Kitchen Ventilation Controls | A | Standalone Impact on Baseline Winter Peak (%) | Technical Potential | 0 | 0 | 0 | 0 | 0 | 0 | 0 | 0 | 0 | 0 | 0 | 0 | 0 | 0 | 0 | 0 | 0 | 0 | 0 | 0 | 0 | 0 | 0 | 0 | 0 | 0 | 0
F7_Commercial_WA - Health_New_Space Heating_Natural Gas_Advanced Kitchen Ventilation Controls_A_Technical Potential | F7 | Commercial | WA - Health | New | Space Heating | Natural Gas | Advanced Kitchen Ventilation Controls | A | Incremental Energy Savings (MWh or mTherms) | Technical Potential | 0 | 0 | 0 | 0 | 0 | 0 | 0 | 0 | 0 | 0 | 0 | 0 | 0 | 0 | 0 | 0 | 0 | 0 | 0 | 0 | 0 | 0 | 0 | 0 | 0 | 0 | 0
F8_Commercial_WA - Health_New_Space Heating_Natural Gas_Advanced Kitchen Ventilation Controls_A_Technical Potential | F8 | Commercial | WA - Health | New | Space Heating | Natural Gas | Advanced Kitchen Ventilation Controls | A | Incremental Summer Peak Savings (MW) | Technical Potential | 0 | 0 | 0 | 0 | 0 | 0 | 0 | 0 | 0 | 0 | 0 | 0 | 0 | 0 | 0 | 0 | 0 | 0 | 0 | 0 | 0 | 0 | 0 | 0 | 0 | 0 | 0
F9_Commercial_WA - Health_New_Space Heating_Natural Gas_Advanced Kitchen Ventilation Controls_A_Technical Potential | F9 | Commercial | WA - Health | New | Space Heating | Natural Gas | Advanced Kitchen Ventilation Controls | A | Incremental Winter Peak Savings (MW) | Technical Potential | 0 | 0 | 0 | 0 | 0 | 0 | 0 | 0 | 0 | 0 | 0 | 0 | 0 | 0 | 0 | 0 | 0 | 0 | 0 | 0 | 0 | 0 | 0 | 0 | 0 | 0 | 0
F10_Commercial_WA - Health_New_Space Heating_Natural Gas_Advanced Kitchen Ventilation Controls_A_Technical Potential | F10 | Commercial | WA - Health | New | Space Heating | Natural Gas | Advanced Kitchen Ventilation Controls | A | Cumulative Energy Savings (MWh or mTherms) | Technical Potential | 0 | 0 | 0 | 0 | 0 | 0 | 0 | 0 | 0 | 0 | 0 | 0 | 0 | 0 | 0 | 0 | 0 | 0 | 0 | 0 | 0 | 0 | 0 | 0 | 0 | 0 | 0
F11_Commercial_WA - Health_New_Space Heating_Natural Gas_Advanced Kitchen Ventilation Controls_A_Technical Potential | F11 | Commercial | WA - Health | New | Space Heating | Natural Gas | Advanced Kitchen Ventilation Controls | A | Cumulative Summer Peak Savings (MW) | Technical Potential | 0 | 0 | 0 | 0 | 0 | 0 | 0 | 0 | 0 | 0 | 0 | 0 | 0 | 0 | 0 | 0 | 0 | 0 | 0 | 0 | 0 | 0 | 0 | 0 | 0 | 0 | 0
F12_Commercial_WA - Health_New_Space Heating_Natural Gas_Advanced Kitchen Ventilation Controls_A_Technical Potential | F12 | Commercial | WA - Health | New | Space Heating | Natural Gas | Advanced Kitchen Ventilation Controls | A | Cumulative Winter Peak Savings (MW) | Technical Potential | 0 | 0 | 0 | 0 | 0 | 0 | 0 | 0 | 0 | 0 | 0 | 0 | 0 | 0 | 0 | 0 | 0 | 0 | 0 | 0 | 0 | 0 | 0 | 0 | 0 | 0 | 0
F13_Commercial_WA - Health_New_Space Heating_Natural Gas_Advanced Kitchen Ventilation Controls_A_Technical Potential | F13 | Commercial | WA - Health | New | Space Heating | Natural Gas | Advanced Kitchen Ventilation Controls | A | Purchases (Incremental) | Technical Potential | 0 | 0 | 0 | 0 | 0 | 0 | 0 | 0 | 0 | 0 | 0 | 0 | 0 | 0 | 0 | 0 | 0 | 0 | 0 | 0 | 0 | 0 | 0 | 0 | 0 | 0 | 0
F14_Commercial_WA - Health_New_Space Heating_Natural Gas_Advanced Kitchen Ventilation Controls_A_Technical Potential | F14 | Commercial | WA - Health | New | Space Heating | Natural Gas | Advanced Kitchen Ventilation Controls | A | Purchases (Cumulative) | Technical Potential | 0 | 0 | 0 | 0 | 0 | 0 | 0 | 0 | 0 | 0 | 0 | 0 | 0 | 0 | 0 | 0 | 0 | 0 | 0 | 0 | 0 | 0 | 0 | 0 | 0 | 0 | 0
F1_Commercial_WA - Health_New_Space Heating_Natural Gas_Infiltration Control - Loading Dock Sealing_A_Technical Potential | F1 | Commercial | WA - Health | New | Space Heating | Natural Gas | Infiltration Control - Loading Dock Sealing | A | Original Unit Energy Savings (kWh or therms) | Technical Potential | 0 | 0 | 0 | 0 | 0 | 0 | 0 | 0 | 0 | 0 | 0 | 0 | 0 | 0 | 0 | 0 | 0 | 0 | 0 | 0 | 0 | 0 | 0 | 0 | 0 | 0 | 0
F2_Commercial_WA - Health_New_Space Heating_Natural Gas_Infiltration Control - Loading Dock Sealing_A_Technical Potential | F2 | Commercial | WA - Health | New | Space Heating | Natural Gas | Infiltration Control - Loading Dock Sealing | A | Original Unit Summer Peak Savings (kW) | Technical Potential | 0 | 0 | 0 | 0 | 0 | 0 | 0 | 0 | 0 | 0 | 0 | 0 | 0 | 0 | 0 | 0 | 0 | 0 | 0 | 0 | 0 | 0 | 0 | 0 | 0 | 0 | 0
F3_Commercial_WA - Health_New_Space Heating_Natural Gas_Infiltration Control - Loading Dock Sealing_A_Technical Potential | F3 | Commercial | WA - Health | New | Space Heating | Natural Gas | Infiltration Control - Loading Dock Sealing | A | Original Unit Winter Peak Savings (kW) | Technical Potential | 0 | 0 | 0 | 0 | 0 | 0 | 0 | 0 | 0 | 0 | 0 | 0 | 0 | 0 | 0 | 0 | 0 | 0 | 0 | 0 | 0 | 0 | 0 | 0 | 0 | 0 | 0
F4_Commercial_WA - Health_New_Space Heating_Natural Gas_Infiltration Control - Loading Dock Sealing_A_Technical Potential | F4 | Commercial | WA - Health | New | Space Heating | Natural Gas | Infiltration Control - Loading Dock Sealing | A | Standalone Impact on Baseline Energy (%) | Technical Potential | 0 | 0 | 0 | 0 | 0 | 0 | 0 | 0 | 0 | 0 | 0 | 0 | 0 | 0 | 0 | 0 | 0 | 0 | 0 | 0 | 0 | 0 | 0 | 0 | 0 | 0 | 0
F5_Commercial_WA - Health_New_Space Heating_Natural Gas_Infiltration Control - Loading Dock Sealing_A_Technical Potential | F5 | Commercial | WA - Health | New | Space Heating | Natural Gas | Infiltration Control - Loading Dock Sealing | A | Standalone Impact on Baseline Summer Peak (%) | Technical Potential | 0 | 0 | 0 | 0 | 0 | 0 | 0 | 0 | 0 | 0 | 0 | 0 | 0 | 0 | 0 | 0 | 0 | 0 | 0 | 0 | 0 | 0 | 0 | 0 | 0 | 0 | 0
F6_Commercial_WA - Health_New_Space Heating_Natural Gas_Infiltration Control - Loading Dock Sealing_A_Technical Potential | F6 | Commercial | WA - Health | New | Space Heating | Natural Gas | Infiltration Control - Loading Dock Sealing | A | Standalone Impact on Baseline Winter Peak (%) | Technical Potential | 0 | 0 | 0 | 0 | 0 | 0 | 0 | 0 | 0 | 0 | 0 | 0 | 0 | 0 | 0 | 0 | 0 | 0 | 0 | 0 | 0 | 0 | 0 | 0 | 0 | 0 | 0
F7_Commercial_WA - Health_New_Space Heating_Natural Gas_Infiltration Control - Loading Dock Sealing_A_Technical Potential | F7 | Commercial | WA - Health | New | Space Heating | Natural Gas | Infiltration Control - Loading Dock Sealing | A | Incremental Energy Savings (MWh or mTherms) | Technical Potential | 0 | 0 | 0 | 0 | 0 | 0 | 0 | 0 | 0 | 0 | 0 | 0 | 0 | 0 | 0 | 0 | 0 | 0 | 0 | 0 | 0 | 0 | 0 | 0 | 0 | 0 | 0
F8_Commercial_WA - Health_New_Space Heating_Natural Gas_Infiltration Control - Loading Dock Sealing_A_Technical Potential | F8 | Commercial | WA - Health | New | Space Heating | Natural Gas | Infiltration Control - Loading Dock Sealing | A | Incremental Summer Peak Savings (MW) | Technical Potential | 0 | 0 | 0 | 0 | 0 | 0 | 0 | 0 | 0 | 0 | 0 | 0 | 0 | 0 | 0 | 0 | 0 | 0 | 0 | 0 | 0 | 0 | 0 | 0 | 0 | 0 | 0
F9_Commercial_WA - Health_New_Space Heating_Natural Gas_Infiltration Control - Loading Dock Sealing_A_Technical Potential | F9 | Commercial | WA - Health | New | Space Heating | Natural Gas | Infiltration Control - Loading Dock Sealing | A | Incremental Winter Peak Savings (MW) | Technical Potential | 0 | 0 | 0 | 0 | 0 | 0 | 0 | 0 | 0 | 0 | 0 | 0 | 0 | 0 | 0 | 0 | 0 | 0 | 0 | 0 | 0 | 0 | 0 | 0 | 0 | 0 | 0
F10_Commercial_WA - Health_New_Space Heating_Natural Gas_Infiltration Control - Loading Dock Sealing_A_Technical Potential | F10 | Commercial | WA - Health | New | Space Heating | Natural Gas | Infiltration Control - Loading Dock Sealing | A | Cumulative Energy Savings (MWh or mTherms) | Technical Potential | 0 | 0 | 0 | 0 | 0 | 0 | 0 | 0 | 0 | 0 | 0 | 0 | 0 | 0 | 0 | 0 | 0 | 0 | 0 | 0 | 0 | 0 | 0 | 0 | 0 | 0 | 0
F11_Commercial_WA - Health_New_Space Heating_Natural Gas_Infiltration Control - Loading Dock Sealing_A_Technical Potential | F11 | Commercial | WA - Health | New | Space Heating | Natural Gas | Infiltration Control - Loading Dock Sealing | A | Cumulative Summer Peak Savings (MW) | Technical Potential | 0 | 0 | 0 | 0 | 0 | 0 | 0 | 0 | 0 | 0 | 0 | 0 | 0 | 0 | 0 | 0 | 0 | 0 | 0 | 0 | 0 | 0 | 0 | 0 | 0 | 0 | 0
F12_Commercial_WA - Health_New_Space Heating_Natural Gas_Infiltration Control - Loading Dock Sealing_A_Technical Potential | F12 | Commercial | WA - Health | New | Space Heating | Natural Gas | Infiltration Control - Loading Dock Sealing | A | Cumulative Winter Peak Savings (MW) | Technical Potential | 0 | 0 | 0 | 0 | 0 | 0 | 0 | 0 | 0 | 0 | 0 | 0 | 0 | 0 | 0 | 0 | 0 | 0 | 0 | 0 | 0 | 0 | 0 | 0 | 0 | 0 | 0
F13_Commercial_WA - Health_New_Space Heating_Natural Gas_Infiltration Control - Loading Dock Sealing_A_Technical Potential | F13 | Commercial | WA - Health | New | Space Heating | Natural Gas | Infiltration Control - Loading Dock Sealing | A | Purchases (Incremental) | Technical Potential | 0 | 0 | 0 | 0 | 0 | 0 | 0 | 0 | 0 | 0 | 0 | 0 | 0 | 0 | 0 | 0 | 0 | 0 | 0 | 0 | 0 | 0 | 0 | 0 | 0 | 0 | 0
F14_Commercial_WA - Health_New_Space Heating_Natural Gas_Infiltration Control - Loading Dock Sealing_A_Technical Potential | F14 | Commercial | WA - Health | New | Space Heating | Natural Gas | Infiltration Control - Loading Dock Sealing | A | Purchases (Cumulative) | Technical Potential | 0 | 0 | 0 | 0 | 0 | 0 | 0 | 0 | 0 | 0 | 0 | 0 | 0 | 0 | 0 | 0 | 0 | 0 | 0 | 0 | 0 | 0 | 0 | 0 | 0 | 0 | 0
F1_Commercial_WA - Health_New_Space Heating_Natural Gas_Greenhouse Heat Curtain_A_Technical Potential | F1 | Commercial | WA - Health | New | Space Heating | Natural Gas | Greenhouse Heat Curtain | A | Original Unit Energy Savings (kWh or therms) | Technical Potential | 0 | 0 | 0 | 0 | 0 | 0 | 0 | 0 | 0 | 0 | 0 | 0 | 0 | 0 | 0 | 0 | 0 | 0 | 0 | 0 | 0 | 0 | 0 | 0 | 0 | 0 | 0
F2_Commercial_WA - Health_New_Space Heating_Natural Gas_Greenhouse Heat Curtain_A_Technical Potential | F2 | Commercial | WA - Health | New | Space Heating | Natural Gas | Greenhouse Heat Curtain | A | Original Unit Summer Peak Savings (kW) | Technical Potential | 0 | 0 | 0 | 0 | 0 | 0 | 0 | 0 | 0 | 0 | 0 | 0 | 0 | 0 | 0 | 0 | 0 | 0 | 0 | 0 | 0 | 0 | 0 | 0 | 0 | 0 | 0
F3_Commercial_WA - Health_New_Space Heating_Natural Gas_Greenhouse Heat Curtain_A_Technical Potential | F3 | Commercial | WA - Health | New | Space Heating | Natural Gas | Greenhouse Heat Curtain | A | Original Unit Winter Peak Savings (kW) | Technical Potential | 0 | 0 | 0 | 0 | 0 | 0 | 0 | 0 | 0 | 0 | 0 | 0 | 0 | 0 | 0 | 0 | 0 | 0 | 0 | 0 | 0 | 0 | 0 | 0 | 0 | 0 | 0
F4_Commercial_WA - Health_New_Space Heating_Natural Gas_Greenhouse Heat Curtain_A_Technical Potential | F4 | Commercial | WA - Health | New | Space Heating | Natural Gas | Greenhouse Heat Curtain | A | Standalone Impact on Baseline Energy (%) | Technical Potential | 0 | 0 | 0 | 0 | 0 | 0 | 0 | 0 | 0 | 0 | 0 | 0 | 0 | 0 | 0 | 0 | 0 | 0 | 0 | 0 | 0 | 0 | 0 | 0 | 0 | 0 | 0
F5_Commercial_WA - Health_New_Space Heating_Natural Gas_Greenhouse Heat Curtain_A_Technical Potential | F5 | Commercial | WA - Health | New | Space Heating | Natural Gas | Greenhouse Heat Curtain | A | Standalone Impact on Baseline Summer Peak (%) | Technical Potential | 0 | 0 | 0 | 0 | 0 | 0 | 0 | 0 | 0 | 0 | 0 | 0 | 0 | 0 | 0 | 0 | 0 | 0 | 0 | 0 | 0 | 0 | 0 | 0 | 0 | 0 | 0
F6_Commercial_WA - Health_New_Space Heating_Natural Gas_Greenhouse Heat Curtain_A_Technical Potential | F6 | Commercial | WA - Health | New | Space Heating | Natural Gas | Greenhouse Heat Curtain | A | Standalone Impact on Baseline Winter Peak (%) | Technical Potential | 0 | 0 | 0 | 0 | 0 | 0 | 0 | 0 | 0 | 0 | 0 | 0 | 0 | 0 | 0 | 0 | 0 | 0 | 0 | 0 | 0 | 0 | 0 | 0 | 0 | 0 | 0
F7_Commercial_WA - Health_New_Space Heating_Natural Gas_Greenhouse Heat Curtain_A_Technical Potential | F7 | Commercial | WA - Health | New | Space Heating | Natural Gas | Greenhouse Heat Curtain | A | Incremental Energy Savings (MWh or mTherms) | Technical Potential | 0 | 0 | 0 | 0 | 0 | 0 | 0 | 0 | 0 | 0 | 0 | 0 | 0 | 0 | 0 | 0 | 0 | 0 | 0 | 0 | 0 | 0 | 0 | 0 | 0 | 0 | 0
F8_Commercial_WA - Health_New_Space Heating_Natural Gas_Greenhouse Heat Curtain_A_Technical Potential | F8 | Commercial | WA - Health | New | Space Heating | Natural Gas | Greenhouse Heat Curtain | A | Incremental Summer Peak Savings (MW) | Technical Potential | 0 | 0 | 0 | 0 | 0 | 0 | 0 | 0 | 0 | 0 | 0 | 0 | 0 | 0 | 0 | 0 | 0 | 0 | 0 | 0 | 0 | 0 | 0 | 0 | 0 | 0 | 0
F9_Commercial_WA - Health_New_Space Heating_Natural Gas_Greenhouse Heat Curtain_A_Technical Potential | F9 | Commercial | WA - Health | New | Space Heating | Natural Gas | Greenhouse Heat Curtain | A | Incremental Winter Peak Savings (MW) | Technical Potential | 0 | 0 | 0 | 0 | 0 | 0 | 0 | 0 | 0 | 0 | 0 | 0 | 0 | 0 | 0 | 0 | 0 | 0 | 0 | 0 | 0 | 0 | 0 | 0 | 0 | 0 | 0
F10_Commercial_WA - Health_New_Space Heating_Natural Gas_Greenhouse Heat Curtain_A_Technical Potential | F10 | Commercial | WA - Health | New | Space Heating | Natural Gas | Greenhouse Heat Curtain | A | Cumulative Energy Savings (MWh or mTherms) | Technical Potential | 0 | 0 | 0 | 0 | 0 | 0 | 0 | 0 | 0 | 0 | 0 | 0 | 0 | 0 | 0 | 0 | 0 | 0 | 0 | 0 | 0 | 0 | 0 | 0 | 0 | 0 | 0
F11_Commercial_WA - Health_New_Space Heating_Natural Gas_Greenhouse Heat Curtain_A_Technical Potential | F11 | Commercial | WA - Health | New | Space Heating | Natural Gas | Greenhouse Heat Curtain | A | Cumulative Summer Peak Savings (MW) | Technical Potential | 0 | 0 | 0 | 0 | 0 | 0 | 0 | 0 | 0 | 0 | 0 | 0 | 0 | 0 | 0 | 0 | 0 | 0 | 0 | 0 | 0 | 0 | 0 | 0 | 0 | 0 | 0
F12_Commercial_WA - Health_New_Space Heating_Natural Gas_Greenhouse Heat Curtain_A_Technical Potential | F12 | Commercial | WA - Health | New | Space Heating | Natural Gas | Greenhouse Heat Curtain | A | Cumulative Winter Peak Savings (MW) | Technical Potential | 0 | 0 | 0 | 0 | 0 | 0 | 0 | 0 | 0 | 0 | 0 | 0 | 0 | 0 | 0 | 0 | 0 | 0 | 0 | 0 | 0 | 0 | 0 | 0 | 0 | 0 | 0
F13_Commercial_WA - Health_New_Space Heating_Natural Gas_Greenhouse Heat Curtain_A_Technical Potential | F13 | Commercial | WA - Health | New | Space Heating | Natural Gas | Greenhouse Heat Curtain | A | Purchases (Incremental) | Technical Potential | 0 | 0 | 0 | 0 | 0 | 0 | 0 | 0 | 0 | 0 | 0 | 0 | 0 | 0 | 0 | 0 | 0 | 0 | 0 | 0 | 0 | 0 | 0 | 0 | 0 | 0 | 0
F14_Commercial_WA - Health_New_Space Heating_Natural Gas_Greenhouse Heat Curtain_A_Technical Potential | F14 | Commercial | WA - Health | New | Space Heating | Natural Gas | Greenhouse Heat Curtain | A | Purchases (Cumulative) | Technical Potential | 0 | 0 | 0 | 0 | 0 | 0 | 0 | 0 | 0 | 0 | 0 | 0 | 0 | 0 | 0 | 0 | 0 | 0 | 0 | 0 | 0 | 0 | 0 | 0 | 0 | 0 | 0
F1_Commercial_WA - Health_New_Space Heating_Natural Gas_Ventilation - Parking Garages, Demand Controlled_A_Technical Potential | F1 | Commercial | WA - Health | New | Space Heating | Natural Gas | Ventilation - Parking Garages, Demand Controlled | A | Original Unit Energy Savings (kWh or therms) | Technical Potential | 0 | 0 | 0 | 0 | 0 | 0 | 0 | 0 | 0 | 0 | 0 | 0 | 0 | 0 | 0 | 0 | 0 | 0 | 0 | 0 | 0 | 0 | 0 | 0 | 0 | 0 | 0
F2_Commercial_WA - Health_New_Space Heating_Natural Gas_Ventilation - Parking Garages, Demand Controlled_A_Technical Potential | F2 | Commercial | WA - Health | New | Space Heating | Natural Gas | Ventilation - Parking Garages, Demand Controlled | A | Original Unit Summer Peak Savings (kW) | Technical Potential | 0 | 0 | 0 | 0 | 0 | 0 | 0 | 0 | 0 | 0 | 0 | 0 | 0 | 0 | 0 | 0 | 0 | 0 | 0 | 0 | 0 | 0 | 0 | 0 | 0 | 0 | 0
F3_Commercial_WA - Health_New_Space Heating_Natural Gas_Ventilation - Parking Garages, Demand Controlled_A_Technical Potential | F3 | Commercial | WA - Health | New | Space Heating | Natural Gas | Ventilation - Parking Garages, Demand Controlled | A | Original Unit Winter Peak Savings (kW) | Technical Potential | 0 | 0 | 0 | 0 | 0 | 0 | 0 | 0 | 0 | 0 | 0 | 0 | 0 | 0 | 0 | 0 | 0 | 0 | 0 | 0 | 0 | 0 | 0 | 0 | 0 | 0 | 0
F4_Commercial_WA - Health_New_Space Heating_Natural Gas_Ventilation - Parking Garages, Demand Controlled_A_Technical Potential | F4 | Commercial | WA - Health | New | Space Heating | Natural Gas | Ventilation - Parking Garages, Demand Controlled | A | Standalone Impact on Baseline Energy (%) | Technical Potential | 0 | 0 | 0 | 0 | 0 | 0 | 0 | 0 | 0 | 0 | 0 | 0 | 0 | 0 | 0 | 0 | 0 | 0 | 0 | 0 | 0 | 0 | 0 | 0 | 0 | 0 | 0
F5_Commercial_WA - Health_New_Space Heating_Natural Gas_Ventilation - Parking Garages, Demand Controlled_A_Technical Potential | F5 | Commercial | WA - Health | New | Space Heating | Natural Gas | Ventilation - Parking Garages, Demand Controlled | A | Standalone Impact on Baseline Summer Peak (%) | Technical Potential | 0 | 0 | 0 | 0 | 0 | 0 | 0 | 0 | 0 | 0 | 0 | 0 | 0 | 0 | 0 | 0 | 0 | 0 | 0 | 0 | 0 | 0 | 0 | 0 | 0 | 0 | 0
F6_Commercial_WA - Health_New_Space Heating_Natural Gas_Ventilation - Parking Garages, Demand Controlled_A_Technical Potential | F6 | Commercial | WA - Health | New | Space Heating | Natural Gas | Ventilation - Parking Garages, Demand Controlled | A | Standalone Impact on Baseline Winter Peak (%) | Technical Potential | 0 | 0 | 0 | 0 | 0 | 0 | 0 | 0 | 0 | 0 | 0 | 0 | 0 | 0 | 0 | 0 | 0 | 0 | 0 | 0 | 0 | 0 | 0 | 0 | 0 | 0 | 0
F7_Commercial_WA - Health_New_Space Heating_Natural Gas_Ventilation - Parking Garages, Demand Controlled_A_Technical Potential | F7 | Commercial | WA - Health | New | Space Heating | Natural Gas | Ventilation - Parking Garages, Demand Controlled | A | Incremental Energy Savings (MWh or mTherms) | Technical Potential | 0 | 0 | 0 | 0 | 0 | 0 | 0 | 0 | 0 | 0 | 0 | 0 | 0 | 0 | 0 | 0 | 0 | 0 | 0 | 0 | 0 | 0 | 0 | 0 | 0 | 0 | 0
F8_Commercial_WA - Health_New_Space Heating_Natural Gas_Ventilation - Parking Garages, Demand Controlled_A_Technical Potential | F8 | Commercial | WA - Health | New | Space Heating | Natural Gas | Ventilation - Parking Garages, Demand Controlled | A | Incremental Summer Peak Savings (MW) | Technical Potential | 0 | 0 | 0 | 0 | 0 | 0 | 0 | 0 | 0 | 0 | 0 | 0 | 0 | 0 | 0 | 0 | 0 | 0 | 0 | 0 | 0 | 0 | 0 | 0 | 0 | 0 | 0
F9_Commercial_WA - Health_New_Space Heating_Natural Gas_Ventilation - Parking Garages, Demand Controlled_A_Technical Potential | F9 | Commercial | WA - Health | New | Space Heating | Natural Gas | Ventilation - Parking Garages, Demand Controlled | A | Incremental Winter Peak Savings (MW) | Technical Potential | 0 | 0 | 0 | 0 | 0 | 0 | 0 | 0 | 0 | 0 | 0 | 0 | 0 | 0 | 0 | 0 | 0 | 0 | 0 | 0 | 0 | 0 | 0 | 0 | 0 | 0 | 0
F10_Commercial_WA - Health_New_Space Heating_Natural Gas_Ventilation - Parking Garages, Demand Controlled_A_Technical Potential | F10 | Commercial | WA - Health | New | Space Heating | Natural Gas | Ventilation - Parking Garages, Demand Controlled | A | Cumulative Energy Savings (MWh or mTherms) | Technical Potential | 0 | 0 | 0 | 0 | 0 | 0 | 0 | 0 | 0 | 0 | 0 | 0 | 0 | 0 | 0 | 0 | 0 | 0 | 0 | 0 | 0 | 0 | 0 | 0 | 0 | 0 | 0
F11_Commercial_WA - Health_New_Space Heating_Natural Gas_Ventilation - Parking Garages, Demand Controlled_A_Technical Potential | F11 | Commercial | WA - Health | New | Space Heating | Natural Gas | Ventilation - Parking Garages, Demand Controlled | A | Cumulative Summer Peak Savings (MW) | Technical Potential | 0 | 0 | 0 | 0 | 0 | 0 | 0 | 0 | 0 | 0 | 0 | 0 | 0 | 0 | 0 | 0 | 0 | 0 | 0 | 0 | 0 | 0 | 0 | 0 | 0 | 0 | 0
F12_Commercial_WA - Health_New_Space Heating_Natural Gas_Ventilation - Parking Garages, Demand Controlled_A_Technical Potential | F12 | Commercial | WA - Health | New | Space Heating | Natural Gas | Ventilation - Parking Garages, Demand Controlled | A | Cumulative Winter Peak Savings (MW) | Technical Potential | 0 | 0 | 0 | 0 | 0 | 0 | 0 | 0 | 0 | 0 | 0 | 0 | 0 | 0 | 0 | 0 | 0 | 0 | 0 | 0 | 0 | 0 | 0 | 0 | 0 | 0 | 0
F13_Commercial_WA - Health_New_Space Heating_Natural Gas_Ventilation - Parking Garages, Demand Controlled_A_Technical Potential | F13 | Commercial | WA - Health | New | Space Heating | Natural Gas | Ventilation - Parking Garages, Demand Controlled | A | Purchases (Incremental) | Technical Potential | 0 | 0 | 0 | 0 | 0 | 0 | 0 | 0 | 0 | 0 | 0 | 0 | 0 | 0 | 0 | 0 | 0 | 0 | 0 | 0 | 0 | 0 | 0 | 0 | 0 | 0 | 0
F14_Commercial_WA - Health_New_Space Heating_Natural Gas_Ventilation - Parking Garages, Demand Controlled_A_Technical Potential | F14 | Commercial | WA - Health | New | Space Heating | Natural Gas | Ventilation - Parking Garages, Demand Controlled | A | Purchases (Cumulative) | Technical Potential | 0 | 0 | 0 | 0 | 0 | 0 | 0 | 0 | 0 | 0 | 0 | 0 | 0 | 0 | 0 | 0 | 0 | 0 | 0 | 0 | 0 | 0 | 0 | 0 | 0 | 0 | 0
F1_Commercial_WA - Health_New_Miscellaneous_Natural Gas_Pool Heater - Night Covers_A_Technical Potential | F1 | Commercial | WA - Health | New | Miscellaneous | Natural Gas | Pool Heater - Night Covers | A | Original Unit Energy Savings (kWh or therms) | Technical Potential | 0 | 0 | 0 | 0 | 0 | 0 | 0 | 0 | 0 | 0 | 0 | 0 | 0 | 0 | 0 | 0 | 0 | 0 | 0 | 0 | 0 | 0 | 0 | 0 | 0 | 0 | 0
F2_Commercial_WA - Health_New_Miscellaneous_Natural Gas_Pool Heater - Night Covers_A_Technical Potential | F2 | Commercial | WA - Health | New | Miscellaneous | Natural Gas | Pool Heater - Night Covers | A | Original Unit Summer Peak Savings (kW) | Technical Potential | 0 | 0 | 0 | 0 | 0 | 0 | 0 | 0 | 0 | 0 | 0 | 0 | 0 | 0 | 0 | 0 | 0 | 0 | 0 | 0 | 0 | 0 | 0 | 0 | 0 | 0 | 0
F3_Commercial_WA - Health_New_Miscellaneous_Natural Gas_Pool Heater - Night Covers_A_Technical Potential | F3 | Commercial | WA - Health | New | Miscellaneous | Natural Gas | Pool Heater - Night Covers | A | Original Unit Winter Peak Savings (kW) | Technical Potential | 0 | 0 | 0 | 0 | 0 | 0 | 0 | 0 | 0 | 0 | 0 | 0 | 0 | 0 | 0 | 0 | 0 | 0 | 0 | 0 | 0 | 0 | 0 | 0 | 0 | 0 | 0
F4_Commercial_WA - Health_New_Miscellaneous_Natural Gas_Pool Heater - Night Covers_A_Technical Potential | F4 | Commercial | WA - Health | New | Miscellaneous | Natural Gas | Pool Heater - Night Covers | A | Standalone Impact on Baseline Energy (%) | Technical Potential | 0 | 0 | 0 | 0 | 0 | 0 | 0 | 0 | 0 | 0 | 0 | 0 | 0 | 0 | 0 | 0 | 0 | 0 | 0 | 0 | 0 | 0 | 0 | 0 | 0 | 0 | 0
F5_Commercial_WA - Health_New_Miscellaneous_Natural Gas_Pool Heater - Night Covers_A_Technical Potential | F5 | Commercial | WA - Health | New | Miscellaneous | Natural Gas | Pool Heater - Night Covers | A | Standalone Impact on Baseline Summer Peak (%) | Technical Potential | 0 | 0 | 0 | 0 | 0 | 0 | 0 | 0 | 0 | 0 | 0 | 0 | 0 | 0 | 0 | 0 | 0 | 0 | 0 | 0 | 0 | 0 | 0 | 0 | 0 | 0 | 0
F6_Commercial_WA - Health_New_Miscellaneous_Natural Gas_Pool Heater - Night Covers_A_Technical Potential | F6 | Commercial | WA - Health | New | Miscellaneous | Natural Gas | Pool Heater - Night Covers | A | Standalone Impact on Baseline Winter Peak (%) | Technical Potential | 0 | 0 | 0 | 0 | 0 | 0 | 0 | 0 | 0 | 0 | 0 | 0 | 0 | 0 | 0 | 0 | 0 | 0 | 0 | 0 | 0 | 0 | 0 | 0 | 0 | 0 | 0
F7_Commercial_WA - Health_New_Miscellaneous_Natural Gas_Pool Heater - Night Covers_A_Technical Potential | F7 | Commercial | WA - Health | New | Miscellaneous | Natural Gas | Pool Heater - Night Covers | A | Incremental Energy Savings (MWh or mTherms) | Technical Potential | 0 | 0 | 0 | 0 | 0 | 0 | 0 | 0 | 0 | 0 | 0 | 0 | 0 | 0 | 0 | 0 | 0 | 0 | 0 | 0 | 0 | 0 | 0 | 0 | 0 | 0 | 0
F8_Commercial_WA - Health_New_Miscellaneous_Natural Gas_Pool Heater - Night Covers_A_Technical Potential | F8 | Commercial | WA - Health | New | Miscellaneous | Natural Gas | Pool Heater - Night Covers | A | Incremental Summer Peak Savings (MW) | Technical Potential | 0 | 0 | 0 | 0 | 0 | 0 | 0 | 0 | 0 | 0 | 0 | 0 | 0 | 0 | 0 | 0 | 0 | 0 | 0 | 0 | 0 | 0 | 0 | 0 | 0 | 0 | 0
F9_Commercial_WA - Health_New_Miscellaneous_Natural Gas_Pool Heater - Night Covers_A_Technical Potential | F9 | Commercial | WA - Health | New | Miscellaneous | Natural Gas | Pool Heater - Night Covers | A | Incremental Winter Peak Savings (MW) | Technical Potential | 0 | 0 | 0 | 0 | 0 | 0 | 0 | 0 | 0 | 0 | 0 | 0 | 0 | 0 | 0 | 0 | 0 | 0 | 0 | 0 | 0 | 0 | 0 | 0 | 0 | 0 | 0
F10_Commercial_WA - Health_New_Miscellaneous_Natural Gas_Pool Heater - Night Covers_A_Technical Potential | F10 | Commercial | WA - Health | New | Miscellaneous | Natural Gas | Pool Heater - Night Covers | A | Cumulative Energy Savings (MWh or mTherms) | Technical Potential | 0 | 0 | 0 | 0 | 0 | 0 | 0 | 0 | 0 | 0 | 0 | 0 | 0 | 0 | 0 | 0 | 0 | 0 | 0 | 0 | 0 | 0 | 0 | 0 | 0 | 0 | 0
F11_Commercial_WA - Health_New_Miscellaneous_Natural Gas_Pool Heater - Night Covers_A_Technical Potential | F11 | Commercial | WA - Health | New | Miscellaneous | Natural Gas | Pool Heater - Night Covers | A | Cumulative Summer Peak Savings (MW) | Technical Potential | 0 | 0 | 0 | 0 | 0 | 0 | 0 | 0 | 0 | 0 | 0 | 0 | 0 | 0 | 0 | 0 | 0 | 0 | 0 | 0 | 0 | 0 | 0 | 0 | 0 | 0 | 0
F12_Commercial_WA - Health_New_Miscellaneous_Natural Gas_Pool Heater - Night Covers_A_Technical Potential | F12 | Commercial | WA - Health | New | Miscellaneous | Natural Gas | Pool Heater - Night Covers | A | Cumulative Winter Peak Savings (MW) | Technical Potential | 0 | 0 | 0 | 0 | 0 | 0 | 0 | 0 | 0 | 0 | 0 | 0 | 0 | 0 | 0 | 0 | 0 | 0 | 0 | 0 | 0 | 0 | 0 | 0 | 0 | 0 | 0
F13_Commercial_WA - Health_New_Miscellaneous_Natural Gas_Pool Heater - Night Covers_A_Technical Potential | F13 | Commercial | WA - Health | New | Miscellaneous | Natural Gas | Pool Heater - Night Covers | A | Purchases (Incremental) | Technical Potential | 0 | 0 | 0 | 0 | 0 | 0 | 0 | 0 | 0 | 0 | 0 | 0 | 0 | 0 | 0 | 0 | 0 | 0 | 0 | 0 | 0 | 0 | 0 | 0 | 0 | 0 | 0
F14_Commercial_WA - Health_New_Miscellaneous_Natural Gas_Pool Heater - Night Covers_A_Technical Potential | F14 | Commercial | WA - Health | New | Miscellaneous | Natural Gas | Pool Heater - Night Covers | A | Purchases (Cumulative) | Technical Potential | 0 | 0 | 0 | 0 | 0 | 0 | 0 | 0 | 0 | 0 | 0 | 0 | 0 | 0 | 0 | 0 | 0 | 0 | 0 | 0 | 0 | 0 | 0 | 0 | 0 | 0 | 0
F1_Commercial_WA - Health_New_Space Heating_Natural Gas_Advanced New Construction Designs_A_Technical Potential | F1 | Commercial | WA - Health | New | Space Heating | Natural Gas | Advanced New Construction Designs | A | Original Unit Energy Savings (kWh or therms) | Technical Potential | 0 | 0 | 0 | 0 | 0 | 0 | 0 | 0 | 0 | 0 | 0 | 0 | 0 | 0 | 0 | 0 | 0 | 0 | 0 | 0 | 0 | 0 | 0 | 0 | 0 | 0 | 0
F2_Commercial_WA - Health_New_Space Heating_Natural Gas_Advanced New Construction Designs_A_Technical Potential | F2 | Commercial | WA - Health | New | Space Heating | Natural Gas | Advanced New Construction Designs | A | Original Unit Summer Peak Savings (kW) | Technical Potential | 0 | 0 | 0 | 0 | 0 | 0 | 0 | 0 | 0 | 0 | 0 | 0 | 0 | 0 | 0 | 0 | 0 | 0 | 0 | 0 | 0 | 0 | 0 | 0 | 0 | 0 | 0
F3_Commercial_WA - Health_New_Space Heating_Natural Gas_Advanced New Construction Designs_A_Technical Potential | F3 | Commercial | WA - Health | New | Space Heating | Natural Gas | Advanced New Construction Designs | A | Original Unit Winter Peak Savings (kW) | Technical Potential | 0 | 0 | 0 | 0 | 0 | 0 | 0 | 0 | 0 | 0 | 0 | 0 | 0 | 0 | 0 | 0 | 0 | 0 | 0 | 0 | 0 | 0 | 0 | 0 | 0 | 0 | 0
F4_Commercial_WA - Health_New_Space Heating_Natural Gas_Advanced New Construction Designs_A_Technical Potential | F4 | Commercial | WA - Health | New | Space Heating | Natural Gas | Advanced New Construction Designs | A | Standalone Impact on Baseline Energy (%) | Technical Potential | 0 | 0 | 0 | 0 | 0 | 0 | 0 | 0 | 0 | 0 | 0 | 0 | 0 | 0 | 0 | 0 | 0 | 0 | 0 | 0 | 0 | 0 | 0 | 0 | 0 | 0 | 0
F5_Commercial_WA - Health_New_Space Heating_Natural Gas_Advanced New Construction Designs_A_Technical Potential | F5 | Commercial | WA - Health | New | Space Heating | Natural Gas | Advanced New Construction Designs | A | Standalone Impact on Baseline Summer Peak (%) | Technical Potential | 0 | 0 | 0 | 0 | 0 | 0 | 0 | 0 | 0 | 0 | 0 | 0 | 0 | 0 | 0 | 0 | 0 | 0 | 0 | 0 | 0 | 0 | 0 | 0 | 0 | 0 | 0
F6_Commercial_WA - Health_New_Space Heating_Natural Gas_Advanced New Construction Designs_A_Technical Potential | F6 | Commercial | WA - Health | New | Space Heating | Natural Gas | Advanced New Construction Designs | A | Standalone Impact on Baseline Winter Peak (%) | Technical Potential | 0 | 0 | 0 | 0 | 0 | 0 | 0 | 0 | 0 | 0 | 0 | 0 | 0 | 0 | 0 | 0 | 0 | 0 | 0 | 0 | 0 | 0 | 0 | 0 | 0 | 0 | 0
F7_Commercial_WA - Health_New_Space Heating_Natural Gas_Advanced New Construction Designs_A_Technical Potential | F7 | Commercial | WA - Health | New | Space Heating | Natural Gas | Advanced New Construction Designs | A | Incremental Energy Savings (MWh or mTherms) | Technical Potential | 0 | 0 | 0 | 0 | 0 | 0 | 0 | 0 | 0 | 0 | 0 | 0 | 0 | 0 | 0 | 0 | 0 | 0 | 0 | 0 | 0 | 0 | 0 | 0 | 0 | 0 | 0
F8_Commercial_WA - Health_New_Space Heating_Natural Gas_Advanced New Construction Designs_A_Technical Potential | F8 | Commercial | WA - Health | New | Space Heating | Natural Gas | Advanced New Construction Designs | A | Incremental Summer Peak Savings (MW) | Technical Potential | 0 | 0 | 0 | 0 | 0 | 0 | 0 | 0 | 0 | 0 | 0 | 0 | 0 | 0 | 0 | 0 | 0 | 0 | 0 | 0 | 0 | 0 | 0 | 0 | 0 | 0 | 0
F9_Commercial_WA - Health_New_Space Heating_Natural Gas_Advanced New Construction Designs_A_Technical Potential | F9 | Commercial | WA - Health | New | Space Heating | Natural Gas | Advanced New Construction Designs | A | Incremental Winter Peak Savings (MW) | Technical Potential | 0 | 0 | 0 | 0 | 0 | 0 | 0 | 0 | 0 | 0 | 0 | 0 | 0 | 0 | 0 | 0 | 0 | 0 | 0 | 0 | 0 | 0 | 0 | 0 | 0 | 0 | 0
F10_Commercial_WA - Health_New_Space Heating_Natural Gas_Advanced New Construction Designs_A_Technical Potential | F10 | Commercial | WA - Health | New | Space Heating | Natural Gas | Advanced New Construction Designs | A | Cumulative Energy Savings (MWh or mTherms) | Technical Potential | 0 | 0 | 0 | 0 | 0 | 0 | 0 | 0 | 0 | 0 | 0 | 0 | 0 | 0 | 0 | 0 | 0 | 0 | 0 | 0 | 0 | 0 | 0 | 0 | 0 | 0 | 0
F11_Commercial_WA - Health_New_Space Heating_Natural Gas_Advanced New Construction Designs_A_Technical Potential | F11 | Commercial | WA - Health | New | Space Heating | Natural Gas | Advanced New Construction Designs | A | Cumulative Summer Peak Savings (MW) | Technical Potential | 0 | 0 | 0 | 0 | 0 | 0 | 0 | 0 | 0 | 0 | 0 | 0 | 0 | 0 | 0 | 0 | 0 | 0 | 0 | 0 | 0 | 0 | 0 | 0 | 0 | 0 | 0
F12_Commercial_WA - Health_New_Space Heating_Natural Gas_Advanced New Construction Designs_A_Technical Potential | F12 | Commercial | WA - Health | New | Space Heating | Natural Gas | Advanced New Construction Designs | A | Cumulative Winter Peak Savings (MW) | Technical Potential | 0 | 0 | 0 | 0 | 0 | 0 | 0 | 0 | 0 | 0 | 0 | 0 | 0 | 0 | 0 | 0 | 0 | 0 | 0 | 0 | 0 | 0 | 0 | 0 | 0 | 0 | 0
F13_Commercial_WA - Health_New_Space Heating_Natural Gas_Advanced New Construction Designs_A_Technical Potential | F13 | Commercial | WA - Health | New | Space Heating | Natural Gas | Advanced New Construction Designs | A | Purchases (Incremental) | Technical Potential | 0 | 0 | 0 | 0 | 0 | 0 | 0 | 0 | 0 | 0 | 0 | 0 | 0 | 0 | 0 | 0 | 0 | 0 | 0 | 0 | 0 | 0 | 0 | 0 | 0 | 0 | 0
F14_Commercial_WA - Health_New_Space Heating_Natural Gas_Advanced New Construction Designs_A_Technical Potential | F14 | Commercial | WA - Health | New | Space Heating | Natural Gas | Advanced New Construction Designs | A | Purchases (Cumulative) | Technical Potential | 0 | 0 | 0 | 0 | 0 | 0 | 0 | 0 | 0 | 0 | 0 | 0 | 0 | 0 | 0 | 0 | 0 | 0 | 0 | 0 | 0 | 0 | 0 | 0 | 0 | 0 | 0
F1_Commercial_WA - Health_New_Water Heating_Natural Gas_Advanced New Construction Designs_A_Technical Potential | F1 | Commercial | WA - Health | New | Water Heating | Natural Gas | Advanced New Construction Designs | A | Original Unit Energy Savings (kWh or therms) | Technical Potential | 0 | 0 | 0 | 0 | 0 | 0 | 0 | 0 | 0 | 0 | 0 | 0 | 0 | 0 | 0 | 0 | 0 | 0 | 0 | 0 | 0 | 0 | 0 | 0 | 0 | 0 | 0
F2_Commercial_WA - Health_New_Water Heating_Natural Gas_Advanced New Construction Designs_A_Technical Potential | F2 | Commercial | WA - Health | New | Water Heating | Natural Gas | Advanced New Construction Designs | A | Original Unit Summer Peak Savings (kW) | Technical Potential | 0 | 0 | 0 | 0 | 0 | 0 | 0 | 0 | 0 | 0 | 0 | 0 | 0 | 0 | 0 | 0 | 0 | 0 | 0 | 0 | 0 | 0 | 0 | 0 | 0 | 0 | 0
F3_Commercial_WA - Health_New_Water Heating_Natural Gas_Advanced New Construction Designs_A_Technical Potential | F3 | Commercial | WA - Health | New | Water Heating | Natural Gas | Advanced New Construction Designs | A | Original Unit Winter Peak Savings (kW) | Technical Potential | 0 | 0 | 0 | 0 | 0 | 0 | 0 | 0 | 0 | 0 | 0 | 0 | 0 | 0 | 0 | 0 | 0 | 0 | 0 | 0 | 0 | 0 | 0 | 0 | 0 | 0 | 0
F4_Commercial_WA - Health_New_Water Heating_Natural Gas_Advanced New Construction Designs_A_Technical Potential | F4 | Commercial | WA - Health | New | Water Heating | Natural Gas | Advanced New Construction Designs | A | Standalone Impact on Baseline Energy (%) | Technical Potential | 0 | 0 | 0 | 0 | 0 | 0 | 0 | 0 | 0 | 0 | 0 | 0 | 0 | 0 | 0 | 0 | 0 | 0 | 0 | 0 | 0 | 0 | 0 | 0 | 0 | 0 | 0
F5_Commercial_WA - Health_New_Water Heating_Natural Gas_Advanced New Construction Designs_A_Technical Potential | F5 | Commercial | WA - Health | New | Water Heating | Natural Gas | Advanced New Construction Designs | A | Standalone Impact on Baseline Summer Peak (%) | Technical Potential | 0 | 0 | 0 | 0 | 0 | 0 | 0 | 0 | 0 | 0 | 0 | 0 | 0 | 0 | 0 | 0 | 0 | 0 | 0 | 0 | 0 | 0 | 0 | 0 | 0 | 0 | 0
F6_Commercial_WA - Health_New_Water Heating_Natural Gas_Advanced New Construction Designs_A_Technical Potential | F6 | Commercial | WA - Health | New | Water Heating | Natural Gas | Advanced New Construction Designs | A | Standalone Impact on Baseline Winter Peak (%) | Technical Potential | 0 | 0 | 0 | 0 | 0 | 0 | 0 | 0 | 0 | 0 | 0 | 0 | 0 | 0 | 0 | 0 | 0 | 0 | 0 | 0 | 0 | 0 | 0 | 0 | 0 | 0 | 0
F7_Commercial_WA - Health_New_Water Heating_Natural Gas_Advanced New Construction Designs_A_Technical Potential | F7 | Commercial | WA - Health | New | Water Heating | Natural Gas | Advanced New Construction Designs | A | Incremental Energy Savings (MWh or mTherms) | Technical Potential | 0 | 0 | 0 | 0 | 0 | 0 | 0 | 0 | 0 | 0 | 0 | 0 | 0 | 0 | 0 | 0 | 0 | 0 | 0 | 0 | 0 | 0 | 0 | 0 | 0 | 0 | 0
F8_Commercial_WA - Health_New_Water Heating_Natural Gas_Advanced New Construction Designs_A_Technical Potential | F8 | Commercial | WA - Health | New | Water Heating | Natural Gas | Advanced New Construction Designs | A | Incremental Summer Peak Savings (MW) | Technical Potential | 0 | 0 | 0 | 0 | 0 | 0 | 0 | 0 | 0 | 0 | 0 | 0 | 0 | 0 | 0 | 0 | 0 | 0 | 0 | 0 | 0 | 0 | 0 | 0 | 0 | 0 | 0
F9_Commercial_WA - Health_New_Water Heating_Natural Gas_Advanced New Construction Designs_A_Technical Potential | F9 | Commercial | WA - Health | New | Water Heating | Natural Gas | Advanced New Construction Designs | A | Incremental Winter Peak Savings (MW) | Technical Potential | 0 | 0 | 0 | 0 | 0 | 0 | 0 | 0 | 0 | 0 | 0 | 0 | 0 | 0 | 0 | 0 | 0 | 0 | 0 | 0 | 0 | 0 | 0 | 0 | 0 | 0 | 0
F10_Commercial_WA - Health_New_Water Heating_Natural Gas_Advanced New Construction Designs_A_Technical Potential | F10 | Commercial | WA - Health | New | Water Heating | Natural Gas | Advanced New Construction Designs | A | Cumulative Energy Savings (MWh or mTherms) | Technical Potential | 0 | 0 | 0 | 0 | 0 | 0 | 0 | 0 | 0 | 0 | 0 | 0 | 0 | 0 | 0 | 0 | 0 | 0 | 0 | 0 | 0 | 0 | 0 | 0 | 0 | 0 | 0
F11_Commercial_WA - Health_New_Water Heating_Natural Gas_Advanced New Construction Designs_A_Technical Potential | F11 | Commercial | WA - Health | New | Water Heating | Natural Gas | Advanced New Construction Designs | A | Cumulative Summer Peak Savings (MW) | Technical Potential | 0 | 0 | 0 | 0 | 0 | 0 | 0 | 0 | 0 | 0 | 0 | 0 | 0 | 0 | 0 | 0 | 0 | 0 | 0 | 0 | 0 | 0 | 0 | 0 | 0 | 0 | 0
F12_Commercial_WA - Health_New_Water Heating_Natural Gas_Advanced New Construction Designs_A_Technical Potential | F12 | Commercial | WA - Health | New | Water Heating | Natural Gas | Advanced New Construction Designs | A | Cumulative Winter Peak Savings (MW) | Technical Potential | 0 | 0 | 0 | 0 | 0 | 0 | 0 | 0 | 0 | 0 | 0 | 0 | 0 | 0 | 0 | 0 | 0 | 0 | 0 | 0 | 0 | 0 | 0 | 0 | 0 | 0 | 0
F13_Commercial_WA - Health_New_Water Heating_Natural Gas_Advanced New Construction Designs_A_Technical Potential | F13 | Commercial | WA - Health | New | Water Heating | Natural Gas | Advanced New Construction Designs | A | Purchases (Incremental) | Technical Potential | 0 | 0 | 0 | 0 | 0 | 0 | 0 | 0 | 0 | 0 | 0 | 0 | 0 | 0 | 0 | 0 | 0 | 0 | 0 | 0 | 0 | 0 | 0 | 0 | 0 | 0 | 0
F14_Commercial_WA - Health_New_Water Heating_Natural Gas_Advanced New Construction Designs_A_Technical Potential | F14 | Commercial | WA - Health | New | Water Heating | Natural Gas | Advanced New Construction Designs | A | Purchases (Cumulative) | Technical Potential | 0 | 0 | 0 | 0 | 0 | 0 | 0 | 0 | 0 | 0 | 0 | 0 | 0 | 0 | 0 | 0 | 0 | 0 | 0 | 0 | 0 | 0 | 0 | 0 | 0 | 0 | 0
F1_Commercial_WA - Health_New_Space Heating_Natural Gas_Strategic Energy Management_A_Technical Potential | F1 | Commercial | WA - Health | New | Space Heating | Natural Gas | Strategic Energy Management | A | Original Unit Energy Savings (kWh or therms) | Technical Potential | 0 | 0 | 0 | 0 | 0 | 0 | 0 | 0 | 0 | 0 | 0 | 0 | 0 | 0 | 0 | 0 | 0 | 0 | 0 | 0 | 0 | 0 | 0 | 0 | 0 | 0 | 0
F2_Commercial_WA - Health_New_Space Heating_Natural Gas_Strategic Energy Management_A_Technical Potential | F2 | Commercial | WA - Health | New | Space Heating | Natural Gas | Strategic Energy Management | A | Original Unit Summer Peak Savings (kW) | Technical Potential | 0 | 0 | 0 | 0 | 0 | 0 | 0 | 0 | 0 | 0 | 0 | 0 | 0 | 0 | 0 | 0 | 0 | 0 | 0 | 0 | 0 | 0 | 0 | 0 | 0 | 0 | 0
F3_Commercial_WA - Health_New_Space Heating_Natural Gas_Strategic Energy Management_A_Technical Potential | F3 | Commercial | WA - Health | New | Space Heating | Natural Gas | Strategic Energy Management | A | Original Unit Winter Peak Savings (kW) | Technical Potential | 0 | 0 | 0 | 0 | 0 | 0 | 0 | 0 | 0 | 0 | 0 | 0 | 0 | 0 | 0 | 0 | 0 | 0 | 0 | 0 | 0 | 0 | 0 | 0 | 0 | 0 | 0
F4_Commercial_WA - Health_New_Space Heating_Natural Gas_Strategic Energy Management_A_Technical Potential | F4 | Commercial | WA - Health | New | Space Heating | Natural Gas | Strategic Energy Management | A | Standalone Impact on Baseline Energy (%) | Technical Potential | 0 | 0 | 0 | 0 | 0 | 0 | 0 | 0 | 0 | 0 | 0 | 0 | 0 | 0 | 0 | 0 | 0 | 0 | 0 | 0 | 0 | 0 | 0 | 0 | 0 | 0 | 0
F5_Commercial_WA - Health_New_Space Heating_Natural Gas_Strategic Energy Management_A_Technical Potential | F5 | Commercial | WA - Health | New | Space Heating | Natural Gas | Strategic Energy Management | A | Standalone Impact on Baseline Summer Peak (%) | Technical Potential | 0 | 0 | 0 | 0 | 0 | 0 | 0 | 0 | 0 | 0 | 0 | 0 | 0 | 0 | 0 | 0 | 0 | 0 | 0 | 0 | 0 | 0 | 0 | 0 | 0 | 0 | 0
F6_Commercial_WA - Health_New_Space Heating_Natural Gas_Strategic Energy Management_A_Technical Potential | F6 | Commercial | WA - Health | New | Space Heating | Natural Gas | Strategic Energy Management | A | Standalone Impact on Baseline Winter Peak (%) | Technical Potential | 0 | 0 | 0 | 0 | 0 | 0 | 0 | 0 | 0 | 0 | 0 | 0 | 0 | 0 | 0 | 0 | 0 | 0 | 0 | 0 | 0 | 0 | 0 | 0 | 0 | 0 | 0
F7_Commercial_WA - Health_New_Space Heating_Natural Gas_Strategic Energy Management_A_Technical Potential | F7 | Commercial | WA - Health | New | Space Heating | Natural Gas | Strategic Energy Management | A | Incremental Energy Savings (MWh or mTherms) | Technical Potential | 0 | 0 | 0 | 0 | 0 | 0 | 0 | 0 | 0 | 0 | 0 | 0 | 0 | 0 | 0 | 0 | 0 | 0 | 0 | 0 | 0 | 0 | 0 | 0 | 0 | 0 | 0
F8_Commercial_WA - Health_New_Space Heating_Natural Gas_Strategic Energy Management_A_Technical Potential | F8 | Commercial | WA - Health | New | Space Heating | Natural Gas | Strategic Energy Management | A | Incremental Summer Peak Savings (MW) | Technical Potential | 0 | 0 | 0 | 0 | 0 | 0 | 0 | 0 | 0 | 0 | 0 | 0 | 0 | 0 | 0 | 0 | 0 | 0 | 0 | 0 | 0 | 0 | 0 | 0 | 0 | 0 | 0
F9_Commercial_WA - Health_New_Space Heating_Natural Gas_Strategic Energy Management_A_Technical Potential | F9 | Commercial | WA - Health | New | Space Heating | Natural Gas | Strategic Energy Management | A | Incremental Winter Peak Savings (MW) | Technical Potential | 0 | 0 | 0 | 0 | 0 | 0 | 0 | 0 | 0 | 0 | 0 | 0 | 0 | 0 | 0 | 0 | 0 | 0 | 0 | 0 | 0 | 0 | 0 | 0 | 0 | 0 | 0
F10_Commercial_WA - Health_New_Space Heating_Natural Gas_Strategic Energy Management_A_Technical Potential | F10 | Commercial | WA - Health | New | Space Heating | Natural Gas | Strategic Energy Management | A | Cumulative Energy Savings (MWh or mTherms) | Technical Potential | 0 | 0 | 0 | 0 | 0 | 0 | 0 | 0 | 0 | 0 | 0 | 0 | 0 | 0 | 0 | 0 | 0 | 0 | 0 | 0 | 0 | 0 | 0 | 0 | 0 | 0 | 0
F11_Commercial_WA - Health_New_Space Heating_Natural Gas_Strategic Energy Management_A_Technical Potential | F11 | Commercial | WA - Health | New | Space Heating | Natural Gas | Strategic Energy Management | A | Cumulative Summer Peak Savings (MW) | Technical Potential | 0 | 0 | 0 | 0 | 0 | 0 | 0 | 0 | 0 | 0 | 0 | 0 | 0 | 0 | 0 | 0 | 0 | 0 | 0 | 0 | 0 | 0 | 0 | 0 | 0 | 0 | 0
F12_Commercial_WA - Health_New_Space Heating_Natural Gas_Strategic Energy Management_A_Technical Potential | F12 | Commercial | WA - Health | New | Space Heating | Natural Gas | Strategic Energy Management | A | Cumulative Winter Peak Savings (MW) | Technical Potential | 0 | 0 | 0 | 0 | 0 | 0 | 0 | 0 | 0 | 0 | 0 | 0 | 0 | 0 | 0 | 0 | 0 | 0 | 0 | 0 | 0 | 0 | 0 | 0 | 0 | 0 | 0
F13_Commercial_WA - Health_New_Space Heating_Natural Gas_Strategic Energy Management_A_Technical Potential | F13 | Commercial | WA - Health | New | Space Heating | Natural Gas | Strategic Energy Management | A | Purchases (Incremental) | Technical Potential | 0 | 0 | 0 | 0 | 0 | 0 | 0 | 0 | 0 | 0 | 0 | 0 | 0 | 0 | 0 | 0 | 0 | 0 | 0 | 0 | 0 | 0 | 0 | 0 | 0 | 0 | 0
F14_Commercial_WA - Health_New_Space Heating_Natural Gas_Strategic Energy Management_A_Technical Potential | F14 | Commercial | WA - Health | New | Space Heating | Natural Gas | Strategic Energy Management | A | Purchases (Cumulative) | Technical Potential | 0 | 0 | 0 | 0 | 0 | 0 | 0 | 0 | 0 | 0 | 0 | 0 | 0 | 0 | 0 | 0 | 0 | 0 | 0 | 0 | 0 | 0 | 0 | 0 | 0 | 0 | 0
F1_Commercial_WA - Health_New_Water Heating_Natural Gas_Strategic Energy Management_A_Technical Potential | F1 | Commercial | WA - Health | New | Water Heating | Natural Gas | Strategic Energy Management | A | Original Unit Energy Savings (kWh or therms) | Technical Potential | 0 | 0 | 0 | 0 | 0 | 0 | 0 | 0 | 0 | 0 | 0 | 0 | 0 | 0 | 0 | 0 | 0 | 0 | 0 | 0 | 0 | 0 | 0 | 0 | 0 | 0 | 0
F2_Commercial_WA - Health_New_Water Heating_Natural Gas_Strategic Energy Management_A_Technical Potential | F2 | Commercial | WA - Health | New | Water Heating | Natural Gas | Strategic Energy Management | A | Original Unit Summer Peak Savings (kW) | Technical Potential | 0 | 0 | 0 | 0 | 0 | 0 | 0 | 0 | 0 | 0 | 0 | 0 | 0 | 0 | 0 | 0 | 0 | 0 | 0 | 0 | 0 | 0 | 0 | 0 | 0 | 0 | 0
F3_Commercial_WA - Health_New_Water Heating_Natural Gas_Strategic Energy Management_A_Technical Potential | F3 | Commercial | WA - Health | New | Water Heating | Natural Gas | Strategic Energy Management | A | Original Unit Winter Peak Savings (kW) | Technical Potential | 0 | 0 | 0 | 0 | 0 | 0 | 0 | 0 | 0 | 0 | 0 | 0 | 0 | 0 | 0 | 0 | 0 | 0 | 0 | 0 | 0 | 0 | 0 | 0 | 0 | 0 | 0
F4_Commercial_WA - Health_New_Water Heating_Natural Gas_Strategic Energy Management_A_Technical Potential | F4 | Commercial | WA - Health | New | Water Heating | Natural Gas | Strategic Energy Management | A | Standalone Impact on Baseline Energy (%) | Technical Potential | 0 | 0 | 0 | 0 | 0 | 0 | 0 | 0 | 0 | 0 | 0 | 0 | 0 | 0 | 0 | 0 | 0 | 0 | 0 | 0 | 0 | 0 | 0 | 0 | 0 | 0 | 0
F5_Commercial_WA - Health_New_Water Heating_Natural Gas_Strategic Energy Management_A_Technical Potential | F5 | Commercial | WA - Health | New | Water Heating | Natural Gas | Strategic Energy Management | A | Standalone Impact on Baseline Summer Peak (%) | Technical Potential | 0 | 0 | 0 | 0 | 0 | 0 | 0 | 0 | 0 | 0 | 0 | 0 | 0 | 0 | 0 | 0 | 0 | 0 | 0 | 0 | 0 | 0 | 0 | 0 | 0 | 0 | 0
F6_Commercial_WA - Health_New_Water Heating_Natural Gas_Strategic Energy Management_A_Technical Potential | F6 | Commercial | WA - Health | New | Water Heating | Natural Gas | Strategic Energy Management | A | Standalone Impact on Baseline Winter Peak (%) | Technical Potential | 0 | 0 | 0 | 0 | 0 | 0 | 0 | 0 | 0 | 0 | 0 | 0 | 0 | 0 | 0 | 0 | 0 | 0 | 0 | 0 | 0 | 0 | 0 | 0 | 0 | 0 | 0
F7_Commercial_WA - Health_New_Water Heating_Natural Gas_Strategic Energy Management_A_Technical Potential | F7 | Commercial | WA - Health | New | Water Heating | Natural Gas | Strategic Energy Management | A | Incremental Energy Savings (MWh or mTherms) | Technical Potential | 0 | 0 | 0 | 0 | 0 | 0 | 0 | 0 | 0 | 0 | 0 | 0 | 0 | 0 | 0 | 0 | 0 | 0 | 0 | 0 | 0 | 0 | 0 | 0 | 0 | 0 | 0
F8_Commercial_WA - Health_New_Water Heating_Natural Gas_Strategic Energy Management_A_Technical Potential | F8 | Commercial | WA - Health | New | Water Heating | Natural Gas | Strategic Energy Management | A | Incremental Summer Peak Savings (MW) | Technical Potential | 0 | 0 | 0 | 0 | 0 | 0 | 0 | 0 | 0 | 0 | 0 | 0 | 0 | 0 | 0 | 0 | 0 | 0 | 0 | 0 | 0 | 0 | 0 | 0 | 0 | 0 | 0
F9_Commercial_WA - Health_New_Water Heating_Natural Gas_Strategic Energy Management_A_Technical Potential | F9 | Commercial | WA - Health | New | Water Heating | Natural Gas | Strategic Energy Management | A | Incremental Winter Peak Savings (MW) | Technical Potential | 0 | 0 | 0 | 0 | 0 | 0 | 0 | 0 | 0 | 0 | 0 | 0 | 0 | 0 | 0 | 0 | 0 | 0 | 0 | 0 | 0 | 0 | 0 | 0 | 0 | 0 | 0
F10_Commercial_WA - Health_New_Water Heating_Natural Gas_Strategic Energy Management_A_Technical Potential | F10 | Commercial | WA - Health | New | Water Heating | Natural Gas | Strategic Energy Management | A | Cumulative Energy Savings (MWh or mTherms) | Technical Potential | 0 | 0 | 0 | 0 | 0 | 0 | 0 | 0 | 0 | 0 | 0 | 0 | 0 | 0 | 0 | 0 | 0 | 0 | 0 | 0 | 0 | 0 | 0 | 0 | 0 | 0 | 0
F11_Commercial_WA - Health_New_Water Heating_Natural Gas_Strategic Energy Management_A_Technical Potential | F11 | Commercial | WA - Health | New | Water Heating | Natural Gas | Strategic Energy Management | A | Cumulative Summer Peak Savings (MW) | Technical Potential | 0 | 0 | 0 | 0 | 0 | 0 | 0 | 0 | 0 | 0 | 0 | 0 | 0 | 0 | 0 | 0 | 0 | 0 | 0 | 0 | 0 | 0 | 0 | 0 | 0 | 0 | 0
F12_Commercial_WA - Health_New_Water Heating_Natural Gas_Strategic Energy Management_A_Technical Potential | F12 | Commercial | WA - Health | New | Water Heating | Natural Gas | Strategic Energy Management | A | Cumulative Winter Peak Savings (MW) | Technical Potential | 0 | 0 | 0 | 0 | 0 | 0 | 0 | 0 | 0 | 0 | 0 | 0 | 0 | 0 | 0 | 0 | 0 | 0 | 0 | 0 | 0 | 0 | 0 | 0 | 0 | 0 | 0
F13_Commercial_WA - Health_New_Water Heating_Natural Gas_Strategic Energy Management_A_Technical Potential | F13 | Commercial | WA - Health | New | Water Heating | Natural Gas | Strategic Energy Management | A | Purchases (Incremental) | Technical Potential | 0 | 0 | 0 | 0 | 0 | 0 | 0 | 0 | 0 | 0 | 0 | 0 | 0 | 0 | 0 | 0 | 0 | 0 | 0 | 0 | 0 | 0 | 0 | 0 | 0 | 0 | 0
F14_Commercial_WA - Health_New_Water Heating_Natural Gas_Strategic Energy Management_A_Technical Potential | F14 | Commercial | WA - Health | New | Water Heating | Natural Gas | Strategic Energy Management | A | Purchases (Cumulative) | Technical Potential | 0 | 0 | 0 | 0 | 0 | 0 | 0 | 0 | 0 | 0 | 0 | 0 | 0 | 0 | 0 | 0 | 0 | 0 | 0 | 0 | 0 | 0 | 0 | 0 | 0 | 0 | 0
F1_Commercial_WA - Health_New_Space Heating_Natural Gas_Retrocommissioning_A_Technical Potential | F1 | Commercial | WA - Health | New | Space Heating | Natural Gas | Retrocommissioning | A | Original Unit Energy Savings (kWh or therms) | Technical Potential | 0 | 0 | 0 | 0 | 0 | 0 | 0 | 0 | 0 | 0 | 0 | 0 | 0 | 0 | 0 | 0 | 0 | 0 | 0 | 0 | 0 | 0 | 0 | 0 | 0 | 0 | 0
F2_Commercial_WA - Health_New_Space Heating_Natural Gas_Retrocommissioning_A_Technical Potential | F2 | Commercial | WA - Health | New | Space Heating | Natural Gas | Retrocommissioning | A | Original Unit Summer Peak Savings (kW) | Technical Potential | 0 | 0 | 0 | 0 | 0 | 0 | 0 | 0 | 0 | 0 | 0 | 0 | 0 | 0 | 0 | 0 | 0 | 0 | 0 | 0 | 0 | 0 | 0 | 0 | 0 | 0 | 0
F3_Commercial_WA - Health_New_Space Heating_Natural Gas_Retrocommissioning_A_Technical Potential | F3 | Commercial | WA - Health | New | Space Heating | Natural Gas | Retrocommissioning | A | Original Unit Winter Peak Savings (kW) | Technical Potential | 0 | 0 | 0 | 0 | 0 | 0 | 0 | 0 | 0 | 0 | 0 | 0 | 0 | 0 | 0 | 0 | 0 | 0 | 0 | 0 | 0 | 0 | 0 | 0 | 0 | 0 | 0
F4_Commercial_WA - Health_New_Space Heating_Natural Gas_Retrocommissioning_A_Technical Potential | F4 | Commercial | WA - Health | New | Space Heating | Natural Gas | Retrocommissioning | A | Standalone Impact on Baseline Energy (%) | Technical Potential | 0 | 0 | 0 | 0 | 0 | 0 | 0 | 0 | 0 | 0 | 0 | 0 | 0 | 0 | 0 | 0 | 0 | 0 | 0 | 0 | 0 | 0 | 0 | 0 | 0 | 0 | 0
F5_Commercial_WA - Health_New_Space Heating_Natural Gas_Retrocommissioning_A_Technical Potential | F5 | Commercial | WA - Health | New | Space Heating | Natural Gas | Retrocommissioning | A | Standalone Impact on Baseline Summer Peak (%) | Technical Potential | 0 | 0 | 0 | 0 | 0 | 0 | 0 | 0 | 0 | 0 | 0 | 0 | 0 | 0 | 0 | 0 | 0 | 0 | 0 | 0 | 0 | 0 | 0 | 0 | 0 | 0 | 0
F6_Commercial_WA - Health_New_Space Heating_Natural Gas_Retrocommissioning_A_Technical Potential | F6 | Commercial | WA - Health | New | Space Heating | Natural Gas | Retrocommissioning | A | Standalone Impact on Baseline Winter Peak (%) | Technical Potential | 0 | 0 | 0 | 0 | 0 | 0 | 0 | 0 | 0 | 0 | 0 | 0 | 0 | 0 | 0 | 0 | 0 | 0 | 0 | 0 | 0 | 0 | 0 | 0 | 0 | 0 | 0
F7_Commercial_WA - Health_New_Space Heating_Natural Gas_Retrocommissioning_A_Technical Potential | F7 | Commercial | WA - Health | New | Space Heating | Natural Gas | Retrocommissioning | A | Incremental Energy Savings (MWh or mTherms) | Technical Potential | 0 | 0 | 0 | 0 | 0 | 0 | 0 | 0 | 0 | 0 | 0 | 0 | 0 | 0 | 0 | 0 | 0 | 0 | 0 | 0 | 0 | 0 | 0 | 0 | 0 | 0 | 0
F8_Commercial_WA - Health_New_Space Heating_Natural Gas_Retrocommissioning_A_Technical Potential | F8 | Commercial | WA - Health | New | Space Heating | Natural Gas | Retrocommissioning | A | Incremental Summer Peak Savings (MW) | Technical Potential | 0 | 0 | 0 | 0 | 0 | 0 | 0 | 0 | 0 | 0 | 0 | 0 | 0 | 0 | 0 | 0 | 0 | 0 | 0 | 0 | 0 | 0 | 0 | 0 | 0 | 0 | 0
F9_Commercial_WA - Health_New_Space Heating_Natural Gas_Retrocommissioning_A_Technical Potential | F9 | Commercial | WA - Health | New | Space Heating | Natural Gas | Retrocommissioning | A | Incremental Winter Peak Savings (MW) | Technical Potential | 0 | 0 | 0 | 0 | 0 | 0 | 0 | 0 | 0 | 0 | 0 | 0 | 0 | 0 | 0 | 0 | 0 | 0 | 0 | 0 | 0 | 0 | 0 | 0 | 0 | 0 | 0
F10_Commercial_WA - Health_New_Space Heating_Natural Gas_Retrocommissioning_A_Technical Potential | F10 | Commercial | WA - Health | New | Space Heating | Natural Gas | Retrocommissioning | A | Cumulative Energy Savings (MWh or mTherms) | Technical Potential | 0 | 0 | 0 | 0 | 0 | 0 | 0 | 0 | 0 | 0 | 0 | 0 | 0 | 0 | 0 | 0 | 0 | 0 | 0 | 0 | 0 | 0 | 0 | 0 | 0 | 0 | 0
F11_Commercial_WA - Health_New_Space Heating_Natural Gas_Retrocommissioning_A_Technical Potential | F11 | Commercial | WA - Health | New | Space Heating | Natural Gas | Retrocommissioning | A | Cumulative Summer Peak Savings (MW) | Technical Potential | 0 | 0 | 0 | 0 | 0 | 0 | 0 | 0 | 0 | 0 | 0 | 0 | 0 | 0 | 0 | 0 | 0 | 0 | 0 | 0 | 0 | 0 | 0 | 0 | 0 | 0 | 0
F12_Commercial_WA - Health_New_Space Heating_Natural Gas_Retrocommissioning_A_Technical Potential | F12 | Commercial | WA - Health | New | Space Heating | Natural Gas | Retrocommissioning | A | Cumulative Winter Peak Savings (MW) | Technical Potential | 0 | 0 | 0 | 0 | 0 | 0 | 0 | 0 | 0 | 0 | 0 | 0 | 0 | 0 | 0 | 0 | 0 | 0 | 0 | 0 | 0 | 0 | 0 | 0 | 0 | 0 | 0
F13_Commercial_WA - Health_New_Space Heating_Natural Gas_Retrocommissioning_A_Technical Potential | F13 | Commercial | WA - Health | New | Space Heating | Natural Gas | Retrocommissioning | A | Purchases (Incremental) | Technical Potential | 0 | 0 | 0 | 0 | 0 | 0 | 0 | 0 | 0 | 0 | 0 | 0 | 0 | 0 | 0 | 0 | 0 | 0 | 0 | 0 | 0 | 0 | 0 | 0 | 0 | 0 | 0
F14_Commercial_WA - Health_New_Space Heating_Natural Gas_Retrocommissioning_A_Technical Potential | F14 | Commercial | WA - Health | New | Space Heating | Natural Gas | Retrocommissioning | A | Purchases (Cumulative) | Technical Potential | 0 | 0 | 0 | 0 | 0 | 0 | 0 | 0 | 0 | 0 | 0 | 0 | 0 | 0 | 0 | 0 | 0 | 0 | 0 | 0 | 0 | 0 | 0 | 0 | 0 | 0 | 0
F1_Commercial_WA - Health_New_Water Heating_Natural Gas_Retrocommissioning_A_Technical Potential | F1 | Commercial | WA - Health | New | Water Heating | Natural Gas | Retrocommissioning | A | Original Unit Energy Savings (kWh or therms) | Technical Potential | 0 | 0 | 0 | 0 | 0 | 0 | 0 | 0 | 0 | 0 | 0 | 0 | 0 | 0 | 0 | 0 | 0 | 0 | 0 | 0 | 0 | 0 | 0 | 0 | 0 | 0 | 0
F2_Commercial_WA - Health_New_Water Heating_Natural Gas_Retrocommissioning_A_Technical Potential | F2 | Commercial | WA - Health | New | Water Heating | Natural Gas | Retrocommissioning | A | Original Unit Summer Peak Savings (kW) | Technical Potential | 0 | 0 | 0 | 0 | 0 | 0 | 0 | 0 | 0 | 0 | 0 | 0 | 0 | 0 | 0 | 0 | 0 | 0 | 0 | 0 | 0 | 0 | 0 | 0 | 0 | 0 | 0
F3_Commercial_WA - Health_New_Water Heating_Natural Gas_Retrocommissioning_A_Technical Potential | F3 | Commercial | WA - Health | New | Water Heating | Natural Gas | Retrocommissioning | A | Original Unit Winter Peak Savings (kW) | Technical Potential | 0 | 0 | 0 | 0 | 0 | 0 | 0 | 0 | 0 | 0 | 0 | 0 | 0 | 0 | 0 | 0 | 0 | 0 | 0 | 0 | 0 | 0 | 0 | 0 | 0 | 0 | 0
F4_Commercial_WA - Health_New_Water Heating_Natural Gas_Retrocommissioning_A_Technical Potential | F4 | Commercial | WA - Health | New | Water Heating | Natural Gas | Retrocommissioning | A | Standalone Impact on Baseline Energy (%) | Technical Potential | 0 | 0 | 0 | 0 | 0 | 0 | 0 | 0 | 0 | 0 | 0 | 0 | 0 | 0 | 0 | 0 | 0 | 0 | 0 | 0 | 0 | 0 | 0 | 0 | 0 | 0 | 0
F5_Commercial_WA - Health_New_Water Heating_Natural Gas_Retrocommissioning_A_Technical Potential | F5 | Commercial | WA - Health | New | Water Heating | Natural Gas | Retrocommissioning | A | Standalone Impact on Baseline Summer Peak (%) | Technical Potential | 0 | 0 | 0 | 0 | 0 | 0 | 0 | 0 | 0 | 0 | 0 | 0 | 0 | 0 | 0 | 0 | 0 | 0 | 0 | 0 | 0 | 0 | 0 | 0 | 0 | 0 | 0
F6_Commercial_WA - Health_New_Water Heating_Natural Gas_Retrocommissioning_A_Technical Potential | F6 | Commercial | WA - Health | New | Water Heating | Natural Gas | Retrocommissioning | A | Standalone Impact on Baseline Winter Peak (%) | Technical Potential | 0 | 0 | 0 | 0 | 0 | 0 | 0 | 0 | 0 | 0 | 0 | 0 | 0 | 0 | 0 | 0 | 0 | 0 | 0 | 0 | 0 | 0 | 0 | 0 | 0 | 0 | 0
F7_Commercial_WA - Health_New_Water Heating_Natural Gas_Retrocommissioning_A_Technical Potential | F7 | Commercial | WA - Health | New | Water Heating | Natural Gas | Retrocommissioning | A | Incremental Energy Savings (MWh or mTherms) | Technical Potential | 0 | 0 | 0 | 0 | 0 | 0 | 0 | 0 | 0 | 0 | 0 | 0 | 0 | 0 | 0 | 0 | 0 | 0 | 0 | 0 | 0 | 0 | 0 | 0 | 0 | 0 | 0
F8_Commercial_WA - Health_New_Water Heating_Natural Gas_Retrocommissioning_A_Technical Potential | F8 | Commercial | WA - Health | New | Water Heating | Natural Gas | Retrocommissioning | A | Incremental Summer Peak Savings (MW) | Technical Potential | 0 | 0 | 0 | 0 | 0 | 0 | 0 | 0 | 0 | 0 | 0 | 0 | 0 | 0 | 0 | 0 | 0 | 0 | 0 | 0 | 0 | 0 | 0 | 0 | 0 | 0 | 0
F9_Commercial_WA - Health_New_Water Heating_Natural Gas_Retrocommissioning_A_Technical Potential | F9 | Commercial | WA - Health | New | Water Heating | Natural Gas | Retrocommissioning | A | Incremental Winter Peak Savings (MW) | Technical Potential | 0 | 0 | 0 | 0 | 0 | 0 | 0 | 0 | 0 | 0 | 0 | 0 | 0 | 0 | 0 | 0 | 0 | 0 | 0 | 0 | 0 | 0 | 0 | 0 | 0 | 0 | 0
F10_Commercial_WA - Health_New_Water Heating_Natural Gas_Retrocommissioning_A_Technical Potential | F10 | Commercial | WA - Health | New | Water Heating | Natural Gas | Retrocommissioning | A | Cumulative Energy Savings (MWh or mTherms) | Technical Potential | 0 | 0 | 0 | 0 | 0 | 0 | 0 | 0 | 0 | 0 | 0 | 0 | 0 | 0 | 0 | 0 | 0 | 0 | 0 | 0 | 0 | 0 | 0 | 0 | 0 | 0 | 0
F11_Commercial_WA - Health_New_Water Heating_Natural Gas_Retrocommissioning_A_Technical Potential | F11 | Commercial | WA - Health | New | Water Heating | Natural Gas | Retrocommissioning | A | Cumulative Summer Peak Savings (MW) | Technical Potential | 0 | 0 | 0 | 0 | 0 | 0 | 0 | 0 | 0 | 0 | 0 | 0 | 0 | 0 | 0 | 0 | 0 | 0 | 0 | 0 | 0 | 0 | 0 | 0 | 0 | 0 | 0
F12_Commercial_WA - Health_New_Water Heating_Natural Gas_Retrocommissioning_A_Technical Potential | F12 | Commercial | WA - Health | New | Water Heating | Natural Gas | Retrocommissioning | A | Cumulative Winter Peak Savings (MW) | Technical Potential | 0 | 0 | 0 | 0 | 0 | 0 | 0 | 0 | 0 | 0 | 0 | 0 | 0 | 0 | 0 | 0 | 0 | 0 | 0 | 0 | 0 | 0 | 0 | 0 | 0 | 0 | 0
F13_Commercial_WA - Health_New_Water Heating_Natural Gas_Retrocommissioning_A_Technical Potential | F13 | Commercial | WA - Health | New | Water Heating | Natural Gas | Retrocommissioning | A | Purchases (Incremental) | Technical Potential | 0 | 0 | 0 | 0 | 0 | 0 | 0 | 0 | 0 | 0 | 0 | 0 | 0 | 0 | 0 | 0 | 0 | 0 | 0 | 0 | 0 | 0 | 0 | 0 | 0 | 0 | 0
F14_Commercial_WA - Health_New_Water Heating_Natural Gas_Retrocommissioning_A_Technical Potential | F14 | Commercial | WA - Health | New | Water Heating | Natural Gas | Retrocommissioning | A | Purchases (Cumulative) | Technical Potential | 0 | 0 | 0 | 0 | 0 | 0 | 0 | 0 | 0 | 0 | 0 | 0 | 0 | 0 | 0 | 0 | 0 | 0 | 0 | 0 | 0 | 0 | 0 | 0 | 0 | 0 | 0
F1_Commercial_OR - College_Existing_Space Heating_Natural Gas_Insulation - Ceiling_A_Technical Potential | F1 | Commercial | OR - College | Existing | Space Heating | Natural Gas | Insulation - Ceiling | A | Original Unit Energy Savings (kWh or therms) | Technical Potential | 0 | 0 | 0.062431 | 0.062244 | 0.06206 | 0.06188 | 0.061703 | 0.06153 | 0.061362 | 0.061198 | 0.061038 | 0.060884 | 0.060736 | 0.060593 | 0.060456 | 0.060325 | 0.060201 | 0.060083 | 0.059973 | 0.05987 | 0.059775 | 0.059689 | 0.05961 | 0.059539 | 0.059474 | 0.059414 | 0.05936
F2_Commercial_OR - College_Existing_Space Heating_Natural Gas_Insulation - Ceiling_A_Technical Potential | F2 | Commercial | OR - College | Existing | Space Heating | Natural Gas | Insulation - Ceiling | A | Original Unit Summer Peak Savings (kW) | Technical Potential | 0 | 0 | 0 | 0 | 0 | 0 | 0 | 0 | 0 | 0 | 0 | 0 | 0 | 0 | 0 | 0 | 0 | 0 | 0 | 0 | 0 | 0 | 0 | 0 | 0 | 0 | 0
F3_Commercial_OR - College_Existing_Space Heating_Natural Gas_Insulation - Ceiling_A_Technical Potential | F3 | Commercial | OR - College | Existing | Space Heating | Natural Gas | Insulation - Ceiling | A | Original Unit Winter Peak Savings (kW) | Technical Potential | 0 | 0 | 0 | 0 | 0 | 0 | 0 | 0 | 0 | 0 | 0 | 0 | 0 | 0 | 0 | 0 | 0 | 0 | 0 | 0 | 0 | 0 | 0 | 0 | 0 | 0 | 0
F4_Commercial_OR - College_Existing_Space Heating_Natural Gas_Insulation - Ceiling_A_Technical Potential | F4 | Commercial | OR - College | Existing | Space Heating | Natural Gas | Insulation - Ceiling | A | Standalone Impact on Baseline Energy (%) | Technical Potential | 0 | 0 | 0.00019437 | 0.00029896 | 0.00065278 | 0.0012283 | 0.0021019 | 0.0033531 | 0.005055 | 0.0072613 | 0.0099901 | 0.013208 | 0.016818 | 0.020659 | 0.024516 | 0.028151 | 0.031348 | 0.03395 | 0.035895 | 0.03732 | 0.038097 | 0.038719 | 0.038719 | 0.038719 | 0.038719 | 0.038719 | 0.038719
F5_Commercial_OR - College_Existing_Space Heating_Natural Gas_Insulation - Ceiling_A_Technical Potential | F5 | Commercial | OR - College | Existing | Space Heating | Natural Gas | Insulation - Ceiling | A | Standalone Impact on Baseline Summer Peak (%) | Technical Potential | 0 | 0 | 0 | 0 | 0 | 0 | 0 | 0 | 0 | 0 | 0 | 0 | 0 | 0 | 0 | 0 | 0 | 0 | 0 | 0 | 0 | 0 | 0 | 0 | 0 | 0 | 0
F6_Commercial_OR - College_Existing_Space Heating_Natural Gas_Insulation - Ceiling_A_Technical Potential | F6 | Commercial | OR - College | Existing | Space Heating | Natural Gas | Insulation - Ceiling | A | Standalone Impact on Baseline Winter Peak (%) | Technical Potential | 0 | 0 | 0 | 0 | 0 | 0 | 0 | 0 | 0 | 0 | 0 | 0 | 0 | 0 | 0 | 0 | 0 | 0 | 0 | 0 | 0 | 0 | 0 | 0 | 0 | 0 | 0
F7_Commercial_OR - College_Existing_Space Heating_Natural Gas_Insulation - Ceiling_A_Technical Potential | F7 | Commercial | OR - College | Existing | Space Heating | Natural Gas | Insulation - Ceiling | A | Incremental Energy Savings (MWh or mTherms) | Technical Potential | 0 | 0 | 0.12703 | 0.068149 | 0.22986 | 0.37282 | 0.56427 | 0.80589 | 1.0932 | 1.4134 | 1.7436 | 2.0509 | 2.2954 | 2.4361 | 2.4408 | 2.2959 | 2.0144 | 1.6366 | 1.221 | 0.89306 | 0.48651 | 0.38864 | 0 | 0 | 0 | 0 | 0
F8_Commercial_OR - College_Existing_Space Heating_Natural Gas_Insulation - Ceiling_A_Technical Potential | F8 | Commercial | OR - College | Existing | Space Heating | Natural Gas | Insulation - Ceiling | A | Incremental Summer Peak Savings (MW) | Technical Potential | 0 | 0 | 0 | 0 | 0 | 0 | 0 | 0 | 0 | 0 | 0 | 0 | 0 | 0 | 0 | 0 | 0 | 0 | 0 | 0 | 0 | 0 | 0 | 0 | 0 | 0 | 0
F9_Commercial_OR - College_Existing_Space Heating_Natural Gas_Insulation - Ceiling_A_Technical Potential | F9 | Commercial | OR - College | Existing | Space Heating | Natural Gas | Insulation - Ceiling | A | Incremental Winter Peak Savings (MW) | Technical Potential | 0 | 0 | 0 | 0 | 0 | 0 | 0 | 0 | 0 | 0 | 0 | 0 | 0 | 0 | 0 | 0 | 0 | 0 | 0 | 0 | 0 | 0 | 0 | 0 | 0 | 0 | 0
F10_Commercial_OR - College_Existing_Space Heating_Natural Gas_Insulation - Ceiling_A_Technical Potential | F10 | Commercial | OR - College | Existing | Space Heating | Natural Gas | Insulation - Ceiling | A | Cumulative Energy Savings (MWh or mTherms) | Technical Potential | 0 | 0 | 0.12703 | 0.1948 | 0.42409 | 0.79567 | 1.3577 | 2.1597 | 3.247 | 4.6518 | 6.3833 | 8.4181 | 10.6929 | 13.1039 | 15.5151 | 17.7774 | 19.7552 | 21.3532 | 22.5349 | 23.3894 | 23.8389 | 24.1931 | 24.1613 | 24.1322 | 24.1058 | 24.0817 | 24.0597
F11_Commercial_OR - College_Existing_Space Heating_Natural Gas_Insulation - Ceiling_A_Technical Potential | F11 | Commercial | OR - College | Existing | Space Heating | Natural Gas | Insulation - Ceiling | A | Cumulative Summer Peak Savings (MW) | Technical Potential | 0 | 0 | 0 | 0 | 0 | 0 | 0 | 0 | 0 | 0 | 0 | 0 | 0 | 0 | 0 | 0 | 0 | 0 | 0 | 0 | 0 | 0 | 0 | 0 | 0 | 0 | 0
F12_Commercial_OR - College_Existing_Space Heating_Natural Gas_Insulation - Ceiling_A_Technical Potential | F12 | Commercial | OR - College | Existing | Space Heating | Natural Gas | Insulation - Ceiling | A | Cumulative Winter Peak Savings (MW) | Technical Potential | 0 | 0 | 0 | 0 | 0 | 0 | 0 | 0 | 0 | 0 | 0 | 0 | 0 | 0 | 0 | 0 | 0 | 0 | 0 | 0 | 0 | 0 | 0 | 0 | 0 | 0 | 0
F13_Commercial_OR - College_Existing_Space Heating_Natural Gas_Insulation - Ceiling_A_Technical Potential | F13 | Commercial | OR - College | Existing | Space Heating | Natural Gas | Insulation - Ceiling | A | Purchases (Incremental) | Technical Potential | 0 | 0 | 2034.7363 | 1094.8748 | 3703.8527 | 6024.824 | 9144.8413 | 13097.3668 | 17816.0157 | 23095.991 | 28565.7604 | 33685.8173 | 37793.2978 | 40204.9532 | 40372.8036 | 38058.1761 | 33461.6488 | 27238.4314 | 20359.3946 | 14916.5858 | 8138.9452 | 6511.1562 | 0 | 0 | 0 | 0 | 0
F14_Commercial_OR - College_Existing_Space Heating_Natural Gas_Insulation - Ceiling_A_Technical Potential | F14 | Commercial | OR - College | Existing | Space Heating | Natural Gas | Insulation - Ceiling | A | Purchases (Cumulative) | Technical Potential | 0 | 0 | 2034.7363 | 3129.6111 | 6833.4637 | 12858.2877 | 22003.129 | 35100.4959 | 52916.5115 | 76012.5026 | 104578.2629 | 138264.0802 | 176057.3781 | 216262.3313 | 256635.1349 | 294693.311 | 328154.9598 | 355393.3913 | 375752.7858 | 390669.3716 | 398808.3168 | 405319.473 | 405319.473 | 405319.473 | 405319.473 | 405319.473 | 405319.473
F1_Commercial_OR - College_Existing_Space Heating_Natural Gas_Insulation - Ducting_A_Technical Potential | F1 | Commercial | OR - College | Existing | Space Heating | Natural Gas | Insulation - Ducting | A | Original Unit Energy Savings (kWh or therms) | Technical Potential | 0 | 0 | 0 | 0 | 0 | 0 | 0 | 0 | 0 | 0 | 0 | 0 | 0 | 0 | 0 | 0 | 0 | 0 | 0 | 0 | 0 | 0 | 0 | 0 | 0 | 0 | 0
F2_Commercial_OR - College_Existing_Space Heating_Natural Gas_Insulation - Ducting_A_Technical Potential | F2 | Commercial | OR - College | Existing | Space Heating | Natural Gas | Insulation - Ducting | A | Original Unit Summer Peak Savings (kW) | Technical Potential | 0 | 0 | 0 | 0 | 0 | 0 | 0 | 0 | 0 | 0 | 0 | 0 | 0 | 0 | 0 | 0 | 0 | 0 | 0 | 0 | 0 | 0 | 0 | 0 | 0 | 0 | 0
F3_Commercial_OR - College_Existing_Space Heating_Natural Gas_Insulation - Ducting_A_Technical Potential | F3 | Commercial | OR - College | Existing | Space Heating | Natural Gas | Insulation - Ducting | A | Original Unit Winter Peak Savings (kW) | Technical Potential | 0 | 0 | 0 | 0 | 0 | 0 | 0 | 0 | 0 | 0 | 0 | 0 | 0 | 0 | 0 | 0 | 0 | 0 | 0 | 0 | 0 | 0 | 0 | 0 | 0 | 0 | 0
F4_Commercial_OR - College_Existing_Space Heating_Natural Gas_Insulation - Ducting_A_Technical Potential | F4 | Commercial | OR - College | Existing | Space Heating | Natural Gas | Insulation - Ducting | A | Standalone Impact on Baseline Energy (%) | Technical Potential | 0 | 0 | 0 | 0 | 0 | 0 | 0 | 0 | 0 | 0 | 0 | 0 | 0 | 0 | 0 | 0 | 0 | 0 | 0 | 0 | 0 | 0 | 0 | 0 | 0 | 0 | 0
F5_Commercial_OR - College_Existing_Space Heating_Natural Gas_Insulation - Ducting_A_Technical Potential | F5 | Commercial | OR - College | Existing | Space Heating | Natural Gas | Insulation - Ducting | A | Standalone Impact on Baseline Summer Peak (%) | Technical Potential | 0 | 0 | 0 | 0 | 0 | 0 | 0 | 0 | 0 | 0 | 0 | 0 | 0 | 0 | 0 | 0 | 0 | 0 | 0 | 0 | 0 | 0 | 0 | 0 | 0 | 0 | 0
F6_Commercial_OR - College_Existing_Space Heating_Natural Gas_Insulation - Ducting_A_Technical Potential | F6 | Commercial | OR - College | Existing | Space Heating | Natural Gas | Insulation - Ducting | A | Standalone Impact on Baseline Winter Peak (%) | Technical Potential | 0 | 0 | 0 | 0 | 0 | 0 | 0 | 0 | 0 | 0 | 0 | 0 | 0 | 0 | 0 | 0 | 0 | 0 | 0 | 0 | 0 | 0 | 0 | 0 | 0 | 0 | 0
F7_Commercial_OR - College_Existing_Space Heating_Natural Gas_Insulation - Ducting_A_Technical Potential | F7 | Commercial | OR - College | Existing | Space Heating | Natural Gas | Insulation - Ducting | A | Incremental Energy Savings (MWh or mTherms) | Technical Potential | 0 | 0 | 0 | 0 | 0 | 0 | 0 | 0 | 0 | 0 | 0 | 0 | 0 | 0 | 0 | 0 | 0 | 0 | 0 | 0 | 0 | 0 | 0 | 0 | 0 | 0 | 0
F8_Commercial_OR - College_Existing_Space Heating_Natural Gas_Insulation - Ducting_A_Technical Potential | F8 | Commercial | OR - College | Existing | Space Heating | Natural Gas | Insulation - Ducting | A | Incremental Summer Peak Savings (MW) | Technical Potential | 0 | 0 | 0 | 0 | 0 | 0 | 0 | 0 | 0 | 0 | 0 | 0 | 0 | 0 | 0 | 0 | 0 | 0 | 0 | 0 | 0 | 0 | 0 | 0 | 0 | 0 | 0
F9_Commercial_OR - College_Existing_Space Heating_Natural Gas_Insulation - Ducting_A_Technical Potential | F9 | Commercial | OR - College | Existing | Space Heating | Natural Gas | Insulation - Ducting | A | Incremental Winter Peak Savings (MW) | Technical Potential | 0 | 0 | 0 | 0 | 0 | 0 | 0 | 0 | 0 | 0 | 0 | 0 | 0 | 0 | 0 | 0 | 0 | 0 | 0 | 0 | 0 | 0 | 0 | 0 | 0 | 0 | 0
F10_Commercial_OR - College_Existing_Space Heating_Natural Gas_Insulation - Ducting_A_Technical Potential | F10 | Commercial | OR - College | Existing | Space Heating | Natural Gas | Insulation - Ducting | A | Cumulative Energy Savings (MWh or mTherms) | Technical Potential | 0 | 0 | 0 | 0 | 0 | 0 | 0 | 0 | 0 | 0 | 0 | 0 | 0 | 0 | 0 | 0 | 0 | 0 | 0 | 0 | 0 | 0 | 0 | 0 | 0 | 0 | 0
F11_Commercial_OR - College_Existing_Space Heating_Natural Gas_Insulation - Ducting_A_Technical Potential | F11 | Commercial | OR - College | Existing | Space Heating | Natural Gas | Insulation - Ducting | A | Cumulative Summer Peak Savings (MW) | Technical Potential | 0 | 0 | 0 | 0 | 0 | 0 | 0 | 0 | 0 | 0 | 0 | 0 | 0 | 0 | 0 | 0 | 0 | 0 | 0 | 0 | 0 | 0 | 0 | 0 | 0 | 0 | 0
F12_Commercial_OR - College_Existing_Space Heating_Natural Gas_Insulation - Ducting_A_Technical Potential | F12 | Commercial | OR - College | Existing | Space Heating | Natural Gas | Insulation - Ducting | A | Cumulative Winter Peak Savings (MW) | Technical Potential | 0 | 0 | 0 | 0 | 0 | 0 | 0 | 0 | 0 | 0 | 0 | 0 | 0 | 0 | 0 | 0 | 0 | 0 | 0 | 0 | 0 | 0 | 0 | 0 | 0 | 0 | 0
F13_Commercial_OR - College_Existing_Space Heating_Natural Gas_Insulation - Ducting_A_Technical Potential | F13 | Commercial | OR - College | Existing | Space Heating | Natural Gas | Insulation - Ducting | A | Purchases (Incremental) | Technical Potential | 0 | 0 | 508.6841 | 273.7187 | 925.9632 | 1506.206 | 2286.2103 | 3274.3417 | 4454.0039 | 5773.9978 | 7141.4401 | 8421.4543 | 9448.3245 | 10051.2383 | 10093.2009 | 9514.544 | 8365.4122 | 6809.6079 | 5089.8486 | 3729.1464 | 2034.7363 | 1627.789 | 0 | 0 | 0 | 0 | 0
F14_Commercial_OR - College_Existing_Space Heating_Natural Gas_Insulation - Ducting_A_Technical Potential | F14 | Commercial | OR - College | Existing | Space Heating | Natural Gas | Insulation - Ducting | A | Purchases (Cumulative) | Technical Potential | 0 | 0 | 508.6841 | 782.4028 | 1708.3659 | 3214.5719 | 5500.7823 | 8775.124 | 13229.1279 | 19003.1256 | 26144.5657 | 34566.0201 | 44014.3445 | 54065.5828 | 64158.7837 | 73673.3278 | 82038.74 | 88848.3478 | 93938.1965 | 97667.3429 | 99702.0792 | 101329.8683 | 101329.8683 | 101329.8683 | 101329.8683 | 101329.8683 | 101329.8683
F1_Commercial_OR - College_Existing_Space Heating_Natural Gas_Insulation - Wall Cavity_A_Technical Potential | F1 | Commercial | OR - College | Existing | Space Heating | Natural Gas | Insulation - Wall Cavity | A | Original Unit Energy Savings (kWh or therms) | Technical Potential | 0 | 0 | 0.19663 | 0.19604 | 0.19547 | 0.1949 | 0.19434 | 0.1938 | 0.19327 | 0.19275 | 0.19225 | 0.19176 | 0.19129 | 0.19084 | 0.19041 | 0.19 | 0.18961 | 0.18924 | 0.18889 | 0.18857 | 0.18827 | 0.188 | 0.18775 | 0.18752 | 0.18732 | 0.18713 | 0.18696
F2_Commercial_OR - College_Existing_Space Heating_Natural Gas_Insulation - Wall Cavity_A_Technical Potential | F2 | Commercial | OR - College | Existing | Space Heating | Natural Gas | Insulation - Wall Cavity | A | Original Unit Summer Peak Savings (kW) | Technical Potential | 0 | 0 | 0 | 0 | 0 | 0 | 0 | 0 | 0 | 0 | 0 | 0 | 0 | 0 | 0 | 0 | 0 | 0 | 0 | 0 | 0 | 0 | 0 | 0 | 0 | 0 | 0
F3_Commercial_OR - College_Existing_Space Heating_Natural Gas_Insulation - Wall Cavity_A_Technical Potential | F3 | Commercial | OR - College | Existing | Space Heating | Natural Gas | Insulation - Wall Cavity | A | Original Unit Winter Peak Savings (kW) | Technical Potential | 0 | 0 | 0 | 0 | 0 | 0 | 0 | 0 | 0 | 0 | 0 | 0 | 0 | 0 | 0 | 0 | 0 | 0 | 0 | 0 | 0 | 0 | 0 | 0 | 0 | 0 | 0
F4_Commercial_OR - College_Existing_Space Heating_Natural Gas_Insulation - Wall Cavity_A_Technical Potential | F4 | Commercial | OR - College | Existing | Space Heating | Natural Gas | Insulation - Wall Cavity | A | Standalone Impact on Baseline Energy (%) | Technical Potential | 0 | 0 | 0.00023325 | 0.00035876 | 0.00078334 | 0.001474 | 0.0025223 | 0.0040237 | 0.006066 | 0.0087135 | 0.011988 | 0.01585 | 0.020182 | 0.024791 | 0.029419 | 0.033781 | 0.037617 | 0.04074 | 0.043074 | 0.044783 | 0.045716 | 0.046463 | 0.046463 | 0.046463 | 0.046463 | 0.046463 | 0.046463
F5_Commercial_OR - College_Existing_Space Heating_Natural Gas_Insulation - Wall Cavity_A_Technical Potential | F5 | Commercial | OR - College | Existing | Space Heating | Natural Gas | Insulation - Wall Cavity | A | Standalone Impact on Baseline Summer Peak (%) | Technical Potential | 0 | 0 | 0 | 0 | 0 | 0 | 0 | 0 | 0 | 0 | 0 | 0 | 0 | 0 | 0 | 0 | 0 | 0 | 0 | 0 | 0 | 0 | 0 | 0 | 0 | 0 | 0
F6_Commercial_OR - College_Existing_Space Heating_Natural Gas_Insulation - Wall Cavity_A_Technical Potential | F6 | Commercial | OR - College | Existing | Space Heating | Natural Gas | Insulation - Wall Cavity | A | Standalone Impact on Baseline Winter Peak (%) | Technical Potential | 0 | 0 | 0 | 0 | 0 | 0 | 0 | 0 | 0 | 0 | 0 | 0 | 0 | 0 | 0 | 0 | 0 | 0 | 0 | 0 | 0 | 0 | 0 | 0 | 0 | 0 | 0
F7_Commercial_OR - College_Existing_Space Heating_Natural Gas_Insulation - Wall Cavity_A_Technical Potential | F7 | Commercial | OR - College | Existing | Space Heating | Natural Gas | Insulation - Wall Cavity | A | Incremental Energy Savings (MWh or mTherms) | Technical Potential | 0 | 0 | 0.15244 | 0.081779 | 0.27584 | 0.44738 | 0.67712 | 0.96706 | 1.3119 | 1.6961 | 2.0923 | 2.4611 | 2.7545 | 2.9233 | 2.9289 | 2.755 | 2.4173 | 1.9639 | 1.4652 | 1.0717 | 0.58381 | 0.46637 | 0 | 0 | 0 | 0 | 0
F8_Commercial_OR - College_Existing_Space Heating_Natural Gas_Insulation - Wall Cavity_A_Technical Potential | F8 | Commercial | OR - College | Existing | Space Heating | Natural Gas | Insulation - Wall Cavity | A | Incremental Summer Peak Savings (MW) | Technical Potential | 0 | 0 | 0 | 0 | 0 | 0 | 0 | 0 | 0 | 0 | 0 | 0 | 0 | 0 | 0 | 0 | 0 | 0 | 0 | 0 | 0 | 0 | 0 | 0 | 0 | 0 | 0
F9_Commercial_OR - College_Existing_Space Heating_Natural Gas_Insulation - Wall Cavity_A_Technical Potential | F9 | Commercial | OR - College | Existing | Space Heating | Natural Gas | Insulation - Wall Cavity | A | Incremental Winter Peak Savings (MW) | Technical Potential | 0 | 0 | 0 | 0 | 0 | 0 | 0 | 0 | 0 | 0 | 0 | 0 | 0 | 0 | 0 | 0 | 0 | 0 | 0 | 0 | 0 | 0 | 0 | 0 | 0 | 0 | 0
F10_Commercial_OR - College_Existing_Space Heating_Natural Gas_Insulation - Wall Cavity_A_Technical Potential | F10 | Commercial | OR - College | Existing | Space Heating | Natural Gas | Insulation - Wall Cavity | A | Cumulative Energy Savings (MWh or mTherms) | Technical Potential | 0 | 0 | 0.15244 | 0.23376 | 0.50891 | 0.95481 | 1.6292 | 2.5917 | 3.8965 | 5.5821 | 7.6599 | 10.1017 | 12.8315 | 15.7247 | 18.6181 | 21.3329 | 23.7063 | 25.6239 | 27.0419 | 28.0672 | 28.6067 | 29.0318 | 28.9935 | 28.9587 | 28.9269 | 28.898 | 28.8716
F11_Commercial_OR - College_Existing_Space Heating_Natural Gas_Insulation - Wall Cavity_A_Technical Potential | F11 | Commercial | OR - College | Existing | Space Heating | Natural Gas | Insulation - Wall Cavity | A | Cumulative Summer Peak Savings (MW) | Technical Potential | 0 | 0 | 0 | 0 | 0 | 0 | 0 | 0 | 0 | 0 | 0 | 0 | 0 | 0 | 0 | 0 | 0 | 0 | 0 | 0 | 0 | 0 | 0 | 0 | 0 | 0 | 0
F12_Commercial_OR - College_Existing_Space Heating_Natural Gas_Insulation - Wall Cavity_A_Technical Potential | F12 | Commercial | OR - College | Existing | Space Heating | Natural Gas | Insulation - Wall Cavity | A | Cumulative Winter Peak Savings (MW) | Technical Potential | 0 | 0 | 0 | 0 | 0 | 0 | 0 | 0 | 0 | 0 | 0 | 0 | 0 | 0 | 0 | 0 | 0 | 0 | 0 | 0 | 0 | 0 | 0 | 0 | 0 | 0 | 0
F13_Commercial_OR - College_Existing_Space Heating_Natural Gas_Insulation - Wall Cavity_A_Technical Potential | F13 | Commercial | OR - College | Existing | Space Heating | Natural Gas | Insulation - Wall Cavity | A | Purchases (Incremental) | Technical Potential | 0 | 0 | 775.2345 | 417.1473 | 1411.1679 | 2295.4579 | 3484.1845 | 4990.0968 | 6787.902 | 8799.5726 | 10883.5547 | 12834.2964 | 14399.2465 | 15318.0872 | 15382.0382 | 14500.1651 | 12748.8882 | 10377.8424 | 7756.9293 | 5683.2192 | 3100.9381 | 2480.7505 | 0 | 0 | 0 | 0 | 0
F14_Commercial_OR - College_Existing_Space Heating_Natural Gas_Insulation - Wall Cavity_A_Technical Potential | F14 | Commercial | OR - College | Existing | Space Heating | Natural Gas | Insulation - Wall Cavity | A | Purchases (Cumulative) | Technical Potential | 0 | 0 | 775.2345 | 1192.3818 | 2603.5497 | 4899.0076 | 8383.1922 | 13373.2889 | 20161.1909 | 28960.7635 | 39844.3182 | 52678.6146 | 67077.861 | 82395.9482 | 97777.9864 | 112278.1515 | 125027.0397 | 135404.8821 | 143161.8114 | 148845.0306 | 151945.9687 | 154426.7192 | 154426.7192 | 154426.7192 | 154426.7192 | 154426.7192 | 154426.7192
F1_Commercial_OR - College_Existing_Space Heating_Natural Gas_Green Roof - Vegetated Rooftop_A_Technical Potential | F1 | Commercial | OR - College | Existing | Space Heating | Natural Gas | Green Roof - Vegetated Rooftop | A | Original Unit Energy Savings (kWh or therms) | Technical Potential | 0 | 0 | 0.0035599 | 0.0035492 | 0.0035387 | 0.0035285 | 0.0035184 | 0.0035085 | 0.0034989 | 0.0034895 | 0.0034805 | 0.0034717 | 0.0034632 | 0.0034551 | 0.0034472 | 0.0034398 | 0.0034327 | 0.003426 | 0.0034197 | 0.0034138 | 0.0034084 | 0.0034035 | 0.003399 | 0.003395 | 0.0033912 | 0.0033878 | 0.0033848
F2_Commercial_OR - College_Existing_Space Heating_Natural Gas_Green Roof - Vegetated Rooftop_A_Technical Potential | F2 | Commercial | OR - College | Existing | Space Heating | Natural Gas | Green Roof - Vegetated Rooftop | A | Original Unit Summer Peak Savings (kW) | Technical Potential | 0 | 0 | 0 | 0 | 0 | 0 | 0 | 0 | 0 | 0 | 0 | 0 | 0 | 0 | 0 | 0 | 0 | 0 | 0 | 0 | 0 | 0 | 0 | 0 | 0 | 0 | 0
F3_Commercial_OR - College_Existing_Space Heating_Natural Gas_Green Roof - Vegetated Rooftop_A_Technical Potential | F3 | Commercial | OR - College | Existing | Space Heating | Natural Gas | Green Roof - Vegetated Rooftop | A | Original Unit Winter Peak Savings (kW) | Technical Potential | 0 | 0 | 0 | 0 | 0 | 0 | 0 | 0 | 0 | 0 | 0 | 0 | 0 | 0 | 0 | 0 | 0 | 0 | 0 | 0 | 0 | 0 | 0 | 0 | 0 | 0 | 0
F4_Commercial_OR - College_Existing_Space Heating_Natural Gas_Green Roof - Vegetated Rooftop_A_Technical Potential | F4 | Commercial | OR - College | Existing | Space Heating | Natural Gas | Green Roof - Vegetated Rooftop | A | Standalone Impact on Baseline Energy (%) | Technical Potential | 0 | 0 | 0 | 0 | 0 | 0 | 0 | 0 | 0 | 0 | 0 | 0 | 0 | 0 | 0 | 0 | 0 | 0 | 0 | 0 | 0 | 0 | 0 | 0 | 0 | 0 | 0
F5_Commercial_OR - College_Existing_Space Heating_Natural Gas_Green Roof - Vegetated Rooftop_A_Technical Potential | F5 | Commercial | OR - College | Existing | Space Heating | Natural Gas | Green Roof - Vegetated Rooftop | A | Standalone Impact on Baseline Summer Peak (%) | Technical Potential | 0 | 0 | 0 | 0 | 0 | 0 | 0 | 0 | 0 | 0 | 0 | 0 | 0 | 0 | 0 | 0 | 0 | 0 | 0 | 0 | 0 | 0 | 0 | 0 | 0 | 0 | 0
F6_Commercial_OR - College_Existing_Space Heating_Natural Gas_Green Roof - Vegetated Rooftop_A_Technical Potential | F6 | Commercial | OR - College | Existing | Space Heating | Natural Gas | Green Roof - Vegetated Rooftop | A | Standalone Impact on Baseline Winter Peak (%) | Technical Potential | 0 | 0 | 0 | 0 | 0 | 0 | 0 | 0 | 0 | 0 | 0 | 0 | 0 | 0 | 0 | 0 | 0 | 0 | 0 | 0 | 0 | 0 | 0 | 0 | 0 | 0 | 0
F7_Commercial_OR - College_Existing_Space Heating_Natural Gas_Green Roof - Vegetated Rooftop_A_Technical Potential | F7 | Commercial | OR - College | Existing | Space Heating | Natural Gas | Green Roof - Vegetated Rooftop | A | Incremental Energy Savings (MWh or mTherms) | Technical Potential | 0 | 0 | 0 | 0 | 0 | 0 | 0 | 0 | 0 | 0 | 0 | 0 | 0 | 0 | 0 | 0 | 0 | 0 | 0 | 0 | 0 | 0 | 0 | 0 | 0 | 0 | 0
F8_Commercial_OR - College_Existing_Space Heating_Natural Gas_Green Roof - Vegetated Rooftop_A_Technical Potential | F8 | Commercial | OR - College | Existing | Space Heating | Natural Gas | Green Roof - Vegetated Rooftop | A | Incremental Summer Peak Savings (MW) | Technical Potential | 0 | 0 | 0 | 0 | 0 | 0 | 0 | 0 | 0 | 0 | 0 | 0 | 0 | 0 | 0 | 0 | 0 | 0 | 0 | 0 | 0 | 0 | 0 | 0 | 0 | 0 | 0
F9_Commercial_OR - College_Existing_Space Heating_Natural Gas_Green Roof - Vegetated Rooftop_A_Technical Potential | F9 | Commercial | OR - College | Existing | Space Heating | Natural Gas | Green Roof - Vegetated Rooftop | A | Incremental Winter Peak Savings (MW) | Technical Potential | 0 | 0 | 0 | 0 | 0 | 0 | 0 | 0 | 0 | 0 | 0 | 0 | 0 | 0 | 0 | 0 | 0 | 0 | 0 | 0 | 0 | 0 | 0 | 0 | 0 | 0 | 0
F10_Commercial_OR - College_Existing_Space Heating_Natural Gas_Green Roof - Vegetated Rooftop_A_Technical Potential | F10 | Commercial | OR - College | Existing | Space Heating | Natural Gas | Green Roof - Vegetated Rooftop | A | Cumulative Energy Savings (MWh or mTherms) | Technical Potential | 0 | 0 | 0 | 0 | 0 | 0 | 0 | 0 | 0 | 0 | 0 | 0 | 0 | 0 | 0 | 0 | 0 | 0 | 0 | 0 | 0 | 0 | 0 | 0 | 0 | 0 | 0
F11_Commercial_OR - College_Existing_Space Heating_Natural Gas_Green Roof - Vegetated Rooftop_A_Technical Potential | F11 | Commercial | OR - College | Existing | Space Heating | Natural Gas | Green Roof - Vegetated Rooftop | A | Cumulative Summer Peak Savings (MW) | Technical Potential | 0 | 0 | 0 | 0 | 0 | 0 | 0 | 0 | 0 | 0 | 0 | 0 | 0 | 0 | 0 | 0 | 0 | 0 | 0 | 0 | 0 | 0 | 0 | 0 | 0 | 0 | 0
F12_Commercial_OR - College_Existing_Space Heating_Natural Gas_Green Roof - Vegetated Rooftop_A_Technical Potential | F12 | Commercial | OR - College | Existing | Space Heating | Natural Gas | Green Roof - Vegetated Rooftop | A | Cumulative Winter Peak Savings (MW) | Technical Potential | 0 | 0 | 0 | 0 | 0 | 0 | 0 | 0 | 0 | 0 | 0 | 0 | 0 | 0 | 0 | 0 | 0 | 0 | 0 | 0 | 0 | 0 | 0 | 0 | 0 | 0 | 0
F13_Commercial_OR - College_Existing_Space Heating_Natural Gas_Green Roof - Vegetated Rooftop_A_Technical Potential | F13 | Commercial | OR - College | Existing | Space Heating | Natural Gas | Green Roof - Vegetated Rooftop | A | Purchases (Incremental) | Technical Potential | 0 | 0 | 0 | 0 | 0 | 0 | 0 | 0 | 0 | 0 | 0 | 0 | 0 | 0 | 0 | 0 | 0 | 0 | 0 | 0 | 0 | 0 | 0 | 0 | 0 | 0 | 0
F14_Commercial_OR - College_Existing_Space Heating_Natural Gas_Green Roof - Vegetated Rooftop_A_Technical Potential | F14 | Commercial | OR - College | Existing | Space Heating | Natural Gas | Green Roof - Vegetated Rooftop | A | Purchases (Cumulative) | Technical Potential | 0 | 0 | 0 | 0 | 0 | 0 | 0 | 0 | 0 | 0 | 0 | 0 | 0 | 0 | 0 | 0 | 0 | 0 | 0 | 0 | 0 | 0 | 0 | 0 | 0 | 0 | 0
F1_Commercial_OR - College_Existing_Space Heating_Natural Gas_Ducting - Repair and Sealing_A_Technical Potential | F1 | Commercial | OR - College | Existing | Space Heating | Natural Gas | Ducting - Repair and Sealing | A | Original Unit Energy Savings (kWh or therms) | Technical Potential | 0 | 0 | 0.20342 | 0.20281 | 0.20221 | 0.20163 | 0.20105 | 0.20049 | 0.19994 | 0.1994 | 0.19888 | 0.19838 | 0.1979 | 0.19743 | 0.19699 | 0.19656 | 0.19616 | 0.19577 | 0.19541 | 0.19508 | 0.19477 | 0.19449 | 0.19423 | 0.194 | 0.19379 | 0.19359 | 0.19341
F2_Commercial_OR - College_Existing_Space Heating_Natural Gas_Ducting - Repair and Sealing_A_Technical Potential | F2 | Commercial | OR - College | Existing | Space Heating | Natural Gas | Ducting - Repair and Sealing | A | Original Unit Summer Peak Savings (kW) | Technical Potential | 0 | 0 | 0 | 0 | 0 | 0 | 0 | 0 | 0 | 0 | 0 | 0 | 0 | 0 | 0 | 0 | 0 | 0 | 0 | 0 | 0 | 0 | 0 | 0 | 0 | 0 | 0
F3_Commercial_OR - College_Existing_Space Heating_Natural Gas_Ducting - Repair and Sealing_A_Technical Potential | F3 | Commercial | OR - College | Existing | Space Heating | Natural Gas | Ducting - Repair and Sealing | A | Original Unit Winter Peak Savings (kW) | Technical Potential | 0 | 0 | 0 | 0 | 0 | 0 | 0 | 0 | 0 | 0 | 0 | 0 | 0 | 0 | 0 | 0 | 0 | 0 | 0 | 0 | 0 | 0 | 0 | 0 | 0 | 0 | 0
F4_Commercial_OR - College_Existing_Space Heating_Natural Gas_Ducting - Repair and Sealing_A_Technical Potential | F4 | Commercial | OR - College | Existing | Space Heating | Natural Gas | Ducting - Repair and Sealing | A | Standalone Impact on Baseline Energy (%) | Technical Potential | 0 | 0 | 0.00025833 | 0.00039734 | 0.00086759 | 0.0016325 | 0.0027936 | 0.0044564 | 0.0067184 | 0.0096507 | 0.013277 | 0.017554 | 0.022353 | 0.027457 | 0.032583 | 0.037415 | 0.041663 | 0.045121 | 0.047706 | 0.0496 | 0.050375 | 0.051063 | 0.051063 | 0.051063 | 0.051063 | 0.051063 | 0.051063
F5_Commercial_OR - College_Existing_Space Heating_Natural Gas_Ducting - Repair and Sealing_A_Technical Potential | F5 | Commercial | OR - College | Existing | Space Heating | Natural Gas | Ducting - Repair and Sealing | A | Standalone Impact on Baseline Summer Peak (%) | Technical Potential | 0 | 0 | 0 | 0 | 0 | 0 | 0 | 0 | 0 | 0 | 0 | 0 | 0 | 0 | 0 | 0 | 0 | 0 | 0 | 0 | 0 | 0 | 0 | 0 | 0 | 0 | 0
F6_Commercial_OR - College_Existing_Space Heating_Natural Gas_Ducting - Repair and Sealing_A_Technical Potential | F6 | Commercial | OR - College | Existing | Space Heating | Natural Gas | Ducting - Repair and Sealing | A | Standalone Impact on Baseline Winter Peak (%) | Technical Potential | 0 | 0 | 0 | 0 | 0 | 0 | 0 | 0 | 0 | 0 | 0 | 0 | 0 | 0 | 0 | 0 | 0 | 0 | 0 | 0 | 0 | 0 | 0 | 0 | 0 | 0 | 0
F7_Commercial_OR - College_Existing_Space Heating_Natural Gas_Ducting - Repair and Sealing_A_Technical Potential | F7 | Commercial | OR - College | Existing | Space Heating | Natural Gas | Ducting - Repair and Sealing | A | Incremental Energy Savings (MWh or mTherms) | Technical Potential | 0 | 0 | 0.16883 | 0.090575 | 0.3055 | 0.4955 | 0.74994 | 1.0711 | 1.453 | 1.8785 | 2.3174 | 2.7258 | 3.0507 | 3.2378 | 3.2439 | 3.0513 | 2.6773 | 2.1751 | 1.6228 | 1.1869 | 0.48495 | 0.42968 | 0 | 0 | 0 | 0 | 0
F8_Commercial_OR - College_Existing_Space Heating_Natural Gas_Ducting - Repair and Sealing_A_Technical Potential | F8 | Commercial | OR - College | Existing | Space Heating | Natural Gas | Ducting - Repair and Sealing | A | Incremental Summer Peak Savings (MW) | Technical Potential | 0 | 0 | 0 | 0 | 0 | 0 | 0 | 0 | 0 | 0 | 0 | 0 | 0 | 0 | 0 | 0 | 0 | 0 | 0 | 0 | 0 | 0 | 0 | 0 | 0 | 0 | 0
F9_Commercial_OR - College_Existing_Space Heating_Natural Gas_Ducting - Repair and Sealing_A_Technical Potential | F9 | Commercial | OR - College | Existing | Space Heating | Natural Gas | Ducting - Repair and Sealing | A | Incremental Winter Peak Savings (MW) | Technical Potential | 0 | 0 | 0 | 0 | 0 | 0 | 0 | 0 | 0 | 0 | 0 | 0 | 0 | 0 | 0 | 0 | 0 | 0 | 0 | 0 | 0 | 0 | 0 | 0 | 0 | 0 | 0
F10_Commercial_OR - College_Existing_Space Heating_Natural Gas_Ducting - Repair and Sealing_A_Technical Potential | F10 | Commercial | OR - College | Existing | Space Heating | Natural Gas | Ducting - Repair and Sealing | A | Cumulative Energy Savings (MWh or mTherms) | Technical Potential | 0 | 0 | 0.16883 | 0.2589 | 0.56364 | 1.0575 | 1.8044 | 2.8704 | 4.3155 | 6.1825 | 8.4838 | 11.1882 | 14.2116 | 17.4159 | 20.6205 | 23.6273 | 26.2559 | 28.3798 | 29.9502 | 31.0859 | 31.5217 | 31.9059 | 31.8639 | 31.8256 | 31.7907 | 31.7589 | 31.7299
F11_Commercial_OR - College_Existing_Space Heating_Natural Gas_Ducting - Repair and Sealing_A_Technical Potential | F11 | Commercial | OR - College | Existing | Space Heating | Natural Gas | Ducting - Repair and Sealing | A | Cumulative Summer Peak Savings (MW) | Technical Potential | 0 | 0 | 0 | 0 | 0 | 0 | 0 | 0 | 0 | 0 | 0 | 0 | 0 | 0 | 0 | 0 | 0 | 0 | 0 | 0 | 0 | 0 | 0 | 0 | 0 | 0 | 0
F12_Commercial_OR - College_Existing_Space Heating_Natural Gas_Ducting - Repair and Sealing_A_Technical Potential | F12 | Commercial | OR - College | Existing | Space Heating | Natural Gas | Ducting - Repair and Sealing | A | Cumulative Winter Peak Savings (MW) | Technical Potential | 0 | 0 | 0 | 0 | 0 | 0 | 0 | 0 | 0 | 0 | 0 | 0 | 0 | 0 | 0 | 0 | 0 | 0 | 0 | 0 | 0 | 0 | 0 | 0 | 0 | 0 | 0
F13_Commercial_OR - College_Existing_Space Heating_Natural Gas_Ducting - Repair and Sealing_A_Technical Potential | F13 | Commercial | OR - College | Existing | Space Heating | Natural Gas | Ducting - Repair and Sealing | A | Purchases (Incremental) | Technical Potential | 0 | 0 | 829.9582 | 446.5937 | 1510.782 | 2457.494 | 3730.1326 | 5342.347 | 7267.059 | 9420.7332 | 11651.8233 | 13740.2676 | 15415.6873 | 16399.3888 | 16467.8541 | 15523.7297 | 13648.8304 | 11110.4128 | 8304.4899 | 6084.3968 | 2489.8747 | 2209.2727 | 0 | 0 | 0 | 0 | 0
F14_Commercial_OR - College_Existing_Space Heating_Natural Gas_Ducting - Repair and Sealing_A_Technical Potential | F14 | Commercial | OR - College | Existing | Space Heating | Natural Gas | Ducting - Repair and Sealing | A | Purchases (Cumulative) | Technical Potential | 0 | 0 | 829.9582 | 1276.5519 | 2787.3339 | 5244.8279 | 8974.9605 | 14317.3075 | 21584.3666 | 31005.0997 | 42656.923 | 56397.1906 | 71812.8779 | 88212.2667 | 104680.1208 | 120203.8506 | 133852.681 | 144963.0938 | 153267.5837 | 159351.9805 | 161841.8552 | 164051.1279 | 164051.1279 | 164051.1279 | 164051.1279 | 164051.1279 | 164051.1279
F1_Commercial_OR - College_Existing_Space Heating_Natural Gas_Windows - High Efficiency Glazing_A_Technical Potential | F1 | Commercial | OR - College | Existing | Space Heating | Natural Gas | Windows - High Efficiency Glazing | A | Original Unit Energy Savings (kWh or therms) | Technical Potential | 0 | 0 | 0 | 0 | 0 | 0 | 0 | 0 | 0 | 0 | 0 | 0 | 0 | 0 | 0 | 0 | 0 | 0 | 0 | 0 | 0 | 0 | 0 | 0 | 0 | 0 | 0
F2_Commercial_OR - College_Existing_Space Heating_Natural Gas_Windows - High Efficiency Glazing_A_Technical Potential | F2 | Commercial | OR - College | Existing | Space Heating | Natural Gas | Windows - High Efficiency Glazing | A | Original Unit Summer Peak Savings (kW) | Technical Potential | 0 | 0 | 0 | 0 | 0 | 0 | 0 | 0 | 0 | 0 | 0 | 0 | 0 | 0 | 0 | 0 | 0 | 0 | 0 | 0 | 0 | 0 | 0 | 0 | 0 | 0 | 0
F3_Commercial_OR - College_Existing_Space Heating_Natural Gas_Windows - High Efficiency Glazing_A_Technical Potential | F3 | Commercial | OR - College | Existing | Space Heating | Natural Gas | Windows - High Efficiency Glazing | A | Original Unit Winter Peak Savings (kW) | Technical Potential | 0 | 0 | 0 | 0 | 0 | 0 | 0 | 0 | 0 | 0 | 0 | 0 | 0 | 0 | 0 | 0 | 0 | 0 | 0 | 0 | 0 | 0 | 0 | 0 | 0 | 0 | 0
F4_Commercial_OR - College_Existing_Space Heating_Natural Gas_Windows - High Efficiency Glazing_A_Technical Potential | F4 | Commercial | OR - College | Existing | Space Heating | Natural Gas | Windows - High Efficiency Glazing | A | Standalone Impact on Baseline Energy (%) | Technical Potential | 0 | 0 | 0 | 0 | 0 | 0 | 0 | 0 | 0 | 0 | 0 | 0 | 0 | 0 | 0 | 0 | 0 | 0 | 0 | 0 | 0 | 0 | 0 | 0 | 0 | 0 | 0
F5_Commercial_OR - College_Existing_Space Heating_Natural Gas_Windows - High Efficiency Glazing_A_Technical Potential | F5 | Commercial | OR - College | Existing | Space Heating | Natural Gas | Windows - High Efficiency Glazing | A | Standalone Impact on Baseline Summer Peak (%) | Technical Potential | 0 | 0 | 0 | 0 | 0 | 0 | 0 | 0 | 0 | 0 | 0 | 0 | 0 | 0 | 0 | 0 | 0 | 0 | 0 | 0 | 0 | 0 | 0 | 0 | 0 | 0 | 0
F6_Commercial_OR - College_Existing_Space Heating_Natural Gas_Windows - High Efficiency Glazing_A_Technical Potential | F6 | Commercial | OR - College | Existing | Space Heating | Natural Gas | Windows - High Efficiency Glazing | A | Standalone Impact on Baseline Winter Peak (%) | Technical Potential | 0 | 0 | 0 | 0 | 0 | 0 | 0 | 0 | 0 | 0 | 0 | 0 | 0 | 0 | 0 | 0 | 0 | 0 | 0 | 0 | 0 | 0 | 0 | 0 | 0 | 0 | 0
F7_Commercial_OR - College_Existing_Space Heating_Natural Gas_Windows - High Efficiency Glazing_A_Technical Potential | F7 | Commercial | OR - College | Existing | Space Heating | Natural Gas | Windows - High Efficiency Glazing | A | Incremental Energy Savings (MWh or mTherms) | Technical Potential | 0 | 0 | 0 | 0 | 0 | 0 | 0 | 0 | 0 | 0 | 0 | 0 | 0 | 0 | 0 | 0 | 0 | 0 | 0 | 0 | 0 | 0 | 0 | 0 | 0 | 0 | 0
F8_Commercial_OR - College_Existing_Space Heating_Natural Gas_Windows - High Efficiency Glazing_A_Technical Potential | F8 | Commercial | OR - College | Existing | Space Heating | Natural Gas | Windows - High Efficiency Glazing | A | Incremental Summer Peak Savings (MW) | Technical Potential | 0 | 0 | 0 | 0 | 0 | 0 | 0 | 0 | 0 | 0 | 0 | 0 | 0 | 0 | 0 | 0 | 0 | 0 | 0 | 0 | 0 | 0 | 0 | 0 | 0 | 0 | 0
F9_Commercial_OR - College_Existing_Space Heating_Natural Gas_Windows - High Efficiency Glazing_A_Technical Potential | F9 | Commercial | OR - College | Existing | Space Heating | Natural Gas | Windows - High Efficiency Glazing | A | Incremental Winter Peak Savings (MW) | Technical Potential | 0 | 0 | 0 | 0 | 0 | 0 | 0 | 0 | 0 | 0 | 0 | 0 | 0 | 0 | 0 | 0 | 0 | 0 | 0 | 0 | 0 | 0 | 0 | 0 | 0 | 0 | 0
F10_Commercial_OR - College_Existing_Space Heating_Natural Gas_Windows - High Efficiency Glazing_A_Technical Potential | F10 | Commercial | OR - College | Existing | Space Heating | Natural Gas | Windows - High Efficiency Glazing | A | Cumulative Energy Savings (MWh or mTherms) | Technical Potential | 0 | 0 | 0 | 0 | 0 | 0 | 0 | 0 | 0 | 0 | 0 | 0 | 0 | 0 | 0 | 0 | 0 | 0 | 0 | 0 | 0 | 0 | 0 | 0 | 0 | 0 | 0
F11_Commercial_OR - College_Existing_Space Heating_Natural Gas_Windows - High Efficiency Glazing_A_Technical Potential | F11 | Commercial | OR - College | Existing | Space Heating | Natural Gas | Windows - High Efficiency Glazing | A | Cumulative Summer Peak Savings (MW) | Technical Potential | 0 | 0 | 0 | 0 | 0 | 0 | 0 | 0 | 0 | 0 | 0 | 0 | 0 | 0 | 0 | 0 | 0 | 0 | 0 | 0 | 0 | 0 | 0 | 0 | 0 | 0 | 0
F12_Commercial_OR - College_Existing_Space Heating_Natural Gas_Windows - High Efficiency Glazing_A_Technical Potential | F12 | Commercial | OR - College | Existing | Space Heating | Natural Gas | Windows - High Efficiency Glazing | A | Cumulative Winter Peak Savings (MW) | Technical Potential | 0 | 0 | 0 | 0 | 0 | 0 | 0 | 0 | 0 | 0 | 0 | 0 | 0 | 0 | 0 | 0 | 0 | 0 | 0 | 0 | 0 | 0 | 0 | 0 | 0 | 0 | 0
F13_Commercial_OR - College_Existing_Space Heating_Natural Gas_Windows - High Efficiency Glazing_A_Technical Potential | F13 | Commercial | OR - College | Existing | Space Heating | Natural Gas | Windows - High Efficiency Glazing | A | Purchases (Incremental) | Technical Potential | 0 | 0 | 97.5855 | 52.5099 | 177.6359 | 288.9491 | 438.5844 | 628.1466 | 854.4519 | 1107.6783 | 1370.0072 | 1615.5639 | 1812.5577 | 1928.2201 | 1936.2702 | 1825.2612 | 1604.8128 | 1306.3488 | 976.4318 | 715.396 | 390.3419 | 312.2735 | 0 | 0 | 0 | 0 | 0
F14_Commercial_OR - College_Existing_Space Heating_Natural Gas_Windows - High Efficiency Glazing_A_Technical Potential | F14 | Commercial | OR - College | Existing | Space Heating | Natural Gas | Windows - High Efficiency Glazing | A | Purchases (Cumulative) | Technical Potential | 0 | 0 | 97.5855 | 150.0954 | 327.7313 | 616.6805 | 1055.2649 | 1683.4116 | 2537.8635 | 3645.5418 | 5015.549 | 6631.1129 | 8443.6707 | 10371.8908 | 12308.161 | 14133.4222 | 15738.2351 | 17044.5839 | 18021.0157 | 18736.4116 | 19126.7536 | 19439.0271 | 19439.0271 | 19439.0271 | 19439.0271 | 19439.0271 | 19439.0271
F1_Commercial_OR - College_Existing_Space Heating_Natural Gas_Windows - Secondary Glazing Systems_A_Technical Potential | F1 | Commercial | OR - College | Existing | Space Heating | Natural Gas | Windows - Secondary Glazing Systems | A | Original Unit Energy Savings (kWh or therms) | Technical Potential | 0 | 0 | 2.1575 | 2.1511 | 2.1447 | 2.1385 | 2.1324 | 2.1264 | 2.1206 | 2.1149 | 2.1094 | 2.1041 | 2.0989 | 2.094 | 2.0893 | 2.0847 | 2.0805 | 2.0764 | 2.0726 | 2.069 | 2.0657 | 2.0628 | 2.06 | 2.0576 | 2.0553 | 2.0533 | 2.0514
F2_Commercial_OR - College_Existing_Space Heating_Natural Gas_Windows - Secondary Glazing Systems_A_Technical Potential | F2 | Commercial | OR - College | Existing | Space Heating | Natural Gas | Windows - Secondary Glazing Systems | A | Original Unit Summer Peak Savings (kW) | Technical Potential | 0 | 0 | 0 | 0 | 0 | 0 | 0 | 0 | 0 | 0 | 0 | 0 | 0 | 0 | 0 | 0 | 0 | 0 | 0 | 0 | 0 | 0 | 0 | 0 | 0 | 0 | 0
F3_Commercial_OR - College_Existing_Space Heating_Natural Gas_Windows - Secondary Glazing Systems_A_Technical Potential | F3 | Commercial | OR - College | Existing | Space Heating | Natural Gas | Windows - Secondary Glazing Systems | A | Original Unit Winter Peak Savings (kW) | Technical Potential | 0 | 0 | 0 | 0 | 0 | 0 | 0 | 0 | 0 | 0 | 0 | 0 | 0 | 0 | 0 | 0 | 0 | 0 | 0 | 0 | 0 | 0 | 0 | 0 | 0 | 0 | 0
F4_Commercial_OR - College_Existing_Space Heating_Natural Gas_Windows - Secondary Glazing Systems_A_Technical Potential | F4 | Commercial | OR - College | Existing | Space Heating | Natural Gas | Windows - Secondary Glazing Systems | A | Standalone Impact on Baseline Energy (%) | Technical Potential | 0 | 0 | 0.00032216 | 0.00049551 | 0.0010819 | 0.0020358 | 0.0034837 | 0.0055574 | 0.0083782 | 0.012035 | 0.016558 | 0.021891 | 0.027875 | 0.034241 | 0.040633 | 0.046658 | 0.051956 | 0.056269 | 0.059492 | 0.061854 | 0.063143 | 0.064174 | 0.064174 | 0.064174 | 0.064174 | 0.064174 | 0.064174
F5_Commercial_OR - College_Existing_Space Heating_Natural Gas_Windows - Secondary Glazing Systems_A_Technical Potential | F5 | Commercial | OR - College | Existing | Space Heating | Natural Gas | Windows - Secondary Glazing Systems | A | Standalone Impact on Baseline Summer Peak (%) | Technical Potential | 0 | 0 | 0 | 0 | 0 | 0 | 0 | 0 | 0 | 0 | 0 | 0 | 0 | 0 | 0 | 0 | 0 | 0 | 0 | 0 | 0 | 0 | 0 | 0 | 0 | 0 | 0
F6_Commercial_OR - College_Existing_Space Heating_Natural Gas_Windows - Secondary Glazing Systems_A_Technical Potential | F6 | Commercial | OR - College | Existing | Space Heating | Natural Gas | Windows - Secondary Glazing Systems | A | Standalone Impact on Baseline Winter Peak (%) | Technical Potential | 0 | 0 | 0 | 0 | 0 | 0 | 0 | 0 | 0 | 0 | 0 | 0 | 0 | 0 | 0 | 0 | 0 | 0 | 0 | 0 | 0 | 0 | 0 | 0 | 0 | 0 | 0
F7_Commercial_OR - College_Existing_Space Heating_Natural Gas_Windows - Secondary Glazing Systems_A_Technical Potential | F7 | Commercial | OR - College | Existing | Space Heating | Natural Gas | Windows - Secondary Glazing Systems | A | Incremental Energy Savings (MWh or mTherms) | Technical Potential | 0 | 0 | 0.21054 | 0.11295 | 0.38098 | 0.61791 | 0.93523 | 1.3357 | 1.8119 | 2.3426 | 2.8899 | 3.3993 | 3.8044 | 4.0377 | 4.0454 | 3.8052 | 3.3387 | 2.7125 | 2.0237 | 1.4802 | 0.80635 | 0.64415 | 0 | 0 | 0 | 0 | 0
F8_Commercial_OR - College_Existing_Space Heating_Natural Gas_Windows - Secondary Glazing Systems_A_Technical Potential | F8 | Commercial | OR - College | Existing | Space Heating | Natural Gas | Windows - Secondary Glazing Systems | A | Incremental Summer Peak Savings (MW) | Technical Potential | 0 | 0 | 0 | 0 | 0 | 0 | 0 | 0 | 0 | 0 | 0 | 0 | 0 | 0 | 0 | 0 | 0 | 0 | 0 | 0 | 0 | 0 | 0 | 0 | 0 | 0 | 0
F9_Commercial_OR - College_Existing_Space Heating_Natural Gas_Windows - Secondary Glazing Systems_A_Technical Potential | F9 | Commercial | OR - College | Existing | Space Heating | Natural Gas | Windows - Secondary Glazing Systems | A | Incremental Winter Peak Savings (MW) | Technical Potential | 0 | 0 | 0 | 0 | 0 | 0 | 0 | 0 | 0 | 0 | 0 | 0 | 0 | 0 | 0 | 0 | 0 | 0 | 0 | 0 | 0 | 0 | 0 | 0 | 0 | 0 | 0
F10_Commercial_OR - College_Existing_Space Heating_Natural Gas_Windows - Secondary Glazing Systems_A_Technical Potential | F10 | Commercial | OR - College | Existing | Space Heating | Natural Gas | Windows - Secondary Glazing Systems | A | Cumulative Energy Savings (MWh or mTherms) | Technical Potential | 0 | 0 | 0.21054 | 0.32286 | 0.70289 | 1.3188 | 2.2502 | 3.5796 | 5.3817 | 7.7099 | 10.5798 | 13.9523 | 17.7227 | 21.7187 | 25.715 | 29.4646 | 32.7427 | 35.3912 | 37.3497 | 38.7659 | 39.511 | 40.0981 | 40.0453 | 39.9972 | 39.9533 | 39.9134 | 39.877
F11_Commercial_OR - College_Existing_Space Heating_Natural Gas_Windows - Secondary Glazing Systems_A_Technical Potential | F11 | Commercial | OR - College | Existing | Space Heating | Natural Gas | Windows - Secondary Glazing Systems | A | Cumulative Summer Peak Savings (MW) | Technical Potential | 0 | 0 | 0 | 0 | 0 | 0 | 0 | 0 | 0 | 0 | 0 | 0 | 0 | 0 | 0 | 0 | 0 | 0 | 0 | 0 | 0 | 0 | 0 | 0 | 0 | 0 | 0
F12_Commercial_OR - College_Existing_Space Heating_Natural Gas_Windows - Secondary Glazing Systems_A_Technical Potential | F12 | Commercial | OR - College | Existing | Space Heating | Natural Gas | Windows - Secondary Glazing Systems | A | Cumulative Winter Peak Savings (MW) | Technical Potential | 0 | 0 | 0 | 0 | 0 | 0 | 0 | 0 | 0 | 0 | 0 | 0 | 0 | 0 | 0 | 0 | 0 | 0 | 0 | 0 | 0 | 0 | 0 | 0 | 0 | 0 | 0
F13_Commercial_OR - College_Existing_Space Heating_Natural Gas_Windows - Secondary Glazing Systems_A_Technical Potential | F13 | Commercial | OR - College | Existing | Space Heating | Natural Gas | Windows - Secondary Glazing Systems | A | Purchases (Incremental) | Technical Potential | 0 | 0 | 97.5855 | 52.5099 | 177.6359 | 288.9491 | 438.5844 | 628.1466 | 854.4519 | 1107.6783 | 1370.0072 | 1615.5639 | 1812.5577 | 1928.2201 | 1936.2702 | 1825.2612 | 1604.8128 | 1306.3488 | 976.4318 | 715.396 | 390.3419 | 312.2735 | 0 | 0 | 0 | 0 | 0
F14_Commercial_OR - College_Existing_Space Heating_Natural Gas_Windows - Secondary Glazing Systems_A_Technical Potential | F14 | Commercial | OR - College | Existing | Space Heating | Natural Gas | Windows - Secondary Glazing Systems | A | Purchases (Cumulative) | Technical Potential | 0 | 0 | 97.5855 | 150.0954 | 327.7313 | 616.6805 | 1055.2649 | 1683.4116 | 2537.8635 | 3645.5418 | 5015.549 | 6631.1129 | 8443.6707 | 10371.8908 | 12308.161 | 14133.4222 | 15738.2351 | 17044.5839 | 18021.0157 | 18736.4116 | 19126.7536 | 19439.0271 | 19439.0271 | 19439.0271 | 19439.0271 | 19439.0271 | 19439.0271
F1_Commercial_OR - College_Existing_Space Heating_Natural Gas_HVAC - Energy Recovery Ventilator_A_Technical Potential | F1 | Commercial | OR - College | Existing | Space Heating | Natural Gas | HVAC - Energy Recovery Ventilator | A | Original Unit Energy Savings (kWh or therms) | Technical Potential | 0 | 0 | 0.15257 | 0.15211 | 0.15166 | 0.15122 | 0.15079 | 0.15037 | 0.14995 | 0.14955 | 0.14916 | 0.14879 | 0.14842 | 0.14807 | 0.14774 | 0.14742 | 0.14712 | 0.14683 | 0.14656 | 0.14631 | 0.14608 | 0.14587 | 0.14567 | 0.1455 | 0.14534 | 0.14519 | 0.14506
F2_Commercial_OR - College_Existing_Space Heating_Natural Gas_HVAC - Energy Recovery Ventilator_A_Technical Potential | F2 | Commercial | OR - College | Existing | Space Heating | Natural Gas | HVAC - Energy Recovery Ventilator | A | Original Unit Summer Peak Savings (kW) | Technical Potential | 0 | 0 | 0 | 0 | 0 | 0 | 0 | 0 | 0 | 0 | 0 | 0 | 0 | 0 | 0 | 0 | 0 | 0 | 0 | 0 | 0 | 0 | 0 | 0 | 0 | 0 | 0
F3_Commercial_OR - College_Existing_Space Heating_Natural Gas_HVAC - Energy Recovery Ventilator_A_Technical Potential | F3 | Commercial | OR - College | Existing | Space Heating | Natural Gas | HVAC - Energy Recovery Ventilator | A | Original Unit Winter Peak Savings (kW) | Technical Potential | 0 | 0 | 0 | 0 | 0 | 0 | 0 | 0 | 0 | 0 | 0 | 0 | 0 | 0 | 0 | 0 | 0 | 0 | 0 | 0 | 0 | 0 | 0 | 0 | 0 | 0 | 0
F4_Commercial_OR - College_Existing_Space Heating_Natural Gas_HVAC - Energy Recovery Ventilator_A_Technical Potential | F4 | Commercial | OR - College | Existing | Space Heating | Natural Gas | HVAC - Energy Recovery Ventilator | A | Standalone Impact on Baseline Energy (%) | Technical Potential | 0 | 0 | 0.001125 | 0.0034342 | 0.0057434 | 0.0080526 | 0.010362 | 0.012671 | 0.01498 | 0.017289 | 0.019599 | 0.021908 | 0.024217 | 0.026526 | 0.028836 | 0.031145 | 0.033454 | 0.035763 | 0.038072 | 0.040382 | 0.042691 | 0.045 | 0.045 | 0.045 | 0.045 | 0.045 | 0.045
F5_Commercial_OR - College_Existing_Space Heating_Natural Gas_HVAC - Energy Recovery Ventilator_A_Technical Potential | F5 | Commercial | OR - College | Existing | Space Heating | Natural Gas | HVAC - Energy Recovery Ventilator | A | Standalone Impact on Baseline Summer Peak (%) | Technical Potential | 0 | 0 | 0 | 0 | 0 | 0 | 0 | 0 | 0 | 0 | 0 | 0 | 0 | 0 | 0 | 0 | 0 | 0 | 0 | 0 | 0 | 0 | 0 | 0 | 0 | 0 | 0
F6_Commercial_OR - College_Existing_Space Heating_Natural Gas_HVAC - Energy Recovery Ventilator_A_Technical Potential | F6 | Commercial | OR - College | Existing | Space Heating | Natural Gas | HVAC - Energy Recovery Ventilator | A | Standalone Impact on Baseline Winter Peak (%) | Technical Potential | 0 | 0 | 0 | 0 | 0 | 0 | 0 | 0 | 0 | 0 | 0 | 0 | 0 | 0 | 0 | 0 | 0 | 0 | 0 | 0 | 0 | 0 | 0 | 0 | 0 | 0 | 0
F7_Commercial_OR - College_Existing_Space Heating_Natural Gas_HVAC - Energy Recovery Ventilator_A_Technical Potential | F7 | Commercial | OR - College | Existing | Space Heating | Natural Gas | HVAC - Energy Recovery Ventilator | A | Incremental Energy Savings (MWh or mTherms) | Technical Potential | 0 | 0 | 0.73523 | 1.5046 | 1.5002 | 1.4958 | 1.4916 | 1.4874 | 1.4833 | 1.4793 | 1.4755 | 1.4718 | 1.4682 | 1.4647 | 1.4614 | 1.4583 | 1.4553 | 1.4524 | 1.4497 | 1.4473 | 1.445 | 1.4429 | 0 | 0 | 0 | 0 | 0
F8_Commercial_OR - College_Existing_Space Heating_Natural Gas_HVAC - Energy Recovery Ventilator_A_Technical Potential | F8 | Commercial | OR - College | Existing | Space Heating | Natural Gas | HVAC - Energy Recovery Ventilator | A | Incremental Summer Peak Savings (MW) | Technical Potential | 0 | 0 | 0 | 0 | 0 | 0 | 0 | 0 | 0 | 0 | 0 | 0 | 0 | 0 | 0 | 0 | 0 | 0 | 0 | 0 | 0 | 0 | 0 | 0 | 0 | 0 | 0
F9_Commercial_OR - College_Existing_Space Heating_Natural Gas_HVAC - Energy Recovery Ventilator_A_Technical Potential | F9 | Commercial | OR - College | Existing | Space Heating | Natural Gas | HVAC - Energy Recovery Ventilator | A | Incremental Winter Peak Savings (MW) | Technical Potential | 0 | 0 | 0 | 0 | 0 | 0 | 0 | 0 | 0 | 0 | 0 | 0 | 0 | 0 | 0 | 0 | 0 | 0 | 0 | 0 | 0 | 0 | 0 | 0 | 0 | 0 | 0
F10_Commercial_OR - College_Existing_Space Heating_Natural Gas_HVAC - Energy Recovery Ventilator_A_Technical Potential | F10 | Commercial | OR - College | Existing | Space Heating | Natural Gas | HVAC - Energy Recovery Ventilator | A | Cumulative Energy Savings (MWh or mTherms) | Technical Potential | 0 | 0 | 0.73523 | 2.2377 | 3.7313 | 5.2163 | 6.693 | 8.1616 | 9.6225 | 11.0761 | 12.5228 | 13.963 | 15.3971 | 16.8256 | 18.249 | 19.6678 | 21.0826 | 22.4938 | 23.9021 | 25.3084 | 26.7134 | 28.1177 | 28.0807 | 28.0469 | 28.0162 | 27.9881 | 27.9626
F11_Commercial_OR - College_Existing_Space Heating_Natural Gas_HVAC - Energy Recovery Ventilator_A_Technical Potential | F11 | Commercial | OR - College | Existing | Space Heating | Natural Gas | HVAC - Energy Recovery Ventilator | A | Cumulative Summer Peak Savings (MW) | Technical Potential | 0 | 0 | 0 | 0 | 0 | 0 | 0 | 0 | 0 | 0 | 0 | 0 | 0 | 0 | 0 | 0 | 0 | 0 | 0 | 0 | 0 | 0 | 0 | 0 | 0 | 0 | 0
F12_Commercial_OR - College_Existing_Space Heating_Natural Gas_HVAC - Energy Recovery Ventilator_A_Technical Potential | F12 | Commercial | OR - College | Existing | Space Heating | Natural Gas | HVAC - Energy Recovery Ventilator | A | Cumulative Winter Peak Savings (MW) | Technical Potential | 0 | 0 | 0 | 0 | 0 | 0 | 0 | 0 | 0 | 0 | 0 | 0 | 0 | 0 | 0 | 0 | 0 | 0 | 0 | 0 | 0 | 0 | 0 | 0 | 0 | 0 | 0
F13_Commercial_OR - College_Existing_Space Heating_Natural Gas_HVAC - Energy Recovery Ventilator_A_Technical Potential | F13 | Commercial | OR - College | Existing | Space Heating | Natural Gas | HVAC - Energy Recovery Ventilator | A | Purchases (Incremental) | Technical Potential | 0 | 0 | 4819.1123 | 9891.8621 | 9891.8621 | 9891.8621 | 9891.8621 | 9891.8621 | 9891.8621 | 9891.8621 | 9891.8621 | 9891.8621 | 9891.8621 | 9891.8621 | 9891.8621 | 9891.8621 | 9891.8621 | 9891.8621 | 9891.8621 | 9891.8621 | 9891.8621 | 9891.8621 | 0 | 0 | 0 | 0 | 0
F14_Commercial_OR - College_Existing_Space Heating_Natural Gas_HVAC - Energy Recovery Ventilator_A_Technical Potential | F14 | Commercial | OR - College | Existing | Space Heating | Natural Gas | HVAC - Energy Recovery Ventilator | A | Purchases (Cumulative) | Technical Potential | 0 | 0 | 4819.1123 | 14710.9744 | 24602.8366 | 34494.6987 | 44386.5608 | 54278.4229 | 64170.285 | 74062.1471 | 83954.0093 | 93845.8714 | 103737.7335 | 113629.5956 | 123521.4577 | 133413.3199 | 143305.182 | 153197.0441 | 163088.9062 | 172980.7683 | 182872.6304 | 192764.4926 | 192764.4926 | 192764.4926 | 192764.4926 | 192764.4926 | 192764.4926
F1_Commercial_OR - College_Existing_Space Heating_Natural Gas_Building Shell - Air Sealing (Infiltration Control)_A_Technical Potential | F1 | Commercial | OR - College | Existing | Space Heating | Natural Gas | Building Shell - Air Sealing (Infiltration Control) | A | Original Unit Energy Savings (kWh or therms) | Technical Potential | 0 | 0 | 6.5689 | 6.5493 | 6.5299 | 6.511 | 6.4924 | 6.4742 | 6.4564 | 6.4392 | 6.4224 | 6.4062 | 6.3905 | 6.3755 | 6.3611 | 6.3474 | 6.3343 | 6.3219 | 6.3103 | 6.2995 | 6.2895 | 6.2804 | 6.2722 | 6.2646 | 6.2578 | 6.2515 | 6.2458
F2_Commercial_OR - College_Existing_Space Heating_Natural Gas_Building Shell - Air Sealing (Infiltration Control)_A_Technical Potential | F2 | Commercial | OR - College | Existing | Space Heating | Natural Gas | Building Shell - Air Sealing (Infiltration Control) | A | Original Unit Summer Peak Savings (kW) | Technical Potential | 0 | 0 | 0 | 0 | 0 | 0 | 0 | 0 | 0 | 0 | 0 | 0 | 0 | 0 | 0 | 0 | 0 | 0 | 0 | 0 | 0 | 0 | 0 | 0 | 0 | 0 | 0
F3_Commercial_OR - College_Existing_Space Heating_Natural Gas_Building Shell - Air Sealing (Infiltration Control)_A_Technical Potential | F3 | Commercial | OR - College | Existing | Space Heating | Natural Gas | Building Shell - Air Sealing (Infiltration Control) | A | Original Unit Winter Peak Savings (kW) | Technical Potential | 0 | 0 | 0 | 0 | 0 | 0 | 0 | 0 | 0 | 0 | 0 | 0 | 0 | 0 | 0 | 0 | 0 | 0 | 0 | 0 | 0 | 0 | 0 | 0 | 0 | 0 | 0
F4_Commercial_OR - College_Existing_Space Heating_Natural Gas_Building Shell - Air Sealing (Infiltration Control)_A_Technical Potential | F4 | Commercial | OR - College | Existing | Space Heating | Natural Gas | Building Shell - Air Sealing (Infiltration Control) | A | Standalone Impact on Baseline Energy (%) | Technical Potential | 0 | 0 | 1.9591e-05 | 3.0132e-05 | 6.5793e-05 | 0.0001238 | 0.00021185 | 0.00033795 | 0.00050948 | 0.00073185 | 0.0010069 | 0.0013312 | 0.0016755 | 0.0020521 | 0.0024051 | 0.0027135 | 0.0029477 | 0.0030838 | 0.0031083 | 0.0031083 | 0.0031083 | 0.0031083 | 0.0031083 | 0.0031083 | 0.0031083 | 0.0031083 | 0.0031083
F5_Commercial_OR - College_Existing_Space Heating_Natural Gas_Building Shell - Air Sealing (Infiltration Control)_A_Technical Potential | F5 | Commercial | OR - College | Existing | Space Heating | Natural Gas | Building Shell - Air Sealing (Infiltration Control) | A | Standalone Impact on Baseline Summer Peak (%) | Technical Potential | 0 | 0 | 0 | 0 | 0 | 0 | 0 | 0 | 0 | 0 | 0 | 0 | 0 | 0 | 0 | 0 | 0 | 0 | 0 | 0 | 0 | 0 | 0 | 0 | 0 | 0 | 0
F6_Commercial_OR - College_Existing_Space Heating_Natural Gas_Building Shell - Air Sealing (Infiltration Control)_A_Technical Potential | F6 | Commercial | OR - College | Existing | Space Heating | Natural Gas | Building Shell - Air Sealing (Infiltration Control) | A | Standalone Impact on Baseline Winter Peak (%) | Technical Potential | 0 | 0 | 0 | 0 | 0 | 0 | 0 | 0 | 0 | 0 | 0 | 0 | 0 | 0 | 0 | 0 | 0 | 0 | 0 | 0 | 0 | 0 | 0 | 0 | 0 | 0 | 0
F7_Commercial_OR - College_Existing_Space Heating_Natural Gas_Building Shell - Air Sealing (Infiltration Control)_A_Technical Potential | F7 | Commercial | OR - College | Existing | Space Heating | Natural Gas | Building Shell - Air Sealing (Infiltration Control) | A | Incremental Energy Savings (MWh or mTherms) | Technical Potential | 0 | 0 | 0.012803 | 0.0068687 | 0.023168 | 0.037576 | 0.056872 | 0.081224 | 0.11018 | 0.14246 | 0.17574 | 0.20671 | 0.21889 | 0.23885 | 0.22343 | 0.19477 | 0.14754 | 0.085635 | 0.015374 | 0 | 0 | 0 | 0 | 0 | 0 | 0 | 0
F8_Commercial_OR - College_Existing_Space Heating_Natural Gas_Building Shell - Air Sealing (Infiltration Control)_A_Technical Potential | F8 | Commercial | OR - College | Existing | Space Heating | Natural Gas | Building Shell - Air Sealing (Infiltration Control) | A | Incremental Summer Peak Savings (MW) | Technical Potential | 0 | 0 | 0 | 0 | 0 | 0 | 0 | 0 | 0 | 0 | 0 | 0 | 0 | 0 | 0 | 0 | 0 | 0 | 0 | 0 | 0 | 0 | 0 | 0 | 0 | 0 | 0
F9_Commercial_OR - College_Existing_Space Heating_Natural Gas_Building Shell - Air Sealing (Infiltration Control)_A_Technical Potential | F9 | Commercial | OR - College | Existing | Space Heating | Natural Gas | Building Shell - Air Sealing (Infiltration Control) | A | Incremental Winter Peak Savings (MW) | Technical Potential | 0 | 0 | 0 | 0 | 0 | 0 | 0 | 0 | 0 | 0 | 0 | 0 | 0 | 0 | 0 | 0 | 0 | 0 | 0 | 0 | 0 | 0 | 0 | 0 | 0 | 0 | 0
F10_Commercial_OR - College_Existing_Space Heating_Natural Gas_Building Shell - Air Sealing (Infiltration Control)_A_Technical Potential | F10 | Commercial | OR - College | Existing | Space Heating | Natural Gas | Building Shell - Air Sealing (Infiltration Control) | A | Cumulative Energy Savings (MWh or mTherms) | Technical Potential | 0 | 0 | 0.012803 | 0.019634 | 0.042743 | 0.080195 | 0.13684 | 0.21768 | 0.32727 | 0.46885 | 0.64336 | 0.84845 | 1.0653 | 1.3016 | 1.5221 | 1.7136 | 1.8576 | 1.9396 | 1.9514 | 1.9481 | 1.945 | 1.9422 | 1.9396 | 1.9373 | 1.9352 | 1.9332 | 1.9315
F11_Commercial_OR - College_Existing_Space Heating_Natural Gas_Building Shell - Air Sealing (Infiltration Control)_A_Technical Potential | F11 | Commercial | OR - College | Existing | Space Heating | Natural Gas | Building Shell - Air Sealing (Infiltration Control) | A | Cumulative Summer Peak Savings (MW) | Technical Potential | 0 | 0 | 0 | 0 | 0 | 0 | 0 | 0 | 0 | 0 | 0 | 0 | 0 | 0 | 0 | 0 | 0 | 0 | 0 | 0 | 0 | 0 | 0 | 0 | 0 | 0 | 0
F12_Commercial_OR - College_Existing_Space Heating_Natural Gas_Building Shell - Air Sealing (Infiltration Control)_A_Technical Potential | F12 | Commercial | OR - College | Existing | Space Heating | Natural Gas | Building Shell - Air Sealing (Infiltration Control) | A | Cumulative Winter Peak Savings (MW) | Technical Potential | 0 | 0 | 0 | 0 | 0 | 0 | 0 | 0 | 0 | 0 | 0 | 0 | 0 | 0 | 0 | 0 | 0 | 0 | 0 | 0 | 0 | 0 | 0 | 0 | 0 | 0 | 0
F13_Commercial_OR - College_Existing_Space Heating_Natural Gas_Building Shell - Air Sealing (Infiltration Control)_A_Technical Potential | F13 | Commercial | OR - College | Existing | Space Heating | Natural Gas | Building Shell - Air Sealing (Infiltration Control) | A | Purchases (Incremental) | Technical Potential | 0 | 0 | 1.9491 | 1.0488 | 3.5479 | 5.7711 | 8.7598 | 12.5459 | 17.0659 | 22.1235 | 27.363 | 32.2675 | 34.2529 | 37.4633 | 35.125 | 30.6846 | 23.2929 | 13.5457 | 2.4363 | 0 | 0 | 0 | 0 | 0 | 0 | 0 | 0
F14_Commercial_OR - College_Existing_Space Heating_Natural Gas_Building Shell - Air Sealing (Infiltration Control)_A_Technical Potential | F14 | Commercial | OR - College | Existing | Space Heating | Natural Gas | Building Shell - Air Sealing (Infiltration Control) | A | Purchases (Cumulative) | Technical Potential | 0 | 0 | 1.9491 | 2.9978 | 6.5457 | 12.3169 | 21.0767 | 33.6226 | 50.6884 | 72.812 | 100.175 | 132.4424 | 166.6954 | 204.1587 | 239.2837 | 269.9683 | 293.2612 | 306.8069 | 309.2432 | 309.2432 | 309.2432 | 309.2432 | 309.2432 | 309.2432 | 309.2432 | 309.2432 | 309.2432
F1_Commercial_OR - College_Existing_Space Heating_Natural Gas_Ventilation - Demand Controlled_A_Technical Potential | F1 | Commercial | OR - College | Existing | Space Heating | Natural Gas | Ventilation - Demand Controlled | A | Original Unit Energy Savings (kWh or therms) | Technical Potential | 0 | 0 | 0.037545 | 0.037433 | 0.037322 | 0.037214 | 0.037107 | 0.037003 | 0.036902 | 0.036803 | 0.036707 | 0.036615 | 0.036525 | 0.036439 | 0.036357 | 0.036279 | 0.036204 | 0.036133 | 0.036067 | 0.036005 | 0.035948 | 0.035896 | 0.035849 | 0.035806 | 0.035766 | 0.035731 | 0.035698
F2_Commercial_OR - College_Existing_Space Heating_Natural Gas_Ventilation - Demand Controlled_A_Technical Potential | F2 | Commercial | OR - College | Existing | Space Heating | Natural Gas | Ventilation - Demand Controlled | A | Original Unit Summer Peak Savings (kW) | Technical Potential | 0 | 0 | 0 | 0 | 0 | 0 | 0 | 0 | 0 | 0 | 0 | 0 | 0 | 0 | 0 | 0 | 0 | 0 | 0 | 0 | 0 | 0 | 0 | 0 | 0 | 0 | 0
F3_Commercial_OR - College_Existing_Space Heating_Natural Gas_Ventilation - Demand Controlled_A_Technical Potential | F3 | Commercial | OR - College | Existing | Space Heating | Natural Gas | Ventilation - Demand Controlled | A | Original Unit Winter Peak Savings (kW) | Technical Potential | 0 | 0 | 0 | 0 | 0 | 0 | 0 | 0 | 0 | 0 | 0 | 0 | 0 | 0 | 0 | 0 | 0 | 0 | 0 | 0 | 0 | 0 | 0 | 0 | 0 | 0 | 0
F4_Commercial_OR - College_Existing_Space Heating_Natural Gas_Ventilation - Demand Controlled_A_Technical Potential | F4 | Commercial | OR - College | Existing | Space Heating | Natural Gas | Ventilation - Demand Controlled | A | Standalone Impact on Baseline Energy (%) | Technical Potential | 0 | 0 | 0.00063491 | 0.0014145 | 0.0023684 | 0.0034759 | 0.004739 | 0.0062157 | 0.0078358 | 0.0094907 | 0.01105 | 0.012391 | 0.012793 | 0.012793 | 0.012793 | 0.012793 | 0.012793 | 0.012793 | 0.012793 | 0.012793 | 0.012793 | 0.012793 | 0.012793 | 0.012793 | 0.012793 | 0.012793 | 0.012793
F5_Commercial_OR - College_Existing_Space Heating_Natural Gas_Ventilation - Demand Controlled_A_Technical Potential | F5 | Commercial | OR - College | Existing | Space Heating | Natural Gas | Ventilation - Demand Controlled | A | Standalone Impact on Baseline Summer Peak (%) | Technical Potential | 0 | 0 | 0 | 0 | 0 | 0 | 0 | 0 | 0 | 0 | 0 | 0 | 0 | 0 | 0 | 0 | 0 | 0 | 0 | 0 | 0 | 0 | 0 | 0 | 0 | 0 | 0
F6_Commercial_OR - College_Existing_Space Heating_Natural Gas_Ventilation - Demand Controlled_A_Technical Potential | F6 | Commercial | OR - College | Existing | Space Heating | Natural Gas | Ventilation - Demand Controlled | A | Standalone Impact on Baseline Winter Peak (%) | Technical Potential | 0 | 0 | 0 | 0 | 0 | 0 | 0 | 0 | 0 | 0 | 0 | 0 | 0 | 0 | 0 | 0 | 0 | 0 | 0 | 0 | 0 | 0 | 0 | 0 | 0 | 0 | 0
F7_Commercial_OR - College_Existing_Space Heating_Natural Gas_Ventilation - Demand Controlled_A_Technical Potential | F7 | Commercial | OR - College | Existing | Space Heating | Natural Gas | Ventilation - Demand Controlled | A | Incremental Energy Savings (MWh or mTherms) | Technical Potential | 0 | 0 | 0.41494 | 0.50796 | 0.61976 | 0.71735 | 0.81589 | 0.9512 | 1.0406 | 1.0602 | 0.99653 | 0.85444 | 0.25592 | 0 | 0 | 0 | 0 | 0 | 0 | 0 | 0 | 0 | 0 | 0 | 0 | 0 | 0
F8_Commercial_OR - College_Existing_Space Heating_Natural Gas_Ventilation - Demand Controlled_A_Technical Potential | F8 | Commercial | OR - College | Existing | Space Heating | Natural Gas | Ventilation - Demand Controlled | A | Incremental Summer Peak Savings (MW) | Technical Potential | 0 | 0 | 0 | 0 | 0 | 0 | 0 | 0 | 0 | 0 | 0 | 0 | 0 | 0 | 0 | 0 | 0 | 0 | 0 | 0 | 0 | 0 | 0 | 0 | 0 | 0 | 0
F9_Commercial_OR - College_Existing_Space Heating_Natural Gas_Ventilation - Demand Controlled_A_Technical Potential | F9 | Commercial | OR - College | Existing | Space Heating | Natural Gas | Ventilation - Demand Controlled | A | Incremental Winter Peak Savings (MW) | Technical Potential | 0 | 0 | 0 | 0 | 0 | 0 | 0 | 0 | 0 | 0 | 0 | 0 | 0 | 0 | 0 | 0 | 0 | 0 | 0 | 0 | 0 | 0 | 0 | 0 | 0 | 0 | 0
F10_Commercial_OR - College_Existing_Space Heating_Natural Gas_Ventilation - Demand Controlled_A_Technical Potential | F10 | Commercial | OR - College | Existing | Space Heating | Natural Gas | Ventilation - Demand Controlled | A | Cumulative Energy Savings (MWh or mTherms) | Technical Potential | 0 | 0 | 0.41494 | 0.92165 | 1.5387 | 2.2516 | 3.061 | 4.0036 | 5.0333 | 6.08 | 7.0608 | 7.8974 | 8.134 | 8.1149 | 8.0965 | 8.079 | 8.0624 | 8.0467 | 8.0318 | 8.0181 | 8.0054 | 7.9939 | 7.9833 | 7.9737 | 7.965 | 7.957 | 7.9498
F11_Commercial_OR - College_Existing_Space Heating_Natural Gas_Ventilation - Demand Controlled_A_Technical Potential | F11 | Commercial | OR - College | Existing | Space Heating | Natural Gas | Ventilation - Demand Controlled | A | Cumulative Summer Peak Savings (MW) | Technical Potential | 0 | 0 | 0 | 0 | 0 | 0 | 0 | 0 | 0 | 0 | 0 | 0 | 0 | 0 | 0 | 0 | 0 | 0 | 0 | 0 | 0 | 0 | 0 | 0 | 0 | 0 | 0
F12_Commercial_OR - College_Existing_Space Heating_Natural Gas_Ventilation - Demand Controlled_A_Technical Potential | F12 | Commercial | OR - College | Existing | Space Heating | Natural Gas | Ventilation - Demand Controlled | A | Cumulative Winter Peak Savings (MW) | Technical Potential | 0 | 0 | 0 | 0 | 0 | 0 | 0 | 0 | 0 | 0 | 0 | 0 | 0 | 0 | 0 | 0 | 0 | 0 | 0 | 0 | 0 | 0 | 0 | 0 | 0 | 0 | 0
F13_Commercial_OR - College_Existing_Space Heating_Natural Gas_Ventilation - Demand Controlled_A_Technical Potential | F13 | Commercial | OR - College | Existing | Space Heating | Natural Gas | Ventilation - Demand Controlled | A | Purchases (Incremental) | Technical Potential | 0 | 0 | 11051.8309 | 13569.8858 | 16605.5691 | 19276.4493 | 21987.2314 | 25705.7164 | 28199.5701 | 28807.8528 | 27147.944 | 23335.9574 | 7006.5182 | 0 | 0 | 0 | 0 | 0 | 0 | 0 | 0 | 0 | 0 | 0 | 0 | 0 | 0
F14_Commercial_OR - College_Existing_Space Heating_Natural Gas_Ventilation - Demand Controlled_A_Technical Potential | F14 | Commercial | OR - College | Existing | Space Heating | Natural Gas | Ventilation - Demand Controlled | A | Purchases (Cumulative) | Technical Potential | 0 | 0 | 11051.8309 | 24621.7167 | 41227.2858 | 60503.735 | 82490.9664 | 108196.6829 | 136396.253 | 165204.1059 | 192352.0499 | 215688.0073 | 222694.5255 | 222694.5255 | 222694.5255 | 222694.5255 | 222694.5255 | 222694.5255 | 222694.5255 | 222694.5255 | 222694.5255 | 222694.5255 | 222694.5255 | 222694.5255 | 222694.5255 | 222694.5255 | 222694.5255
F1_Commercial_OR - College_Existing_Space Heating_Natural Gas_HVAC - Dedicated Outdoor Air System (DOAS)_A_Technical Potential | F1 | Commercial | OR - College | Existing | Space Heating | Natural Gas | HVAC - Dedicated Outdoor Air System (DOAS) | A | Original Unit Energy Savings (kWh or therms) | Technical Potential | 0 | 0 | -0.032495 | -0.032398 | -0.032303 | -0.032209 | -0.032117 | -0.032027 | -0.031939 | -0.031853 | -0.031771 | -0.03169 | -0.031613 | -0.031539 | -0.031467 | -0.031399 | -0.031335 | -0.031274 | -0.031216 | -0.031162 | -0.031113 | -0.031068 | -0.031027 | -0.03099 | -0.030956 | -0.030925 | -0.030897
F2_Commercial_OR - College_Existing_Space Heating_Natural Gas_HVAC - Dedicated Outdoor Air System (DOAS)_A_Technical Potential | F2 | Commercial | OR - College | Existing | Space Heating | Natural Gas | HVAC - Dedicated Outdoor Air System (DOAS) | A | Original Unit Summer Peak Savings (kW) | Technical Potential | 0 | 0 | 0 | 0 | 0 | 0 | 0 | 0 | 0 | 0 | 0 | 0 | 0 | 0 | 0 | 0 | 0 | 0 | 0 | 0 | 0 | 0 | 0 | 0 | 0 | 0 | 0
F3_Commercial_OR - College_Existing_Space Heating_Natural Gas_HVAC - Dedicated Outdoor Air System (DOAS)_A_Technical Potential | F3 | Commercial | OR - College | Existing | Space Heating | Natural Gas | HVAC - Dedicated Outdoor Air System (DOAS) | A | Original Unit Winter Peak Savings (kW) | Technical Potential | 0 | 0 | 0 | 0 | 0 | 0 | 0 | 0 | 0 | 0 | 0 | 0 | 0 | 0 | 0 | 0 | 0 | 0 | 0 | 0 | 0 | 0 | 0 | 0 | 0 | 0 | 0
F4_Commercial_OR - College_Existing_Space Heating_Natural Gas_HVAC - Dedicated Outdoor Air System (DOAS)_A_Technical Potential | F4 | Commercial | OR - College | Existing | Space Heating | Natural Gas | HVAC - Dedicated Outdoor Air System (DOAS) | A | Standalone Impact on Baseline Energy (%) | Technical Potential | 0 | 0 | -0.00012044 | -0.00036766 | -0.00061488 | -0.0008621 | -0.0011093 | -0.0013565 | -0.0016038 | -0.001851 | -0.0020982 | -0.0023454 | -0.0025926 | -0.0028399 | -0.0030871 | -0.0033343 | -0.0035815 | -0.0038287 | -0.004076 | -0.0043232 | -0.0045704 | -0.0048176 | -0.0048176 | -0.0048176 | -0.0048176 | -0.0048176 | -0.0048176
F5_Commercial_OR - College_Existing_Space Heating_Natural Gas_HVAC - Dedicated Outdoor Air System (DOAS)_A_Technical Potential | F5 | Commercial | OR - College | Existing | Space Heating | Natural Gas | HVAC - Dedicated Outdoor Air System (DOAS) | A | Standalone Impact on Baseline Summer Peak (%) | Technical Potential | 0 | 0 | 0 | 0 | 0 | 0 | 0 | 0 | 0 | 0 | 0 | 0 | 0 | 0 | 0 | 0 | 0 | 0 | 0 | 0 | 0 | 0 | 0 | 0 | 0 | 0 | 0
F6_Commercial_OR - College_Existing_Space Heating_Natural Gas_HVAC - Dedicated Outdoor Air System (DOAS)_A_Technical Potential | F6 | Commercial | OR - College | Existing | Space Heating | Natural Gas | HVAC - Dedicated Outdoor Air System (DOAS) | A | Standalone Impact on Baseline Winter Peak (%) | Technical Potential | 0 | 0 | 0 | 0 | 0 | 0 | 0 | 0 | 0 | 0 | 0 | 0 | 0 | 0 | 0 | 0 | 0 | 0 | 0 | 0 | 0 | 0 | 0 | 0 | 0 | 0 | 0
F7_Commercial_OR - College_Existing_Space Heating_Natural Gas_HVAC - Dedicated Outdoor Air System (DOAS)_A_Technical Potential | F7 | Commercial | OR - College | Existing | Space Heating | Natural Gas | HVAC - Dedicated Outdoor Air System (DOAS) | A | Incremental Energy Savings (MWh or mTherms) | Technical Potential | 0 | 0 | -0.078712 | -0.16108 | -0.16061 | -0.16014 | -0.15969 | -0.15924 | -0.1588 | -0.15838 | -0.15796 | -0.15757 | -0.15718 | -0.15681 | -0.15646 | -0.15612 | -0.1558 | -0.15549 | -0.15521 | -0.15494 | -0.1547 | -0.15447 | 0 | 0 | 0 | 0 | 0
F8_Commercial_OR - College_Existing_Space Heating_Natural Gas_HVAC - Dedicated Outdoor Air System (DOAS)_A_Technical Potential | F8 | Commercial | OR - College | Existing | Space Heating | Natural Gas | HVAC - Dedicated Outdoor Air System (DOAS) | A | Incremental Summer Peak Savings (MW) | Technical Potential | 0 | 0 | 0 | 0 | 0 | 0 | 0 | 0 | 0 | 0 | 0 | 0 | 0 | 0 | 0 | 0 | 0 | 0 | 0 | 0 | 0 | 0 | 0 | 0 | 0 | 0 | 0
F9_Commercial_OR - College_Existing_Space Heating_Natural Gas_HVAC - Dedicated Outdoor Air System (DOAS)_A_Technical Potential | F9 | Commercial | OR - College | Existing | Space Heating | Natural Gas | HVAC - Dedicated Outdoor Air System (DOAS) | A | Incremental Winter Peak Savings (MW) | Technical Potential | 0 | 0 | 0 | 0 | 0 | 0 | 0 | 0 | 0 | 0 | 0 | 0 | 0 | 0 | 0 | 0 | 0 | 0 | 0 | 0 | 0 | 0 | 0 | 0 | 0 | 0 | 0
F10_Commercial_OR - College_Existing_Space Heating_Natural Gas_HVAC - Dedicated Outdoor Air System (DOAS)_A_Technical Potential | F10 | Commercial | OR - College | Existing | Space Heating | Natural Gas | HVAC - Dedicated Outdoor Air System (DOAS) | A | Cumulative Energy Savings (MWh or mTherms) | Technical Potential | 0 | 0 | -0.078712 | -0.23956 | -0.39946 | -0.55845 | -0.71654 | -0.87377 | -1.0302 | -1.1858 | -1.3407 | -1.4949 | -1.6484 | -1.8013 | -1.9537 | -2.1056 | -2.2571 | -2.4082 | -2.5589 | -2.7095 | -2.8599 | -3.0102 | -3.0063 | -3.0027 | -2.9994 | -2.9964 | -2.9936
F11_Commercial_OR - College_Existing_Space Heating_Natural Gas_HVAC - Dedicated Outdoor Air System (DOAS)_A_Technical Potential | F11 | Commercial | OR - College | Existing | Space Heating | Natural Gas | HVAC - Dedicated Outdoor Air System (DOAS) | A | Cumulative Summer Peak Savings (MW) | Technical Potential | 0 | 0 | 0 | 0 | 0 | 0 | 0 | 0 | 0 | 0 | 0 | 0 | 0 | 0 | 0 | 0 | 0 | 0 | 0 | 0 | 0 | 0 | 0 | 0 | 0 | 0 | 0
F12_Commercial_OR - College_Existing_Space Heating_Natural Gas_HVAC - Dedicated Outdoor Air System (DOAS)_A_Technical Potential | F12 | Commercial | OR - College | Existing | Space Heating | Natural Gas | HVAC - Dedicated Outdoor Air System (DOAS) | A | Cumulative Winter Peak Savings (MW) | Technical Potential | 0 | 0 | 0 | 0 | 0 | 0 | 0 | 0 | 0 | 0 | 0 | 0 | 0 | 0 | 0 | 0 | 0 | 0 | 0 | 0 | 0 | 0 | 0 | 0 | 0 | 0 | 0
F13_Commercial_OR - College_Existing_Space Heating_Natural Gas_HVAC - Dedicated Outdoor Air System (DOAS)_A_Technical Potential | F13 | Commercial | OR - College | Existing | Space Heating | Natural Gas | HVAC - Dedicated Outdoor Air System (DOAS) | A | Purchases (Incremental) | Technical Potential | 0 | 0 | 2422.2752 | 4972.0386 | 4972.0386 | 4972.0386 | 4972.0386 | 4972.0386 | 4972.0386 | 4972.0386 | 4972.0386 | 4972.0386 | 4972.0386 | 4972.0386 | 4972.0386 | 4972.0386 | 4972.0386 | 4972.0386 | 4972.0386 | 4972.0386 | 4972.0386 | 4972.0386 | 0 | 0 | 0 | 0 | 0
F14_Commercial_OR - College_Existing_Space Heating_Natural Gas_HVAC - Dedicated Outdoor Air System (DOAS)_A_Technical Potential | F14 | Commercial | OR - College | Existing | Space Heating | Natural Gas | HVAC - Dedicated Outdoor Air System (DOAS) | A | Purchases (Cumulative) | Technical Potential | 0 | 0 | 2422.2752 | 7394.3139 | 12366.3525 | 17338.3911 | 22310.4298 | 27282.4684 | 32254.5071 | 37226.5457 | 42198.5843 | 47170.623 | 52142.6616 | 57114.7003 | 62086.7389 | 67058.7775 | 72030.8162 | 77002.8548 | 81974.8934 | 86946.9321 | 91918.9707 | 96891.0094 | 96891.0094 | 96891.0094 | 96891.0094 | 96891.0094 | 96891.0094
F1_Commercial_OR - College_Existing_Space Heating_Natural Gas_Destratification Fans (HVLS)_A_Technical Potential | F1 | Commercial | OR - College | Existing | Space Heating | Natural Gas | Destratification Fans (HVLS) | A | Original Unit Energy Savings (kWh or therms) | Technical Potential | 0 | 0 | 765.8654 | 763.5778 | 761.3253 | 759.1125 | 756.9439 | 754.8233 | 752.7544 | 750.7407 | 748.7865 | 746.8958 | 745.0725 | 743.3197 | 741.6406 | 740.038 | 738.5144 | 737.0722 | 735.7135 | 734.4537 | 733.2927 | 732.2346 | 731.2704 | 730.3916 | 729.5908 | 728.8609 | 728.1957
F2_Commercial_OR - College_Existing_Space Heating_Natural Gas_Destratification Fans (HVLS)_A_Technical Potential | F2 | Commercial | OR - College | Existing | Space Heating | Natural Gas | Destratification Fans (HVLS) | A | Original Unit Summer Peak Savings (kW) | Technical Potential | 0 | 0 | 0 | 0 | 0 | 0 | 0 | 0 | 0 | 0 | 0 | 0 | 0 | 0 | 0 | 0 | 0 | 0 | 0 | 0 | 0 | 0 | 0 | 0 | 0 | 0 | 0
F3_Commercial_OR - College_Existing_Space Heating_Natural Gas_Destratification Fans (HVLS)_A_Technical Potential | F3 | Commercial | OR - College | Existing | Space Heating | Natural Gas | Destratification Fans (HVLS) | A | Original Unit Winter Peak Savings (kW) | Technical Potential | 0 | 0 | 0 | 0 | 0 | 0 | 0 | 0 | 0 | 0 | 0 | 0 | 0 | 0 | 0 | 0 | 0 | 0 | 0 | 0 | 0 | 0 | 0 | 0 | 0 | 0 | 0
F4_Commercial_OR - College_Existing_Space Heating_Natural Gas_Destratification Fans (HVLS)_A_Technical Potential | F4 | Commercial | OR - College | Existing | Space Heating | Natural Gas | Destratification Fans (HVLS) | A | Standalone Impact on Baseline Energy (%) | Technical Potential | 0 | 0 | 0.00059503 | 0.0018164 | 0.0030378 | 0.0042592 | 0.0054806 | 0.006702 | 0.0079234 | 0.0091447 | 0.010366 | 0.011588 | 0.012809 | 0.01403 | 0.015252 | 0.016473 | 0.017694 | 0.018321 | 0.018321 | 0.018321 | 0.018321 | 0.018321 | 0.018321 | 0.018321 | 0.018321 | 0.018321 | 0.018321
F5_Commercial_OR - College_Existing_Space Heating_Natural Gas_Destratification Fans (HVLS)_A_Technical Potential | F5 | Commercial | OR - College | Existing | Space Heating | Natural Gas | Destratification Fans (HVLS) | A | Standalone Impact on Baseline Summer Peak (%) | Technical Potential | 0 | 0 | 0 | 0 | 0 | 0 | 0 | 0 | 0 | 0 | 0 | 0 | 0 | 0 | 0 | 0 | 0 | 0 | 0 | 0 | 0 | 0 | 0 | 0 | 0 | 0 | 0
F6_Commercial_OR - College_Existing_Space Heating_Natural Gas_Destratification Fans (HVLS)_A_Technical Potential | F6 | Commercial | OR - College | Existing | Space Heating | Natural Gas | Destratification Fans (HVLS) | A | Standalone Impact on Baseline Winter Peak (%) | Technical Potential | 0 | 0 | 0 | 0 | 0 | 0 | 0 | 0 | 0 | 0 | 0 | 0 | 0 | 0 | 0 | 0 | 0 | 0 | 0 | 0 | 0 | 0 | 0 | 0 | 0 | 0 | 0
F7_Commercial_OR - College_Existing_Space Heating_Natural Gas_Destratification Fans (HVLS)_A_Technical Potential | F7 | Commercial | OR - College | Existing | Space Heating | Natural Gas | Destratification Fans (HVLS) | A | Incremental Energy Savings (MWh or mTherms) | Technical Potential | 0 | 0 | 0.38888 | 0.79584 | 0.79349 | 0.79118 | 0.78892 | 0.78671 | 0.78456 | 0.78246 | 0.78042 | 0.77845 | 0.77655 | 0.77472 | 0.77297 | 0.7713 | 0.76971 | 0.39395 | 0 | 1.3047e-15 | 0 | 0 | 0 | 0 | 0 | 0 | 0
F8_Commercial_OR - College_Existing_Space Heating_Natural Gas_Destratification Fans (HVLS)_A_Technical Potential | F8 | Commercial | OR - College | Existing | Space Heating | Natural Gas | Destratification Fans (HVLS) | A | Incremental Summer Peak Savings (MW) | Technical Potential | 0 | 0 | 0 | 0 | 0 | 0 | 0 | 0 | 0 | 0 | 0 | 0 | 0 | 0 | 0 | 0 | 0 | 0 | 0 | 0 | 0 | 0 | 0 | 0 | 0 | 0 | 0
F9_Commercial_OR - College_Existing_Space Heating_Natural Gas_Destratification Fans (HVLS)_A_Technical Potential | F9 | Commercial | OR - College | Existing | Space Heating | Natural Gas | Destratification Fans (HVLS) | A | Incremental Winter Peak Savings (MW) | Technical Potential | 0 | 0 | 0 | 0 | 0 | 0 | 0 | 0 | 0 | 0 | 0 | 0 | 0 | 0 | 0 | 0 | 0 | 0 | 0 | 0 | 0 | 0 | 0 | 0 | 0 | 0 | 0
F10_Commercial_OR - College_Existing_Space Heating_Natural Gas_Destratification Fans (HVLS)_A_Technical Potential | F10 | Commercial | OR - College | Existing | Space Heating | Natural Gas | Destratification Fans (HVLS) | A | Cumulative Energy Savings (MWh or mTherms) | Technical Potential | 0 | 0 | 0.38888 | 1.1836 | 1.9735 | 2.759 | 3.54 | 4.3168 | 5.0896 | 5.8584 | 6.6236 | 7.3853 | 8.1438 | 8.8994 | 9.6522 | 10.4027 | 11.151 | 11.5232 | 11.5019 | 11.4822 | 11.4641 | 11.4475 | 11.4325 | 11.4187 | 11.4062 | 11.3948 | 11.3844
F11_Commercial_OR - College_Existing_Space Heating_Natural Gas_Destratification Fans (HVLS)_A_Technical Potential | F11 | Commercial | OR - College | Existing | Space Heating | Natural Gas | Destratification Fans (HVLS) | A | Cumulative Summer Peak Savings (MW) | Technical Potential | 0 | 0 | 0 | 0 | 0 | 0 | 0 | 0 | 0 | 0 | 0 | 0 | 0 | 0 | 0 | 0 | 0 | 0 | 0 | 0 | 0 | 0 | 0 | 0 | 0 | 0 | 0
F12_Commercial_OR - College_Existing_Space Heating_Natural Gas_Destratification Fans (HVLS)_A_Technical Potential | F12 | Commercial | OR - College | Existing | Space Heating | Natural Gas | Destratification Fans (HVLS) | A | Cumulative Winter Peak Savings (MW) | Technical Potential | 0 | 0 | 0 | 0 | 0 | 0 | 0 | 0 | 0 | 0 | 0 | 0 | 0 | 0 | 0 | 0 | 0 | 0 | 0 | 0 | 0 | 0 | 0 | 0 | 0 | 0 | 0
F13_Commercial_OR - College_Existing_Space Heating_Natural Gas_Destratification Fans (HVLS)_A_Technical Potential | F13 | Commercial | OR - College | Existing | Space Heating | Natural Gas | Destratification Fans (HVLS) | A | Purchases (Incremental) | Technical Potential | 0 | 0 | 0.50776 | 1.0422 | 1.0422 | 1.0422 | 1.0422 | 1.0422 | 1.0422 | 1.0422 | 1.0422 | 1.0422 | 1.0422 | 1.0422 | 1.0422 | 1.0422 | 1.0422 | 0.53449 | 0 | 1.7764e-15 | 0 | 0 | 0 | 0 | 0 | 0 | 0
F14_Commercial_OR - College_Existing_Space Heating_Natural Gas_Destratification Fans (HVLS)_A_Technical Potential | F14 | Commercial | OR - College | Existing | Space Heating | Natural Gas | Destratification Fans (HVLS) | A | Purchases (Cumulative) | Technical Potential | 0 | 0 | 0.50776 | 1.55 | 2.5923 | 3.6345 | 4.6767 | 5.719 | 6.7612 | 7.8035 | 8.8457 | 9.888 | 10.9302 | 11.9725 | 13.0147 | 14.057 | 15.0992 | 15.6337 | 15.6337 | 15.6337 | 15.6337 | 15.6337 | 15.6337 | 15.6337 | 15.6337 | 15.6337 | 15.6337
F1_Commercial_OR - College_Existing_Space Heating_Natural Gas_Gas Boiler - Maintenance_A_Technical Potential | F1 | Commercial | OR - College | Existing | Space Heating | Natural Gas | Gas Boiler - Maintenance | A | Original Unit Energy Savings (kWh or therms) | Technical Potential | 0 | 0 | 0.14986 | 0.14941 | 0.14897 | 0.14853 | 0.14811 | 0.1477 | 0.14731 | 0.14692 | 0.14655 | 0.1462 | 0.14586 | 0.14554 | 0.14523 | 0.14494 | 0.14467 | 0.14441 | 0.14418 | 0.14396 | 0.14375 | 0.14357 | 0.1434 | 0.14325 | 0.14311 | 0.14299 | 0.14288
F2_Commercial_OR - College_Existing_Space Heating_Natural Gas_Gas Boiler - Maintenance_A_Technical Potential | F2 | Commercial | OR - College | Existing | Space Heating | Natural Gas | Gas Boiler - Maintenance | A | Original Unit Summer Peak Savings (kW) | Technical Potential | 0 | 0 | 0 | 0 | 0 | 0 | 0 | 0 | 0 | 0 | 0 | 0 | 0 | 0 | 0 | 0 | 0 | 0 | 0 | 0 | 0 | 0 | 0 | 0 | 0 | 0 | 0
F3_Commercial_OR - College_Existing_Space Heating_Natural Gas_Gas Boiler - Maintenance_A_Technical Potential | F3 | Commercial | OR - College | Existing | Space Heating | Natural Gas | Gas Boiler - Maintenance | A | Original Unit Winter Peak Savings (kW) | Technical Potential | 0 | 0 | 0 | 0 | 0 | 0 | 0 | 0 | 0 | 0 | 0 | 0 | 0 | 0 | 0 | 0 | 0 | 0 | 0 | 0 | 0 | 0 | 0 | 0 | 0 | 0 | 0
F4_Commercial_OR - College_Existing_Space Heating_Natural Gas_Gas Boiler - Maintenance_A_Technical Potential | F4 | Commercial | OR - College | Existing | Space Heating | Natural Gas | Gas Boiler - Maintenance | A | Standalone Impact on Baseline Energy (%) | Technical Potential | 0 | 0 | 0.00018694 | 0.00037387 | 0.0005608 | 0.0005608 | 0.00056081 | 0.00056083 | 0.00056086 | 0.0005609 | 0.00056095 | 0.00056102 | 0.00056109 | 0.00056116 | 0.00056125 | 0.00056134 | 0.00056144 | 0.00056155 | 0.00056166 | 0.00056176 | 0.00056186 | 0.00056195 | 0.00056204 | 0.00056212 | 0.0005622 | 0.00056227 | 0.00056233
F5_Commercial_OR - College_Existing_Space Heating_Natural Gas_Gas Boiler - Maintenance_A_Technical Potential | F5 | Commercial | OR - College | Existing | Space Heating | Natural Gas | Gas Boiler - Maintenance | A | Standalone Impact on Baseline Summer Peak (%) | Technical Potential | 0 | 0 | 0 | 0 | 0 | 0 | 0 | 0 | 0 | 0 | 0 | 0 | 0 | 0 | 0 | 0 | 0 | 0 | 0 | 0 | 0 | 0 | 0 | 0 | 0 | 0 | 0
F6_Commercial_OR - College_Existing_Space Heating_Natural Gas_Gas Boiler - Maintenance_A_Technical Potential | F6 | Commercial | OR - College | Existing | Space Heating | Natural Gas | Gas Boiler - Maintenance | A | Standalone Impact on Baseline Winter Peak (%) | Technical Potential | 0 | 0 | 0 | 0 | 0 | 0 | 0 | 0 | 0 | 0 | 0 | 0 | 0 | 0 | 0 | 0 | 0 | 0 | 0 | 0 | 0 | 0 | 0 | 0 | 0 | 0 | 0
F7_Commercial_OR - College_Existing_Space Heating_Natural Gas_Gas Boiler - Maintenance_A_Technical Potential | F7 | Commercial | OR - College | Existing | Space Heating | Natural Gas | Gas Boiler - Maintenance | A | Incremental Energy Savings (MWh or mTherms) | Technical Potential | 0 | 0 | 0.12217 | 0.1218 | 0.12144 | 0 | 0 | 0 | 0 | 0 | 0 | 0 | 0 | 0 | 0 | 0 | 0 | 0 | 0 | 0 | 0 | 0 | 0 | 0 | 0 | 0 | 0
F8_Commercial_OR - College_Existing_Space Heating_Natural Gas_Gas Boiler - Maintenance_A_Technical Potential | F8 | Commercial | OR - College | Existing | Space Heating | Natural Gas | Gas Boiler - Maintenance | A | Incremental Summer Peak Savings (MW) | Technical Potential | 0 | 0 | 0 | 0 | 0 | 0 | 0 | 0 | 0 | 0 | 0 | 0 | 0 | 0 | 0 | 0 | 0 | 0 | 0 | 0 | 0 | 0 | 0 | 0 | 0 | 0 | 0
F9_Commercial_OR - College_Existing_Space Heating_Natural Gas_Gas Boiler - Maintenance_A_Technical Potential | F9 | Commercial | OR - College | Existing | Space Heating | Natural Gas | Gas Boiler - Maintenance | A | Incremental Winter Peak Savings (MW) | Technical Potential | 0 | 0 | 0 | 0 | 0 | 0 | 0 | 0 | 0 | 0 | 0 | 0 | 0 | 0 | 0 | 0 | 0 | 0 | 0 | 0 | 0 | 0 | 0 | 0 | 0 | 0 | 0
F10_Commercial_OR - College_Existing_Space Heating_Natural Gas_Gas Boiler - Maintenance_A_Technical Potential | F10 | Commercial | OR - College | Existing | Space Heating | Natural Gas | Gas Boiler - Maintenance | A | Cumulative Energy Savings (MWh or mTherms) | Technical Potential | 0 | 0 | 0.12217 | 0.24361 | 0.36433 | 0.36327 | 0.36224 | 0.36124 | 0.36027 | 0.35933 | 0.35843 | 0.35756 | 0.35673 | 0.35594 | 0.3552 | 0.35449 | 0.35382 | 0.35319 | 0.35261 | 0.35207 | 0.35158 | 0.35113 | 0.35072 | 0.35035 | 0.35001 | 0.34971 | 0.34943
F11_Commercial_OR - College_Existing_Space Heating_Natural Gas_Gas Boiler - Maintenance_A_Technical Potential | F11 | Commercial | OR - College | Existing | Space Heating | Natural Gas | Gas Boiler - Maintenance | A | Cumulative Summer Peak Savings (MW) | Technical Potential | 0 | 0 | 0 | 0 | 0 | 0 | 0 | 0 | 0 | 0 | 0 | 0 | 0 | 0 | 0 | 0 | 0 | 0 | 0 | 0 | 0 | 0 | 0 | 0 | 0 | 0 | 0
F12_Commercial_OR - College_Existing_Space Heating_Natural Gas_Gas Boiler - Maintenance_A_Technical Potential | F12 | Commercial | OR - College | Existing | Space Heating | Natural Gas | Gas Boiler - Maintenance | A | Cumulative Winter Peak Savings (MW) | Technical Potential | 0 | 0 | 0 | 0 | 0 | 0 | 0 | 0 | 0 | 0 | 0 | 0 | 0 | 0 | 0 | 0 | 0 | 0 | 0 | 0 | 0 | 0 | 0 | 0 | 0 | 0 | 0
F13_Commercial_OR - College_Existing_Space Heating_Natural Gas_Gas Boiler - Maintenance_A_Technical Potential | F13 | Commercial | OR - College | Existing | Space Heating | Natural Gas | Gas Boiler - Maintenance | A | Purchases (Incremental) | Technical Potential | 0 | 0 | 815.2301 | 815.2301 | 815.2301 | 0 | 0 | 0 | 0 | 0 | 0 | 0 | 0 | 0 | 0 | 0 | 0 | 0 | 0 | 0 | 0 | 0 | 0 | 0 | 0 | 0 | 0
F14_Commercial_OR - College_Existing_Space Heating_Natural Gas_Gas Boiler - Maintenance_A_Technical Potential | F14 | Commercial | OR - College | Existing | Space Heating | Natural Gas | Gas Boiler - Maintenance | A | Purchases (Cumulative) | Technical Potential | 0 | 0 | 815.2301 | 1630.4602 | 2445.6903 | 2445.6903 | 2445.6903 | 2445.6903 | 2445.6903 | 2445.6903 | 2445.6903 | 2445.6903 | 2445.6903 | 2445.6903 | 2445.6903 | 2445.6903 | 2445.6903 | 2445.6903 | 2445.6903 | 2445.6903 | 2445.6903 | 2445.6903 | 2445.6903 | 2445.6903 | 2445.6903 | 2445.6903 | 2445.6903
F1_Commercial_OR - College_Existing_Space Heating_Natural Gas_Gas Furnace - Maintenance_A_Technical Potential | F1 | Commercial | OR - College | Existing | Space Heating | Natural Gas | Gas Furnace - Maintenance | A | Original Unit Energy Savings (kWh or therms) | Technical Potential | 0 | 0 | 0.067917 | 0.067757 | 0.067578 | 0.067382 | 0.067166 | 0.066931 | 0.066677 | 0.066404 | 0.066115 | 0.065811 | 0.065494 | 0.065166 | 0.064829 | 0.064485 | 0.064135 | 0.06378 | 0.063421 | 0.063084 | 0.062766 | 0.062472 | 0.0622 | 0.06195 | 0.061719 | 0.061505 | 0.061308
F2_Commercial_OR - College_Existing_Space Heating_Natural Gas_Gas Furnace - Maintenance_A_Technical Potential | F2 | Commercial | OR - College | Existing | Space Heating | Natural Gas | Gas Furnace - Maintenance | A | Original Unit Summer Peak Savings (kW) | Technical Potential | 0 | 0 | 0 | 0 | 0 | 0 | 0 | 0 | 0 | 0 | 0 | 0 | 0 | 0 | 0 | 0 | 0 | 0 | 0 | 0 | 0 | 0 | 0 | 0 | 0 | 0 | 0
F3_Commercial_OR - College_Existing_Space Heating_Natural Gas_Gas Furnace - Maintenance_A_Technical Potential | F3 | Commercial | OR - College | Existing | Space Heating | Natural Gas | Gas Furnace - Maintenance | A | Original Unit Winter Peak Savings (kW) | Technical Potential | 0 | 0 | 0 | 0 | 0 | 0 | 0 | 0 | 0 | 0 | 0 | 0 | 0 | 0 | 0 | 0 | 0 | 0 | 0 | 0 | 0 | 0 | 0 | 0 | 0 | 0 | 0
F4_Commercial_OR - College_Existing_Space Heating_Natural Gas_Gas Furnace - Maintenance_A_Technical Potential | F4 | Commercial | OR - College | Existing | Space Heating | Natural Gas | Gas Furnace - Maintenance | A | Standalone Impact on Baseline Energy (%) | Technical Potential | 0 | 0 | 9.9328e-06 | 1.9878e-05 | 2.9827e-05 | 2.9826e-05 | 2.9816e-05 | 2.9795e-05 | 2.9764e-05 | 2.9722e-05 | 2.9669e-05 | 2.9607e-05 | 2.9537e-05 | 2.9459e-05 | 2.9373e-05 | 2.928e-05 | 2.9181e-05 | 2.9076e-05 | 2.8966e-05 | 2.8862e-05 | 2.8761e-05 | 2.8668e-05 | 2.8581e-05 | 2.85e-05 | 2.8425e-05 | 2.8355e-05 | 2.829e-05
F5_Commercial_OR - College_Existing_Space Heating_Natural Gas_Gas Furnace - Maintenance_A_Technical Potential | F5 | Commercial | OR - College | Existing | Space Heating | Natural Gas | Gas Furnace - Maintenance | A | Standalone Impact on Baseline Summer Peak (%) | Technical Potential | 0 | 0 | 0 | 0 | 0 | 0 | 0 | 0 | 0 | 0 | 0 | 0 | 0 | 0 | 0 | 0 | 0 | 0 | 0 | 0 | 0 | 0 | 0 | 0 | 0 | 0 | 0
F6_Commercial_OR - College_Existing_Space Heating_Natural Gas_Gas Furnace - Maintenance_A_Technical Potential | F6 | Commercial | OR - College | Existing | Space Heating | Natural Gas | Gas Furnace - Maintenance | A | Standalone Impact on Baseline Winter Peak (%) | Technical Potential | 0 | 0 | 0 | 0 | 0 | 0 | 0 | 0 | 0 | 0 | 0 | 0 | 0 | 0 | 0 | 0 | 0 | 0 | 0 | 0 | 0 | 0 | 0 | 0 | 0 | 0 | 0
F7_Commercial_OR - College_Existing_Space Heating_Natural Gas_Gas Furnace - Maintenance_A_Technical Potential | F7 | Commercial | OR - College | Existing | Space Heating | Natural Gas | Gas Furnace - Maintenance | A | Incremental Energy Savings (MWh or mTherms) | Technical Potential | 0 | 0 | 0.0064915 | 0.0064761 | 0.0064591 | 0 | 0 | 0 | 0 | 0 | 0 | 0 | 0 | 0 | 0 | 0 | 0 | 0 | 0 | 0 | 0 | 0 | 0 | 0 | 0 | 0 | 0
F8_Commercial_OR - College_Existing_Space Heating_Natural Gas_Gas Furnace - Maintenance_A_Technical Potential | F8 | Commercial | OR - College | Existing | Space Heating | Natural Gas | Gas Furnace - Maintenance | A | Incremental Summer Peak Savings (MW) | Technical Potential | 0 | 0 | 0 | 0 | 0 | 0 | 0 | 0 | 0 | 0 | 0 | 0 | 0 | 0 | 0 | 0 | 0 | 0 | 0 | 0 | 0 | 0 | 0 | 0 | 0 | 0 | 0
F9_Commercial_OR - College_Existing_Space Heating_Natural Gas_Gas Furnace - Maintenance_A_Technical Potential | F9 | Commercial | OR - College | Existing | Space Heating | Natural Gas | Gas Furnace - Maintenance | A | Incremental Winter Peak Savings (MW) | Technical Potential | 0 | 0 | 0 | 0 | 0 | 0 | 0 | 0 | 0 | 0 | 0 | 0 | 0 | 0 | 0 | 0 | 0 | 0 | 0 | 0 | 0 | 0 | 0 | 0 | 0 | 0 | 0
F10_Commercial_OR - College_Existing_Space Heating_Natural Gas_Gas Furnace - Maintenance_A_Technical Potential | F10 | Commercial | OR - College | Existing | Space Heating | Natural Gas | Gas Furnace - Maintenance | A | Cumulative Energy Savings (MWh or mTherms) | Technical Potential | 0 | 0 | 0.0064915 | 0.012952 | 0.019377 | 0.019321 | 0.019259 | 0.019192 | 0.019119 | 0.019041 | 0.018958 | 0.01887 | 0.018779 | 0.018685 | 0.018589 | 0.01849 | 0.01839 | 0.018288 | 0.018185 | 0.018088 | 0.017997 | 0.017913 | 0.017835 | 0.017763 | 0.017697 | 0.017636 | 0.017579
F11_Commercial_OR - College_Existing_Space Heating_Natural Gas_Gas Furnace - Maintenance_A_Technical Potential | F11 | Commercial | OR - College | Existing | Space Heating | Natural Gas | Gas Furnace - Maintenance | A | Cumulative Summer Peak Savings (MW) | Technical Potential | 0 | 0 | 0 | 0 | 0 | 0 | 0 | 0 | 0 | 0 | 0 | 0 | 0 | 0 | 0 | 0 | 0 | 0 | 0 | 0 | 0 | 0 | 0 | 0 | 0 | 0 | 0
F12_Commercial_OR - College_Existing_Space Heating_Natural Gas_Gas Furnace - Maintenance_A_Technical Potential | F12 | Commercial | OR - College | Existing | Space Heating | Natural Gas | Gas Furnace - Maintenance | A | Cumulative Winter Peak Savings (MW) | Technical Potential | 0 | 0 | 0 | 0 | 0 | 0 | 0 | 0 | 0 | 0 | 0 | 0 | 0 | 0 | 0 | 0 | 0 | 0 | 0 | 0 | 0 | 0 | 0 | 0 | 0 | 0 | 0
F13_Commercial_OR - College_Existing_Space Heating_Natural Gas_Gas Furnace - Maintenance_A_Technical Potential | F13 | Commercial | OR - College | Existing | Space Heating | Natural Gas | Gas Furnace - Maintenance | A | Purchases (Incremental) | Technical Potential | 0 | 0 | 95.5788 | 95.5788 | 95.5788 | 0 | 0 | 0 | 0 | 0 | 0 | 0 | 0 | 0 | 0 | 0 | 0 | 0 | 0 | 0 | 0 | 0 | 0 | 0 | 0 | 0 | 0
F14_Commercial_OR - College_Existing_Space Heating_Natural Gas_Gas Furnace - Maintenance_A_Technical Potential | F14 | Commercial | OR - College | Existing | Space Heating | Natural Gas | Gas Furnace - Maintenance | A | Purchases (Cumulative) | Technical Potential | 0 | 0 | 95.5788 | 191.1575 | 286.7363 | 286.7363 | 286.7363 | 286.7363 | 286.7363 | 286.7363 | 286.7363 | 286.7363 | 286.7363 | 286.7363 | 286.7363 | 286.7363 | 286.7363 | 286.7363 | 286.7363 | 286.7363 | 286.7363 | 286.7363 | 286.7363 | 286.7363 | 286.7363 | 286.7363 | 286.7363
F1_Commercial_OR - College_Existing_Space Heating_Natural Gas_Gas Boiler - Hot Water Reset_A_Technical Potential | F1 | Commercial | OR - College | Existing | Space Heating | Natural Gas | Gas Boiler - Hot Water Reset | A | Original Unit Energy Savings (kWh or therms) | Technical Potential | 0 | 0 | 266.4233 | 265.6187 | 264.8307 | 264.0611 | 263.3115 | 262.5836 | 261.8785 | 261.1977 | 260.5421 | 259.9129 | 259.3109 | 258.7371 | 258.1921 | 257.6767 | 257.1915 | 256.7372 | 256.3141 | 255.9229 | 255.5639 | 255.2375 | 254.9409 | 254.6711 | 254.4259 | 254.203 | 254.0004
F2_Commercial_OR - College_Existing_Space Heating_Natural Gas_Gas Boiler - Hot Water Reset_A_Technical Potential | F2 | Commercial | OR - College | Existing | Space Heating | Natural Gas | Gas Boiler - Hot Water Reset | A | Original Unit Summer Peak Savings (kW) | Technical Potential | 0 | 0 | 0 | 0 | 0 | 0 | 0 | 0 | 0 | 0 | 0 | 0 | 0 | 0 | 0 | 0 | 0 | 0 | 0 | 0 | 0 | 0 | 0 | 0 | 0 | 0 | 0
F3_Commercial_OR - College_Existing_Space Heating_Natural Gas_Gas Boiler - Hot Water Reset_A_Technical Potential | F3 | Commercial | OR - College | Existing | Space Heating | Natural Gas | Gas Boiler - Hot Water Reset | A | Original Unit Winter Peak Savings (kW) | Technical Potential | 0 | 0 | 0 | 0 | 0 | 0 | 0 | 0 | 0 | 0 | 0 | 0 | 0 | 0 | 0 | 0 | 0 | 0 | 0 | 0 | 0 | 0 | 0 | 0 | 0 | 0 | 0
F4_Commercial_OR - College_Existing_Space Heating_Natural Gas_Gas Boiler - Hot Water Reset_A_Technical Potential | F4 | Commercial | OR - College | Existing | Space Heating | Natural Gas | Gas Boiler - Hot Water Reset | A | Standalone Impact on Baseline Energy (%) | Technical Potential | 0 | 0 | 0.00037982 | 0.0011594 | 0.001939 | 0.0027186 | 0.0034982 | 0.004278 | 0.0050579 | 0.005838 | 0.0066184 | 0.007399 | 0.0081799 | 0.0089612 | 0.0097428 | 0.010525 | 0.011307 | 0.01209 | 0.012873 | 0.013656 | 0.01444 | 0.015223 | 0.015226 | 0.015228 | 0.01523 | 0.015232 | 0.015234
F5_Commercial_OR - College_Existing_Space Heating_Natural Gas_Gas Boiler - Hot Water Reset_A_Technical Potential | F5 | Commercial | OR - College | Existing | Space Heating | Natural Gas | Gas Boiler - Hot Water Reset | A | Standalone Impact on Baseline Summer Peak (%) | Technical Potential | 0 | 0 | 0 | 0 | 0 | 0 | 0 | 0 | 0 | 0 | 0 | 0 | 0 | 0 | 0 | 0 | 0 | 0 | 0 | 0 | 0 | 0 | 0 | 0 | 0 | 0 | 0
F6_Commercial_OR - College_Existing_Space Heating_Natural Gas_Gas Boiler - Hot Water Reset_A_Technical Potential | F6 | Commercial | OR - College | Existing | Space Heating | Natural Gas | Gas Boiler - Hot Water Reset | A | Standalone Impact on Baseline Winter Peak (%) | Technical Potential | 0 | 0 | 0 | 0 | 0 | 0 | 0 | 0 | 0 | 0 | 0 | 0 | 0 | 0 | 0 | 0 | 0 | 0 | 0 | 0 | 0 | 0 | 0 | 0 | 0 | 0 | 0
F7_Commercial_OR - College_Existing_Space Heating_Natural Gas_Gas Boiler - Hot Water Reset_A_Technical Potential | F7 | Commercial | OR - College | Existing | Space Heating | Natural Gas | Gas Boiler - Hot Water Reset | A | Incremental Energy Savings (MWh or mTherms) | Technical Potential | 0 | 0 | 0.24823 | 0.50798 | 0.50647 | 0.505 | 0.50356 | 0.50217 | 0.50082 | 0.49952 | 0.49827 | 0.49706 | 0.49591 | 0.49482 | 0.49377 | 0.49279 | 0.49186 | 0.49099 | 0.49018 | 0.48943 | 0.48875 | 0.48812 | 0 | 0 | 0 | 0 | 0
F8_Commercial_OR - College_Existing_Space Heating_Natural Gas_Gas Boiler - Hot Water Reset_A_Technical Potential | F8 | Commercial | OR - College | Existing | Space Heating | Natural Gas | Gas Boiler - Hot Water Reset | A | Incremental Summer Peak Savings (MW) | Technical Potential | 0 | 0 | 0 | 0 | 0 | 0 | 0 | 0 | 0 | 0 | 0 | 0 | 0 | 0 | 0 | 0 | 0 | 0 | 0 | 0 | 0 | 0 | 0 | 0 | 0 | 0 | 0
F9_Commercial_OR - College_Existing_Space Heating_Natural Gas_Gas Boiler - Hot Water Reset_A_Technical Potential | F9 | Commercial | OR - College | Existing | Space Heating | Natural Gas | Gas Boiler - Hot Water Reset | A | Incremental Winter Peak Savings (MW) | Technical Potential | 0 | 0 | 0 | 0 | 0 | 0 | 0 | 0 | 0 | 0 | 0 | 0 | 0 | 0 | 0 | 0 | 0 | 0 | 0 | 0 | 0 | 0 | 0 | 0 | 0 | 0 | 0
F10_Commercial_OR - College_Existing_Space Heating_Natural Gas_Gas Boiler - Hot Water Reset_A_Technical Potential | F10 | Commercial | OR - College | Existing | Space Heating | Natural Gas | Gas Boiler - Hot Water Reset | A | Cumulative Energy Savings (MWh or mTherms) | Technical Potential | 0 | 0 | 0.24823 | 0.75545 | 1.2597 | 1.761 | 2.2596 | 2.7555 | 3.2489 | 3.74 | 4.2289 | 4.7157 | 5.2007 | 5.684 | 6.1658 | 6.6463 | 7.1257 | 7.6041 | 8.0817 | 8.5588 | 9.0356 | 9.5121 | 9.5011 | 9.491 | 9.4819 | 9.4736 | 9.466
F11_Commercial_OR - College_Existing_Space Heating_Natural Gas_Gas Boiler - Hot Water Reset_A_Technical Potential | F11 | Commercial | OR - College | Existing | Space Heating | Natural Gas | Gas Boiler - Hot Water Reset | A | Cumulative Summer Peak Savings (MW) | Technical Potential | 0 | 0 | 0 | 0 | 0 | 0 | 0 | 0 | 0 | 0 | 0 | 0 | 0 | 0 | 0 | 0 | 0 | 0 | 0 | 0 | 0 | 0 | 0 | 0 | 0 | 0 | 0
F12_Commercial_OR - College_Existing_Space Heating_Natural Gas_Gas Boiler - Hot Water Reset_A_Technical Potential | F12 | Commercial | OR - College | Existing | Space Heating | Natural Gas | Gas Boiler - Hot Water Reset | A | Cumulative Winter Peak Savings (MW) | Technical Potential | 0 | 0 | 0 | 0 | 0 | 0 | 0 | 0 | 0 | 0 | 0 | 0 | 0 | 0 | 0 | 0 | 0 | 0 | 0 | 0 | 0 | 0 | 0 | 0 | 0 | 0 | 0
F13_Commercial_OR - College_Existing_Space Heating_Natural Gas_Gas Boiler - Hot Water Reset_A_Technical Potential | F13 | Commercial | OR - College | Existing | Space Heating | Natural Gas | Gas Boiler - Hot Water Reset | A | Purchases (Incremental) | Technical Potential | 0 | 0 | 0.93169 | 1.9124 | 1.9124 | 1.9124 | 1.9124 | 1.9124 | 1.9124 | 1.9124 | 1.9124 | 1.9124 | 1.9124 | 1.9124 | 1.9124 | 1.9124 | 1.9124 | 1.9124 | 1.9124 | 1.9124 | 1.9124 | 1.9124 | 0 | 0 | 0 | 0 | 0
F14_Commercial_OR - College_Existing_Space Heating_Natural Gas_Gas Boiler - Hot Water Reset_A_Technical Potential | F14 | Commercial | OR - College | Existing | Space Heating | Natural Gas | Gas Boiler - Hot Water Reset | A | Purchases (Cumulative) | Technical Potential | 0 | 0 | 0.93169 | 2.8441 | 4.7565 | 6.669 | 8.5814 | 10.4938 | 12.4063 | 14.3187 | 16.2311 | 18.1435 | 20.056 | 21.9684 | 23.8808 | 25.7932 | 27.7057 | 29.6181 | 31.5305 | 33.4429 | 35.3554 | 37.2678 | 37.2678 | 37.2678 | 37.2678 | 37.2678 | 37.2678
F1_Commercial_OR - College_Existing_Space Heating_Natural Gas_Gas Boiler - Steam Trap Replacement_A_Technical Potential | F1 | Commercial | OR - College | Existing | Space Heating | Natural Gas | Gas Boiler - Steam Trap Replacement | A | Original Unit Energy Savings (kWh or therms) | Technical Potential | 0 | 0 | 79.6395 | 79.3989 | 79.1634 | 78.9333 | 78.7093 | 78.4917 | 78.2809 | 78.0774 | 77.8814 | 77.6933 | 77.5134 | 77.3419 | 77.179 | 77.0249 | 76.8799 | 76.7441 | 76.6176 | 76.5007 | 76.3933 | 76.2958 | 76.2071 | 76.1265 | 76.0532 | 75.9866 | 75.926
F2_Commercial_OR - College_Existing_Space Heating_Natural Gas_Gas Boiler - Steam Trap Replacement_A_Technical Potential | F2 | Commercial | OR - College | Existing | Space Heating | Natural Gas | Gas Boiler - Steam Trap Replacement | A | Original Unit Summer Peak Savings (kW) | Technical Potential | 0 | 0 | 0 | 0 | 0 | 0 | 0 | 0 | 0 | 0 | 0 | 0 | 0 | 0 | 0 | 0 | 0 | 0 | 0 | 0 | 0 | 0 | 0 | 0 | 0 | 0 | 0
F3_Commercial_OR - College_Existing_Space Heating_Natural Gas_Gas Boiler - Steam Trap Replacement_A_Technical Potential | F3 | Commercial | OR - College | Existing | Space Heating | Natural Gas | Gas Boiler - Steam Trap Replacement | A | Original Unit Winter Peak Savings (kW) | Technical Potential | 0 | 0 | 0 | 0 | 0 | 0 | 0 | 0 | 0 | 0 | 0 | 0 | 0 | 0 | 0 | 0 | 0 | 0 | 0 | 0 | 0 | 0 | 0 | 0 | 0 | 0 | 0
F4_Commercial_OR - College_Existing_Space Heating_Natural Gas_Gas Boiler - Steam Trap Replacement_A_Technical Potential | F4 | Commercial | OR - College | Existing | Space Heating | Natural Gas | Gas Boiler - Steam Trap Replacement | A | Standalone Impact on Baseline Energy (%) | Technical Potential | 0 | 0 | 4.7307e-05 | 0.0001444 | 0.0002415 | 0.0003386 | 0.0004357 | 0.00053282 | 0.00058265 | 0.0005827 | 0.00058275 | 0.00058282 | 0.00058289 | 0.00058297 | 0.00058306 | 0.00058316 | 0.00058326 | 0.00058337 | 0.00058348 | 0.00058359 | 0.0005837 | 0.00058379 | 0.00058388 | 0.00058397 | 0.00058404 | 0.00058412 | 0.00058418
F5_Commercial_OR - College_Existing_Space Heating_Natural Gas_Gas Boiler - Steam Trap Replacement_A_Technical Potential | F5 | Commercial | OR - College | Existing | Space Heating | Natural Gas | Gas Boiler - Steam Trap Replacement | A | Standalone Impact on Baseline Summer Peak (%) | Technical Potential | 0 | 0 | 0 | 0 | 0 | 0 | 0 | 0 | 0 | 0 | 0 | 0 | 0 | 0 | 0 | 0 | 0 | 0 | 0 | 0 | 0 | 0 | 0 | 0 | 0 | 0 | 0
F6_Commercial_OR - College_Existing_Space Heating_Natural Gas_Gas Boiler - Steam Trap Replacement_A_Technical Potential | F6 | Commercial | OR - College | Existing | Space Heating | Natural Gas | Gas Boiler - Steam Trap Replacement | A | Standalone Impact on Baseline Winter Peak (%) | Technical Potential | 0 | 0 | 0 | 0 | 0 | 0 | 0 | 0 | 0 | 0 | 0 | 0 | 0 | 0 | 0 | 0 | 0 | 0 | 0 | 0 | 0 | 0 | 0 | 0 | 0 | 0 | 0
F7_Commercial_OR - College_Existing_Space Heating_Natural Gas_Gas Boiler - Steam Trap Replacement_A_Technical Potential | F7 | Commercial | OR - College | Existing | Space Heating | Natural Gas | Gas Boiler - Steam Trap Replacement | A | Incremental Energy Savings (MWh or mTherms) | Technical Potential | 0 | 0 | 0.030917 | 0.063269 | 0.063081 | 0.062898 | 0.062719 | 0.062546 | 0.031989 | 0 | 0 | 0 | 3.4423e-17 | 0 | 1.7137e-17 | 1.2827e-16 | 0 | 1.3632e-16 | 0 | 1.1891e-16 | 0 | 0 | 0 | 0 | 0 | 0 | 0
F8_Commercial_OR - College_Existing_Space Heating_Natural Gas_Gas Boiler - Steam Trap Replacement_A_Technical Potential | F8 | Commercial | OR - College | Existing | Space Heating | Natural Gas | Gas Boiler - Steam Trap Replacement | A | Incremental Summer Peak Savings (MW) | Technical Potential | 0 | 0 | 0 | 0 | 0 | 0 | 0 | 0 | 0 | 0 | 0 | 0 | 0 | 0 | 0 | 0 | 0 | 0 | 0 | 0 | 0 | 0 | 0 | 0 | 0 | 0 | 0
F9_Commercial_OR - College_Existing_Space Heating_Natural Gas_Gas Boiler - Steam Trap Replacement_A_Technical Potential | F9 | Commercial | OR - College | Existing | Space Heating | Natural Gas | Gas Boiler - Steam Trap Replacement | A | Incremental Winter Peak Savings (MW) | Technical Potential | 0 | 0 | 0 | 0 | 0 | 0 | 0 | 0 | 0 | 0 | 0 | 0 | 0 | 0 | 0 | 0 | 0 | 0 | 0 | 0 | 0 | 0 | 0 | 0 | 0 | 0 | 0
F10_Commercial_OR - College_Existing_Space Heating_Natural Gas_Gas Boiler - Steam Trap Replacement_A_Technical Potential | F10 | Commercial | OR - College | Existing | Space Heating | Natural Gas | Gas Boiler - Steam Trap Replacement | A | Cumulative Energy Savings (MWh or mTherms) | Technical Potential | 0 | 0 | 0.030917 | 0.094092 | 0.15689 | 0.21934 | 0.28143 | 0.3432 | 0.37427 | 0.37329 | 0.37236 | 0.37146 | 0.3706 | 0.36978 | 0.369 | 0.36826 | 0.36757 | 0.36692 | 0.36631 | 0.36575 | 0.36524 | 0.36478 | 0.36435 | 0.36397 | 0.36362 | 0.3633 | 0.36301
F11_Commercial_OR - College_Existing_Space Heating_Natural Gas_Gas Boiler - Steam Trap Replacement_A_Technical Potential | F11 | Commercial | OR - College | Existing | Space Heating | Natural Gas | Gas Boiler - Steam Trap Replacement | A | Cumulative Summer Peak Savings (MW) | Technical Potential | 0 | 0 | 0 | 0 | 0 | 0 | 0 | 0 | 0 | 0 | 0 | 0 | 0 | 0 | 0 | 0 | 0 | 0 | 0 | 0 | 0 | 0 | 0 | 0 | 0 | 0 | 0
F12_Commercial_OR - College_Existing_Space Heating_Natural Gas_Gas Boiler - Steam Trap Replacement_A_Technical Potential | F12 | Commercial | OR - College | Existing | Space Heating | Natural Gas | Gas Boiler - Steam Trap Replacement | A | Cumulative Winter Peak Savings (MW) | Technical Potential | 0 | 0 | 0 | 0 | 0 | 0 | 0 | 0 | 0 | 0 | 0 | 0 | 0 | 0 | 0 | 0 | 0 | 0 | 0 | 0 | 0 | 0 | 0 | 0 | 0 | 0 | 0
F13_Commercial_OR - College_Existing_Space Heating_Natural Gas_Gas Boiler - Steam Trap Replacement_A_Technical Potential | F13 | Commercial | OR - College | Existing | Space Heating | Natural Gas | Gas Boiler - Steam Trap Replacement | A | Purchases (Incremental) | Technical Potential | 0 | 0 | 0.38821 | 0.79684 | 0.79684 | 0.79684 | 0.79684 | 0.79684 | 0.40864 | 0 | 0 | 0 | 4.4409e-16 | 0 | 2.2204e-16 | 1.6653e-15 | 0 | 1.7764e-15 | 0 | 1.5543e-15 | 0 | 0 | 0 | 0 | 0 | 0 | 0
F14_Commercial_OR - College_Existing_Space Heating_Natural Gas_Gas Boiler - Steam Trap Replacement_A_Technical Potential | F14 | Commercial | OR - College | Existing | Space Heating | Natural Gas | Gas Boiler - Steam Trap Replacement | A | Purchases (Cumulative) | Technical Potential | 0 | 0 | 0.38821 | 1.1851 | 1.9819 | 2.7787 | 3.5756 | 4.3724 | 4.7811 | 4.7811 | 4.7811 | 4.7811 | 4.7811 | 4.7811 | 4.7811 | 4.7811 | 4.7811 | 4.7811 | 4.7811 | 4.7811 | 4.7811 | 4.7811 | 4.7811 | 4.7811 | 4.7811 | 4.7811 | 4.7811
F1_Commercial_OR - College_Existing_Space Heating_Natural Gas_Gas Boiler - High Turndown Burner_A_Technical Potential | F1 | Commercial | OR - College | Existing | Space Heating | Natural Gas | Gas Boiler - High Turndown Burner | A | Original Unit Energy Savings (kWh or therms) | Technical Potential | 0 | 0 | 0.24977 | 0.24902 | 0.24828 | 0.24756 | 0.24685 | 0.24617 | 0.24551 | 0.24487 | 0.24426 | 0.24367 | 0.2431 | 0.24257 | 0.24206 | 0.24157 | 0.24112 | 0.24069 | 0.24029 | 0.23993 | 0.23959 | 0.23929 | 0.23901 | 0.23875 | 0.23852 | 0.23832 | 0.23813
F2_Commercial_OR - College_Existing_Space Heating_Natural Gas_Gas Boiler - High Turndown Burner_A_Technical Potential | F2 | Commercial | OR - College | Existing | Space Heating | Natural Gas | Gas Boiler - High Turndown Burner | A | Original Unit Summer Peak Savings (kW) | Technical Potential | 0 | 0 | 0 | 0 | 0 | 0 | 0 | 0 | 0 | 0 | 0 | 0 | 0 | 0 | 0 | 0 | 0 | 0 | 0 | 0 | 0 | 0 | 0 | 0 | 0 | 0 | 0
F3_Commercial_OR - College_Existing_Space Heating_Natural Gas_Gas Boiler - High Turndown Burner_A_Technical Potential | F3 | Commercial | OR - College | Existing | Space Heating | Natural Gas | Gas Boiler - High Turndown Burner | A | Original Unit Winter Peak Savings (kW) | Technical Potential | 0 | 0 | 0 | 0 | 0 | 0 | 0 | 0 | 0 | 0 | 0 | 0 | 0 | 0 | 0 | 0 | 0 | 0 | 0 | 0 | 0 | 0 | 0 | 0 | 0 | 0 | 0
F4_Commercial_OR - College_Existing_Space Heating_Natural Gas_Gas Boiler - High Turndown Burner_A_Technical Potential | F4 | Commercial | OR - College | Existing | Space Heating | Natural Gas | Gas Boiler - High Turndown Burner | A | Standalone Impact on Baseline Energy (%) | Technical Potential | 0 | 0 | 0.00030623 | 0.00068221 | 0.0011423 | 0.0016764 | 0.0022856 | 0.002998 | 0.0037796 | 0.0045782 | 0.005331 | 0.0059784 | 0.0064798 | 0.0068243 | 0.007031 | 0.0071282 | 0.0071294 | 0.0071308 | 0.0071322 | 0.0071335 | 0.0071348 | 0.007136 | 0.0071371 | 0.0071381 | 0.007139 | 0.0071399 | 0.0071408
F5_Commercial_OR - College_Existing_Space Heating_Natural Gas_Gas Boiler - High Turndown Burner_A_Technical Potential | F5 | Commercial | OR - College | Existing | Space Heating | Natural Gas | Gas Boiler - High Turndown Burner | A | Standalone Impact on Baseline Summer Peak (%) | Technical Potential | 0 | 0 | 0 | 0 | 0 | 0 | 0 | 0 | 0 | 0 | 0 | 0 | 0 | 0 | 0 | 0 | 0 | 0 | 0 | 0 | 0 | 0 | 0 | 0 | 0 | 0 | 0
F6_Commercial_OR - College_Existing_Space Heating_Natural Gas_Gas Boiler - High Turndown Burner_A_Technical Potential | F6 | Commercial | OR - College | Existing | Space Heating | Natural Gas | Gas Boiler - High Turndown Burner | A | Standalone Impact on Baseline Winter Peak (%) | Technical Potential | 0 | 0 | 0 | 0 | 0 | 0 | 0 | 0 | 0 | 0 | 0 | 0 | 0 | 0 | 0 | 0 | 0 | 0 | 0 | 0 | 0 | 0 | 0 | 0 | 0 | 0 | 0
F7_Commercial_OR - College_Existing_Space Heating_Natural Gas_Gas Boiler - High Turndown Burner_A_Technical Potential | F7 | Commercial | OR - College | Existing | Space Heating | Natural Gas | Gas Boiler - High Turndown Burner | A | Incremental Energy Savings (MWh or mTherms) | Technical Potential | 0 | 0 | 0.20013 | 0.24499 | 0.2989 | 0.34597 | 0.3935 | 0.45878 | 0.50194 | 0.51143 | 0.48076 | 0.41225 | 0.31828 | 0.21794 | 0.13015 | 0.060665 | 0 | 0 | 0 | 0 | 0 | 0 | 0 | 0 | 0 | 0 | 0
F8_Commercial_OR - College_Existing_Space Heating_Natural Gas_Gas Boiler - High Turndown Burner_A_Technical Potential | F8 | Commercial | OR - College | Existing | Space Heating | Natural Gas | Gas Boiler - High Turndown Burner | A | Incremental Summer Peak Savings (MW) | Technical Potential | 0 | 0 | 0 | 0 | 0 | 0 | 0 | 0 | 0 | 0 | 0 | 0 | 0 | 0 | 0 | 0 | 0 | 0 | 0 | 0 | 0 | 0 | 0 | 0 | 0 | 0 | 0
F9_Commercial_OR - College_Existing_Space Heating_Natural Gas_Gas Boiler - High Turndown Burner_A_Technical Potential | F9 | Commercial | OR - College | Existing | Space Heating | Natural Gas | Gas Boiler - High Turndown Burner | A | Incremental Winter Peak Savings (MW) | Technical Potential | 0 | 0 | 0 | 0 | 0 | 0 | 0 | 0 | 0 | 0 | 0 | 0 | 0 | 0 | 0 | 0 | 0 | 0 | 0 | 0 | 0 | 0 | 0 | 0 | 0 | 0 | 0
F10_Commercial_OR - College_Existing_Space Heating_Natural Gas_Gas Boiler - High Turndown Burner_A_Technical Potential | F10 | Commercial | OR - College | Existing | Space Heating | Natural Gas | Gas Boiler - High Turndown Burner | A | Cumulative Energy Savings (MWh or mTherms) | Technical Potential | 0 | 0 | 0.20013 | 0.44451 | 0.7421 | 1.0859 | 1.4763 | 1.931 | 2.4278 | 2.9329 | 3.4063 | 3.8103 | 4.1198 | 4.3286 | 4.4496 | 4.5014 | 4.493 | 4.485 | 4.4776 | 4.4708 | 4.4645 | 4.4588 | 4.4536 | 4.4489 | 4.4446 | 4.4407 | 4.4372
F11_Commercial_OR - College_Existing_Space Heating_Natural Gas_Gas Boiler - High Turndown Burner_A_Technical Potential | F11 | Commercial | OR - College | Existing | Space Heating | Natural Gas | Gas Boiler - High Turndown Burner | A | Cumulative Summer Peak Savings (MW) | Technical Potential | 0 | 0 | 0 | 0 | 0 | 0 | 0 | 0 | 0 | 0 | 0 | 0 | 0 | 0 | 0 | 0 | 0 | 0 | 0 | 0 | 0 | 0 | 0 | 0 | 0 | 0 | 0
F12_Commercial_OR - College_Existing_Space Heating_Natural Gas_Gas Boiler - High Turndown Burner_A_Technical Potential | F12 | Commercial | OR - College | Existing | Space Heating | Natural Gas | Gas Boiler - High Turndown Burner | A | Cumulative Winter Peak Savings (MW) | Technical Potential | 0 | 0 | 0 | 0 | 0 | 0 | 0 | 0 | 0 | 0 | 0 | 0 | 0 | 0 | 0 | 0 | 0 | 0 | 0 | 0 | 0 | 0 | 0 | 0 | 0 | 0 | 0
F13_Commercial_OR - College_Existing_Space Heating_Natural Gas_Gas Boiler - High Turndown Burner_A_Technical Potential | F13 | Commercial | OR - College | Existing | Space Heating | Natural Gas | Gas Boiler - High Turndown Burner | A | Purchases (Incremental) | Technical Potential | 0 | 0 | 801.2577 | 983.8167 | 1203.9037 | 1397.5425 | 1594.0742 | 1863.6643 | 2044.4687 | 2088.5692 | 1968.2258 | 1691.8568 | 1309.2302 | 898.4961 | 537.6669 | 251.127 | 0 | 0 | 0 | 0 | 0 | 0 | 0 | 0 | 0 | 0 | 0
F14_Commercial_OR - College_Existing_Space Heating_Natural Gas_Gas Boiler - High Turndown Burner_A_Technical Potential | F14 | Commercial | OR - College | Existing | Space Heating | Natural Gas | Gas Boiler - High Turndown Burner | A | Purchases (Cumulative) | Technical Potential | 0 | 0 | 801.2577 | 1785.0743 | 2988.978 | 4386.5205 | 5980.5947 | 7844.259 | 9888.7277 | 11977.2969 | 13945.5227 | 15637.3795 | 16946.6097 | 17845.1058 | 18382.7727 | 18633.8997 | 18633.8997 | 18633.8997 | 18633.8997 | 18633.8997 | 18633.8997 | 18633.8997 | 18633.8997 | 18633.8997 | 18633.8997 | 18633.8997 | 18633.8997
F1_Commercial_OR - College_Existing_Space Heating_Natural Gas_Gas Boiler - Burner Control Optimization_A_Technical Potential | F1 | Commercial | OR - College | Existing | Space Heating | Natural Gas | Gas Boiler - Burner Control Optimization | A | Original Unit Energy Savings (kWh or therms) | Technical Potential | 0 | 0 | 0.072434 | 0.072215 | 0.072001 | 0.071792 | 0.071588 | 0.07139 | 0.071198 | 0.071013 | 0.070835 | 0.070664 | 0.0705 | 0.070344 | 0.070196 | 0.070056 | 0.069924 | 0.0698 | 0.069685 | 0.069579 | 0.069481 | 0.069393 | 0.069312 | 0.069239 | 0.069172 | 0.069111 | 0.069056
F2_Commercial_OR - College_Existing_Space Heating_Natural Gas_Gas Boiler - Burner Control Optimization_A_Technical Potential | F2 | Commercial | OR - College | Existing | Space Heating | Natural Gas | Gas Boiler - Burner Control Optimization | A | Original Unit Summer Peak Savings (kW) | Technical Potential | 0 | 0 | 0 | 0 | 0 | 0 | 0 | 0 | 0 | 0 | 0 | 0 | 0 | 0 | 0 | 0 | 0 | 0 | 0 | 0 | 0 | 0 | 0 | 0 | 0 | 0 | 0
F3_Commercial_OR - College_Existing_Space Heating_Natural Gas_Gas Boiler - Burner Control Optimization_A_Technical Potential | F3 | Commercial | OR - College | Existing | Space Heating | Natural Gas | Gas Boiler - Burner Control Optimization | A | Original Unit Winter Peak Savings (kW) | Technical Potential | 0 | 0 | 0 | 0 | 0 | 0 | 0 | 0 | 0 | 0 | 0 | 0 | 0 | 0 | 0 | 0 | 0 | 0 | 0 | 0 | 0 | 0 | 0 | 0 | 0 | 0 | 0
F4_Commercial_OR - College_Existing_Space Heating_Natural Gas_Gas Boiler - Burner Control Optimization_A_Technical Potential | F4 | Commercial | OR - College | Existing | Space Heating | Natural Gas | Gas Boiler - Burner Control Optimization | A | Standalone Impact on Baseline Energy (%) | Technical Potential | 0 | 0 | 3.3044e-05 | 5.0823e-05 | 0.00011097 | 0.00020881 | 0.00035732 | 0.00057004 | 0.00085942 | 0.0012346 | 0.0016987 | 0.0022462 | 0.0028605 | 0.0035142 | 0.0041709 | 0.0047903 | 0.0053351 | 0.005779 | 0.0061113 | 0.0063551 | 0.0064555 | 0.0065448 | 0.0065458 | 0.0065467 | 0.0065476 | 0.0065484 | 0.0065492
F5_Commercial_OR - College_Existing_Space Heating_Natural Gas_Gas Boiler - Burner Control Optimization_A_Technical Potential | F5 | Commercial | OR - College | Existing | Space Heating | Natural Gas | Gas Boiler - Burner Control Optimization | A | Standalone Impact on Baseline Summer Peak (%) | Technical Potential | 0 | 0 | 0 | 0 | 0 | 0 | 0 | 0 | 0 | 0 | 0 | 0 | 0 | 0 | 0 | 0 | 0 | 0 | 0 | 0 | 0 | 0 | 0 | 0 | 0 | 0 | 0
F6_Commercial_OR - College_Existing_Space Heating_Natural Gas_Gas Boiler - Burner Control Optimization_A_Technical Potential | F6 | Commercial | OR - College | Existing | Space Heating | Natural Gas | Gas Boiler - Burner Control Optimization | A | Standalone Impact on Baseline Winter Peak (%) | Technical Potential | 0 | 0 | 0 | 0 | 0 | 0 | 0 | 0 | 0 | 0 | 0 | 0 | 0 | 0 | 0 | 0 | 0 | 0 | 0 | 0 | 0 | 0 | 0 | 0 | 0 | 0 | 0
F7_Commercial_OR - College_Existing_Space Heating_Natural Gas_Gas Boiler - Burner Control Optimization_A_Technical Potential | F7 | Commercial | OR - College | Existing | Space Heating | Natural Gas | Gas Boiler - Burner Control Optimization | A | Incremental Energy Savings (MWh or mTherms) | Technical Potential | 0 | 0 | 0.021596 | 0.011585 | 0.039076 | 0.063377 | 0.095925 | 0.137 | 0.18586 | 0.24032 | 0.29649 | 0.34879 | 0.39041 | 0.4144 | 0.41526 | 0.39067 | 0.34284 | 0.27858 | 0.20788 | 0.15208 | 0.062146 | 0.055072 | 0 | 0 | 0 | 0 | 0
F8_Commercial_OR - College_Existing_Space Heating_Natural Gas_Gas Boiler - Burner Control Optimization_A_Technical Potential | F8 | Commercial | OR - College | Existing | Space Heating | Natural Gas | Gas Boiler - Burner Control Optimization | A | Incremental Summer Peak Savings (MW) | Technical Potential | 0 | 0 | 0 | 0 | 0 | 0 | 0 | 0 | 0 | 0 | 0 | 0 | 0 | 0 | 0 | 0 | 0 | 0 | 0 | 0 | 0 | 0 | 0 | 0 | 0 | 0 | 0
F9_Commercial_OR - College_Existing_Space Heating_Natural Gas_Gas Boiler - Burner Control Optimization_A_Technical Potential | F9 | Commercial | OR - College | Existing | Space Heating | Natural Gas | Gas Boiler - Burner Control Optimization | A | Incremental Winter Peak Savings (MW) | Technical Potential | 0 | 0 | 0 | 0 | 0 | 0 | 0 | 0 | 0 | 0 | 0 | 0 | 0 | 0 | 0 | 0 | 0 | 0 | 0 | 0 | 0 | 0 | 0 | 0 | 0 | 0 | 0
F10_Commercial_OR - College_Existing_Space Heating_Natural Gas_Gas Boiler - Burner Control Optimization_A_Technical Potential | F10 | Commercial | OR - College | Existing | Space Heating | Natural Gas | Gas Boiler - Burner Control Optimization | A | Cumulative Energy Savings (MWh or mTherms) | Technical Potential | 0 | 0 | 0.021596 | 0.033116 | 0.072093 | 0.13526 | 0.2308 | 0.36717 | 0.55205 | 0.79093 | 1.0854 | 1.4316 | 1.8187 | 2.2291 | 2.6396 | 3.025 | 3.3622 | 3.6348 | 3.8367 | 3.9829 | 4.0395 | 4.0894 | 4.0847 | 4.0803 | 4.0764 | 4.0728 | 4.0696
F11_Commercial_OR - College_Existing_Space Heating_Natural Gas_Gas Boiler - Burner Control Optimization_A_Technical Potential | F11 | Commercial | OR - College | Existing | Space Heating | Natural Gas | Gas Boiler - Burner Control Optimization | A | Cumulative Summer Peak Savings (MW) | Technical Potential | 0 | 0 | 0 | 0 | 0 | 0 | 0 | 0 | 0 | 0 | 0 | 0 | 0 | 0 | 0 | 0 | 0 | 0 | 0 | 0 | 0 | 0 | 0 | 0 | 0 | 0 | 0
F12_Commercial_OR - College_Existing_Space Heating_Natural Gas_Gas Boiler - Burner Control Optimization_A_Technical Potential | F12 | Commercial | OR - College | Existing | Space Heating | Natural Gas | Gas Boiler - Burner Control Optimization | A | Cumulative Winter Peak Savings (MW) | Technical Potential | 0 | 0 | 0 | 0 | 0 | 0 | 0 | 0 | 0 | 0 | 0 | 0 | 0 | 0 | 0 | 0 | 0 | 0 | 0 | 0 | 0 | 0 | 0 | 0 | 0 | 0 | 0
F13_Commercial_OR - College_Existing_Space Heating_Natural Gas_Gas Boiler - Burner Control Optimization_A_Technical Potential | F13 | Commercial | OR - College | Existing | Space Heating | Natural Gas | Gas Boiler - Burner Control Optimization | A | Purchases (Incremental) | Technical Potential | 0 | 0 | 298.1424 | 160.428 | 542.7118 | 882.7952 | 1339.9598 | 1919.1088 | 2610.515 | 3384.1702 | 4185.6353 | 4935.8584 | 5537.7123 | 5891.0833 | 5915.6778 | 5576.524 | 4903.0118 | 3991.1467 | 2983.1869 | 2185.6722 | 894.4272 | 793.6277 | 0 | 0 | 0 | 0 | 0
F14_Commercial_OR - College_Existing_Space Heating_Natural Gas_Gas Boiler - Burner Control Optimization_A_Technical Potential | F14 | Commercial | OR - College | Existing | Space Heating | Natural Gas | Gas Boiler - Burner Control Optimization | A | Purchases (Cumulative) | Technical Potential | 0 | 0 | 298.1424 | 458.5704 | 1001.2822 | 1884.0774 | 3224.0372 | 5143.146 | 7753.661 | 11137.8312 | 15323.4665 | 20259.3249 | 25797.0372 | 31688.1205 | 37603.7982 | 43180.3222 | 48083.334 | 52074.4807 | 55057.6676 | 57243.3398 | 58137.767 | 58931.3947 | 58931.3947 | 58931.3947 | 58931.3947 | 58931.3947 | 58931.3947
F1_Commercial_OR - College_Existing_Space Heating_Natural Gas_Gas Boiler - Stack Economizer_A_Technical Potential | F1 | Commercial | OR - College | Existing | Space Heating | Natural Gas | Gas Boiler - Stack Economizer | A | Original Unit Energy Savings (kWh or therms) | Technical Potential | 0 | 0 | 0.23978 | 0.23906 | 0.23835 | 0.23765 | 0.23698 | 0.23633 | 0.23569 | 0.23508 | 0.23449 | 0.23392 | 0.23338 | 0.23286 | 0.23237 | 0.23191 | 0.23147 | 0.23106 | 0.23068 | 0.23033 | 0.23001 | 0.22971 | 0.22945 | 0.2292 | 0.22898 | 0.22878 | 0.2286
F2_Commercial_OR - College_Existing_Space Heating_Natural Gas_Gas Boiler - Stack Economizer_A_Technical Potential | F2 | Commercial | OR - College | Existing | Space Heating | Natural Gas | Gas Boiler - Stack Economizer | A | Original Unit Summer Peak Savings (kW) | Technical Potential | 0 | 0 | 0 | 0 | 0 | 0 | 0 | 0 | 0 | 0 | 0 | 0 | 0 | 0 | 0 | 0 | 0 | 0 | 0 | 0 | 0 | 0 | 0 | 0 | 0 | 0 | 0
F3_Commercial_OR - College_Existing_Space Heating_Natural Gas_Gas Boiler - Stack Economizer_A_Technical Potential | F3 | Commercial | OR - College | Existing | Space Heating | Natural Gas | Gas Boiler - Stack Economizer | A | Original Unit Winter Peak Savings (kW) | Technical Potential | 0 | 0 | 0 | 0 | 0 | 0 | 0 | 0 | 0 | 0 | 0 | 0 | 0 | 0 | 0 | 0 | 0 | 0 | 0 | 0 | 0 | 0 | 0 | 0 | 0 | 0 | 0
F4_Commercial_OR - College_Existing_Space Heating_Natural Gas_Gas Boiler - Stack Economizer_A_Technical Potential | F4 | Commercial | OR - College | Existing | Space Heating | Natural Gas | Gas Boiler - Stack Economizer | A | Standalone Impact on Baseline Energy (%) | Technical Potential | 0 | 0 | 0.00047037 | 0.0010479 | 0.0017546 | 0.0025749 | 0.0035107 | 0.0046049 | 0.0058054 | 0.0070321 | 0.0081884 | 0.0091828 | 0.0099529 | 0.010482 | 0.0108 | 0.010949 | 0.010951 | 0.010953 | 0.010955 | 0.010957 | 0.010959 | 0.010961 | 0.010963 | 0.010964 | 0.010966 | 0.010967 | 0.010968
F5_Commercial_OR - College_Existing_Space Heating_Natural Gas_Gas Boiler - Stack Economizer_A_Technical Potential | F5 | Commercial | OR - College | Existing | Space Heating | Natural Gas | Gas Boiler - Stack Economizer | A | Standalone Impact on Baseline Summer Peak (%) | Technical Potential | 0 | 0 | 0 | 0 | 0 | 0 | 0 | 0 | 0 | 0 | 0 | 0 | 0 | 0 | 0 | 0 | 0 | 0 | 0 | 0 | 0 | 0 | 0 | 0 | 0 | 0 | 0
F6_Commercial_OR - College_Existing_Space Heating_Natural Gas_Gas Boiler - Stack Economizer_A_Technical Potential | F6 | Commercial | OR - College | Existing | Space Heating | Natural Gas | Gas Boiler - Stack Economizer | A | Standalone Impact on Baseline Winter Peak (%) | Technical Potential | 0 | 0 | 0 | 0 | 0 | 0 | 0 | 0 | 0 | 0 | 0 | 0 | 0 | 0 | 0 | 0 | 0 | 0 | 0 | 0 | 0 | 0 | 0 | 0 | 0 | 0 | 0
F7_Commercial_OR - College_Existing_Space Heating_Natural Gas_Gas Boiler - Stack Economizer_A_Technical Potential | F7 | Commercial | OR - College | Existing | Space Heating | Natural Gas | Gas Boiler - Stack Economizer | A | Incremental Energy Savings (MWh or mTherms) | Technical Potential | 0 | 0 | 0.3074 | 0.3763 | 0.45912 | 0.53141 | 0.60442 | 0.70469 | 0.77098 | 0.78556 | 0.73844 | 0.63322 | 0.48888 | 0.33476 | 0.1999 | 0.093182 | 0 | 0 | 0 | 0 | 0 | 0 | 0 | 0 | 0 | 0 | 0
F8_Commercial_OR - College_Existing_Space Heating_Natural Gas_Gas Boiler - Stack Economizer_A_Technical Potential | F8 | Commercial | OR - College | Existing | Space Heating | Natural Gas | Gas Boiler - Stack Economizer | A | Incremental Summer Peak Savings (MW) | Technical Potential | 0 | 0 | 0 | 0 | 0 | 0 | 0 | 0 | 0 | 0 | 0 | 0 | 0 | 0 | 0 | 0 | 0 | 0 | 0 | 0 | 0 | 0 | 0 | 0 | 0 | 0 | 0
F9_Commercial_OR - College_Existing_Space Heating_Natural Gas_Gas Boiler - Stack Economizer_A_Technical Potential | F9 | Commercial | OR - College | Existing | Space Heating | Natural Gas | Gas Boiler - Stack Economizer | A | Incremental Winter Peak Savings (MW) | Technical Potential | 0 | 0 | 0 | 0 | 0 | 0 | 0 | 0 | 0 | 0 | 0 | 0 | 0 | 0 | 0 | 0 | 0 | 0 | 0 | 0 | 0 | 0 | 0 | 0 | 0 | 0 | 0
F10_Commercial_OR - College_Existing_Space Heating_Natural Gas_Gas Boiler - Stack Economizer_A_Technical Potential | F10 | Commercial | OR - College | Existing | Space Heating | Natural Gas | Gas Boiler - Stack Economizer | A | Cumulative Energy Savings (MWh or mTherms) | Technical Potential | 0 | 0 | 0.3074 | 0.68277 | 1.1399 | 1.668 | 2.2677 | 2.9661 | 3.7291 | 4.505 | 5.2321 | 5.8527 | 6.328 | 6.6488 | 6.8347 | 6.9142 | 6.9012 | 6.889 | 6.8776 | 6.8671 | 6.8575 | 6.8487 | 6.8408 | 6.8335 | 6.827 | 6.821 | 6.8155
F11_Commercial_OR - College_Existing_Space Heating_Natural Gas_Gas Boiler - Stack Economizer_A_Technical Potential | F11 | Commercial | OR - College | Existing | Space Heating | Natural Gas | Gas Boiler - Stack Economizer | A | Cumulative Summer Peak Savings (MW) | Technical Potential | 0 | 0 | 0 | 0 | 0 | 0 | 0 | 0 | 0 | 0 | 0 | 0 | 0 | 0 | 0 | 0 | 0 | 0 | 0 | 0 | 0 | 0 | 0 | 0 | 0 | 0 | 0
F12_Commercial_OR - College_Existing_Space Heating_Natural Gas_Gas Boiler - Stack Economizer_A_Technical Potential | F12 | Commercial | OR - College | Existing | Space Heating | Natural Gas | Gas Boiler - Stack Economizer | A | Cumulative Winter Peak Savings (MW) | Technical Potential | 0 | 0 | 0 | 0 | 0 | 0 | 0 | 0 | 0 | 0 | 0 | 0 | 0 | 0 | 0 | 0 | 0 | 0 | 0 | 0 | 0 | 0 | 0 | 0 | 0 | 0 | 0
F13_Commercial_OR - College_Existing_Space Heating_Natural Gas_Gas Boiler - Stack Economizer_A_Technical Potential | F13 | Commercial | OR - College | Existing | Space Heating | Natural Gas | Gas Boiler - Stack Economizer | A | Purchases (Incremental) | Technical Potential | 0 | 0 | 1282.0123 | 1574.1066 | 1926.2459 | 2236.068 | 2550.5187 | 2981.8629 | 3271.1499 | 3341.7107 | 3149.1613 | 2706.9709 | 2094.7684 | 1437.5937 | 860.2671 | 401.8032 | 0 | 0 | 0 | 0 | 0 | 0 | 0 | 0 | 0 | 0 | 0
F14_Commercial_OR - College_Existing_Space Heating_Natural Gas_Gas Boiler - Stack Economizer_A_Technical Potential | F14 | Commercial | OR - College | Existing | Space Heating | Natural Gas | Gas Boiler - Stack Economizer | A | Purchases (Cumulative) | Technical Potential | 0 | 0 | 1282.0123 | 2856.1189 | 4782.3648 | 7018.4328 | 9568.9515 | 12550.8144 | 15821.9643 | 19163.675 | 22312.8363 | 25019.8071 | 27114.5755 | 28552.1692 | 29412.4363 | 29814.2395 | 29814.2395 | 29814.2395 | 29814.2395 | 29814.2395 | 29814.2395 | 29814.2395 | 29814.2395 | 29814.2395 | 29814.2395 | 29814.2395 | 29814.2395
F1_Commercial_OR - College_Existing_Space Heating_Natural Gas_Gas Boiler - Thermostatic Radiator Valves_A_Technical Potential | F1 | Commercial | OR - College | Existing | Space Heating | Natural Gas | Gas Boiler - Thermostatic Radiator Valves | A | Original Unit Energy Savings (kWh or therms) | Technical Potential | 0 | 0 | 16.7743 | 16.7236 | 16.674 | 16.6256 | 16.5784 | 16.5325 | 16.4882 | 16.4453 | 16.404 | 16.3644 | 16.3265 | 16.2904 | 16.2561 | 16.2236 | 16.1931 | 16.1644 | 16.1378 | 16.1132 | 16.0906 | 16.07 | 16.0513 | 16.0344 | 16.0189 | 16.0049 | 15.9921
F2_Commercial_OR - College_Existing_Space Heating_Natural Gas_Gas Boiler - Thermostatic Radiator Valves_A_Technical Potential | F2 | Commercial | OR - College | Existing | Space Heating | Natural Gas | Gas Boiler - Thermostatic Radiator Valves | A | Original Unit Summer Peak Savings (kW) | Technical Potential | 0 | 0 | 0 | 0 | 0 | 0 | 0 | 0 | 0 | 0 | 0 | 0 | 0 | 0 | 0 | 0 | 0 | 0 | 0 | 0 | 0 | 0 | 0 | 0 | 0 | 0 | 0
F3_Commercial_OR - College_Existing_Space Heating_Natural Gas_Gas Boiler - Thermostatic Radiator Valves_A_Technical Potential | F3 | Commercial | OR - College | Existing | Space Heating | Natural Gas | Gas Boiler - Thermostatic Radiator Valves | A | Original Unit Winter Peak Savings (kW) | Technical Potential | 0 | 0 | 0 | 0 | 0 | 0 | 0 | 0 | 0 | 0 | 0 | 0 | 0 | 0 | 0 | 0 | 0 | 0 | 0 | 0 | 0 | 0 | 0 | 0 | 0 | 0 | 0
F4_Commercial_OR - College_Existing_Space Heating_Natural Gas_Gas Boiler - Thermostatic Radiator Valves_A_Technical Potential | F4 | Commercial | OR - College | Existing | Space Heating | Natural Gas | Gas Boiler - Thermostatic Radiator Valves | A | Standalone Impact on Baseline Energy (%) | Technical Potential | 0 | 0 | 0.0008902 | 0.0027174 | 0.0045445 | 0.0063716 | 0.008199 | 0.010027 | 0.011854 | 0.013683 | 0.015512 | 0.017341 | 0.019172 | 0.021003 | 0.022835 | 0.024667 | 0.026501 | 0.027444 | 0.027449 | 0.027455 | 0.027459 | 0.027464 | 0.027468 | 0.027472 | 0.027476 | 0.027479 | 0.027483
F5_Commercial_OR - College_Existing_Space Heating_Natural Gas_Gas Boiler - Thermostatic Radiator Valves_A_Technical Potential | F5 | Commercial | OR - College | Existing | Space Heating | Natural Gas | Gas Boiler - Thermostatic Radiator Valves | A | Standalone Impact on Baseline Summer Peak (%) | Technical Potential | 0 | 0 | 0 | 0 | 0 | 0 | 0 | 0 | 0 | 0 | 0 | 0 | 0 | 0 | 0 | 0 | 0 | 0 | 0 | 0 | 0 | 0 | 0 | 0 | 0 | 0 | 0
F6_Commercial_OR - College_Existing_Space Heating_Natural Gas_Gas Boiler - Thermostatic Radiator Valves_A_Technical Potential | F6 | Commercial | OR - College | Existing | Space Heating | Natural Gas | Gas Boiler - Thermostatic Radiator Valves | A | Standalone Impact on Baseline Winter Peak (%) | Technical Potential | 0 | 0 | 0 | 0 | 0 | 0 | 0 | 0 | 0 | 0 | 0 | 0 | 0 | 0 | 0 | 0 | 0 | 0 | 0 | 0 | 0 | 0 | 0 | 0 | 0 | 0 | 0
F7_Commercial_OR - College_Existing_Space Heating_Natural Gas_Gas Boiler - Thermostatic Radiator Valves_A_Technical Potential | F7 | Commercial | OR - College | Existing | Space Heating | Natural Gas | Gas Boiler - Thermostatic Radiator Valves | A | Incremental Energy Savings (MWh or mTherms) | Technical Potential | 0 | 0 | 0.58178 | 1.1906 | 1.187 | 1.1836 | 1.1802 | 1.177 | 1.1738 | 1.1708 | 1.1678 | 1.165 | 1.1623 | 1.1597 | 1.1573 | 1.155 | 1.1528 | 0.59013 | 0 | 1.6029e-15 | 0 | 0 | 0 | 0 | 0 | 0 | 0
F8_Commercial_OR - College_Existing_Space Heating_Natural Gas_Gas Boiler - Thermostatic Radiator Valves_A_Technical Potential | F8 | Commercial | OR - College | Existing | Space Heating | Natural Gas | Gas Boiler - Thermostatic Radiator Valves | A | Incremental Summer Peak Savings (MW) | Technical Potential | 0 | 0 | 0 | 0 | 0 | 0 | 0 | 0 | 0 | 0 | 0 | 0 | 0 | 0 | 0 | 0 | 0 | 0 | 0 | 0 | 0 | 0 | 0 | 0 | 0 | 0 | 0
F9_Commercial_OR - College_Existing_Space Heating_Natural Gas_Gas Boiler - Thermostatic Radiator Valves_A_Technical Potential | F9 | Commercial | OR - College | Existing | Space Heating | Natural Gas | Gas Boiler - Thermostatic Radiator Valves | A | Incremental Winter Peak Savings (MW) | Technical Potential | 0 | 0 | 0 | 0 | 0 | 0 | 0 | 0 | 0 | 0 | 0 | 0 | 0 | 0 | 0 | 0 | 0 | 0 | 0 | 0 | 0 | 0 | 0 | 0 | 0 | 0 | 0
F10_Commercial_OR - College_Existing_Space Heating_Natural Gas_Gas Boiler - Thermostatic Radiator Valves_A_Technical Potential | F10 | Commercial | OR - College | Existing | Space Heating | Natural Gas | Gas Boiler - Thermostatic Radiator Valves | A | Cumulative Energy Savings (MWh or mTherms) | Technical Potential | 0 | 0 | 0.58178 | 1.7706 | 2.9524 | 4.1274 | 5.2959 | 6.4582 | 7.6147 | 8.7656 | 9.9115 | 11.0525 | 12.1892 | 13.322 | 14.4512 | 15.5773 | 16.7008 | 17.2614 | 17.233 | 17.2067 | 17.1825 | 17.1606 | 17.1406 | 17.1225 | 17.106 | 17.091 | 17.0774
F11_Commercial_OR - College_Existing_Space Heating_Natural Gas_Gas Boiler - Thermostatic Radiator Valves_A_Technical Potential | F11 | Commercial | OR - College | Existing | Space Heating | Natural Gas | Gas Boiler - Thermostatic Radiator Valves | A | Cumulative Summer Peak Savings (MW) | Technical Potential | 0 | 0 | 0 | 0 | 0 | 0 | 0 | 0 | 0 | 0 | 0 | 0 | 0 | 0 | 0 | 0 | 0 | 0 | 0 | 0 | 0 | 0 | 0 | 0 | 0 | 0 | 0
F12_Commercial_OR - College_Existing_Space Heating_Natural Gas_Gas Boiler - Thermostatic Radiator Valves_A_Technical Potential | F12 | Commercial | OR - College | Existing | Space Heating | Natural Gas | Gas Boiler - Thermostatic Radiator Valves | A | Cumulative Winter Peak Savings (MW) | Technical Potential | 0 | 0 | 0 | 0 | 0 | 0 | 0 | 0 | 0 | 0 | 0 | 0 | 0 | 0 | 0 | 0 | 0 | 0 | 0 | 0 | 0 | 0 | 0 | 0 | 0 | 0 | 0
F13_Commercial_OR - College_Existing_Space Heating_Natural Gas_Gas Boiler - Thermostatic Radiator Valves_A_Technical Potential | F13 | Commercial | OR - College | Existing | Space Heating | Natural Gas | Gas Boiler - Thermostatic Radiator Valves | A | Purchases (Incremental) | Technical Potential | 0 | 0 | 34.6827 | 71.1908 | 71.1908 | 71.1908 | 71.1908 | 71.1908 | 71.1908 | 71.1908 | 71.1908 | 71.1908 | 71.1908 | 71.1908 | 71.1908 | 71.1908 | 71.1908 | 36.5081 | 0 | 9.9476e-14 | 0 | 0 | 0 | 0 | 0 | 0 | 0
F14_Commercial_OR - College_Existing_Space Heating_Natural Gas_Gas Boiler - Thermostatic Radiator Valves_A_Technical Potential | F14 | Commercial | OR - College | Existing | Space Heating | Natural Gas | Gas Boiler - Thermostatic Radiator Valves | A | Purchases (Cumulative) | Technical Potential | 0 | 0 | 34.6827 | 105.8735 | 177.0643 | 248.2551 | 319.4459 | 390.6368 | 461.8276 | 533.0184 | 604.2092 | 675.4 | 746.5908 | 817.7816 | 888.9724 | 960.1632 | 1031.354 | 1067.8621 | 1067.8621 | 1067.8621 | 1067.8621 | 1067.8621 | 1067.8621 | 1067.8621 | 1067.8621 | 1067.8621 | 1067.8621
F1_Commercial_OR - College_Existing_Space Heating_Natural Gas_HVAC - Shut Off Damper_A_Technical Potential | F1 | Commercial | OR - College | Existing | Space Heating | Natural Gas | HVAC - Shut Off Damper | A | Original Unit Energy Savings (kWh or therms) | Technical Potential | 0 | 0 | 31.392 | 31.2982 | 31.2059 | 31.1152 | 31.0263 | 30.9394 | 30.8546 | 30.772 | 30.6919 | 30.6144 | 30.5397 | 30.4679 | 30.399 | 30.3333 | 30.2709 | 30.2118 | 30.1561 | 30.1044 | 30.0569 | 30.0135 | 29.974 | 29.9379 | 29.9051 | 29.8752 | 29.8479
F2_Commercial_OR - College_Existing_Space Heating_Natural Gas_HVAC - Shut Off Damper_A_Technical Potential | F2 | Commercial | OR - College | Existing | Space Heating | Natural Gas | HVAC - Shut Off Damper | A | Original Unit Summer Peak Savings (kW) | Technical Potential | 0 | 0 | 0 | 0 | 0 | 0 | 0 | 0 | 0 | 0 | 0 | 0 | 0 | 0 | 0 | 0 | 0 | 0 | 0 | 0 | 0 | 0 | 0 | 0 | 0 | 0 | 0
F3_Commercial_OR - College_Existing_Space Heating_Natural Gas_HVAC - Shut Off Damper_A_Technical Potential | F3 | Commercial | OR - College | Existing | Space Heating | Natural Gas | HVAC - Shut Off Damper | A | Original Unit Winter Peak Savings (kW) | Technical Potential | 0 | 0 | 0 | 0 | 0 | 0 | 0 | 0 | 0 | 0 | 0 | 0 | 0 | 0 | 0 | 0 | 0 | 0 | 0 | 0 | 0 | 0 | 0 | 0 | 0 | 0 | 0
F4_Commercial_OR - College_Existing_Space Heating_Natural Gas_HVAC - Shut Off Damper_A_Technical Potential | F4 | Commercial | OR - College | Existing | Space Heating | Natural Gas | HVAC - Shut Off Damper | A | Standalone Impact on Baseline Energy (%) | Technical Potential | 0 | 0 | 0.0003225 | 0.00071848 | 0.001203 | 0.0017655 | 0.0024071 | 0.0031573 | 0.0039801 | 0.0048208 | 0.005613 | 0.0062939 | 0.0068209 | 0.0071825 | 0.0073989 | 0.0075 | 0.0075 | 0.0075 | 0.0075 | 0.0075 | 0.0075 | 0.0075 | 0.0075 | 0.0075 | 0.0075 | 0.0075 | 0.0075
F5_Commercial_OR - College_Existing_Space Heating_Natural Gas_HVAC - Shut Off Damper_A_Technical Potential | F5 | Commercial | OR - College | Existing | Space Heating | Natural Gas | HVAC - Shut Off Damper | A | Standalone Impact on Baseline Summer Peak (%) | Technical Potential | 0 | 0 | 0 | 0 | 0 | 0 | 0 | 0 | 0 | 0 | 0 | 0 | 0 | 0 | 0 | 0 | 0 | 0 | 0 | 0 | 0 | 0 | 0 | 0 | 0 | 0 | 0
F6_Commercial_OR - College_Existing_Space Heating_Natural Gas_HVAC - Shut Off Damper_A_Technical Potential | F6 | Commercial | OR - College | Existing | Space Heating | Natural Gas | HVAC - Shut Off Damper | A | Standalone Impact on Baseline Winter Peak (%) | Technical Potential | 0 | 0 | 0 | 0 | 0 | 0 | 0 | 0 | 0 | 0 | 0 | 0 | 0 | 0 | 0 | 0 | 0 | 0 | 0 | 0 | 0 | 0 | 0 | 0 | 0 | 0 | 0
F7_Commercial_OR - College_Existing_Space Heating_Natural Gas_HVAC - Shut Off Damper_A_Technical Potential | F7 | Commercial | OR - College | Existing | Space Heating | Natural Gas | HVAC - Shut Off Damper | A | Incremental Energy Savings (MWh or mTherms) | Technical Potential | 0 | 0 | 0.21077 | 0.25801 | 0.3148 | 0.36437 | 0.41443 | 0.48316 | 0.52858 | 0.53853 | 0.50618 | 0.43401 | 0.33503 | 0.22939 | 0.13696 | 0.06383 | 0 | 0 | 0 | 0 | 0 | 0 | 0 | 0 | 0 | 0 | 0
F8_Commercial_OR - College_Existing_Space Heating_Natural Gas_HVAC - Shut Off Damper_A_Technical Potential | F8 | Commercial | OR - College | Existing | Space Heating | Natural Gas | HVAC - Shut Off Damper | A | Incremental Summer Peak Savings (MW) | Technical Potential | 0 | 0 | 0 | 0 | 0 | 0 | 0 | 0 | 0 | 0 | 0 | 0 | 0 | 0 | 0 | 0 | 0 | 0 | 0 | 0 | 0 | 0 | 0 | 0 | 0 | 0 | 0
F9_Commercial_OR - College_Existing_Space Heating_Natural Gas_HVAC - Shut Off Damper_A_Technical Potential | F9 | Commercial | OR - College | Existing | Space Heating | Natural Gas | HVAC - Shut Off Damper | A | Incremental Winter Peak Savings (MW) | Technical Potential | 0 | 0 | 0 | 0 | 0 | 0 | 0 | 0 | 0 | 0 | 0 | 0 | 0 | 0 | 0 | 0 | 0 | 0 | 0 | 0 | 0 | 0 | 0 | 0 | 0 | 0 | 0
F10_Commercial_OR - College_Existing_Space Heating_Natural Gas_HVAC - Shut Off Damper_A_Technical Potential | F10 | Commercial | OR - College | Existing | Space Heating | Natural Gas | HVAC - Shut Off Damper | A | Cumulative Energy Savings (MWh or mTherms) | Technical Potential | 0 | 0 | 0.21077 | 0.46815 | 0.78157 | 1.1437 | 1.5548 | 2.0336 | 2.5566 | 3.0883 | 3.5865 | 4.0114 | 4.3367 | 4.5558 | 4.6825 | 4.7362 | 4.7265 | 4.7172 | 4.7085 | 4.7005 | 4.6931 | 4.6863 | 4.6801 | 4.6745 | 4.6694 | 4.6647 | 4.6604
F11_Commercial_OR - College_Existing_Space Heating_Natural Gas_HVAC - Shut Off Damper_A_Technical Potential | F11 | Commercial | OR - College | Existing | Space Heating | Natural Gas | HVAC - Shut Off Damper | A | Cumulative Summer Peak Savings (MW) | Technical Potential | 0 | 0 | 0 | 0 | 0 | 0 | 0 | 0 | 0 | 0 | 0 | 0 | 0 | 0 | 0 | 0 | 0 | 0 | 0 | 0 | 0 | 0 | 0 | 0 | 0 | 0 | 0
F12_Commercial_OR - College_Existing_Space Heating_Natural Gas_HVAC - Shut Off Damper_A_Technical Potential | F12 | Commercial | OR - College | Existing | Space Heating | Natural Gas | HVAC - Shut Off Damper | A | Cumulative Winter Peak Savings (MW) | Technical Potential | 0 | 0 | 0 | 0 | 0 | 0 | 0 | 0 | 0 | 0 | 0 | 0 | 0 | 0 | 0 | 0 | 0 | 0 | 0 | 0 | 0 | 0 | 0 | 0 | 0 | 0 | 0
F13_Commercial_OR - College_Existing_Space Heating_Natural Gas_HVAC - Shut Off Damper_A_Technical Potential | F13 | Commercial | OR - College | Existing | Space Heating | Natural Gas | HVAC - Shut Off Damper | A | Purchases (Incremental) | Technical Potential | 0 | 0 | 6.714 | 8.2437 | 10.0879 | 11.7104 | 13.3572 | 15.6162 | 17.1312 | 17.5008 | 16.4924 | 14.1766 | 10.9704 | 7.5288 | 4.5053 | 2.1043 | 0 | 0 | 0 | 0 | 0 | 0 | 0 | 0 | 0 | 0 | 0
F14_Commercial_OR - College_Existing_Space Heating_Natural Gas_HVAC - Shut Off Damper_A_Technical Potential | F14 | Commercial | OR - College | Existing | Space Heating | Natural Gas | HVAC - Shut Off Damper | A | Purchases (Cumulative) | Technical Potential | 0 | 0 | 6.714 | 14.9577 | 25.0456 | 36.756 | 50.1133 | 65.7295 | 82.8607 | 100.3615 | 116.8539 | 131.0305 | 142.0009 | 149.5297 | 154.035 | 156.1392 | 156.1392 | 156.1392 | 156.1392 | 156.1392 | 156.1392 | 156.1392 | 156.1392 | 156.1392 | 156.1392 | 156.1392 | 156.1392
F1_Commercial_OR - College_Existing_Space Heating_Natural Gas_Gas Furnace - Tube Inserts_A_Technical Potential | F1 | Commercial | OR - College | Existing | Space Heating | Natural Gas | Gas Furnace - Tube Inserts | A | Original Unit Energy Savings (kWh or therms) | Technical Potential | 0 | 0 | 0 | 0 | 0 | 0 | 0 | 0 | 0 | 0 | 0 | 0 | 0 | 0 | 0 | 0 | 0 | 0 | 0 | 0 | 0 | 0 | 0 | 0 | 0 | 0 | 0
F2_Commercial_OR - College_Existing_Space Heating_Natural Gas_Gas Furnace - Tube Inserts_A_Technical Potential | F2 | Commercial | OR - College | Existing | Space Heating | Natural Gas | Gas Furnace - Tube Inserts | A | Original Unit Summer Peak Savings (kW) | Technical Potential | 0 | 0 | 0 | 0 | 0 | 0 | 0 | 0 | 0 | 0 | 0 | 0 | 0 | 0 | 0 | 0 | 0 | 0 | 0 | 0 | 0 | 0 | 0 | 0 | 0 | 0 | 0
F3_Commercial_OR - College_Existing_Space Heating_Natural Gas_Gas Furnace - Tube Inserts_A_Technical Potential | F3 | Commercial | OR - College | Existing | Space Heating | Natural Gas | Gas Furnace - Tube Inserts | A | Original Unit Winter Peak Savings (kW) | Technical Potential | 0 | 0 | 0 | 0 | 0 | 0 | 0 | 0 | 0 | 0 | 0 | 0 | 0 | 0 | 0 | 0 | 0 | 0 | 0 | 0 | 0 | 0 | 0 | 0 | 0 | 0 | 0
F4_Commercial_OR - College_Existing_Space Heating_Natural Gas_Gas Furnace - Tube Inserts_A_Technical Potential | F4 | Commercial | OR - College | Existing | Space Heating | Natural Gas | Gas Furnace - Tube Inserts | A | Standalone Impact on Baseline Energy (%) | Technical Potential | 0 | 0 | 0 | 0 | 0 | 0 | 0 | 0 | 0 | 0 | 0 | 0 | 0 | 0 | 0 | 0 | 0 | 0 | 0 | 0 | 0 | 0 | 0 | 0 | 0 | 0 | 0
F5_Commercial_OR - College_Existing_Space Heating_Natural Gas_Gas Furnace - Tube Inserts_A_Technical Potential | F5 | Commercial | OR - College | Existing | Space Heating | Natural Gas | Gas Furnace - Tube Inserts | A | Standalone Impact on Baseline Summer Peak (%) | Technical Potential | 0 | 0 | 0 | 0 | 0 | 0 | 0 | 0 | 0 | 0 | 0 | 0 | 0 | 0 | 0 | 0 | 0 | 0 | 0 | 0 | 0 | 0 | 0 | 0 | 0 | 0 | 0
F6_Commercial_OR - College_Existing_Space Heating_Natural Gas_Gas Furnace - Tube Inserts_A_Technical Potential | F6 | Commercial | OR - College | Existing | Space Heating | Natural Gas | Gas Furnace - Tube Inserts | A | Standalone Impact on Baseline Winter Peak (%) | Technical Potential | 0 | 0 | 0 | 0 | 0 | 0 | 0 | 0 | 0 | 0 | 0 | 0 | 0 | 0 | 0 | 0 | 0 | 0 | 0 | 0 | 0 | 0 | 0 | 0 | 0 | 0 | 0
F7_Commercial_OR - College_Existing_Space Heating_Natural Gas_Gas Furnace - Tube Inserts_A_Technical Potential | F7 | Commercial | OR - College | Existing | Space Heating | Natural Gas | Gas Furnace - Tube Inserts | A | Incremental Energy Savings (MWh or mTherms) | Technical Potential | 0 | 0 | 0 | 0 | 0 | 0 | 0 | 0 | 0 | 0 | 0 | 0 | 0 | 0 | 0 | 0 | 0 | 0 | 0 | 0 | 0 | 0 | 0 | 0 | 0 | 0 | 0
F8_Commercial_OR - College_Existing_Space Heating_Natural Gas_Gas Furnace - Tube Inserts_A_Technical Potential | F8 | Commercial | OR - College | Existing | Space Heating | Natural Gas | Gas Furnace - Tube Inserts | A | Incremental Summer Peak Savings (MW) | Technical Potential | 0 | 0 | 0 | 0 | 0 | 0 | 0 | 0 | 0 | 0 | 0 | 0 | 0 | 0 | 0 | 0 | 0 | 0 | 0 | 0 | 0 | 0 | 0 | 0 | 0 | 0 | 0
F9_Commercial_OR - College_Existing_Space Heating_Natural Gas_Gas Furnace - Tube Inserts_A_Technical Potential | F9 | Commercial | OR - College | Existing | Space Heating | Natural Gas | Gas Furnace - Tube Inserts | A | Incremental Winter Peak Savings (MW) | Technical Potential | 0 | 0 | 0 | 0 | 0 | 0 | 0 | 0 | 0 | 0 | 0 | 0 | 0 | 0 | 0 | 0 | 0 | 0 | 0 | 0 | 0 | 0 | 0 | 0 | 0 | 0 | 0
F10_Commercial_OR - College_Existing_Space Heating_Natural Gas_Gas Furnace - Tube Inserts_A_Technical Potential | F10 | Commercial | OR - College | Existing | Space Heating | Natural Gas | Gas Furnace - Tube Inserts | A | Cumulative Energy Savings (MWh or mTherms) | Technical Potential | 0 | 0 | 0 | 0 | 0 | 0 | 0 | 0 | 0 | 0 | 0 | 0 | 0 | 0 | 0 | 0 | 0 | 0 | 0 | 0 | 0 | 0 | 0 | 0 | 0 | 0 | 0
F11_Commercial_OR - College_Existing_Space Heating_Natural Gas_Gas Furnace - Tube Inserts_A_Technical Potential | F11 | Commercial | OR - College | Existing | Space Heating | Natural Gas | Gas Furnace - Tube Inserts | A | Cumulative Summer Peak Savings (MW) | Technical Potential | 0 | 0 | 0 | 0 | 0 | 0 | 0 | 0 | 0 | 0 | 0 | 0 | 0 | 0 | 0 | 0 | 0 | 0 | 0 | 0 | 0 | 0 | 0 | 0 | 0 | 0 | 0
F12_Commercial_OR - College_Existing_Space Heating_Natural Gas_Gas Furnace - Tube Inserts_A_Technical Potential | F12 | Commercial | OR - College | Existing | Space Heating | Natural Gas | Gas Furnace - Tube Inserts | A | Cumulative Winter Peak Savings (MW) | Technical Potential | 0 | 0 | 0 | 0 | 0 | 0 | 0 | 0 | 0 | 0 | 0 | 0 | 0 | 0 | 0 | 0 | 0 | 0 | 0 | 0 | 0 | 0 | 0 | 0 | 0 | 0 | 0
F13_Commercial_OR - College_Existing_Space Heating_Natural Gas_Gas Furnace - Tube Inserts_A_Technical Potential | F13 | Commercial | OR - College | Existing | Space Heating | Natural Gas | Gas Furnace - Tube Inserts | A | Purchases (Incremental) | Technical Potential | 0 | 0 | 182.0555 | 97.9625 | 331.3975 | 539.0635 | 818.2231 | 989.8149 | 1496.103 | 1735.0871 | 2016.8218 | 2195.7728 | 2209.6372 | 2003.2219 | 1545.821 | 849.3219 | 0 | 0 | 0 | 0 | 0 | 0 | 0 | 0 | 0 | 0 | 0
F14_Commercial_OR - College_Existing_Space Heating_Natural Gas_Gas Furnace - Tube Inserts_A_Technical Potential | F14 | Commercial | OR - College | Existing | Space Heating | Natural Gas | Gas Furnace - Tube Inserts | A | Purchases (Cumulative) | Technical Potential | 0 | 0 | 182.0555 | 280.018 | 611.4155 | 1150.479 | 1968.7022 | 2958.5171 | 4454.62 | 6189.7071 | 8206.5289 | 10402.3017 | 12611.9389 | 14615.1608 | 16160.9818 | 17010.3037 | 17010.3037 | 17010.3037 | 17010.3037 | 17010.3037 | 17010.3037 | 17010.3037 | 17010.3037 | 17010.3037 | 17010.3037 | 17010.3037 | 17010.3037
F1_Commercial_OR - College_Existing_Space Heating_Natural Gas_Gas Boiler - Insulate Steam Lines/Condensate Tank_A_Technical Potential | F1 | Commercial | OR - College | Existing | Space Heating | Natural Gas | Gas Boiler - Insulate Steam Lines/Condensate Tank | A | Original Unit Energy Savings (kWh or therms) | Technical Potential | 0 | 0 | 4.2839 | 4.271 | 4.2583 | 4.2459 | 4.2339 | 4.2222 | 4.2109 | 4.1999 | 4.1894 | 4.1792 | 4.1696 | 4.1603 | 4.1516 | 4.1433 | 4.1355 | 4.1282 | 4.1214 | 4.1151 | 4.1093 | 4.1041 | 4.0993 | 4.095 | 4.091 | 4.0874 | 4.0842
F2_Commercial_OR - College_Existing_Space Heating_Natural Gas_Gas Boiler - Insulate Steam Lines/Condensate Tank_A_Technical Potential | F2 | Commercial | OR - College | Existing | Space Heating | Natural Gas | Gas Boiler - Insulate Steam Lines/Condensate Tank | A | Original Unit Summer Peak Savings (kW) | Technical Potential | 0 | 0 | 0 | 0 | 0 | 0 | 0 | 0 | 0 | 0 | 0 | 0 | 0 | 0 | 0 | 0 | 0 | 0 | 0 | 0 | 0 | 0 | 0 | 0 | 0 | 0 | 0
F3_Commercial_OR - College_Existing_Space Heating_Natural Gas_Gas Boiler - Insulate Steam Lines/Condensate Tank_A_Technical Potential | F3 | Commercial | OR - College | Existing | Space Heating | Natural Gas | Gas Boiler - Insulate Steam Lines/Condensate Tank | A | Original Unit Winter Peak Savings (kW) | Technical Potential | 0 | 0 | 0 | 0 | 0 | 0 | 0 | 0 | 0 | 0 | 0 | 0 | 0 | 0 | 0 | 0 | 0 | 0 | 0 | 0 | 0 | 0 | 0 | 0 | 0 | 0 | 0
F4_Commercial_OR - College_Existing_Space Heating_Natural Gas_Gas Boiler - Insulate Steam Lines/Condensate Tank_A_Technical Potential | F4 | Commercial | OR - College | Existing | Space Heating | Natural Gas | Gas Boiler - Insulate Steam Lines/Condensate Tank | A | Standalone Impact on Baseline Energy (%) | Technical Potential | 0 | 0 | 0.00053315 | 0.0016274 | 0.0027217 | 0.003816 | 0.0049104 | 0.0060049 | 0.0070997 | 0.0081947 | 0.0092901 | 0.010386 | 0.011482 | 0.012579 | 0.013676 | 0.014773 | 0.015872 | 0.016436 | 0.01644 | 0.016443 | 0.016446 | 0.016448 | 0.016451 | 0.016453 | 0.016455 | 0.016458 | 0.016459
F5_Commercial_OR - College_Existing_Space Heating_Natural Gas_Gas Boiler - Insulate Steam Lines/Condensate Tank_A_Technical Potential | F5 | Commercial | OR - College | Existing | Space Heating | Natural Gas | Gas Boiler - Insulate Steam Lines/Condensate Tank | A | Standalone Impact on Baseline Summer Peak (%) | Technical Potential | 0 | 0 | 0 | 0 | 0 | 0 | 0 | 0 | 0 | 0 | 0 | 0 | 0 | 0 | 0 | 0 | 0 | 0 | 0 | 0 | 0 | 0 | 0 | 0 | 0 | 0 | 0
F6_Commercial_OR - College_Existing_Space Heating_Natural Gas_Gas Boiler - Insulate Steam Lines/Condensate Tank_A_Technical Potential | F6 | Commercial | OR - College | Existing | Space Heating | Natural Gas | Gas Boiler - Insulate Steam Lines/Condensate Tank | A | Standalone Impact on Baseline Winter Peak (%) | Technical Potential | 0 | 0 | 0 | 0 | 0 | 0 | 0 | 0 | 0 | 0 | 0 | 0 | 0 | 0 | 0 | 0 | 0 | 0 | 0 | 0 | 0 | 0 | 0 | 0 | 0 | 0 | 0
F7_Commercial_OR - College_Existing_Space Heating_Natural Gas_Gas Boiler - Insulate Steam Lines/Condensate Tank_A_Technical Potential | F7 | Commercial | OR - College | Existing | Space Heating | Natural Gas | Gas Boiler - Insulate Steam Lines/Condensate Tank | A | Incremental Energy Savings (MWh or mTherms) | Technical Potential | 0 | 0 | 0.34843 | 0.71304 | 0.71092 | 0.70886 | 0.70685 | 0.70489 | 0.703 | 0.70117 | 0.69941 | 0.69772 | 0.69611 | 0.69457 | 0.6931 | 0.69172 | 0.69042 | 0.35343 | 0 | 1.0526e-15 | 0 | 0 | 0 | 0 | 0 | 0 | 0
F8_Commercial_OR - College_Existing_Space Heating_Natural Gas_Gas Boiler - Insulate Steam Lines/Condensate Tank_A_Technical Potential | F8 | Commercial | OR - College | Existing | Space Heating | Natural Gas | Gas Boiler - Insulate Steam Lines/Condensate Tank | A | Incremental Summer Peak Savings (MW) | Technical Potential | 0 | 0 | 0 | 0 | 0 | 0 | 0 | 0 | 0 | 0 | 0 | 0 | 0 | 0 | 0 | 0 | 0 | 0 | 0 | 0 | 0 | 0 | 0 | 0 | 0 | 0 | 0
F9_Commercial_OR - College_Existing_Space Heating_Natural Gas_Gas Boiler - Insulate Steam Lines/Condensate Tank_A_Technical Potential | F9 | Commercial | OR - College | Existing | Space Heating | Natural Gas | Gas Boiler - Insulate Steam Lines/Condensate Tank | A | Incremental Winter Peak Savings (MW) | Technical Potential | 0 | 0 | 0 | 0 | 0 | 0 | 0 | 0 | 0 | 0 | 0 | 0 | 0 | 0 | 0 | 0 | 0 | 0 | 0 | 0 | 0 | 0 | 0 | 0 | 0 | 0 | 0
F10_Commercial_OR - College_Existing_Space Heating_Natural Gas_Gas Boiler - Insulate Steam Lines/Condensate Tank_A_Technical Potential | F10 | Commercial | OR - College | Existing | Space Heating | Natural Gas | Gas Boiler - Insulate Steam Lines/Condensate Tank | A | Cumulative Energy Savings (MWh or mTherms) | Technical Potential | 0 | 0 | 0.34843 | 1.0604 | 1.7682 | 2.4719 | 3.1717 | 3.8679 | 4.5605 | 5.2498 | 5.936 | 6.6194 | 7.3002 | 7.9786 | 8.6549 | 9.3293 | 10.0022 | 10.338 | 10.3209 | 10.3052 | 10.2907 | 10.2776 | 10.2656 | 10.2548 | 10.2449 | 10.2359 | 10.2278
F11_Commercial_OR - College_Existing_Space Heating_Natural Gas_Gas Boiler - Insulate Steam Lines/Condensate Tank_A_Technical Potential | F11 | Commercial | OR - College | Existing | Space Heating | Natural Gas | Gas Boiler - Insulate Steam Lines/Condensate Tank | A | Cumulative Summer Peak Savings (MW) | Technical Potential | 0 | 0 | 0 | 0 | 0 | 0 | 0 | 0 | 0 | 0 | 0 | 0 | 0 | 0 | 0 | 0 | 0 | 0 | 0 | 0 | 0 | 0 | 0 | 0 | 0 | 0 | 0
F12_Commercial_OR - College_Existing_Space Heating_Natural Gas_Gas Boiler - Insulate Steam Lines/Condensate Tank_A_Technical Potential | F12 | Commercial | OR - College | Existing | Space Heating | Natural Gas | Gas Boiler - Insulate Steam Lines/Condensate Tank | A | Cumulative Winter Peak Savings (MW) | Technical Potential | 0 | 0 | 0 | 0 | 0 | 0 | 0 | 0 | 0 | 0 | 0 | 0 | 0 | 0 | 0 | 0 | 0 | 0 | 0 | 0 | 0 | 0 | 0 | 0 | 0 | 0 | 0
F13_Commercial_OR - College_Existing_Space Heating_Natural Gas_Gas Boiler - Insulate Steam Lines/Condensate Tank_A_Technical Potential | F13 | Commercial | OR - College | Existing | Space Heating | Natural Gas | Gas Boiler - Insulate Steam Lines/Condensate Tank | A | Purchases (Incremental) | Technical Potential | 0 | 0 | 81.3343 | 166.9494 | 166.9494 | 166.9494 | 166.9494 | 166.9494 | 166.9494 | 166.9494 | 166.9494 | 166.9494 | 166.9494 | 166.9494 | 166.9494 | 166.9494 | 166.9494 | 85.6151 | 0 | 2.558e-13 | 0 | 0 | 0 | 0 | 0 | 0 | 0
F14_Commercial_OR - College_Existing_Space Heating_Natural Gas_Gas Boiler - Insulate Steam Lines/Condensate Tank_A_Technical Potential | F14 | Commercial | OR - College | Existing | Space Heating | Natural Gas | Gas Boiler - Insulate Steam Lines/Condensate Tank | A | Purchases (Cumulative) | Technical Potential | 0 | 0 | 81.3343 | 248.2837 | 415.233 | 582.1824 | 749.1317 | 916.0811 | 1083.0304 | 1249.9798 | 1416.9291 | 1583.8785 | 1750.8279 | 1917.7772 | 2084.7266 | 2251.6759 | 2418.6253 | 2504.2403 | 2504.2403 | 2504.2403 | 2504.2403 | 2504.2403 | 2504.2403 | 2504.2403 | 2504.2403 | 2504.2403 | 2504.2403
F1_Commercial_OR - College_Existing_Space Heating_Natural Gas_Gas Boiler - Insulate Hot Water Lines_A_Technical Potential | F1 | Commercial | OR - College | Existing | Space Heating | Natural Gas | Gas Boiler - Insulate Hot Water Lines | A | Original Unit Energy Savings (kWh or therms) | Technical Potential | 0 | 0 | 2.8679 | 2.8592 | 2.8507 | 2.8424 | 2.8344 | 2.8265 | 2.8189 | 2.8116 | 2.8046 | 2.7978 | 2.7913 | 2.7851 | 2.7793 | 2.7737 | 2.7685 | 2.7636 | 2.7591 | 2.7548 | 2.751 | 2.7475 | 2.7443 | 2.7414 | 2.7387 | 2.7363 | 2.7341
F2_Commercial_OR - College_Existing_Space Heating_Natural Gas_Gas Boiler - Insulate Hot Water Lines_A_Technical Potential | F2 | Commercial | OR - College | Existing | Space Heating | Natural Gas | Gas Boiler - Insulate Hot Water Lines | A | Original Unit Summer Peak Savings (kW) | Technical Potential | 0 | 0 | 0 | 0 | 0 | 0 | 0 | 0 | 0 | 0 | 0 | 0 | 0 | 0 | 0 | 0 | 0 | 0 | 0 | 0 | 0 | 0 | 0 | 0 | 0 | 0 | 0
F3_Commercial_OR - College_Existing_Space Heating_Natural Gas_Gas Boiler - Insulate Hot Water Lines_A_Technical Potential | F3 | Commercial | OR - College | Existing | Space Heating | Natural Gas | Gas Boiler - Insulate Hot Water Lines | A | Original Unit Winter Peak Savings (kW) | Technical Potential | 0 | 0 | 0 | 0 | 0 | 0 | 0 | 0 | 0 | 0 | 0 | 0 | 0 | 0 | 0 | 0 | 0 | 0 | 0 | 0 | 0 | 0 | 0 | 0 | 0 | 0 | 0
F4_Commercial_OR - College_Existing_Space Heating_Natural Gas_Gas Boiler - Insulate Hot Water Lines_A_Technical Potential | F4 | Commercial | OR - College | Existing | Space Heating | Natural Gas | Gas Boiler - Insulate Hot Water Lines | A | Standalone Impact on Baseline Energy (%) | Technical Potential | 0 | 0 | 0.00035691 | 0.0010895 | 0.0018221 | 0.0025546 | 0.0032873 | 0.00402 | 0.0047529 | 0.005486 | 0.0062193 | 0.0069528 | 0.0076866 | 0.0080636 | 0.0080649 | 0.0080662 | 0.0080676 | 0.0080691 | 0.0080707 | 0.0080722 | 0.0080737 | 0.008075 | 0.0080762 | 0.0080774 | 0.0080785 | 0.0080795 | 0.0080804
F5_Commercial_OR - College_Existing_Space Heating_Natural Gas_Gas Boiler - Insulate Hot Water Lines_A_Technical Potential | F5 | Commercial | OR - College | Existing | Space Heating | Natural Gas | Gas Boiler - Insulate Hot Water Lines | A | Standalone Impact on Baseline Summer Peak (%) | Technical Potential | 0 | 0 | 0 | 0 | 0 | 0 | 0 | 0 | 0 | 0 | 0 | 0 | 0 | 0 | 0 | 0 | 0 | 0 | 0 | 0 | 0 | 0 | 0 | 0 | 0 | 0 | 0
F6_Commercial_OR - College_Existing_Space Heating_Natural Gas_Gas Boiler - Insulate Hot Water Lines_A_Technical Potential | F6 | Commercial | OR - College | Existing | Space Heating | Natural Gas | Gas Boiler - Insulate Hot Water Lines | A | Standalone Impact on Baseline Winter Peak (%) | Technical Potential | 0 | 0 | 0 | 0 | 0 | 0 | 0 | 0 | 0 | 0 | 0 | 0 | 0 | 0 | 0 | 0 | 0 | 0 | 0 | 0 | 0 | 0 | 0 | 0 | 0 | 0 | 0
F7_Commercial_OR - College_Existing_Space Heating_Natural Gas_Gas Boiler - Insulate Hot Water Lines_A_Technical Potential | F7 | Commercial | OR - College | Existing | Space Heating | Natural Gas | Gas Boiler - Insulate Hot Water Lines | A | Incremental Energy Savings (MWh or mTherms) | Technical Potential | 0 | 0 | 0.23326 | 0.47734 | 0.47593 | 0.47454 | 0.4732 | 0.47189 | 0.47062 | 0.4694 | 0.46822 | 0.46709 | 0.46601 | 0.23845 | 0 | 7.095e-16 | 0 | 1.0996e-15 | 0 | 1.0179e-15 | 0 | 0 | 0 | 0 | 0 | 0 | 0
F8_Commercial_OR - College_Existing_Space Heating_Natural Gas_Gas Boiler - Insulate Hot Water Lines_A_Technical Potential | F8 | Commercial | OR - College | Existing | Space Heating | Natural Gas | Gas Boiler - Insulate Hot Water Lines | A | Incremental Summer Peak Savings (MW) | Technical Potential | 0 | 0 | 0 | 0 | 0 | 0 | 0 | 0 | 0 | 0 | 0 | 0 | 0 | 0 | 0 | 0 | 0 | 0 | 0 | 0 | 0 | 0 | 0 | 0 | 0 | 0 | 0
F9_Commercial_OR - College_Existing_Space Heating_Natural Gas_Gas Boiler - Insulate Hot Water Lines_A_Technical Potential | F9 | Commercial | OR - College | Existing | Space Heating | Natural Gas | Gas Boiler - Insulate Hot Water Lines | A | Incremental Winter Peak Savings (MW) | Technical Potential | 0 | 0 | 0 | 0 | 0 | 0 | 0 | 0 | 0 | 0 | 0 | 0 | 0 | 0 | 0 | 0 | 0 | 0 | 0 | 0 | 0 | 0 | 0 | 0 | 0 | 0 | 0
F10_Commercial_OR - College_Existing_Space Heating_Natural Gas_Gas Boiler - Insulate Hot Water Lines_A_Technical Potential | F10 | Commercial | OR - College | Existing | Space Heating | Natural Gas | Gas Boiler - Insulate Hot Water Lines | A | Cumulative Energy Savings (MWh or mTherms) | Technical Potential | 0 | 0 | 0.23326 | 0.7099 | 1.1837 | 1.6548 | 2.1233 | 2.5893 | 3.053 | 3.5145 | 3.9739 | 4.4314 | 4.8871 | 5.1147 | 5.104 | 5.0938 | 5.0842 | 5.0752 | 5.0668 | 5.0591 | 5.052 | 5.0456 | 5.0397 | 5.0344 | 5.0295 | 5.0251 | 5.0211
F11_Commercial_OR - College_Existing_Space Heating_Natural Gas_Gas Boiler - Insulate Hot Water Lines_A_Technical Potential | F11 | Commercial | OR - College | Existing | Space Heating | Natural Gas | Gas Boiler - Insulate Hot Water Lines | A | Cumulative Summer Peak Savings (MW) | Technical Potential | 0 | 0 | 0 | 0 | 0 | 0 | 0 | 0 | 0 | 0 | 0 | 0 | 0 | 0 | 0 | 0 | 0 | 0 | 0 | 0 | 0 | 0 | 0 | 0 | 0 | 0 | 0
F12_Commercial_OR - College_Existing_Space Heating_Natural Gas_Gas Boiler - Insulate Hot Water Lines_A_Technical Potential | F12 | Commercial | OR - College | Existing | Space Heating | Natural Gas | Gas Boiler - Insulate Hot Water Lines | A | Cumulative Winter Peak Savings (MW) | Technical Potential | 0 | 0 | 0 | 0 | 0 | 0 | 0 | 0 | 0 | 0 | 0 | 0 | 0 | 0 | 0 | 0 | 0 | 0 | 0 | 0 | 0 | 0 | 0 | 0 | 0 | 0 | 0
F13_Commercial_OR - College_Existing_Space Heating_Natural Gas_Gas Boiler - Insulate Hot Water Lines_A_Technical Potential | F13 | Commercial | OR - College | Existing | Space Heating | Natural Gas | Gas Boiler - Insulate Hot Water Lines | A | Purchases (Incremental) | Technical Potential | 0 | 0 | 81.3343 | 166.9494 | 166.9494 | 166.9494 | 166.9494 | 166.9494 | 166.9494 | 166.9494 | 166.9494 | 166.9494 | 166.9494 | 85.6151 | 0 | 2.558e-13 | 0 | 3.979e-13 | 0 | 3.6948e-13 | 0 | 0 | 0 | 0 | 0 | 0 | 0
F14_Commercial_OR - College_Existing_Space Heating_Natural Gas_Gas Boiler - Insulate Hot Water Lines_A_Technical Potential | F14 | Commercial | OR - College | Existing | Space Heating | Natural Gas | Gas Boiler - Insulate Hot Water Lines | A | Purchases (Cumulative) | Technical Potential | 0 | 0 | 81.3343 | 248.2837 | 415.233 | 582.1824 | 749.1317 | 916.0811 | 1083.0304 | 1249.9798 | 1416.9291 | 1583.8785 | 1750.8279 | 1836.4429 | 1836.4429 | 1836.4429 | 1836.4429 | 1836.4429 | 1836.4429 | 1836.4429 | 1836.4429 | 1836.4429 | 1836.4429 | 1836.4429 | 1836.4429 | 1836.4429 | 1836.4429
F1_Commercial_OR - College_Existing_Space Heating_Natural Gas_Condensing RTU_A_Technical Potential | F1 | Commercial | OR - College | Existing | Space Heating | Natural Gas | Condensing RTU | A | Original Unit Energy Savings (kWh or therms) | Technical Potential | 0 | 0 | 0.028463 | 0.028396 | 0.028321 | 0.028238 | 0.028148 | 0.02805 | 0.027943 | 0.027829 | 0.027707 | 0.02758 | 0.027447 | 0.02731 | 0.027169 | 0.027025 | 0.026878 | 0.026729 | 0.026579 | 0.026437 | 0.026304 | 0.026181 | 0.026067 | 0.025962 | 0.025865 | 0.025776 | 0.025693
F2_Commercial_OR - College_Existing_Space Heating_Natural Gas_Condensing RTU_A_Technical Potential | F2 | Commercial | OR - College | Existing | Space Heating | Natural Gas | Condensing RTU | A | Original Unit Summer Peak Savings (kW) | Technical Potential | 0 | 0 | 0 | 0 | 0 | 0 | 0 | 0 | 0 | 0 | 0 | 0 | 0 | 0 | 0 | 0 | 0 | 0 | 0 | 0 | 0 | 0 | 0 | 0 | 0 | 0 | 0
F3_Commercial_OR - College_Existing_Space Heating_Natural Gas_Condensing RTU_A_Technical Potential | F3 | Commercial | OR - College | Existing | Space Heating | Natural Gas | Condensing RTU | A | Original Unit Winter Peak Savings (kW) | Technical Potential | 0 | 0 | 0 | 0 | 0 | 0 | 0 | 0 | 0 | 0 | 0 | 0 | 0 | 0 | 0 | 0 | 0 | 0 | 0 | 0 | 0 | 0 | 0 | 0 | 0 | 0 | 0
F4_Commercial_OR - College_Existing_Space Heating_Natural Gas_Condensing RTU_A_Technical Potential | F4 | Commercial | OR - College | Existing | Space Heating | Natural Gas | Condensing RTU | A | Standalone Impact on Baseline Energy (%) | Technical Potential | 0 | 0 | 2.2025e-05 | 6.7276e-05 | 0.00011255 | 0.0001578 | 0.00020298 | 0.00022602 | 0.00022578 | 0.00022546 | 0.00022506 | 0.00022459 | 0.00022406 | 0.00022346 | 0.00022281 | 0.00022211 | 0.00022136 | 0.00022057 | 0.00021973 | 0.00021894 | 0.00021818 | 0.00021747 | 0.00021681 | 0.0002162 | 0.00021563 | 0.00021509 | 0.0002146
F5_Commercial_OR - College_Existing_Space Heating_Natural Gas_Condensing RTU_A_Technical Potential | F5 | Commercial | OR - College | Existing | Space Heating | Natural Gas | Condensing RTU | A | Standalone Impact on Baseline Summer Peak (%) | Technical Potential | 0 | 0 | 0 | 0 | 0 | 0 | 0 | 0 | 0 | 0 | 0 | 0 | 0 | 0 | 0 | 0 | 0 | 0 | 0 | 0 | 0 | 0 | 0 | 0 | 0 | 0 | 0
F6_Commercial_OR - College_Existing_Space Heating_Natural Gas_Condensing RTU_A_Technical Potential | F6 | Commercial | OR - College | Existing | Space Heating | Natural Gas | Condensing RTU | A | Standalone Impact on Baseline Winter Peak (%) | Technical Potential | 0 | 0 | 0 | 0 | 0 | 0 | 0 | 0 | 0 | 0 | 0 | 0 | 0 | 0 | 0 | 0 | 0 | 0 | 0 | 0 | 0 | 0 | 0 | 0 | 0 | 0 | 0
F7_Commercial_OR - College_Existing_Space Heating_Natural Gas_Condensing RTU_A_Technical Potential | F7 | Commercial | OR - College | Existing | Space Heating | Natural Gas | Condensing RTU | A | Incremental Energy Savings (MWh or mTherms) | Technical Potential | 0 | 0 | 0.014394 | 0.029476 | 0.029398 | 0.029312 | 0.029219 | 0.014932 | 0 | 0 | 0 | 0 | 6.2408e-18 | 0 | 0 | 6.1447e-17 | 0 | 0 | 0 | 0 | 0 | 0 | 0 | 0 | 0 | 0 | 0
F8_Commercial_OR - College_Existing_Space Heating_Natural Gas_Condensing RTU_A_Technical Potential | F8 | Commercial | OR - College | Existing | Space Heating | Natural Gas | Condensing RTU | A | Incremental Summer Peak Savings (MW) | Technical Potential | 0 | 0 | 0 | 0 | 0 | 0 | 0 | 0 | 0 | 0 | 0 | 0 | 0 | 0 | 0 | 0 | 0 | 0 | 0 | 0 | 0 | 0 | 0 | 0 | 0 | 0 | 0
F9_Commercial_OR - College_Existing_Space Heating_Natural Gas_Condensing RTU_A_Technical Potential | F9 | Commercial | OR - College | Existing | Space Heating | Natural Gas | Condensing RTU | A | Incremental Winter Peak Savings (MW) | Technical Potential | 0 | 0 | 0 | 0 | 0 | 0 | 0 | 0 | 0 | 0 | 0 | 0 | 0 | 0 | 0 | 0 | 0 | 0 | 0 | 0 | 0 | 0 | 0 | 0 | 0 | 0 | 0
F10_Commercial_OR - College_Existing_Space Heating_Natural Gas_Condensing RTU_A_Technical Potential | F10 | Commercial | OR - College | Existing | Space Heating | Natural Gas | Condensing RTU | A | Cumulative Energy Savings (MWh or mTherms) | Technical Potential | 0 | 0 | 0.014394 | 0.043836 | 0.073118 | 0.10222 | 0.13111 | 0.14558 | 0.14503 | 0.14444 | 0.14381 | 0.14314 | 0.14246 | 0.14174 | 0.14101 | 0.14026 | 0.1395 | 0.13873 | 0.13795 | 0.13721 | 0.13652 | 0.13588 | 0.13529 | 0.13475 | 0.13424 | 0.13378 | 0.13335
F11_Commercial_OR - College_Existing_Space Heating_Natural Gas_Condensing RTU_A_Technical Potential | F11 | Commercial | OR - College | Existing | Space Heating | Natural Gas | Condensing RTU | A | Cumulative Summer Peak Savings (MW) | Technical Potential | 0 | 0 | 0 | 0 | 0 | 0 | 0 | 0 | 0 | 0 | 0 | 0 | 0 | 0 | 0 | 0 | 0 | 0 | 0 | 0 | 0 | 0 | 0 | 0 | 0 | 0 | 0
F12_Commercial_OR - College_Existing_Space Heating_Natural Gas_Condensing RTU_A_Technical Potential | F12 | Commercial | OR - College | Existing | Space Heating | Natural Gas | Condensing RTU | A | Cumulative Winter Peak Savings (MW) | Technical Potential | 0 | 0 | 0 | 0 | 0 | 0 | 0 | 0 | 0 | 0 | 0 | 0 | 0 | 0 | 0 | 0 | 0 | 0 | 0 | 0 | 0 | 0 | 0 | 0 | 0 | 0 | 0
F13_Commercial_OR - College_Existing_Space Heating_Natural Gas_Condensing RTU_A_Technical Potential | F13 | Commercial | OR - College | Existing | Space Heating | Natural Gas | Condensing RTU | A | Purchases (Incremental) | Technical Potential | 0 | 0 | 505.7096 | 1038.0355 | 1038.0355 | 1038.0355 | 1038.0355 | 532.3259 | 0 | 0 | 0 | 0 | 2.2737e-13 | 0 | 0 | 2.2737e-12 | 0 | 0 | 0 | 0 | 0 | 0 | 0 | 0 | 0 | 0 | 0
F14_Commercial_OR - College_Existing_Space Heating_Natural Gas_Condensing RTU_A_Technical Potential | F14 | Commercial | OR - College | Existing | Space Heating | Natural Gas | Condensing RTU | A | Purchases (Cumulative) | Technical Potential | 0 | 0 | 505.7096 | 1543.7451 | 2581.7807 | 3619.8162 | 4657.8517 | 5190.1776 | 5190.1776 | 5190.1776 | 5190.1776 | 5190.1776 | 5190.1776 | 5190.1776 | 5190.1776 | 5190.1776 | 5190.1776 | 5190.1776 | 5190.1776 | 5190.1776 | 5190.1776 | 5190.1776 | 5190.1776 | 5190.1776 | 5190.1776 | 5190.1776 | 5190.1776
F1_Commercial_OR - College_Existing_Space Heating_Natural Gas_Hydronic Heating Radiator Replacement_A_Technical Potential | F1 | Commercial | OR - College | Existing | Space Heating | Natural Gas | Hydronic Heating Radiator Replacement | A | Original Unit Energy Savings (kWh or therms) | Technical Potential | 0 | 0 | 36.2112 | 36.1018 | 35.9947 | 35.8901 | 35.7882 | 35.6893 | 35.5935 | 35.5009 | 35.4118 | 35.3263 | 35.2445 | 35.1665 | 35.0924 | 35.0224 | 34.9564 | 34.8947 | 34.8372 | 34.784 | 34.7352 | 34.6909 | 34.6505 | 34.6139 | 34.5805 | 34.5503 | 34.5227
F2_Commercial_OR - College_Existing_Space Heating_Natural Gas_Hydronic Heating Radiator Replacement_A_Technical Potential | F2 | Commercial | OR - College | Existing | Space Heating | Natural Gas | Hydronic Heating Radiator Replacement | A | Original Unit Summer Peak Savings (kW) | Technical Potential | 0 | 0 | 0 | 0 | 0 | 0 | 0 | 0 | 0 | 0 | 0 | 0 | 0 | 0 | 0 | 0 | 0 | 0 | 0 | 0 | 0 | 0 | 0 | 0 | 0 | 0 | 0
F3_Commercial_OR - College_Existing_Space Heating_Natural Gas_Hydronic Heating Radiator Replacement_A_Technical Potential | F3 | Commercial | OR - College | Existing | Space Heating | Natural Gas | Hydronic Heating Radiator Replacement | A | Original Unit Winter Peak Savings (kW) | Technical Potential | 0 | 0 | 0 | 0 | 0 | 0 | 0 | 0 | 0 | 0 | 0 | 0 | 0 | 0 | 0 | 0 | 0 | 0 | 0 | 0 | 0 | 0 | 0 | 0 | 0 | 0 | 0
F4_Commercial_OR - College_Existing_Space Heating_Natural Gas_Hydronic Heating Radiator Replacement_A_Technical Potential | F4 | Commercial | OR - College | Existing | Space Heating | Natural Gas | Hydronic Heating Radiator Replacement | A | Standalone Impact on Baseline Energy (%) | Technical Potential | 0 | 0 | 0.00076868 | 0.0023464 | 0.0039241 | 0.0055019 | 0.0070797 | 0.0086578 | 0.010236 | 0.011815 | 0.013394 | 0.014974 | 0.016555 | 0.018136 | 0.019717 | 0.0213 | 0.022883 | 0.024467 | 0.026052 | 0.027638 | 0.029223 | 0.030809 | 0.030814 | 0.030818 | 0.030823 | 0.030826 | 0.03083
F5_Commercial_OR - College_Existing_Space Heating_Natural Gas_Hydronic Heating Radiator Replacement_A_Technical Potential | F5 | Commercial | OR - College | Existing | Space Heating | Natural Gas | Hydronic Heating Radiator Replacement | A | Standalone Impact on Baseline Summer Peak (%) | Technical Potential | 0 | 0 | 0 | 0 | 0 | 0 | 0 | 0 | 0 | 0 | 0 | 0 | 0 | 0 | 0 | 0 | 0 | 0 | 0 | 0 | 0 | 0 | 0 | 0 | 0 | 0 | 0
F6_Commercial_OR - College_Existing_Space Heating_Natural Gas_Hydronic Heating Radiator Replacement_A_Technical Potential | F6 | Commercial | OR - College | Existing | Space Heating | Natural Gas | Hydronic Heating Radiator Replacement | A | Standalone Impact on Baseline Winter Peak (%) | Technical Potential | 0 | 0 | 0 | 0 | 0 | 0 | 0 | 0 | 0 | 0 | 0 | 0 | 0 | 0 | 0 | 0 | 0 | 0 | 0 | 0 | 0 | 0 | 0 | 0 | 0 | 0 | 0
F7_Commercial_OR - College_Existing_Space Heating_Natural Gas_Hydronic Heating Radiator Replacement_A_Technical Potential | F7 | Commercial | OR - College | Existing | Space Heating | Natural Gas | Hydronic Heating Radiator Replacement | A | Incremental Energy Savings (MWh or mTherms) | Technical Potential | 0 | 0 | 0.50236 | 1.028 | 1.025 | 1.022 | 1.0191 | 1.0163 | 1.0136 | 1.0109 | 1.0084 | 1.006 | 1.0036 | 1.0014 | 0.9993 | 0.99731 | 0.99543 | 0.99367 | 0.99203 | 0.99052 | 0.98913 | 0.98787 | 0 | 0 | 0 | 0 | 0
F8_Commercial_OR - College_Existing_Space Heating_Natural Gas_Hydronic Heating Radiator Replacement_A_Technical Potential | F8 | Commercial | OR - College | Existing | Space Heating | Natural Gas | Hydronic Heating Radiator Replacement | A | Incremental Summer Peak Savings (MW) | Technical Potential | 0 | 0 | 0 | 0 | 0 | 0 | 0 | 0 | 0 | 0 | 0 | 0 | 0 | 0 | 0 | 0 | 0 | 0 | 0 | 0 | 0 | 0 | 0 | 0 | 0 | 0 | 0
F9_Commercial_OR - College_Existing_Space Heating_Natural Gas_Hydronic Heating Radiator Replacement_A_Technical Potential | F9 | Commercial | OR - College | Existing | Space Heating | Natural Gas | Hydronic Heating Radiator Replacement | A | Incremental Winter Peak Savings (MW) | Technical Potential | 0 | 0 | 0 | 0 | 0 | 0 | 0 | 0 | 0 | 0 | 0 | 0 | 0 | 0 | 0 | 0 | 0 | 0 | 0 | 0 | 0 | 0 | 0 | 0 | 0 | 0 | 0
F10_Commercial_OR - College_Existing_Space Heating_Natural Gas_Hydronic Heating Radiator Replacement_A_Technical Potential | F10 | Commercial | OR - College | Existing | Space Heating | Natural Gas | Hydronic Heating Radiator Replacement | A | Cumulative Energy Savings (MWh or mTherms) | Technical Potential | 0 | 0 | 0.50236 | 1.5289 | 2.5494 | 3.564 | 4.573 | 5.5766 | 6.5752 | 7.5691 | 8.5585 | 9.5438 | 10.5253 | 11.5034 | 12.4785 | 13.4509 | 14.421 | 15.3892 | 16.3559 | 17.3214 | 18.2862 | 19.2508 | 19.2284 | 19.208 | 19.1895 | 19.1727 | 19.1575
F11_Commercial_OR - College_Existing_Space Heating_Natural Gas_Hydronic Heating Radiator Replacement_A_Technical Potential | F11 | Commercial | OR - College | Existing | Space Heating | Natural Gas | Hydronic Heating Radiator Replacement | A | Cumulative Summer Peak Savings (MW) | Technical Potential | 0 | 0 | 0 | 0 | 0 | 0 | 0 | 0 | 0 | 0 | 0 | 0 | 0 | 0 | 0 | 0 | 0 | 0 | 0 | 0 | 0 | 0 | 0 | 0 | 0 | 0 | 0
F12_Commercial_OR - College_Existing_Space Heating_Natural Gas_Hydronic Heating Radiator Replacement_A_Technical Potential | F12 | Commercial | OR - College | Existing | Space Heating | Natural Gas | Hydronic Heating Radiator Replacement | A | Cumulative Winter Peak Savings (MW) | Technical Potential | 0 | 0 | 0 | 0 | 0 | 0 | 0 | 0 | 0 | 0 | 0 | 0 | 0 | 0 | 0 | 0 | 0 | 0 | 0 | 0 | 0 | 0 | 0 | 0 | 0 | 0 | 0
F13_Commercial_OR - College_Existing_Space Heating_Natural Gas_Hydronic Heating Radiator Replacement_A_Technical Potential | F13 | Commercial | OR - College | Existing | Space Heating | Natural Gas | Hydronic Heating Radiator Replacement | A | Purchases (Incremental) | Technical Potential | 0 | 0 | 13.8731 | 28.4763 | 28.4763 | 28.4763 | 28.4763 | 28.4763 | 28.4763 | 28.4763 | 28.4763 | 28.4763 | 28.4763 | 28.4763 | 28.4763 | 28.4763 | 28.4763 | 28.4763 | 28.4763 | 28.4763 | 28.4763 | 28.4763 | 0 | 0 | 0 | 0 | 0
F14_Commercial_OR - College_Existing_Space Heating_Natural Gas_Hydronic Heating Radiator Replacement_A_Technical Potential | F14 | Commercial | OR - College | Existing | Space Heating | Natural Gas | Hydronic Heating Radiator Replacement | A | Purchases (Cumulative) | Technical Potential | 0 | 0 | 13.8731 | 42.3494 | 70.8257 | 99.3021 | 127.7784 | 156.2547 | 184.731 | 213.2073 | 241.6837 | 270.16 | 298.6363 | 327.1126 | 355.589 | 384.0653 | 412.5416 | 441.0179 | 469.4943 | 497.9706 | 526.4469 | 554.9232 | 554.9232 | 554.9232 | 554.9232 | 554.9232 | 554.9232
F1_Commercial_OR - College_Existing_Space Heating_Natural Gas_Thermostat - Connected_A_Technical Potential | F1 | Commercial | OR - College | Existing | Space Heating | Natural Gas | Thermostat - Connected | A | Original Unit Energy Savings (kWh or therms) | Technical Potential | 0 | 0 | 33.905 | 33.8038 | 33.704 | 33.6061 | 33.5101 | 33.4162 | 33.3246 | 33.2355 | 33.1489 | 33.0652 | 32.9845 | 32.9069 | 32.8326 | 32.7616 | 32.6942 | 32.6303 | 32.5702 | 32.5144 | 32.463 | 32.4162 | 32.3735 | 32.3346 | 32.2991 | 32.2668 | 32.2374
F2_Commercial_OR - College_Existing_Space Heating_Natural Gas_Thermostat - Connected_A_Technical Potential | F2 | Commercial | OR - College | Existing | Space Heating | Natural Gas | Thermostat - Connected | A | Original Unit Summer Peak Savings (kW) | Technical Potential | 0 | 0 | 0 | 0 | 0 | 0 | 0 | 0 | 0 | 0 | 0 | 0 | 0 | 0 | 0 | 0 | 0 | 0 | 0 | 0 | 0 | 0 | 0 | 0 | 0 | 0 | 0
F3_Commercial_OR - College_Existing_Space Heating_Natural Gas_Thermostat - Connected_A_Technical Potential | F3 | Commercial | OR - College | Existing | Space Heating | Natural Gas | Thermostat - Connected | A | Original Unit Winter Peak Savings (kW) | Technical Potential | 0 | 0 | 0 | 0 | 0 | 0 | 0 | 0 | 0 | 0 | 0 | 0 | 0 | 0 | 0 | 0 | 0 | 0 | 0 | 0 | 0 | 0 | 0 | 0 | 0 | 0 | 0
F4_Commercial_OR - College_Existing_Space Heating_Natural Gas_Thermostat - Connected_A_Technical Potential | F4 | Commercial | OR - College | Existing | Space Heating | Natural Gas | Thermostat - Connected | A | Standalone Impact on Baseline Energy (%) | Technical Potential | 0 | 0 | 0.00066892 | 0.0014903 | 0.0024953 | 0.003662 | 0.0049928 | 0.0058798 | 0.0067653 | 0.0075038 | 0.0079802 | 0.0080619 | 0.0080619 | 0.0080619 | 0.0080619 | 0.0080619 | 0.0080619 | 0.0080619 | 0.0080619 | 0.0080619 | 0.0080619 | 0.0080619 | 0.0080619 | 0.0080619 | 0.0080619 | 0.0080619 | 0.0080619
F5_Commercial_OR - College_Existing_Space Heating_Natural Gas_Thermostat - Connected_A_Technical Potential | F5 | Commercial | OR - College | Existing | Space Heating | Natural Gas | Thermostat - Connected | A | Standalone Impact on Baseline Summer Peak (%) | Technical Potential | 0 | 0 | 0 | 0 | 0 | 0 | 0 | 0 | 0 | 0 | 0 | 0 | 0 | 0 | 0 | 0 | 0 | 0 | 0 | 0 | 0 | 0 | 0 | 0 | 0 | 0 | 0
F6_Commercial_OR - College_Existing_Space Heating_Natural Gas_Thermostat - Connected_A_Technical Potential | F6 | Commercial | OR - College | Existing | Space Heating | Natural Gas | Thermostat - Connected | A | Standalone Impact on Baseline Winter Peak (%) | Technical Potential | 0 | 0 | 0 | 0 | 0 | 0 | 0 | 0 | 0 | 0 | 0 | 0 | 0 | 0 | 0 | 0 | 0 | 0 | 0 | 0 | 0 | 0 | 0 | 0 | 0 | 0 | 0
F7_Commercial_OR - College_Existing_Space Heating_Natural Gas_Thermostat - Connected_A_Technical Potential | F7 | Commercial | OR - College | Existing | Space Heating | Natural Gas | Thermostat - Connected | A | Incremental Energy Savings (MWh or mTherms) | Technical Potential | 0 | 0 | 0.43716 | 0.53517 | 0.65295 | 0.75577 | 0.85959 | 0.57129 | 0.56878 | 0.47314 | 0.30442 | 0.052029 | 0 | 0 | 0 | 0 | 0 | 0 | 0 | 0 | 0 | 0 | 0 | 0 | 0 | 0 | 0
F8_Commercial_OR - College_Existing_Space Heating_Natural Gas_Thermostat - Connected_A_Technical Potential | F8 | Commercial | OR - College | Existing | Space Heating | Natural Gas | Thermostat - Connected | A | Incremental Summer Peak Savings (MW) | Technical Potential | 0 | 0 | 0 | 0 | 0 | 0 | 0 | 0 | 0 | 0 | 0 | 0 | 0 | 0 | 0 | 0 | 0 | 0 | 0 | 0 | 0 | 0 | 0 | 0 | 0 | 0 | 0
F9_Commercial_OR - College_Existing_Space Heating_Natural Gas_Thermostat - Connected_A_Technical Potential | F9 | Commercial | OR - College | Existing | Space Heating | Natural Gas | Thermostat - Connected | A | Incremental Winter Peak Savings (MW) | Technical Potential | 0 | 0 | 0 | 0 | 0 | 0 | 0 | 0 | 0 | 0 | 0 | 0 | 0 | 0 | 0 | 0 | 0 | 0 | 0 | 0 | 0 | 0 | 0 | 0 | 0 | 0 | 0
F10_Commercial_OR - College_Existing_Space Heating_Natural Gas_Thermostat - Connected_A_Technical Potential | F10 | Commercial | OR - College | Existing | Space Heating | Natural Gas | Thermostat - Connected | A | Cumulative Energy Savings (MWh or mTherms) | Technical Potential | 0 | 0 | 0.43716 | 0.97102 | 1.6211 | 2.3722 | 3.225 | 3.7872 | 4.3456 | 4.8072 | 5.0991 | 5.1382 | 5.1257 | 5.1136 | 5.1021 | 5.091 | 5.0806 | 5.0706 | 5.0613 | 5.0526 | 5.0446 | 5.0374 | 5.0307 | 5.0247 | 5.0192 | 5.0142 | 5.0096
F11_Commercial_OR - College_Existing_Space Heating_Natural Gas_Thermostat - Connected_A_Technical Potential | F11 | Commercial | OR - College | Existing | Space Heating | Natural Gas | Thermostat - Connected | A | Cumulative Summer Peak Savings (MW) | Technical Potential | 0 | 0 | 0 | 0 | 0 | 0 | 0 | 0 | 0 | 0 | 0 | 0 | 0 | 0 | 0 | 0 | 0 | 0 | 0 | 0 | 0 | 0 | 0 | 0 | 0 | 0 | 0
F12_Commercial_OR - College_Existing_Space Heating_Natural Gas_Thermostat - Connected_A_Technical Potential | F12 | Commercial | OR - College | Existing | Space Heating | Natural Gas | Thermostat - Connected | A | Cumulative Winter Peak Savings (MW) | Technical Potential | 0 | 0 | 0 | 0 | 0 | 0 | 0 | 0 | 0 | 0 | 0 | 0 | 0 | 0 | 0 | 0 | 0 | 0 | 0 | 0 | 0 | 0 | 0 | 0 | 0 | 0 | 0
F13_Commercial_OR - College_Existing_Space Heating_Natural Gas_Thermostat - Connected_A_Technical Potential | F13 | Commercial | OR - College | Existing | Space Heating | Natural Gas | Thermostat - Connected | A | Purchases (Incremental) | Technical Potential | 0 | 0 | 12.8938 | 15.8315 | 19.3732 | 22.4892 | 25.6518 | 17.0962 | 17.068 | 14.236 | 9.1834 | 1.5735 | 0 | 0 | 0 | 0 | 0 | 0 | 0 | 0 | 0 | 0 | 0 | 0 | 0 | 0 | 0
F14_Commercial_OR - College_Existing_Space Heating_Natural Gas_Thermostat - Connected_A_Technical Potential | F14 | Commercial | OR - College | Existing | Space Heating | Natural Gas | Thermostat - Connected | A | Purchases (Cumulative) | Technical Potential | 0 | 0 | 12.8938 | 28.7253 | 48.0985 | 70.5877 | 96.2395 | 113.3357 | 130.4036 | 144.6396 | 153.823 | 155.3965 | 155.3965 | 155.3965 | 155.3965 | 155.3965 | 155.3965 | 155.3965 | 155.3965 | 155.3965 | 155.3965 | 155.3965 | 155.3965 | 155.3965 | 155.3965 | 155.3965 | 155.3965
F1_Commercial_OR - College_Existing_Water Heating_Natural Gas_Water Heater - Thermostatic Shower Restriction Valve_A_Technical Potential | F1 | Commercial | OR - College | Existing | Water Heating | Natural Gas | Water Heater - Thermostatic Shower Restriction Valve | A | Original Unit Energy Savings (kWh or therms) | Technical Potential | 0 | 0 | 3.8002 | 3.7406 | 3.6884 | 3.6428 | 3.6036 | 3.5704 | 3.5429 | 3.5209 | 3.5033 | 3.4892 | 3.4779 | 3.4689 | 3.4617 | 3.456 | 3.4513 | 3.4476 | 3.4447 | 3.4423 | 3.4404 | 3.4389 | 3.4377 | 3.4367 | 3.436 | 3.4354 | 3.4349
F2_Commercial_OR - College_Existing_Water Heating_Natural Gas_Water Heater - Thermostatic Shower Restriction Valve_A_Technical Potential | F2 | Commercial | OR - College | Existing | Water Heating | Natural Gas | Water Heater - Thermostatic Shower Restriction Valve | A | Original Unit Summer Peak Savings (kW) | Technical Potential | 0 | 0 | 0 | 0 | 0 | 0 | 0 | 0 | 0 | 0 | 0 | 0 | 0 | 0 | 0 | 0 | 0 | 0 | 0 | 0 | 0 | 0 | 0 | 0 | 0 | 0 | 0
F3_Commercial_OR - College_Existing_Water Heating_Natural Gas_Water Heater - Thermostatic Shower Restriction Valve_A_Technical Potential | F3 | Commercial | OR - College | Existing | Water Heating | Natural Gas | Water Heater - Thermostatic Shower Restriction Valve | A | Original Unit Winter Peak Savings (kW) | Technical Potential | 0 | 0 | 0 | 0 | 0 | 0 | 0 | 0 | 0 | 0 | 0 | 0 | 0 | 0 | 0 | 0 | 0 | 0 | 0 | 0 | 0 | 0 | 0 | 0 | 0 | 0 | 0
F4_Commercial_OR - College_Existing_Water Heating_Natural Gas_Water Heater - Thermostatic Shower Restriction Valve_A_Technical Potential | F4 | Commercial | OR - College | Existing | Water Heating | Natural Gas | Water Heater - Thermostatic Shower Restriction Valve | A | Standalone Impact on Baseline Energy (%) | Technical Potential | 0 | 0 | 0 | 0 | 0 | 0 | 0 | 0 | 0 | 0 | 0 | 0 | 0 | 0 | 0 | 0 | 0 | 0 | 0 | 0 | 0 | 0 | 0 | 0 | 0 | 0 | 0
F5_Commercial_OR - College_Existing_Water Heating_Natural Gas_Water Heater - Thermostatic Shower Restriction Valve_A_Technical Potential | F5 | Commercial | OR - College | Existing | Water Heating | Natural Gas | Water Heater - Thermostatic Shower Restriction Valve | A | Standalone Impact on Baseline Summer Peak (%) | Technical Potential | 0 | 0 | 0 | 0 | 0 | 0 | 0 | 0 | 0 | 0 | 0 | 0 | 0 | 0 | 0 | 0 | 0 | 0 | 0 | 0 | 0 | 0 | 0 | 0 | 0 | 0 | 0
F6_Commercial_OR - College_Existing_Water Heating_Natural Gas_Water Heater - Thermostatic Shower Restriction Valve_A_Technical Potential | F6 | Commercial | OR - College | Existing | Water Heating | Natural Gas | Water Heater - Thermostatic Shower Restriction Valve | A | Standalone Impact on Baseline Winter Peak (%) | Technical Potential | 0 | 0 | 0 | 0 | 0 | 0 | 0 | 0 | 0 | 0 | 0 | 0 | 0 | 0 | 0 | 0 | 0 | 0 | 0 | 0 | 0 | 0 | 0 | 0 | 0 | 0 | 0
F7_Commercial_OR - College_Existing_Water Heating_Natural Gas_Water Heater - Thermostatic Shower Restriction Valve_A_Technical Potential | F7 | Commercial | OR - College | Existing | Water Heating | Natural Gas | Water Heater - Thermostatic Shower Restriction Valve | A | Incremental Energy Savings (MWh or mTherms) | Technical Potential | 0 | 0 | 0 | 0 | 0 | 0 | 0 | 0 | 0 | 0 | 0 | 0 | 0 | 0 | 0 | 0 | 0 | 0 | 0 | 0 | 0 | 0 | 0 | 0 | 0 | 0 | 0
F8_Commercial_OR - College_Existing_Water Heating_Natural Gas_Water Heater - Thermostatic Shower Restriction Valve_A_Technical Potential | F8 | Commercial | OR - College | Existing | Water Heating | Natural Gas | Water Heater - Thermostatic Shower Restriction Valve | A | Incremental Summer Peak Savings (MW) | Technical Potential | 0 | 0 | 0 | 0 | 0 | 0 | 0 | 0 | 0 | 0 | 0 | 0 | 0 | 0 | 0 | 0 | 0 | 0 | 0 | 0 | 0 | 0 | 0 | 0 | 0 | 0 | 0
F9_Commercial_OR - College_Existing_Water Heating_Natural Gas_Water Heater - Thermostatic Shower Restriction Valve_A_Technical Potential | F9 | Commercial | OR - College | Existing | Water Heating | Natural Gas | Water Heater - Thermostatic Shower Restriction Valve | A | Incremental Winter Peak Savings (MW) | Technical Potential | 0 | 0 | 0 | 0 | 0 | 0 | 0 | 0 | 0 | 0 | 0 | 0 | 0 | 0 | 0 | 0 | 0 | 0 | 0 | 0 | 0 | 0 | 0 | 0 | 0 | 0 | 0
F10_Commercial_OR - College_Existing_Water Heating_Natural Gas_Water Heater - Thermostatic Shower Restriction Valve_A_Technical Potential | F10 | Commercial | OR - College | Existing | Water Heating | Natural Gas | Water Heater - Thermostatic Shower Restriction Valve | A | Cumulative Energy Savings (MWh or mTherms) | Technical Potential | 0 | 0 | 0 | 0 | 0 | 0 | 0 | 0 | 0 | 0 | 0 | 0 | 0 | 0 | 0 | 0 | 0 | 0 | 0 | 0 | 0 | 0 | 0 | 0 | 0 | 0 | 0
F11_Commercial_OR - College_Existing_Water Heating_Natural Gas_Water Heater - Thermostatic Shower Restriction Valve_A_Technical Potential | F11 | Commercial | OR - College | Existing | Water Heating | Natural Gas | Water Heater - Thermostatic Shower Restriction Valve | A | Cumulative Summer Peak Savings (MW) | Technical Potential | 0 | 0 | 0 | 0 | 0 | 0 | 0 | 0 | 0 | 0 | 0 | 0 | 0 | 0 | 0 | 0 | 0 | 0 | 0 | 0 | 0 | 0 | 0 | 0 | 0 | 0 | 0
F12_Commercial_OR - College_Existing_Water Heating_Natural Gas_Water Heater - Thermostatic Shower Restriction Valve_A_Technical Potential | F12 | Commercial | OR - College | Existing | Water Heating | Natural Gas | Water Heater - Thermostatic Shower Restriction Valve | A | Cumulative Winter Peak Savings (MW) | Technical Potential | 0 | 0 | 0 | 0 | 0 | 0 | 0 | 0 | 0 | 0 | 0 | 0 | 0 | 0 | 0 | 0 | 0 | 0 | 0 | 0 | 0 | 0 | 0 | 0 | 0 | 0 | 0
F13_Commercial_OR - College_Existing_Water Heating_Natural Gas_Water Heater - Thermostatic Shower Restriction Valve_A_Technical Potential | F13 | Commercial | OR - College | Existing | Water Heating | Natural Gas | Water Heater - Thermostatic Shower Restriction Valve | A | Purchases (Incremental) | Technical Potential | 0 | 0 | 0 | 0 | 0 | 0 | 0 | 0 | 0 | 0 | 0 | 0 | 0 | 0 | 0 | 0 | 0 | 0 | 0 | 0 | 0 | 0 | 0 | 0 | 0 | 0 | 0
F14_Commercial_OR - College_Existing_Water Heating_Natural Gas_Water Heater - Thermostatic Shower Restriction Valve_A_Technical Potential | F14 | Commercial | OR - College | Existing | Water Heating | Natural Gas | Water Heater - Thermostatic Shower Restriction Valve | A | Purchases (Cumulative) | Technical Potential | 0 | 0 | 0 | 0 | 0 | 0 | 0 | 0 | 0 | 0 | 0 | 0 | 0 | 0 | 0 | 0 | 0 | 0 | 0 | 0 | 0 | 0 | 0 | 0 | 0 | 0 | 0
F1_Commercial_OR - College_Existing_Water Heating_Natural Gas_Water Heater - Pre-Rinse Spray Valve_A_Technical Potential | F1 | Commercial | OR - College | Existing | Water Heating | Natural Gas | Water Heater - Pre-Rinse Spray Valve | A | Original Unit Energy Savings (kWh or therms) | Technical Potential | 0 | 0 | 16.1979 | 15.9442 | 15.7214 | 15.5273 | 15.3602 | 15.2186 | 15.1013 | 15.0075 | 14.9325 | 14.8725 | 14.8244 | 14.786 | 14.7553 | 14.7307 | 14.711 | 14.6953 | 14.6827 | 14.6726 | 14.6646 | 14.6581 | 14.653 | 14.6488 | 14.6455 | 14.6429 | 14.6408
F2_Commercial_OR - College_Existing_Water Heating_Natural Gas_Water Heater - Pre-Rinse Spray Valve_A_Technical Potential | F2 | Commercial | OR - College | Existing | Water Heating | Natural Gas | Water Heater - Pre-Rinse Spray Valve | A | Original Unit Summer Peak Savings (kW) | Technical Potential | 0 | 0 | 0 | 0 | 0 | 0 | 0 | 0 | 0 | 0 | 0 | 0 | 0 | 0 | 0 | 0 | 0 | 0 | 0 | 0 | 0 | 0 | 0 | 0 | 0 | 0 | 0
F3_Commercial_OR - College_Existing_Water Heating_Natural Gas_Water Heater - Pre-Rinse Spray Valve_A_Technical Potential | F3 | Commercial | OR - College | Existing | Water Heating | Natural Gas | Water Heater - Pre-Rinse Spray Valve | A | Original Unit Winter Peak Savings (kW) | Technical Potential | 0 | 0 | 0 | 0 | 0 | 0 | 0 | 0 | 0 | 0 | 0 | 0 | 0 | 0 | 0 | 0 | 0 | 0 | 0 | 0 | 0 | 0 | 0 | 0 | 0 | 0 | 0
F4_Commercial_OR - College_Existing_Water Heating_Natural Gas_Water Heater - Pre-Rinse Spray Valve_A_Technical Potential | F4 | Commercial | OR - College | Existing | Water Heating | Natural Gas | Water Heater - Pre-Rinse Spray Valve | A | Standalone Impact on Baseline Energy (%) | Technical Potential | 0 | 0 | 4.6306e-05 | 0.00010316 | 0.00017274 | 0.00025351 | 0.00029932 | 0.00035017 | 0.00039875 | 0.00043869 | 0.00046031 | 0.00046031 | 0.00046031 | 0.00046031 | 0.00046031 | 0.00046031 | 0.00046031 | 0.00046031 | 0.00046031 | 0.00046031 | 0.00046031 | 0.00046031 | 0.00046031 | 0.00046031 | 0.00046031 | 0.00046031 | 0.00046031
F5_Commercial_OR - College_Existing_Water Heating_Natural Gas_Water Heater - Pre-Rinse Spray Valve_A_Technical Potential | F5 | Commercial | OR - College | Existing | Water Heating | Natural Gas | Water Heater - Pre-Rinse Spray Valve | A | Standalone Impact on Baseline Summer Peak (%) | Technical Potential | 0 | 0 | 0 | 0 | 0 | 0 | 0 | 0 | 0 | 0 | 0 | 0 | 0 | 0 | 0 | 0 | 0 | 0 | 0 | 0 | 0 | 0 | 0 | 0 | 0 | 0 | 0
F6_Commercial_OR - College_Existing_Water Heating_Natural Gas_Water Heater - Pre-Rinse Spray Valve_A_Technical Potential | F6 | Commercial | OR - College | Existing | Water Heating | Natural Gas | Water Heater - Pre-Rinse Spray Valve | A | Standalone Impact on Baseline Winter Peak (%) | Technical Potential | 0 | 0 | 0 | 0 | 0 | 0 | 0 | 0 | 0 | 0 | 0 | 0 | 0 | 0 | 0 | 0 | 0 | 0 | 0 | 0 | 0 | 0 | 0 | 0 | 0 | 0 | 0
F7_Commercial_OR - College_Existing_Water Heating_Natural Gas_Water Heater - Pre-Rinse Spray Valve_A_Technical Potential | F7 | Commercial | OR - College | Existing | Water Heating | Natural Gas | Water Heater - Pre-Rinse Spray Valve | A | Incremental Energy Savings (MWh or mTherms) | Technical Potential | 0 | 0 | 0.014284 | 0.017264 | 0.020831 | 0.023882 | 0.013403 | 0.014737 | 0.01397 | 0.011414 | 0.0061489 | 0 | 0 | 0 | 0 | 0 | 0 | 0 | 0 | 0 | 0 | 0 | 0 | 0 | 0 | 0 | 0
F8_Commercial_OR - College_Existing_Water Heating_Natural Gas_Water Heater - Pre-Rinse Spray Valve_A_Technical Potential | F8 | Commercial | OR - College | Existing | Water Heating | Natural Gas | Water Heater - Pre-Rinse Spray Valve | A | Incremental Summer Peak Savings (MW) | Technical Potential | 0 | 0 | 0 | 0 | 0 | 0 | 0 | 0 | 0 | 0 | 0 | 0 | 0 | 0 | 0 | 0 | 0 | 0 | 0 | 0 | 0 | 0 | 0 | 0 | 0 | 0 | 0
F9_Commercial_OR - College_Existing_Water Heating_Natural Gas_Water Heater - Pre-Rinse Spray Valve_A_Technical Potential | F9 | Commercial | OR - College | Existing | Water Heating | Natural Gas | Water Heater - Pre-Rinse Spray Valve | A | Incremental Winter Peak Savings (MW) | Technical Potential | 0 | 0 | 0 | 0 | 0 | 0 | 0 | 0 | 0 | 0 | 0 | 0 | 0 | 0 | 0 | 0 | 0 | 0 | 0 | 0 | 0 | 0 | 0 | 0 | 0 | 0 | 0
F10_Commercial_OR - College_Existing_Water Heating_Natural Gas_Water Heater - Pre-Rinse Spray Valve_A_Technical Potential | F10 | Commercial | OR - College | Existing | Water Heating | Natural Gas | Water Heater - Pre-Rinse Spray Valve | A | Cumulative Energy Savings (MWh or mTherms) | Technical Potential | 0 | 0 | 0.014284 | 0.031324 | 0.051717 | 0.074961 | 0.087557 | 0.10149 | 0.11467 | 0.12538 | 0.1309 | 0.13037 | 0.12995 | 0.12961 | 0.12934 | 0.12913 | 0.12896 | 0.12882 | 0.12871 | 0.12862 | 0.12855 | 0.12849 | 0.12845 | 0.12841 | 0.12838 | 0.12836 | 0.12834
F11_Commercial_OR - College_Existing_Water Heating_Natural Gas_Water Heater - Pre-Rinse Spray Valve_A_Technical Potential | F11 | Commercial | OR - College | Existing | Water Heating | Natural Gas | Water Heater - Pre-Rinse Spray Valve | A | Cumulative Summer Peak Savings (MW) | Technical Potential | 0 | 0 | 0 | 0 | 0 | 0 | 0 | 0 | 0 | 0 | 0 | 0 | 0 | 0 | 0 | 0 | 0 | 0 | 0 | 0 | 0 | 0 | 0 | 0 | 0 | 0 | 0
F12_Commercial_OR - College_Existing_Water Heating_Natural Gas_Water Heater - Pre-Rinse Spray Valve_A_Technical Potential | F12 | Commercial | OR - College | Existing | Water Heating | Natural Gas | Water Heater - Pre-Rinse Spray Valve | A | Cumulative Winter Peak Savings (MW) | Technical Potential | 0 | 0 | 0 | 0 | 0 | 0 | 0 | 0 | 0 | 0 | 0 | 0 | 0 | 0 | 0 | 0 | 0 | 0 | 0 | 0 | 0 | 0 | 0 | 0 | 0 | 0 | 0
F13_Commercial_OR - College_Existing_Water Heating_Natural Gas_Water Heater - Pre-Rinse Spray Valve_A_Technical Potential | F13 | Commercial | OR - College | Existing | Water Heating | Natural Gas | Water Heater - Pre-Rinse Spray Valve | A | Purchases (Incremental) | Technical Potential | 0 | 0 | 0.88184 | 1.0828 | 1.325 | 1.5381 | 0.87255 | 0.96833 | 0.9251 | 0.76052 | 0.41178 | 0 | 0 | 0 | 0 | 0 | 0 | 0 | 0 | 0 | 0 | 0 | 0 | 0 | 0 | 0 | 0
F14_Commercial_OR - College_Existing_Water Heating_Natural Gas_Water Heater - Pre-Rinse Spray Valve_A_Technical Potential | F14 | Commercial | OR - College | Existing | Water Heating | Natural Gas | Water Heater - Pre-Rinse Spray Valve | A | Purchases (Cumulative) | Technical Potential | 0 | 0 | 0.88184 | 1.9646 | 3.2896 | 4.8277 | 5.7002 | 6.6685 | 7.5936 | 8.3542 | 8.7659 | 8.7659 | 8.7659 | 8.7659 | 8.7659 | 8.7659 | 8.7659 | 8.7659 | 8.7659 | 8.7659 | 8.7659 | 8.7659 | 8.7659 | 8.7659 | 8.7659 | 8.7659 | 8.7659
F1_Commercial_OR - College_Existing_Water Heating_Natural Gas_Water Heater - Temperature Setback_A_Technical Potential | F1 | Commercial | OR - College | Existing | Water Heating | Natural Gas | Water Heater - Temperature Setback | A | Original Unit Energy Savings (kWh or therms) | Technical Potential | 0 | 0 | 100.1381 | 98.5696 | 97.1923 | 95.9927 | 94.9595 | 94.084 | 93.3591 | 92.7792 | 92.3153 | 91.9442 | 91.6473 | 91.4097 | 91.2197 | 91.0677 | 90.9461 | 90.8488 | 90.771 | 90.7087 | 90.6589 | 90.619 | 90.5872 | 90.5617 | 90.5413 | 90.5249 | 90.5119
F2_Commercial_OR - College_Existing_Water Heating_Natural Gas_Water Heater - Temperature Setback_A_Technical Potential | F2 | Commercial | OR - College | Existing | Water Heating | Natural Gas | Water Heater - Temperature Setback | A | Original Unit Summer Peak Savings (kW) | Technical Potential | 0 | 0 | 0 | 0 | 0 | 0 | 0 | 0 | 0 | 0 | 0 | 0 | 0 | 0 | 0 | 0 | 0 | 0 | 0 | 0 | 0 | 0 | 0 | 0 | 0 | 0 | 0
F3_Commercial_OR - College_Existing_Water Heating_Natural Gas_Water Heater - Temperature Setback_A_Technical Potential | F3 | Commercial | OR - College | Existing | Water Heating | Natural Gas | Water Heater - Temperature Setback | A | Original Unit Winter Peak Savings (kW) | Technical Potential | 0 | 0 | 0 | 0 | 0 | 0 | 0 | 0 | 0 | 0 | 0 | 0 | 0 | 0 | 0 | 0 | 0 | 0 | 0 | 0 | 0 | 0 | 0 | 0 | 0 | 0 | 0
F4_Commercial_OR - College_Existing_Water Heating_Natural Gas_Water Heater - Temperature Setback_A_Technical Potential | F4 | Commercial | OR - College | Existing | Water Heating | Natural Gas | Water Heater - Temperature Setback | A | Standalone Impact on Baseline Energy (%) | Technical Potential | 0 | 0 | 0.0011097 | 0.0024721 | 0.0030298 | 0.0036027 | 0.0041431 | 0.0047886 | 0.0047886 | 0.0047886 | 0.0047886 | 0.0047886 | 0.0047886 | 0.0047886 | 0.0047886 | 0.0047886 | 0.0047886 | 0.0047886 | 0.0047886 | 0.0047886 | 0.0047886 | 0.0047886 | 0.0047886 | 0.0047886 | 0.0047886 | 0.0047886 | 0.0047886
F5_Commercial_OR - College_Existing_Water Heating_Natural Gas_Water Heater - Temperature Setback_A_Technical Potential | F5 | Commercial | OR - College | Existing | Water Heating | Natural Gas | Water Heater - Temperature Setback | A | Standalone Impact on Baseline Summer Peak (%) | Technical Potential | 0 | 0 | 0 | 0 | 0 | 0 | 0 | 0 | 0 | 0 | 0 | 0 | 0 | 0 | 0 | 0 | 0 | 0 | 0 | 0 | 0 | 0 | 0 | 0 | 0 | 0 | 0
F6_Commercial_OR - College_Existing_Water Heating_Natural Gas_Water Heater - Temperature Setback_A_Technical Potential | F6 | Commercial | OR - College | Existing | Water Heating | Natural Gas | Water Heater - Temperature Setback | A | Standalone Impact on Baseline Winter Peak (%) | Technical Potential | 0 | 0 | 0 | 0 | 0 | 0 | 0 | 0 | 0 | 0 | 0 | 0 | 0 | 0 | 0 | 0 | 0 | 0 | 0 | 0 | 0 | 0 | 0 | 0 | 0 | 0 | 0
F7_Commercial_OR - College_Existing_Water Heating_Natural Gas_Water Heater - Temperature Setback_A_Technical Potential | F7 | Commercial | OR - College | Existing | Water Heating | Natural Gas | Water Heater - Temperature Setback | A | Incremental Energy Savings (MWh or mTherms) | Technical Potential | 0 | 0 | 0.34229 | 0.4137 | 0.16695 | 0.16942 | 0.15806 | 0.18709 | 0 | 0 | 0 | 0 | 0 | 0 | 0 | 0 | 0 | 0 | 0 | 0 | 0 | 0 | 0 | 0 | 0 | 0 | 0
F8_Commercial_OR - College_Existing_Water Heating_Natural Gas_Water Heater - Temperature Setback_A_Technical Potential | F8 | Commercial | OR - College | Existing | Water Heating | Natural Gas | Water Heater - Temperature Setback | A | Incremental Summer Peak Savings (MW) | Technical Potential | 0 | 0 | 0 | 0 | 0 | 0 | 0 | 0 | 0 | 0 | 0 | 0 | 0 | 0 | 0 | 0 | 0 | 0 | 0 | 0 | 0 | 0 | 0 | 0 | 0 | 0 | 0
F9_Commercial_OR - College_Existing_Water Heating_Natural Gas_Water Heater - Temperature Setback_A_Technical Potential | F9 | Commercial | OR - College | Existing | Water Heating | Natural Gas | Water Heater - Temperature Setback | A | Incremental Winter Peak Savings (MW) | Technical Potential | 0 | 0 | 0 | 0 | 0 | 0 | 0 | 0 | 0 | 0 | 0 | 0 | 0 | 0 | 0 | 0 | 0 | 0 | 0 | 0 | 0 | 0 | 0 | 0 | 0 | 0 | 0
F10_Commercial_OR - College_Existing_Water Heating_Natural Gas_Water Heater - Temperature Setback_A_Technical Potential | F10 | Commercial | OR - College | Existing | Water Heating | Natural Gas | Water Heater - Temperature Setback | A | Cumulative Energy Savings (MWh or mTherms) | Technical Potential | 0 | 0 | 0.34229 | 0.75063 | 0.90709 | 1.0653 | 1.2119 | 1.3878 | 1.3771 | 1.3686 | 1.3617 | 1.3563 | 1.3519 | 1.3484 | 1.3456 | 1.3433 | 1.3415 | 1.3401 | 1.3389 | 1.338 | 1.3373 | 1.3367 | 1.3362 | 1.3359 | 1.3356 | 1.3353 | 1.3351
F11_Commercial_OR - College_Existing_Water Heating_Natural Gas_Water Heater - Temperature Setback_A_Technical Potential | F11 | Commercial | OR - College | Existing | Water Heating | Natural Gas | Water Heater - Temperature Setback | A | Cumulative Summer Peak Savings (MW) | Technical Potential | 0 | 0 | 0 | 0 | 0 | 0 | 0 | 0 | 0 | 0 | 0 | 0 | 0 | 0 | 0 | 0 | 0 | 0 | 0 | 0 | 0 | 0 | 0 | 0 | 0 | 0 | 0
F12_Commercial_OR - College_Existing_Water Heating_Natural Gas_Water Heater - Temperature Setback_A_Technical Potential | F12 | Commercial | OR - College | Existing | Water Heating | Natural Gas | Water Heater - Temperature Setback | A | Cumulative Winter Peak Savings (MW) | Technical Potential | 0 | 0 | 0 | 0 | 0 | 0 | 0 | 0 | 0 | 0 | 0 | 0 | 0 | 0 | 0 | 0 | 0 | 0 | 0 | 0 | 0 | 0 | 0 | 0 | 0 | 0 | 0
F13_Commercial_OR - College_Existing_Water Heating_Natural Gas_Water Heater - Temperature Setback_A_Technical Potential | F13 | Commercial | OR - College | Existing | Water Heating | Natural Gas | Water Heater - Temperature Setback | A | Purchases (Incremental) | Technical Potential | 0 | 0 | 3.4182 | 4.197 | 1.7177 | 1.765 | 1.6645 | 1.9885 | 0 | 0 | 0 | 0 | 0 | 0 | 0 | 0 | 0 | 0 | 0 | 0 | 0 | 0 | 0 | 0 | 0 | 0 | 0
F14_Commercial_OR - College_Existing_Water Heating_Natural Gas_Water Heater - Temperature Setback_A_Technical Potential | F14 | Commercial | OR - College | Existing | Water Heating | Natural Gas | Water Heater - Temperature Setback | A | Purchases (Cumulative) | Technical Potential | 0 | 0 | 3.4182 | 7.6152 | 9.3329 | 11.0979 | 12.7624 | 14.7509 | 14.7509 | 14.7509 | 14.7509 | 14.7509 | 14.7509 | 14.7509 | 14.7509 | 14.7509 | 14.7509 | 14.7509 | 14.7509 | 14.7509 | 14.7509 | 14.7509 | 14.7509 | 14.7509 | 14.7509 | 14.7509 | 14.7509
F1_Commercial_OR - College_Existing_Water Heating_Natural Gas_Water Heater - Faucet Aerators_A_Technical Potential | F1 | Commercial | OR - College | Existing | Water Heating | Natural Gas | Water Heater - Faucet Aerators | A | Original Unit Energy Savings (kWh or therms) | Technical Potential | 0 | 0 | 12.8867 | 12.6849 | 12.5077 | 12.3533 | 12.2203 | 12.1077 | 12.0144 | 11.9397 | 11.88 | 11.8323 | 11.7941 | 11.7635 | 11.739 | 11.7195 | 11.7038 | 11.6913 | 11.6813 | 11.6733 | 11.6669 | 11.6617 | 11.6576 | 11.6544 | 11.6517 | 11.6496 | 11.648
F2_Commercial_OR - College_Existing_Water Heating_Natural Gas_Water Heater - Faucet Aerators_A_Technical Potential | F2 | Commercial | OR - College | Existing | Water Heating | Natural Gas | Water Heater - Faucet Aerators | A | Original Unit Summer Peak Savings (kW) | Technical Potential | 0 | 0 | 0 | 0 | 0 | 0 | 0 | 0 | 0 | 0 | 0 | 0 | 0 | 0 | 0 | 0 | 0 | 0 | 0 | 0 | 0 | 0 | 0 | 0 | 0 | 0 | 0
F3_Commercial_OR - College_Existing_Water Heating_Natural Gas_Water Heater - Faucet Aerators_A_Technical Potential | F3 | Commercial | OR - College | Existing | Water Heating | Natural Gas | Water Heater - Faucet Aerators | A | Original Unit Winter Peak Savings (kW) | Technical Potential | 0 | 0 | 0 | 0 | 0 | 0 | 0 | 0 | 0 | 0 | 0 | 0 | 0 | 0 | 0 | 0 | 0 | 0 | 0 | 0 | 0 | 0 | 0 | 0 | 0 | 0 | 0
F4_Commercial_OR - College_Existing_Water Heating_Natural Gas_Water Heater - Faucet Aerators_A_Technical Potential | F4 | Commercial | OR - College | Existing | Water Heating | Natural Gas | Water Heater - Faucet Aerators | A | Standalone Impact on Baseline Energy (%) | Technical Potential | 0 | 0 | 0 | 0 | 0 | 0 | 0 | 0 | 0 | 0 | 0 | 0 | 0 | 0 | 0 | 0 | 0 | 0 | 0 | 0 | 0 | 0 | 0 | 0 | 0 | 0 | 0
F5_Commercial_OR - College_Existing_Water Heating_Natural Gas_Water Heater - Faucet Aerators_A_Technical Potential | F5 | Commercial | OR - College | Existing | Water Heating | Natural Gas | Water Heater - Faucet Aerators | A | Standalone Impact on Baseline Summer Peak (%) | Technical Potential | 0 | 0 | 0 | 0 | 0 | 0 | 0 | 0 | 0 | 0 | 0 | 0 | 0 | 0 | 0 | 0 | 0 | 0 | 0 | 0 | 0 | 0 | 0 | 0 | 0 | 0 | 0
F6_Commercial_OR - College_Existing_Water Heating_Natural Gas_Water Heater - Faucet Aerators_A_Technical Potential | F6 | Commercial | OR - College | Existing | Water Heating | Natural Gas | Water Heater - Faucet Aerators | A | Standalone Impact on Baseline Winter Peak (%) | Technical Potential | 0 | 0 | 0 | 0 | 0 | 0 | 0 | 0 | 0 | 0 | 0 | 0 | 0 | 0 | 0 | 0 | 0 | 0 | 0 | 0 | 0 | 0 | 0 | 0 | 0 | 0 | 0
F7_Commercial_OR - College_Existing_Water Heating_Natural Gas_Water Heater - Faucet Aerators_A_Technical Potential | F7 | Commercial | OR - College | Existing | Water Heating | Natural Gas | Water Heater - Faucet Aerators | A | Incremental Energy Savings (MWh or mTherms) | Technical Potential | 0 | 0 | 0 | 0 | 0 | 0 | 0 | 0 | 0 | 0 | 0 | 0 | 0 | 0 | 0 | 0 | 0 | 0 | 0 | 0 | 0 | 0 | 0 | 0 | 0 | 0 | 0
F8_Commercial_OR - College_Existing_Water Heating_Natural Gas_Water Heater - Faucet Aerators_A_Technical Potential | F8 | Commercial | OR - College | Existing | Water Heating | Natural Gas | Water Heater - Faucet Aerators | A | Incremental Summer Peak Savings (MW) | Technical Potential | 0 | 0 | 0 | 0 | 0 | 0 | 0 | 0 | 0 | 0 | 0 | 0 | 0 | 0 | 0 | 0 | 0 | 0 | 0 | 0 | 0 | 0 | 0 | 0 | 0 | 0 | 0
F9_Commercial_OR - College_Existing_Water Heating_Natural Gas_Water Heater - Faucet Aerators_A_Technical Potential | F9 | Commercial | OR - College | Existing | Water Heating | Natural Gas | Water Heater - Faucet Aerators | A | Incremental Winter Peak Savings (MW) | Technical Potential | 0 | 0 | 0 | 0 | 0 | 0 | 0 | 0 | 0 | 0 | 0 | 0 | 0 | 0 | 0 | 0 | 0 | 0 | 0 | 0 | 0 | 0 | 0 | 0 | 0 | 0 | 0
F10_Commercial_OR - College_Existing_Water Heating_Natural Gas_Water Heater - Faucet Aerators_A_Technical Potential | F10 | Commercial | OR - College | Existing | Water Heating | Natural Gas | Water Heater - Faucet Aerators | A | Cumulative Energy Savings (MWh or mTherms) | Technical Potential | 0 | 0 | 0 | 0 | 0 | 0 | 0 | 0 | 0 | 0 | 0 | 0 | 0 | 0 | 0 | 0 | 0 | 0 | 0 | 0 | 0 | 0 | 0 | 0 | 0 | 0 | 0
F11_Commercial_OR - College_Existing_Water Heating_Natural Gas_Water Heater - Faucet Aerators_A_Technical Potential | F11 | Commercial | OR - College | Existing | Water Heating | Natural Gas | Water Heater - Faucet Aerators | A | Cumulative Summer Peak Savings (MW) | Technical Potential | 0 | 0 | 0 | 0 | 0 | 0 | 0 | 0 | 0 | 0 | 0 | 0 | 0 | 0 | 0 | 0 | 0 | 0 | 0 | 0 | 0 | 0 | 0 | 0 | 0 | 0 | 0
F12_Commercial_OR - College_Existing_Water Heating_Natural Gas_Water Heater - Faucet Aerators_A_Technical Potential | F12 | Commercial | OR - College | Existing | Water Heating | Natural Gas | Water Heater - Faucet Aerators | A | Cumulative Winter Peak Savings (MW) | Technical Potential | 0 | 0 | 0 | 0 | 0 | 0 | 0 | 0 | 0 | 0 | 0 | 0 | 0 | 0 | 0 | 0 | 0 | 0 | 0 | 0 | 0 | 0 | 0 | 0 | 0 | 0 | 0
F13_Commercial_OR - College_Existing_Water Heating_Natural Gas_Water Heater - Faucet Aerators_A_Technical Potential | F13 | Commercial | OR - College | Existing | Water Heating | Natural Gas | Water Heater - Faucet Aerators | A | Purchases (Incremental) | Technical Potential | 0 | 0 | 0 | 0 | 0 | 0 | 0 | 0 | 0 | 0 | 0 | 0 | 0 | 0 | 0 | 0 | 0 | 0 | 0 | 0 | 0 | 0 | 0 | 0 | 0 | 0 | 0
F14_Commercial_OR - College_Existing_Water Heating_Natural Gas_Water Heater - Faucet Aerators_A_Technical Potential | F14 | Commercial | OR - College | Existing | Water Heating | Natural Gas | Water Heater - Faucet Aerators | A | Purchases (Cumulative) | Technical Potential | 0 | 0 | 0 | 0 | 0 | 0 | 0 | 0 | 0 | 0 | 0 | 0 | 0 | 0 | 0 | 0 | 0 | 0 | 0 | 0 | 0 | 0 | 0 | 0 | 0 | 0 | 0
F1_Commercial_OR - College_Existing_Water Heating_Natural Gas_Water Heater - Low-Flow Showerheads_A_Technical Potential | F1 | Commercial | OR - College | Existing | Water Heating | Natural Gas | Water Heater - Low-Flow Showerheads | A | Original Unit Energy Savings (kWh or therms) | Technical Potential | 0 | 0 | 11.4821 | 11.3022 | 11.1443 | 11.0067 | 10.8883 | 10.7879 | 10.7048 | 10.6383 | 10.5851 | 10.5425 | 10.5085 | 10.4812 | 10.4595 | 10.442 | 10.4281 | 10.4169 | 10.408 | 10.4009 | 10.3951 | 10.3906 | 10.3869 | 10.384 | 10.3817 | 10.3798 | 10.3783
F2_Commercial_OR - College_Existing_Water Heating_Natural Gas_Water Heater - Low-Flow Showerheads_A_Technical Potential | F2 | Commercial | OR - College | Existing | Water Heating | Natural Gas | Water Heater - Low-Flow Showerheads | A | Original Unit Summer Peak Savings (kW) | Technical Potential | 0 | 0 | 0 | 0 | 0 | 0 | 0 | 0 | 0 | 0 | 0 | 0 | 0 | 0 | 0 | 0 | 0 | 0 | 0 | 0 | 0 | 0 | 0 | 0 | 0 | 0 | 0
F3_Commercial_OR - College_Existing_Water Heating_Natural Gas_Water Heater - Low-Flow Showerheads_A_Technical Potential | F3 | Commercial | OR - College | Existing | Water Heating | Natural Gas | Water Heater - Low-Flow Showerheads | A | Original Unit Winter Peak Savings (kW) | Technical Potential | 0 | 0 | 0 | 0 | 0 | 0 | 0 | 0 | 0 | 0 | 0 | 0 | 0 | 0 | 0 | 0 | 0 | 0 | 0 | 0 | 0 | 0 | 0 | 0 | 0 | 0 | 0
F4_Commercial_OR - College_Existing_Water Heating_Natural Gas_Water Heater - Low-Flow Showerheads_A_Technical Potential | F4 | Commercial | OR - College | Existing | Water Heating | Natural Gas | Water Heater - Low-Flow Showerheads | A | Standalone Impact on Baseline Energy (%) | Technical Potential | 0 | 0 | 0 | 0 | 0 | 0 | 0 | 0 | 0 | 0 | 0 | 0 | 0 | 0 | 0 | 0 | 0 | 0 | 0 | 0 | 0 | 0 | 0 | 0 | 0 | 0 | 0
F5_Commercial_OR - College_Existing_Water Heating_Natural Gas_Water Heater - Low-Flow Showerheads_A_Technical Potential | F5 | Commercial | OR - College | Existing | Water Heating | Natural Gas | Water Heater - Low-Flow Showerheads | A | Standalone Impact on Baseline Summer Peak (%) | Technical Potential | 0 | 0 | 0 | 0 | 0 | 0 | 0 | 0 | 0 | 0 | 0 | 0 | 0 | 0 | 0 | 0 | 0 | 0 | 0 | 0 | 0 | 0 | 0 | 0 | 0 | 0 | 0
F6_Commercial_OR - College_Existing_Water Heating_Natural Gas_Water Heater - Low-Flow Showerheads_A_Technical Potential | F6 | Commercial | OR - College | Existing | Water Heating | Natural Gas | Water Heater - Low-Flow Showerheads | A | Standalone Impact on Baseline Winter Peak (%) | Technical Potential | 0 | 0 | 0 | 0 | 0 | 0 | 0 | 0 | 0 | 0 | 0 | 0 | 0 | 0 | 0 | 0 | 0 | 0 | 0 | 0 | 0 | 0 | 0 | 0 | 0 | 0 | 0
F7_Commercial_OR - College_Existing_Water Heating_Natural Gas_Water Heater - Low-Flow Showerheads_A_Technical Potential | F7 | Commercial | OR - College | Existing | Water Heating | Natural Gas | Water Heater - Low-Flow Showerheads | A | Incremental Energy Savings (MWh or mTherms) | Technical Potential | 0 | 0 | 0 | 0 | 0 | 0 | 0 | 0 | 0 | 0 | 0 | 0 | 0 | 0 | 0 | 0 | 0 | 0 | 0 | 0 | 0 | 0 | 0 | 0 | 0 | 0 | 0
F8_Commercial_OR - College_Existing_Water Heating_Natural Gas_Water Heater - Low-Flow Showerheads_A_Technical Potential | F8 | Commercial | OR - College | Existing | Water Heating | Natural Gas | Water Heater - Low-Flow Showerheads | A | Incremental Summer Peak Savings (MW) | Technical Potential | 0 | 0 | 0 | 0 | 0 | 0 | 0 | 0 | 0 | 0 | 0 | 0 | 0 | 0 | 0 | 0 | 0 | 0 | 0 | 0 | 0 | 0 | 0 | 0 | 0 | 0 | 0
F9_Commercial_OR - College_Existing_Water Heating_Natural Gas_Water Heater - Low-Flow Showerheads_A_Technical Potential | F9 | Commercial | OR - College | Existing | Water Heating | Natural Gas | Water Heater - Low-Flow Showerheads | A | Incremental Winter Peak Savings (MW) | Technical Potential | 0 | 0 | 0 | 0 | 0 | 0 | 0 | 0 | 0 | 0 | 0 | 0 | 0 | 0 | 0 | 0 | 0 | 0 | 0 | 0 | 0 | 0 | 0 | 0 | 0 | 0 | 0
F10_Commercial_OR - College_Existing_Water Heating_Natural Gas_Water Heater - Low-Flow Showerheads_A_Technical Potential | F10 | Commercial | OR - College | Existing | Water Heating | Natural Gas | Water Heater - Low-Flow Showerheads | A | Cumulative Energy Savings (MWh or mTherms) | Technical Potential | 0 | 0 | 0 | 0 | 0 | 0 | 0 | 0 | 0 | 0 | 0 | 0 | 0 | 0 | 0 | 0 | 0 | 0 | 0 | 0 | 0 | 0 | 0 | 0 | 0 | 0 | 0
F11_Commercial_OR - College_Existing_Water Heating_Natural Gas_Water Heater - Low-Flow Showerheads_A_Technical Potential | F11 | Commercial | OR - College | Existing | Water Heating | Natural Gas | Water Heater - Low-Flow Showerheads | A | Cumulative Summer Peak Savings (MW) | Technical Potential | 0 | 0 | 0 | 0 | 0 | 0 | 0 | 0 | 0 | 0 | 0 | 0 | 0 | 0 | 0 | 0 | 0 | 0 | 0 | 0 | 0 | 0 | 0 | 0 | 0 | 0 | 0
F12_Commercial_OR - College_Existing_Water Heating_Natural Gas_Water Heater - Low-Flow Showerheads_A_Technical Potential | F12 | Commercial | OR - College | Existing | Water Heating | Natural Gas | Water Heater - Low-Flow Showerheads | A | Cumulative Winter Peak Savings (MW) | Technical Potential | 0 | 0 | 0 | 0 | 0 | 0 | 0 | 0 | 0 | 0 | 0 | 0 | 0 | 0 | 0 | 0 | 0 | 0 | 0 | 0 | 0 | 0 | 0 | 0 | 0 | 0 | 0
F13_Commercial_OR - College_Existing_Water Heating_Natural Gas_Water Heater - Low-Flow Showerheads_A_Technical Potential | F13 | Commercial | OR - College | Existing | Water Heating | Natural Gas | Water Heater - Low-Flow Showerheads | A | Purchases (Incremental) | Technical Potential | 0 | 0 | 0 | 0 | 0 | 0 | 0 | 0 | 0 | 0 | 0 | 0 | 0 | 0 | 0 | 0 | 0 | 0 | 0 | 0 | 0 | 0 | 0 | 0 | 0 | 0 | 0
F14_Commercial_OR - College_Existing_Water Heating_Natural Gas_Water Heater - Low-Flow Showerheads_A_Technical Potential | F14 | Commercial | OR - College | Existing | Water Heating | Natural Gas | Water Heater - Low-Flow Showerheads | A | Purchases (Cumulative) | Technical Potential | 0 | 0 | 0 | 0 | 0 | 0 | 0 | 0 | 0 | 0 | 0 | 0 | 0 | 0 | 0 | 0 | 0 | 0 | 0 | 0 | 0 | 0 | 0 | 0 | 0 | 0 | 0
F1_Commercial_OR - College_Existing_Water Heating_Natural Gas_Water Heater - Tank Blanket/Insulation_A_Technical Potential | F1 | Commercial | OR - College | Existing | Water Heating | Natural Gas | Water Heater - Tank Blanket/Insulation | A | Original Unit Energy Savings (kWh or therms) | Technical Potential | 0 | 0 | 193.4658 | 190.4354 | 187.7747 | 185.4569 | 183.4608 | 181.7694 | 180.3689 | 179.2486 | 178.3523 | 177.6353 | 177.0617 | 176.6028 | 176.2356 | 175.9419 | 175.707 | 175.519 | 175.3686 | 175.2483 | 175.1521 | 175.0751 | 175.0135 | 174.9643 | 174.9248 | 174.8933 | 174.8681
F2_Commercial_OR - College_Existing_Water Heating_Natural Gas_Water Heater - Tank Blanket/Insulation_A_Technical Potential | F2 | Commercial | OR - College | Existing | Water Heating | Natural Gas | Water Heater - Tank Blanket/Insulation | A | Original Unit Summer Peak Savings (kW) | Technical Potential | 0 | 0 | 0 | 0 | 0 | 0 | 0 | 0 | 0 | 0 | 0 | 0 | 0 | 0 | 0 | 0 | 0 | 0 | 0 | 0 | 0 | 0 | 0 | 0 | 0 | 0 | 0
F3_Commercial_OR - College_Existing_Water Heating_Natural Gas_Water Heater - Tank Blanket/Insulation_A_Technical Potential | F3 | Commercial | OR - College | Existing | Water Heating | Natural Gas | Water Heater - Tank Blanket/Insulation | A | Original Unit Winter Peak Savings (kW) | Technical Potential | 0 | 0 | 0 | 0 | 0 | 0 | 0 | 0 | 0 | 0 | 0 | 0 | 0 | 0 | 0 | 0 | 0 | 0 | 0 | 0 | 0 | 0 | 0 | 0 | 0 | 0 | 0
F4_Commercial_OR - College_Existing_Water Heating_Natural Gas_Water Heater - Tank Blanket/Insulation_A_Technical Potential | F4 | Commercial | OR - College | Existing | Water Heating | Natural Gas | Water Heater - Tank Blanket/Insulation | A | Standalone Impact on Baseline Energy (%) | Technical Potential | 0 | 0 | 0.00063054 | 0.0014048 | 0.0023522 | 0.0034519 | 0.0047064 | 0.006173 | 0.0077819 | 0.0094254 | 0.010974 | 0.012306 | 0.013336 | 0.014043 | 0.014466 | 0.014664 | 0.014664 | 0.014664 | 0.014664 | 0.014664 | 0.014664 | 0.014664 | 0.014664 | 0.014664 | 0.014664 | 0.014664 | 0.014664
F5_Commercial_OR - College_Existing_Water Heating_Natural Gas_Water Heater - Tank Blanket/Insulation_A_Technical Potential | F5 | Commercial | OR - College | Existing | Water Heating | Natural Gas | Water Heater - Tank Blanket/Insulation | A | Standalone Impact on Baseline Summer Peak (%) | Technical Potential | 0 | 0 | 0 | 0 | 0 | 0 | 0 | 0 | 0 | 0 | 0 | 0 | 0 | 0 | 0 | 0 | 0 | 0 | 0 | 0 | 0 | 0 | 0 | 0 | 0 | 0 | 0
F6_Commercial_OR - College_Existing_Water Heating_Natural Gas_Water Heater - Tank Blanket/Insulation_A_Technical Potential | F6 | Commercial | OR - College | Existing | Water Heating | Natural Gas | Water Heater - Tank Blanket/Insulation | A | Standalone Impact on Baseline Winter Peak (%) | Technical Potential | 0 | 0 | 0 | 0 | 0 | 0 | 0 | 0 | 0 | 0 | 0 | 0 | 0 | 0 | 0 | 0 | 0 | 0 | 0 | 0 | 0 | 0 | 0 | 0 | 0 | 0 | 0
F7_Commercial_OR - College_Existing_Water Heating_Natural Gas_Water Heater - Tank Blanket/Insulation_A_Technical Potential | F7 | Commercial | OR - College | Existing | Water Heating | Natural Gas | Water Heater - Tank Blanket/Insulation | A | Incremental Energy Savings (MWh or mTherms) | Technical Potential | 0 | 0 | 0.1945 | 0.23508 | 0.28364 | 0.3252 | 0.36694 | 0.42504 | 0.46269 | 0.46973 | 0.44045 | 0.37708 | 0.29086 | 0.19909 | 0.11889 | 0.055438 | 0 | 0 | 0 | 0 | 0 | 0 | 0 | 0 | 0 | 0 | 0
F8_Commercial_OR - College_Existing_Water Heating_Natural Gas_Water Heater - Tank Blanket/Insulation_A_Technical Potential | F8 | Commercial | OR - College | Existing | Water Heating | Natural Gas | Water Heater - Tank Blanket/Insulation | A | Incremental Summer Peak Savings (MW) | Technical Potential | 0 | 0 | 0 | 0 | 0 | 0 | 0 | 0 | 0 | 0 | 0 | 0 | 0 | 0 | 0 | 0 | 0 | 0 | 0 | 0 | 0 | 0 | 0 | 0 | 0 | 0 | 0
F9_Commercial_OR - College_Existing_Water Heating_Natural Gas_Water Heater - Tank Blanket/Insulation_A_Technical Potential | F9 | Commercial | OR - College | Existing | Water Heating | Natural Gas | Water Heater - Tank Blanket/Insulation | A | Incremental Winter Peak Savings (MW) | Technical Potential | 0 | 0 | 0 | 0 | 0 | 0 | 0 | 0 | 0 | 0 | 0 | 0 | 0 | 0 | 0 | 0 | 0 | 0 | 0 | 0 | 0 | 0 | 0 | 0 | 0 | 0 | 0
F10_Commercial_OR - College_Existing_Water Heating_Natural Gas_Water Heater - Tank Blanket/Insulation_A_Technical Potential | F10 | Commercial | OR - College | Existing | Water Heating | Natural Gas | Water Heater - Tank Blanket/Insulation | A | Cumulative Energy Savings (MWh or mTherms) | Technical Potential | 0 | 0 | 0.1945 | 0.42653 | 0.70422 | 1.0207 | 1.3767 | 1.789 | 2.2379 | 2.6938 | 3.1208 | 3.4853 | 3.7649 | 3.9542 | 4.0649 | 4.1136 | 4.1081 | 4.1037 | 4.1002 | 4.0974 | 4.0951 | 4.0933 | 4.0919 | 4.0907 | 4.0898 | 4.0891 | 4.0885
F11_Commercial_OR - College_Existing_Water Heating_Natural Gas_Water Heater - Tank Blanket/Insulation_A_Technical Potential | F11 | Commercial | OR - College | Existing | Water Heating | Natural Gas | Water Heater - Tank Blanket/Insulation | A | Cumulative Summer Peak Savings (MW) | Technical Potential | 0 | 0 | 0 | 0 | 0 | 0 | 0 | 0 | 0 | 0 | 0 | 0 | 0 | 0 | 0 | 0 | 0 | 0 | 0 | 0 | 0 | 0 | 0 | 0 | 0 | 0 | 0
F12_Commercial_OR - College_Existing_Water Heating_Natural Gas_Water Heater - Tank Blanket/Insulation_A_Technical Potential | F12 | Commercial | OR - College | Existing | Water Heating | Natural Gas | Water Heater - Tank Blanket/Insulation | A | Cumulative Winter Peak Savings (MW) | Technical Potential | 0 | 0 | 0 | 0 | 0 | 0 | 0 | 0 | 0 | 0 | 0 | 0 | 0 | 0 | 0 | 0 | 0 | 0 | 0 | 0 | 0 | 0 | 0 | 0 | 0 | 0 | 0
F13_Commercial_OR - College_Existing_Water Heating_Natural Gas_Water Heater - Tank Blanket/Insulation_A_Technical Potential | F13 | Commercial | OR - College | Existing | Water Heating | Natural Gas | Water Heater - Tank Blanket/Insulation | A | Purchases (Incremental) | Technical Potential | 0 | 0 | 1.0054 | 1.2344 | 1.5106 | 1.7535 | 2.0001 | 2.3384 | 2.5652 | 2.6206 | 2.4696 | 2.1228 | 1.6427 | 1.1274 | 0.67462 | 0.31509 | 0 | 0 | 0 | 0 | 0 | 0 | 0 | 0 | 0 | 0 | 0
F14_Commercial_OR - College_Existing_Water Heating_Natural Gas_Water Heater - Tank Blanket/Insulation_A_Technical Potential | F14 | Commercial | OR - College | Existing | Water Heating | Natural Gas | Water Heater - Tank Blanket/Insulation | A | Purchases (Cumulative) | Technical Potential | 0 | 0 | 1.0054 | 2.2398 | 3.7503 | 5.5038 | 7.504 | 9.8423 | 12.4076 | 15.0281 | 17.4977 | 19.6205 | 21.2632 | 22.3906 | 23.0652 | 23.3803 | 23.3803 | 23.3803 | 23.3803 | 23.3803 | 23.3803 | 23.3803 | 23.3803 | 23.3803 | 23.3803 | 23.3803 | 23.3803
F1_Commercial_OR - College_Existing_Water Heating_Natural Gas_Water Heater - Drainwater Heat Recovery_A_Technical Potential | F1 | Commercial | OR - College | Existing | Water Heating | Natural Gas | Water Heater - Drainwater Heat Recovery | A | Original Unit Energy Savings (kWh or therms) | Technical Potential | 0 | 0 | 26.6357 | 26.2185 | 25.8522 | 25.5331 | 25.2583 | 25.0254 | 24.8326 | 24.6783 | 24.5549 | 24.4562 | 24.3772 | 24.3141 | 24.2635 | 24.2231 | 24.1907 | 24.1649 | 24.1442 | 24.1276 | 24.1143 | 24.1037 | 24.0953 | 24.0885 | 24.0831 | 24.0787 | 24.0752
F2_Commercial_OR - College_Existing_Water Heating_Natural Gas_Water Heater - Drainwater Heat Recovery_A_Technical Potential | F2 | Commercial | OR - College | Existing | Water Heating | Natural Gas | Water Heater - Drainwater Heat Recovery | A | Original Unit Summer Peak Savings (kW) | Technical Potential | 0 | 0 | 0 | 0 | 0 | 0 | 0 | 0 | 0 | 0 | 0 | 0 | 0 | 0 | 0 | 0 | 0 | 0 | 0 | 0 | 0 | 0 | 0 | 0 | 0 | 0 | 0
F3_Commercial_OR - College_Existing_Water Heating_Natural Gas_Water Heater - Drainwater Heat Recovery_A_Technical Potential | F3 | Commercial | OR - College | Existing | Water Heating | Natural Gas | Water Heater - Drainwater Heat Recovery | A | Original Unit Winter Peak Savings (kW) | Technical Potential | 0 | 0 | 0 | 0 | 0 | 0 | 0 | 0 | 0 | 0 | 0 | 0 | 0 | 0 | 0 | 0 | 0 | 0 | 0 | 0 | 0 | 0 | 0 | 0 | 0 | 0 | 0
F4_Commercial_OR - College_Existing_Water Heating_Natural Gas_Water Heater - Drainwater Heat Recovery_A_Technical Potential | F4 | Commercial | OR - College | Existing | Water Heating | Natural Gas | Water Heater - Drainwater Heat Recovery | A | Standalone Impact on Baseline Energy (%) | Technical Potential | 0 | 0 | 0 | 0 | 0 | 0 | 0 | 0 | 0 | 0 | 0 | 0 | 0 | 0 | 0 | 0 | 0 | 0 | 0 | 0 | 0 | 0 | 0 | 0 | 0 | 0 | 0
F5_Commercial_OR - College_Existing_Water Heating_Natural Gas_Water Heater - Drainwater Heat Recovery_A_Technical Potential | F5 | Commercial | OR - College | Existing | Water Heating | Natural Gas | Water Heater - Drainwater Heat Recovery | A | Standalone Impact on Baseline Summer Peak (%) | Technical Potential | 0 | 0 | 0 | 0 | 0 | 0 | 0 | 0 | 0 | 0 | 0 | 0 | 0 | 0 | 0 | 0 | 0 | 0 | 0 | 0 | 0 | 0 | 0 | 0 | 0 | 0 | 0
F6_Commercial_OR - College_Existing_Water Heating_Natural Gas_Water Heater - Drainwater Heat Recovery_A_Technical Potential | F6 | Commercial | OR - College | Existing | Water Heating | Natural Gas | Water Heater - Drainwater Heat Recovery | A | Standalone Impact on Baseline Winter Peak (%) | Technical Potential | 0 | 0 | 0 | 0 | 0 | 0 | 0 | 0 | 0 | 0 | 0 | 0 | 0 | 0 | 0 | 0 | 0 | 0 | 0 | 0 | 0 | 0 | 0 | 0 | 0 | 0 | 0
F7_Commercial_OR - College_Existing_Water Heating_Natural Gas_Water Heater - Drainwater Heat Recovery_A_Technical Potential | F7 | Commercial | OR - College | Existing | Water Heating | Natural Gas | Water Heater - Drainwater Heat Recovery | A | Incremental Energy Savings (MWh or mTherms) | Technical Potential | 0 | 0 | 0 | 0 | 0 | 0 | 0 | 0 | 0 | 0 | 0 | 0 | 0 | 0 | 0 | 0 | 0 | 0 | 0 | 0 | 0 | 0 | 0 | 0 | 0 | 0 | 0
F8_Commercial_OR - College_Existing_Water Heating_Natural Gas_Water Heater - Drainwater Heat Recovery_A_Technical Potential | F8 | Commercial | OR - College | Existing | Water Heating | Natural Gas | Water Heater - Drainwater Heat Recovery | A | Incremental Summer Peak Savings (MW) | Technical Potential | 0 | 0 | 0 | 0 | 0 | 0 | 0 | 0 | 0 | 0 | 0 | 0 | 0 | 0 | 0 | 0 | 0 | 0 | 0 | 0 | 0 | 0 | 0 | 0 | 0 | 0 | 0
F9_Commercial_OR - College_Existing_Water Heating_Natural Gas_Water Heater - Drainwater Heat Recovery_A_Technical Potential | F9 | Commercial | OR - College | Existing | Water Heating | Natural Gas | Water Heater - Drainwater Heat Recovery | A | Incremental Winter Peak Savings (MW) | Technical Potential | 0 | 0 | 0 | 0 | 0 | 0 | 0 | 0 | 0 | 0 | 0 | 0 | 0 | 0 | 0 | 0 | 0 | 0 | 0 | 0 | 0 | 0 | 0 | 0 | 0 | 0 | 0
F10_Commercial_OR - College_Existing_Water Heating_Natural Gas_Water Heater - Drainwater Heat Recovery_A_Technical Potential | F10 | Commercial | OR - College | Existing | Water Heating | Natural Gas | Water Heater - Drainwater Heat Recovery | A | Cumulative Energy Savings (MWh or mTherms) | Technical Potential | 0 | 0 | 0 | 0 | 0 | 0 | 0 | 0 | 0 | 0 | 0 | 0 | 0 | 0 | 0 | 0 | 0 | 0 | 0 | 0 | 0 | 0 | 0 | 0 | 0 | 0 | 0
F11_Commercial_OR - College_Existing_Water Heating_Natural Gas_Water Heater - Drainwater Heat Recovery_A_Technical Potential | F11 | Commercial | OR - College | Existing | Water Heating | Natural Gas | Water Heater - Drainwater Heat Recovery | A | Cumulative Summer Peak Savings (MW) | Technical Potential | 0 | 0 | 0 | 0 | 0 | 0 | 0 | 0 | 0 | 0 | 0 | 0 | 0 | 0 | 0 | 0 | 0 | 0 | 0 | 0 | 0 | 0 | 0 | 0 | 0 | 0 | 0
F12_Commercial_OR - College_Existing_Water Heating_Natural Gas_Water Heater - Drainwater Heat Recovery_A_Technical Potential | F12 | Commercial | OR - College | Existing | Water Heating | Natural Gas | Water Heater - Drainwater Heat Recovery | A | Cumulative Winter Peak Savings (MW) | Technical Potential | 0 | 0 | 0 | 0 | 0 | 0 | 0 | 0 | 0 | 0 | 0 | 0 | 0 | 0 | 0 | 0 | 0 | 0 | 0 | 0 | 0 | 0 | 0 | 0 | 0 | 0 | 0
F13_Commercial_OR - College_Existing_Water Heating_Natural Gas_Water Heater - Drainwater Heat Recovery_A_Technical Potential | F13 | Commercial | OR - College | Existing | Water Heating | Natural Gas | Water Heater - Drainwater Heat Recovery | A | Purchases (Incremental) | Technical Potential | 0 | 0 | 0 | 0 | 0 | 0 | 0 | 0 | 0 | 0 | 0 | 0 | 0 | 0 | 0 | 0 | 0 | 0 | 0 | 0 | 0 | 0 | 0 | 0 | 0 | 0 | 0
F14_Commercial_OR - College_Existing_Water Heating_Natural Gas_Water Heater - Drainwater Heat Recovery_A_Technical Potential | F14 | Commercial | OR - College | Existing | Water Heating | Natural Gas | Water Heater - Drainwater Heat Recovery | A | Purchases (Cumulative) | Technical Potential | 0 | 0 | 0 | 0 | 0 | 0 | 0 | 0 | 0 | 0 | 0 | 0 | 0 | 0 | 0 | 0 | 0 | 0 | 0 | 0 | 0 | 0 | 0 | 0 | 0 | 0 | 0
F1_Commercial_OR - College_Existing_Water Heating_Natural Gas_Water Heater - Circulation Pump Controls_A_Technical Potential | F1 | Commercial | OR - College | Existing | Water Heating | Natural Gas | Water Heater - Circulation Pump Controls | A | Original Unit Energy Savings (kWh or therms) | Technical Potential | 0 | 0 | 1398.547 | 1376.6408 | 1357.4064 | 1340.6516 | 1326.2221 | 1313.9948 | 1303.8711 | 1295.7721 | 1289.2929 | 1284.1096 | 1279.9629 | 1276.6456 | 1273.9917 | 1271.8687 | 1270.1702 | 1268.8114 | 1267.7244 | 1266.8548 | 1266.1591 | 1265.6025 | 1265.1573 | 1264.8011 | 1264.5161 | 1264.2881 | 1264.1058
F2_Commercial_OR - College_Existing_Water Heating_Natural Gas_Water Heater - Circulation Pump Controls_A_Technical Potential | F2 | Commercial | OR - College | Existing | Water Heating | Natural Gas | Water Heater - Circulation Pump Controls | A | Original Unit Summer Peak Savings (kW) | Technical Potential | 0 | 0 | 0 | 0 | 0 | 0 | 0 | 0 | 0 | 0 | 0 | 0 | 0 | 0 | 0 | 0 | 0 | 0 | 0 | 0 | 0 | 0 | 0 | 0 | 0 | 0 | 0
F3_Commercial_OR - College_Existing_Water Heating_Natural Gas_Water Heater - Circulation Pump Controls_A_Technical Potential | F3 | Commercial | OR - College | Existing | Water Heating | Natural Gas | Water Heater - Circulation Pump Controls | A | Original Unit Winter Peak Savings (kW) | Technical Potential | 0 | 0 | 0 | 0 | 0 | 0 | 0 | 0 | 0 | 0 | 0 | 0 | 0 | 0 | 0 | 0 | 0 | 0 | 0 | 0 | 0 | 0 | 0 | 0 | 0 | 0 | 0
F4_Commercial_OR - College_Existing_Water Heating_Natural Gas_Water Heater - Circulation Pump Controls_A_Technical Potential | F4 | Commercial | OR - College | Existing | Water Heating | Natural Gas | Water Heater - Circulation Pump Controls | A | Standalone Impact on Baseline Energy (%) | Technical Potential | 0 | 0 | 0.0016463 | 0.0036677 | 0.0061413 | 0.0090127 | 0.012288 | 0.016117 | 0.020318 | 0.024609 | 0.028653 | 0.032129 | 0.034819 | 0.036665 | 0.036665 | 0.036665 | 0.036665 | 0.036665 | 0.036665 | 0.036665 | 0.036665 | 0.036665 | 0.036665 | 0.036665 | 0.036665 | 0.036665 | 0.036665
F5_Commercial_OR - College_Existing_Water Heating_Natural Gas_Water Heater - Circulation Pump Controls_A_Technical Potential | F5 | Commercial | OR - College | Existing | Water Heating | Natural Gas | Water Heater - Circulation Pump Controls | A | Standalone Impact on Baseline Summer Peak (%) | Technical Potential | 0 | 0 | 0 | 0 | 0 | 0 | 0 | 0 | 0 | 0 | 0 | 0 | 0 | 0 | 0 | 0 | 0 | 0 | 0 | 0 | 0 | 0 | 0 | 0 | 0 | 0 | 0
F6_Commercial_OR - College_Existing_Water Heating_Natural Gas_Water Heater - Circulation Pump Controls_A_Technical Potential | F6 | Commercial | OR - College | Existing | Water Heating | Natural Gas | Water Heater - Circulation Pump Controls | A | Standalone Impact on Baseline Winter Peak (%) | Technical Potential | 0 | 0 | 0 | 0 | 0 | 0 | 0 | 0 | 0 | 0 | 0 | 0 | 0 | 0 | 0 | 0 | 0 | 0 | 0 | 0 | 0 | 0 | 0 | 0 | 0 | 0 | 0
F7_Commercial_OR - College_Existing_Water Heating_Natural Gas_Water Heater - Circulation Pump Controls_A_Technical Potential | F7 | Commercial | OR - College | Existing | Water Heating | Natural Gas | Water Heater - Circulation Pump Controls | A | Incremental Energy Savings (MWh or mTherms) | Technical Potential | 0 | 0 | 0.50783 | 0.61376 | 0.74057 | 0.84908 | 0.95806 | 1.1098 | 1.208 | 1.2264 | 1.15 | 0.98454 | 0.75942 | 0.51982 | 0 | 0 | 0 | 0 | 0 | 0 | 0 | 0 | 0 | 0 | 0 | 0 | 0
F8_Commercial_OR - College_Existing_Water Heating_Natural Gas_Water Heater - Circulation Pump Controls_A_Technical Potential | F8 | Commercial | OR - College | Existing | Water Heating | Natural Gas | Water Heater - Circulation Pump Controls | A | Incremental Summer Peak Savings (MW) | Technical Potential | 0 | 0 | 0 | 0 | 0 | 0 | 0 | 0 | 0 | 0 | 0 | 0 | 0 | 0 | 0 | 0 | 0 | 0 | 0 | 0 | 0 | 0 | 0 | 0 | 0 | 0 | 0
F9_Commercial_OR - College_Existing_Water Heating_Natural Gas_Water Heater - Circulation Pump Controls_A_Technical Potential | F9 | Commercial | OR - College | Existing | Water Heating | Natural Gas | Water Heater - Circulation Pump Controls | A | Incremental Winter Peak Savings (MW) | Technical Potential | 0 | 0 | 0 | 0 | 0 | 0 | 0 | 0 | 0 | 0 | 0 | 0 | 0 | 0 | 0 | 0 | 0 | 0 | 0 | 0 | 0 | 0 | 0 | 0 | 0 | 0 | 0
F10_Commercial_OR - College_Existing_Water Heating_Natural Gas_Water Heater - Circulation Pump Controls_A_Technical Potential | F10 | Commercial | OR - College | Existing | Water Heating | Natural Gas | Water Heater - Circulation Pump Controls | A | Cumulative Energy Savings (MWh or mTherms) | Technical Potential | 0 | 0 | 0.50783 | 1.1136 | 1.8386 | 2.665 | 3.5944 | 4.671 | 5.8431 | 7.0332 | 8.148 | 9.0998 | 9.8298 | 10.3242 | 10.3027 | 10.2855 | 10.2718 | 10.2608 | 10.252 | 10.245 | 10.2394 | 10.2349 | 10.2313 | 10.2284 | 10.2261 | 10.2242 | 10.2228
F11_Commercial_OR - College_Existing_Water Heating_Natural Gas_Water Heater - Circulation Pump Controls_A_Technical Potential | F11 | Commercial | OR - College | Existing | Water Heating | Natural Gas | Water Heater - Circulation Pump Controls | A | Cumulative Summer Peak Savings (MW) | Technical Potential | 0 | 0 | 0 | 0 | 0 | 0 | 0 | 0 | 0 | 0 | 0 | 0 | 0 | 0 | 0 | 0 | 0 | 0 | 0 | 0 | 0 | 0 | 0 | 0 | 0 | 0 | 0
F12_Commercial_OR - College_Existing_Water Heating_Natural Gas_Water Heater - Circulation Pump Controls_A_Technical Potential | F12 | Commercial | OR - College | Existing | Water Heating | Natural Gas | Water Heater - Circulation Pump Controls | A | Cumulative Winter Peak Savings (MW) | Technical Potential | 0 | 0 | 0 | 0 | 0 | 0 | 0 | 0 | 0 | 0 | 0 | 0 | 0 | 0 | 0 | 0 | 0 | 0 | 0 | 0 | 0 | 0 | 0 | 0 | 0 | 0 | 0
F13_Commercial_OR - College_Existing_Water Heating_Natural Gas_Water Heater - Circulation Pump Controls_A_Technical Potential | F13 | Commercial | OR - College | Existing | Water Heating | Natural Gas | Water Heater - Circulation Pump Controls | A | Purchases (Incremental) | Technical Potential | 0 | 0 | 0.36311 | 0.44584 | 0.54558 | 0.63333 | 0.72239 | 0.84457 | 0.9265 | 0.94649 | 0.89195 | 0.76671 | 0.59331 | 0.40718 | 0 | 0 | 0 | 0 | 0 | 0 | 0 | 0 | 0 | 0 | 0 | 0 | 0
F14_Commercial_OR - College_Existing_Water Heating_Natural Gas_Water Heater - Circulation Pump Controls_A_Technical Potential | F14 | Commercial | OR - College | Existing | Water Heating | Natural Gas | Water Heater - Circulation Pump Controls | A | Purchases (Cumulative) | Technical Potential | 0 | 0 | 0.36311 | 0.80895 | 1.3545 | 1.9879 | 2.7103 | 3.5548 | 4.4813 | 5.4278 | 6.3198 | 7.0865 | 7.6798 | 8.087 | 8.087 | 8.087 | 8.087 | 8.087 | 8.087 | 8.087 | 8.087 | 8.087 | 8.087 | 8.087 | 8.087 | 8.087 | 8.087
F1_Commercial_OR - College_Existing_Water Heating_Natural Gas_Water Heater - Pipe Insulation_A_Technical Potential | F1 | Commercial | OR - College | Existing | Water Heating | Natural Gas | Water Heater - Pipe Insulation | A | Original Unit Energy Savings (kWh or therms) | Technical Potential | 0 | 0 | 4.8372 | 4.7614 | 4.6949 | 4.637 | 4.587 | 4.5448 | 4.5097 | 4.4817 | 4.4593 | 4.4414 | 4.4271 | 4.4156 | 4.4064 | 4.3991 | 4.3932 | 4.3885 | 4.3847 | 4.3817 | 4.3793 | 4.3774 | 4.3758 | 4.3746 | 4.3736 | 4.3728 | 4.3722
F2_Commercial_OR - College_Existing_Water Heating_Natural Gas_Water Heater - Pipe Insulation_A_Technical Potential | F2 | Commercial | OR - College | Existing | Water Heating | Natural Gas | Water Heater - Pipe Insulation | A | Original Unit Summer Peak Savings (kW) | Technical Potential | 0 | 0 | 0 | 0 | 0 | 0 | 0 | 0 | 0 | 0 | 0 | 0 | 0 | 0 | 0 | 0 | 0 | 0 | 0 | 0 | 0 | 0 | 0 | 0 | 0 | 0 | 0
F3_Commercial_OR - College_Existing_Water Heating_Natural Gas_Water Heater - Pipe Insulation_A_Technical Potential | F3 | Commercial | OR - College | Existing | Water Heating | Natural Gas | Water Heater - Pipe Insulation | A | Original Unit Winter Peak Savings (kW) | Technical Potential | 0 | 0 | 0 | 0 | 0 | 0 | 0 | 0 | 0 | 0 | 0 | 0 | 0 | 0 | 0 | 0 | 0 | 0 | 0 | 0 | 0 | 0 | 0 | 0 | 0 | 0 | 0
F4_Commercial_OR - College_Existing_Water Heating_Natural Gas_Water Heater - Pipe Insulation_A_Technical Potential | F4 | Commercial | OR - College | Existing | Water Heating | Natural Gas | Water Heater - Pipe Insulation | A | Standalone Impact on Baseline Energy (%) | Technical Potential | 0 | 0 | 0.00020548 | 0.00045777 | 0.0007665 | 0.0011249 | 0.0015337 | 0.0020116 | 0.0025359 | 0.0030715 | 0.0035762 | 0.0040101 | 0.0043458 | 0.0045762 | 0.0047141 | 0.0047785 | 0.0047785 | 0.0047785 | 0.0047785 | 0.0047785 | 0.0047785 | 0.0047785 | 0.0047785 | 0.0047785 | 0.0047785 | 0.0047785 | 0.0047785
F5_Commercial_OR - College_Existing_Water Heating_Natural Gas_Water Heater - Pipe Insulation_A_Technical Potential | F5 | Commercial | OR - College | Existing | Water Heating | Natural Gas | Water Heater - Pipe Insulation | A | Standalone Impact on Baseline Summer Peak (%) | Technical Potential | 0 | 0 | 0 | 0 | 0 | 0 | 0 | 0 | 0 | 0 | 0 | 0 | 0 | 0 | 0 | 0 | 0 | 0 | 0 | 0 | 0 | 0 | 0 | 0 | 0 | 0 | 0
F6_Commercial_OR - College_Existing_Water Heating_Natural Gas_Water Heater - Pipe Insulation_A_Technical Potential | F6 | Commercial | OR - College | Existing | Water Heating | Natural Gas | Water Heater - Pipe Insulation | A | Standalone Impact on Baseline Winter Peak (%) | Technical Potential | 0 | 0 | 0 | 0 | 0 | 0 | 0 | 0 | 0 | 0 | 0 | 0 | 0 | 0 | 0 | 0 | 0 | 0 | 0 | 0 | 0 | 0 | 0 | 0 | 0 | 0 | 0
F7_Commercial_OR - College_Existing_Water Heating_Natural Gas_Water Heater - Pipe Insulation_A_Technical Potential | F7 | Commercial | OR - College | Existing | Water Heating | Natural Gas | Water Heater - Pipe Insulation | A | Incremental Energy Savings (MWh or mTherms) | Technical Potential | 0 | 0 | 0.063383 | 0.076605 | 0.092432 | 0.10597 | 0.11958 | 0.13851 | 0.15078 | 0.15307 | 0.14353 | 0.12288 | 0.094784 | 0.064879 | 0.038744 | 0.018066 | 0 | 0 | 0 | 0 | 0 | 0 | 0 | 0 | 0 | 0 | 0
F8_Commercial_OR - College_Existing_Water Heating_Natural Gas_Water Heater - Pipe Insulation_A_Technical Potential | F8 | Commercial | OR - College | Existing | Water Heating | Natural Gas | Water Heater - Pipe Insulation | A | Incremental Summer Peak Savings (MW) | Technical Potential | 0 | 0 | 0 | 0 | 0 | 0 | 0 | 0 | 0 | 0 | 0 | 0 | 0 | 0 | 0 | 0 | 0 | 0 | 0 | 0 | 0 | 0 | 0 | 0 | 0 | 0 | 0
F9_Commercial_OR - College_Existing_Water Heating_Natural Gas_Water Heater - Pipe Insulation_A_Technical Potential | F9 | Commercial | OR - College | Existing | Water Heating | Natural Gas | Water Heater - Pipe Insulation | A | Incremental Winter Peak Savings (MW) | Technical Potential | 0 | 0 | 0 | 0 | 0 | 0 | 0 | 0 | 0 | 0 | 0 | 0 | 0 | 0 | 0 | 0 | 0 | 0 | 0 | 0 | 0 | 0 | 0 | 0 | 0 | 0 | 0
F10_Commercial_OR - College_Existing_Water Heating_Natural Gas_Water Heater - Pipe Insulation_A_Technical Potential | F10 | Commercial | OR - College | Existing | Water Heating | Natural Gas | Water Heater - Pipe Insulation | A | Cumulative Energy Savings (MWh or mTherms) | Technical Potential | 0 | 0 | 0.063383 | 0.13899 | 0.22948 | 0.33263 | 0.44862 | 0.583 | 0.72928 | 0.87782 | 1.017 | 1.1358 | 1.2269 | 1.2886 | 1.3246 | 1.3405 | 1.3387 | 1.3373 | 1.3361 | 1.3352 | 1.3345 | 1.3339 | 1.3334 | 1.3331 | 1.3327 | 1.3325 | 1.3323
F11_Commercial_OR - College_Existing_Water Heating_Natural Gas_Water Heater - Pipe Insulation_A_Technical Potential | F11 | Commercial | OR - College | Existing | Water Heating | Natural Gas | Water Heater - Pipe Insulation | A | Cumulative Summer Peak Savings (MW) | Technical Potential | 0 | 0 | 0 | 0 | 0 | 0 | 0 | 0 | 0 | 0 | 0 | 0 | 0 | 0 | 0 | 0 | 0 | 0 | 0 | 0 | 0 | 0 | 0 | 0 | 0 | 0 | 0
F12_Commercial_OR - College_Existing_Water Heating_Natural Gas_Water Heater - Pipe Insulation_A_Technical Potential | F12 | Commercial | OR - College | Existing | Water Heating | Natural Gas | Water Heater - Pipe Insulation | A | Cumulative Winter Peak Savings (MW) | Technical Potential | 0 | 0 | 0 | 0 | 0 | 0 | 0 | 0 | 0 | 0 | 0 | 0 | 0 | 0 | 0 | 0 | 0 | 0 | 0 | 0 | 0 | 0 | 0 | 0 | 0 | 0 | 0
F13_Commercial_OR - College_Existing_Water Heating_Natural Gas_Water Heater - Pipe Insulation_A_Technical Potential | F13 | Commercial | OR - College | Existing | Water Heating | Natural Gas | Water Heater - Pipe Insulation | A | Purchases (Incremental) | Technical Potential | 0 | 0 | 13.1031 | 16.0886 | 19.6877 | 22.8543 | 26.0683 | 30.4769 | 33.4337 | 34.1548 | 32.1868 | 27.6673 | 21.4101 | 14.6933 | 8.7926 | 4.1067 | 0 | 0 | 0 | 0 | 0 | 0 | 0 | 0 | 0 | 0 | 0
F14_Commercial_OR - College_Existing_Water Heating_Natural Gas_Water Heater - Pipe Insulation_A_Technical Potential | F14 | Commercial | OR - College | Existing | Water Heating | Natural Gas | Water Heater - Pipe Insulation | A | Purchases (Cumulative) | Technical Potential | 0 | 0 | 13.1031 | 29.1917 | 48.8794 | 71.7338 | 97.802 | 128.2789 | 161.7126 | 195.8674 | 228.0543 | 255.7216 | 277.1317 | 291.825 | 300.6176 | 304.7243 | 304.7243 | 304.7243 | 304.7243 | 304.7243 | 304.7243 | 304.7243 | 304.7243 | 304.7243 | 304.7243 | 304.7243 | 304.7243
F1_Commercial_OR - College_Existing_Water Heating_Natural Gas_Water Heater - Motion Control Faucet_A_Technical Potential | F1 | Commercial | OR - College | Existing | Water Heating | Natural Gas | Water Heater - Motion Control Faucet | A | Original Unit Energy Savings (kWh or therms) | Technical Potential | 0 | 0 | 0 | 0 | 0 | 0 | 0 | 0 | 0 | 0 | 0 | 0 | 0 | 0 | 0 | 0 | 0 | 0 | 0 | 0 | 0 | 0 | 0 | 0 | 0 | 0 | 0
F2_Commercial_OR - College_Existing_Water Heating_Natural Gas_Water Heater - Motion Control Faucet_A_Technical Potential | F2 | Commercial | OR - College | Existing | Water Heating | Natural Gas | Water Heater - Motion Control Faucet | A | Original Unit Summer Peak Savings (kW) | Technical Potential | 0 | 0 | 0 | 0 | 0 | 0 | 0 | 0 | 0 | 0 | 0 | 0 | 0 | 0 | 0 | 0 | 0 | 0 | 0 | 0 | 0 | 0 | 0 | 0 | 0 | 0 | 0
F3_Commercial_OR - College_Existing_Water Heating_Natural Gas_Water Heater - Motion Control Faucet_A_Technical Potential | F3 | Commercial | OR - College | Existing | Water Heating | Natural Gas | Water Heater - Motion Control Faucet | A | Original Unit Winter Peak Savings (kW) | Technical Potential | 0 | 0 | 0 | 0 | 0 | 0 | 0 | 0 | 0 | 0 | 0 | 0 | 0 | 0 | 0 | 0 | 0 | 0 | 0 | 0 | 0 | 0 | 0 | 0 | 0 | 0 | 0
F4_Commercial_OR - College_Existing_Water Heating_Natural Gas_Water Heater - Motion Control Faucet_A_Technical Potential | F4 | Commercial | OR - College | Existing | Water Heating | Natural Gas | Water Heater - Motion Control Faucet | A | Standalone Impact on Baseline Energy (%) | Technical Potential | 0 | 0 | 0 | 0 | 0 | 0 | 0 | 0 | 0 | 0 | 0 | 0 | 0 | 0 | 0 | 0 | 0 | 0 | 0 | 0 | 0 | 0 | 0 | 0 | 0 | 0 | 0
F5_Commercial_OR - College_Existing_Water Heating_Natural Gas_Water Heater - Motion Control Faucet_A_Technical Potential | F5 | Commercial | OR - College | Existing | Water Heating | Natural Gas | Water Heater - Motion Control Faucet | A | Standalone Impact on Baseline Summer Peak (%) | Technical Potential | 0 | 0 | 0 | 0 | 0 | 0 | 0 | 0 | 0 | 0 | 0 | 0 | 0 | 0 | 0 | 0 | 0 | 0 | 0 | 0 | 0 | 0 | 0 | 0 | 0 | 0 | 0
F6_Commercial_OR - College_Existing_Water Heating_Natural Gas_Water Heater - Motion Control Faucet_A_Technical Potential | F6 | Commercial | OR - College | Existing | Water Heating | Natural Gas | Water Heater - Motion Control Faucet | A | Standalone Impact on Baseline Winter Peak (%) | Technical Potential | 0 | 0 | 0 | 0 | 0 | 0 | 0 | 0 | 0 | 0 | 0 | 0 | 0 | 0 | 0 | 0 | 0 | 0 | 0 | 0 | 0 | 0 | 0 | 0 | 0 | 0 | 0
F7_Commercial_OR - College_Existing_Water Heating_Natural Gas_Water Heater - Motion Control Faucet_A_Technical Potential | F7 | Commercial | OR - College | Existing | Water Heating | Natural Gas | Water Heater - Motion Control Faucet | A | Incremental Energy Savings (MWh or mTherms) | Technical Potential | 0 | 0 | 0 | 0 | 0 | 0 | 0 | 0 | 0 | 0 | 0 | 0 | 0 | 0 | 0 | 0 | 0 | 0 | 0 | 0 | 0 | 0 | 0 | 0 | 0 | 0 | 0
F8_Commercial_OR - College_Existing_Water Heating_Natural Gas_Water Heater - Motion Control Faucet_A_Technical Potential | F8 | Commercial | OR - College | Existing | Water Heating | Natural Gas | Water Heater - Motion Control Faucet | A | Incremental Summer Peak Savings (MW) | Technical Potential | 0 | 0 | 0 | 0 | 0 | 0 | 0 | 0 | 0 | 0 | 0 | 0 | 0 | 0 | 0 | 0 | 0 | 0 | 0 | 0 | 0 | 0 | 0 | 0 | 0 | 0 | 0
F9_Commercial_OR - College_Existing_Water Heating_Natural Gas_Water Heater - Motion Control Faucet_A_Technical Potential | F9 | Commercial | OR - College | Existing | Water Heating | Natural Gas | Water Heater - Motion Control Faucet | A | Incremental Winter Peak Savings (MW) | Technical Potential | 0 | 0 | 0 | 0 | 0 | 0 | 0 | 0 | 0 | 0 | 0 | 0 | 0 | 0 | 0 | 0 | 0 | 0 | 0 | 0 | 0 | 0 | 0 | 0 | 0 | 0 | 0
F10_Commercial_OR - College_Existing_Water Heating_Natural Gas_Water Heater - Motion Control Faucet_A_Technical Potential | F10 | Commercial | OR - College | Existing | Water Heating | Natural Gas | Water Heater - Motion Control Faucet | A | Cumulative Energy Savings (MWh or mTherms) | Technical Potential | 0 | 0 | 0 | 0 | 0 | 0 | 0 | 0 | 0 | 0 | 0 | 0 | 0 | 0 | 0 | 0 | 0 | 0 | 0 | 0 | 0 | 0 | 0 | 0 | 0 | 0 | 0
F11_Commercial_OR - College_Existing_Water Heating_Natural Gas_Water Heater - Motion Control Faucet_A_Technical Potential | F11 | Commercial | OR - College | Existing | Water Heating | Natural Gas | Water Heater - Motion Control Faucet | A | Cumulative Summer Peak Savings (MW) | Technical Potential | 0 | 0 | 0 | 0 | 0 | 0 | 0 | 0 | 0 | 0 | 0 | 0 | 0 | 0 | 0 | 0 | 0 | 0 | 0 | 0 | 0 | 0 | 0 | 0 | 0 | 0 | 0
F12_Commercial_OR - College_Existing_Water Heating_Natural Gas_Water Heater - Motion Control Faucet_A_Technical Potential | F12 | Commercial | OR - College | Existing | Water Heating | Natural Gas | Water Heater - Motion Control Faucet | A | Cumulative Winter Peak Savings (MW) | Technical Potential | 0 | 0 | 0 | 0 | 0 | 0 | 0 | 0 | 0 | 0 | 0 | 0 | 0 | 0 | 0 | 0 | 0 | 0 | 0 | 0 | 0 | 0 | 0 | 0 | 0 | 0 | 0
F13_Commercial_OR - College_Existing_Water Heating_Natural Gas_Water Heater - Motion Control Faucet_A_Technical Potential | F13 | Commercial | OR - College | Existing | Water Heating | Natural Gas | Water Heater - Motion Control Faucet | A | Purchases (Incremental) | Technical Potential | 0 | 0 | 28011.3482 | 34393.4683 | 42087.5402 | 48857.0027 | 55727.5985 | 37140.913 | 37079.574 | 30927.2212 | 19950.6474 | 3418.405 | 0 | 0 | 0 | 0 | 0 | 0 | 0 | 0 | 0 | 0 | 0 | 0 | 0 | 0 | 0
F14_Commercial_OR - College_Existing_Water Heating_Natural Gas_Water Heater - Motion Control Faucet_A_Technical Potential | F14 | Commercial | OR - College | Existing | Water Heating | Natural Gas | Water Heater - Motion Control Faucet | A | Purchases (Cumulative) | Technical Potential | 0 | 0 | 28011.3482 | 62404.8165 | 104492.3567 | 153349.3594 | 209076.9578 | 246217.8708 | 283297.4449 | 314224.6661 | 334175.3134 | 337593.7184 | 337593.7184 | 337593.7184 | 337593.7184 | 337593.7184 | 337593.7184 | 337593.7184 | 337593.7184 | 337593.7184 | 337593.7184 | 337593.7184 | 337593.7184 | 337593.7184 | 337593.7184 | 337593.7184 | 337593.7184
F1_Commercial_OR - College_Existing_Water Heating_Natural Gas_Water Heater - Solar System_A_Technical Potential | F1 | Commercial | OR - College | Existing | Water Heating | Natural Gas | Water Heater - Solar System | A | Original Unit Energy Savings (kWh or therms) | Technical Potential | 0 | 0 | 38.6922 | 38.0862 | 37.554 | 37.0905 | 36.6913 | 36.353 | 36.0729 | 35.8489 | 35.6696 | 35.5262 | 35.4115 | 35.3197 | 35.2463 | 35.1876 | 35.1406 | 35.103 | 35.0729 | 35.0488 | 35.0296 | 35.0142 | 35.0019 | 34.992 | 34.9841 | 34.9778 | 34.9728
F2_Commercial_OR - College_Existing_Water Heating_Natural Gas_Water Heater - Solar System_A_Technical Potential | F2 | Commercial | OR - College | Existing | Water Heating | Natural Gas | Water Heater - Solar System | A | Original Unit Summer Peak Savings (kW) | Technical Potential | 0 | 0 | 0 | 0 | 0 | 0 | 0 | 0 | 0 | 0 | 0 | 0 | 0 | 0 | 0 | 0 | 0 | 0 | 0 | 0 | 0 | 0 | 0 | 0 | 0 | 0 | 0
F3_Commercial_OR - College_Existing_Water Heating_Natural Gas_Water Heater - Solar System_A_Technical Potential | F3 | Commercial | OR - College | Existing | Water Heating | Natural Gas | Water Heater - Solar System | A | Original Unit Winter Peak Savings (kW) | Technical Potential | 0 | 0 | 0 | 0 | 0 | 0 | 0 | 0 | 0 | 0 | 0 | 0 | 0 | 0 | 0 | 0 | 0 | 0 | 0 | 0 | 0 | 0 | 0 | 0 | 0 | 0 | 0
F4_Commercial_OR - College_Existing_Water Heating_Natural Gas_Water Heater - Solar System_A_Technical Potential | F4 | Commercial | OR - College | Existing | Water Heating | Natural Gas | Water Heater - Solar System | A | Standalone Impact on Baseline Energy (%) | Technical Potential | 0 | 0 | 0.00090021 | 0.0019519 | 0.0031865 | 0.0045709 | 0.0061055 | 0.007858 | 0.0097441 | 0.011641 | 0.01354 | 0.015226 | 0.01655 | 0.017461 | 0.018004 | 0.018334 | 0.018334 | 0.018334 | 0.018334 | 0.018334 | 0.018334 | 0.018334 | 0.018334 | 0.018334 | 0.018334 | 0.018334 | 0.018334
F5_Commercial_OR - College_Existing_Water Heating_Natural Gas_Water Heater - Solar System_A_Technical Potential | F5 | Commercial | OR - College | Existing | Water Heating | Natural Gas | Water Heater - Solar System | A | Standalone Impact on Baseline Summer Peak (%) | Technical Potential | 0 | 0 | 0 | 0 | 0 | 0 | 0 | 0 | 0 | 0 | 0 | 0 | 0 | 0 | 0 | 0 | 0 | 0 | 0 | 0 | 0 | 0 | 0 | 0 | 0 | 0 | 0
F6_Commercial_OR - College_Existing_Water Heating_Natural Gas_Water Heater - Solar System_A_Technical Potential | F6 | Commercial | OR - College | Existing | Water Heating | Natural Gas | Water Heater - Solar System | A | Standalone Impact on Baseline Winter Peak (%) | Technical Potential | 0 | 0 | 0 | 0 | 0 | 0 | 0 | 0 | 0 | 0 | 0 | 0 | 0 | 0 | 0 | 0 | 0 | 0 | 0 | 0 | 0 | 0 | 0 | 0 | 0 | 0 | 0
F7_Commercial_OR - College_Existing_Water Heating_Natural Gas_Water Heater - Solar System_A_Technical Potential | F7 | Commercial | OR - College | Existing | Water Heating | Natural Gas | Water Heater - Solar System | A | Incremental Energy Savings (MWh or mTherms) | Technical Potential | 0 | 0 | 0.27769 | 0.31934 | 0.36961 | 0.40936 | 0.44889 | 0.50792 | 0.54241 | 0.54215 | 0.54007 | 0.47757 | 0.37372 | 0.25654 | 0.15249 | 0.092452 | 0 | 0 | 0 | 0 | 0 | 0 | 0 | 0 | 0 | 0 | 0
F8_Commercial_OR - College_Existing_Water Heating_Natural Gas_Water Heater - Solar System_A_Technical Potential | F8 | Commercial | OR - College | Existing | Water Heating | Natural Gas | Water Heater - Solar System | A | Incremental Summer Peak Savings (MW) | Technical Potential | 0 | 0 | 0 | 0 | 0 | 0 | 0 | 0 | 0 | 0 | 0 | 0 | 0 | 0 | 0 | 0 | 0 | 0 | 0 | 0 | 0 | 0 | 0 | 0 | 0 | 0 | 0
F9_Commercial_OR - College_Existing_Water Heating_Natural Gas_Water Heater - Solar System_A_Technical Potential | F9 | Commercial | OR - College | Existing | Water Heating | Natural Gas | Water Heater - Solar System | A | Incremental Winter Peak Savings (MW) | Technical Potential | 0 | 0 | 0 | 0 | 0 | 0 | 0 | 0 | 0 | 0 | 0 | 0 | 0 | 0 | 0 | 0 | 0 | 0 | 0 | 0 | 0 | 0 | 0 | 0 | 0 | 0 | 0
F10_Commercial_OR - College_Existing_Water Heating_Natural Gas_Water Heater - Solar System_A_Technical Potential | F10 | Commercial | OR - College | Existing | Water Heating | Natural Gas | Water Heater - Solar System | A | Cumulative Energy Savings (MWh or mTherms) | Technical Potential | 0 | 0 | 0.27769 | 0.59268 | 0.95401 | 1.3516 | 1.7859 | 2.2774 | 2.8023 | 3.327 | 3.8504 | 4.3125 | 4.6723 | 4.9167 | 5.059 | 5.143 | 5.1362 | 5.1307 | 5.1263 | 5.1228 | 5.1199 | 5.1177 | 5.1159 | 5.1144 | 5.1133 | 5.1124 | 5.1116
F11_Commercial_OR - College_Existing_Water Heating_Natural Gas_Water Heater - Solar System_A_Technical Potential | F11 | Commercial | OR - College | Existing | Water Heating | Natural Gas | Water Heater - Solar System | A | Cumulative Summer Peak Savings (MW) | Technical Potential | 0 | 0 | 0 | 0 | 0 | 0 | 0 | 0 | 0 | 0 | 0 | 0 | 0 | 0 | 0 | 0 | 0 | 0 | 0 | 0 | 0 | 0 | 0 | 0 | 0 | 0 | 0
F12_Commercial_OR - College_Existing_Water Heating_Natural Gas_Water Heater - Solar System_A_Technical Potential | F12 | Commercial | OR - College | Existing | Water Heating | Natural Gas | Water Heater - Solar System | A | Cumulative Winter Peak Savings (MW) | Technical Potential | 0 | 0 | 0 | 0 | 0 | 0 | 0 | 0 | 0 | 0 | 0 | 0 | 0 | 0 | 0 | 0 | 0 | 0 | 0 | 0 | 0 | 0 | 0 | 0 | 0 | 0 | 0
F13_Commercial_OR - College_Existing_Water Heating_Natural Gas_Water Heater - Solar System_A_Technical Potential | F13 | Commercial | OR - College | Existing | Water Heating | Natural Gas | Water Heater - Solar System | A | Purchases (Incremental) | Technical Potential | 0 | 0 | 7.1768 | 8.3847 | 9.8421 | 11.0368 | 12.2344 | 13.9719 | 15.0365 | 15.1231 | 15.1409 | 13.4426 | 10.5536 | 7.2632 | 4.3263 | 2.6274 | 0 | 0 | 0 | 0 | 0 | 0 | 0 | 0 | 0 | 0 | 0
F14_Commercial_OR - College_Existing_Water Heating_Natural Gas_Water Heater - Solar System_A_Technical Potential | F14 | Commercial | OR - College | Existing | Water Heating | Natural Gas | Water Heater - Solar System | A | Purchases (Cumulative) | Technical Potential | 0 | 0 | 7.1768 | 15.5615 | 25.4036 | 36.4403 | 48.6747 | 62.6467 | 77.6832 | 92.8063 | 107.9471 | 121.3898 | 131.9434 | 139.2066 | 143.533 | 146.1604 | 146.1604 | 146.1604 | 146.1604 | 146.1604 | 146.1604 | 146.1604 | 146.1604 | 146.1604 | 146.1604 | 146.1604 | 146.1604
F1_Commercial_OR - College_Existing_Water Heating_Natural Gas_Commercial Laundry - Ozone Treatment_A_Technical Potential | F1 | Commercial | OR - College | Existing | Water Heating | Natural Gas | Commercial Laundry - Ozone Treatment | A | Original Unit Energy Savings (kWh or therms) | Technical Potential | 0 | 0 | 352.0533 | 346.5389 | 341.6971 | 337.4794 | 333.8471 | 330.7692 | 328.2207 | 326.182 | 324.551 | 323.2462 | 322.2024 | 321.3673 | 320.6993 | 320.1648 | 319.7373 | 319.3952 | 319.1216 | 318.9027 | 318.7276 | 318.5875 | 318.4754 | 318.3857 | 318.314 | 318.2566 | 318.2107
F2_Commercial_OR - College_Existing_Water Heating_Natural Gas_Commercial Laundry - Ozone Treatment_A_Technical Potential | F2 | Commercial | OR - College | Existing | Water Heating | Natural Gas | Commercial Laundry - Ozone Treatment | A | Original Unit Summer Peak Savings (kW) | Technical Potential | 0 | 0 | 0 | 0 | 0 | 0 | 0 | 0 | 0 | 0 | 0 | 0 | 0 | 0 | 0 | 0 | 0 | 0 | 0 | 0 | 0 | 0 | 0 | 0 | 0 | 0 | 0
F3_Commercial_OR - College_Existing_Water Heating_Natural Gas_Commercial Laundry - Ozone Treatment_A_Technical Potential | F3 | Commercial | OR - College | Existing | Water Heating | Natural Gas | Commercial Laundry - Ozone Treatment | A | Original Unit Winter Peak Savings (kW) | Technical Potential | 0 | 0 | 0 | 0 | 0 | 0 | 0 | 0 | 0 | 0 | 0 | 0 | 0 | 0 | 0 | 0 | 0 | 0 | 0 | 0 | 0 | 0 | 0 | 0 | 0 | 0 | 0
F4_Commercial_OR - College_Existing_Water Heating_Natural Gas_Commercial Laundry - Ozone Treatment_A_Technical Potential | F4 | Commercial | OR - College | Existing | Water Heating | Natural Gas | Commercial Laundry - Ozone Treatment | A | Standalone Impact on Baseline Energy (%) | Technical Potential | 0 | 0 | 0.00023681 | 0.00052758 | 0.00088339 | 0.0012964 | 0.0017676 | 0.0023184 | 0.0029226 | 0.0035399 | 0.0041216 | 0.0046216 | 0.0047717 | 0.0047717 | 0.0047717 | 0.0047717 | 0.0047717 | 0.0047717 | 0.0047717 | 0.0047717 | 0.0047717 | 0.0047717 | 0.0047717 | 0.0047717 | 0.0047717 | 0.0047717 | 0.0047717
F5_Commercial_OR - College_Existing_Water Heating_Natural Gas_Commercial Laundry - Ozone Treatment_A_Technical Potential | F5 | Commercial | OR - College | Existing | Water Heating | Natural Gas | Commercial Laundry - Ozone Treatment | A | Standalone Impact on Baseline Summer Peak (%) | Technical Potential | 0 | 0 | 0 | 0 | 0 | 0 | 0 | 0 | 0 | 0 | 0 | 0 | 0 | 0 | 0 | 0 | 0 | 0 | 0 | 0 | 0 | 0 | 0 | 0 | 0 | 0 | 0
F6_Commercial_OR - College_Existing_Water Heating_Natural Gas_Commercial Laundry - Ozone Treatment_A_Technical Potential | F6 | Commercial | OR - College | Existing | Water Heating | Natural Gas | Commercial Laundry - Ozone Treatment | A | Standalone Impact on Baseline Winter Peak (%) | Technical Potential | 0 | 0 | 0 | 0 | 0 | 0 | 0 | 0 | 0 | 0 | 0 | 0 | 0 | 0 | 0 | 0 | 0 | 0 | 0 | 0 | 0 | 0 | 0 | 0 | 0 | 0 | 0
F7_Commercial_OR - College_Existing_Water Heating_Natural Gas_Commercial Laundry - Ozone Treatment_A_Technical Potential | F7 | Commercial | OR - College | Existing | Water Heating | Natural Gas | Commercial Laundry - Ozone Treatment | A | Incremental Energy Savings (MWh or mTherms) | Technical Potential | 0 | 0 | 0.073048 | 0.088286 | 0.10653 | 0.12214 | 0.13781 | 0.15963 | 0.17377 | 0.17642 | 0.16542 | 0.14162 | 0.042384 | 0 | 0 | 0 | 0 | 0 | 0 | 0 | 0 | 0 | 0 | 0 | 0 | 0 | 0
F8_Commercial_OR - College_Existing_Water Heating_Natural Gas_Commercial Laundry - Ozone Treatment_A_Technical Potential | F8 | Commercial | OR - College | Existing | Water Heating | Natural Gas | Commercial Laundry - Ozone Treatment | A | Incremental Summer Peak Savings (MW) | Technical Potential | 0 | 0 | 0 | 0 | 0 | 0 | 0 | 0 | 0 | 0 | 0 | 0 | 0 | 0 | 0 | 0 | 0 | 0 | 0 | 0 | 0 | 0 | 0 | 0 | 0 | 0 | 0
F9_Commercial_OR - College_Existing_Water Heating_Natural Gas_Commercial Laundry - Ozone Treatment_A_Technical Potential | F9 | Commercial | OR - College | Existing | Water Heating | Natural Gas | Commercial Laundry - Ozone Treatment | A | Incremental Winter Peak Savings (MW) | Technical Potential | 0 | 0 | 0 | 0 | 0 | 0 | 0 | 0 | 0 | 0 | 0 | 0 | 0 | 0 | 0 | 0 | 0 | 0 | 0 | 0 | 0 | 0 | 0 | 0 | 0 | 0 | 0
F10_Commercial_OR - College_Existing_Water Heating_Natural Gas_Commercial Laundry - Ozone Treatment_A_Technical Potential | F10 | Commercial | OR - College | Existing | Water Heating | Natural Gas | Commercial Laundry - Ozone Treatment | A | Cumulative Energy Savings (MWh or mTherms) | Technical Potential | 0 | 0 | 0.073048 | 0.16019 | 0.26448 | 0.38335 | 0.51704 | 0.6719 | 0.84049 | 1.0117 | 1.172 | 1.309 | 1.3471 | 1.3436 | 1.3408 | 1.3386 | 1.3368 | 1.3354 | 1.3342 | 1.3333 | 1.3326 | 1.332 | 1.3315 | 1.3312 | 1.3309 | 1.3306 | 1.3304
F11_Commercial_OR - College_Existing_Water Heating_Natural Gas_Commercial Laundry - Ozone Treatment_A_Technical Potential | F11 | Commercial | OR - College | Existing | Water Heating | Natural Gas | Commercial Laundry - Ozone Treatment | A | Cumulative Summer Peak Savings (MW) | Technical Potential | 0 | 0 | 0 | 0 | 0 | 0 | 0 | 0 | 0 | 0 | 0 | 0 | 0 | 0 | 0 | 0 | 0 | 0 | 0 | 0 | 0 | 0 | 0 | 0 | 0 | 0 | 0
F12_Commercial_OR - College_Existing_Water Heating_Natural Gas_Commercial Laundry - Ozone Treatment_A_Technical Potential | F12 | Commercial | OR - College | Existing | Water Heating | Natural Gas | Commercial Laundry - Ozone Treatment | A | Cumulative Winter Peak Savings (MW) | Technical Potential | 0 | 0 | 0 | 0 | 0 | 0 | 0 | 0 | 0 | 0 | 0 | 0 | 0 | 0 | 0 | 0 | 0 | 0 | 0 | 0 | 0 | 0 | 0 | 0 | 0 | 0 | 0
F13_Commercial_OR - College_Existing_Water Heating_Natural Gas_Commercial Laundry - Ozone Treatment_A_Technical Potential | F13 | Commercial | OR - College | Existing | Water Heating | Natural Gas | Commercial Laundry - Ozone Treatment | A | Purchases (Incremental) | Technical Potential | 0 | 0 | 0.20749 | 0.25477 | 0.31176 | 0.3619 | 0.4128 | 0.48261 | 0.52943 | 0.54085 | 0.50969 | 0.43812 | 0.13154 | 0 | 0 | 0 | 0 | 0 | 0 | 0 | 0 | 0 | 0 | 0 | 0 | 0 | 0
F14_Commercial_OR - College_Existing_Water Heating_Natural Gas_Commercial Laundry - Ozone Treatment_A_Technical Potential | F14 | Commercial | OR - College | Existing | Water Heating | Natural Gas | Commercial Laundry - Ozone Treatment | A | Purchases (Cumulative) | Technical Potential | 0 | 0 | 0.20749 | 0.46226 | 0.77402 | 1.1359 | 1.5487 | 2.0313 | 2.5608 | 3.1016 | 3.6113 | 4.0494 | 4.181 | 4.181 | 4.181 | 4.181 | 4.181 | 4.181 | 4.181 | 4.181 | 4.181 | 4.181 | 4.181 | 4.181 | 4.181 | 4.181 | 4.181
F1_Commercial_OR - College_Existing_Water Heating_Natural Gas_Commercial Laundry - ENERGY STAR Washer_A_Technical Potential | F1 | Commercial | OR - College | Existing | Water Heating | Natural Gas | Commercial Laundry - ENERGY STAR Washer | A | Original Unit Energy Savings (kWh or therms) | Technical Potential | 0 | 0 | 34.2159 | 33.6799 | 33.2094 | 32.7995 | 32.4464 | 32.1473 | 31.8996 | 31.7015 | 31.5429 | 31.4161 | 31.3147 | 31.2335 | 31.1686 | 31.1167 | 31.0751 | 31.0419 | 31.0153 | 30.994 | 30.977 | 30.9634 | 30.9525 | 30.9437 | 30.9368 | 30.9312 | 30.9267
F2_Commercial_OR - College_Existing_Water Heating_Natural Gas_Commercial Laundry - ENERGY STAR Washer_A_Technical Potential | F2 | Commercial | OR - College | Existing | Water Heating | Natural Gas | Commercial Laundry - ENERGY STAR Washer | A | Original Unit Summer Peak Savings (kW) | Technical Potential | 0 | 0 | 0 | 0 | 0 | 0 | 0 | 0 | 0 | 0 | 0 | 0 | 0 | 0 | 0 | 0 | 0 | 0 | 0 | 0 | 0 | 0 | 0 | 0 | 0 | 0 | 0
F3_Commercial_OR - College_Existing_Water Heating_Natural Gas_Commercial Laundry - ENERGY STAR Washer_A_Technical Potential | F3 | Commercial | OR - College | Existing | Water Heating | Natural Gas | Commercial Laundry - ENERGY STAR Washer | A | Original Unit Winter Peak Savings (kW) | Technical Potential | 0 | 0 | 0 | 0 | 0 | 0 | 0 | 0 | 0 | 0 | 0 | 0 | 0 | 0 | 0 | 0 | 0 | 0 | 0 | 0 | 0 | 0 | 0 | 0 | 0 | 0 | 0
F4_Commercial_OR - College_Existing_Water Heating_Natural Gas_Commercial Laundry - ENERGY STAR Washer_A_Technical Potential | F4 | Commercial | OR - College | Existing | Water Heating | Natural Gas | Commercial Laundry - ENERGY STAR Washer | A | Standalone Impact on Baseline Energy (%) | Technical Potential | 0 | 0 | 7.1749e-06 | 1.5985e-05 | 2.6765e-05 | 3.9279e-05 | 5.3554e-05 | 7.0242e-05 | 8.8549e-05 | 0.00010008 | 0.00010889 | 0.00011326 | 0.00011326 | 0.00011326 | 0.00011326 | 0.00011326 | 0.00011326 | 0.00011326 | 0.00011326 | 0.00011326 | 0.00011326 | 0.00011326 | 0.00011326 | 0.00011326 | 0.00011326 | 0.00011326 | 0.00011326
F5_Commercial_OR - College_Existing_Water Heating_Natural Gas_Commercial Laundry - ENERGY STAR Washer_A_Technical Potential | F5 | Commercial | OR - College | Existing | Water Heating | Natural Gas | Commercial Laundry - ENERGY STAR Washer | A | Standalone Impact on Baseline Summer Peak (%) | Technical Potential | 0 | 0 | 0 | 0 | 0 | 0 | 0 | 0 | 0 | 0 | 0 | 0 | 0 | 0 | 0 | 0 | 0 | 0 | 0 | 0 | 0 | 0 | 0 | 0 | 0 | 0 | 0
F6_Commercial_OR - College_Existing_Water Heating_Natural Gas_Commercial Laundry - ENERGY STAR Washer_A_Technical Potential | F6 | Commercial | OR - College | Existing | Water Heating | Natural Gas | Commercial Laundry - ENERGY STAR Washer | A | Standalone Impact on Baseline Winter Peak (%) | Technical Potential | 0 | 0 | 0 | 0 | 0 | 0 | 0 | 0 | 0 | 0 | 0 | 0 | 0 | 0 | 0 | 0 | 0 | 0 | 0 | 0 | 0 | 0 | 0 | 0 | 0 | 0 | 0
F7_Commercial_OR - College_Existing_Water Heating_Natural Gas_Commercial Laundry - ENERGY STAR Washer_A_Technical Potential | F7 | Commercial | OR - College | Existing | Water Heating | Natural Gas | Commercial Laundry - ENERGY STAR Washer | A | Incremental Energy Savings (MWh or mTherms) | Technical Potential | 0 | 0 | 0.0022132 | 0.0026749 | 0.0032276 | 0.0037005 | 0.0041754 | 0.0048366 | 0.0052649 | 0.0032945 | 0.0025067 | 0.0012375 | 0 | 0 | 0 | 0 | 0 | 0 | 0 | 0 | 0 | 0 | 0 | 0 | 0 | 0 | 0
F8_Commercial_OR - College_Existing_Water Heating_Natural Gas_Commercial Laundry - ENERGY STAR Washer_A_Technical Potential | F8 | Commercial | OR - College | Existing | Water Heating | Natural Gas | Commercial Laundry - ENERGY STAR Washer | A | Incremental Summer Peak Savings (MW) | Technical Potential | 0 | 0 | 0 | 0 | 0 | 0 | 0 | 0 | 0 | 0 | 0 | 0 | 0 | 0 | 0 | 0 | 0 | 0 | 0 | 0 | 0 | 0 | 0 | 0 | 0 | 0 | 0
F9_Commercial_OR - College_Existing_Water Heating_Natural Gas_Commercial Laundry - ENERGY STAR Washer_A_Technical Potential | F9 | Commercial | OR - College | Existing | Water Heating | Natural Gas | Commercial Laundry - ENERGY STAR Washer | A | Incremental Winter Peak Savings (MW) | Technical Potential | 0 | 0 | 0 | 0 | 0 | 0 | 0 | 0 | 0 | 0 | 0 | 0 | 0 | 0 | 0 | 0 | 0 | 0 | 0 | 0 | 0 | 0 | 0 | 0 | 0 | 0 | 0
F10_Commercial_OR - College_Existing_Water Heating_Natural Gas_Commercial Laundry - ENERGY STAR Washer_A_Technical Potential | F10 | Commercial | OR - College | Existing | Water Heating | Natural Gas | Commercial Laundry - ENERGY STAR Washer | A | Cumulative Energy Savings (MWh or mTherms) | Technical Potential | 0 | 0 | 0.0022132 | 0.0048535 | 0.0080132 | 0.011615 | 0.015665 | 0.020357 | 0.025465 | 0.028602 | 0.030965 | 0.032078 | 0.031975 | 0.031892 | 0.031826 | 0.031773 | 0.03173 | 0.031696 | 0.031669 | 0.031647 | 0.03163 | 0.031616 | 0.031605 | 0.031596 | 0.031589 | 0.031583 | 0.031579
F11_Commercial_OR - College_Existing_Water Heating_Natural Gas_Commercial Laundry - ENERGY STAR Washer_A_Technical Potential | F11 | Commercial | OR - College | Existing | Water Heating | Natural Gas | Commercial Laundry - ENERGY STAR Washer | A | Cumulative Summer Peak Savings (MW) | Technical Potential | 0 | 0 | 0 | 0 | 0 | 0 | 0 | 0 | 0 | 0 | 0 | 0 | 0 | 0 | 0 | 0 | 0 | 0 | 0 | 0 | 0 | 0 | 0 | 0 | 0 | 0 | 0
F12_Commercial_OR - College_Existing_Water Heating_Natural Gas_Commercial Laundry - ENERGY STAR Washer_A_Technical Potential | F12 | Commercial | OR - College | Existing | Water Heating | Natural Gas | Commercial Laundry - ENERGY STAR Washer | A | Cumulative Winter Peak Savings (MW) | Technical Potential | 0 | 0 | 0 | 0 | 0 | 0 | 0 | 0 | 0 | 0 | 0 | 0 | 0 | 0 | 0 | 0 | 0 | 0 | 0 | 0 | 0 | 0 | 0 | 0 | 0 | 0 | 0
F13_Commercial_OR - College_Existing_Water Heating_Natural Gas_Commercial Laundry - ENERGY STAR Washer_A_Technical Potential | F13 | Commercial | OR - College | Existing | Water Heating | Natural Gas | Commercial Laundry - ENERGY STAR Washer | A | Purchases (Incremental) | Technical Potential | 0 | 0 | 0.064684 | 0.079422 | 0.097189 | 0.11282 | 0.12869 | 0.15045 | 0.16505 | 0.10392 | 0.07947 | 0.039392 | 0 | 0 | 0 | 0 | 0 | 0 | 0 | 0 | 0 | 0 | 0 | 0 | 0 | 0 | 0
F14_Commercial_OR - College_Existing_Water Heating_Natural Gas_Commercial Laundry - ENERGY STAR Washer_A_Technical Potential | F14 | Commercial | OR - College | Existing | Water Heating | Natural Gas | Commercial Laundry - ENERGY STAR Washer | A | Purchases (Cumulative) | Technical Potential | 0 | 0 | 0.064684 | 0.14411 | 0.24129 | 0.35412 | 0.4828 | 0.63325 | 0.7983 | 0.90222 | 0.98169 | 1.0211 | 1.0211 | 1.0211 | 1.0211 | 1.0211 | 1.0211 | 1.0211 | 1.0211 | 1.0211 | 1.0211 | 1.0211 | 1.0211 | 1.0211 | 1.0211 | 1.0211 | 1.0211
F1_Commercial_OR - College_Existing_Water Heating_Natural Gas_Water Heater - Efficient Dishwasher_A_Technical Potential | F1 | Commercial | OR - College | Existing | Water Heating | Natural Gas | Water Heater - Efficient Dishwasher | A | Original Unit Energy Savings (kWh or therms) | Technical Potential | 0 | 0 | 99.0727 | 97.5208 | 96.1583 | 94.9714 | 93.9492 | 93.083 | 92.3658 | 91.7921 | 91.3331 | 90.9659 | 90.6722 | 90.4372 | 90.2492 | 90.0988 | 89.9785 | 89.8822 | 89.8052 | 89.7436 | 89.6943 | 89.6549 | 89.6234 | 89.5981 | 89.5779 | 89.5618 | 89.5489
F2_Commercial_OR - College_Existing_Water Heating_Natural Gas_Water Heater - Efficient Dishwasher_A_Technical Potential | F2 | Commercial | OR - College | Existing | Water Heating | Natural Gas | Water Heater - Efficient Dishwasher | A | Original Unit Summer Peak Savings (kW) | Technical Potential | 0 | 0 | 0 | 0 | 0 | 0 | 0 | 0 | 0 | 0 | 0 | 0 | 0 | 0 | 0 | 0 | 0 | 0 | 0 | 0 | 0 | 0 | 0 | 0 | 0 | 0 | 0
F3_Commercial_OR - College_Existing_Water Heating_Natural Gas_Water Heater - Efficient Dishwasher_A_Technical Potential | F3 | Commercial | OR - College | Existing | Water Heating | Natural Gas | Water Heater - Efficient Dishwasher | A | Original Unit Winter Peak Savings (kW) | Technical Potential | 0 | 0 | 0 | 0 | 0 | 0 | 0 | 0 | 0 | 0 | 0 | 0 | 0 | 0 | 0 | 0 | 0 | 0 | 0 | 0 | 0 | 0 | 0 | 0 | 0 | 0 | 0
F4_Commercial_OR - College_Existing_Water Heating_Natural Gas_Water Heater - Efficient Dishwasher_A_Technical Potential | F4 | Commercial | OR - College | Existing | Water Heating | Natural Gas | Water Heater - Efficient Dishwasher | A | Standalone Impact on Baseline Energy (%) | Technical Potential | 0 | 0 | 0.00074972 | 0.0016703 | 0.0027967 | 0.0041044 | 0.0055959 | 0.0073397 | 0.0092527 | 0.011207 | 0.013049 | 0.014632 | 0.015857 | 0.016697 | 0.016697 | 0.016697 | 0.016697 | 0.016697 | 0.016697 | 0.016697 | 0.016697 | 0.016697 | 0.016697 | 0.016697 | 0.016697 | 0.016697 | 0.016697
F5_Commercial_OR - College_Existing_Water Heating_Natural Gas_Water Heater - Efficient Dishwasher_A_Technical Potential | F5 | Commercial | OR - College | Existing | Water Heating | Natural Gas | Water Heater - Efficient Dishwasher | A | Standalone Impact on Baseline Summer Peak (%) | Technical Potential | 0 | 0 | 0 | 0 | 0 | 0 | 0 | 0 | 0 | 0 | 0 | 0 | 0 | 0 | 0 | 0 | 0 | 0 | 0 | 0 | 0 | 0 | 0 | 0 | 0 | 0 | 0
F6_Commercial_OR - College_Existing_Water Heating_Natural Gas_Water Heater - Efficient Dishwasher_A_Technical Potential | F6 | Commercial | OR - College | Existing | Water Heating | Natural Gas | Water Heater - Efficient Dishwasher | A | Standalone Impact on Baseline Winter Peak (%) | Technical Potential | 0 | 0 | 0 | 0 | 0 | 0 | 0 | 0 | 0 | 0 | 0 | 0 | 0 | 0 | 0 | 0 | 0 | 0 | 0 | 0 | 0 | 0 | 0 | 0 | 0 | 0 | 0
F7_Commercial_OR - College_Existing_Water Heating_Natural Gas_Water Heater - Efficient Dishwasher_A_Technical Potential | F7 | Commercial | OR - College | Existing | Water Heating | Natural Gas | Water Heater - Efficient Dishwasher | A | Incremental Energy Savings (MWh or mTherms) | Technical Potential | 0 | 0 | 0.23126 | 0.27951 | 0.33726 | 0.38667 | 0.4363 | 0.50538 | 0.55014 | 0.55851 | 0.5237 | 0.44836 | 0.34584 | 0.23672 | 0 | 0 | 0 | 0 | 0 | 0 | 0 | 0 | 0 | 0 | 0 | 0 | 0
F8_Commercial_OR - College_Existing_Water Heating_Natural Gas_Water Heater - Efficient Dishwasher_A_Technical Potential | F8 | Commercial | OR - College | Existing | Water Heating | Natural Gas | Water Heater - Efficient Dishwasher | A | Incremental Summer Peak Savings (MW) | Technical Potential | 0 | 0 | 0 | 0 | 0 | 0 | 0 | 0 | 0 | 0 | 0 | 0 | 0 | 0 | 0 | 0 | 0 | 0 | 0 | 0 | 0 | 0 | 0 | 0 | 0 | 0 | 0
F9_Commercial_OR - College_Existing_Water Heating_Natural Gas_Water Heater - Efficient Dishwasher_A_Technical Potential | F9 | Commercial | OR - College | Existing | Water Heating | Natural Gas | Water Heater - Efficient Dishwasher | A | Incremental Winter Peak Savings (MW) | Technical Potential | 0 | 0 | 0 | 0 | 0 | 0 | 0 | 0 | 0 | 0 | 0 | 0 | 0 | 0 | 0 | 0 | 0 | 0 | 0 | 0 | 0 | 0 | 0 | 0 | 0 | 0 | 0
F10_Commercial_OR - College_Existing_Water Heating_Natural Gas_Water Heater - Efficient Dishwasher_A_Technical Potential | F10 | Commercial | OR - College | Existing | Water Heating | Natural Gas | Water Heater - Efficient Dishwasher | A | Cumulative Energy Savings (MWh or mTherms) | Technical Potential | 0 | 0 | 0.23126 | 0.50715 | 0.83732 | 1.2136 | 1.6369 | 2.1272 | 2.6609 | 3.2029 | 3.7106 | 4.144 | 4.4765 | 4.7016 | 4.6918 | 4.684 | 4.6778 | 4.6728 | 4.6688 | 4.6656 | 4.663 | 4.6609 | 4.6593 | 4.658 | 4.6569 | 4.6561 | 4.6554
F11_Commercial_OR - College_Existing_Water Heating_Natural Gas_Water Heater - Efficient Dishwasher_A_Technical Potential | F11 | Commercial | OR - College | Existing | Water Heating | Natural Gas | Water Heater - Efficient Dishwasher | A | Cumulative Summer Peak Savings (MW) | Technical Potential | 0 | 0 | 0 | 0 | 0 | 0 | 0 | 0 | 0 | 0 | 0 | 0 | 0 | 0 | 0 | 0 | 0 | 0 | 0 | 0 | 0 | 0 | 0 | 0 | 0 | 0 | 0
F12_Commercial_OR - College_Existing_Water Heating_Natural Gas_Water Heater - Efficient Dishwasher_A_Technical Potential | F12 | Commercial | OR - College | Existing | Water Heating | Natural Gas | Water Heater - Efficient Dishwasher | A | Cumulative Winter Peak Savings (MW) | Technical Potential | 0 | 0 | 0 | 0 | 0 | 0 | 0 | 0 | 0 | 0 | 0 | 0 | 0 | 0 | 0 | 0 | 0 | 0 | 0 | 0 | 0 | 0 | 0 | 0 | 0 | 0 | 0
F13_Commercial_OR - College_Existing_Water Heating_Natural Gas_Water Heater - Efficient Dishwasher_A_Technical Potential | F13 | Commercial | OR - College | Existing | Water Heating | Natural Gas | Water Heater - Efficient Dishwasher | A | Purchases (Incremental) | Technical Potential | 0 | 0 | 2.3343 | 2.8661 | 3.5073 | 4.0714 | 4.644 | 5.4294 | 5.9561 | 6.0846 | 5.734 | 4.9288 | 3.8141 | 2.6176 | 0 | 0 | 0 | 0 | 0 | 0 | 0 | 0 | 0 | 0 | 0 | 0 | 0
F14_Commercial_OR - College_Existing_Water Heating_Natural Gas_Water Heater - Efficient Dishwasher_A_Technical Potential | F14 | Commercial | OR - College | Existing | Water Heating | Natural Gas | Water Heater - Efficient Dishwasher | A | Purchases (Cumulative) | Technical Potential | 0 | 0 | 2.3343 | 5.2004 | 8.7077 | 12.7791 | 17.4231 | 22.8524 | 28.8085 | 34.8931 | 40.6271 | 45.5559 | 49.37 | 51.9876 | 51.9876 | 51.9876 | 51.9876 | 51.9876 | 51.9876 | 51.9876 | 51.9876 | 51.9876 | 51.9876 | 51.9876 | 51.9876 | 51.9876 | 51.9876
F1_Commercial_OR - College_Existing_Water Heating_Natural Gas_Commercial Laundry - Alternative Dry-Cleaning Methods_A_Technical Potential | F1 | Commercial | OR - College | Existing | Water Heating | Natural Gas | Commercial Laundry - Alternative Dry-Cleaning Methods | A | Original Unit Energy Savings (kWh or therms) | Technical Potential | 0 | 0 | 0 | 0 | 0 | 0 | 0 | 0 | 0 | 0 | 0 | 0 | 0 | 0 | 0 | 0 | 0 | 0 | 0 | 0 | 0 | 0 | 0 | 0 | 0 | 0 | 0
F2_Commercial_OR - College_Existing_Water Heating_Natural Gas_Commercial Laundry - Alternative Dry-Cleaning Methods_A_Technical Potential | F2 | Commercial | OR - College | Existing | Water Heating | Natural Gas | Commercial Laundry - Alternative Dry-Cleaning Methods | A | Original Unit Summer Peak Savings (kW) | Technical Potential | 0 | 0 | 0 | 0 | 0 | 0 | 0 | 0 | 0 | 0 | 0 | 0 | 0 | 0 | 0 | 0 | 0 | 0 | 0 | 0 | 0 | 0 | 0 | 0 | 0 | 0 | 0
F3_Commercial_OR - College_Existing_Water Heating_Natural Gas_Commercial Laundry - Alternative Dry-Cleaning Methods_A_Technical Potential | F3 | Commercial | OR - College | Existing | Water Heating | Natural Gas | Commercial Laundry - Alternative Dry-Cleaning Methods | A | Original Unit Winter Peak Savings (kW) | Technical Potential | 0 | 0 | 0 | 0 | 0 | 0 | 0 | 0 | 0 | 0 | 0 | 0 | 0 | 0 | 0 | 0 | 0 | 0 | 0 | 0 | 0 | 0 | 0 | 0 | 0 | 0 | 0
F4_Commercial_OR - College_Existing_Water Heating_Natural Gas_Commercial Laundry - Alternative Dry-Cleaning Methods_A_Technical Potential | F4 | Commercial | OR - College | Existing | Water Heating | Natural Gas | Commercial Laundry - Alternative Dry-Cleaning Methods | A | Standalone Impact on Baseline Energy (%) | Technical Potential | 0 | 0 | 0 | 0 | 0 | 0 | 0 | 0 | 0 | 0 | 0 | 0 | 0 | 0 | 0 | 0 | 0 | 0 | 0 | 0 | 0 | 0 | 0 | 0 | 0 | 0 | 0
F5_Commercial_OR - College_Existing_Water Heating_Natural Gas_Commercial Laundry - Alternative Dry-Cleaning Methods_A_Technical Potential | F5 | Commercial | OR - College | Existing | Water Heating | Natural Gas | Commercial Laundry - Alternative Dry-Cleaning Methods | A | Standalone Impact on Baseline Summer Peak (%) | Technical Potential | 0 | 0 | 0 | 0 | 0 | 0 | 0 | 0 | 0 | 0 | 0 | 0 | 0 | 0 | 0 | 0 | 0 | 0 | 0 | 0 | 0 | 0 | 0 | 0 | 0 | 0 | 0
F6_Commercial_OR - College_Existing_Water Heating_Natural Gas_Commercial Laundry - Alternative Dry-Cleaning Methods_A_Technical Potential | F6 | Commercial | OR - College | Existing | Water Heating | Natural Gas | Commercial Laundry - Alternative Dry-Cleaning Methods | A | Standalone Impact on Baseline Winter Peak (%) | Technical Potential | 0 | 0 | 0 | 0 | 0 | 0 | 0 | 0 | 0 | 0 | 0 | 0 | 0 | 0 | 0 | 0 | 0 | 0 | 0 | 0 | 0 | 0 | 0 | 0 | 0 | 0 | 0
F7_Commercial_OR - College_Existing_Water Heating_Natural Gas_Commercial Laundry - Alternative Dry-Cleaning Methods_A_Technical Potential | F7 | Commercial | OR - College | Existing | Water Heating | Natural Gas | Commercial Laundry - Alternative Dry-Cleaning Methods | A | Incremental Energy Savings (MWh or mTherms) | Technical Potential | 0 | 0 | 0 | 0 | 0 | 0 | 0 | 0 | 0 | 0 | 0 | 0 | 0 | 0 | 0 | 0 | 0 | 0 | 0 | 0 | 0 | 0 | 0 | 0 | 0 | 0 | 0
F8_Commercial_OR - College_Existing_Water Heating_Natural Gas_Commercial Laundry - Alternative Dry-Cleaning Methods_A_Technical Potential | F8 | Commercial | OR - College | Existing | Water Heating | Natural Gas | Commercial Laundry - Alternative Dry-Cleaning Methods | A | Incremental Summer Peak Savings (MW) | Technical Potential | 0 | 0 | 0 | 0 | 0 | 0 | 0 | 0 | 0 | 0 | 0 | 0 | 0 | 0 | 0 | 0 | 0 | 0 | 0 | 0 | 0 | 0 | 0 | 0 | 0 | 0 | 0
F9_Commercial_OR - College_Existing_Water Heating_Natural Gas_Commercial Laundry - Alternative Dry-Cleaning Methods_A_Technical Potential | F9 | Commercial | OR - College | Existing | Water Heating | Natural Gas | Commercial Laundry - Alternative Dry-Cleaning Methods | A | Incremental Winter Peak Savings (MW) | Technical Potential | 0 | 0 | 0 | 0 | 0 | 0 | 0 | 0 | 0 | 0 | 0 | 0 | 0 | 0 | 0 | 0 | 0 | 0 | 0 | 0 | 0 | 0 | 0 | 0 | 0 | 0 | 0
F10_Commercial_OR - College_Existing_Water Heating_Natural Gas_Commercial Laundry - Alternative Dry-Cleaning Methods_A_Technical Potential | F10 | Commercial | OR - College | Existing | Water Heating | Natural Gas | Commercial Laundry - Alternative Dry-Cleaning Methods | A | Cumulative Energy Savings (MWh or mTherms) | Technical Potential | 0 | 0 | 0 | 0 | 0 | 0 | 0 | 0 | 0 | 0 | 0 | 0 | 0 | 0 | 0 | 0 | 0 | 0 | 0 | 0 | 0 | 0 | 0 | 0 | 0 | 0 | 0
F11_Commercial_OR - College_Existing_Water Heating_Natural Gas_Commercial Laundry - Alternative Dry-Cleaning Methods_A_Technical Potential | F11 | Commercial | OR - College | Existing | Water Heating | Natural Gas | Commercial Laundry - Alternative Dry-Cleaning Methods | A | Cumulative Summer Peak Savings (MW) | Technical Potential | 0 | 0 | 0 | 0 | 0 | 0 | 0 | 0 | 0 | 0 | 0 | 0 | 0 | 0 | 0 | 0 | 0 | 0 | 0 | 0 | 0 | 0 | 0 | 0 | 0 | 0 | 0
F12_Commercial_OR - College_Existing_Water Heating_Natural Gas_Commercial Laundry - Alternative Dry-Cleaning Methods_A_Technical Potential | F12 | Commercial | OR - College | Existing | Water Heating | Natural Gas | Commercial Laundry - Alternative Dry-Cleaning Methods | A | Cumulative Winter Peak Savings (MW) | Technical Potential | 0 | 0 | 0 | 0 | 0 | 0 | 0 | 0 | 0 | 0 | 0 | 0 | 0 | 0 | 0 | 0 | 0 | 0 | 0 | 0 | 0 | 0 | 0 | 0 | 0 | 0 | 0
F13_Commercial_OR - College_Existing_Water Heating_Natural Gas_Commercial Laundry - Alternative Dry-Cleaning Methods_A_Technical Potential | F13 | Commercial | OR - College | Existing | Water Heating | Natural Gas | Commercial Laundry - Alternative Dry-Cleaning Methods | A | Purchases (Incremental) | Technical Potential | 0 | 0 | 0.20749 | 0.25477 | 0.31176 | 0.3619 | 0.4128 | 0.48261 | 0.52943 | 0.54085 | 0.50969 | 0.43812 | 0.33903 | 0.23267 | 0.13923 | 0.065031 | 0 | 0 | 0 | 0 | 0 | 0 | 0 | 0 | 0 | 0 | 0
F14_Commercial_OR - College_Existing_Water Heating_Natural Gas_Commercial Laundry - Alternative Dry-Cleaning Methods_A_Technical Potential | F14 | Commercial | OR - College | Existing | Water Heating | Natural Gas | Commercial Laundry - Alternative Dry-Cleaning Methods | A | Purchases (Cumulative) | Technical Potential | 0 | 0 | 0.20749 | 0.46226 | 0.77402 | 1.1359 | 1.5487 | 2.0313 | 2.5608 | 3.1016 | 3.6113 | 4.0494 | 4.3884 | 4.6211 | 4.7604 | 4.8254 | 4.8254 | 4.8254 | 4.8254 | 4.8254 | 4.8254 | 4.8254 | 4.8254 | 4.8254 | 4.8254 | 4.8254 | 4.8254
F1_Commercial_OR - College_Existing_Space Heating_Natural Gas_Advanced Kitchen Ventilation Controls_A_Technical Potential | F1 | Commercial | OR - College | Existing | Space Heating | Natural Gas | Advanced Kitchen Ventilation Controls | A | Original Unit Energy Savings (kWh or therms) | Technical Potential | 0 | 0 | 0.040684 | 0.040562 | 0.040443 | 0.040325 | 0.04021 | 0.040097 | 0.039988 | 0.039881 | 0.039777 | 0.039676 | 0.039579 | 0.039486 | 0.039397 | 0.039312 | 0.039231 | 0.039154 | 0.039082 | 0.039015 | 0.038954 | 0.038897 | 0.038846 | 0.0388 | 0.038757 | 0.038718 | 0.038683
F2_Commercial_OR - College_Existing_Space Heating_Natural Gas_Advanced Kitchen Ventilation Controls_A_Technical Potential | F2 | Commercial | OR - College | Existing | Space Heating | Natural Gas | Advanced Kitchen Ventilation Controls | A | Original Unit Summer Peak Savings (kW) | Technical Potential | 0 | 0 | 0 | 0 | 0 | 0 | 0 | 0 | 0 | 0 | 0 | 0 | 0 | 0 | 0 | 0 | 0 | 0 | 0 | 0 | 0 | 0 | 0 | 0 | 0 | 0 | 0
F3_Commercial_OR - College_Existing_Space Heating_Natural Gas_Advanced Kitchen Ventilation Controls_A_Technical Potential | F3 | Commercial | OR - College | Existing | Space Heating | Natural Gas | Advanced Kitchen Ventilation Controls | A | Original Unit Winter Peak Savings (kW) | Technical Potential | 0 | 0 | 0 | 0 | 0 | 0 | 0 | 0 | 0 | 0 | 0 | 0 | 0 | 0 | 0 | 0 | 0 | 0 | 0 | 0 | 0 | 0 | 0 | 0 | 0 | 0 | 0
F4_Commercial_OR - College_Existing_Space Heating_Natural Gas_Advanced Kitchen Ventilation Controls_A_Technical Potential | F4 | Commercial | OR - College | Existing | Space Heating | Natural Gas | Advanced Kitchen Ventilation Controls | A | Standalone Impact on Baseline Energy (%) | Technical Potential | 0 | 0 | 0.0002 | 0.00061053 | 0.0010211 | 0.0014316 | 0.0018421 | 0.0022526 | 0.0026632 | 0.0030737 | 0.0034842 | 0.0038947 | 0.0043053 | 0.0047158 | 0.0051263 | 0.0055368 | 0.0059474 | 0.0061579 | 0.0061579 | 0.0061579 | 0.0061579 | 0.0061579 | 0.0061579 | 0.0061579 | 0.0061579 | 0.0061579 | 0.0061579
F5_Commercial_OR - College_Existing_Space Heating_Natural Gas_Advanced Kitchen Ventilation Controls_A_Technical Potential | F5 | Commercial | OR - College | Existing | Space Heating | Natural Gas | Advanced Kitchen Ventilation Controls | A | Standalone Impact on Baseline Summer Peak (%) | Technical Potential | 0 | 0 | 0 | 0 | 0 | 0 | 0 | 0 | 0 | 0 | 0 | 0 | 0 | 0 | 0 | 0 | 0 | 0 | 0 | 0 | 0 | 0 | 0 | 0 | 0 | 0 | 0
F6_Commercial_OR - College_Existing_Space Heating_Natural Gas_Advanced Kitchen Ventilation Controls_A_Technical Potential | F6 | Commercial | OR - College | Existing | Space Heating | Natural Gas | Advanced Kitchen Ventilation Controls | A | Standalone Impact on Baseline Winter Peak (%) | Technical Potential | 0 | 0 | 0 | 0 | 0 | 0 | 0 | 0 | 0 | 0 | 0 | 0 | 0 | 0 | 0 | 0 | 0 | 0 | 0 | 0 | 0 | 0 | 0 | 0 | 0 | 0 | 0
F7_Commercial_OR - College_Existing_Space Heating_Natural Gas_Advanced Kitchen Ventilation Controls_A_Technical Potential | F7 | Commercial | OR - College | Existing | Space Heating | Natural Gas | Advanced Kitchen Ventilation Controls | A | Incremental Energy Savings (MWh or mTherms) | Technical Potential | 0 | 0 | 0.13071 | 0.26749 | 0.2667 | 0.26593 | 0.26517 | 0.26443 | 0.2637 | 0.263 | 0.26231 | 0.26165 | 0.26101 | 0.2604 | 0.25981 | 0.25925 | 0.25871 | 0.13241 | 0 | 3.5484e-16 | 0 | 0 | 0 | 0 | 0 | 0 | 0
F8_Commercial_OR - College_Existing_Space Heating_Natural Gas_Advanced Kitchen Ventilation Controls_A_Technical Potential | F8 | Commercial | OR - College | Existing | Space Heating | Natural Gas | Advanced Kitchen Ventilation Controls | A | Incremental Summer Peak Savings (MW) | Technical Potential | 0 | 0 | 0 | 0 | 0 | 0 | 0 | 0 | 0 | 0 | 0 | 0 | 0 | 0 | 0 | 0 | 0 | 0 | 0 | 0 | 0 | 0 | 0 | 0 | 0 | 0 | 0
F9_Commercial_OR - College_Existing_Space Heating_Natural Gas_Advanced Kitchen Ventilation Controls_A_Technical Potential | F9 | Commercial | OR - College | Existing | Space Heating | Natural Gas | Advanced Kitchen Ventilation Controls | A | Incremental Winter Peak Savings (MW) | Technical Potential | 0 | 0 | 0 | 0 | 0 | 0 | 0 | 0 | 0 | 0 | 0 | 0 | 0 | 0 | 0 | 0 | 0 | 0 | 0 | 0 | 0 | 0 | 0 | 0 | 0 | 0 | 0
F10_Commercial_OR - College_Existing_Space Heating_Natural Gas_Advanced Kitchen Ventilation Controls_A_Technical Potential | F10 | Commercial | OR - College | Existing | Space Heating | Natural Gas | Advanced Kitchen Ventilation Controls | A | Cumulative Energy Savings (MWh or mTherms) | Technical Potential | 0 | 0 | 0.13071 | 0.39781 | 0.66334 | 0.92734 | 1.1899 | 1.4509 | 1.7107 | 1.9691 | 2.2263 | 2.4823 | 2.7373 | 2.9912 | 3.2443 | 3.4965 | 3.748 | 3.8731 | 3.866 | 3.8593 | 3.8532 | 3.8477 | 3.8426 | 3.838 | 3.8338 | 3.83 | 3.8265
F11_Commercial_OR - College_Existing_Space Heating_Natural Gas_Advanced Kitchen Ventilation Controls_A_Technical Potential | F11 | Commercial | OR - College | Existing | Space Heating | Natural Gas | Advanced Kitchen Ventilation Controls | A | Cumulative Summer Peak Savings (MW) | Technical Potential | 0 | 0 | 0 | 0 | 0 | 0 | 0 | 0 | 0 | 0 | 0 | 0 | 0 | 0 | 0 | 0 | 0 | 0 | 0 | 0 | 0 | 0 | 0 | 0 | 0 | 0 | 0
F12_Commercial_OR - College_Existing_Space Heating_Natural Gas_Advanced Kitchen Ventilation Controls_A_Technical Potential | F12 | Commercial | OR - College | Existing | Space Heating | Natural Gas | Advanced Kitchen Ventilation Controls | A | Cumulative Winter Peak Savings (MW) | Technical Potential | 0 | 0 | 0 | 0 | 0 | 0 | 0 | 0 | 0 | 0 | 0 | 0 | 0 | 0 | 0 | 0 | 0 | 0 | 0 | 0 | 0 | 0 | 0 | 0 | 0 | 0 | 0
F13_Commercial_OR - College_Existing_Space Heating_Natural Gas_Advanced Kitchen Ventilation Controls_A_Technical Potential | F13 | Commercial | OR - College | Existing | Space Heating | Natural Gas | Advanced Kitchen Ventilation Controls | A | Purchases (Incremental) | Technical Potential | 0 | 0 | 3212.7415 | 6594.5747 | 6594.5747 | 6594.5747 | 6594.5747 | 6594.5747 | 6594.5747 | 6594.5747 | 6594.5747 | 6594.5747 | 6594.5747 | 6594.5747 | 6594.5747 | 6594.5747 | 6594.5747 | 3381.8332 | 0 | 9.0949e-12 | 0 | 0 | 0 | 0 | 0 | 0 | 0
F14_Commercial_OR - College_Existing_Space Heating_Natural Gas_Advanced Kitchen Ventilation Controls_A_Technical Potential | F14 | Commercial | OR - College | Existing | Space Heating | Natural Gas | Advanced Kitchen Ventilation Controls | A | Purchases (Cumulative) | Technical Potential | 0 | 0 | 3212.7415 | 9807.3163 | 16401.891 | 22996.4658 | 29591.0405 | 36185.6153 | 42780.19 | 49374.7648 | 55969.3395 | 62563.9143 | 69158.489 | 75753.0637 | 82347.6385 | 88942.2132 | 95536.788 | 98918.6212 | 98918.6212 | 98918.6212 | 98918.6212 | 98918.6212 | 98918.6212 | 98918.6212 | 98918.6212 | 98918.6212 | 98918.6212
F1_Commercial_OR - College_Existing_Space Heating_Natural Gas_Infiltration Control - Loading Dock Sealing_A_Technical Potential | F1 | Commercial | OR - College | Existing | Space Heating | Natural Gas | Infiltration Control - Loading Dock Sealing | A | Original Unit Energy Savings (kWh or therms) | Technical Potential | 0 | 0 | 214.1236 | 213.484 | 212.8542 | 212.2355 | 211.6292 | 211.0363 | 210.4579 | 209.8949 | 209.3485 | 208.82 | 208.3102 | 207.8201 | 207.3507 | 206.9026 | 206.4766 | 206.0734 | 205.6936 | 205.3413 | 205.0167 | 204.7209 | 204.4513 | 204.2057 | 203.9818 | 203.7777 | 203.5917
F2_Commercial_OR - College_Existing_Space Heating_Natural Gas_Infiltration Control - Loading Dock Sealing_A_Technical Potential | F2 | Commercial | OR - College | Existing | Space Heating | Natural Gas | Infiltration Control - Loading Dock Sealing | A | Original Unit Summer Peak Savings (kW) | Technical Potential | 0 | 0 | 0 | 0 | 0 | 0 | 0 | 0 | 0 | 0 | 0 | 0 | 0 | 0 | 0 | 0 | 0 | 0 | 0 | 0 | 0 | 0 | 0 | 0 | 0 | 0 | 0
F3_Commercial_OR - College_Existing_Space Heating_Natural Gas_Infiltration Control - Loading Dock Sealing_A_Technical Potential | F3 | Commercial | OR - College | Existing | Space Heating | Natural Gas | Infiltration Control - Loading Dock Sealing | A | Original Unit Winter Peak Savings (kW) | Technical Potential | 0 | 0 | 0 | 0 | 0 | 0 | 0 | 0 | 0 | 0 | 0 | 0 | 0 | 0 | 0 | 0 | 0 | 0 | 0 | 0 | 0 | 0 | 0 | 0 | 0 | 0 | 0
F4_Commercial_OR - College_Existing_Space Heating_Natural Gas_Infiltration Control - Loading Dock Sealing_A_Technical Potential | F4 | Commercial | OR - College | Existing | Space Heating | Natural Gas | Infiltration Control - Loading Dock Sealing | A | Standalone Impact on Baseline Energy (%) | Technical Potential | 0 | 0 | 0 | 0 | 0 | 0 | 0 | 0 | 0 | 0 | 0 | 0 | 0 | 0 | 0 | 0 | 0 | 0 | 0 | 0 | 0 | 0 | 0 | 0 | 0 | 0 | 0
F5_Commercial_OR - College_Existing_Space Heating_Natural Gas_Infiltration Control - Loading Dock Sealing_A_Technical Potential | F5 | Commercial | OR - College | Existing | Space Heating | Natural Gas | Infiltration Control - Loading Dock Sealing | A | Standalone Impact on Baseline Summer Peak (%) | Technical Potential | 0 | 0 | 0 | 0 | 0 | 0 | 0 | 0 | 0 | 0 | 0 | 0 | 0 | 0 | 0 | 0 | 0 | 0 | 0 | 0 | 0 | 0 | 0 | 0 | 0 | 0 | 0
F6_Commercial_OR - College_Existing_Space Heating_Natural Gas_Infiltration Control - Loading Dock Sealing_A_Technical Potential | F6 | Commercial | OR - College | Existing | Space Heating | Natural Gas | Infiltration Control - Loading Dock Sealing | A | Standalone Impact on Baseline Winter Peak (%) | Technical Potential | 0 | 0 | 0 | 0 | 0 | 0 | 0 | 0 | 0 | 0 | 0 | 0 | 0 | 0 | 0 | 0 | 0 | 0 | 0 | 0 | 0 | 0 | 0 | 0 | 0 | 0 | 0
F7_Commercial_OR - College_Existing_Space Heating_Natural Gas_Infiltration Control - Loading Dock Sealing_A_Technical Potential | F7 | Commercial | OR - College | Existing | Space Heating | Natural Gas | Infiltration Control - Loading Dock Sealing | A | Incremental Energy Savings (MWh or mTherms) | Technical Potential | 0 | 0 | 0 | 0 | 0 | 0 | 0 | 0 | 0 | 0 | 0 | 0 | 0 | 0 | 0 | 0 | 0 | 0 | 0 | 0 | 0 | 0 | 0 | 0 | 0 | 0 | 0
F8_Commercial_OR - College_Existing_Space Heating_Natural Gas_Infiltration Control - Loading Dock Sealing_A_Technical Potential | F8 | Commercial | OR - College | Existing | Space Heating | Natural Gas | Infiltration Control - Loading Dock Sealing | A | Incremental Summer Peak Savings (MW) | Technical Potential | 0 | 0 | 0 | 0 | 0 | 0 | 0 | 0 | 0 | 0 | 0 | 0 | 0 | 0 | 0 | 0 | 0 | 0 | 0 | 0 | 0 | 0 | 0 | 0 | 0 | 0 | 0
F9_Commercial_OR - College_Existing_Space Heating_Natural Gas_Infiltration Control - Loading Dock Sealing_A_Technical Potential | F9 | Commercial | OR - College | Existing | Space Heating | Natural Gas | Infiltration Control - Loading Dock Sealing | A | Incremental Winter Peak Savings (MW) | Technical Potential | 0 | 0 | 0 | 0 | 0 | 0 | 0 | 0 | 0 | 0 | 0 | 0 | 0 | 0 | 0 | 0 | 0 | 0 | 0 | 0 | 0 | 0 | 0 | 0 | 0 | 0 | 0
F10_Commercial_OR - College_Existing_Space Heating_Natural Gas_Infiltration Control - Loading Dock Sealing_A_Technical Potential | F10 | Commercial | OR - College | Existing | Space Heating | Natural Gas | Infiltration Control - Loading Dock Sealing | A | Cumulative Energy Savings (MWh or mTherms) | Technical Potential | 0 | 0 | 0 | 0 | 0 | 0 | 0 | 0 | 0 | 0 | 0 | 0 | 0 | 0 | 0 | 0 | 0 | 0 | 0 | 0 | 0 | 0 | 0 | 0 | 0 | 0 | 0
F11_Commercial_OR - College_Existing_Space Heating_Natural Gas_Infiltration Control - Loading Dock Sealing_A_Technical Potential | F11 | Commercial | OR - College | Existing | Space Heating | Natural Gas | Infiltration Control - Loading Dock Sealing | A | Cumulative Summer Peak Savings (MW) | Technical Potential | 0 | 0 | 0 | 0 | 0 | 0 | 0 | 0 | 0 | 0 | 0 | 0 | 0 | 0 | 0 | 0 | 0 | 0 | 0 | 0 | 0 | 0 | 0 | 0 | 0 | 0 | 0
F12_Commercial_OR - College_Existing_Space Heating_Natural Gas_Infiltration Control - Loading Dock Sealing_A_Technical Potential | F12 | Commercial | OR - College | Existing | Space Heating | Natural Gas | Infiltration Control - Loading Dock Sealing | A | Cumulative Winter Peak Savings (MW) | Technical Potential | 0 | 0 | 0 | 0 | 0 | 0 | 0 | 0 | 0 | 0 | 0 | 0 | 0 | 0 | 0 | 0 | 0 | 0 | 0 | 0 | 0 | 0 | 0 | 0 | 0 | 0 | 0
F13_Commercial_OR - College_Existing_Space Heating_Natural Gas_Infiltration Control - Loading Dock Sealing_A_Technical Potential | F13 | Commercial | OR - College | Existing | Space Heating | Natural Gas | Infiltration Control - Loading Dock Sealing | A | Purchases (Incremental) | Technical Potential | 0 | 0 | 0 | 0 | 0 | 0 | 0 | 0 | 0 | 0 | 0 | 0 | 0 | 0 | 0 | 0 | 0 | 0 | 0 | 0 | 0 | 0 | 0 | 0 | 0 | 0 | 0
F14_Commercial_OR - College_Existing_Space Heating_Natural Gas_Infiltration Control - Loading Dock Sealing_A_Technical Potential | F14 | Commercial | OR - College | Existing | Space Heating | Natural Gas | Infiltration Control - Loading Dock Sealing | A | Purchases (Cumulative) | Technical Potential | 0 | 0 | 0 | 0 | 0 | 0 | 0 | 0 | 0 | 0 | 0 | 0 | 0 | 0 | 0 | 0 | 0 | 0 | 0 | 0 | 0 | 0 | 0 | 0 | 0 | 0 | 0
F1_Commercial_OR - College_Existing_Space Heating_Natural Gas_Greenhouse Heat Curtain_A_Technical Potential | F1 | Commercial | OR - College | Existing | Space Heating | Natural Gas | Greenhouse Heat Curtain | A | Original Unit Energy Savings (kWh or therms) | Technical Potential | 0 | 0 | 186.9586 | 186.4002 | 185.8503 | 185.3101 | 184.7807 | 184.2631 | 183.758 | 183.2664 | 182.7894 | 182.3279 | 181.8828 | 181.4549 | 181.045 | 180.6538 | 180.2818 | 179.9298 | 179.5981 | 179.2906 | 179.0071 | 178.7489 | 178.5135 | 178.299 | 178.1035 | 177.9253 | 177.7629
F2_Commercial_OR - College_Existing_Space Heating_Natural Gas_Greenhouse Heat Curtain_A_Technical Potential | F2 | Commercial | OR - College | Existing | Space Heating | Natural Gas | Greenhouse Heat Curtain | A | Original Unit Summer Peak Savings (kW) | Technical Potential | 0 | 0 | 0 | 0 | 0 | 0 | 0 | 0 | 0 | 0 | 0 | 0 | 0 | 0 | 0 | 0 | 0 | 0 | 0 | 0 | 0 | 0 | 0 | 0 | 0 | 0 | 0
F3_Commercial_OR - College_Existing_Space Heating_Natural Gas_Greenhouse Heat Curtain_A_Technical Potential | F3 | Commercial | OR - College | Existing | Space Heating | Natural Gas | Greenhouse Heat Curtain | A | Original Unit Winter Peak Savings (kW) | Technical Potential | 0 | 0 | 0 | 0 | 0 | 0 | 0 | 0 | 0 | 0 | 0 | 0 | 0 | 0 | 0 | 0 | 0 | 0 | 0 | 0 | 0 | 0 | 0 | 0 | 0 | 0 | 0
F4_Commercial_OR - College_Existing_Space Heating_Natural Gas_Greenhouse Heat Curtain_A_Technical Potential | F4 | Commercial | OR - College | Existing | Space Heating | Natural Gas | Greenhouse Heat Curtain | A | Standalone Impact on Baseline Energy (%) | Technical Potential | 0 | 0 | 0 | 0 | 0 | 0 | 0 | 0 | 0 | 0 | 0 | 0 | 0 | 0 | 0 | 0 | 0 | 0 | 0 | 0 | 0 | 0 | 0 | 0 | 0 | 0 | 0
F5_Commercial_OR - College_Existing_Space Heating_Natural Gas_Greenhouse Heat Curtain_A_Technical Potential | F5 | Commercial | OR - College | Existing | Space Heating | Natural Gas | Greenhouse Heat Curtain | A | Standalone Impact on Baseline Summer Peak (%) | Technical Potential | 0 | 0 | 0 | 0 | 0 | 0 | 0 | 0 | 0 | 0 | 0 | 0 | 0 | 0 | 0 | 0 | 0 | 0 | 0 | 0 | 0 | 0 | 0 | 0 | 0 | 0 | 0
F6_Commercial_OR - College_Existing_Space Heating_Natural Gas_Greenhouse Heat Curtain_A_Technical Potential | F6 | Commercial | OR - College | Existing | Space Heating | Natural Gas | Greenhouse Heat Curtain | A | Standalone Impact on Baseline Winter Peak (%) | Technical Potential | 0 | 0 | 0 | 0 | 0 | 0 | 0 | 0 | 0 | 0 | 0 | 0 | 0 | 0 | 0 | 0 | 0 | 0 | 0 | 0 | 0 | 0 | 0 | 0 | 0 | 0 | 0
F7_Commercial_OR - College_Existing_Space Heating_Natural Gas_Greenhouse Heat Curtain_A_Technical Potential | F7 | Commercial | OR - College | Existing | Space Heating | Natural Gas | Greenhouse Heat Curtain | A | Incremental Energy Savings (MWh or mTherms) | Technical Potential | 0 | 0 | 0 | 0 | 0 | 0 | 0 | 0 | 0 | 0 | 0 | 0 | 0 | 0 | 0 | 0 | 0 | 0 | 0 | 0 | 0 | 0 | 0 | 0 | 0 | 0 | 0
F8_Commercial_OR - College_Existing_Space Heating_Natural Gas_Greenhouse Heat Curtain_A_Technical Potential | F8 | Commercial | OR - College | Existing | Space Heating | Natural Gas | Greenhouse Heat Curtain | A | Incremental Summer Peak Savings (MW) | Technical Potential | 0 | 0 | 0 | 0 | 0 | 0 | 0 | 0 | 0 | 0 | 0 | 0 | 0 | 0 | 0 | 0 | 0 | 0 | 0 | 0 | 0 | 0 | 0 | 0 | 0 | 0 | 0
F9_Commercial_OR - College_Existing_Space Heating_Natural Gas_Greenhouse Heat Curtain_A_Technical Potential | F9 | Commercial | OR - College | Existing | Space Heating | Natural Gas | Greenhouse Heat Curtain | A | Incremental Winter Peak Savings (MW) | Technical Potential | 0 | 0 | 0 | 0 | 0 | 0 | 0 | 0 | 0 | 0 | 0 | 0 | 0 | 0 | 0 | 0 | 0 | 0 | 0 | 0 | 0 | 0 | 0 | 0 | 0 | 0 | 0
F10_Commercial_OR - College_Existing_Space Heating_Natural Gas_Greenhouse Heat Curtain_A_Technical Potential | F10 | Commercial | OR - College | Existing | Space Heating | Natural Gas | Greenhouse Heat Curtain | A | Cumulative Energy Savings (MWh or mTherms) | Technical Potential | 0 | 0 | 0 | 0 | 0 | 0 | 0 | 0 | 0 | 0 | 0 | 0 | 0 | 0 | 0 | 0 | 0 | 0 | 0 | 0 | 0 | 0 | 0 | 0 | 0 | 0 | 0
F11_Commercial_OR - College_Existing_Space Heating_Natural Gas_Greenhouse Heat Curtain_A_Technical Potential | F11 | Commercial | OR - College | Existing | Space Heating | Natural Gas | Greenhouse Heat Curtain | A | Cumulative Summer Peak Savings (MW) | Technical Potential | 0 | 0 | 0 | 0 | 0 | 0 | 0 | 0 | 0 | 0 | 0 | 0 | 0 | 0 | 0 | 0 | 0 | 0 | 0 | 0 | 0 | 0 | 0 | 0 | 0 | 0 | 0
F12_Commercial_OR - College_Existing_Space Heating_Natural Gas_Greenhouse Heat Curtain_A_Technical Potential | F12 | Commercial | OR - College | Existing | Space Heating | Natural Gas | Greenhouse Heat Curtain | A | Cumulative Winter Peak Savings (MW) | Technical Potential | 0 | 0 | 0 | 0 | 0 | 0 | 0 | 0 | 0 | 0 | 0 | 0 | 0 | 0 | 0 | 0 | 0 | 0 | 0 | 0 | 0 | 0 | 0 | 0 | 0 | 0 | 0
F13_Commercial_OR - College_Existing_Space Heating_Natural Gas_Greenhouse Heat Curtain_A_Technical Potential | F13 | Commercial | OR - College | Existing | Space Heating | Natural Gas | Greenhouse Heat Curtain | A | Purchases (Incremental) | Technical Potential | 0 | 0 | 0 | 0 | 0 | 0 | 0 | 0 | 0 | 0 | 0 | 0 | 0 | 0 | 0 | 0 | 0 | 0 | 0 | 0 | 0 | 0 | 0 | 0 | 0 | 0 | 0
F14_Commercial_OR - College_Existing_Space Heating_Natural Gas_Greenhouse Heat Curtain_A_Technical Potential | F14 | Commercial | OR - College | Existing | Space Heating | Natural Gas | Greenhouse Heat Curtain | A | Purchases (Cumulative) | Technical Potential | 0 | 0 | 0 | 0 | 0 | 0 | 0 | 0 | 0 | 0 | 0 | 0 | 0 | 0 | 0 | 0 | 0 | 0 | 0 | 0 | 0 | 0 | 0 | 0 | 0 | 0 | 0
F1_Commercial_OR - College_Existing_Space Heating_Natural Gas_Ventilation - Parking Garages, Demand Controlled_A_Technical Potential | F1 | Commercial | OR - College | Existing | Space Heating | Natural Gas | Ventilation - Parking Garages, Demand Controlled | A | Original Unit Energy Savings (kWh or therms) | Technical Potential | 0 | 0 | 0 | 0 | 0 | 0 | 0 | 0 | 0 | 0 | 0 | 0 | 0 | 0 | 0 | 0 | 0 | 0 | 0 | 0 | 0 | 0 | 0 | 0 | 0 | 0 | 0
F2_Commercial_OR - College_Existing_Space Heating_Natural Gas_Ventilation - Parking Garages, Demand Controlled_A_Technical Potential | F2 | Commercial | OR - College | Existing | Space Heating | Natural Gas | Ventilation - Parking Garages, Demand Controlled | A | Original Unit Summer Peak Savings (kW) | Technical Potential | 0 | 0 | 0 | 0 | 0 | 0 | 0 | 0 | 0 | 0 | 0 | 0 | 0 | 0 | 0 | 0 | 0 | 0 | 0 | 0 | 0 | 0 | 0 | 0 | 0 | 0 | 0
F3_Commercial_OR - College_Existing_Space Heating_Natural Gas_Ventilation - Parking Garages, Demand Controlled_A_Technical Potential | F3 | Commercial | OR - College | Existing | Space Heating | Natural Gas | Ventilation - Parking Garages, Demand Controlled | A | Original Unit Winter Peak Savings (kW) | Technical Potential | 0 | 0 | 0 | 0 | 0 | 0 | 0 | 0 | 0 | 0 | 0 | 0 | 0 | 0 | 0 | 0 | 0 | 0 | 0 | 0 | 0 | 0 | 0 | 0 | 0 | 0 | 0
F4_Commercial_OR - College_Existing_Space Heating_Natural Gas_Ventilation - Parking Garages, Demand Controlled_A_Technical Potential | F4 | Commercial | OR - College | Existing | Space Heating | Natural Gas | Ventilation - Parking Garages, Demand Controlled | A | Standalone Impact on Baseline Energy (%) | Technical Potential | 0 | 0 | 0 | 0 | 0 | 0 | 0 | 0 | 0 | 0 | 0 | 0 | 0 | 0 | 0 | 0 | 0 | 0 | 0 | 0 | 0 | 0 | 0 | 0 | 0 | 0 | 0
F5_Commercial_OR - College_Existing_Space Heating_Natural Gas_Ventilation - Parking Garages, Demand Controlled_A_Technical Potential | F5 | Commercial | OR - College | Existing | Space Heating | Natural Gas | Ventilation - Parking Garages, Demand Controlled | A | Standalone Impact on Baseline Summer Peak (%) | Technical Potential | 0 | 0 | 0 | 0 | 0 | 0 | 0 | 0 | 0 | 0 | 0 | 0 | 0 | 0 | 0 | 0 | 0 | 0 | 0 | 0 | 0 | 0 | 0 | 0 | 0 | 0 | 0
F6_Commercial_OR - College_Existing_Space Heating_Natural Gas_Ventilation - Parking Garages, Demand Controlled_A_Technical Potential | F6 | Commercial | OR - College | Existing | Space Heating | Natural Gas | Ventilation - Parking Garages, Demand Controlled | A | Standalone Impact on Baseline Winter Peak (%) | Technical Potential | 0 | 0 | 0 | 0 | 0 | 0 | 0 | 0 | 0 | 0 | 0 | 0 | 0 | 0 | 0 | 0 | 0 | 0 | 0 | 0 | 0 | 0 | 0 | 0 | 0 | 0 | 0
F7_Commercial_OR - College_Existing_Space Heating_Natural Gas_Ventilation - Parking Garages, Demand Controlled_A_Technical Potential | F7 | Commercial | OR - College | Existing | Space Heating | Natural Gas | Ventilation - Parking Garages, Demand Controlled | A | Incremental Energy Savings (MWh or mTherms) | Technical Potential | 0 | 0 | 0 | 0 | 0 | 0 | 0 | 0 | 0 | 0 | 0 | 0 | 0 | 0 | 0 | 0 | 0 | 0 | 0 | 0 | 0 | 0 | 0 | 0 | 0 | 0 | 0
F8_Commercial_OR - College_Existing_Space Heating_Natural Gas_Ventilation - Parking Garages, Demand Controlled_A_Technical Potential | F8 | Commercial | OR - College | Existing | Space Heating | Natural Gas | Ventilation - Parking Garages, Demand Controlled | A | Incremental Summer Peak Savings (MW) | Technical Potential | 0 | 0 | 0 | 0 | 0 | 0 | 0 | 0 | 0 | 0 | 0 | 0 | 0 | 0 | 0 | 0 | 0 | 0 | 0 | 0 | 0 | 0 | 0 | 0 | 0 | 0 | 0
F9_Commercial_OR - College_Existing_Space Heating_Natural Gas_Ventilation - Parking Garages, Demand Controlled_A_Technical Potential | F9 | Commercial | OR - College | Existing | Space Heating | Natural Gas | Ventilation - Parking Garages, Demand Controlled | A | Incremental Winter Peak Savings (MW) | Technical Potential | 0 | 0 | 0 | 0 | 0 | 0 | 0 | 0 | 0 | 0 | 0 | 0 | 0 | 0 | 0 | 0 | 0 | 0 | 0 | 0 | 0 | 0 | 0 | 0 | 0 | 0 | 0
F10_Commercial_OR - College_Existing_Space Heating_Natural Gas_Ventilation - Parking Garages, Demand Controlled_A_Technical Potential | F10 | Commercial | OR - College | Existing | Space Heating | Natural Gas | Ventilation - Parking Garages, Demand Controlled | A | Cumulative Energy Savings (MWh or mTherms) | Technical Potential | 0 | 0 | 0 | 0 | 0 | 0 | 0 | 0 | 0 | 0 | 0 | 0 | 0 | 0 | 0 | 0 | 0 | 0 | 0 | 0 | 0 | 0 | 0 | 0 | 0 | 0 | 0
F11_Commercial_OR - College_Existing_Space Heating_Natural Gas_Ventilation - Parking Garages, Demand Controlled_A_Technical Potential | F11 | Commercial | OR - College | Existing | Space Heating | Natural Gas | Ventilation - Parking Garages, Demand Controlled | A | Cumulative Summer Peak Savings (MW) | Technical Potential | 0 | 0 | 0 | 0 | 0 | 0 | 0 | 0 | 0 | 0 | 0 | 0 | 0 | 0 | 0 | 0 | 0 | 0 | 0 | 0 | 0 | 0 | 0 | 0 | 0 | 0 | 0
F12_Commercial_OR - College_Existing_Space Heating_Natural Gas_Ventilation - Parking Garages, Demand Controlled_A_Technical Potential | F12 | Commercial | OR - College | Existing | Space Heating | Natural Gas | Ventilation - Parking Garages, Demand Controlled | A | Cumulative Winter Peak Savings (MW) | Technical Potential | 0 | 0 | 0 | 0 | 0 | 0 | 0 | 0 | 0 | 0 | 0 | 0 | 0 | 0 | 0 | 0 | 0 | 0 | 0 | 0 | 0 | 0 | 0 | 0 | 0 | 0 | 0
F13_Commercial_OR - College_Existing_Space Heating_Natural Gas_Ventilation - Parking Garages, Demand Controlled_A_Technical Potential | F13 | Commercial | OR - College | Existing | Space Heating | Natural Gas | Ventilation - Parking Garages, Demand Controlled | A | Purchases (Incremental) | Technical Potential | 0 | 0 | 0 | 0 | 0 | 0 | 0 | 0 | 0 | 0 | 0 | 0 | 0 | 0 | 0 | 0 | 0 | 0 | 0 | 0 | 0 | 0 | 0 | 0 | 0 | 0 | 0
F14_Commercial_OR - College_Existing_Space Heating_Natural Gas_Ventilation - Parking Garages, Demand Controlled_A_Technical Potential | F14 | Commercial | OR - College | Existing | Space Heating | Natural Gas | Ventilation - Parking Garages, Demand Controlled | A | Purchases (Cumulative) | Technical Potential | 0 | 0 | 0 | 0 | 0 | 0 | 0 | 0 | 0 | 0 | 0 | 0 | 0 | 0 | 0 | 0 | 0 | 0 | 0 | 0 | 0 | 0 | 0 | 0 | 0 | 0 | 0
F1_Commercial_OR - College_Existing_Miscellaneous_Natural Gas_Pool Heater - Night Covers_A_Technical Potential | F1 | Commercial | OR - College | Existing | Miscellaneous | Natural Gas | Pool Heater - Night Covers | A | Original Unit Energy Savings (kWh or therms) | Technical Potential | 0 | 0 | 0.0011799 | 0.0011799 | 0.0011799 | 0.0011799 | 0.0011799 | 0.0011799 | 0.0011799 | 0.0011799 | 0.0011799 | 0.0011799 | 0.0011799 | 0.0011799 | 0.0011799 | 0.0011799 | 0.0011799 | 0.0011799 | 0.0011799 | 0.0011799 | 0.0011799 | 0.0011799 | 0.0011799 | 0.0011799 | 0.0011799 | 0.0011799 | 0.0011799
F2_Commercial_OR - College_Existing_Miscellaneous_Natural Gas_Pool Heater - Night Covers_A_Technical Potential | F2 | Commercial | OR - College | Existing | Miscellaneous | Natural Gas | Pool Heater - Night Covers | A | Original Unit Summer Peak Savings (kW) | Technical Potential | 0 | 0 | 0 | 0 | 0 | 0 | 0 | 0 | 0 | 0 | 0 | 0 | 0 | 0 | 0 | 0 | 0 | 0 | 0 | 0 | 0 | 0 | 0 | 0 | 0 | 0 | 0
F3_Commercial_OR - College_Existing_Miscellaneous_Natural Gas_Pool Heater - Night Covers_A_Technical Potential | F3 | Commercial | OR - College | Existing | Miscellaneous | Natural Gas | Pool Heater - Night Covers | A | Original Unit Winter Peak Savings (kW) | Technical Potential | 0 | 0 | 0 | 0 | 0 | 0 | 0 | 0 | 0 | 0 | 0 | 0 | 0 | 0 | 0 | 0 | 0 | 0 | 0 | 0 | 0 | 0 | 0 | 0 | 0 | 0 | 0
F4_Commercial_OR - College_Existing_Miscellaneous_Natural Gas_Pool Heater - Night Covers_A_Technical Potential | F4 | Commercial | OR - College | Existing | Miscellaneous | Natural Gas | Pool Heater - Night Covers | A | Standalone Impact on Baseline Energy (%) | Technical Potential | 0 | 0 | 2.3745e-05 | 4.7489e-05 | 7.1234e-05 | 9.4979e-05 | 0.00011872 | 0.00011872 | 0.00011872 | 0.00011872 | 0.00011872 | 0.00011872 | 0.00011872 | 0.00011872 | 0.00011872 | 0.00011872 | 0.00011872 | 0.00011872 | 0.00011872 | 0.00011872 | 0.00011872 | 0.00011872 | 0.00011872 | 0.00011872 | 0.00011872 | 0.00011872 | 0.00011872
F5_Commercial_OR - College_Existing_Miscellaneous_Natural Gas_Pool Heater - Night Covers_A_Technical Potential | F5 | Commercial | OR - College | Existing | Miscellaneous | Natural Gas | Pool Heater - Night Covers | A | Standalone Impact on Baseline Summer Peak (%) | Technical Potential | 0 | 0 | 0 | 0 | 0 | 0 | 0 | 0 | 0 | 0 | 0 | 0 | 0 | 0 | 0 | 0 | 0 | 0 | 0 | 0 | 0 | 0 | 0 | 0 | 0 | 0 | 0
F6_Commercial_OR - College_Existing_Miscellaneous_Natural Gas_Pool Heater - Night Covers_A_Technical Potential | F6 | Commercial | OR - College | Existing | Miscellaneous | Natural Gas | Pool Heater - Night Covers | A | Standalone Impact on Baseline Winter Peak (%) | Technical Potential | 0 | 0 | 0 | 0 | 0 | 0 | 0 | 0 | 0 | 0 | 0 | 0 | 0 | 0 | 0 | 0 | 0 | 0 | 0 | 0 | 0 | 0 | 0 | 0 | 0 | 0 | 0
F7_Commercial_OR - College_Existing_Miscellaneous_Natural Gas_Pool Heater - Night Covers_A_Technical Potential | F7 | Commercial | OR - College | Existing | Miscellaneous | Natural Gas | Pool Heater - Night Covers | A | Incremental Energy Savings (MWh or mTherms) | Technical Potential | 0 | 0 | 0.00020735 | 0.00020735 | 0.00020735 | 0.00020735 | 0.00020735 | 0 | 0 | 0 | 0 | 0 | 0 | 0 | 0 | 0 | 0 | 0 | 0 | 0 | 0 | 0 | 0 | 0 | 0 | 0 | 0
F8_Commercial_OR - College_Existing_Miscellaneous_Natural Gas_Pool Heater - Night Covers_A_Technical Potential | F8 | Commercial | OR - College | Existing | Miscellaneous | Natural Gas | Pool Heater - Night Covers | A | Incremental Summer Peak Savings (MW) | Technical Potential | 0 | 0 | 0 | 0 | 0 | 0 | 0 | 0 | 0 | 0 | 0 | 0 | 0 | 0 | 0 | 0 | 0 | 0 | 0 | 0 | 0 | 0 | 0 | 0 | 0 | 0 | 0
F9_Commercial_OR - College_Existing_Miscellaneous_Natural Gas_Pool Heater - Night Covers_A_Technical Potential | F9 | Commercial | OR - College | Existing | Miscellaneous | Natural Gas | Pool Heater - Night Covers | A | Incremental Winter Peak Savings (MW) | Technical Potential | 0 | 0 | 0 | 0 | 0 | 0 | 0 | 0 | 0 | 0 | 0 | 0 | 0 | 0 | 0 | 0 | 0 | 0 | 0 | 0 | 0 | 0 | 0 | 0 | 0 | 0 | 0
F10_Commercial_OR - College_Existing_Miscellaneous_Natural Gas_Pool Heater - Night Covers_A_Technical Potential | F10 | Commercial | OR - College | Existing | Miscellaneous | Natural Gas | Pool Heater - Night Covers | A | Cumulative Energy Savings (MWh or mTherms) | Technical Potential | 0 | 0 | 0.00020735 | 0.0004147 | 0.00062205 | 0.0008294 | 0.0010368 | 0.0010368 | 0.0010368 | 0.0010368 | 0.0010368 | 0.0010368 | 0.0010368 | 0.0010368 | 0.0010368 | 0.0010368 | 0.0010368 | 0.0010368 | 0.0010368 | 0.0010368 | 0.0010368 | 0.0010368 | 0.0010368 | 0.0010368 | 0.0010368 | 0.0010368 | 0.0010368
F11_Commercial_OR - College_Existing_Miscellaneous_Natural Gas_Pool Heater - Night Covers_A_Technical Potential | F11 | Commercial | OR - College | Existing | Miscellaneous | Natural Gas | Pool Heater - Night Covers | A | Cumulative Summer Peak Savings (MW) | Technical Potential | 0 | 0 | 0 | 0 | 0 | 0 | 0 | 0 | 0 | 0 | 0 | 0 | 0 | 0 | 0 | 0 | 0 | 0 | 0 | 0 | 0 | 0 | 0 | 0 | 0 | 0 | 0
F12_Commercial_OR - College_Existing_Miscellaneous_Natural Gas_Pool Heater - Night Covers_A_Technical Potential | F12 | Commercial | OR - College | Existing | Miscellaneous | Natural Gas | Pool Heater - Night Covers | A | Cumulative Winter Peak Savings (MW) | Technical Potential | 0 | 0 | 0 | 0 | 0 | 0 | 0 | 0 | 0 | 0 | 0 | 0 | 0 | 0 | 0 | 0 | 0 | 0 | 0 | 0 | 0 | 0 | 0 | 0 | 0 | 0 | 0
F13_Commercial_OR - College_Existing_Miscellaneous_Natural Gas_Pool Heater - Night Covers_A_Technical Potential | F13 | Commercial | OR - College | Existing | Miscellaneous | Natural Gas | Pool Heater - Night Covers | A | Purchases (Incremental) | Technical Potential | 0 | 0 | 175.7288 | 175.7288 | 175.7288 | 175.7288 | 175.7288 | 0 | 0 | 0 | 0 | 0 | 0 | 0 | 0 | 0 | 0 | 0 | 0 | 0 | 0 | 0 | 0 | 0 | 0 | 0 | 0
F14_Commercial_OR - College_Existing_Miscellaneous_Natural Gas_Pool Heater - Night Covers_A_Technical Potential | F14 | Commercial | OR - College | Existing | Miscellaneous | Natural Gas | Pool Heater - Night Covers | A | Purchases (Cumulative) | Technical Potential | 0 | 0 | 175.7288 | 351.4575 | 527.1863 | 702.9151 | 878.6438 | 878.6438 | 878.6438 | 878.6438 | 878.6438 | 878.6438 | 878.6438 | 878.6438 | 878.6438 | 878.6438 | 878.6438 | 878.6438 | 878.6438 | 878.6438 | 878.6438 | 878.6438 | 878.6438 | 878.6438 | 878.6438 | 878.6438 | 878.6438
F1_Commercial_OR - College_Existing_Space Heating_Natural Gas_Advanced New Construction Designs_A_Technical Potential | F1 | Commercial | OR - College | Existing | Space Heating | Natural Gas | Advanced New Construction Designs | A | Original Unit Energy Savings (kWh or therms) | Technical Potential | 0 | 0 | 0 | 0 | 0 | 0 | 0 | 0 | 0 | 0 | 0 | 0 | 0 | 0 | 0 | 0 | 0 | 0 | 0 | 0 | 0 | 0 | 0 | 0 | 0 | 0 | 0
F2_Commercial_OR - College_Existing_Space Heating_Natural Gas_Advanced New Construction Designs_A_Technical Potential | F2 | Commercial | OR - College | Existing | Space Heating | Natural Gas | Advanced New Construction Designs | A | Original Unit Summer Peak Savings (kW) | Technical Potential | 0 | 0 | 0 | 0 | 0 | 0 | 0 | 0 | 0 | 0 | 0 | 0 | 0 | 0 | 0 | 0 | 0 | 0 | 0 | 0 | 0 | 0 | 0 | 0 | 0 | 0 | 0
F3_Commercial_OR - College_Existing_Space Heating_Natural Gas_Advanced New Construction Designs_A_Technical Potential | F3 | Commercial | OR - College | Existing | Space Heating | Natural Gas | Advanced New Construction Designs | A | Original Unit Winter Peak Savings (kW) | Technical Potential | 0 | 0 | 0 | 0 | 0 | 0 | 0 | 0 | 0 | 0 | 0 | 0 | 0 | 0 | 0 | 0 | 0 | 0 | 0 | 0 | 0 | 0 | 0 | 0 | 0 | 0 | 0
F4_Commercial_OR - College_Existing_Space Heating_Natural Gas_Advanced New Construction Designs_A_Technical Potential | F4 | Commercial | OR - College | Existing | Space Heating | Natural Gas | Advanced New Construction Designs | A | Standalone Impact on Baseline Energy (%) | Technical Potential | 0 | 0 | 0 | 0 | 0 | 0 | 0 | 0 | 0 | 0 | 0 | 0 | 0 | 0 | 0 | 0 | 0 | 0 | 0 | 0 | 0 | 0 | 0 | 0 | 0 | 0 | 0
F5_Commercial_OR - College_Existing_Space Heating_Natural Gas_Advanced New Construction Designs_A_Technical Potential | F5 | Commercial | OR - College | Existing | Space Heating | Natural Gas | Advanced New Construction Designs | A | Standalone Impact on Baseline Summer Peak (%) | Technical Potential | 0 | 0 | 0 | 0 | 0 | 0 | 0 | 0 | 0 | 0 | 0 | 0 | 0 | 0 | 0 | 0 | 0 | 0 | 0 | 0 | 0 | 0 | 0 | 0 | 0 | 0 | 0
F6_Commercial_OR - College_Existing_Space Heating_Natural Gas_Advanced New Construction Designs_A_Technical Potential | F6 | Commercial | OR - College | Existing | Space Heating | Natural Gas | Advanced New Construction Designs | A | Standalone Impact on Baseline Winter Peak (%) | Technical Potential | 0 | 0 | 0 | 0 | 0 | 0 | 0 | 0 | 0 | 0 | 0 | 0 | 0 | 0 | 0 | 0 | 0 | 0 | 0 | 0 | 0 | 0 | 0 | 0 | 0 | 0 | 0
F7_Commercial_OR - College_Existing_Space Heating_Natural Gas_Advanced New Construction Designs_A_Technical Potential | F7 | Commercial | OR - College | Existing | Space Heating | Natural Gas | Advanced New Construction Designs | A | Incremental Energy Savings (MWh or mTherms) | Technical Potential | 0 | 0 | 0 | 0 | 0 | 0 | 0 | 0 | 0 | 0 | 0 | 0 | 0 | 0 | 0 | 0 | 0 | 0 | 0 | 0 | 0 | 0 | 0 | 0 | 0 | 0 | 0
F8_Commercial_OR - College_Existing_Space Heating_Natural Gas_Advanced New Construction Designs_A_Technical Potential | F8 | Commercial | OR - College | Existing | Space Heating | Natural Gas | Advanced New Construction Designs | A | Incremental Summer Peak Savings (MW) | Technical Potential | 0 | 0 | 0 | 0 | 0 | 0 | 0 | 0 | 0 | 0 | 0 | 0 | 0 | 0 | 0 | 0 | 0 | 0 | 0 | 0 | 0 | 0 | 0 | 0 | 0 | 0 | 0
F9_Commercial_OR - College_Existing_Space Heating_Natural Gas_Advanced New Construction Designs_A_Technical Potential | F9 | Commercial | OR - College | Existing | Space Heating | Natural Gas | Advanced New Construction Designs | A | Incremental Winter Peak Savings (MW) | Technical Potential | 0 | 0 | 0 | 0 | 0 | 0 | 0 | 0 | 0 | 0 | 0 | 0 | 0 | 0 | 0 | 0 | 0 | 0 | 0 | 0 | 0 | 0 | 0 | 0 | 0 | 0 | 0
F10_Commercial_OR - College_Existing_Space Heating_Natural Gas_Advanced New Construction Designs_A_Technical Potential | F10 | Commercial | OR - College | Existing | Space Heating | Natural Gas | Advanced New Construction Designs | A | Cumulative Energy Savings (MWh or mTherms) | Technical Potential | 0 | 0 | 0 | 0 | 0 | 0 | 0 | 0 | 0 | 0 | 0 | 0 | 0 | 0 | 0 | 0 | 0 | 0 | 0 | 0 | 0 | 0 | 0 | 0 | 0 | 0 | 0
F11_Commercial_OR - College_Existing_Space Heating_Natural Gas_Advanced New Construction Designs_A_Technical Potential | F11 | Commercial | OR - College | Existing | Space Heating | Natural Gas | Advanced New Construction Designs | A | Cumulative Summer Peak Savings (MW) | Technical Potential | 0 | 0 | 0 | 0 | 0 | 0 | 0 | 0 | 0 | 0 | 0 | 0 | 0 | 0 | 0 | 0 | 0 | 0 | 0 | 0 | 0 | 0 | 0 | 0 | 0 | 0 | 0
F12_Commercial_OR - College_Existing_Space Heating_Natural Gas_Advanced New Construction Designs_A_Technical Potential | F12 | Commercial | OR - College | Existing | Space Heating | Natural Gas | Advanced New Construction Designs | A | Cumulative Winter Peak Savings (MW) | Technical Potential | 0 | 0 | 0 | 0 | 0 | 0 | 0 | 0 | 0 | 0 | 0 | 0 | 0 | 0 | 0 | 0 | 0 | 0 | 0 | 0 | 0 | 0 | 0 | 0 | 0 | 0 | 0
F13_Commercial_OR - College_Existing_Space Heating_Natural Gas_Advanced New Construction Designs_A_Technical Potential | F13 | Commercial | OR - College | Existing | Space Heating | Natural Gas | Advanced New Construction Designs | A | Purchases (Incremental) | Technical Potential | 0 | 0 | 0 | 0 | 0 | 0 | 0 | 0 | 0 | 0 | 0 | 0 | 0 | 0 | 0 | 0 | 0 | 0 | 0 | 0 | 0 | 0 | 0 | 0 | 0 | 0 | 0
F14_Commercial_OR - College_Existing_Space Heating_Natural Gas_Advanced New Construction Designs_A_Technical Potential | F14 | Commercial | OR - College | Existing | Space Heating | Natural Gas | Advanced New Construction Designs | A | Purchases (Cumulative) | Technical Potential | 0 | 0 | 0 | 0 | 0 | 0 | 0 | 0 | 0 | 0 | 0 | 0 | 0 | 0 | 0 | 0 | 0 | 0 | 0 | 0 | 0 | 0 | 0 | 0 | 0 | 0 | 0
F1_Commercial_OR - College_Existing_Water Heating_Natural Gas_Advanced New Construction Designs_A_Technical Potential | F1 | Commercial | OR - College | Existing | Water Heating | Natural Gas | Advanced New Construction Designs | A | Original Unit Energy Savings (kWh or therms) | Technical Potential | 0 | 0 | 0 | 0 | 0 | 0 | 0 | 0 | 0 | 0 | 0 | 0 | 0 | 0 | 0 | 0 | 0 | 0 | 0 | 0 | 0 | 0 | 0 | 0 | 0 | 0 | 0
F2_Commercial_OR - College_Existing_Water Heating_Natural Gas_Advanced New Construction Designs_A_Technical Potential | F2 | Commercial | OR - College | Existing | Water Heating | Natural Gas | Advanced New Construction Designs | A | Original Unit Summer Peak Savings (kW) | Technical Potential | 0 | 0 | 0 | 0 | 0 | 0 | 0 | 0 | 0 | 0 | 0 | 0 | 0 | 0 | 0 | 0 | 0 | 0 | 0 | 0 | 0 | 0 | 0 | 0 | 0 | 0 | 0
F3_Commercial_OR - College_Existing_Water Heating_Natural Gas_Advanced New Construction Designs_A_Technical Potential | F3 | Commercial | OR - College | Existing | Water Heating | Natural Gas | Advanced New Construction Designs | A | Original Unit Winter Peak Savings (kW) | Technical Potential | 0 | 0 | 0 | 0 | 0 | 0 | 0 | 0 | 0 | 0 | 0 | 0 | 0 | 0 | 0 | 0 | 0 | 0 | 0 | 0 | 0 | 0 | 0 | 0 | 0 | 0 | 0
F4_Commercial_OR - College_Existing_Water Heating_Natural Gas_Advanced New Construction Designs_A_Technical Potential | F4 | Commercial | OR - College | Existing | Water Heating | Natural Gas | Advanced New Construction Designs | A | Standalone Impact on Baseline Energy (%) | Technical Potential | 0 | 0 | 0 | 0 | 0 | 0 | 0 | 0 | 0 | 0 | 0 | 0 | 0 | 0 | 0 | 0 | 0 | 0 | 0 | 0 | 0 | 0 | 0 | 0 | 0 | 0 | 0
F5_Commercial_OR - College_Existing_Water Heating_Natural Gas_Advanced New Construction Designs_A_Technical Potential | F5 | Commercial | OR - College | Existing | Water Heating | Natural Gas | Advanced New Construction Designs | A | Standalone Impact on Baseline Summer Peak (%) | Technical Potential | 0 | 0 | 0 | 0 | 0 | 0 | 0 | 0 | 0 | 0 | 0 | 0 | 0 | 0 | 0 | 0 | 0 | 0 | 0 | 0 | 0 | 0 | 0 | 0 | 0 | 0 | 0
F6_Commercial_OR - College_Existing_Water Heating_Natural Gas_Advanced New Construction Designs_A_Technical Potential | F6 | Commercial | OR - College | Existing | Water Heating | Natural Gas | Advanced New Construction Designs | A | Standalone Impact on Baseline Winter Peak (%) | Technical Potential | 0 | 0 | 0 | 0 | 0 | 0 | 0 | 0 | 0 | 0 | 0 | 0 | 0 | 0 | 0 | 0 | 0 | 0 | 0 | 0 | 0 | 0 | 0 | 0 | 0 | 0 | 0
F7_Commercial_OR - College_Existing_Water Heating_Natural Gas_Advanced New Construction Designs_A_Technical Potential | F7 | Commercial | OR - College | Existing | Water Heating | Natural Gas | Advanced New Construction Designs | A | Incremental Energy Savings (MWh or mTherms) | Technical Potential | 0 | 0 | 0 | 0 | 0 | 0 | 0 | 0 | 0 | 0 | 0 | 0 | 0 | 0 | 0 | 0 | 0 | 0 | 0 | 0 | 0 | 0 | 0 | 0 | 0 | 0 | 0
F8_Commercial_OR - College_Existing_Water Heating_Natural Gas_Advanced New Construction Designs_A_Technical Potential | F8 | Commercial | OR - College | Existing | Water Heating | Natural Gas | Advanced New Construction Designs | A | Incremental Summer Peak Savings (MW) | Technical Potential | 0 | 0 | 0 | 0 | 0 | 0 | 0 | 0 | 0 | 0 | 0 | 0 | 0 | 0 | 0 | 0 | 0 | 0 | 0 | 0 | 0 | 0 | 0 | 0 | 0 | 0 | 0
F9_Commercial_OR - College_Existing_Water Heating_Natural Gas_Advanced New Construction Designs_A_Technical Potential | F9 | Commercial | OR - College | Existing | Water Heating | Natural Gas | Advanced New Construction Designs | A | Incremental Winter Peak Savings (MW) | Technical Potential | 0 | 0 | 0 | 0 | 0 | 0 | 0 | 0 | 0 | 0 | 0 | 0 | 0 | 0 | 0 | 0 | 0 | 0 | 0 | 0 | 0 | 0 | 0 | 0 | 0 | 0 | 0
F10_Commercial_OR - College_Existing_Water Heating_Natural Gas_Advanced New Construction Designs_A_Technical Potential | F10 | Commercial | OR - College | Existing | Water Heating | Natural Gas | Advanced New Construction Designs | A | Cumulative Energy Savings (MWh or mTherms) | Technical Potential | 0 | 0 | 0 | 0 | 0 | 0 | 0 | 0 | 0 | 0 | 0 | 0 | 0 | 0 | 0 | 0 | 0 | 0 | 0 | 0 | 0 | 0 | 0 | 0 | 0 | 0 | 0
F11_Commercial_OR - College_Existing_Water Heating_Natural Gas_Advanced New Construction Designs_A_Technical Potential | F11 | Commercial | OR - College | Existing | Water Heating | Natural Gas | Advanced New Construction Designs | A | Cumulative Summer Peak Savings (MW) | Technical Potential | 0 | 0 | 0 | 0 | 0 | 0 | 0 | 0 | 0 | 0 | 0 | 0 | 0 | 0 | 0 | 0 | 0 | 0 | 0 | 0 | 0 | 0 | 0 | 0 | 0 | 0 | 0
F12_Commercial_OR - College_Existing_Water Heating_Natural Gas_Advanced New Construction Designs_A_Technical Potential | F12 | Commercial | OR - College | Existing | Water Heating | Natural Gas | Advanced New Construction Designs | A | Cumulative Winter Peak Savings (MW) | Technical Potential | 0 | 0 | 0 | 0 | 0 | 0 | 0 | 0 | 0 | 0 | 0 | 0 | 0 | 0 | 0 | 0 | 0 | 0 | 0 | 0 | 0 | 0 | 0 | 0 | 0 | 0 | 0
F13_Commercial_OR - College_Existing_Water Heating_Natural Gas_Advanced New Construction Designs_A_Technical Potential | F13 | Commercial | OR - College | Existing | Water Heating | Natural Gas | Advanced New Construction Designs | A | Purchases (Incremental) | Technical Potential | 0 | 0 | 0 | 0 | 0 | 0 | 0 | 0 | 0 | 0 | 0 | 0 | 0 | 0 | 0 | 0 | 0 | 0 | 0 | 0 | 0 | 0 | 0 | 0 | 0 | 0 | 0
F14_Commercial_OR - College_Existing_Water Heating_Natural Gas_Advanced New Construction Designs_A_Technical Potential | F14 | Commercial | OR - College | Existing | Water Heating | Natural Gas | Advanced New Construction Designs | A | Purchases (Cumulative) | Technical Potential | 0 | 0 | 0 | 0 | 0 | 0 | 0 | 0 | 0 | 0 | 0 | 0 | 0 | 0 | 0 | 0 | 0 | 0 | 0 | 0 | 0 | 0 | 0 | 0 | 0 | 0 | 0
F1_Commercial_OR - College_Existing_Space Heating_Natural Gas_Strategic Energy Management_A_Technical Potential | F1 | Commercial | OR - College | Existing | Space Heating | Natural Gas | Strategic Energy Management | A | Original Unit Energy Savings (kWh or therms) | Technical Potential | 0 | 0 | 0.02485 | 0.024775 | 0.024702 | 0.02463 | 0.02456 | 0.024491 | 0.024424 | 0.024359 | 0.024295 | 0.024234 | 0.024175 | 0.024118 | 0.024064 | 0.024012 | 0.023962 | 0.023915 | 0.023871 | 0.02383 | 0.023793 | 0.023758 | 0.023727 | 0.023699 | 0.023673 | 0.023649 | 0.023627
F2_Commercial_OR - College_Existing_Space Heating_Natural Gas_Strategic Energy Management_A_Technical Potential | F2 | Commercial | OR - College | Existing | Space Heating | Natural Gas | Strategic Energy Management | A | Original Unit Summer Peak Savings (kW) | Technical Potential | 0 | 0 | 0 | 0 | 0 | 0 | 0 | 0 | 0 | 0 | 0 | 0 | 0 | 0 | 0 | 0 | 0 | 0 | 0 | 0 | 0 | 0 | 0 | 0 | 0 | 0 | 0
F3_Commercial_OR - College_Existing_Space Heating_Natural Gas_Strategic Energy Management_A_Technical Potential | F3 | Commercial | OR - College | Existing | Space Heating | Natural Gas | Strategic Energy Management | A | Original Unit Winter Peak Savings (kW) | Technical Potential | 0 | 0 | 0 | 0 | 0 | 0 | 0 | 0 | 0 | 0 | 0 | 0 | 0 | 0 | 0 | 0 | 0 | 0 | 0 | 0 | 0 | 0 | 0 | 0 | 0 | 0 | 0
F4_Commercial_OR - College_Existing_Space Heating_Natural Gas_Strategic Energy Management_A_Technical Potential | F4 | Commercial | OR - College | Existing | Space Heating | Natural Gas | Strategic Energy Management | A | Standalone Impact on Baseline Energy (%) | Technical Potential | 0 | 0 | 0.00045199 | 0.0013798 | 0.0023075 | 0.0027833 | 0.0027833 | 0.0027833 | 0.0027833 | 0.0027833 | 0.0027833 | 0.0027833 | 0.0027833 | 0.0027833 | 0.0027833 | 0.0027833 | 0.0027833 | 0.0027833 | 0.0027833 | 0.0027833 | 0.0027833 | 0.0027833 | 0.0027833 | 0.0027833 | 0.0027833 | 0.0027833 | 0.0027833
F5_Commercial_OR - College_Existing_Space Heating_Natural Gas_Strategic Energy Management_A_Technical Potential | F5 | Commercial | OR - College | Existing | Space Heating | Natural Gas | Strategic Energy Management | A | Standalone Impact on Baseline Summer Peak (%) | Technical Potential | 0 | 0 | 0 | 0 | 0 | 0 | 0 | 0 | 0 | 0 | 0 | 0 | 0 | 0 | 0 | 0 | 0 | 0 | 0 | 0 | 0 | 0 | 0 | 0 | 0 | 0 | 0
F6_Commercial_OR - College_Existing_Space Heating_Natural Gas_Strategic Energy Management_A_Technical Potential | F6 | Commercial | OR - College | Existing | Space Heating | Natural Gas | Strategic Energy Management | A | Standalone Impact on Baseline Winter Peak (%) | Technical Potential | 0 | 0 | 0 | 0 | 0 | 0 | 0 | 0 | 0 | 0 | 0 | 0 | 0 | 0 | 0 | 0 | 0 | 0 | 0 | 0 | 0 | 0 | 0 | 0 | 0 | 0 | 0
F7_Commercial_OR - College_Existing_Space Heating_Natural Gas_Strategic Energy Management_A_Technical Potential | F7 | Commercial | OR - College | Existing | Space Heating | Natural Gas | Strategic Energy Management | A | Incremental Energy Savings (MWh or mTherms) | Technical Potential | 0 | 0 | 0.29539 | 0.60452 | 0.60273 | 0.3082 | 0 | 0 | 0 | 0 | 0 | 0 | 0 | 0 | 0 | 0 | 0 | 0 | 0 | 0 | 0 | 0 | 0 | 0 | 0 | 0 | 0
F8_Commercial_OR - College_Existing_Space Heating_Natural Gas_Strategic Energy Management_A_Technical Potential | F8 | Commercial | OR - College | Existing | Space Heating | Natural Gas | Strategic Energy Management | A | Incremental Summer Peak Savings (MW) | Technical Potential | 0 | 0 | 0 | 0 | 0 | 0 | 0 | 0 | 0 | 0 | 0 | 0 | 0 | 0 | 0 | 0 | 0 | 0 | 0 | 0 | 0 | 0 | 0 | 0 | 0 | 0 | 0
F9_Commercial_OR - College_Existing_Space Heating_Natural Gas_Strategic Energy Management_A_Technical Potential | F9 | Commercial | OR - College | Existing | Space Heating | Natural Gas | Strategic Energy Management | A | Incremental Winter Peak Savings (MW) | Technical Potential | 0 | 0 | 0 | 0 | 0 | 0 | 0 | 0 | 0 | 0 | 0 | 0 | 0 | 0 | 0 | 0 | 0 | 0 | 0 | 0 | 0 | 0 | 0 | 0 | 0 | 0 | 0
F10_Commercial_OR - College_Existing_Space Heating_Natural Gas_Strategic Energy Management_A_Technical Potential | F10 | Commercial | OR - College | Existing | Space Heating | Natural Gas | Strategic Energy Management | A | Cumulative Energy Savings (MWh or mTherms) | Technical Potential | 0 | 0 | 0.29539 | 0.89903 | 1.4991 | 1.8029 | 1.7978 | 1.7928 | 1.7878 | 1.7831 | 1.7784 | 1.7739 | 1.7696 | 1.7654 | 1.7614 | 1.7576 | 1.754 | 1.7506 | 1.7474 | 1.7444 | 1.7416 | 1.7391 | 1.7368 | 1.7347 | 1.7328 | 1.7311 | 1.7295
F11_Commercial_OR - College_Existing_Space Heating_Natural Gas_Strategic Energy Management_A_Technical Potential | F11 | Commercial | OR - College | Existing | Space Heating | Natural Gas | Strategic Energy Management | A | Cumulative Summer Peak Savings (MW) | Technical Potential | 0 | 0 | 0 | 0 | 0 | 0 | 0 | 0 | 0 | 0 | 0 | 0 | 0 | 0 | 0 | 0 | 0 | 0 | 0 | 0 | 0 | 0 | 0 | 0 | 0 | 0 | 0
F12_Commercial_OR - College_Existing_Space Heating_Natural Gas_Strategic Energy Management_A_Technical Potential | F12 | Commercial | OR - College | Existing | Space Heating | Natural Gas | Strategic Energy Management | A | Cumulative Winter Peak Savings (MW) | Technical Potential | 0 | 0 | 0 | 0 | 0 | 0 | 0 | 0 | 0 | 0 | 0 | 0 | 0 | 0 | 0 | 0 | 0 | 0 | 0 | 0 | 0 | 0 | 0 | 0 | 0 | 0 | 0
F13_Commercial_OR - College_Existing_Space Heating_Natural Gas_Strategic Energy Management_A_Technical Potential | F13 | Commercial | OR - College | Existing | Space Heating | Natural Gas | Strategic Energy Management | A | Purchases (Incremental) | Technical Potential | 0 | 0 | 11887.1437 | 24399.9266 | 24399.9266 | 12512.7829 | 0 | 0 | 0 | 0 | 0 | 0 | 0 | 0 | 0 | 0 | 0 | 0 | 0 | 0 | 0 | 0 | 0 | 0 | 0 | 0 | 0
F14_Commercial_OR - College_Existing_Space Heating_Natural Gas_Strategic Energy Management_A_Technical Potential | F14 | Commercial | OR - College | Existing | Space Heating | Natural Gas | Strategic Energy Management | A | Purchases (Cumulative) | Technical Potential | 0 | 0 | 11887.1437 | 36287.0703 | 60686.9968 | 73199.7797 | 73199.7797 | 73199.7797 | 73199.7797 | 73199.7797 | 73199.7797 | 73199.7797 | 73199.7797 | 73199.7797 | 73199.7797 | 73199.7797 | 73199.7797 | 73199.7797 | 73199.7797 | 73199.7797 | 73199.7797 | 73199.7797 | 73199.7797 | 73199.7797 | 73199.7797 | 73199.7797 | 73199.7797
F1_Commercial_OR - College_Existing_Water Heating_Natural Gas_Strategic Energy Management_A_Technical Potential | F1 | Commercial | OR - College | Existing | Water Heating | Natural Gas | Strategic Energy Management | A | Original Unit Energy Savings (kWh or therms) | Technical Potential | 0 | 0 | 0.010412 | 0.010249 | 0.010106 | 0.0099811 | 0.0098737 | 0.0097827 | 0.0097073 | 0.009647 | 0.0095987 | 0.0095602 | 0.0095293 | 0.0095046 | 0.0094848 | 0.009469 | 0.0094564 | 0.0094463 | 0.0094382 | 0.0094317 | 0.0094265 | 0.0094224 | 0.0094191 | 0.0094164 | 0.0094143 | 0.0094126 | 0.0094112
F2_Commercial_OR - College_Existing_Water Heating_Natural Gas_Strategic Energy Management_A_Technical Potential | F2 | Commercial | OR - College | Existing | Water Heating | Natural Gas | Strategic Energy Management | A | Original Unit Summer Peak Savings (kW) | Technical Potential | 0 | 0 | 0 | 0 | 0 | 0 | 0 | 0 | 0 | 0 | 0 | 0 | 0 | 0 | 0 | 0 | 0 | 0 | 0 | 0 | 0 | 0 | 0 | 0 | 0 | 0 | 0
F3_Commercial_OR - College_Existing_Water Heating_Natural Gas_Strategic Energy Management_A_Technical Potential | F3 | Commercial | OR - College | Existing | Water Heating | Natural Gas | Strategic Energy Management | A | Original Unit Winter Peak Savings (kW) | Technical Potential | 0 | 0 | 0 | 0 | 0 | 0 | 0 | 0 | 0 | 0 | 0 | 0 | 0 | 0 | 0 | 0 | 0 | 0 | 0 | 0 | 0 | 0 | 0 | 0 | 0 | 0 | 0
F4_Commercial_OR - College_Existing_Water Heating_Natural Gas_Strategic Energy Management_A_Technical Potential | F4 | Commercial | OR - College | Existing | Water Heating | Natural Gas | Strategic Energy Management | A | Standalone Impact on Baseline Energy (%) | Technical Potential | 0 | 0 | 0.00045199 | 0.0013798 | 0.0023075 | 0.0027833 | 0.0027833 | 0.0027833 | 0.0027833 | 0.0027833 | 0.0027833 | 0.0027833 | 0.0027833 | 0.0027833 | 0.0027833 | 0.0027833 | 0.0027833 | 0.0027833 | 0.0027833 | 0.0027833 | 0.0027833 | 0.0027833 | 0.0027833 | 0.0027833 | 0.0027833 | 0.0027833 | 0.0027833
F5_Commercial_OR - College_Existing_Water Heating_Natural Gas_Strategic Energy Management_A_Technical Potential | F5 | Commercial | OR - College | Existing | Water Heating | Natural Gas | Strategic Energy Management | A | Standalone Impact on Baseline Summer Peak (%) | Technical Potential | 0 | 0 | 0 | 0 | 0 | 0 | 0 | 0 | 0 | 0 | 0 | 0 | 0 | 0 | 0 | 0 | 0 | 0 | 0 | 0 | 0 | 0 | 0 | 0 | 0 | 0 | 0
F6_Commercial_OR - College_Existing_Water Heating_Natural Gas_Strategic Energy Management_A_Technical Potential | F6 | Commercial | OR - College | Existing | Water Heating | Natural Gas | Strategic Energy Management | A | Standalone Impact on Baseline Winter Peak (%) | Technical Potential | 0 | 0 | 0 | 0 | 0 | 0 | 0 | 0 | 0 | 0 | 0 | 0 | 0 | 0 | 0 | 0 | 0 | 0 | 0 | 0 | 0 | 0 | 0 | 0 | 0 | 0 | 0
F7_Commercial_OR - College_Existing_Water Heating_Natural Gas_Strategic Energy Management_A_Technical Potential | F7 | Commercial | OR - College | Existing | Water Heating | Natural Gas | Strategic Energy Management | A | Incremental Energy Savings (MWh or mTherms) | Technical Potential | 0 | 0 | 0.13942 | 0.2817 | 0.27777 | 0.14069 | 0 | 0 | 0 | 0 | 0 | 0 | 0 | 0 | 0 | 0 | 0 | 0 | 0 | 0 | 0 | 0 | 0 | 0 | 0 | 0 | 0
F8_Commercial_OR - College_Existing_Water Heating_Natural Gas_Strategic Energy Management_A_Technical Potential | F8 | Commercial | OR - College | Existing | Water Heating | Natural Gas | Strategic Energy Management | A | Incremental Summer Peak Savings (MW) | Technical Potential | 0 | 0 | 0 | 0 | 0 | 0 | 0 | 0 | 0 | 0 | 0 | 0 | 0 | 0 | 0 | 0 | 0 | 0 | 0 | 0 | 0 | 0 | 0 | 0 | 0 | 0 | 0
F9_Commercial_OR - College_Existing_Water Heating_Natural Gas_Strategic Energy Management_A_Technical Potential | F9 | Commercial | OR - College | Existing | Water Heating | Natural Gas | Strategic Energy Management | A | Incremental Winter Peak Savings (MW) | Technical Potential | 0 | 0 | 0 | 0 | 0 | 0 | 0 | 0 | 0 | 0 | 0 | 0 | 0 | 0 | 0 | 0 | 0 | 0 | 0 | 0 | 0 | 0 | 0 | 0 | 0 | 0 | 0
F10_Commercial_OR - College_Existing_Water Heating_Natural Gas_Strategic Energy Management_A_Technical Potential | F10 | Commercial | OR - College | Existing | Water Heating | Natural Gas | Strategic Energy Management | A | Cumulative Energy Savings (MWh or mTherms) | Technical Potential | 0 | 0 | 0.13942 | 0.41894 | 0.69085 | 0.82301 | 0.81415 | 0.80665 | 0.80043 | 0.79546 | 0.79148 | 0.7883 | 0.78576 | 0.78372 | 0.78209 | 0.78079 | 0.77974 | 0.77891 | 0.77824 | 0.77771 | 0.77728 | 0.77694 | 0.77667 | 0.77645 | 0.77627 | 0.77613 | 0.77602
F11_Commercial_OR - College_Existing_Water Heating_Natural Gas_Strategic Energy Management_A_Technical Potential | F11 | Commercial | OR - College | Existing | Water Heating | Natural Gas | Strategic Energy Management | A | Cumulative Summer Peak Savings (MW) | Technical Potential | 0 | 0 | 0 | 0 | 0 | 0 | 0 | 0 | 0 | 0 | 0 | 0 | 0 | 0 | 0 | 0 | 0 | 0 | 0 | 0 | 0 | 0 | 0 | 0 | 0 | 0 | 0
F12_Commercial_OR - College_Existing_Water Heating_Natural Gas_Strategic Energy Management_A_Technical Potential | F12 | Commercial | OR - College | Existing | Water Heating | Natural Gas | Strategic Energy Management | A | Cumulative Winter Peak Savings (MW) | Technical Potential | 0 | 0 | 0 | 0 | 0 | 0 | 0 | 0 | 0 | 0 | 0 | 0 | 0 | 0 | 0 | 0 | 0 | 0 | 0 | 0 | 0 | 0 | 0 | 0 | 0 | 0 | 0
F13_Commercial_OR - College_Existing_Water Heating_Natural Gas_Strategic Energy Management_A_Technical Potential | F13 | Commercial | OR - College | Existing | Water Heating | Natural Gas | Strategic Energy Management | A | Purchases (Incremental) | Technical Potential | 0 | 0 | 13390.4378 | 27485.6354 | 27485.6354 | 14095.1977 | 0 | 0 | 0 | 0 | 0 | 0 | 0 | 0 | 0 | 0 | 0 | 0 | 0 | 0 | 0 | 0 | 0 | 0 | 0 | 0 | 0
F14_Commercial_OR - College_Existing_Water Heating_Natural Gas_Strategic Energy Management_A_Technical Potential | F14 | Commercial | OR - College | Existing | Water Heating | Natural Gas | Strategic Energy Management | A | Purchases (Cumulative) | Technical Potential | 0 | 0 | 13390.4378 | 40876.0732 | 68361.7086 | 82456.9063 | 82456.9063 | 82456.9063 | 82456.9063 | 82456.9063 | 82456.9063 | 82456.9063 | 82456.9063 | 82456.9063 | 82456.9063 | 82456.9063 | 82456.9063 | 82456.9063 | 82456.9063 | 82456.9063 | 82456.9063 | 82456.9063 | 82456.9063 | 82456.9063 | 82456.9063 | 82456.9063 | 82456.9063
F1_Commercial_OR - College_Existing_Space Heating_Natural Gas_Retrocommissioning_A_Technical Potential | F1 | Commercial | OR - College | Existing | Space Heating | Natural Gas | Retrocommissioning | A | Original Unit Energy Savings (kWh or therms) | Technical Potential | 0 | 0 | 0.030513 | 0.030422 | 0.030332 | 0.030244 | 0.030158 | 0.030073 | 0.029991 | 0.02991 | 0.029833 | 0.029757 | 0.029685 | 0.029615 | 0.029548 | 0.029484 | 0.029423 | 0.029366 | 0.029312 | 0.029262 | 0.029215 | 0.029173 | 0.029135 | 0.0291 | 0.029068 | 0.029039 | 0.029012
F2_Commercial_OR - College_Existing_Space Heating_Natural Gas_Retrocommissioning_A_Technical Potential | F2 | Commercial | OR - College | Existing | Space Heating | Natural Gas | Retrocommissioning | A | Original Unit Summer Peak Savings (kW) | Technical Potential | 0 | 0 | 0 | 0 | 0 | 0 | 0 | 0 | 0 | 0 | 0 | 0 | 0 | 0 | 0 | 0 | 0 | 0 | 0 | 0 | 0 | 0 | 0 | 0 | 0 | 0 | 0
F3_Commercial_OR - College_Existing_Space Heating_Natural Gas_Retrocommissioning_A_Technical Potential | F3 | Commercial | OR - College | Existing | Space Heating | Natural Gas | Retrocommissioning | A | Original Unit Winter Peak Savings (kW) | Technical Potential | 0 | 0 | 0 | 0 | 0 | 0 | 0 | 0 | 0 | 0 | 0 | 0 | 0 | 0 | 0 | 0 | 0 | 0 | 0 | 0 | 0 | 0 | 0 | 0 | 0 | 0 | 0
F4_Commercial_OR - College_Existing_Space Heating_Natural Gas_Retrocommissioning_A_Technical Potential | F4 | Commercial | OR - College | Existing | Space Heating | Natural Gas | Retrocommissioning | A | Standalone Impact on Baseline Energy (%) | Technical Potential | 0 | 0 | 0.000875 | 0.0026711 | 0.0044671 | 0.0053882 | 0.0053882 | 0.0053882 | 0.0053882 | 0.0053882 | 0.0053882 | 0.0053882 | 0.0053882 | 0.0053882 | 0.0053882 | 0.0053882 | 0.0053882 | 0.0053882 | 0.0053882 | 0.0053882 | 0.0053882 | 0.0053882 | 0.0053882 | 0.0053882 | 0.0053882 | 0.0053882 | 0.0053882
F5_Commercial_OR - College_Existing_Space Heating_Natural Gas_Retrocommissioning_A_Technical Potential | F5 | Commercial | OR - College | Existing | Space Heating | Natural Gas | Retrocommissioning | A | Standalone Impact on Baseline Summer Peak (%) | Technical Potential | 0 | 0 | 0 | 0 | 0 | 0 | 0 | 0 | 0 | 0 | 0 | 0 | 0 | 0 | 0 | 0 | 0 | 0 | 0 | 0 | 0 | 0 | 0 | 0 | 0 | 0 | 0
F6_Commercial_OR - College_Existing_Space Heating_Natural Gas_Retrocommissioning_A_Technical Potential | F6 | Commercial | OR - College | Existing | Space Heating | Natural Gas | Retrocommissioning | A | Standalone Impact on Baseline Winter Peak (%) | Technical Potential | 0 | 0 | 0 | 0 | 0 | 0 | 0 | 0 | 0 | 0 | 0 | 0 | 0 | 0 | 0 | 0 | 0 | 0 | 0 | 0 | 0 | 0 | 0 | 0 | 0 | 0 | 0
F7_Commercial_OR - College_Existing_Space Heating_Natural Gas_Retrocommissioning_A_Technical Potential | F7 | Commercial | OR - College | Existing | Space Heating | Natural Gas | Retrocommissioning | A | Incremental Energy Savings (MWh or mTherms) | Technical Potential | 0 | 0 | 0.57184 | 1.1703 | 1.1668 | 0.59663 | 0 | 0 | 0 | 0 | 0 | 0 | 0 | 0 | 0 | 0 | 0 | 0 | 0 | 0 | 0 | 0 | 0 | 0 | 0 | 0 | 0
F8_Commercial_OR - College_Existing_Space Heating_Natural Gas_Retrocommissioning_A_Technical Potential | F8 | Commercial | OR - College | Existing | Space Heating | Natural Gas | Retrocommissioning | A | Incremental Summer Peak Savings (MW) | Technical Potential | 0 | 0 | 0 | 0 | 0 | 0 | 0 | 0 | 0 | 0 | 0 | 0 | 0 | 0 | 0 | 0 | 0 | 0 | 0 | 0 | 0 | 0 | 0 | 0 | 0 | 0 | 0
F9_Commercial_OR - College_Existing_Space Heating_Natural Gas_Retrocommissioning_A_Technical Potential | F9 | Commercial | OR - College | Existing | Space Heating | Natural Gas | Retrocommissioning | A | Incremental Winter Peak Savings (MW) | Technical Potential | 0 | 0 | 0 | 0 | 0 | 0 | 0 | 0 | 0 | 0 | 0 | 0 | 0 | 0 | 0 | 0 | 0 | 0 | 0 | 0 | 0 | 0 | 0 | 0 | 0 | 0 | 0
F10_Commercial_OR - College_Existing_Space Heating_Natural Gas_Retrocommissioning_A_Technical Potential | F10 | Commercial | OR - College | Existing | Space Heating | Natural Gas | Retrocommissioning | A | Cumulative Energy Savings (MWh or mTherms) | Technical Potential | 0 | 0 | 0.57184 | 1.7404 | 2.9021 | 3.4903 | 3.4803 | 3.4706 | 3.4611 | 3.4518 | 3.4428 | 3.4341 | 3.4258 | 3.4177 | 3.41 | 3.4026 | 3.3956 | 3.389 | 3.3827 | 3.3769 | 3.3716 | 3.3667 | 3.3623 | 3.3583 | 3.3546 | 3.3512 | 3.3482
F11_Commercial_OR - College_Existing_Space Heating_Natural Gas_Retrocommissioning_A_Technical Potential | F11 | Commercial | OR - College | Existing | Space Heating | Natural Gas | Retrocommissioning | A | Cumulative Summer Peak Savings (MW) | Technical Potential | 0 | 0 | 0 | 0 | 0 | 0 | 0 | 0 | 0 | 0 | 0 | 0 | 0 | 0 | 0 | 0 | 0 | 0 | 0 | 0 | 0 | 0 | 0 | 0 | 0 | 0 | 0
F12_Commercial_OR - College_Existing_Space Heating_Natural Gas_Retrocommissioning_A_Technical Potential | F12 | Commercial | OR - College | Existing | Space Heating | Natural Gas | Retrocommissioning | A | Cumulative Winter Peak Savings (MW) | Technical Potential | 0 | 0 | 0 | 0 | 0 | 0 | 0 | 0 | 0 | 0 | 0 | 0 | 0 | 0 | 0 | 0 | 0 | 0 | 0 | 0 | 0 | 0 | 0 | 0 | 0 | 0 | 0
F13_Commercial_OR - College_Existing_Space Heating_Natural Gas_Retrocommissioning_A_Technical Potential | F13 | Commercial | OR - College | Existing | Space Heating | Natural Gas | Retrocommissioning | A | Purchases (Incremental) | Technical Potential | 0 | 0 | 18740.9923 | 38468.3527 | 38468.3527 | 19727.3604 | 0 | 0 | 0 | 0 | 0 | 0 | 0 | 0 | 0 | 0 | 0 | 0 | 0 | 0 | 0 | 0 | 0 | 0 | 0 | 0 | 0
F14_Commercial_OR - College_Existing_Space Heating_Natural Gas_Retrocommissioning_A_Technical Potential | F14 | Commercial | OR - College | Existing | Space Heating | Natural Gas | Retrocommissioning | A | Purchases (Cumulative) | Technical Potential | 0 | 0 | 18740.9923 | 57209.345 | 95677.6977 | 115405.058 | 115405.058 | 115405.058 | 115405.058 | 115405.058 | 115405.058 | 115405.058 | 115405.058 | 115405.058 | 115405.058 | 115405.058 | 115405.058 | 115405.058 | 115405.058 | 115405.058 | 115405.058 | 115405.058 | 115405.058 | 115405.058 | 115405.058 | 115405.058 | 115405.058
F1_Commercial_OR - College_Existing_Water Heating_Natural Gas_Retrocommissioning_A_Technical Potential | F1 | Commercial | OR - College | Existing | Water Heating | Natural Gas | Retrocommissioning | A | Original Unit Energy Savings (kWh or therms) | Technical Potential | 0 | 0 | 0.012785 | 0.012585 | 0.012409 | 0.012256 | 0.012124 | 0.012012 | 0.01192 | 0.011846 | 0.011786 | 0.011739 | 0.011701 | 0.011671 | 0.011646 | 0.011627 | 0.011612 | 0.011599 | 0.011589 | 0.011581 | 0.011575 | 0.01157 | 0.011566 | 0.011562 | 0.01156 | 0.011558 | 0.011556
F2_Commercial_OR - College_Existing_Water Heating_Natural Gas_Retrocommissioning_A_Technical Potential | F2 | Commercial | OR - College | Existing | Water Heating | Natural Gas | Retrocommissioning | A | Original Unit Summer Peak Savings (kW) | Technical Potential | 0 | 0 | 0 | 0 | 0 | 0 | 0 | 0 | 0 | 0 | 0 | 0 | 0 | 0 | 0 | 0 | 0 | 0 | 0 | 0 | 0 | 0 | 0 | 0 | 0 | 0 | 0
F3_Commercial_OR - College_Existing_Water Heating_Natural Gas_Retrocommissioning_A_Technical Potential | F3 | Commercial | OR - College | Existing | Water Heating | Natural Gas | Retrocommissioning | A | Original Unit Winter Peak Savings (kW) | Technical Potential | 0 | 0 | 0 | 0 | 0 | 0 | 0 | 0 | 0 | 0 | 0 | 0 | 0 | 0 | 0 | 0 | 0 | 0 | 0 | 0 | 0 | 0 | 0 | 0 | 0 | 0 | 0
F4_Commercial_OR - College_Existing_Water Heating_Natural Gas_Retrocommissioning_A_Technical Potential | F4 | Commercial | OR - College | Existing | Water Heating | Natural Gas | Retrocommissioning | A | Standalone Impact on Baseline Energy (%) | Technical Potential | 0 | 0 | 0.000875 | 0.0026711 | 0.0044671 | 0.0053882 | 0.0053882 | 0.0053882 | 0.0053882 | 0.0053882 | 0.0053882 | 0.0053882 | 0.0053882 | 0.0053882 | 0.0053882 | 0.0053882 | 0.0053882 | 0.0053882 | 0.0053882 | 0.0053882 | 0.0053882 | 0.0053882 | 0.0053882 | 0.0053882 | 0.0053882 | 0.0053882 | 0.0053882
F5_Commercial_OR - College_Existing_Water Heating_Natural Gas_Retrocommissioning_A_Technical Potential | F5 | Commercial | OR - College | Existing | Water Heating | Natural Gas | Retrocommissioning | A | Standalone Impact on Baseline Summer Peak (%) | Technical Potential | 0 | 0 | 0 | 0 | 0 | 0 | 0 | 0 | 0 | 0 | 0 | 0 | 0 | 0 | 0 | 0 | 0 | 0 | 0 | 0 | 0 | 0 | 0 | 0 | 0 | 0 | 0
F6_Commercial_OR - College_Existing_Water Heating_Natural Gas_Retrocommissioning_A_Technical Potential | F6 | Commercial | OR - College | Existing | Water Heating | Natural Gas | Retrocommissioning | A | Standalone Impact on Baseline Winter Peak (%) | Technical Potential | 0 | 0 | 0 | 0 | 0 | 0 | 0 | 0 | 0 | 0 | 0 | 0 | 0 | 0 | 0 | 0 | 0 | 0 | 0 | 0 | 0 | 0 | 0 | 0 | 0 | 0 | 0
F7_Commercial_OR - College_Existing_Water Heating_Natural Gas_Retrocommissioning_A_Technical Potential | F7 | Commercial | OR - College | Existing | Water Heating | Natural Gas | Retrocommissioning | A | Incremental Energy Savings (MWh or mTherms) | Technical Potential | 0 | 0 | 0.26991 | 0.54534 | 0.53772 | 0.27235 | 0 | 0 | 0 | 0 | 0 | 0 | 0 | 0 | 0 | 0 | 0 | 0 | 0 | 0 | 0 | 0 | 0 | 0 | 0 | 0 | 0
F8_Commercial_OR - College_Existing_Water Heating_Natural Gas_Retrocommissioning_A_Technical Potential | F8 | Commercial | OR - College | Existing | Water Heating | Natural Gas | Retrocommissioning | A | Incremental Summer Peak Savings (MW) | Technical Potential | 0 | 0 | 0 | 0 | 0 | 0 | 0 | 0 | 0 | 0 | 0 | 0 | 0 | 0 | 0 | 0 | 0 | 0 | 0 | 0 | 0 | 0 | 0 | 0 | 0 | 0 | 0
F9_Commercial_OR - College_Existing_Water Heating_Natural Gas_Retrocommissioning_A_Technical Potential | F9 | Commercial | OR - College | Existing | Water Heating | Natural Gas | Retrocommissioning | A | Incremental Winter Peak Savings (MW) | Technical Potential | 0 | 0 | 0 | 0 | 0 | 0 | 0 | 0 | 0 | 0 | 0 | 0 | 0 | 0 | 0 | 0 | 0 | 0 | 0 | 0 | 0 | 0 | 0 | 0 | 0 | 0 | 0
F10_Commercial_OR - College_Existing_Water Heating_Natural Gas_Retrocommissioning_A_Technical Potential | F10 | Commercial | OR - College | Existing | Water Heating | Natural Gas | Retrocommissioning | A | Cumulative Energy Savings (MWh or mTherms) | Technical Potential | 0 | 0 | 0.26991 | 0.81102 | 1.3374 | 1.5933 | 1.5761 | 1.5616 | 1.5495 | 1.5399 | 1.5322 | 1.5261 | 1.5211 | 1.5172 | 1.514 | 1.5115 | 1.5095 | 1.5079 | 1.5066 | 1.5056 | 1.5047 | 1.5041 | 1.5035 | 1.5031 | 1.5028 | 1.5025 | 1.5023
F11_Commercial_OR - College_Existing_Water Heating_Natural Gas_Retrocommissioning_A_Technical Potential | F11 | Commercial | OR - College | Existing | Water Heating | Natural Gas | Retrocommissioning | A | Cumulative Summer Peak Savings (MW) | Technical Potential | 0 | 0 | 0 | 0 | 0 | 0 | 0 | 0 | 0 | 0 | 0 | 0 | 0 | 0 | 0 | 0 | 0 | 0 | 0 | 0 | 0 | 0 | 0 | 0 | 0 | 0 | 0
F12_Commercial_OR - College_Existing_Water Heating_Natural Gas_Retrocommissioning_A_Technical Potential | F12 | Commercial | OR - College | Existing | Water Heating | Natural Gas | Retrocommissioning | A | Cumulative Winter Peak Savings (MW) | Technical Potential | 0 | 0 | 0 | 0 | 0 | 0 | 0 | 0 | 0 | 0 | 0 | 0 | 0 | 0 | 0 | 0 | 0 | 0 | 0 | 0 | 0 | 0 | 0 | 0 | 0 | 0 | 0
F13_Commercial_OR - College_Existing_Water Heating_Natural Gas_Retrocommissioning_A_Technical Potential | F13 | Commercial | OR - College | Existing | Water Heating | Natural Gas | Retrocommissioning | A | Purchases (Incremental) | Technical Potential | 0 | 0 | 21111.0505 | 43333.209 | 43333.209 | 22222.1585 | 0 | 0 | 0 | 0 | 0 | 0 | 0 | 0 | 0 | 0 | 0 | 0 | 0 | 0 | 0 | 0 | 0 | 0 | 0 | 0 | 0
F14_Commercial_OR - College_Existing_Water Heating_Natural Gas_Retrocommissioning_A_Technical Potential | F14 | Commercial | OR - College | Existing | Water Heating | Natural Gas | Retrocommissioning | A | Purchases (Cumulative) | Technical Potential | 0 | 0 | 21111.0505 | 64444.2595 | 107777.4685 | 129999.627 | 129999.627 | 129999.627 | 129999.627 | 129999.627 | 129999.627 | 129999.627 | 129999.627 | 129999.627 | 129999.627 | 129999.627 | 129999.627 | 129999.627 | 129999.627 | 129999.627 | 129999.627 | 129999.627 | 129999.627 | 129999.627 | 129999.627 | 129999.627 | 129999.627
F1_Commercial_OR - College_New_Space Heating_Natural Gas_Insulation - Ceiling_A_Technical Potential | F1 | Commercial | OR - College | New | Space Heating | Natural Gas | Insulation - Ceiling | A | Original Unit Energy Savings (kWh or therms) | Technical Potential | 0 | 0 | 0 | 0 | 0 | 0 | 0 | 0 | 0 | 0 | 0 | 0 | 0 | 0 | 0 | 0 | 0 | 0 | 0 | 0 | 0 | 0 | 0 | 0 | 0 | 0 | 0
F2_Commercial_OR - College_New_Space Heating_Natural Gas_Insulation - Ceiling_A_Technical Potential | F2 | Commercial | OR - College | New | Space Heating | Natural Gas | Insulation - Ceiling | A | Original Unit Summer Peak Savings (kW) | Technical Potential | 0 | 0 | 0 | 0 | 0 | 0 | 0 | 0 | 0 | 0 | 0 | 0 | 0 | 0 | 0 | 0 | 0 | 0 | 0 | 0 | 0 | 0 | 0 | 0 | 0 | 0 | 0
F3_Commercial_OR - College_New_Space Heating_Natural Gas_Insulation - Ceiling_A_Technical Potential | F3 | Commercial | OR - College | New | Space Heating | Natural Gas | Insulation - Ceiling | A | Original Unit Winter Peak Savings (kW) | Technical Potential | 0 | 0 | 0 | 0 | 0 | 0 | 0 | 0 | 0 | 0 | 0 | 0 | 0 | 0 | 0 | 0 | 0 | 0 | 0 | 0 | 0 | 0 | 0 | 0 | 0 | 0 | 0
F4_Commercial_OR - College_New_Space Heating_Natural Gas_Insulation - Ceiling_A_Technical Potential | F4 | Commercial | OR - College | New | Space Heating | Natural Gas | Insulation - Ceiling | A | Standalone Impact on Baseline Energy (%) | Technical Potential | 0 | 0 | 0 | 0 | 0 | 0 | 0 | 0 | 0 | 0 | 0 | 0 | 0 | 0 | 0 | 0 | 0 | 0 | 0 | 0 | 0 | 0 | 0 | 0 | 0 | 0 | 0
F5_Commercial_OR - College_New_Space Heating_Natural Gas_Insulation - Ceiling_A_Technical Potential | F5 | Commercial | OR - College | New | Space Heating | Natural Gas | Insulation - Ceiling | A | Standalone Impact on Baseline Summer Peak (%) | Technical Potential | 0 | 0 | 0 | 0 | 0 | 0 | 0 | 0 | 0 | 0 | 0 | 0 | 0 | 0 | 0 | 0 | 0 | 0 | 0 | 0 | 0 | 0 | 0 | 0 | 0 | 0 | 0
F6_Commercial_OR - College_New_Space Heating_Natural Gas_Insulation - Ceiling_A_Technical Potential | F6 | Commercial | OR - College | New | Space Heating | Natural Gas | Insulation - Ceiling | A | Standalone Impact on Baseline Winter Peak (%) | Technical Potential | 0 | 0 | 0 | 0 | 0 | 0 | 0 | 0 | 0 | 0 | 0 | 0 | 0 | 0 | 0 | 0 | 0 | 0 | 0 | 0 | 0 | 0 | 0 | 0 | 0 | 0 | 0
F7_Commercial_OR - College_New_Space Heating_Natural Gas_Insulation - Ceiling_A_Technical Potential | F7 | Commercial | OR - College | New | Space Heating | Natural Gas | Insulation - Ceiling | A | Incremental Energy Savings (MWh or mTherms) | Technical Potential | 0 | 0 | 0 | 0 | 0 | 0 | 0 | 0 | 0 | 0 | 0 | 0 | 0 | 0 | 0 | 0 | 0 | 0 | 0 | 0 | 0 | 0 | 0 | 0 | 0 | 0 | 0
F8_Commercial_OR - College_New_Space Heating_Natural Gas_Insulation - Ceiling_A_Technical Potential | F8 | Commercial | OR - College | New | Space Heating | Natural Gas | Insulation - Ceiling | A | Incremental Summer Peak Savings (MW) | Technical Potential | 0 | 0 | 0 | 0 | 0 | 0 | 0 | 0 | 0 | 0 | 0 | 0 | 0 | 0 | 0 | 0 | 0 | 0 | 0 | 0 | 0 | 0 | 0 | 0 | 0 | 0 | 0
F9_Commercial_OR - College_New_Space Heating_Natural Gas_Insulation - Ceiling_A_Technical Potential | F9 | Commercial | OR - College | New | Space Heating | Natural Gas | Insulation - Ceiling | A | Incremental Winter Peak Savings (MW) | Technical Potential | 0 | 0 | 0 | 0 | 0 | 0 | 0 | 0 | 0 | 0 | 0 | 0 | 0 | 0 | 0 | 0 | 0 | 0 | 0 | 0 | 0 | 0 | 0 | 0 | 0 | 0 | 0
F10_Commercial_OR - College_New_Space Heating_Natural Gas_Insulation - Ceiling_A_Technical Potential | F10 | Commercial | OR - College | New | Space Heating | Natural Gas | Insulation - Ceiling | A | Cumulative Energy Savings (MWh or mTherms) | Technical Potential | 0 | 0 | 0 | 0 | 0 | 0 | 0 | 0 | 0 | 0 | 0 | 0 | 0 | 0 | 0 | 0 | 0 | 0 | 0 | 0 | 0 | 0 | 0 | 0 | 0 | 0 | 0
F11_Commercial_OR - College_New_Space Heating_Natural Gas_Insulation - Ceiling_A_Technical Potential | F11 | Commercial | OR - College | New | Space Heating | Natural Gas | Insulation - Ceiling | A | Cumulative Summer Peak Savings (MW) | Technical Potential | 0 | 0 | 0 | 0 | 0 | 0 | 0 | 0 | 0 | 0 | 0 | 0 | 0 | 0 | 0 | 0 | 0 | 0 | 0 | 0 | 0 | 0 | 0 | 0 | 0 | 0 | 0
F12_Commercial_OR - College_New_Space Heating_Natural Gas_Insulation - Ceiling_A_Technical Potential | F12 | Commercial | OR - College | New | Space Heating | Natural Gas | Insulation - Ceiling | A | Cumulative Winter Peak Savings (MW) | Technical Potential | 0 | 0 | 0 | 0 | 0 | 0 | 0 | 0 | 0 | 0 | 0 | 0 | 0 | 0 | 0 | 0 | 0 | 0 | 0 | 0 | 0 | 0 | 0 | 0 | 0 | 0 | 0
F13_Commercial_OR - College_New_Space Heating_Natural Gas_Insulation - Ceiling_A_Technical Potential | F13 | Commercial | OR - College | New | Space Heating | Natural Gas | Insulation - Ceiling | A | Purchases (Incremental) | Technical Potential | 0 | 0 | 0 | 0 | 0 | 0 | 0 | 0 | 0 | 0 | 0 | 0 | 0 | 0 | 0 | 0 | 0 | 0 | 0 | 0 | 0 | 0 | 0 | 0 | 0 | 0 | 0
F14_Commercial_OR - College_New_Space Heating_Natural Gas_Insulation - Ceiling_A_Technical Potential | F14 | Commercial | OR - College | New | Space Heating | Natural Gas | Insulation - Ceiling | A | Purchases (Cumulative) | Technical Potential | 0 | 0 | 0 | 0 | 0 | 0 | 0 | 0 | 0 | 0 | 0 | 0 | 0 | 0 | 0 | 0 | 0 | 0 | 0 | 0 | 0 | 0 | 0 | 0 | 0 | 0 | 0
F1_Commercial_OR - College_New_Space Heating_Natural Gas_Insulation - Ducting_A_Technical Potential | F1 | Commercial | OR - College | New | Space Heating | Natural Gas | Insulation - Ducting | A | Original Unit Energy Savings (kWh or therms) | Technical Potential | 0 | 0 | 0 | 0 | 0 | 0 | 0 | 0 | 0 | 0 | 0 | 0 | 0 | 0 | 0 | 0 | 0 | 0 | 0 | 0 | 0 | 0 | 0 | 0 | 0 | 0 | 0
F2_Commercial_OR - College_New_Space Heating_Natural Gas_Insulation - Ducting_A_Technical Potential | F2 | Commercial | OR - College | New | Space Heating | Natural Gas | Insulation - Ducting | A | Original Unit Summer Peak Savings (kW) | Technical Potential | 0 | 0 | 0 | 0 | 0 | 0 | 0 | 0 | 0 | 0 | 0 | 0 | 0 | 0 | 0 | 0 | 0 | 0 | 0 | 0 | 0 | 0 | 0 | 0 | 0 | 0 | 0
F3_Commercial_OR - College_New_Space Heating_Natural Gas_Insulation - Ducting_A_Technical Potential | F3 | Commercial | OR - College | New | Space Heating | Natural Gas | Insulation - Ducting | A | Original Unit Winter Peak Savings (kW) | Technical Potential | 0 | 0 | 0 | 0 | 0 | 0 | 0 | 0 | 0 | 0 | 0 | 0 | 0 | 0 | 0 | 0 | 0 | 0 | 0 | 0 | 0 | 0 | 0 | 0 | 0 | 0 | 0
F4_Commercial_OR - College_New_Space Heating_Natural Gas_Insulation - Ducting_A_Technical Potential | F4 | Commercial | OR - College | New | Space Heating | Natural Gas | Insulation - Ducting | A | Standalone Impact on Baseline Energy (%) | Technical Potential | 0 | 0 | 0 | 0 | 0 | 0 | 0 | 0 | 0 | 0 | 0 | 0 | 0 | 0 | 0 | 0 | 0 | 0 | 0 | 0 | 0 | 0 | 0 | 0 | 0 | 0 | 0
F5_Commercial_OR - College_New_Space Heating_Natural Gas_Insulation - Ducting_A_Technical Potential | F5 | Commercial | OR - College | New | Space Heating | Natural Gas | Insulation - Ducting | A | Standalone Impact on Baseline Summer Peak (%) | Technical Potential | 0 | 0 | 0 | 0 | 0 | 0 | 0 | 0 | 0 | 0 | 0 | 0 | 0 | 0 | 0 | 0 | 0 | 0 | 0 | 0 | 0 | 0 | 0 | 0 | 0 | 0 | 0
F6_Commercial_OR - College_New_Space Heating_Natural Gas_Insulation - Ducting_A_Technical Potential | F6 | Commercial | OR - College | New | Space Heating | Natural Gas | Insulation - Ducting | A | Standalone Impact on Baseline Winter Peak (%) | Technical Potential | 0 | 0 | 0 | 0 | 0 | 0 | 0 | 0 | 0 | 0 | 0 | 0 | 0 | 0 | 0 | 0 | 0 | 0 | 0 | 0 | 0 | 0 | 0 | 0 | 0 | 0 | 0
F7_Commercial_OR - College_New_Space Heating_Natural Gas_Insulation - Ducting_A_Technical Potential | F7 | Commercial | OR - College | New | Space Heating | Natural Gas | Insulation - Ducting | A | Incremental Energy Savings (MWh or mTherms) | Technical Potential | 0 | 0 | 0 | 0 | 0 | 0 | 0 | 0 | 0 | 0 | 0 | 0 | 0 | 0 | 0 | 0 | 0 | 0 | 0 | 0 | 0 | 0 | 0 | 0 | 0 | 0 | 0
F8_Commercial_OR - College_New_Space Heating_Natural Gas_Insulation - Ducting_A_Technical Potential | F8 | Commercial | OR - College | New | Space Heating | Natural Gas | Insulation - Ducting | A | Incremental Summer Peak Savings (MW) | Technical Potential | 0 | 0 | 0 | 0 | 0 | 0 | 0 | 0 | 0 | 0 | 0 | 0 | 0 | 0 | 0 | 0 | 0 | 0 | 0 | 0 | 0 | 0 | 0 | 0 | 0 | 0 | 0
F9_Commercial_OR - College_New_Space Heating_Natural Gas_Insulation - Ducting_A_Technical Potential | F9 | Commercial | OR - College | New | Space Heating | Natural Gas | Insulation - Ducting | A | Incremental Winter Peak Savings (MW) | Technical Potential | 0 | 0 | 0 | 0 | 0 | 0 | 0 | 0 | 0 | 0 | 0 | 0 | 0 | 0 | 0 | 0 | 0 | 0 | 0 | 0 | 0 | 0 | 0 | 0 | 0 | 0 | 0
F10_Commercial_OR - College_New_Space Heating_Natural Gas_Insulation - Ducting_A_Technical Potential | F10 | Commercial | OR - College | New | Space Heating | Natural Gas | Insulation - Ducting | A | Cumulative Energy Savings (MWh or mTherms) | Technical Potential | 0 | 0 | 0 | 0 | 0 | 0 | 0 | 0 | 0 | 0 | 0 | 0 | 0 | 0 | 0 | 0 | 0 | 0 | 0 | 0 | 0 | 0 | 0 | 0 | 0 | 0 | 0
F11_Commercial_OR - College_New_Space Heating_Natural Gas_Insulation - Ducting_A_Technical Potential | F11 | Commercial | OR - College | New | Space Heating | Natural Gas | Insulation - Ducting | A | Cumulative Summer Peak Savings (MW) | Technical Potential | 0 | 0 | 0 | 0 | 0 | 0 | 0 | 0 | 0 | 0 | 0 | 0 | 0 | 0 | 0 | 0 | 0 | 0 | 0 | 0 | 0 | 0 | 0 | 0 | 0 | 0 | 0
F12_Commercial_OR - College_New_Space Heating_Natural Gas_Insulation - Ducting_A_Technical Potential | F12 | Commercial | OR - College | New | Space Heating | Natural Gas | Insulation - Ducting | A | Cumulative Winter Peak Savings (MW) | Technical Potential | 0 | 0 | 0 | 0 | 0 | 0 | 0 | 0 | 0 | 0 | 0 | 0 | 0 | 0 | 0 | 0 | 0 | 0 | 0 | 0 | 0 | 0 | 0 | 0 | 0 | 0 | 0
F13_Commercial_OR - College_New_Space Heating_Natural Gas_Insulation - Ducting_A_Technical Potential | F13 | Commercial | OR - College | New | Space Heating | Natural Gas | Insulation - Ducting | A | Purchases (Incremental) | Technical Potential | 0 | 0 | 0 | 0 | 0 | 0 | 0 | 0 | 0 | 0 | 0 | 0 | 0 | 0 | 0 | 0 | 0 | 0 | 0 | 0 | 0 | 0 | 0 | 0 | 0 | 0 | 0
F14_Commercial_OR - College_New_Space Heating_Natural Gas_Insulation - Ducting_A_Technical Potential | F14 | Commercial | OR - College | New | Space Heating | Natural Gas | Insulation - Ducting | A | Purchases (Cumulative) | Technical Potential | 0 | 0 | 0 | 0 | 0 | 0 | 0 | 0 | 0 | 0 | 0 | 0 | 0 | 0 | 0 | 0 | 0 | 0 | 0 | 0 | 0 | 0 | 0 | 0 | 0 | 0 | 0
F1_Commercial_OR - College_New_Space Heating_Natural Gas_Insulation - Wall Cavity_A_Technical Potential | F1 | Commercial | OR - College | New | Space Heating | Natural Gas | Insulation - Wall Cavity | A | Original Unit Energy Savings (kWh or therms) | Technical Potential | 0 | 0 | 0 | 0 | 0 | 0 | 0 | 0 | 0 | 0 | 0 | 0 | 0 | 0 | 0 | 0 | 0 | 0 | 0 | 0 | 0 | 0 | 0 | 0 | 0 | 0 | 0
F2_Commercial_OR - College_New_Space Heating_Natural Gas_Insulation - Wall Cavity_A_Technical Potential | F2 | Commercial | OR - College | New | Space Heating | Natural Gas | Insulation - Wall Cavity | A | Original Unit Summer Peak Savings (kW) | Technical Potential | 0 | 0 | 0 | 0 | 0 | 0 | 0 | 0 | 0 | 0 | 0 | 0 | 0 | 0 | 0 | 0 | 0 | 0 | 0 | 0 | 0 | 0 | 0 | 0 | 0 | 0 | 0
F3_Commercial_OR - College_New_Space Heating_Natural Gas_Insulation - Wall Cavity_A_Technical Potential | F3 | Commercial | OR - College | New | Space Heating | Natural Gas | Insulation - Wall Cavity | A | Original Unit Winter Peak Savings (kW) | Technical Potential | 0 | 0 | 0 | 0 | 0 | 0 | 0 | 0 | 0 | 0 | 0 | 0 | 0 | 0 | 0 | 0 | 0 | 0 | 0 | 0 | 0 | 0 | 0 | 0 | 0 | 0 | 0
F4_Commercial_OR - College_New_Space Heating_Natural Gas_Insulation - Wall Cavity_A_Technical Potential | F4 | Commercial | OR - College | New | Space Heating | Natural Gas | Insulation - Wall Cavity | A | Standalone Impact on Baseline Energy (%) | Technical Potential | 0 | 0 | 0 | 0 | 0 | 0 | 0 | 0 | 0 | 0 | 0 | 0 | 0 | 0 | 0 | 0 | 0 | 0 | 0 | 0 | 0 | 0 | 0 | 0 | 0 | 0 | 0
F5_Commercial_OR - College_New_Space Heating_Natural Gas_Insulation - Wall Cavity_A_Technical Potential | F5 | Commercial | OR - College | New | Space Heating | Natural Gas | Insulation - Wall Cavity | A | Standalone Impact on Baseline Summer Peak (%) | Technical Potential | 0 | 0 | 0 | 0 | 0 | 0 | 0 | 0 | 0 | 0 | 0 | 0 | 0 | 0 | 0 | 0 | 0 | 0 | 0 | 0 | 0 | 0 | 0 | 0 | 0 | 0 | 0
F6_Commercial_OR - College_New_Space Heating_Natural Gas_Insulation - Wall Cavity_A_Technical Potential | F6 | Commercial | OR - College | New | Space Heating | Natural Gas | Insulation - Wall Cavity | A | Standalone Impact on Baseline Winter Peak (%) | Technical Potential | 0 | 0 | 0 | 0 | 0 | 0 | 0 | 0 | 0 | 0 | 0 | 0 | 0 | 0 | 0 | 0 | 0 | 0 | 0 | 0 | 0 | 0 | 0 | 0 | 0 | 0 | 0
F7_Commercial_OR - College_New_Space Heating_Natural Gas_Insulation - Wall Cavity_A_Technical Potential | F7 | Commercial | OR - College | New | Space Heating | Natural Gas | Insulation - Wall Cavity | A | Incremental Energy Savings (MWh or mTherms) | Technical Potential | 0 | 0 | 0 | 0 | 0 | 0 | 0 | 0 | 0 | 0 | 0 | 0 | 0 | 0 | 0 | 0 | 0 | 0 | 0 | 0 | 0 | 0 | 0 | 0 | 0 | 0 | 0
F8_Commercial_OR - College_New_Space Heating_Natural Gas_Insulation - Wall Cavity_A_Technical Potential | F8 | Commercial | OR - College | New | Space Heating | Natural Gas | Insulation - Wall Cavity | A | Incremental Summer Peak Savings (MW) | Technical Potential | 0 | 0 | 0 | 0 | 0 | 0 | 0 | 0 | 0 | 0 | 0 | 0 | 0 | 0 | 0 | 0 | 0 | 0 | 0 | 0 | 0 | 0 | 0 | 0 | 0 | 0 | 0
F9_Commercial_OR - College_New_Space Heating_Natural Gas_Insulation - Wall Cavity_A_Technical Potential | F9 | Commercial | OR - College | New | Space Heating | Natural Gas | Insulation - Wall Cavity | A | Incremental Winter Peak Savings (MW) | Technical Potential | 0 | 0 | 0 | 0 | 0 | 0 | 0 | 0 | 0 | 0 | 0 | 0 | 0 | 0 | 0 | 0 | 0 | 0 | 0 | 0 | 0 | 0 | 0 | 0 | 0 | 0 | 0
F10_Commercial_OR - College_New_Space Heating_Natural Gas_Insulation - Wall Cavity_A_Technical Potential | F10 | Commercial | OR - College | New | Space Heating | Natural Gas | Insulation - Wall Cavity | A | Cumulative Energy Savings (MWh or mTherms) | Technical Potential | 0 | 0 | 0 | 0 | 0 | 0 | 0 | 0 | 0 | 0 | 0 | 0 | 0 | 0 | 0 | 0 | 0 | 0 | 0 | 0 | 0 | 0 | 0 | 0 | 0 | 0 | 0
F11_Commercial_OR - College_New_Space Heating_Natural Gas_Insulation - Wall Cavity_A_Technical Potential | F11 | Commercial | OR - College | New | Space Heating | Natural Gas | Insulation - Wall Cavity | A | Cumulative Summer Peak Savings (MW) | Technical Potential | 0 | 0 | 0 | 0 | 0 | 0 | 0 | 0 | 0 | 0 | 0 | 0 | 0 | 0 | 0 | 0 | 0 | 0 | 0 | 0 | 0 | 0 | 0 | 0 | 0 | 0 | 0
F12_Commercial_OR - College_New_Space Heating_Natural Gas_Insulation - Wall Cavity_A_Technical Potential | F12 | Commercial | OR - College | New | Space Heating | Natural Gas | Insulation - Wall Cavity | A | Cumulative Winter Peak Savings (MW) | Technical Potential | 0 | 0 | 0 | 0 | 0 | 0 | 0 | 0 | 0 | 0 | 0 | 0 | 0 | 0 | 0 | 0 | 0 | 0 | 0 | 0 | 0 | 0 | 0 | 0 | 0 | 0 | 0
F13_Commercial_OR - College_New_Space Heating_Natural Gas_Insulation - Wall Cavity_A_Technical Potential | F13 | Commercial | OR - College | New | Space Heating | Natural Gas | Insulation - Wall Cavity | A | Purchases (Incremental) | Technical Potential | 0 | 0 | 0 | 0 | 0 | 0 | 0 | 0 | 0 | 0 | 0 | 0 | 0 | 0 | 0 | 0 | 0 | 0 | 0 | 0 | 0 | 0 | 0 | 0 | 0 | 0 | 0
F14_Commercial_OR - College_New_Space Heating_Natural Gas_Insulation - Wall Cavity_A_Technical Potential | F14 | Commercial | OR - College | New | Space Heating | Natural Gas | Insulation - Wall Cavity | A | Purchases (Cumulative) | Technical Potential | 0 | 0 | 0 | 0 | 0 | 0 | 0 | 0 | 0 | 0 | 0 | 0 | 0 | 0 | 0 | 0 | 0 | 0 | 0 | 0 | 0 | 0 | 0 | 0 | 0 | 0 | 0
F1_Commercial_OR - College_New_Space Heating_Natural Gas_Green Roof - Vegetated Rooftop_A_Technical Potential | F1 | Commercial | OR - College | New | Space Heating | Natural Gas | Green Roof - Vegetated Rooftop | A | Original Unit Energy Savings (kWh or therms) | Technical Potential | 0 | 0 | 0 | 0 | 0 | 0 | 0 | 0 | 0 | 0 | 0 | 0 | 0 | 0 | 0 | 0 | 0 | 0 | 0 | 0 | 0 | 0 | 0 | 0 | 0 | 0 | 0
F2_Commercial_OR - College_New_Space Heating_Natural Gas_Green Roof - Vegetated Rooftop_A_Technical Potential | F2 | Commercial | OR - College | New | Space Heating | Natural Gas | Green Roof - Vegetated Rooftop | A | Original Unit Summer Peak Savings (kW) | Technical Potential | 0 | 0 | 0 | 0 | 0 | 0 | 0 | 0 | 0 | 0 | 0 | 0 | 0 | 0 | 0 | 0 | 0 | 0 | 0 | 0 | 0 | 0 | 0 | 0 | 0 | 0 | 0
F3_Commercial_OR - College_New_Space Heating_Natural Gas_Green Roof - Vegetated Rooftop_A_Technical Potential | F3 | Commercial | OR - College | New | Space Heating | Natural Gas | Green Roof - Vegetated Rooftop | A | Original Unit Winter Peak Savings (kW) | Technical Potential | 0 | 0 | 0 | 0 | 0 | 0 | 0 | 0 | 0 | 0 | 0 | 0 | 0 | 0 | 0 | 0 | 0 | 0 | 0 | 0 | 0 | 0 | 0 | 0 | 0 | 0 | 0
F4_Commercial_OR - College_New_Space Heating_Natural Gas_Green Roof - Vegetated Rooftop_A_Technical Potential | F4 | Commercial | OR - College | New | Space Heating | Natural Gas | Green Roof - Vegetated Rooftop | A | Standalone Impact on Baseline Energy (%) | Technical Potential | 0 | 0 | 0 | 0 | 0 | 0 | 0 | 0 | 0 | 0 | 0 | 0 | 0 | 0 | 0 | 0 | 0 | 0 | 0 | 0 | 0 | 0 | 0 | 0 | 0 | 0 | 0
F5_Commercial_OR - College_New_Space Heating_Natural Gas_Green Roof - Vegetated Rooftop_A_Technical Potential | F5 | Commercial | OR - College | New | Space Heating | Natural Gas | Green Roof - Vegetated Rooftop | A | Standalone Impact on Baseline Summer Peak (%) | Technical Potential | 0 | 0 | 0 | 0 | 0 | 0 | 0 | 0 | 0 | 0 | 0 | 0 | 0 | 0 | 0 | 0 | 0 | 0 | 0 | 0 | 0 | 0 | 0 | 0 | 0 | 0 | 0
F6_Commercial_OR - College_New_Space Heating_Natural Gas_Green Roof - Vegetated Rooftop_A_Technical Potential | F6 | Commercial | OR - College | New | Space Heating | Natural Gas | Green Roof - Vegetated Rooftop | A | Standalone Impact on Baseline Winter Peak (%) | Technical Potential | 0 | 0 | 0 | 0 | 0 | 0 | 0 | 0 | 0 | 0 | 0 | 0 | 0 | 0 | 0 | 0 | 0 | 0 | 0 | 0 | 0 | 0 | 0 | 0 | 0 | 0 | 0
F7_Commercial_OR - College_New_Space Heating_Natural Gas_Green Roof - Vegetated Rooftop_A_Technical Potential | F7 | Commercial | OR - College | New | Space Heating | Natural Gas | Green Roof - Vegetated Rooftop | A | Incremental Energy Savings (MWh or mTherms) | Technical Potential | 0 | 0 | 0 | 0 | 0 | 0 | 0 | 0 | 0 | 0 | 0 | 0 | 0 | 0 | 0 | 0 | 0 | 0 | 0 | 0 | 0 | 0 | 0 | 0 | 0 | 0 | 0
F8_Commercial_OR - College_New_Space Heating_Natural Gas_Green Roof - Vegetated Rooftop_A_Technical Potential | F8 | Commercial | OR - College | New | Space Heating | Natural Gas | Green Roof - Vegetated Rooftop | A | Incremental Summer Peak Savings (MW) | Technical Potential | 0 | 0 | 0 | 0 | 0 | 0 | 0 | 0 | 0 | 0 | 0 | 0 | 0 | 0 | 0 | 0 | 0 | 0 | 0 | 0 | 0 | 0 | 0 | 0 | 0 | 0 | 0
F9_Commercial_OR - College_New_Space Heating_Natural Gas_Green Roof - Vegetated Rooftop_A_Technical Potential | F9 | Commercial | OR - College | New | Space Heating | Natural Gas | Green Roof - Vegetated Rooftop | A | Incremental Winter Peak Savings (MW) | Technical Potential | 0 | 0 | 0 | 0 | 0 | 0 | 0 | 0 | 0 | 0 | 0 | 0 | 0 | 0 | 0 | 0 | 0 | 0 | 0 | 0 | 0 | 0 | 0 | 0 | 0 | 0 | 0
F10_Commercial_OR - College_New_Space Heating_Natural Gas_Green Roof - Vegetated Rooftop_A_Technical Potential | F10 | Commercial | OR - College | New | Space Heating | Natural Gas | Green Roof - Vegetated Rooftop | A | Cumulative Energy Savings (MWh or mTherms) | Technical Potential | 0 | 0 | 0 | 0 | 0 | 0 | 0 | 0 | 0 | 0 | 0 | 0 | 0 | 0 | 0 | 0 | 0 | 0 | 0 | 0 | 0 | 0 | 0 | 0 | 0 | 0 | 0
F11_Commercial_OR - College_New_Space Heating_Natural Gas_Green Roof - Vegetated Rooftop_A_Technical Potential | F11 | Commercial | OR - College | New | Space Heating | Natural Gas | Green Roof - Vegetated Rooftop | A | Cumulative Summer Peak Savings (MW) | Technical Potential | 0 | 0 | 0 | 0 | 0 | 0 | 0 | 0 | 0 | 0 | 0 | 0 | 0 | 0 | 0 | 0 | 0 | 0 | 0 | 0 | 0 | 0 | 0 | 0 | 0 | 0 | 0
F12_Commercial_OR - College_New_Space Heating_Natural Gas_Green Roof - Vegetated Rooftop_A_Technical Potential | F12 | Commercial | OR - College | New | Space Heating | Natural Gas | Green Roof - Vegetated Rooftop | A | Cumulative Winter Peak Savings (MW) | Technical Potential | 0 | 0 | 0 | 0 | 0 | 0 | 0 | 0 | 0 | 0 | 0 | 0 | 0 | 0 | 0 | 0 | 0 | 0 | 0 | 0 | 0 | 0 | 0 | 0 | 0 | 0 | 0
F13_Commercial_OR - College_New_Space Heating_Natural Gas_Green Roof - Vegetated Rooftop_A_Technical Potential | F13 | Commercial | OR - College | New | Space Heating | Natural Gas | Green Roof - Vegetated Rooftop | A | Purchases (Incremental) | Technical Potential | 0 | 0 | 0 | 0 | 0 | 0 | 0 | 0 | 0 | 0 | 0 | 0 | 0 | 0 | 0 | 0 | 0 | 0 | 0 | 0 | 0 | 0 | 0 | 0 | 0 | 0 | 0
F14_Commercial_OR - College_New_Space Heating_Natural Gas_Green Roof - Vegetated Rooftop_A_Technical Potential | F14 | Commercial | OR - College | New | Space Heating | Natural Gas | Green Roof - Vegetated Rooftop | A | Purchases (Cumulative) | Technical Potential | 0 | 0 | 0 | 0 | 0 | 0 | 0 | 0 | 0 | 0 | 0 | 0 | 0 | 0 | 0 | 0 | 0 | 0 | 0 | 0 | 0 | 0 | 0 | 0 | 0 | 0 | 0
F1_Commercial_OR - College_New_Space Heating_Natural Gas_Ducting - Repair and Sealing_A_Technical Potential | F1 | Commercial | OR - College | New | Space Heating | Natural Gas | Ducting - Repair and Sealing | A | Original Unit Energy Savings (kWh or therms) | Technical Potential | 0 | 0 | 0 | 0 | 0 | 0 | 0 | 0 | 0 | 0 | 0 | 0 | 0 | 0 | 0 | 0 | 0 | 0 | 0 | 0 | 0 | 0 | 0 | 0 | 0 | 0 | 0
F2_Commercial_OR - College_New_Space Heating_Natural Gas_Ducting - Repair and Sealing_A_Technical Potential | F2 | Commercial | OR - College | New | Space Heating | Natural Gas | Ducting - Repair and Sealing | A | Original Unit Summer Peak Savings (kW) | Technical Potential | 0 | 0 | 0 | 0 | 0 | 0 | 0 | 0 | 0 | 0 | 0 | 0 | 0 | 0 | 0 | 0 | 0 | 0 | 0 | 0 | 0 | 0 | 0 | 0 | 0 | 0 | 0
F3_Commercial_OR - College_New_Space Heating_Natural Gas_Ducting - Repair and Sealing_A_Technical Potential | F3 | Commercial | OR - College | New | Space Heating | Natural Gas | Ducting - Repair and Sealing | A | Original Unit Winter Peak Savings (kW) | Technical Potential | 0 | 0 | 0 | 0 | 0 | 0 | 0 | 0 | 0 | 0 | 0 | 0 | 0 | 0 | 0 | 0 | 0 | 0 | 0 | 0 | 0 | 0 | 0 | 0 | 0 | 0 | 0
F4_Commercial_OR - College_New_Space Heating_Natural Gas_Ducting - Repair and Sealing_A_Technical Potential | F4 | Commercial | OR - College | New | Space Heating | Natural Gas | Ducting - Repair and Sealing | A | Standalone Impact on Baseline Energy (%) | Technical Potential | 0 | 0 | 0 | 0 | 0 | 0 | 0 | 0 | 0 | 0 | 0 | 0 | 0 | 0 | 0 | 0 | 0 | 0 | 0 | 0 | 0 | 0 | 0 | 0 | 0 | 0 | 0
F5_Commercial_OR - College_New_Space Heating_Natural Gas_Ducting - Repair and Sealing_A_Technical Potential | F5 | Commercial | OR - College | New | Space Heating | Natural Gas | Ducting - Repair and Sealing | A | Standalone Impact on Baseline Summer Peak (%) | Technical Potential | 0 | 0 | 0 | 0 | 0 | 0 | 0 | 0 | 0 | 0 | 0 | 0 | 0 | 0 | 0 | 0 | 0 | 0 | 0 | 0 | 0 | 0 | 0 | 0 | 0 | 0 | 0
F6_Commercial_OR - College_New_Space Heating_Natural Gas_Ducting - Repair and Sealing_A_Technical Potential | F6 | Commercial | OR - College | New | Space Heating | Natural Gas | Ducting - Repair and Sealing | A | Standalone Impact on Baseline Winter Peak (%) | Technical Potential | 0 | 0 | 0 | 0 | 0 | 0 | 0 | 0 | 0 | 0 | 0 | 0 | 0 | 0 | 0 | 0 | 0 | 0 | 0 | 0 | 0 | 0 | 0 | 0 | 0 | 0 | 0
F7_Commercial_OR - College_New_Space Heating_Natural Gas_Ducting - Repair and Sealing_A_Technical Potential | F7 | Commercial | OR - College | New | Space Heating | Natural Gas | Ducting - Repair and Sealing | A | Incremental Energy Savings (MWh or mTherms) | Technical Potential | 0 | 0 | 0 | 0 | 0 | 0 | 0 | 0 | 0 | 0 | 0 | 0 | 0 | 0 | 0 | 0 | 0 | 0 | 0 | 0 | 0 | 0 | 0 | 0 | 0 | 0 | 0
F8_Commercial_OR - College_New_Space Heating_Natural Gas_Ducting - Repair and Sealing_A_Technical Potential | F8 | Commercial | OR - College | New | Space Heating | Natural Gas | Ducting - Repair and Sealing | A | Incremental Summer Peak Savings (MW) | Technical Potential | 0 | 0 | 0 | 0 | 0 | 0 | 0 | 0 | 0 | 0 | 0 | 0 | 0 | 0 | 0 | 0 | 0 | 0 | 0 | 0 | 0 | 0 | 0 | 0 | 0 | 0 | 0
F9_Commercial_OR - College_New_Space Heating_Natural Gas_Ducting - Repair and Sealing_A_Technical Potential | F9 | Commercial | OR - College | New | Space Heating | Natural Gas | Ducting - Repair and Sealing | A | Incremental Winter Peak Savings (MW) | Technical Potential | 0 | 0 | 0 | 0 | 0 | 0 | 0 | 0 | 0 | 0 | 0 | 0 | 0 | 0 | 0 | 0 | 0 | 0 | 0 | 0 | 0 | 0 | 0 | 0 | 0 | 0 | 0
F10_Commercial_OR - College_New_Space Heating_Natural Gas_Ducting - Repair and Sealing_A_Technical Potential | F10 | Commercial | OR - College | New | Space Heating | Natural Gas | Ducting - Repair and Sealing | A | Cumulative Energy Savings (MWh or mTherms) | Technical Potential | 0 | 0 | 0 | 0 | 0 | 0 | 0 | 0 | 0 | 0 | 0 | 0 | 0 | 0 | 0 | 0 | 0 | 0 | 0 | 0 | 0 | 0 | 0 | 0 | 0 | 0 | 0
F11_Commercial_OR - College_New_Space Heating_Natural Gas_Ducting - Repair and Sealing_A_Technical Potential | F11 | Commercial | OR - College | New | Space Heating | Natural Gas | Ducting - Repair and Sealing | A | Cumulative Summer Peak Savings (MW) | Technical Potential | 0 | 0 | 0 | 0 | 0 | 0 | 0 | 0 | 0 | 0 | 0 | 0 | 0 | 0 | 0 | 0 | 0 | 0 | 0 | 0 | 0 | 0 | 0 | 0 | 0 | 0 | 0
F12_Commercial_OR - College_New_Space Heating_Natural Gas_Ducting - Repair and Sealing_A_Technical Potential | F12 | Commercial | OR - College | New | Space Heating | Natural Gas | Ducting - Repair and Sealing | A | Cumulative Winter Peak Savings (MW) | Technical Potential | 0 | 0 | 0 | 0 | 0 | 0 | 0 | 0 | 0 | 0 | 0 | 0 | 0 | 0 | 0 | 0 | 0 | 0 | 0 | 0 | 0 | 0 | 0 | 0 | 0 | 0 | 0
F13_Commercial_OR - College_New_Space Heating_Natural Gas_Ducting - Repair and Sealing_A_Technical Potential | F13 | Commercial | OR - College | New | Space Heating | Natural Gas | Ducting - Repair and Sealing | A | Purchases (Incremental) | Technical Potential | 0 | 0 | 0 | 0 | 0 | 0 | 0 | 0 | 0 | 0 | 0 | 0 | 0 | 0 | 0 | 0 | 0 | 0 | 0 | 0 | 0 | 0 | 0 | 0 | 0 | 0 | 0
F14_Commercial_OR - College_New_Space Heating_Natural Gas_Ducting - Repair and Sealing_A_Technical Potential | F14 | Commercial | OR - College | New | Space Heating | Natural Gas | Ducting - Repair and Sealing | A | Purchases (Cumulative) | Technical Potential | 0 | 0 | 0 | 0 | 0 | 0 | 0 | 0 | 0 | 0 | 0 | 0 | 0 | 0 | 0 | 0 | 0 | 0 | 0 | 0 | 0 | 0 | 0 | 0 | 0 | 0 | 0
F1_Commercial_OR - College_New_Space Heating_Natural Gas_Windows - High Efficiency Glazing_A_Technical Potential | F1 | Commercial | OR - College | New | Space Heating | Natural Gas | Windows - High Efficiency Glazing | A | Original Unit Energy Savings (kWh or therms) | Technical Potential | 0 | 0 | 0 | 0 | 0 | 0 | 0 | 0 | 0 | 0 | 0 | 0 | 0 | 0 | 0 | 0 | 0 | 0 | 0 | 0 | 0 | 0 | 0 | 0 | 0 | 0 | 0
F2_Commercial_OR - College_New_Space Heating_Natural Gas_Windows - High Efficiency Glazing_A_Technical Potential | F2 | Commercial | OR - College | New | Space Heating | Natural Gas | Windows - High Efficiency Glazing | A | Original Unit Summer Peak Savings (kW) | Technical Potential | 0 | 0 | 0 | 0 | 0 | 0 | 0 | 0 | 0 | 0 | 0 | 0 | 0 | 0 | 0 | 0 | 0 | 0 | 0 | 0 | 0 | 0 | 0 | 0 | 0 | 0 | 0
F3_Commercial_OR - College_New_Space Heating_Natural Gas_Windows - High Efficiency Glazing_A_Technical Potential | F3 | Commercial | OR - College | New | Space Heating | Natural Gas | Windows - High Efficiency Glazing | A | Original Unit Winter Peak Savings (kW) | Technical Potential | 0 | 0 | 0 | 0 | 0 | 0 | 0 | 0 | 0 | 0 | 0 | 0 | 0 | 0 | 0 | 0 | 0 | 0 | 0 | 0 | 0 | 0 | 0 | 0 | 0 | 0 | 0
F4_Commercial_OR - College_New_Space Heating_Natural Gas_Windows - High Efficiency Glazing_A_Technical Potential | F4 | Commercial | OR - College | New | Space Heating | Natural Gas | Windows - High Efficiency Glazing | A | Standalone Impact on Baseline Energy (%) | Technical Potential | 0 | 0 | 0 | 0 | 0 | 0 | 0 | 0 | 0 | 0 | 0 | 0 | 0 | 0 | 0 | 0 | 0 | 0 | 0 | 0 | 0 | 0 | 0 | 0 | 0 | 0 | 0
F5_Commercial_OR - College_New_Space Heating_Natural Gas_Windows - High Efficiency Glazing_A_Technical Potential | F5 | Commercial | OR - College | New | Space Heating | Natural Gas | Windows - High Efficiency Glazing | A | Standalone Impact on Baseline Summer Peak (%) | Technical Potential | 0 | 0 | 0 | 0 | 0 | 0 | 0 | 0 | 0 | 0 | 0 | 0 | 0 | 0 | 0 | 0 | 0 | 0 | 0 | 0 | 0 | 0 | 0 | 0 | 0 | 0 | 0
F6_Commercial_OR - College_New_Space Heating_Natural Gas_Windows - High Efficiency Glazing_A_Technical Potential | F6 | Commercial | OR - College | New | Space Heating | Natural Gas | Windows - High Efficiency Glazing | A | Standalone Impact on Baseline Winter Peak (%) | Technical Potential | 0 | 0 | 0 | 0 | 0 | 0 | 0 | 0 | 0 | 0 | 0 | 0 | 0 | 0 | 0 | 0 | 0 | 0 | 0 | 0 | 0 | 0 | 0 | 0 | 0 | 0 | 0
F7_Commercial_OR - College_New_Space Heating_Natural Gas_Windows - High Efficiency Glazing_A_Technical Potential | F7 | Commercial | OR - College | New | Space Heating | Natural Gas | Windows - High Efficiency Glazing | A | Incremental Energy Savings (MWh or mTherms) | Technical Potential | 0 | 0 | 0 | 0 | 0 | 0 | 0 | 0 | 0 | 0 | 0 | 0 | 0 | 0 | 0 | 0 | 0 | 0 | 0 | 0 | 0 | 0 | 0 | 0 | 0 | 0 | 0
F8_Commercial_OR - College_New_Space Heating_Natural Gas_Windows - High Efficiency Glazing_A_Technical Potential | F8 | Commercial | OR - College | New | Space Heating | Natural Gas | Windows - High Efficiency Glazing | A | Incremental Summer Peak Savings (MW) | Technical Potential | 0 | 0 | 0 | 0 | 0 | 0 | 0 | 0 | 0 | 0 | 0 | 0 | 0 | 0 | 0 | 0 | 0 | 0 | 0 | 0 | 0 | 0 | 0 | 0 | 0 | 0 | 0
F9_Commercial_OR - College_New_Space Heating_Natural Gas_Windows - High Efficiency Glazing_A_Technical Potential | F9 | Commercial | OR - College | New | Space Heating | Natural Gas | Windows - High Efficiency Glazing | A | Incremental Winter Peak Savings (MW) | Technical Potential | 0 | 0 | 0 | 0 | 0 | 0 | 0 | 0 | 0 | 0 | 0 | 0 | 0 | 0 | 0 | 0 | 0 | 0 | 0 | 0 | 0 | 0 | 0 | 0 | 0 | 0 | 0
F10_Commercial_OR - College_New_Space Heating_Natural Gas_Windows - High Efficiency Glazing_A_Technical Potential | F10 | Commercial | OR - College | New | Space Heating | Natural Gas | Windows - High Efficiency Glazing | A | Cumulative Energy Savings (MWh or mTherms) | Technical Potential | 0 | 0 | 0 | 0 | 0 | 0 | 0 | 0 | 0 | 0 | 0 | 0 | 0 | 0 | 0 | 0 | 0 | 0 | 0 | 0 | 0 | 0 | 0 | 0 | 0 | 0 | 0
F11_Commercial_OR - College_New_Space Heating_Natural Gas_Windows - High Efficiency Glazing_A_Technical Potential | F11 | Commercial | OR - College | New | Space Heating | Natural Gas | Windows - High Efficiency Glazing | A | Cumulative Summer Peak Savings (MW) | Technical Potential | 0 | 0 | 0 | 0 | 0 | 0 | 0 | 0 | 0 | 0 | 0 | 0 | 0 | 0 | 0 | 0 | 0 | 0 | 0 | 0 | 0 | 0 | 0 | 0 | 0 | 0 | 0
F12_Commercial_OR - College_New_Space Heating_Natural Gas_Windows - High Efficiency Glazing_A_Technical Potential | F12 | Commercial | OR - College | New | Space Heating | Natural Gas | Windows - High Efficiency Glazing | A | Cumulative Winter Peak Savings (MW) | Technical Potential | 0 | 0 | 0 | 0 | 0 | 0 | 0 | 0 | 0 | 0 | 0 | 0 | 0 | 0 | 0 | 0 | 0 | 0 | 0 | 0 | 0 | 0 | 0 | 0 | 0 | 0 | 0
F13_Commercial_OR - College_New_Space Heating_Natural Gas_Windows - High Efficiency Glazing_A_Technical Potential | F13 | Commercial | OR - College | New | Space Heating | Natural Gas | Windows - High Efficiency Glazing | A | Purchases (Incremental) | Technical Potential | 0 | 0 | 0 | 0 | 0 | 0 | 0 | 0 | 0 | 0 | 0 | 0 | 0 | 0 | 0 | 0 | 0 | 0 | 0 | 0 | 0 | 0 | 0 | 0 | 0 | 0 | 0
F14_Commercial_OR - College_New_Space Heating_Natural Gas_Windows - High Efficiency Glazing_A_Technical Potential | F14 | Commercial | OR - College | New | Space Heating | Natural Gas | Windows - High Efficiency Glazing | A | Purchases (Cumulative) | Technical Potential | 0 | 0 | 0 | 0 | 0 | 0 | 0 | 0 | 0 | 0 | 0 | 0 | 0 | 0 | 0 | 0 | 0 | 0 | 0 | 0 | 0 | 0 | 0 | 0 | 0 | 0 | 0
F1_Commercial_OR - College_New_Space Heating_Natural Gas_Windows - Secondary Glazing Systems_A_Technical Potential | F1 | Commercial | OR - College | New | Space Heating | Natural Gas | Windows - Secondary Glazing Systems | A | Original Unit Energy Savings (kWh or therms) | Technical Potential | 0 | 0 | 0 | 0 | 0 | 0 | 0 | 0 | 0 | 0 | 0 | 0 | 0 | 0 | 0 | 0 | 0 | 0 | 0 | 0 | 0 | 0 | 0 | 0 | 0 | 0 | 0
F2_Commercial_OR - College_New_Space Heating_Natural Gas_Windows - Secondary Glazing Systems_A_Technical Potential | F2 | Commercial | OR - College | New | Space Heating | Natural Gas | Windows - Secondary Glazing Systems | A | Original Unit Summer Peak Savings (kW) | Technical Potential | 0 | 0 | 0 | 0 | 0 | 0 | 0 | 0 | 0 | 0 | 0 | 0 | 0 | 0 | 0 | 0 | 0 | 0 | 0 | 0 | 0 | 0 | 0 | 0 | 0 | 0 | 0
F3_Commercial_OR - College_New_Space Heating_Natural Gas_Windows - Secondary Glazing Systems_A_Technical Potential | F3 | Commercial | OR - College | New | Space Heating | Natural Gas | Windows - Secondary Glazing Systems | A | Original Unit Winter Peak Savings (kW) | Technical Potential | 0 | 0 | 0 | 0 | 0 | 0 | 0 | 0 | 0 | 0 | 0 | 0 | 0 | 0 | 0 | 0 | 0 | 0 | 0 | 0 | 0 | 0 | 0 | 0 | 0 | 0 | 0
F4_Commercial_OR - College_New_Space Heating_Natural Gas_Windows - Secondary Glazing Systems_A_Technical Potential | F4 | Commercial | OR - College | New | Space Heating | Natural Gas | Windows - Secondary Glazing Systems | A | Standalone Impact on Baseline Energy (%) | Technical Potential | 0 | 0 | 0 | 0 | 0 | 0 | 0 | 0 | 0 | 0 | 0 | 0 | 0 | 0 | 0 | 0 | 0 | 0 | 0 | 0 | 0 | 0 | 0 | 0 | 0 | 0 | 0
F5_Commercial_OR - College_New_Space Heating_Natural Gas_Windows - Secondary Glazing Systems_A_Technical Potential | F5 | Commercial | OR - College | New | Space Heating | Natural Gas | Windows - Secondary Glazing Systems | A | Standalone Impact on Baseline Summer Peak (%) | Technical Potential | 0 | 0 | 0 | 0 | 0 | 0 | 0 | 0 | 0 | 0 | 0 | 0 | 0 | 0 | 0 | 0 | 0 | 0 | 0 | 0 | 0 | 0 | 0 | 0 | 0 | 0 | 0
F6_Commercial_OR - College_New_Space Heating_Natural Gas_Windows - Secondary Glazing Systems_A_Technical Potential | F6 | Commercial | OR - College | New | Space Heating | Natural Gas | Windows - Secondary Glazing Systems | A | Standalone Impact on Baseline Winter Peak (%) | Technical Potential | 0 | 0 | 0 | 0 | 0 | 0 | 0 | 0 | 0 | 0 | 0 | 0 | 0 | 0 | 0 | 0 | 0 | 0 | 0 | 0 | 0 | 0 | 0 | 0 | 0 | 0 | 0
F7_Commercial_OR - College_New_Space Heating_Natural Gas_Windows - Secondary Glazing Systems_A_Technical Potential | F7 | Commercial | OR - College | New | Space Heating | Natural Gas | Windows - Secondary Glazing Systems | A | Incremental Energy Savings (MWh or mTherms) | Technical Potential | 0 | 0 | 0 | 0 | 0 | 0 | 0 | 0 | 0 | 0 | 0 | 0 | 0 | 0 | 0 | 0 | 0 | 0 | 0 | 0 | 0 | 0 | 0 | 0 | 0 | 0 | 0
F8_Commercial_OR - College_New_Space Heating_Natural Gas_Windows - Secondary Glazing Systems_A_Technical Potential | F8 | Commercial | OR - College | New | Space Heating | Natural Gas | Windows - Secondary Glazing Systems | A | Incremental Summer Peak Savings (MW) | Technical Potential | 0 | 0 | 0 | 0 | 0 | 0 | 0 | 0 | 0 | 0 | 0 | 0 | 0 | 0 | 0 | 0 | 0 | 0 | 0 | 0 | 0 | 0 | 0 | 0 | 0 | 0 | 0
F9_Commercial_OR - College_New_Space Heating_Natural Gas_Windows - Secondary Glazing Systems_A_Technical Potential | F9 | Commercial | OR - College | New | Space Heating | Natural Gas | Windows - Secondary Glazing Systems | A | Incremental Winter Peak Savings (MW) | Technical Potential | 0 | 0 | 0 | 0 | 0 | 0 | 0 | 0 | 0 | 0 | 0 | 0 | 0 | 0 | 0 | 0 | 0 | 0 | 0 | 0 | 0 | 0 | 0 | 0 | 0 | 0 | 0
F10_Commercial_OR - College_New_Space Heating_Natural Gas_Windows - Secondary Glazing Systems_A_Technical Potential | F10 | Commercial | OR - College | New | Space Heating | Natural Gas | Windows - Secondary Glazing Systems | A | Cumulative Energy Savings (MWh or mTherms) | Technical Potential | 0 | 0 | 0 | 0 | 0 | 0 | 0 | 0 | 0 | 0 | 0 | 0 | 0 | 0 | 0 | 0 | 0 | 0 | 0 | 0 | 0 | 0 | 0 | 0 | 0 | 0 | 0
F11_Commercial_OR - College_New_Space Heating_Natural Gas_Windows - Secondary Glazing Systems_A_Technical Potential | F11 | Commercial | OR - College | New | Space Heating | Natural Gas | Windows - Secondary Glazing Systems | A | Cumulative Summer Peak Savings (MW) | Technical Potential | 0 | 0 | 0 | 0 | 0 | 0 | 0 | 0 | 0 | 0 | 0 | 0 | 0 | 0 | 0 | 0 | 0 | 0 | 0 | 0 | 0 | 0 | 0 | 0 | 0 | 0 | 0
F12_Commercial_OR - College_New_Space Heating_Natural Gas_Windows - Secondary Glazing Systems_A_Technical Potential | F12 | Commercial | OR - College | New | Space Heating | Natural Gas | Windows - Secondary Glazing Systems | A | Cumulative Winter Peak Savings (MW) | Technical Potential | 0 | 0 | 0 | 0 | 0 | 0 | 0 | 0 | 0 | 0 | 0 | 0 | 0 | 0 | 0 | 0 | 0 | 0 | 0 | 0 | 0 | 0 | 0 | 0 | 0 | 0 | 0
F13_Commercial_OR - College_New_Space Heating_Natural Gas_Windows - Secondary Glazing Systems_A_Technical Potential | F13 | Commercial | OR - College | New | Space Heating | Natural Gas | Windows - Secondary Glazing Systems | A | Purchases (Incremental) | Technical Potential | 0 | 0 | 0 | 0 | 0 | 0 | 0 | 0 | 0 | 0 | 0 | 0 | 0 | 0 | 0 | 0 | 0 | 0 | 0 | 0 | 0 | 0 | 0 | 0 | 0 | 0 | 0
F14_Commercial_OR - College_New_Space Heating_Natural Gas_Windows - Secondary Glazing Systems_A_Technical Potential | F14 | Commercial | OR - College | New | Space Heating | Natural Gas | Windows - Secondary Glazing Systems | A | Purchases (Cumulative) | Technical Potential | 0 | 0 | 0 | 0 | 0 | 0 | 0 | 0 | 0 | 0 | 0 | 0 | 0 | 0 | 0 | 0 | 0 | 0 | 0 | 0 | 0 | 0 | 0 | 0 | 0 | 0 | 0
F1_Commercial_OR - College_New_Space Heating_Natural Gas_HVAC - Energy Recovery Ventilator_A_Technical Potential | F1 | Commercial | OR - College | New | Space Heating | Natural Gas | HVAC - Energy Recovery Ventilator | A | Original Unit Energy Savings (kWh or therms) | Technical Potential | 0 | 0 | 0 | 0 | 0 | 0 | 0 | 0 | 0 | 0 | 0 | 0 | 0 | 0 | 0 | 0 | 0 | 0 | 0 | 0 | 0 | 0 | 0 | 0 | 0 | 0 | 0
F2_Commercial_OR - College_New_Space Heating_Natural Gas_HVAC - Energy Recovery Ventilator_A_Technical Potential | F2 | Commercial | OR - College | New | Space Heating | Natural Gas | HVAC - Energy Recovery Ventilator | A | Original Unit Summer Peak Savings (kW) | Technical Potential | 0 | 0 | 0 | 0 | 0 | 0 | 0 | 0 | 0 | 0 | 0 | 0 | 0 | 0 | 0 | 0 | 0 | 0 | 0 | 0 | 0 | 0 | 0 | 0 | 0 | 0 | 0
F3_Commercial_OR - College_New_Space Heating_Natural Gas_HVAC - Energy Recovery Ventilator_A_Technical Potential | F3 | Commercial | OR - College | New | Space Heating | Natural Gas | HVAC - Energy Recovery Ventilator | A | Original Unit Winter Peak Savings (kW) | Technical Potential | 0 | 0 | 0 | 0 | 0 | 0 | 0 | 0 | 0 | 0 | 0 | 0 | 0 | 0 | 0 | 0 | 0 | 0 | 0 | 0 | 0 | 0 | 0 | 0 | 0 | 0 | 0
F4_Commercial_OR - College_New_Space Heating_Natural Gas_HVAC - Energy Recovery Ventilator_A_Technical Potential | F4 | Commercial | OR - College | New | Space Heating | Natural Gas | HVAC - Energy Recovery Ventilator | A | Standalone Impact on Baseline Energy (%) | Technical Potential | 0 | 0 | 0 | 0 | 0 | 0 | 0 | 0 | 0 | 0 | 0 | 0 | 0 | 0 | 0 | 0 | 0 | 0 | 0 | 0 | 0 | 0 | 0 | 0 | 0 | 0 | 0
F5_Commercial_OR - College_New_Space Heating_Natural Gas_HVAC - Energy Recovery Ventilator_A_Technical Potential | F5 | Commercial | OR - College | New | Space Heating | Natural Gas | HVAC - Energy Recovery Ventilator | A | Standalone Impact on Baseline Summer Peak (%) | Technical Potential | 0 | 0 | 0 | 0 | 0 | 0 | 0 | 0 | 0 | 0 | 0 | 0 | 0 | 0 | 0 | 0 | 0 | 0 | 0 | 0 | 0 | 0 | 0 | 0 | 0 | 0 | 0
F6_Commercial_OR - College_New_Space Heating_Natural Gas_HVAC - Energy Recovery Ventilator_A_Technical Potential | F6 | Commercial | OR - College | New | Space Heating | Natural Gas | HVAC - Energy Recovery Ventilator | A | Standalone Impact on Baseline Winter Peak (%) | Technical Potential | 0 | 0 | 0 | 0 | 0 | 0 | 0 | 0 | 0 | 0 | 0 | 0 | 0 | 0 | 0 | 0 | 0 | 0 | 0 | 0 | 0 | 0 | 0 | 0 | 0 | 0 | 0
F7_Commercial_OR - College_New_Space Heating_Natural Gas_HVAC - Energy Recovery Ventilator_A_Technical Potential | F7 | Commercial | OR - College | New | Space Heating | Natural Gas | HVAC - Energy Recovery Ventilator | A | Incremental Energy Savings (MWh or mTherms) | Technical Potential | 0 | 0 | 0 | 0 | 0 | 0 | 0 | 0 | 0 | 0 | 0 | 0 | 0 | 0 | 0 | 0 | 0 | 0 | 0 | 0 | 0 | 0 | 0 | 0 | 0 | 0 | 0
F8_Commercial_OR - College_New_Space Heating_Natural Gas_HVAC - Energy Recovery Ventilator_A_Technical Potential | F8 | Commercial | OR - College | New | Space Heating | Natural Gas | HVAC - Energy Recovery Ventilator | A | Incremental Summer Peak Savings (MW) | Technical Potential | 0 | 0 | 0 | 0 | 0 | 0 | 0 | 0 | 0 | 0 | 0 | 0 | 0 | 0 | 0 | 0 | 0 | 0 | 0 | 0 | 0 | 0 | 0 | 0 | 0 | 0 | 0
F9_Commercial_OR - College_New_Space Heating_Natural Gas_HVAC - Energy Recovery Ventilator_A_Technical Potential | F9 | Commercial | OR - College | New | Space Heating | Natural Gas | HVAC - Energy Recovery Ventilator | A | Incremental Winter Peak Savings (MW) | Technical Potential | 0 | 0 | 0 | 0 | 0 | 0 | 0 | 0 | 0 | 0 | 0 | 0 | 0 | 0 | 0 | 0 | 0 | 0 | 0 | 0 | 0 | 0 | 0 | 0 | 0 | 0 | 0
F10_Commercial_OR - College_New_Space Heating_Natural Gas_HVAC - Energy Recovery Ventilator_A_Technical Potential | F10 | Commercial | OR - College | New | Space Heating | Natural Gas | HVAC - Energy Recovery Ventilator | A | Cumulative Energy Savings (MWh or mTherms) | Technical Potential | 0 | 0 | 0 | 0 | 0 | 0 | 0 | 0 | 0 | 0 | 0 | 0 | 0 | 0 | 0 | 0 | 0 | 0 | 0 | 0 | 0 | 0 | 0 | 0 | 0 | 0 | 0
F11_Commercial_OR - College_New_Space Heating_Natural Gas_HVAC - Energy Recovery Ventilator_A_Technical Potential | F11 | Commercial | OR - College | New | Space Heating | Natural Gas | HVAC - Energy Recovery Ventilator | A | Cumulative Summer Peak Savings (MW) | Technical Potential | 0 | 0 | 0 | 0 | 0 | 0 | 0 | 0 | 0 | 0 | 0 | 0 | 0 | 0 | 0 | 0 | 0 | 0 | 0 | 0 | 0 | 0 | 0 | 0 | 0 | 0 | 0
F12_Commercial_OR - College_New_Space Heating_Natural Gas_HVAC - Energy Recovery Ventilator_A_Technical Potential | F12 | Commercial | OR - College | New | Space Heating | Natural Gas | HVAC - Energy Recovery Ventilator | A | Cumulative Winter Peak Savings (MW) | Technical Potential | 0 | 0 | 0 | 0 | 0 | 0 | 0 | 0 | 0 | 0 | 0 | 0 | 0 | 0 | 0 | 0 | 0 | 0 | 0 | 0 | 0 | 0 | 0 | 0 | 0 | 0 | 0
F13_Commercial_OR - College_New_Space Heating_Natural Gas_HVAC - Energy Recovery Ventilator_A_Technical Potential | F13 | Commercial | OR - College | New | Space Heating | Natural Gas | HVAC - Energy Recovery Ventilator | A | Purchases (Incremental) | Technical Potential | 0 | 0 | 0 | 0 | 0 | 0 | 0 | 0 | 0 | 0 | 0 | 0 | 0 | 0 | 0 | 0 | 0 | 0 | 0 | 0 | 0 | 0 | 0 | 0 | 0 | 0 | 0
F14_Commercial_OR - College_New_Space Heating_Natural Gas_HVAC - Energy Recovery Ventilator_A_Technical Potential | F14 | Commercial | OR - College | New | Space Heating | Natural Gas | HVAC - Energy Recovery Ventilator | A | Purchases (Cumulative) | Technical Potential | 0 | 0 | 0 | 0 | 0 | 0 | 0 | 0 | 0 | 0 | 0 | 0 | 0 | 0 | 0 | 0 | 0 | 0 | 0 | 0 | 0 | 0 | 0 | 0 | 0 | 0 | 0
F1_Commercial_OR - College_New_Space Heating_Natural Gas_Building Shell - Air Sealing (Infiltration Control)_A_Technical Potential | F1 | Commercial | OR - College | New | Space Heating | Natural Gas | Building Shell - Air Sealing (Infiltration Control) | A | Original Unit Energy Savings (kWh or therms) | Technical Potential | 0 | 0 | 0 | 0 | 0 | 0 | 0 | 0 | 0 | 0 | 0 | 0 | 0 | 0 | 0 | 0 | 0 | 0 | 0 | 0 | 0 | 0 | 0 | 0 | 0 | 0 | 0
F2_Commercial_OR - College_New_Space Heating_Natural Gas_Building Shell - Air Sealing (Infiltration Control)_A_Technical Potential | F2 | Commercial | OR - College | New | Space Heating | Natural Gas | Building Shell - Air Sealing (Infiltration Control) | A | Original Unit Summer Peak Savings (kW) | Technical Potential | 0 | 0 | 0 | 0 | 0 | 0 | 0 | 0 | 0 | 0 | 0 | 0 | 0 | 0 | 0 | 0 | 0 | 0 | 0 | 0 | 0 | 0 | 0 | 0 | 0 | 0 | 0
F3_Commercial_OR - College_New_Space Heating_Natural Gas_Building Shell - Air Sealing (Infiltration Control)_A_Technical Potential | F3 | Commercial | OR - College | New | Space Heating | Natural Gas | Building Shell - Air Sealing (Infiltration Control) | A | Original Unit Winter Peak Savings (kW) | Technical Potential | 0 | 0 | 0 | 0 | 0 | 0 | 0 | 0 | 0 | 0 | 0 | 0 | 0 | 0 | 0 | 0 | 0 | 0 | 0 | 0 | 0 | 0 | 0 | 0 | 0 | 0 | 0
F4_Commercial_OR - College_New_Space Heating_Natural Gas_Building Shell - Air Sealing (Infiltration Control)_A_Technical Potential | F4 | Commercial | OR - College | New | Space Heating | Natural Gas | Building Shell - Air Sealing (Infiltration Control) | A | Standalone Impact on Baseline Energy (%) | Technical Potential | 0 | 0 | 0 | 0 | 0 | 0 | 0 | 0 | 0 | 0 | 0 | 0 | 0 | 0 | 0 | 0 | 0 | 0 | 0 | 0 | 0 | 0 | 0 | 0 | 0 | 0 | 0
F5_Commercial_OR - College_New_Space Heating_Natural Gas_Building Shell - Air Sealing (Infiltration Control)_A_Technical Potential | F5 | Commercial | OR - College | New | Space Heating | Natural Gas | Building Shell - Air Sealing (Infiltration Control) | A | Standalone Impact on Baseline Summer Peak (%) | Technical Potential | 0 | 0 | 0 | 0 | 0 | 0 | 0 | 0 | 0 | 0 | 0 | 0 | 0 | 0 | 0 | 0 | 0 | 0 | 0 | 0 | 0 | 0 | 0 | 0 | 0 | 0 | 0
F6_Commercial_OR - College_New_Space Heating_Natural Gas_Building Shell - Air Sealing (Infiltration Control)_A_Technical Potential | F6 | Commercial | OR - College | New | Space Heating | Natural Gas | Building Shell - Air Sealing (Infiltration Control) | A | Standalone Impact on Baseline Winter Peak (%) | Technical Potential | 0 | 0 | 0 | 0 | 0 | 0 | 0 | 0 | 0 | 0 | 0 | 0 | 0 | 0 | 0 | 0 | 0 | 0 | 0 | 0 | 0 | 0 | 0 | 0 | 0 | 0 | 0
F7_Commercial_OR - College_New_Space Heating_Natural Gas_Building Shell - Air Sealing (Infiltration Control)_A_Technical Potential | F7 | Commercial | OR - College | New | Space Heating | Natural Gas | Building Shell - Air Sealing (Infiltration Control) | A | Incremental Energy Savings (MWh or mTherms) | Technical Potential | 0 | 0 | 0 | 0 | 0 | 0 | 0 | 0 | 0 | 0 | 0 | 0 | 0 | 0 | 0 | 0 | 0 | 0 | 0 | 0 | 0 | 0 | 0 | 0 | 0 | 0 | 0
F8_Commercial_OR - College_New_Space Heating_Natural Gas_Building Shell - Air Sealing (Infiltration Control)_A_Technical Potential | F8 | Commercial | OR - College | New | Space Heating | Natural Gas | Building Shell - Air Sealing (Infiltration Control) | A | Incremental Summer Peak Savings (MW) | Technical Potential | 0 | 0 | 0 | 0 | 0 | 0 | 0 | 0 | 0 | 0 | 0 | 0 | 0 | 0 | 0 | 0 | 0 | 0 | 0 | 0 | 0 | 0 | 0 | 0 | 0 | 0 | 0
F9_Commercial_OR - College_New_Space Heating_Natural Gas_Building Shell - Air Sealing (Infiltration Control)_A_Technical Potential | F9 | Commercial | OR - College | New | Space Heating | Natural Gas | Building Shell - Air Sealing (Infiltration Control) | A | Incremental Winter Peak Savings (MW) | Technical Potential | 0 | 0 | 0 | 0 | 0 | 0 | 0 | 0 | 0 | 0 | 0 | 0 | 0 | 0 | 0 | 0 | 0 | 0 | 0 | 0 | 0 | 0 | 0 | 0 | 0 | 0 | 0
F10_Commercial_OR - College_New_Space Heating_Natural Gas_Building Shell - Air Sealing (Infiltration Control)_A_Technical Potential | F10 | Commercial | OR - College | New | Space Heating | Natural Gas | Building Shell - Air Sealing (Infiltration Control) | A | Cumulative Energy Savings (MWh or mTherms) | Technical Potential | 0 | 0 | 0 | 0 | 0 | 0 | 0 | 0 | 0 | 0 | 0 | 0 | 0 | 0 | 0 | 0 | 0 | 0 | 0 | 0 | 0 | 0 | 0 | 0 | 0 | 0 | 0
F11_Commercial_OR - College_New_Space Heating_Natural Gas_Building Shell - Air Sealing (Infiltration Control)_A_Technical Potential | F11 | Commercial | OR - College | New | Space Heating | Natural Gas | Building Shell - Air Sealing (Infiltration Control) | A | Cumulative Summer Peak Savings (MW) | Technical Potential | 0 | 0 | 0 | 0 | 0 | 0 | 0 | 0 | 0 | 0 | 0 | 0 | 0 | 0 | 0 | 0 | 0 | 0 | 0 | 0 | 0 | 0 | 0 | 0 | 0 | 0 | 0
F12_Commercial_OR - College_New_Space Heating_Natural Gas_Building Shell - Air Sealing (Infiltration Control)_A_Technical Potential | F12 | Commercial | OR - College | New | Space Heating | Natural Gas | Building Shell - Air Sealing (Infiltration Control) | A | Cumulative Winter Peak Savings (MW) | Technical Potential | 0 | 0 | 0 | 0 | 0 | 0 | 0 | 0 | 0 | 0 | 0 | 0 | 0 | 0 | 0 | 0 | 0 | 0 | 0 | 0 | 0 | 0 | 0 | 0 | 0 | 0 | 0
F13_Commercial_OR - College_New_Space Heating_Natural Gas_Building Shell - Air Sealing (Infiltration Control)_A_Technical Potential | F13 | Commercial | OR - College | New | Space Heating | Natural Gas | Building Shell - Air Sealing (Infiltration Control) | A | Purchases (Incremental) | Technical Potential | 0 | 0 | 0 | 0 | 0 | 0 | 0 | 0 | 0 | 0 | 0 | 0 | 0 | 0 | 0 | 0 | 0 | 0 | 0 | 0 | 0 | 0 | 0 | 0 | 0 | 0 | 0
F14_Commercial_OR - College_New_Space Heating_Natural Gas_Building Shell - Air Sealing (Infiltration Control)_A_Technical Potential | F14 | Commercial | OR - College | New | Space Heating | Natural Gas | Building Shell - Air Sealing (Infiltration Control) | A | Purchases (Cumulative) | Technical Potential | 0 | 0 | 0 | 0 | 0 | 0 | 0 | 0 | 0 | 0 | 0 | 0 | 0 | 0 | 0 | 0 | 0 | 0 | 0 | 0 | 0 | 0 | 0 | 0 | 0 | 0 | 0
F1_Commercial_OR - College_New_Space Heating_Natural Gas_Ventilation - Demand Controlled_A_Technical Potential | F1 | Commercial | OR - College | New | Space Heating | Natural Gas | Ventilation - Demand Controlled | A | Original Unit Energy Savings (kWh or therms) | Technical Potential | 0 | 0 | 0 | 0 | 0 | 0 | 0 | 0 | 0 | 0 | 0 | 0 | 0 | 0 | 0 | 0 | 0 | 0 | 0 | 0 | 0 | 0 | 0 | 0 | 0 | 0 | 0
F2_Commercial_OR - College_New_Space Heating_Natural Gas_Ventilation - Demand Controlled_A_Technical Potential | F2 | Commercial | OR - College | New | Space Heating | Natural Gas | Ventilation - Demand Controlled | A | Original Unit Summer Peak Savings (kW) | Technical Potential | 0 | 0 | 0 | 0 | 0 | 0 | 0 | 0 | 0 | 0 | 0 | 0 | 0 | 0 | 0 | 0 | 0 | 0 | 0 | 0 | 0 | 0 | 0 | 0 | 0 | 0 | 0
F3_Commercial_OR - College_New_Space Heating_Natural Gas_Ventilation - Demand Controlled_A_Technical Potential | F3 | Commercial | OR - College | New | Space Heating | Natural Gas | Ventilation - Demand Controlled | A | Original Unit Winter Peak Savings (kW) | Technical Potential | 0 | 0 | 0 | 0 | 0 | 0 | 0 | 0 | 0 | 0 | 0 | 0 | 0 | 0 | 0 | 0 | 0 | 0 | 0 | 0 | 0 | 0 | 0 | 0 | 0 | 0 | 0
F4_Commercial_OR - College_New_Space Heating_Natural Gas_Ventilation - Demand Controlled_A_Technical Potential | F4 | Commercial | OR - College | New | Space Heating | Natural Gas | Ventilation - Demand Controlled | A | Standalone Impact on Baseline Energy (%) | Technical Potential | 0 | 0 | 0 | 0 | 0 | 0 | 0 | 0 | 0 | 0 | 0 | 0 | 0 | 0 | 0 | 0 | 0 | 0 | 0 | 0 | 0 | 0 | 0 | 0 | 0 | 0 | 0
F5_Commercial_OR - College_New_Space Heating_Natural Gas_Ventilation - Demand Controlled_A_Technical Potential | F5 | Commercial | OR - College | New | Space Heating | Natural Gas | Ventilation - Demand Controlled | A | Standalone Impact on Baseline Summer Peak (%) | Technical Potential | 0 | 0 | 0 | 0 | 0 | 0 | 0 | 0 | 0 | 0 | 0 | 0 | 0 | 0 | 0 | 0 | 0 | 0 | 0 | 0 | 0 | 0 | 0 | 0 | 0 | 0 | 0
F6_Commercial_OR - College_New_Space Heating_Natural Gas_Ventilation - Demand Controlled_A_Technical Potential | F6 | Commercial | OR - College | New | Space Heating | Natural Gas | Ventilation - Demand Controlled | A | Standalone Impact on Baseline Winter Peak (%) | Technical Potential | 0 | 0 | 0 | 0 | 0 | 0 | 0 | 0 | 0 | 0 | 0 | 0 | 0 | 0 | 0 | 0 | 0 | 0 | 0 | 0 | 0 | 0 | 0 | 0 | 0 | 0 | 0
F7_Commercial_OR - College_New_Space Heating_Natural Gas_Ventilation - Demand Controlled_A_Technical Potential | F7 | Commercial | OR - College | New | Space Heating | Natural Gas | Ventilation - Demand Controlled | A | Incremental Energy Savings (MWh or mTherms) | Technical Potential | 0 | 0 | 0 | 0 | 0 | 0 | 0 | 0 | 0 | 0 | 0 | 0 | 0 | 0 | 0 | 0 | 0 | 0 | 0 | 0 | 0 | 0 | 0 | 0 | 0 | 0 | 0
F8_Commercial_OR - College_New_Space Heating_Natural Gas_Ventilation - Demand Controlled_A_Technical Potential | F8 | Commercial | OR - College | New | Space Heating | Natural Gas | Ventilation - Demand Controlled | A | Incremental Summer Peak Savings (MW) | Technical Potential | 0 | 0 | 0 | 0 | 0 | 0 | 0 | 0 | 0 | 0 | 0 | 0 | 0 | 0 | 0 | 0 | 0 | 0 | 0 | 0 | 0 | 0 | 0 | 0 | 0 | 0 | 0
F9_Commercial_OR - College_New_Space Heating_Natural Gas_Ventilation - Demand Controlled_A_Technical Potential | F9 | Commercial | OR - College | New | Space Heating | Natural Gas | Ventilation - Demand Controlled | A | Incremental Winter Peak Savings (MW) | Technical Potential | 0 | 0 | 0 | 0 | 0 | 0 | 0 | 0 | 0 | 0 | 0 | 0 | 0 | 0 | 0 | 0 | 0 | 0 | 0 | 0 | 0 | 0 | 0 | 0 | 0 | 0 | 0
F10_Commercial_OR - College_New_Space Heating_Natural Gas_Ventilation - Demand Controlled_A_Technical Potential | F10 | Commercial | OR - College | New | Space Heating | Natural Gas | Ventilation - Demand Controlled | A | Cumulative Energy Savings (MWh or mTherms) | Technical Potential | 0 | 0 | 0 | 0 | 0 | 0 | 0 | 0 | 0 | 0 | 0 | 0 | 0 | 0 | 0 | 0 | 0 | 0 | 0 | 0 | 0 | 0 | 0 | 0 | 0 | 0 | 0
F11_Commercial_OR - College_New_Space Heating_Natural Gas_Ventilation - Demand Controlled_A_Technical Potential | F11 | Commercial | OR - College | New | Space Heating | Natural Gas | Ventilation - Demand Controlled | A | Cumulative Summer Peak Savings (MW) | Technical Potential | 0 | 0 | 0 | 0 | 0 | 0 | 0 | 0 | 0 | 0 | 0 | 0 | 0 | 0 | 0 | 0 | 0 | 0 | 0 | 0 | 0 | 0 | 0 | 0 | 0 | 0 | 0
F12_Commercial_OR - College_New_Space Heating_Natural Gas_Ventilation - Demand Controlled_A_Technical Potential | F12 | Commercial | OR - College | New | Space Heating | Natural Gas | Ventilation - Demand Controlled | A | Cumulative Winter Peak Savings (MW) | Technical Potential | 0 | 0 | 0 | 0 | 0 | 0 | 0 | 0 | 0 | 0 | 0 | 0 | 0 | 0 | 0 | 0 | 0 | 0 | 0 | 0 | 0 | 0 | 0 | 0 | 0 | 0 | 0
F13_Commercial_OR - College_New_Space Heating_Natural Gas_Ventilation - Demand Controlled_A_Technical Potential | F13 | Commercial | OR - College | New | Space Heating | Natural Gas | Ventilation - Demand Controlled | A | Purchases (Incremental) | Technical Potential | 0 | 0 | 0 | 0 | 0 | 0 | 0 | 0 | 0 | 0 | 0 | 0 | 0 | 0 | 0 | 0 | 0 | 0 | 0 | 0 | 0 | 0 | 0 | 0 | 0 | 0 | 0
F14_Commercial_OR - College_New_Space Heating_Natural Gas_Ventilation - Demand Controlled_A_Technical Potential | F14 | Commercial | OR - College | New | Space Heating | Natural Gas | Ventilation - Demand Controlled | A | Purchases (Cumulative) | Technical Potential | 0 | 0 | 0 | 0 | 0 | 0 | 0 | 0 | 0 | 0 | 0 | 0 | 0 | 0 | 0 | 0 | 0 | 0 | 0 | 0 | 0 | 0 | 0 | 0 | 0 | 0 | 0
F1_Commercial_OR - College_New_Space Heating_Natural Gas_HVAC - Dedicated Outdoor Air System (DOAS)_A_Technical Potential | F1 | Commercial | OR - College | New | Space Heating | Natural Gas | HVAC - Dedicated Outdoor Air System (DOAS) | A | Original Unit Energy Savings (kWh or therms) | Technical Potential | 0 | 0 | 0 | 0 | 0 | 0 | 0 | 0 | 0 | 0 | 0 | 0 | 0 | 0 | 0 | 0 | 0 | 0 | 0 | 0 | 0 | 0 | 0 | 0 | 0 | 0 | 0
F2_Commercial_OR - College_New_Space Heating_Natural Gas_HVAC - Dedicated Outdoor Air System (DOAS)_A_Technical Potential | F2 | Commercial | OR - College | New | Space Heating | Natural Gas | HVAC - Dedicated Outdoor Air System (DOAS) | A | Original Unit Summer Peak Savings (kW) | Technical Potential | 0 | 0 | 0 | 0 | 0 | 0 | 0 | 0 | 0 | 0 | 0 | 0 | 0 | 0 | 0 | 0 | 0 | 0 | 0 | 0 | 0 | 0 | 0 | 0 | 0 | 0 | 0
F3_Commercial_OR - College_New_Space Heating_Natural Gas_HVAC - Dedicated Outdoor Air System (DOAS)_A_Technical Potential | F3 | Commercial | OR - College | New | Space Heating | Natural Gas | HVAC - Dedicated Outdoor Air System (DOAS) | A | Original Unit Winter Peak Savings (kW) | Technical Potential | 0 | 0 | 0 | 0 | 0 | 0 | 0 | 0 | 0 | 0 | 0 | 0 | 0 | 0 | 0 | 0 | 0 | 0 | 0 | 0 | 0 | 0 | 0 | 0 | 0 | 0 | 0
F4_Commercial_OR - College_New_Space Heating_Natural Gas_HVAC - Dedicated Outdoor Air System (DOAS)_A_Technical Potential | F4 | Commercial | OR - College | New | Space Heating | Natural Gas | HVAC - Dedicated Outdoor Air System (DOAS) | A | Standalone Impact on Baseline Energy (%) | Technical Potential | 0 | 0 | 0 | 0 | 0 | 0 | 0 | 0 | 0 | 0 | 0 | 0 | 0 | 0 | 0 | 0 | 0 | 0 | 0 | 0 | 0 | 0 | 0 | 0 | 0 | 0 | 0
F5_Commercial_OR - College_New_Space Heating_Natural Gas_HVAC - Dedicated Outdoor Air System (DOAS)_A_Technical Potential | F5 | Commercial | OR - College | New | Space Heating | Natural Gas | HVAC - Dedicated Outdoor Air System (DOAS) | A | Standalone Impact on Baseline Summer Peak (%) | Technical Potential | 0 | 0 | 0 | 0 | 0 | 0 | 0 | 0 | 0 | 0 | 0 | 0 | 0 | 0 | 0 | 0 | 0 | 0 | 0 | 0 | 0 | 0 | 0 | 0 | 0 | 0 | 0
F6_Commercial_OR - College_New_Space Heating_Natural Gas_HVAC - Dedicated Outdoor Air System (DOAS)_A_Technical Potential | F6 | Commercial | OR - College | New | Space Heating | Natural Gas | HVAC - Dedicated Outdoor Air System (DOAS) | A | Standalone Impact on Baseline Winter Peak (%) | Technical Potential | 0 | 0 | 0 | 0 | 0 | 0 | 0 | 0 | 0 | 0 | 0 | 0 | 0 | 0 | 0 | 0 | 0 | 0 | 0 | 0 | 0 | 0 | 0 | 0 | 0 | 0 | 0
F7_Commercial_OR - College_New_Space Heating_Natural Gas_HVAC - Dedicated Outdoor Air System (DOAS)_A_Technical Potential | F7 | Commercial | OR - College | New | Space Heating | Natural Gas | HVAC - Dedicated Outdoor Air System (DOAS) | A | Incremental Energy Savings (MWh or mTherms) | Technical Potential | 0 | 0 | 0 | 0 | 0 | 0 | 0 | 0 | 0 | 0 | 0 | 0 | 0 | 0 | 0 | 0 | 0 | 0 | 0 | 0 | 0 | 0 | 0 | 0 | 0 | 0 | 0
F8_Commercial_OR - College_New_Space Heating_Natural Gas_HVAC - Dedicated Outdoor Air System (DOAS)_A_Technical Potential | F8 | Commercial | OR - College | New | Space Heating | Natural Gas | HVAC - Dedicated Outdoor Air System (DOAS) | A | Incremental Summer Peak Savings (MW) | Technical Potential | 0 | 0 | 0 | 0 | 0 | 0 | 0 | 0 | 0 | 0 | 0 | 0 | 0 | 0 | 0 | 0 | 0 | 0 | 0 | 0 | 0 | 0 | 0 | 0 | 0 | 0 | 0
F9_Commercial_OR - College_New_Space Heating_Natural Gas_HVAC - Dedicated Outdoor Air System (DOAS)_A_Technical Potential | F9 | Commercial | OR - College | New | Space Heating | Natural Gas | HVAC - Dedicated Outdoor Air System (DOAS) | A | Incremental Winter Peak Savings (MW) | Technical Potential | 0 | 0 | 0 | 0 | 0 | 0 | 0 | 0 | 0 | 0 | 0 | 0 | 0 | 0 | 0 | 0 | 0 | 0 | 0 | 0 | 0 | 0 | 0 | 0 | 0 | 0 | 0
F10_Commercial_OR - College_New_Space Heating_Natural Gas_HVAC - Dedicated Outdoor Air System (DOAS)_A_Technical Potential | F10 | Commercial | OR - College | New | Space Heating | Natural Gas | HVAC - Dedicated Outdoor Air System (DOAS) | A | Cumulative Energy Savings (MWh or mTherms) | Technical Potential | 0 | 0 | 0 | 0 | 0 | 0 | 0 | 0 | 0 | 0 | 0 | 0 | 0 | 0 | 0 | 0 | 0 | 0 | 0 | 0 | 0 | 0 | 0 | 0 | 0 | 0 | 0
F11_Commercial_OR - College_New_Space Heating_Natural Gas_HVAC - Dedicated Outdoor Air System (DOAS)_A_Technical Potential | F11 | Commercial | OR - College | New | Space Heating | Natural Gas | HVAC - Dedicated Outdoor Air System (DOAS) | A | Cumulative Summer Peak Savings (MW) | Technical Potential | 0 | 0 | 0 | 0 | 0 | 0 | 0 | 0 | 0 | 0 | 0 | 0 | 0 | 0 | 0 | 0 | 0 | 0 | 0 | 0 | 0 | 0 | 0 | 0 | 0 | 0 | 0
F12_Commercial_OR - College_New_Space Heating_Natural Gas_HVAC - Dedicated Outdoor Air System (DOAS)_A_Technical Potential | F12 | Commercial | OR - College | New | Space Heating | Natural Gas | HVAC - Dedicated Outdoor Air System (DOAS) | A | Cumulative Winter Peak Savings (MW) | Technical Potential | 0 | 0 | 0 | 0 | 0 | 0 | 0 | 0 | 0 | 0 | 0 | 0 | 0 | 0 | 0 | 0 | 0 | 0 | 0 | 0 | 0 | 0 | 0 | 0 | 0 | 0 | 0
F13_Commercial_OR - College_New_Space Heating_Natural Gas_HVAC - Dedicated Outdoor Air System (DOAS)_A_Technical Potential | F13 | Commercial | OR - College | New | Space Heating | Natural Gas | HVAC - Dedicated Outdoor Air System (DOAS) | A | Purchases (Incremental) | Technical Potential | 0 | 0 | 0 | 0 | 0 | 0 | 0 | 0 | 0 | 0 | 0 | 0 | 0 | 0 | 0 | 0 | 0 | 0 | 0 | 0 | 0 | 0 | 0 | 0 | 0 | 0 | 0
F14_Commercial_OR - College_New_Space Heating_Natural Gas_HVAC - Dedicated Outdoor Air System (DOAS)_A_Technical Potential | F14 | Commercial | OR - College | New | Space Heating | Natural Gas | HVAC - Dedicated Outdoor Air System (DOAS) | A | Purchases (Cumulative) | Technical Potential | 0 | 0 | 0 | 0 | 0 | 0 | 0 | 0 | 0 | 0 | 0 | 0 | 0 | 0 | 0 | 0 | 0 | 0 | 0 | 0 | 0 | 0 | 0 | 0 | 0 | 0 | 0
F1_Commercial_OR - College_New_Space Heating_Natural Gas_Destratification Fans (HVLS)_A_Technical Potential | F1 | Commercial | OR - College | New | Space Heating | Natural Gas | Destratification Fans (HVLS) | A | Original Unit Energy Savings (kWh or therms) | Technical Potential | 0 | 0 | 0 | 0 | 0 | 0 | 0 | 0 | 0 | 0 | 0 | 0 | 0 | 0 | 0 | 0 | 0 | 0 | 0 | 0 | 0 | 0 | 0 | 0 | 0 | 0 | 0
F2_Commercial_OR - College_New_Space Heating_Natural Gas_Destratification Fans (HVLS)_A_Technical Potential | F2 | Commercial | OR - College | New | Space Heating | Natural Gas | Destratification Fans (HVLS) | A | Original Unit Summer Peak Savings (kW) | Technical Potential | 0 | 0 | 0 | 0 | 0 | 0 | 0 | 0 | 0 | 0 | 0 | 0 | 0 | 0 | 0 | 0 | 0 | 0 | 0 | 0 | 0 | 0 | 0 | 0 | 0 | 0 | 0
F3_Commercial_OR - College_New_Space Heating_Natural Gas_Destratification Fans (HVLS)_A_Technical Potential | F3 | Commercial | OR - College | New | Space Heating | Natural Gas | Destratification Fans (HVLS) | A | Original Unit Winter Peak Savings (kW) | Technical Potential | 0 | 0 | 0 | 0 | 0 | 0 | 0 | 0 | 0 | 0 | 0 | 0 | 0 | 0 | 0 | 0 | 0 | 0 | 0 | 0 | 0 | 0 | 0 | 0 | 0 | 0 | 0
F4_Commercial_OR - College_New_Space Heating_Natural Gas_Destratification Fans (HVLS)_A_Technical Potential | F4 | Commercial | OR - College | New | Space Heating | Natural Gas | Destratification Fans (HVLS) | A | Standalone Impact on Baseline Energy (%) | Technical Potential | 0 | 0 | 0 | 0 | 0 | 0 | 0 | 0 | 0 | 0 | 0 | 0 | 0 | 0 | 0 | 0 | 0 | 0 | 0 | 0 | 0 | 0 | 0 | 0 | 0 | 0 | 0
F5_Commercial_OR - College_New_Space Heating_Natural Gas_Destratification Fans (HVLS)_A_Technical Potential | F5 | Commercial | OR - College | New | Space Heating | Natural Gas | Destratification Fans (HVLS) | A | Standalone Impact on Baseline Summer Peak (%) | Technical Potential | 0 | 0 | 0 | 0 | 0 | 0 | 0 | 0 | 0 | 0 | 0 | 0 | 0 | 0 | 0 | 0 | 0 | 0 | 0 | 0 | 0 | 0 | 0 | 0 | 0 | 0 | 0
F6_Commercial_OR - College_New_Space Heating_Natural Gas_Destratification Fans (HVLS)_A_Technical Potential | F6 | Commercial | OR - College | New | Space Heating | Natural Gas | Destratification Fans (HVLS) | A | Standalone Impact on Baseline Winter Peak (%) | Technical Potential | 0 | 0 | 0 | 0 | 0 | 0 | 0 | 0 | 0 | 0 | 0 | 0 | 0 | 0 | 0 | 0 | 0 | 0 | 0 | 0 | 0 | 0 | 0 | 0 | 0 | 0 | 0
F7_Commercial_OR - College_New_Space Heating_Natural Gas_Destratification Fans (HVLS)_A_Technical Potential | F7 | Commercial | OR - College | New | Space Heating | Natural Gas | Destratification Fans (HVLS) | A | Incremental Energy Savings (MWh or mTherms) | Technical Potential | 0 | 0 | 0 | 0 | 0 | 0 | 0 | 0 | 0 | 0 | 0 | 0 | 0 | 0 | 0 | 0 | 0 | 0 | 0 | 0 | 0 | 0 | 0 | 0 | 0 | 0 | 0
F8_Commercial_OR - College_New_Space Heating_Natural Gas_Destratification Fans (HVLS)_A_Technical Potential | F8 | Commercial | OR - College | New | Space Heating | Natural Gas | Destratification Fans (HVLS) | A | Incremental Summer Peak Savings (MW) | Technical Potential | 0 | 0 | 0 | 0 | 0 | 0 | 0 | 0 | 0 | 0 | 0 | 0 | 0 | 0 | 0 | 0 | 0 | 0 | 0 | 0 | 0 | 0 | 0 | 0 | 0 | 0 | 0
F9_Commercial_OR - College_New_Space Heating_Natural Gas_Destratification Fans (HVLS)_A_Technical Potential | F9 | Commercial | OR - College | New | Space Heating | Natural Gas | Destratification Fans (HVLS) | A | Incremental Winter Peak Savings (MW) | Technical Potential | 0 | 0 | 0 | 0 | 0 | 0 | 0 | 0 | 0 | 0 | 0 | 0 | 0 | 0 | 0 | 0 | 0 | 0 | 0 | 0 | 0 | 0 | 0 | 0 | 0 | 0 | 0
F10_Commercial_OR - College_New_Space Heating_Natural Gas_Destratification Fans (HVLS)_A_Technical Potential | F10 | Commercial | OR - College | New | Space Heating | Natural Gas | Destratification Fans (HVLS) | A | Cumulative Energy Savings (MWh or mTherms) | Technical Potential | 0 | 0 | 0 | 0 | 0 | 0 | 0 | 0 | 0 | 0 | 0 | 0 | 0 | 0 | 0 | 0 | 0 | 0 | 0 | 0 | 0 | 0 | 0 | 0 | 0 | 0 | 0
F11_Commercial_OR - College_New_Space Heating_Natural Gas_Destratification Fans (HVLS)_A_Technical Potential | F11 | Commercial | OR - College | New | Space Heating | Natural Gas | Destratification Fans (HVLS) | A | Cumulative Summer Peak Savings (MW) | Technical Potential | 0 | 0 | 0 | 0 | 0 | 0 | 0 | 0 | 0 | 0 | 0 | 0 | 0 | 0 | 0 | 0 | 0 | 0 | 0 | 0 | 0 | 0 | 0 | 0 | 0 | 0 | 0
F12_Commercial_OR - College_New_Space Heating_Natural Gas_Destratification Fans (HVLS)_A_Technical Potential | F12 | Commercial | OR - College | New | Space Heating | Natural Gas | Destratification Fans (HVLS) | A | Cumulative Winter Peak Savings (MW) | Technical Potential | 0 | 0 | 0 | 0 | 0 | 0 | 0 | 0 | 0 | 0 | 0 | 0 | 0 | 0 | 0 | 0 | 0 | 0 | 0 | 0 | 0 | 0 | 0 | 0 | 0 | 0 | 0
F13_Commercial_OR - College_New_Space Heating_Natural Gas_Destratification Fans (HVLS)_A_Technical Potential | F13 | Commercial | OR - College | New | Space Heating | Natural Gas | Destratification Fans (HVLS) | A | Purchases (Incremental) | Technical Potential | 0 | 0 | 0 | 0 | 0 | 0 | 0 | 0 | 0 | 0 | 0 | 0 | 0 | 0 | 0 | 0 | 0 | 0 | 0 | 0 | 0 | 0 | 0 | 0 | 0 | 0 | 0
F14_Commercial_OR - College_New_Space Heating_Natural Gas_Destratification Fans (HVLS)_A_Technical Potential | F14 | Commercial | OR - College | New | Space Heating | Natural Gas | Destratification Fans (HVLS) | A | Purchases (Cumulative) | Technical Potential | 0 | 0 | 0 | 0 | 0 | 0 | 0 | 0 | 0 | 0 | 0 | 0 | 0 | 0 | 0 | 0 | 0 | 0 | 0 | 0 | 0 | 0 | 0 | 0 | 0 | 0 | 0
F1_Commercial_OR - College_New_Space Heating_Natural Gas_Gas Boiler - Maintenance_A_Technical Potential | F1 | Commercial | OR - College | New | Space Heating | Natural Gas | Gas Boiler - Maintenance | A | Original Unit Energy Savings (kWh or therms) | Technical Potential | 0 | 0 | 0 | 0 | 0 | 0 | 0 | 0 | 0 | 0 | 0 | 0 | 0 | 0 | 0 | 0 | 0 | 0 | 0 | 0 | 0 | 0 | 0 | 0 | 0 | 0 | 0
F2_Commercial_OR - College_New_Space Heating_Natural Gas_Gas Boiler - Maintenance_A_Technical Potential | F2 | Commercial | OR - College | New | Space Heating | Natural Gas | Gas Boiler - Maintenance | A | Original Unit Summer Peak Savings (kW) | Technical Potential | 0 | 0 | 0 | 0 | 0 | 0 | 0 | 0 | 0 | 0 | 0 | 0 | 0 | 0 | 0 | 0 | 0 | 0 | 0 | 0 | 0 | 0 | 0 | 0 | 0 | 0 | 0
F3_Commercial_OR - College_New_Space Heating_Natural Gas_Gas Boiler - Maintenance_A_Technical Potential | F3 | Commercial | OR - College | New | Space Heating | Natural Gas | Gas Boiler - Maintenance | A | Original Unit Winter Peak Savings (kW) | Technical Potential | 0 | 0 | 0 | 0 | 0 | 0 | 0 | 0 | 0 | 0 | 0 | 0 | 0 | 0 | 0 | 0 | 0 | 0 | 0 | 0 | 0 | 0 | 0 | 0 | 0 | 0 | 0
F4_Commercial_OR - College_New_Space Heating_Natural Gas_Gas Boiler - Maintenance_A_Technical Potential | F4 | Commercial | OR - College | New | Space Heating | Natural Gas | Gas Boiler - Maintenance | A | Standalone Impact on Baseline Energy (%) | Technical Potential | 0 | 0 | 0 | 0 | 0 | 0 | 0 | 0 | 0 | 0 | 0 | 0 | 0 | 0 | 0 | 0 | 0 | 0 | 0 | 0 | 0 | 0 | 0 | 0 | 0 | 0 | 0
F5_Commercial_OR - College_New_Space Heating_Natural Gas_Gas Boiler - Maintenance_A_Technical Potential | F5 | Commercial | OR - College | New | Space Heating | Natural Gas | Gas Boiler - Maintenance | A | Standalone Impact on Baseline Summer Peak (%) | Technical Potential | 0 | 0 | 0 | 0 | 0 | 0 | 0 | 0 | 0 | 0 | 0 | 0 | 0 | 0 | 0 | 0 | 0 | 0 | 0 | 0 | 0 | 0 | 0 | 0 | 0 | 0 | 0
F6_Commercial_OR - College_New_Space Heating_Natural Gas_Gas Boiler - Maintenance_A_Technical Potential | F6 | Commercial | OR - College | New | Space Heating | Natural Gas | Gas Boiler - Maintenance | A | Standalone Impact on Baseline Winter Peak (%) | Technical Potential | 0 | 0 | 0 | 0 | 0 | 0 | 0 | 0 | 0 | 0 | 0 | 0 | 0 | 0 | 0 | 0 | 0 | 0 | 0 | 0 | 0 | 0 | 0 | 0 | 0 | 0 | 0
F7_Commercial_OR - College_New_Space Heating_Natural Gas_Gas Boiler - Maintenance_A_Technical Potential | F7 | Commercial | OR - College | New | Space Heating | Natural Gas | Gas Boiler - Maintenance | A | Incremental Energy Savings (MWh or mTherms) | Technical Potential | 0 | 0 | 0 | 0 | 0 | 0 | 0 | 0 | 0 | 0 | 0 | 0 | 0 | 0 | 0 | 0 | 0 | 0 | 0 | 0 | 0 | 0 | 0 | 0 | 0 | 0 | 0
F8_Commercial_OR - College_New_Space Heating_Natural Gas_Gas Boiler - Maintenance_A_Technical Potential | F8 | Commercial | OR - College | New | Space Heating | Natural Gas | Gas Boiler - Maintenance | A | Incremental Summer Peak Savings (MW) | Technical Potential | 0 | 0 | 0 | 0 | 0 | 0 | 0 | 0 | 0 | 0 | 0 | 0 | 0 | 0 | 0 | 0 | 0 | 0 | 0 | 0 | 0 | 0 | 0 | 0 | 0 | 0 | 0
F9_Commercial_OR - College_New_Space Heating_Natural Gas_Gas Boiler - Maintenance_A_Technical Potential | F9 | Commercial | OR - College | New | Space Heating | Natural Gas | Gas Boiler - Maintenance | A | Incremental Winter Peak Savings (MW) | Technical Potential | 0 | 0 | 0 | 0 | 0 | 0 | 0 | 0 | 0 | 0 | 0 | 0 | 0 | 0 | 0 | 0 | 0 | 0 | 0 | 0 | 0 | 0 | 0 | 0 | 0 | 0 | 0
F10_Commercial_OR - College_New_Space Heating_Natural Gas_Gas Boiler - Maintenance_A_Technical Potential | F10 | Commercial | OR - College | New | Space Heating | Natural Gas | Gas Boiler - Maintenance | A | Cumulative Energy Savings (MWh or mTherms) | Technical Potential | 0 | 0 | 0 | 0 | 0 | 0 | 0 | 0 | 0 | 0 | 0 | 0 | 0 | 0 | 0 | 0 | 0 | 0 | 0 | 0 | 0 | 0 | 0 | 0 | 0 | 0 | 0
F11_Commercial_OR - College_New_Space Heating_Natural Gas_Gas Boiler - Maintenance_A_Technical Potential | F11 | Commercial | OR - College | New | Space Heating | Natural Gas | Gas Boiler - Maintenance | A | Cumulative Summer Peak Savings (MW) | Technical Potential | 0 | 0 | 0 | 0 | 0 | 0 | 0 | 0 | 0 | 0 | 0 | 0 | 0 | 0 | 0 | 0 | 0 | 0 | 0 | 0 | 0 | 0 | 0 | 0 | 0 | 0 | 0
F12_Commercial_OR - College_New_Space Heating_Natural Gas_Gas Boiler - Maintenance_A_Technical Potential | F12 | Commercial | OR - College | New | Space Heating | Natural Gas | Gas Boiler - Maintenance | A | Cumulative Winter Peak Savings (MW) | Technical Potential | 0 | 0 | 0 | 0 | 0 | 0 | 0 | 0 | 0 | 0 | 0 | 0 | 0 | 0 | 0 | 0 | 0 | 0 | 0 | 0 | 0 | 0 | 0 | 0 | 0 | 0 | 0
F13_Commercial_OR - College_New_Space Heating_Natural Gas_Gas Boiler - Maintenance_A_Technical Potential | F13 | Commercial | OR - College | New | Space Heating | Natural Gas | Gas Boiler - Maintenance | A | Purchases (Incremental) | Technical Potential | 0 | 0 | 0 | 0 | 0 | 0 | 0 | 0 | 0 | 0 | 0 | 0 | 0 | 0 | 0 | 0 | 0 | 0 | 0 | 0 | 0 | 0 | 0 | 0 | 0 | 0 | 0
F14_Commercial_OR - College_New_Space Heating_Natural Gas_Gas Boiler - Maintenance_A_Technical Potential | F14 | Commercial | OR - College | New | Space Heating | Natural Gas | Gas Boiler - Maintenance | A | Purchases (Cumulative) | Technical Potential | 0 | 0 | 0 | 0 | 0 | 0 | 0 | 0 | 0 | 0 | 0 | 0 | 0 | 0 | 0 | 0 | 0 | 0 | 0 | 0 | 0 | 0 | 0 | 0 | 0 | 0 | 0
F1_Commercial_OR - College_New_Space Heating_Natural Gas_Gas Furnace - Maintenance_A_Technical Potential | F1 | Commercial | OR - College | New | Space Heating | Natural Gas | Gas Furnace - Maintenance | A | Original Unit Energy Savings (kWh or therms) | Technical Potential | 0 | 0 | 0 | 0 | 0 | 0 | 0 | 0 | 0 | 0 | 0 | 0 | 0 | 0 | 0 | 0 | 0 | 0 | 0 | 0 | 0 | 0 | 0 | 0 | 0 | 0 | 0
F2_Commercial_OR - College_New_Space Heating_Natural Gas_Gas Furnace - Maintenance_A_Technical Potential | F2 | Commercial | OR - College | New | Space Heating | Natural Gas | Gas Furnace - Maintenance | A | Original Unit Summer Peak Savings (kW) | Technical Potential | 0 | 0 | 0 | 0 | 0 | 0 | 0 | 0 | 0 | 0 | 0 | 0 | 0 | 0 | 0 | 0 | 0 | 0 | 0 | 0 | 0 | 0 | 0 | 0 | 0 | 0 | 0
F3_Commercial_OR - College_New_Space Heating_Natural Gas_Gas Furnace - Maintenance_A_Technical Potential | F3 | Commercial | OR - College | New | Space Heating | Natural Gas | Gas Furnace - Maintenance | A | Original Unit Winter Peak Savings (kW) | Technical Potential | 0 | 0 | 0 | 0 | 0 | 0 | 0 | 0 | 0 | 0 | 0 | 0 | 0 | 0 | 0 | 0 | 0 | 0 | 0 | 0 | 0 | 0 | 0 | 0 | 0 | 0 | 0
F4_Commercial_OR - College_New_Space Heating_Natural Gas_Gas Furnace - Maintenance_A_Technical Potential | F4 | Commercial | OR - College | New | Space Heating | Natural Gas | Gas Furnace - Maintenance | A | Standalone Impact on Baseline Energy (%) | Technical Potential | 0 | 0 | 0 | 0 | 0 | 0 | 0 | 0 | 0 | 0 | 0 | 0 | 0 | 0 | 0 | 0 | 0 | 0 | 0 | 0 | 0 | 0 | 0 | 0 | 0 | 0 | 0
F5_Commercial_OR - College_New_Space Heating_Natural Gas_Gas Furnace - Maintenance_A_Technical Potential | F5 | Commercial | OR - College | New | Space Heating | Natural Gas | Gas Furnace - Maintenance | A | Standalone Impact on Baseline Summer Peak (%) | Technical Potential | 0 | 0 | 0 | 0 | 0 | 0 | 0 | 0 | 0 | 0 | 0 | 0 | 0 | 0 | 0 | 0 | 0 | 0 | 0 | 0 | 0 | 0 | 0 | 0 | 0 | 0 | 0
F6_Commercial_OR - College_New_Space Heating_Natural Gas_Gas Furnace - Maintenance_A_Technical Potential | F6 | Commercial | OR - College | New | Space Heating | Natural Gas | Gas Furnace - Maintenance | A | Standalone Impact on Baseline Winter Peak (%) | Technical Potential | 0 | 0 | 0 | 0 | 0 | 0 | 0 | 0 | 0 | 0 | 0 | 0 | 0 | 0 | 0 | 0 | 0 | 0 | 0 | 0 | 0 | 0 | 0 | 0 | 0 | 0 | 0
F7_Commercial_OR - College_New_Space Heating_Natural Gas_Gas Furnace - Maintenance_A_Technical Potential | F7 | Commercial | OR - College | New | Space Heating | Natural Gas | Gas Furnace - Maintenance | A | Incremental Energy Savings (MWh or mTherms) | Technical Potential | 0 | 0 | 0 | 0 | 0 | 0 | 0 | 0 | 0 | 0 | 0 | 0 | 0 | 0 | 0 | 0 | 0 | 0 | 0 | 0 | 0 | 0 | 0 | 0 | 0 | 0 | 0
F8_Commercial_OR - College_New_Space Heating_Natural Gas_Gas Furnace - Maintenance_A_Technical Potential | F8 | Commercial | OR - College | New | Space Heating | Natural Gas | Gas Furnace - Maintenance | A | Incremental Summer Peak Savings (MW) | Technical Potential | 0 | 0 | 0 | 0 | 0 | 0 | 0 | 0 | 0 | 0 | 0 | 0 | 0 | 0 | 0 | 0 | 0 | 0 | 0 | 0 | 0 | 0 | 0 | 0 | 0 | 0 | 0
F9_Commercial_OR - College_New_Space Heating_Natural Gas_Gas Furnace - Maintenance_A_Technical Potential | F9 | Commercial | OR - College | New | Space Heating | Natural Gas | Gas Furnace - Maintenance | A | Incremental Winter Peak Savings (MW) | Technical Potential | 0 | 0 | 0 | 0 | 0 | 0 | 0 | 0 | 0 | 0 | 0 | 0 | 0 | 0 | 0 | 0 | 0 | 0 | 0 | 0 | 0 | 0 | 0 | 0 | 0 | 0 | 0
F10_Commercial_OR - College_New_Space Heating_Natural Gas_Gas Furnace - Maintenance_A_Technical Potential | F10 | Commercial | OR - College | New | Space Heating | Natural Gas | Gas Furnace - Maintenance | A | Cumulative Energy Savings (MWh or mTherms) | Technical Potential | 0 | 0 | 0 | 0 | 0 | 0 | 0 | 0 | 0 | 0 | 0 | 0 | 0 | 0 | 0 | 0 | 0 | 0 | 0 | 0 | 0 | 0 | 0 | 0 | 0 | 0 | 0
F11_Commercial_OR - College_New_Space Heating_Natural Gas_Gas Furnace - Maintenance_A_Technical Potential | F11 | Commercial | OR - College | New | Space Heating | Natural Gas | Gas Furnace - Maintenance | A | Cumulative Summer Peak Savings (MW) | Technical Potential | 0 | 0 | 0 | 0 | 0 | 0 | 0 | 0 | 0 | 0 | 0 | 0 | 0 | 0 | 0 | 0 | 0 | 0 | 0 | 0 | 0 | 0 | 0 | 0 | 0 | 0 | 0
F12_Commercial_OR - College_New_Space Heating_Natural Gas_Gas Furnace - Maintenance_A_Technical Potential | F12 | Commercial | OR - College | New | Space Heating | Natural Gas | Gas Furnace - Maintenance | A | Cumulative Winter Peak Savings (MW) | Technical Potential | 0 | 0 | 0 | 0 | 0 | 0 | 0 | 0 | 0 | 0 | 0 | 0 | 0 | 0 | 0 | 0 | 0 | 0 | 0 | 0 | 0 | 0 | 0 | 0 | 0 | 0 | 0
F13_Commercial_OR - College_New_Space Heating_Natural Gas_Gas Furnace - Maintenance_A_Technical Potential | F13 | Commercial | OR - College | New | Space Heating | Natural Gas | Gas Furnace - Maintenance | A | Purchases (Incremental) | Technical Potential | 0 | 0 | 0 | 0 | 0 | 0 | 0 | 0 | 0 | 0 | 0 | 0 | 0 | 0 | 0 | 0 | 0 | 0 | 0 | 0 | 0 | 0 | 0 | 0 | 0 | 0 | 0
F14_Commercial_OR - College_New_Space Heating_Natural Gas_Gas Furnace - Maintenance_A_Technical Potential | F14 | Commercial | OR - College | New | Space Heating | Natural Gas | Gas Furnace - Maintenance | A | Purchases (Cumulative) | Technical Potential | 0 | 0 | 0 | 0 | 0 | 0 | 0 | 0 | 0 | 0 | 0 | 0 | 0 | 0 | 0 | 0 | 0 | 0 | 0 | 0 | 0 | 0 | 0 | 0 | 0 | 0 | 0
F1_Commercial_OR - College_New_Space Heating_Natural Gas_Gas Boiler - Hot Water Reset_A_Technical Potential | F1 | Commercial | OR - College | New | Space Heating | Natural Gas | Gas Boiler - Hot Water Reset | A | Original Unit Energy Savings (kWh or therms) | Technical Potential | 0 | 0 | 0 | 0 | 0 | 0 | 0 | 0 | 0 | 0 | 0 | 0 | 0 | 0 | 0 | 0 | 0 | 0 | 0 | 0 | 0 | 0 | 0 | 0 | 0 | 0 | 0
F2_Commercial_OR - College_New_Space Heating_Natural Gas_Gas Boiler - Hot Water Reset_A_Technical Potential | F2 | Commercial | OR - College | New | Space Heating | Natural Gas | Gas Boiler - Hot Water Reset | A | Original Unit Summer Peak Savings (kW) | Technical Potential | 0 | 0 | 0 | 0 | 0 | 0 | 0 | 0 | 0 | 0 | 0 | 0 | 0 | 0 | 0 | 0 | 0 | 0 | 0 | 0 | 0 | 0 | 0 | 0 | 0 | 0 | 0
F3_Commercial_OR - College_New_Space Heating_Natural Gas_Gas Boiler - Hot Water Reset_A_Technical Potential | F3 | Commercial | OR - College | New | Space Heating | Natural Gas | Gas Boiler - Hot Water Reset | A | Original Unit Winter Peak Savings (kW) | Technical Potential | 0 | 0 | 0 | 0 | 0 | 0 | 0 | 0 | 0 | 0 | 0 | 0 | 0 | 0 | 0 | 0 | 0 | 0 | 0 | 0 | 0 | 0 | 0 | 0 | 0 | 0 | 0
F4_Commercial_OR - College_New_Space Heating_Natural Gas_Gas Boiler - Hot Water Reset_A_Technical Potential | F4 | Commercial | OR - College | New | Space Heating | Natural Gas | Gas Boiler - Hot Water Reset | A | Standalone Impact on Baseline Energy (%) | Technical Potential | 0 | 0 | 0 | 0 | 0 | 0 | 0 | 0 | 0 | 0 | 0 | 0 | 0 | 0 | 0 | 0 | 0 | 0 | 0 | 0 | 0 | 0 | 0 | 0 | 0 | 0 | 0
F5_Commercial_OR - College_New_Space Heating_Natural Gas_Gas Boiler - Hot Water Reset_A_Technical Potential | F5 | Commercial | OR - College | New | Space Heating | Natural Gas | Gas Boiler - Hot Water Reset | A | Standalone Impact on Baseline Summer Peak (%) | Technical Potential | 0 | 0 | 0 | 0 | 0 | 0 | 0 | 0 | 0 | 0 | 0 | 0 | 0 | 0 | 0 | 0 | 0 | 0 | 0 | 0 | 0 | 0 | 0 | 0 | 0 | 0 | 0
F6_Commercial_OR - College_New_Space Heating_Natural Gas_Gas Boiler - Hot Water Reset_A_Technical Potential | F6 | Commercial | OR - College | New | Space Heating | Natural Gas | Gas Boiler - Hot Water Reset | A | Standalone Impact on Baseline Winter Peak (%) | Technical Potential | 0 | 0 | 0 | 0 | 0 | 0 | 0 | 0 | 0 | 0 | 0 | 0 | 0 | 0 | 0 | 0 | 0 | 0 | 0 | 0 | 0 | 0 | 0 | 0 | 0 | 0 | 0
F7_Commercial_OR - College_New_Space Heating_Natural Gas_Gas Boiler - Hot Water Reset_A_Technical Potential | F7 | Commercial | OR - College | New | Space Heating | Natural Gas | Gas Boiler - Hot Water Reset | A | Incremental Energy Savings (MWh or mTherms) | Technical Potential | 0 | 0 | 0 | 0 | 0 | 0 | 0 | 0 | 0 | 0 | 0 | 0 | 0 | 0 | 0 | 0 | 0 | 0 | 0 | 0 | 0 | 0 | 0 | 0 | 0 | 0 | 0
F8_Commercial_OR - College_New_Space Heating_Natural Gas_Gas Boiler - Hot Water Reset_A_Technical Potential | F8 | Commercial | OR - College | New | Space Heating | Natural Gas | Gas Boiler - Hot Water Reset | A | Incremental Summer Peak Savings (MW) | Technical Potential | 0 | 0 | 0 | 0 | 0 | 0 | 0 | 0 | 0 | 0 | 0 | 0 | 0 | 0 | 0 | 0 | 0 | 0 | 0 | 0 | 0 | 0 | 0 | 0 | 0 | 0 | 0
F9_Commercial_OR - College_New_Space Heating_Natural Gas_Gas Boiler - Hot Water Reset_A_Technical Potential | F9 | Commercial | OR - College | New | Space Heating | Natural Gas | Gas Boiler - Hot Water Reset | A | Incremental Winter Peak Savings (MW) | Technical Potential | 0 | 0 | 0 | 0 | 0 | 0 | 0 | 0 | 0 | 0 | 0 | 0 | 0 | 0 | 0 | 0 | 0 | 0 | 0 | 0 | 0 | 0 | 0 | 0 | 0 | 0 | 0
F10_Commercial_OR - College_New_Space Heating_Natural Gas_Gas Boiler - Hot Water Reset_A_Technical Potential | F10 | Commercial | OR - College | New | Space Heating | Natural Gas | Gas Boiler - Hot Water Reset | A | Cumulative Energy Savings (MWh or mTherms) | Technical Potential | 0 | 0 | 0 | 0 | 0 | 0 | 0 | 0 | 0 | 0 | 0 | 0 | 0 | 0 | 0 | 0 | 0 | 0 | 0 | 0 | 0 | 0 | 0 | 0 | 0 | 0 | 0
F11_Commercial_OR - College_New_Space Heating_Natural Gas_Gas Boiler - Hot Water Reset_A_Technical Potential | F11 | Commercial | OR - College | New | Space Heating | Natural Gas | Gas Boiler - Hot Water Reset | A | Cumulative Summer Peak Savings (MW) | Technical Potential | 0 | 0 | 0 | 0 | 0 | 0 | 0 | 0 | 0 | 0 | 0 | 0 | 0 | 0 | 0 | 0 | 0 | 0 | 0 | 0 | 0 | 0 | 0 | 0 | 0 | 0 | 0
F12_Commercial_OR - College_New_Space Heating_Natural Gas_Gas Boiler - Hot Water Reset_A_Technical Potential | F12 | Commercial | OR - College | New | Space Heating | Natural Gas | Gas Boiler - Hot Water Reset | A | Cumulative Winter Peak Savings (MW) | Technical Potential | 0 | 0 | 0 | 0 | 0 | 0 | 0 | 0 | 0 | 0 | 0 | 0 | 0 | 0 | 0 | 0 | 0 | 0 | 0 | 0 | 0 | 0 | 0 | 0 | 0 | 0 | 0
F13_Commercial_OR - College_New_Space Heating_Natural Gas_Gas Boiler - Hot Water Reset_A_Technical Potential | F13 | Commercial | OR - College | New | Space Heating | Natural Gas | Gas Boiler - Hot Water Reset | A | Purchases (Incremental) | Technical Potential | 0 | 0 | 0 | 0 | 0 | 0 | 0 | 0 | 0 | 0 | 0 | 0 | 0 | 0 | 0 | 0 | 0 | 0 | 0 | 0 | 0 | 0 | 0 | 0 | 0 | 0 | 0
F14_Commercial_OR - College_New_Space Heating_Natural Gas_Gas Boiler - Hot Water Reset_A_Technical Potential | F14 | Commercial | OR - College | New | Space Heating | Natural Gas | Gas Boiler - Hot Water Reset | A | Purchases (Cumulative) | Technical Potential | 0 | 0 | 0 | 0 | 0 | 0 | 0 | 0 | 0 | 0 | 0 | 0 | 0 | 0 | 0 | 0 | 0 | 0 | 0 | 0 | 0 | 0 | 0 | 0 | 0 | 0 | 0
F1_Commercial_OR - College_New_Space Heating_Natural Gas_Gas Boiler - Steam Trap Replacement_A_Technical Potential | F1 | Commercial | OR - College | New | Space Heating | Natural Gas | Gas Boiler - Steam Trap Replacement | A | Original Unit Energy Savings (kWh or therms) | Technical Potential | 0 | 0 | 0 | 0 | 0 | 0 | 0 | 0 | 0 | 0 | 0 | 0 | 0 | 0 | 0 | 0 | 0 | 0 | 0 | 0 | 0 | 0 | 0 | 0 | 0 | 0 | 0
F2_Commercial_OR - College_New_Space Heating_Natural Gas_Gas Boiler - Steam Trap Replacement_A_Technical Potential | F2 | Commercial | OR - College | New | Space Heating | Natural Gas | Gas Boiler - Steam Trap Replacement | A | Original Unit Summer Peak Savings (kW) | Technical Potential | 0 | 0 | 0 | 0 | 0 | 0 | 0 | 0 | 0 | 0 | 0 | 0 | 0 | 0 | 0 | 0 | 0 | 0 | 0 | 0 | 0 | 0 | 0 | 0 | 0 | 0 | 0
F3_Commercial_OR - College_New_Space Heating_Natural Gas_Gas Boiler - Steam Trap Replacement_A_Technical Potential | F3 | Commercial | OR - College | New | Space Heating | Natural Gas | Gas Boiler - Steam Trap Replacement | A | Original Unit Winter Peak Savings (kW) | Technical Potential | 0 | 0 | 0 | 0 | 0 | 0 | 0 | 0 | 0 | 0 | 0 | 0 | 0 | 0 | 0 | 0 | 0 | 0 | 0 | 0 | 0 | 0 | 0 | 0 | 0 | 0 | 0
F4_Commercial_OR - College_New_Space Heating_Natural Gas_Gas Boiler - Steam Trap Replacement_A_Technical Potential | F4 | Commercial | OR - College | New | Space Heating | Natural Gas | Gas Boiler - Steam Trap Replacement | A | Standalone Impact on Baseline Energy (%) | Technical Potential | 0 | 0 | 0 | 0 | 0 | 0 | 0 | 0 | 0 | 0 | 0 | 0 | 0 | 0 | 0 | 0 | 0 | 0 | 0 | 0 | 0 | 0 | 0 | 0 | 0 | 0 | 0
F5_Commercial_OR - College_New_Space Heating_Natural Gas_Gas Boiler - Steam Trap Replacement_A_Technical Potential | F5 | Commercial | OR - College | New | Space Heating | Natural Gas | Gas Boiler - Steam Trap Replacement | A | Standalone Impact on Baseline Summer Peak (%) | Technical Potential | 0 | 0 | 0 | 0 | 0 | 0 | 0 | 0 | 0 | 0 | 0 | 0 | 0 | 0 | 0 | 0 | 0 | 0 | 0 | 0 | 0 | 0 | 0 | 0 | 0 | 0 | 0
F6_Commercial_OR - College_New_Space Heating_Natural Gas_Gas Boiler - Steam Trap Replacement_A_Technical Potential | F6 | Commercial | OR - College | New | Space Heating | Natural Gas | Gas Boiler - Steam Trap Replacement | A | Standalone Impact on Baseline Winter Peak (%) | Technical Potential | 0 | 0 | 0 | 0 | 0 | 0 | 0 | 0 | 0 | 0 | 0 | 0 | 0 | 0 | 0 | 0 | 0 | 0 | 0 | 0 | 0 | 0 | 0 | 0 | 0 | 0 | 0
F7_Commercial_OR - College_New_Space Heating_Natural Gas_Gas Boiler - Steam Trap Replacement_A_Technical Potential | F7 | Commercial | OR - College | New | Space Heating | Natural Gas | Gas Boiler - Steam Trap Replacement | A | Incremental Energy Savings (MWh or mTherms) | Technical Potential | 0 | 0 | 0 | 0 | 0 | 0 | 0 | 0 | 0 | 0 | 0 | 0 | 0 | 0 | 0 | 0 | 0 | 0 | 0 | 0 | 0 | 0 | 0 | 0 | 0 | 0 | 0
F8_Commercial_OR - College_New_Space Heating_Natural Gas_Gas Boiler - Steam Trap Replacement_A_Technical Potential | F8 | Commercial | OR - College | New | Space Heating | Natural Gas | Gas Boiler - Steam Trap Replacement | A | Incremental Summer Peak Savings (MW) | Technical Potential | 0 | 0 | 0 | 0 | 0 | 0 | 0 | 0 | 0 | 0 | 0 | 0 | 0 | 0 | 0 | 0 | 0 | 0 | 0 | 0 | 0 | 0 | 0 | 0 | 0 | 0 | 0
F9_Commercial_OR - College_New_Space Heating_Natural Gas_Gas Boiler - Steam Trap Replacement_A_Technical Potential | F9 | Commercial | OR - College | New | Space Heating | Natural Gas | Gas Boiler - Steam Trap Replacement | A | Incremental Winter Peak Savings (MW) | Technical Potential | 0 | 0 | 0 | 0 | 0 | 0 | 0 | 0 | 0 | 0 | 0 | 0 | 0 | 0 | 0 | 0 | 0 | 0 | 0 | 0 | 0 | 0 | 0 | 0 | 0 | 0 | 0
F10_Commercial_OR - College_New_Space Heating_Natural Gas_Gas Boiler - Steam Trap Replacement_A_Technical Potential | F10 | Commercial | OR - College | New | Space Heating | Natural Gas | Gas Boiler - Steam Trap Replacement | A | Cumulative Energy Savings (MWh or mTherms) | Technical Potential | 0 | 0 | 0 | 0 | 0 | 0 | 0 | 0 | 0 | 0 | 0 | 0 | 0 | 0 | 0 | 0 | 0 | 0 | 0 | 0 | 0 | 0 | 0 | 0 | 0 | 0 | 0
F11_Commercial_OR - College_New_Space Heating_Natural Gas_Gas Boiler - Steam Trap Replacement_A_Technical Potential | F11 | Commercial | OR - College | New | Space Heating | Natural Gas | Gas Boiler - Steam Trap Replacement | A | Cumulative Summer Peak Savings (MW) | Technical Potential | 0 | 0 | 0 | 0 | 0 | 0 | 0 | 0 | 0 | 0 | 0 | 0 | 0 | 0 | 0 | 0 | 0 | 0 | 0 | 0 | 0 | 0 | 0 | 0 | 0 | 0 | 0
F12_Commercial_OR - College_New_Space Heating_Natural Gas_Gas Boiler - Steam Trap Replacement_A_Technical Potential | F12 | Commercial | OR - College | New | Space Heating | Natural Gas | Gas Boiler - Steam Trap Replacement | A | Cumulative Winter Peak Savings (MW) | Technical Potential | 0 | 0 | 0 | 0 | 0 | 0 | 0 | 0 | 0 | 0 | 0 | 0 | 0 | 0 | 0 | 0 | 0 | 0 | 0 | 0 | 0 | 0 | 0 | 0 | 0 | 0 | 0
F13_Commercial_OR - College_New_Space Heating_Natural Gas_Gas Boiler - Steam Trap Replacement_A_Technical Potential | F13 | Commercial | OR - College | New | Space Heating | Natural Gas | Gas Boiler - Steam Trap Replacement | A | Purchases (Incremental) | Technical Potential | 0 | 0 | 0 | 0 | 0 | 0 | 0 | 0 | 0 | 0 | 0 | 0 | 0 | 0 | 0 | 0 | 0 | 0 | 0 | 0 | 0 | 0 | 0 | 0 | 0 | 0 | 0
F14_Commercial_OR - College_New_Space Heating_Natural Gas_Gas Boiler - Steam Trap Replacement_A_Technical Potential | F14 | Commercial | OR - College | New | Space Heating | Natural Gas | Gas Boiler - Steam Trap Replacement | A | Purchases (Cumulative) | Technical Potential | 0 | 0 | 0 | 0 | 0 | 0 | 0 | 0 | 0 | 0 | 0 | 0 | 0 | 0 | 0 | 0 | 0 | 0 | 0 | 0 | 0 | 0 | 0 | 0 | 0 | 0 | 0
F1_Commercial_OR - College_New_Space Heating_Natural Gas_Gas Boiler - High Turndown Burner_A_Technical Potential | F1 | Commercial | OR - College | New | Space Heating | Natural Gas | Gas Boiler - High Turndown Burner | A | Original Unit Energy Savings (kWh or therms) | Technical Potential | 0 | 0 | 0 | 0 | 0 | 0 | 0 | 0 | 0 | 0 | 0 | 0 | 0 | 0 | 0 | 0 | 0 | 0 | 0 | 0 | 0 | 0 | 0 | 0 | 0 | 0 | 0
F2_Commercial_OR - College_New_Space Heating_Natural Gas_Gas Boiler - High Turndown Burner_A_Technical Potential | F2 | Commercial | OR - College | New | Space Heating | Natural Gas | Gas Boiler - High Turndown Burner | A | Original Unit Summer Peak Savings (kW) | Technical Potential | 0 | 0 | 0 | 0 | 0 | 0 | 0 | 0 | 0 | 0 | 0 | 0 | 0 | 0 | 0 | 0 | 0 | 0 | 0 | 0 | 0 | 0 | 0 | 0 | 0 | 0 | 0
F3_Commercial_OR - College_New_Space Heating_Natural Gas_Gas Boiler - High Turndown Burner_A_Technical Potential | F3 | Commercial | OR - College | New | Space Heating | Natural Gas | Gas Boiler - High Turndown Burner | A | Original Unit Winter Peak Savings (kW) | Technical Potential | 0 | 0 | 0 | 0 | 0 | 0 | 0 | 0 | 0 | 0 | 0 | 0 | 0 | 0 | 0 | 0 | 0 | 0 | 0 | 0 | 0 | 0 | 0 | 0 | 0 | 0 | 0
F4_Commercial_OR - College_New_Space Heating_Natural Gas_Gas Boiler - High Turndown Burner_A_Technical Potential | F4 | Commercial | OR - College | New | Space Heating | Natural Gas | Gas Boiler - High Turndown Burner | A | Standalone Impact on Baseline Energy (%) | Technical Potential | 0 | 0 | 0 | 0 | 0 | 0 | 0 | 0 | 0 | 0 | 0 | 0 | 0 | 0 | 0 | 0 | 0 | 0 | 0 | 0 | 0 | 0 | 0 | 0 | 0 | 0 | 0
F5_Commercial_OR - College_New_Space Heating_Natural Gas_Gas Boiler - High Turndown Burner_A_Technical Potential | F5 | Commercial | OR - College | New | Space Heating | Natural Gas | Gas Boiler - High Turndown Burner | A | Standalone Impact on Baseline Summer Peak (%) | Technical Potential | 0 | 0 | 0 | 0 | 0 | 0 | 0 | 0 | 0 | 0 | 0 | 0 | 0 | 0 | 0 | 0 | 0 | 0 | 0 | 0 | 0 | 0 | 0 | 0 | 0 | 0 | 0
F6_Commercial_OR - College_New_Space Heating_Natural Gas_Gas Boiler - High Turndown Burner_A_Technical Potential | F6 | Commercial | OR - College | New | Space Heating | Natural Gas | Gas Boiler - High Turndown Burner | A | Standalone Impact on Baseline Winter Peak (%) | Technical Potential | 0 | 0 | 0 | 0 | 0 | 0 | 0 | 0 | 0 | 0 | 0 | 0 | 0 | 0 | 0 | 0 | 0 | 0 | 0 | 0 | 0 | 0 | 0 | 0 | 0 | 0 | 0
F7_Commercial_OR - College_New_Space Heating_Natural Gas_Gas Boiler - High Turndown Burner_A_Technical Potential | F7 | Commercial | OR - College | New | Space Heating | Natural Gas | Gas Boiler - High Turndown Burner | A | Incremental Energy Savings (MWh or mTherms) | Technical Potential | 0 | 0 | 0 | 0 | 0 | 0 | 0 | 0 | 0 | 0 | 0 | 0 | 0 | 0 | 0 | 0 | 0 | 0 | 0 | 0 | 0 | 0 | 0 | 0 | 0 | 0 | 0
F8_Commercial_OR - College_New_Space Heating_Natural Gas_Gas Boiler - High Turndown Burner_A_Technical Potential | F8 | Commercial | OR - College | New | Space Heating | Natural Gas | Gas Boiler - High Turndown Burner | A | Incremental Summer Peak Savings (MW) | Technical Potential | 0 | 0 | 0 | 0 | 0 | 0 | 0 | 0 | 0 | 0 | 0 | 0 | 0 | 0 | 0 | 0 | 0 | 0 | 0 | 0 | 0 | 0 | 0 | 0 | 0 | 0 | 0
F9_Commercial_OR - College_New_Space Heating_Natural Gas_Gas Boiler - High Turndown Burner_A_Technical Potential | F9 | Commercial | OR - College | New | Space Heating | Natural Gas | Gas Boiler - High Turndown Burner | A | Incremental Winter Peak Savings (MW) | Technical Potential | 0 | 0 | 0 | 0 | 0 | 0 | 0 | 0 | 0 | 0 | 0 | 0 | 0 | 0 | 0 | 0 | 0 | 0 | 0 | 0 | 0 | 0 | 0 | 0 | 0 | 0 | 0
F10_Commercial_OR - College_New_Space Heating_Natural Gas_Gas Boiler - High Turndown Burner_A_Technical Potential | F10 | Commercial | OR - College | New | Space Heating | Natural Gas | Gas Boiler - High Turndown Burner | A | Cumulative Energy Savings (MWh or mTherms) | Technical Potential | 0 | 0 | 0 | 0 | 0 | 0 | 0 | 0 | 0 | 0 | 0 | 0 | 0 | 0 | 0 | 0 | 0 | 0 | 0 | 0 | 0 | 0 | 0 | 0 | 0 | 0 | 0
F11_Commercial_OR - College_New_Space Heating_Natural Gas_Gas Boiler - High Turndown Burner_A_Technical Potential | F11 | Commercial | OR - College | New | Space Heating | Natural Gas | Gas Boiler - High Turndown Burner | A | Cumulative Summer Peak Savings (MW) | Technical Potential | 0 | 0 | 0 | 0 | 0 | 0 | 0 | 0 | 0 | 0 | 0 | 0 | 0 | 0 | 0 | 0 | 0 | 0 | 0 | 0 | 0 | 0 | 0 | 0 | 0 | 0 | 0
F12_Commercial_OR - College_New_Space Heating_Natural Gas_Gas Boiler - High Turndown Burner_A_Technical Potential | F12 | Commercial | OR - College | New | Space Heating | Natural Gas | Gas Boiler - High Turndown Burner | A | Cumulative Winter Peak Savings (MW) | Technical Potential | 0 | 0 | 0 | 0 | 0 | 0 | 0 | 0 | 0 | 0 | 0 | 0 | 0 | 0 | 0 | 0 | 0 | 0 | 0 | 0 | 0 | 0 | 0 | 0 | 0 | 0 | 0
F13_Commercial_OR - College_New_Space Heating_Natural Gas_Gas Boiler - High Turndown Burner_A_Technical Potential | F13 | Commercial | OR - College | New | Space Heating | Natural Gas | Gas Boiler - High Turndown Burner | A | Purchases (Incremental) | Technical Potential | 0 | 0 | 0 | 0 | 0 | 0 | 0 | 0 | 0 | 0 | 0 | 0 | 0 | 0 | 0 | 0 | 0 | 0 | 0 | 0 | 0 | 0 | 0 | 0 | 0 | 0 | 0
F14_Commercial_OR - College_New_Space Heating_Natural Gas_Gas Boiler - High Turndown Burner_A_Technical Potential | F14 | Commercial | OR - College | New | Space Heating | Natural Gas | Gas Boiler - High Turndown Burner | A | Purchases (Cumulative) | Technical Potential | 0 | 0 | 0 | 0 | 0 | 0 | 0 | 0 | 0 | 0 | 0 | 0 | 0 | 0 | 0 | 0 | 0 | 0 | 0 | 0 | 0 | 0 | 0 | 0 | 0 | 0 | 0
F1_Commercial_OR - College_New_Space Heating_Natural Gas_Gas Boiler - Burner Control Optimization_A_Technical Potential | F1 | Commercial | OR - College | New | Space Heating | Natural Gas | Gas Boiler - Burner Control Optimization | A | Original Unit Energy Savings (kWh or therms) | Technical Potential | 0 | 0 | 0 | 0 | 0 | 0 | 0 | 0 | 0 | 0 | 0 | 0 | 0 | 0 | 0 | 0 | 0 | 0 | 0 | 0 | 0 | 0 | 0 | 0 | 0 | 0 | 0
F2_Commercial_OR - College_New_Space Heating_Natural Gas_Gas Boiler - Burner Control Optimization_A_Technical Potential | F2 | Commercial | OR - College | New | Space Heating | Natural Gas | Gas Boiler - Burner Control Optimization | A | Original Unit Summer Peak Savings (kW) | Technical Potential | 0 | 0 | 0 | 0 | 0 | 0 | 0 | 0 | 0 | 0 | 0 | 0 | 0 | 0 | 0 | 0 | 0 | 0 | 0 | 0 | 0 | 0 | 0 | 0 | 0 | 0 | 0
F3_Commercial_OR - College_New_Space Heating_Natural Gas_Gas Boiler - Burner Control Optimization_A_Technical Potential | F3 | Commercial | OR - College | New | Space Heating | Natural Gas | Gas Boiler - Burner Control Optimization | A | Original Unit Winter Peak Savings (kW) | Technical Potential | 0 | 0 | 0 | 0 | 0 | 0 | 0 | 0 | 0 | 0 | 0 | 0 | 0 | 0 | 0 | 0 | 0 | 0 | 0 | 0 | 0 | 0 | 0 | 0 | 0 | 0 | 0
F4_Commercial_OR - College_New_Space Heating_Natural Gas_Gas Boiler - Burner Control Optimization_A_Technical Potential | F4 | Commercial | OR - College | New | Space Heating | Natural Gas | Gas Boiler - Burner Control Optimization | A | Standalone Impact on Baseline Energy (%) | Technical Potential | 0 | 0 | 0 | 0 | 0 | 0 | 0 | 0 | 0 | 0 | 0 | 0 | 0 | 0 | 0 | 0 | 0 | 0 | 0 | 0 | 0 | 0 | 0 | 0 | 0 | 0 | 0
F5_Commercial_OR - College_New_Space Heating_Natural Gas_Gas Boiler - Burner Control Optimization_A_Technical Potential | F5 | Commercial | OR - College | New | Space Heating | Natural Gas | Gas Boiler - Burner Control Optimization | A | Standalone Impact on Baseline Summer Peak (%) | Technical Potential | 0 | 0 | 0 | 0 | 0 | 0 | 0 | 0 | 0 | 0 | 0 | 0 | 0 | 0 | 0 | 0 | 0 | 0 | 0 | 0 | 0 | 0 | 0 | 0 | 0 | 0 | 0
F6_Commercial_OR - College_New_Space Heating_Natural Gas_Gas Boiler - Burner Control Optimization_A_Technical Potential | F6 | Commercial | OR - College | New | Space Heating | Natural Gas | Gas Boiler - Burner Control Optimization | A | Standalone Impact on Baseline Winter Peak (%) | Technical Potential | 0 | 0 | 0 | 0 | 0 | 0 | 0 | 0 | 0 | 0 | 0 | 0 | 0 | 0 | 0 | 0 | 0 | 0 | 0 | 0 | 0 | 0 | 0 | 0 | 0 | 0 | 0
F7_Commercial_OR - College_New_Space Heating_Natural Gas_Gas Boiler - Burner Control Optimization_A_Technical Potential | F7 | Commercial | OR - College | New | Space Heating | Natural Gas | Gas Boiler - Burner Control Optimization | A | Incremental Energy Savings (MWh or mTherms) | Technical Potential | 0 | 0 | 0 | 0 | 0 | 0 | 0 | 0 | 0 | 0 | 0 | 0 | 0 | 0 | 0 | 0 | 0 | 0 | 0 | 0 | 0 | 0 | 0 | 0 | 0 | 0 | 0
F8_Commercial_OR - College_New_Space Heating_Natural Gas_Gas Boiler - Burner Control Optimization_A_Technical Potential | F8 | Commercial | OR - College | New | Space Heating | Natural Gas | Gas Boiler - Burner Control Optimization | A | Incremental Summer Peak Savings (MW) | Technical Potential | 0 | 0 | 0 | 0 | 0 | 0 | 0 | 0 | 0 | 0 | 0 | 0 | 0 | 0 | 0 | 0 | 0 | 0 | 0 | 0 | 0 | 0 | 0 | 0 | 0 | 0 | 0
F9_Commercial_OR - College_New_Space Heating_Natural Gas_Gas Boiler - Burner Control Optimization_A_Technical Potential | F9 | Commercial | OR - College | New | Space Heating | Natural Gas | Gas Boiler - Burner Control Optimization | A | Incremental Winter Peak Savings (MW) | Technical Potential | 0 | 0 | 0 | 0 | 0 | 0 | 0 | 0 | 0 | 0 | 0 | 0 | 0 | 0 | 0 | 0 | 0 | 0 | 0 | 0 | 0 | 0 | 0 | 0 | 0 | 0 | 0
F10_Commercial_OR - College_New_Space Heating_Natural Gas_Gas Boiler - Burner Control Optimization_A_Technical Potential | F10 | Commercial | OR - College | New | Space Heating | Natural Gas | Gas Boiler - Burner Control Optimization | A | Cumulative Energy Savings (MWh or mTherms) | Technical Potential | 0 | 0 | 0 | 0 | 0 | 0 | 0 | 0 | 0 | 0 | 0 | 0 | 0 | 0 | 0 | 0 | 0 | 0 | 0 | 0 | 0 | 0 | 0 | 0 | 0 | 0 | 0
F11_Commercial_OR - College_New_Space Heating_Natural Gas_Gas Boiler - Burner Control Optimization_A_Technical Potential | F11 | Commercial | OR - College | New | Space Heating | Natural Gas | Gas Boiler - Burner Control Optimization | A | Cumulative Summer Peak Savings (MW) | Technical Potential | 0 | 0 | 0 | 0 | 0 | 0 | 0 | 0 | 0 | 0 | 0 | 0 | 0 | 0 | 0 | 0 | 0 | 0 | 0 | 0 | 0 | 0 | 0 | 0 | 0 | 0 | 0
F12_Commercial_OR - College_New_Space Heating_Natural Gas_Gas Boiler - Burner Control Optimization_A_Technical Potential | F12 | Commercial | OR - College | New | Space Heating | Natural Gas | Gas Boiler - Burner Control Optimization | A | Cumulative Winter Peak Savings (MW) | Technical Potential | 0 | 0 | 0 | 0 | 0 | 0 | 0 | 0 | 0 | 0 | 0 | 0 | 0 | 0 | 0 | 0 | 0 | 0 | 0 | 0 | 0 | 0 | 0 | 0 | 0 | 0 | 0
F13_Commercial_OR - College_New_Space Heating_Natural Gas_Gas Boiler - Burner Control Optimization_A_Technical Potential | F13 | Commercial | OR - College | New | Space Heating | Natural Gas | Gas Boiler - Burner Control Optimization | A | Purchases (Incremental) | Technical Potential | 0 | 0 | 0 | 0 | 0 | 0 | 0 | 0 | 0 | 0 | 0 | 0 | 0 | 0 | 0 | 0 | 0 | 0 | 0 | 0 | 0 | 0 | 0 | 0 | 0 | 0 | 0
F14_Commercial_OR - College_New_Space Heating_Natural Gas_Gas Boiler - Burner Control Optimization_A_Technical Potential | F14 | Commercial | OR - College | New | Space Heating | Natural Gas | Gas Boiler - Burner Control Optimization | A | Purchases (Cumulative) | Technical Potential | 0 | 0 | 0 | 0 | 0 | 0 | 0 | 0 | 0 | 0 | 0 | 0 | 0 | 0 | 0 | 0 | 0 | 0 | 0 | 0 | 0 | 0 | 0 | 0 | 0 | 0 | 0
F1_Commercial_OR - College_New_Space Heating_Natural Gas_Gas Boiler - Stack Economizer_A_Technical Potential | F1 | Commercial | OR - College | New | Space Heating | Natural Gas | Gas Boiler - Stack Economizer | A | Original Unit Energy Savings (kWh or therms) | Technical Potential | 0 | 0 | 0 | 0 | 0 | 0 | 0 | 0 | 0 | 0 | 0 | 0 | 0 | 0 | 0 | 0 | 0 | 0 | 0 | 0 | 0 | 0 | 0 | 0 | 0 | 0 | 0
F2_Commercial_OR - College_New_Space Heating_Natural Gas_Gas Boiler - Stack Economizer_A_Technical Potential | F2 | Commercial | OR - College | New | Space Heating | Natural Gas | Gas Boiler - Stack Economizer | A | Original Unit Summer Peak Savings (kW) | Technical Potential | 0 | 0 | 0 | 0 | 0 | 0 | 0 | 0 | 0 | 0 | 0 | 0 | 0 | 0 | 0 | 0 | 0 | 0 | 0 | 0 | 0 | 0 | 0 | 0 | 0 | 0 | 0
F3_Commercial_OR - College_New_Space Heating_Natural Gas_Gas Boiler - Stack Economizer_A_Technical Potential | F3 | Commercial | OR - College | New | Space Heating | Natural Gas | Gas Boiler - Stack Economizer | A | Original Unit Winter Peak Savings (kW) | Technical Potential | 0 | 0 | 0 | 0 | 0 | 0 | 0 | 0 | 0 | 0 | 0 | 0 | 0 | 0 | 0 | 0 | 0 | 0 | 0 | 0 | 0 | 0 | 0 | 0 | 0 | 0 | 0
F4_Commercial_OR - College_New_Space Heating_Natural Gas_Gas Boiler - Stack Economizer_A_Technical Potential | F4 | Commercial | OR - College | New | Space Heating | Natural Gas | Gas Boiler - Stack Economizer | A | Standalone Impact on Baseline Energy (%) | Technical Potential | 0 | 0 | 0 | 0 | 0 | 0 | 0 | 0 | 0 | 0 | 0 | 0 | 0 | 0 | 0 | 0 | 0 | 0 | 0 | 0 | 0 | 0 | 0 | 0 | 0 | 0 | 0
F5_Commercial_OR - College_New_Space Heating_Natural Gas_Gas Boiler - Stack Economizer_A_Technical Potential | F5 | Commercial | OR - College | New | Space Heating | Natural Gas | Gas Boiler - Stack Economizer | A | Standalone Impact on Baseline Summer Peak (%) | Technical Potential | 0 | 0 | 0 | 0 | 0 | 0 | 0 | 0 | 0 | 0 | 0 | 0 | 0 | 0 | 0 | 0 | 0 | 0 | 0 | 0 | 0 | 0 | 0 | 0 | 0 | 0 | 0
F6_Commercial_OR - College_New_Space Heating_Natural Gas_Gas Boiler - Stack Economizer_A_Technical Potential | F6 | Commercial | OR - College | New | Space Heating | Natural Gas | Gas Boiler - Stack Economizer | A | Standalone Impact on Baseline Winter Peak (%) | Technical Potential | 0 | 0 | 0 | 0 | 0 | 0 | 0 | 0 | 0 | 0 | 0 | 0 | 0 | 0 | 0 | 0 | 0 | 0 | 0 | 0 | 0 | 0 | 0 | 0 | 0 | 0 | 0
F7_Commercial_OR - College_New_Space Heating_Natural Gas_Gas Boiler - Stack Economizer_A_Technical Potential | F7 | Commercial | OR - College | New | Space Heating | Natural Gas | Gas Boiler - Stack Economizer | A | Incremental Energy Savings (MWh or mTherms) | Technical Potential | 0 | 0 | 0 | 0 | 0 | 0 | 0 | 0 | 0 | 0 | 0 | 0 | 0 | 0 | 0 | 0 | 0 | 0 | 0 | 0 | 0 | 0 | 0 | 0 | 0 | 0 | 0
F8_Commercial_OR - College_New_Space Heating_Natural Gas_Gas Boiler - Stack Economizer_A_Technical Potential | F8 | Commercial | OR - College | New | Space Heating | Natural Gas | Gas Boiler - Stack Economizer | A | Incremental Summer Peak Savings (MW) | Technical Potential | 0 | 0 | 0 | 0 | 0 | 0 | 0 | 0 | 0 | 0 | 0 | 0 | 0 | 0 | 0 | 0 | 0 | 0 | 0 | 0 | 0 | 0 | 0 | 0 | 0 | 0 | 0
F9_Commercial_OR - College_New_Space Heating_Natural Gas_Gas Boiler - Stack Economizer_A_Technical Potential | F9 | Commercial | OR - College | New | Space Heating | Natural Gas | Gas Boiler - Stack Economizer | A | Incremental Winter Peak Savings (MW) | Technical Potential | 0 | 0 | 0 | 0 | 0 | 0 | 0 | 0 | 0 | 0 | 0 | 0 | 0 | 0 | 0 | 0 | 0 | 0 | 0 | 0 | 0 | 0 | 0 | 0 | 0 | 0 | 0
F10_Commercial_OR - College_New_Space Heating_Natural Gas_Gas Boiler - Stack Economizer_A_Technical Potential | F10 | Commercial | OR - College | New | Space Heating | Natural Gas | Gas Boiler - Stack Economizer | A | Cumulative Energy Savings (MWh or mTherms) | Technical Potential | 0 | 0 | 0 | 0 | 0 | 0 | 0 | 0 | 0 | 0 | 0 | 0 | 0 | 0 | 0 | 0 | 0 | 0 | 0 | 0 | 0 | 0 | 0 | 0 | 0 | 0 | 0
F11_Commercial_OR - College_New_Space Heating_Natural Gas_Gas Boiler - Stack Economizer_A_Technical Potential | F11 | Commercial | OR - College | New | Space Heating | Natural Gas | Gas Boiler - Stack Economizer | A | Cumulative Summer Peak Savings (MW) | Technical Potential | 0 | 0 | 0 | 0 | 0 | 0 | 0 | 0 | 0 | 0 | 0 | 0 | 0 | 0 | 0 | 0 | 0 | 0 | 0 | 0 | 0 | 0 | 0 | 0 | 0 | 0 | 0
F12_Commercial_OR - College_New_Space Heating_Natural Gas_Gas Boiler - Stack Economizer_A_Technical Potential | F12 | Commercial | OR - College | New | Space Heating | Natural Gas | Gas Boiler - Stack Economizer | A | Cumulative Winter Peak Savings (MW) | Technical Potential | 0 | 0 | 0 | 0 | 0 | 0 | 0 | 0 | 0 | 0 | 0 | 0 | 0 | 0 | 0 | 0 | 0 | 0 | 0 | 0 | 0 | 0 | 0 | 0 | 0 | 0 | 0
F13_Commercial_OR - College_New_Space Heating_Natural Gas_Gas Boiler - Stack Economizer_A_Technical Potential | F13 | Commercial | OR - College | New | Space Heating | Natural Gas | Gas Boiler - Stack Economizer | A | Purchases (Incremental) | Technical Potential | 0 | 0 | 0 | 0 | 0 | 0 | 0 | 0 | 0 | 0 | 0 | 0 | 0 | 0 | 0 | 0 | 0 | 0 | 0 | 0 | 0 | 0 | 0 | 0 | 0 | 0 | 0
F14_Commercial_OR - College_New_Space Heating_Natural Gas_Gas Boiler - Stack Economizer_A_Technical Potential | F14 | Commercial | OR - College | New | Space Heating | Natural Gas | Gas Boiler - Stack Economizer | A | Purchases (Cumulative) | Technical Potential | 0 | 0 | 0 | 0 | 0 | 0 | 0 | 0 | 0 | 0 | 0 | 0 | 0 | 0 | 0 | 0 | 0 | 0 | 0 | 0 | 0 | 0 | 0 | 0 | 0 | 0 | 0
F1_Commercial_OR - College_New_Space Heating_Natural Gas_Gas Boiler - Thermostatic Radiator Valves_A_Technical Potential | F1 | Commercial | OR - College | New | Space Heating | Natural Gas | Gas Boiler - Thermostatic Radiator Valves | A | Original Unit Energy Savings (kWh or therms) | Technical Potential | 0 | 0 | 0 | 0 | 0 | 0 | 0 | 0 | 0 | 0 | 0 | 0 | 0 | 0 | 0 | 0 | 0 | 0 | 0 | 0 | 0 | 0 | 0 | 0 | 0 | 0 | 0
F2_Commercial_OR - College_New_Space Heating_Natural Gas_Gas Boiler - Thermostatic Radiator Valves_A_Technical Potential | F2 | Commercial | OR - College | New | Space Heating | Natural Gas | Gas Boiler - Thermostatic Radiator Valves | A | Original Unit Summer Peak Savings (kW) | Technical Potential | 0 | 0 | 0 | 0 | 0 | 0 | 0 | 0 | 0 | 0 | 0 | 0 | 0 | 0 | 0 | 0 | 0 | 0 | 0 | 0 | 0 | 0 | 0 | 0 | 0 | 0 | 0
F3_Commercial_OR - College_New_Space Heating_Natural Gas_Gas Boiler - Thermostatic Radiator Valves_A_Technical Potential | F3 | Commercial | OR - College | New | Space Heating | Natural Gas | Gas Boiler - Thermostatic Radiator Valves | A | Original Unit Winter Peak Savings (kW) | Technical Potential | 0 | 0 | 0 | 0 | 0 | 0 | 0 | 0 | 0 | 0 | 0 | 0 | 0 | 0 | 0 | 0 | 0 | 0 | 0 | 0 | 0 | 0 | 0 | 0 | 0 | 0 | 0
F4_Commercial_OR - College_New_Space Heating_Natural Gas_Gas Boiler - Thermostatic Radiator Valves_A_Technical Potential | F4 | Commercial | OR - College | New | Space Heating | Natural Gas | Gas Boiler - Thermostatic Radiator Valves | A | Standalone Impact on Baseline Energy (%) | Technical Potential | 0 | 0 | 0 | 0 | 0 | 0 | 0 | 0 | 0 | 0 | 0 | 0 | 0 | 0 | 0 | 0 | 0 | 0 | 0 | 0 | 0 | 0 | 0 | 0 | 0 | 0 | 0
F5_Commercial_OR - College_New_Space Heating_Natural Gas_Gas Boiler - Thermostatic Radiator Valves_A_Technical Potential | F5 | Commercial | OR - College | New | Space Heating | Natural Gas | Gas Boiler - Thermostatic Radiator Valves | A | Standalone Impact on Baseline Summer Peak (%) | Technical Potential | 0 | 0 | 0 | 0 | 0 | 0 | 0 | 0 | 0 | 0 | 0 | 0 | 0 | 0 | 0 | 0 | 0 | 0 | 0 | 0 | 0 | 0 | 0 | 0 | 0 | 0 | 0
F6_Commercial_OR - College_New_Space Heating_Natural Gas_Gas Boiler - Thermostatic Radiator Valves_A_Technical Potential | F6 | Commercial | OR - College | New | Space Heating | Natural Gas | Gas Boiler - Thermostatic Radiator Valves | A | Standalone Impact on Baseline Winter Peak (%) | Technical Potential | 0 | 0 | 0 | 0 | 0 | 0 | 0 | 0 | 0 | 0 | 0 | 0 | 0 | 0 | 0 | 0 | 0 | 0 | 0 | 0 | 0 | 0 | 0 | 0 | 0 | 0 | 0
F7_Commercial_OR - College_New_Space Heating_Natural Gas_Gas Boiler - Thermostatic Radiator Valves_A_Technical Potential | F7 | Commercial | OR - College | New | Space Heating | Natural Gas | Gas Boiler - Thermostatic Radiator Valves | A | Incremental Energy Savings (MWh or mTherms) | Technical Potential | 0 | 0 | 0 | 0 | 0 | 0 | 0 | 0 | 0 | 0 | 0 | 0 | 0 | 0 | 0 | 0 | 0 | 0 | 0 | 0 | 0 | 0 | 0 | 0 | 0 | 0 | 0
F8_Commercial_OR - College_New_Space Heating_Natural Gas_Gas Boiler - Thermostatic Radiator Valves_A_Technical Potential | F8 | Commercial | OR - College | New | Space Heating | Natural Gas | Gas Boiler - Thermostatic Radiator Valves | A | Incremental Summer Peak Savings (MW) | Technical Potential | 0 | 0 | 0 | 0 | 0 | 0 | 0 | 0 | 0 | 0 | 0 | 0 | 0 | 0 | 0 | 0 | 0 | 0 | 0 | 0 | 0 | 0 | 0 | 0 | 0 | 0 | 0
F9_Commercial_OR - College_New_Space Heating_Natural Gas_Gas Boiler - Thermostatic Radiator Valves_A_Technical Potential | F9 | Commercial | OR - College | New | Space Heating | Natural Gas | Gas Boiler - Thermostatic Radiator Valves | A | Incremental Winter Peak Savings (MW) | Technical Potential | 0 | 0 | 0 | 0 | 0 | 0 | 0 | 0 | 0 | 0 | 0 | 0 | 0 | 0 | 0 | 0 | 0 | 0 | 0 | 0 | 0 | 0 | 0 | 0 | 0 | 0 | 0
F10_Commercial_OR - College_New_Space Heating_Natural Gas_Gas Boiler - Thermostatic Radiator Valves_A_Technical Potential | F10 | Commercial | OR - College | New | Space Heating | Natural Gas | Gas Boiler - Thermostatic Radiator Valves | A | Cumulative Energy Savings (MWh or mTherms) | Technical Potential | 0 | 0 | 0 | 0 | 0 | 0 | 0 | 0 | 0 | 0 | 0 | 0 | 0 | 0 | 0 | 0 | 0 | 0 | 0 | 0 | 0 | 0 | 0 | 0 | 0 | 0 | 0
F11_Commercial_OR - College_New_Space Heating_Natural Gas_Gas Boiler - Thermostatic Radiator Valves_A_Technical Potential | F11 | Commercial | OR - College | New | Space Heating | Natural Gas | Gas Boiler - Thermostatic Radiator Valves | A | Cumulative Summer Peak Savings (MW) | Technical Potential | 0 | 0 | 0 | 0 | 0 | 0 | 0 | 0 | 0 | 0 | 0 | 0 | 0 | 0 | 0 | 0 | 0 | 0 | 0 | 0 | 0 | 0 | 0 | 0 | 0 | 0 | 0
F12_Commercial_OR - College_New_Space Heating_Natural Gas_Gas Boiler - Thermostatic Radiator Valves_A_Technical Potential | F12 | Commercial | OR - College | New | Space Heating | Natural Gas | Gas Boiler - Thermostatic Radiator Valves | A | Cumulative Winter Peak Savings (MW) | Technical Potential | 0 | 0 | 0 | 0 | 0 | 0 | 0 | 0 | 0 | 0 | 0 | 0 | 0 | 0 | 0 | 0 | 0 | 0 | 0 | 0 | 0 | 0 | 0 | 0 | 0 | 0 | 0
F13_Commercial_OR - College_New_Space Heating_Natural Gas_Gas Boiler - Thermostatic Radiator Valves_A_Technical Potential | F13 | Commercial | OR - College | New | Space Heating | Natural Gas | Gas Boiler - Thermostatic Radiator Valves | A | Purchases (Incremental) | Technical Potential | 0 | 0 | 0 | 0 | 0 | 0 | 0 | 0 | 0 | 0 | 0 | 0 | 0 | 0 | 0 | 0 | 0 | 0 | 0 | 0 | 0 | 0 | 0 | 0 | 0 | 0 | 0
F14_Commercial_OR - College_New_Space Heating_Natural Gas_Gas Boiler - Thermostatic Radiator Valves_A_Technical Potential | F14 | Commercial | OR - College | New | Space Heating | Natural Gas | Gas Boiler - Thermostatic Radiator Valves | A | Purchases (Cumulative) | Technical Potential | 0 | 0 | 0 | 0 | 0 | 0 | 0 | 0 | 0 | 0 | 0 | 0 | 0 | 0 | 0 | 0 | 0 | 0 | 0 | 0 | 0 | 0 | 0 | 0 | 0 | 0 | 0
F1_Commercial_OR - College_New_Space Heating_Natural Gas_HVAC - Shut Off Damper_A_Technical Potential | F1 | Commercial | OR - College | New | Space Heating | Natural Gas | HVAC - Shut Off Damper | A | Original Unit Energy Savings (kWh or therms) | Technical Potential | 0 | 0 | 0 | 0 | 0 | 0 | 0 | 0 | 0 | 0 | 0 | 0 | 0 | 0 | 0 | 0 | 0 | 0 | 0 | 0 | 0 | 0 | 0 | 0 | 0 | 0 | 0
F2_Commercial_OR - College_New_Space Heating_Natural Gas_HVAC - Shut Off Damper_A_Technical Potential | F2 | Commercial | OR - College | New | Space Heating | Natural Gas | HVAC - Shut Off Damper | A | Original Unit Summer Peak Savings (kW) | Technical Potential | 0 | 0 | 0 | 0 | 0 | 0 | 0 | 0 | 0 | 0 | 0 | 0 | 0 | 0 | 0 | 0 | 0 | 0 | 0 | 0 | 0 | 0 | 0 | 0 | 0 | 0 | 0
F3_Commercial_OR - College_New_Space Heating_Natural Gas_HVAC - Shut Off Damper_A_Technical Potential | F3 | Commercial | OR - College | New | Space Heating | Natural Gas | HVAC - Shut Off Damper | A | Original Unit Winter Peak Savings (kW) | Technical Potential | 0 | 0 | 0 | 0 | 0 | 0 | 0 | 0 | 0 | 0 | 0 | 0 | 0 | 0 | 0 | 0 | 0 | 0 | 0 | 0 | 0 | 0 | 0 | 0 | 0 | 0 | 0
F4_Commercial_OR - College_New_Space Heating_Natural Gas_HVAC - Shut Off Damper_A_Technical Potential | F4 | Commercial | OR - College | New | Space Heating | Natural Gas | HVAC - Shut Off Damper | A | Standalone Impact on Baseline Energy (%) | Technical Potential | 0 | 0 | 0 | 0 | 0 | 0 | 0 | 0 | 0 | 0 | 0 | 0 | 0 | 0 | 0 | 0 | 0 | 0 | 0 | 0 | 0 | 0 | 0 | 0 | 0 | 0 | 0
F5_Commercial_OR - College_New_Space Heating_Natural Gas_HVAC - Shut Off Damper_A_Technical Potential | F5 | Commercial | OR - College | New | Space Heating | Natural Gas | HVAC - Shut Off Damper | A | Standalone Impact on Baseline Summer Peak (%) | Technical Potential | 0 | 0 | 0 | 0 | 0 | 0 | 0 | 0 | 0 | 0 | 0 | 0 | 0 | 0 | 0 | 0 | 0 | 0 | 0 | 0 | 0 | 0 | 0 | 0 | 0 | 0 | 0
F6_Commercial_OR - College_New_Space Heating_Natural Gas_HVAC - Shut Off Damper_A_Technical Potential | F6 | Commercial | OR - College | New | Space Heating | Natural Gas | HVAC - Shut Off Damper | A | Standalone Impact on Baseline Winter Peak (%) | Technical Potential | 0 | 0 | 0 | 0 | 0 | 0 | 0 | 0 | 0 | 0 | 0 | 0 | 0 | 0 | 0 | 0 | 0 | 0 | 0 | 0 | 0 | 0 | 0 | 0 | 0 | 0 | 0
F7_Commercial_OR - College_New_Space Heating_Natural Gas_HVAC - Shut Off Damper_A_Technical Potential | F7 | Commercial | OR - College | New | Space Heating | Natural Gas | HVAC - Shut Off Damper | A | Incremental Energy Savings (MWh or mTherms) | Technical Potential | 0 | 0 | 0 | 0 | 0 | 0 | 0 | 0 | 0 | 0 | 0 | 0 | 0 | 0 | 0 | 0 | 0 | 0 | 0 | 0 | 0 | 0 | 0 | 0 | 0 | 0 | 0
F8_Commercial_OR - College_New_Space Heating_Natural Gas_HVAC - Shut Off Damper_A_Technical Potential | F8 | Commercial | OR - College | New | Space Heating | Natural Gas | HVAC - Shut Off Damper | A | Incremental Summer Peak Savings (MW) | Technical Potential | 0 | 0 | 0 | 0 | 0 | 0 | 0 | 0 | 0 | 0 | 0 | 0 | 0 | 0 | 0 | 0 | 0 | 0 | 0 | 0 | 0 | 0 | 0 | 0 | 0 | 0 | 0
F9_Commercial_OR - College_New_Space Heating_Natural Gas_HVAC - Shut Off Damper_A_Technical Potential | F9 | Commercial | OR - College | New | Space Heating | Natural Gas | HVAC - Shut Off Damper | A | Incremental Winter Peak Savings (MW) | Technical Potential | 0 | 0 | 0 | 0 | 0 | 0 | 0 | 0 | 0 | 0 | 0 | 0 | 0 | 0 | 0 | 0 | 0 | 0 | 0 | 0 | 0 | 0 | 0 | 0 | 0 | 0 | 0
F10_Commercial_OR - College_New_Space Heating_Natural Gas_HVAC - Shut Off Damper_A_Technical Potential | F10 | Commercial | OR - College | New | Space Heating | Natural Gas | HVAC - Shut Off Damper | A | Cumulative Energy Savings (MWh or mTherms) | Technical Potential | 0 | 0 | 0 | 0 | 0 | 0 | 0 | 0 | 0 | 0 | 0 | 0 | 0 | 0 | 0 | 0 | 0 | 0 | 0 | 0 | 0 | 0 | 0 | 0 | 0 | 0 | 0
F11_Commercial_OR - College_New_Space Heating_Natural Gas_HVAC - Shut Off Damper_A_Technical Potential | F11 | Commercial | OR - College | New | Space Heating | Natural Gas | HVAC - Shut Off Damper | A | Cumulative Summer Peak Savings (MW) | Technical Potential | 0 | 0 | 0 | 0 | 0 | 0 | 0 | 0 | 0 | 0 | 0 | 0 | 0 | 0 | 0 | 0 | 0 | 0 | 0 | 0 | 0 | 0 | 0 | 0 | 0 | 0 | 0
F12_Commercial_OR - College_New_Space Heating_Natural Gas_HVAC - Shut Off Damper_A_Technical Potential | F12 | Commercial | OR - College | New | Space Heating | Natural Gas | HVAC - Shut Off Damper | A | Cumulative Winter Peak Savings (MW) | Technical Potential | 0 | 0 | 0 | 0 | 0 | 0 | 0 | 0 | 0 | 0 | 0 | 0 | 0 | 0 | 0 | 0 | 0 | 0 | 0 | 0 | 0 | 0 | 0 | 0 | 0 | 0 | 0
F13_Commercial_OR - College_New_Space Heating_Natural Gas_HVAC - Shut Off Damper_A_Technical Potential | F13 | Commercial | OR - College | New | Space Heating | Natural Gas | HVAC - Shut Off Damper | A | Purchases (Incremental) | Technical Potential | 0 | 0 | 0 | 0 | 0 | 0 | 0 | 0 | 0 | 0 | 0 | 0 | 0 | 0 | 0 | 0 | 0 | 0 | 0 | 0 | 0 | 0 | 0 | 0 | 0 | 0 | 0
F14_Commercial_OR - College_New_Space Heating_Natural Gas_HVAC - Shut Off Damper_A_Technical Potential | F14 | Commercial | OR - College | New | Space Heating | Natural Gas | HVAC - Shut Off Damper | A | Purchases (Cumulative) | Technical Potential | 0 | 0 | 0 | 0 | 0 | 0 | 0 | 0 | 0 | 0 | 0 | 0 | 0 | 0 | 0 | 0 | 0 | 0 | 0 | 0 | 0 | 0 | 0 | 0 | 0 | 0 | 0
F1_Commercial_OR - College_New_Space Heating_Natural Gas_Gas Furnace - Tube Inserts_A_Technical Potential | F1 | Commercial | OR - College | New | Space Heating | Natural Gas | Gas Furnace - Tube Inserts | A | Original Unit Energy Savings (kWh or therms) | Technical Potential | 0 | 0 | 0 | 0 | 0 | 0 | 0 | 0 | 0 | 0 | 0 | 0 | 0 | 0 | 0 | 0 | 0 | 0 | 0 | 0 | 0 | 0 | 0 | 0 | 0 | 0 | 0
F2_Commercial_OR - College_New_Space Heating_Natural Gas_Gas Furnace - Tube Inserts_A_Technical Potential | F2 | Commercial | OR - College | New | Space Heating | Natural Gas | Gas Furnace - Tube Inserts | A | Original Unit Summer Peak Savings (kW) | Technical Potential | 0 | 0 | 0 | 0 | 0 | 0 | 0 | 0 | 0 | 0 | 0 | 0 | 0 | 0 | 0 | 0 | 0 | 0 | 0 | 0 | 0 | 0 | 0 | 0 | 0 | 0 | 0
F3_Commercial_OR - College_New_Space Heating_Natural Gas_Gas Furnace - Tube Inserts_A_Technical Potential | F3 | Commercial | OR - College | New | Space Heating | Natural Gas | Gas Furnace - Tube Inserts | A | Original Unit Winter Peak Savings (kW) | Technical Potential | 0 | 0 | 0 | 0 | 0 | 0 | 0 | 0 | 0 | 0 | 0 | 0 | 0 | 0 | 0 | 0 | 0 | 0 | 0 | 0 | 0 | 0 | 0 | 0 | 0 | 0 | 0
F4_Commercial_OR - College_New_Space Heating_Natural Gas_Gas Furnace - Tube Inserts_A_Technical Potential | F4 | Commercial | OR - College | New | Space Heating | Natural Gas | Gas Furnace - Tube Inserts | A | Standalone Impact on Baseline Energy (%) | Technical Potential | 0 | 0 | 0 | 0 | 0 | 0 | 0 | 0 | 0 | 0 | 0 | 0 | 0 | 0 | 0 | 0 | 0 | 0 | 0 | 0 | 0 | 0 | 0 | 0 | 0 | 0 | 0
F5_Commercial_OR - College_New_Space Heating_Natural Gas_Gas Furnace - Tube Inserts_A_Technical Potential | F5 | Commercial | OR - College | New | Space Heating | Natural Gas | Gas Furnace - Tube Inserts | A | Standalone Impact on Baseline Summer Peak (%) | Technical Potential | 0 | 0 | 0 | 0 | 0 | 0 | 0 | 0 | 0 | 0 | 0 | 0 | 0 | 0 | 0 | 0 | 0 | 0 | 0 | 0 | 0 | 0 | 0 | 0 | 0 | 0 | 0
F6_Commercial_OR - College_New_Space Heating_Natural Gas_Gas Furnace - Tube Inserts_A_Technical Potential | F6 | Commercial | OR - College | New | Space Heating | Natural Gas | Gas Furnace - Tube Inserts | A | Standalone Impact on Baseline Winter Peak (%) | Technical Potential | 0 | 0 | 0 | 0 | 0 | 0 | 0 | 0 | 0 | 0 | 0 | 0 | 0 | 0 | 0 | 0 | 0 | 0 | 0 | 0 | 0 | 0 | 0 | 0 | 0 | 0 | 0
F7_Commercial_OR - College_New_Space Heating_Natural Gas_Gas Furnace - Tube Inserts_A_Technical Potential | F7 | Commercial | OR - College | New | Space Heating | Natural Gas | Gas Furnace - Tube Inserts | A | Incremental Energy Savings (MWh or mTherms) | Technical Potential | 0 | 0 | 0 | 0 | 0 | 0 | 0 | 0 | 0 | 0 | 0 | 0 | 0 | 0 | 0 | 0 | 0 | 0 | 0 | 0 | 0 | 0 | 0 | 0 | 0 | 0 | 0
F8_Commercial_OR - College_New_Space Heating_Natural Gas_Gas Furnace - Tube Inserts_A_Technical Potential | F8 | Commercial | OR - College | New | Space Heating | Natural Gas | Gas Furnace - Tube Inserts | A | Incremental Summer Peak Savings (MW) | Technical Potential | 0 | 0 | 0 | 0 | 0 | 0 | 0 | 0 | 0 | 0 | 0 | 0 | 0 | 0 | 0 | 0 | 0 | 0 | 0 | 0 | 0 | 0 | 0 | 0 | 0 | 0 | 0
F9_Commercial_OR - College_New_Space Heating_Natural Gas_Gas Furnace - Tube Inserts_A_Technical Potential | F9 | Commercial | OR - College | New | Space Heating | Natural Gas | Gas Furnace - Tube Inserts | A | Incremental Winter Peak Savings (MW) | Technical Potential | 0 | 0 | 0 | 0 | 0 | 0 | 0 | 0 | 0 | 0 | 0 | 0 | 0 | 0 | 0 | 0 | 0 | 0 | 0 | 0 | 0 | 0 | 0 | 0 | 0 | 0 | 0
F10_Commercial_OR - College_New_Space Heating_Natural Gas_Gas Furnace - Tube Inserts_A_Technical Potential | F10 | Commercial | OR - College | New | Space Heating | Natural Gas | Gas Furnace - Tube Inserts | A | Cumulative Energy Savings (MWh or mTherms) | Technical Potential | 0 | 0 | 0 | 0 | 0 | 0 | 0 | 0 | 0 | 0 | 0 | 0 | 0 | 0 | 0 | 0 | 0 | 0 | 0 | 0 | 0 | 0 | 0 | 0 | 0 | 0 | 0
F11_Commercial_OR - College_New_Space Heating_Natural Gas_Gas Furnace - Tube Inserts_A_Technical Potential | F11 | Commercial | OR - College | New | Space Heating | Natural Gas | Gas Furnace - Tube Inserts | A | Cumulative Summer Peak Savings (MW) | Technical Potential | 0 | 0 | 0 | 0 | 0 | 0 | 0 | 0 | 0 | 0 | 0 | 0 | 0 | 0 | 0 | 0 | 0 | 0 | 0 | 0 | 0 | 0 | 0 | 0 | 0 | 0 | 0
F12_Commercial_OR - College_New_Space Heating_Natural Gas_Gas Furnace - Tube Inserts_A_Technical Potential | F12 | Commercial | OR - College | New | Space Heating | Natural Gas | Gas Furnace - Tube Inserts | A | Cumulative Winter Peak Savings (MW) | Technical Potential | 0 | 0 | 0 | 0 | 0 | 0 | 0 | 0 | 0 | 0 | 0 | 0 | 0 | 0 | 0 | 0 | 0 | 0 | 0 | 0 | 0 | 0 | 0 | 0 | 0 | 0 | 0
F13_Commercial_OR - College_New_Space Heating_Natural Gas_Gas Furnace - Tube Inserts_A_Technical Potential | F13 | Commercial | OR - College | New | Space Heating | Natural Gas | Gas Furnace - Tube Inserts | A | Purchases (Incremental) | Technical Potential | 0 | 0 | 0 | 0 | 0 | 0 | 0 | 0 | 0 | 0 | 0 | 0 | 0 | 0 | 0 | 0 | 0 | 0 | 0 | 0 | 0 | 0 | 0 | 0 | 0 | 0 | 0
F14_Commercial_OR - College_New_Space Heating_Natural Gas_Gas Furnace - Tube Inserts_A_Technical Potential | F14 | Commercial | OR - College | New | Space Heating | Natural Gas | Gas Furnace - Tube Inserts | A | Purchases (Cumulative) | Technical Potential | 0 | 0 | 0 | 0 | 0 | 0 | 0 | 0 | 0 | 0 | 0 | 0 | 0 | 0 | 0 | 0 | 0 | 0 | 0 | 0 | 0 | 0 | 0 | 0 | 0 | 0 | 0
F1_Commercial_OR - College_New_Space Heating_Natural Gas_Gas Boiler - Insulate Steam Lines/Condensate Tank_A_Technical Potential | F1 | Commercial | OR - College | New | Space Heating | Natural Gas | Gas Boiler - Insulate Steam Lines/Condensate Tank | A | Original Unit Energy Savings (kWh or therms) | Technical Potential | 0 | 0 | 0 | 0 | 0 | 0 | 0 | 0 | 0 | 0 | 0 | 0 | 0 | 0 | 0 | 0 | 0 | 0 | 0 | 0 | 0 | 0 | 0 | 0 | 0 | 0 | 0
F2_Commercial_OR - College_New_Space Heating_Natural Gas_Gas Boiler - Insulate Steam Lines/Condensate Tank_A_Technical Potential | F2 | Commercial | OR - College | New | Space Heating | Natural Gas | Gas Boiler - Insulate Steam Lines/Condensate Tank | A | Original Unit Summer Peak Savings (kW) | Technical Potential | 0 | 0 | 0 | 0 | 0 | 0 | 0 | 0 | 0 | 0 | 0 | 0 | 0 | 0 | 0 | 0 | 0 | 0 | 0 | 0 | 0 | 0 | 0 | 0 | 0 | 0 | 0
F3_Commercial_OR - College_New_Space Heating_Natural Gas_Gas Boiler - Insulate Steam Lines/Condensate Tank_A_Technical Potential | F3 | Commercial | OR - College | New | Space Heating | Natural Gas | Gas Boiler - Insulate Steam Lines/Condensate Tank | A | Original Unit Winter Peak Savings (kW) | Technical Potential | 0 | 0 | 0 | 0 | 0 | 0 | 0 | 0 | 0 | 0 | 0 | 0 | 0 | 0 | 0 | 0 | 0 | 0 | 0 | 0 | 0 | 0 | 0 | 0 | 0 | 0 | 0
F4_Commercial_OR - College_New_Space Heating_Natural Gas_Gas Boiler - Insulate Steam Lines/Condensate Tank_A_Technical Potential | F4 | Commercial | OR - College | New | Space Heating | Natural Gas | Gas Boiler - Insulate Steam Lines/Condensate Tank | A | Standalone Impact on Baseline Energy (%) | Technical Potential | 0 | 0 | 0 | 0 | 0 | 0 | 0 | 0 | 0 | 0 | 0 | 0 | 0 | 0 | 0 | 0 | 0 | 0 | 0 | 0 | 0 | 0 | 0 | 0 | 0 | 0 | 0
F5_Commercial_OR - College_New_Space Heating_Natural Gas_Gas Boiler - Insulate Steam Lines/Condensate Tank_A_Technical Potential | F5 | Commercial | OR - College | New | Space Heating | Natural Gas | Gas Boiler - Insulate Steam Lines/Condensate Tank | A | Standalone Impact on Baseline Summer Peak (%) | Technical Potential | 0 | 0 | 0 | 0 | 0 | 0 | 0 | 0 | 0 | 0 | 0 | 0 | 0 | 0 | 0 | 0 | 0 | 0 | 0 | 0 | 0 | 0 | 0 | 0 | 0 | 0 | 0
F6_Commercial_OR - College_New_Space Heating_Natural Gas_Gas Boiler - Insulate Steam Lines/Condensate Tank_A_Technical Potential | F6 | Commercial | OR - College | New | Space Heating | Natural Gas | Gas Boiler - Insulate Steam Lines/Condensate Tank | A | Standalone Impact on Baseline Winter Peak (%) | Technical Potential | 0 | 0 | 0 | 0 | 0 | 0 | 0 | 0 | 0 | 0 | 0 | 0 | 0 | 0 | 0 | 0 | 0 | 0 | 0 | 0 | 0 | 0 | 0 | 0 | 0 | 0 | 0
F7_Commercial_OR - College_New_Space Heating_Natural Gas_Gas Boiler - Insulate Steam Lines/Condensate Tank_A_Technical Potential | F7 | Commercial | OR - College | New | Space Heating | Natural Gas | Gas Boiler - Insulate Steam Lines/Condensate Tank | A | Incremental Energy Savings (MWh or mTherms) | Technical Potential | 0 | 0 | 0 | 0 | 0 | 0 | 0 | 0 | 0 | 0 | 0 | 0 | 0 | 0 | 0 | 0 | 0 | 0 | 0 | 0 | 0 | 0 | 0 | 0 | 0 | 0 | 0
F8_Commercial_OR - College_New_Space Heating_Natural Gas_Gas Boiler - Insulate Steam Lines/Condensate Tank_A_Technical Potential | F8 | Commercial | OR - College | New | Space Heating | Natural Gas | Gas Boiler - Insulate Steam Lines/Condensate Tank | A | Incremental Summer Peak Savings (MW) | Technical Potential | 0 | 0 | 0 | 0 | 0 | 0 | 0 | 0 | 0 | 0 | 0 | 0 | 0 | 0 | 0 | 0 | 0 | 0 | 0 | 0 | 0 | 0 | 0 | 0 | 0 | 0 | 0
F9_Commercial_OR - College_New_Space Heating_Natural Gas_Gas Boiler - Insulate Steam Lines/Condensate Tank_A_Technical Potential | F9 | Commercial | OR - College | New | Space Heating | Natural Gas | Gas Boiler - Insulate Steam Lines/Condensate Tank | A | Incremental Winter Peak Savings (MW) | Technical Potential | 0 | 0 | 0 | 0 | 0 | 0 | 0 | 0 | 0 | 0 | 0 | 0 | 0 | 0 | 0 | 0 | 0 | 0 | 0 | 0 | 0 | 0 | 0 | 0 | 0 | 0 | 0
F10_Commercial_OR - College_New_Space Heating_Natural Gas_Gas Boiler - Insulate Steam Lines/Condensate Tank_A_Technical Potential | F10 | Commercial | OR - College | New | Space Heating | Natural Gas | Gas Boiler - Insulate Steam Lines/Condensate Tank | A | Cumulative Energy Savings (MWh or mTherms) | Technical Potential | 0 | 0 | 0 | 0 | 0 | 0 | 0 | 0 | 0 | 0 | 0 | 0 | 0 | 0 | 0 | 0 | 0 | 0 | 0 | 0 | 0 | 0 | 0 | 0 | 0 | 0 | 0
F11_Commercial_OR - College_New_Space Heating_Natural Gas_Gas Boiler - Insulate Steam Lines/Condensate Tank_A_Technical Potential | F11 | Commercial | OR - College | New | Space Heating | Natural Gas | Gas Boiler - Insulate Steam Lines/Condensate Tank | A | Cumulative Summer Peak Savings (MW) | Technical Potential | 0 | 0 | 0 | 0 | 0 | 0 | 0 | 0 | 0 | 0 | 0 | 0 | 0 | 0 | 0 | 0 | 0 | 0 | 0 | 0 | 0 | 0 | 0 | 0 | 0 | 0 | 0
F12_Commercial_OR - College_New_Space Heating_Natural Gas_Gas Boiler - Insulate Steam Lines/Condensate Tank_A_Technical Potential | F12 | Commercial | OR - College | New | Space Heating | Natural Gas | Gas Boiler - Insulate Steam Lines/Condensate Tank | A | Cumulative Winter Peak Savings (MW) | Technical Potential | 0 | 0 | 0 | 0 | 0 | 0 | 0 | 0 | 0 | 0 | 0 | 0 | 0 | 0 | 0 | 0 | 0 | 0 | 0 | 0 | 0 | 0 | 0 | 0 | 0 | 0 | 0
F13_Commercial_OR - College_New_Space Heating_Natural Gas_Gas Boiler - Insulate Steam Lines/Condensate Tank_A_Technical Potential | F13 | Commercial | OR - College | New | Space Heating | Natural Gas | Gas Boiler - Insulate Steam Lines/Condensate Tank | A | Purchases (Incremental) | Technical Potential | 0 | 0 | 0 | 0 | 0 | 0 | 0 | 0 | 0 | 0 | 0 | 0 | 0 | 0 | 0 | 0 | 0 | 0 | 0 | 0 | 0 | 0 | 0 | 0 | 0 | 0 | 0
F14_Commercial_OR - College_New_Space Heating_Natural Gas_Gas Boiler - Insulate Steam Lines/Condensate Tank_A_Technical Potential | F14 | Commercial | OR - College | New | Space Heating | Natural Gas | Gas Boiler - Insulate Steam Lines/Condensate Tank | A | Purchases (Cumulative) | Technical Potential | 0 | 0 | 0 | 0 | 0 | 0 | 0 | 0 | 0 | 0 | 0 | 0 | 0 | 0 | 0 | 0 | 0 | 0 | 0 | 0 | 0 | 0 | 0 | 0 | 0 | 0 | 0
F1_Commercial_OR - College_New_Space Heating_Natural Gas_Gas Boiler - Insulate Hot Water Lines_A_Technical Potential | F1 | Commercial | OR - College | New | Space Heating | Natural Gas | Gas Boiler - Insulate Hot Water Lines | A | Original Unit Energy Savings (kWh or therms) | Technical Potential | 0 | 0 | 0 | 0 | 0 | 0 | 0 | 0 | 0 | 0 | 0 | 0 | 0 | 0 | 0 | 0 | 0 | 0 | 0 | 0 | 0 | 0 | 0 | 0 | 0 | 0 | 0
F2_Commercial_OR - College_New_Space Heating_Natural Gas_Gas Boiler - Insulate Hot Water Lines_A_Technical Potential | F2 | Commercial | OR - College | New | Space Heating | Natural Gas | Gas Boiler - Insulate Hot Water Lines | A | Original Unit Summer Peak Savings (kW) | Technical Potential | 0 | 0 | 0 | 0 | 0 | 0 | 0 | 0 | 0 | 0 | 0 | 0 | 0 | 0 | 0 | 0 | 0 | 0 | 0 | 0 | 0 | 0 | 0 | 0 | 0 | 0 | 0
F3_Commercial_OR - College_New_Space Heating_Natural Gas_Gas Boiler - Insulate Hot Water Lines_A_Technical Potential | F3 | Commercial | OR - College | New | Space Heating | Natural Gas | Gas Boiler - Insulate Hot Water Lines | A | Original Unit Winter Peak Savings (kW) | Technical Potential | 0 | 0 | 0 | 0 | 0 | 0 | 0 | 0 | 0 | 0 | 0 | 0 | 0 | 0 | 0 | 0 | 0 | 0 | 0 | 0 | 0 | 0 | 0 | 0 | 0 | 0 | 0
F4_Commercial_OR - College_New_Space Heating_Natural Gas_Gas Boiler - Insulate Hot Water Lines_A_Technical Potential | F4 | Commercial | OR - College | New | Space Heating | Natural Gas | Gas Boiler - Insulate Hot Water Lines | A | Standalone Impact on Baseline Energy (%) | Technical Potential | 0 | 0 | 0 | 0 | 0 | 0 | 0 | 0 | 0 | 0 | 0 | 0 | 0 | 0 | 0 | 0 | 0 | 0 | 0 | 0 | 0 | 0 | 0 | 0 | 0 | 0 | 0
F5_Commercial_OR - College_New_Space Heating_Natural Gas_Gas Boiler - Insulate Hot Water Lines_A_Technical Potential | F5 | Commercial | OR - College | New | Space Heating | Natural Gas | Gas Boiler - Insulate Hot Water Lines | A | Standalone Impact on Baseline Summer Peak (%) | Technical Potential | 0 | 0 | 0 | 0 | 0 | 0 | 0 | 0 | 0 | 0 | 0 | 0 | 0 | 0 | 0 | 0 | 0 | 0 | 0 | 0 | 0 | 0 | 0 | 0 | 0 | 0 | 0
F6_Commercial_OR - College_New_Space Heating_Natural Gas_Gas Boiler - Insulate Hot Water Lines_A_Technical Potential | F6 | Commercial | OR - College | New | Space Heating | Natural Gas | Gas Boiler - Insulate Hot Water Lines | A | Standalone Impact on Baseline Winter Peak (%) | Technical Potential | 0 | 0 | 0 | 0 | 0 | 0 | 0 | 0 | 0 | 0 | 0 | 0 | 0 | 0 | 0 | 0 | 0 | 0 | 0 | 0 | 0 | 0 | 0 | 0 | 0 | 0 | 0
F7_Commercial_OR - College_New_Space Heating_Natural Gas_Gas Boiler - Insulate Hot Water Lines_A_Technical Potential | F7 | Commercial | OR - College | New | Space Heating | Natural Gas | Gas Boiler - Insulate Hot Water Lines | A | Incremental Energy Savings (MWh or mTherms) | Technical Potential | 0 | 0 | 0 | 0 | 0 | 0 | 0 | 0 | 0 | 0 | 0 | 0 | 0 | 0 | 0 | 0 | 0 | 0 | 0 | 0 | 0 | 0 | 0 | 0 | 0 | 0 | 0
F8_Commercial_OR - College_New_Space Heating_Natural Gas_Gas Boiler - Insulate Hot Water Lines_A_Technical Potential | F8 | Commercial | OR - College | New | Space Heating | Natural Gas | Gas Boiler - Insulate Hot Water Lines | A | Incremental Summer Peak Savings (MW) | Technical Potential | 0 | 0 | 0 | 0 | 0 | 0 | 0 | 0 | 0 | 0 | 0 | 0 | 0 | 0 | 0 | 0 | 0 | 0 | 0 | 0 | 0 | 0 | 0 | 0 | 0 | 0 | 0
F9_Commercial_OR - College_New_Space Heating_Natural Gas_Gas Boiler - Insulate Hot Water Lines_A_Technical Potential | F9 | Commercial | OR - College | New | Space Heating | Natural Gas | Gas Boiler - Insulate Hot Water Lines | A | Incremental Winter Peak Savings (MW) | Technical Potential | 0 | 0 | 0 | 0 | 0 | 0 | 0 | 0 | 0 | 0 | 0 | 0 | 0 | 0 | 0 | 0 | 0 | 0 | 0 | 0 | 0 | 0 | 0 | 0 | 0 | 0 | 0
F10_Commercial_OR - College_New_Space Heating_Natural Gas_Gas Boiler - Insulate Hot Water Lines_A_Technical Potential | F10 | Commercial | OR - College | New | Space Heating | Natural Gas | Gas Boiler - Insulate Hot Water Lines | A | Cumulative Energy Savings (MWh or mTherms) | Technical Potential | 0 | 0 | 0 | 0 | 0 | 0 | 0 | 0 | 0 | 0 | 0 | 0 | 0 | 0 | 0 | 0 | 0 | 0 | 0 | 0 | 0 | 0 | 0 | 0 | 0 | 0 | 0
F11_Commercial_OR - College_New_Space Heating_Natural Gas_Gas Boiler - Insulate Hot Water Lines_A_Technical Potential | F11 | Commercial | OR - College | New | Space Heating | Natural Gas | Gas Boiler - Insulate Hot Water Lines | A | Cumulative Summer Peak Savings (MW) | Technical Potential | 0 | 0 | 0 | 0 | 0 | 0 | 0 | 0 | 0 | 0 | 0 | 0 | 0 | 0 | 0 | 0 | 0 | 0 | 0 | 0 | 0 | 0 | 0 | 0 | 0 | 0 | 0
F12_Commercial_OR - College_New_Space Heating_Natural Gas_Gas Boiler - Insulate Hot Water Lines_A_Technical Potential | F12 | Commercial | OR - College | New | Space Heating | Natural Gas | Gas Boiler - Insulate Hot Water Lines | A | Cumulative Winter Peak Savings (MW) | Technical Potential | 0 | 0 | 0 | 0 | 0 | 0 | 0 | 0 | 0 | 0 | 0 | 0 | 0 | 0 | 0 | 0 | 0 | 0 | 0 | 0 | 0 | 0 | 0 | 0 | 0 | 0 | 0
F13_Commercial_OR - College_New_Space Heating_Natural Gas_Gas Boiler - Insulate Hot Water Lines_A_Technical Potential | F13 | Commercial | OR - College | New | Space Heating | Natural Gas | Gas Boiler - Insulate Hot Water Lines | A | Purchases (Incremental) | Technical Potential | 0 | 0 | 0 | 0 | 0 | 0 | 0 | 0 | 0 | 0 | 0 | 0 | 0 | 0 | 0 | 0 | 0 | 0 | 0 | 0 | 0 | 0 | 0 | 0 | 0 | 0 | 0
F14_Commercial_OR - College_New_Space Heating_Natural Gas_Gas Boiler - Insulate Hot Water Lines_A_Technical Potential | F14 | Commercial | OR - College | New | Space Heating | Natural Gas | Gas Boiler - Insulate Hot Water Lines | A | Purchases (Cumulative) | Technical Potential | 0 | 0 | 0 | 0 | 0 | 0 | 0 | 0 | 0 | 0 | 0 | 0 | 0 | 0 | 0 | 0 | 0 | 0 | 0 | 0 | 0 | 0 | 0 | 0 | 0 | 0 | 0
F1_Commercial_OR - College_New_Space Heating_Natural Gas_Condensing RTU_A_Technical Potential | F1 | Commercial | OR - College | New | Space Heating | Natural Gas | Condensing RTU | A | Original Unit Energy Savings (kWh or therms) | Technical Potential | 0 | 0 | 0 | 0 | 0 | 0 | 0 | 0 | 0 | 0 | 0 | 0 | 0 | 0 | 0 | 0 | 0 | 0 | 0 | 0 | 0 | 0 | 0 | 0 | 0 | 0 | 0
F2_Commercial_OR - College_New_Space Heating_Natural Gas_Condensing RTU_A_Technical Potential | F2 | Commercial | OR - College | New | Space Heating | Natural Gas | Condensing RTU | A | Original Unit Summer Peak Savings (kW) | Technical Potential | 0 | 0 | 0 | 0 | 0 | 0 | 0 | 0 | 0 | 0 | 0 | 0 | 0 | 0 | 0 | 0 | 0 | 0 | 0 | 0 | 0 | 0 | 0 | 0 | 0 | 0 | 0
F3_Commercial_OR - College_New_Space Heating_Natural Gas_Condensing RTU_A_Technical Potential | F3 | Commercial | OR - College | New | Space Heating | Natural Gas | Condensing RTU | A | Original Unit Winter Peak Savings (kW) | Technical Potential | 0 | 0 | 0 | 0 | 0 | 0 | 0 | 0 | 0 | 0 | 0 | 0 | 0 | 0 | 0 | 0 | 0 | 0 | 0 | 0 | 0 | 0 | 0 | 0 | 0 | 0 | 0
F4_Commercial_OR - College_New_Space Heating_Natural Gas_Condensing RTU_A_Technical Potential | F4 | Commercial | OR - College | New | Space Heating | Natural Gas | Condensing RTU | A | Standalone Impact on Baseline Energy (%) | Technical Potential | 0 | 0 | 0 | 0 | 0 | 0 | 0 | 0 | 0 | 0 | 0 | 0 | 0 | 0 | 0 | 0 | 0 | 0 | 0 | 0 | 0 | 0 | 0 | 0 | 0 | 0 | 0
F5_Commercial_OR - College_New_Space Heating_Natural Gas_Condensing RTU_A_Technical Potential | F5 | Commercial | OR - College | New | Space Heating | Natural Gas | Condensing RTU | A | Standalone Impact on Baseline Summer Peak (%) | Technical Potential | 0 | 0 | 0 | 0 | 0 | 0 | 0 | 0 | 0 | 0 | 0 | 0 | 0 | 0 | 0 | 0 | 0 | 0 | 0 | 0 | 0 | 0 | 0 | 0 | 0 | 0 | 0
F6_Commercial_OR - College_New_Space Heating_Natural Gas_Condensing RTU_A_Technical Potential | F6 | Commercial | OR - College | New | Space Heating | Natural Gas | Condensing RTU | A | Standalone Impact on Baseline Winter Peak (%) | Technical Potential | 0 | 0 | 0 | 0 | 0 | 0 | 0 | 0 | 0 | 0 | 0 | 0 | 0 | 0 | 0 | 0 | 0 | 0 | 0 | 0 | 0 | 0 | 0 | 0 | 0 | 0 | 0
F7_Commercial_OR - College_New_Space Heating_Natural Gas_Condensing RTU_A_Technical Potential | F7 | Commercial | OR - College | New | Space Heating | Natural Gas | Condensing RTU | A | Incremental Energy Savings (MWh or mTherms) | Technical Potential | 0 | 0 | 0 | 0 | 0 | 0 | 0 | 0 | 0 | 0 | 0 | 0 | 0 | 0 | 0 | 0 | 0 | 0 | 0 | 0 | 0 | 0 | 0 | 0 | 0 | 0 | 0
F8_Commercial_OR - College_New_Space Heating_Natural Gas_Condensing RTU_A_Technical Potential | F8 | Commercial | OR - College | New | Space Heating | Natural Gas | Condensing RTU | A | Incremental Summer Peak Savings (MW) | Technical Potential | 0 | 0 | 0 | 0 | 0 | 0 | 0 | 0 | 0 | 0 | 0 | 0 | 0 | 0 | 0 | 0 | 0 | 0 | 0 | 0 | 0 | 0 | 0 | 0 | 0 | 0 | 0
F9_Commercial_OR - College_New_Space Heating_Natural Gas_Condensing RTU_A_Technical Potential | F9 | Commercial | OR - College | New | Space Heating | Natural Gas | Condensing RTU | A | Incremental Winter Peak Savings (MW) | Technical Potential | 0 | 0 | 0 | 0 | 0 | 0 | 0 | 0 | 0 | 0 | 0 | 0 | 0 | 0 | 0 | 0 | 0 | 0 | 0 | 0 | 0 | 0 | 0 | 0 | 0 | 0 | 0
F10_Commercial_OR - College_New_Space Heating_Natural Gas_Condensing RTU_A_Technical Potential | F10 | Commercial | OR - College | New | Space Heating | Natural Gas | Condensing RTU | A | Cumulative Energy Savings (MWh or mTherms) | Technical Potential | 0 | 0 | 0 | 0 | 0 | 0 | 0 | 0 | 0 | 0 | 0 | 0 | 0 | 0 | 0 | 0 | 0 | 0 | 0 | 0 | 0 | 0 | 0 | 0 | 0 | 0 | 0
F11_Commercial_OR - College_New_Space Heating_Natural Gas_Condensing RTU_A_Technical Potential | F11 | Commercial | OR - College | New | Space Heating | Natural Gas | Condensing RTU | A | Cumulative Summer Peak Savings (MW) | Technical Potential | 0 | 0 | 0 | 0 | 0 | 0 | 0 | 0 | 0 | 0 | 0 | 0 | 0 | 0 | 0 | 0 | 0 | 0 | 0 | 0 | 0 | 0 | 0 | 0 | 0 | 0 | 0
F12_Commercial_OR - College_New_Space Heating_Natural Gas_Condensing RTU_A_Technical Potential | F12 | Commercial | OR - College | New | Space Heating | Natural Gas | Condensing RTU | A | Cumulative Winter Peak Savings (MW) | Technical Potential | 0 | 0 | 0 | 0 | 0 | 0 | 0 | 0 | 0 | 0 | 0 | 0 | 0 | 0 | 0 | 0 | 0 | 0 | 0 | 0 | 0 | 0 | 0 | 0 | 0 | 0 | 0
F13_Commercial_OR - College_New_Space Heating_Natural Gas_Condensing RTU_A_Technical Potential | F13 | Commercial | OR - College | New | Space Heating | Natural Gas | Condensing RTU | A | Purchases (Incremental) | Technical Potential | 0 | 0 | 0 | 0 | 0 | 0 | 0 | 0 | 0 | 0 | 0 | 0 | 0 | 0 | 0 | 0 | 0 | 0 | 0 | 0 | 0 | 0 | 0 | 0 | 0 | 0 | 0
F14_Commercial_OR - College_New_Space Heating_Natural Gas_Condensing RTU_A_Technical Potential | F14 | Commercial | OR - College | New | Space Heating | Natural Gas | Condensing RTU | A | Purchases (Cumulative) | Technical Potential | 0 | 0 | 0 | 0 | 0 | 0 | 0 | 0 | 0 | 0 | 0 | 0 | 0 | 0 | 0 | 0 | 0 | 0 | 0 | 0 | 0 | 0 | 0 | 0 | 0 | 0 | 0
F1_Commercial_OR - College_New_Space Heating_Natural Gas_Hydronic Heating Radiator Replacement_A_Technical Potential | F1 | Commercial | OR - College | New | Space Heating | Natural Gas | Hydronic Heating Radiator Replacement | A | Original Unit Energy Savings (kWh or therms) | Technical Potential | 0 | 0 | 0 | 0 | 0 | 0 | 0 | 0 | 0 | 0 | 0 | 0 | 0 | 0 | 0 | 0 | 0 | 0 | 0 | 0 | 0 | 0 | 0 | 0 | 0 | 0 | 0
F2_Commercial_OR - College_New_Space Heating_Natural Gas_Hydronic Heating Radiator Replacement_A_Technical Potential | F2 | Commercial | OR - College | New | Space Heating | Natural Gas | Hydronic Heating Radiator Replacement | A | Original Unit Summer Peak Savings (kW) | Technical Potential | 0 | 0 | 0 | 0 | 0 | 0 | 0 | 0 | 0 | 0 | 0 | 0 | 0 | 0 | 0 | 0 | 0 | 0 | 0 | 0 | 0 | 0 | 0 | 0 | 0 | 0 | 0
F3_Commercial_OR - College_New_Space Heating_Natural Gas_Hydronic Heating Radiator Replacement_A_Technical Potential | F3 | Commercial | OR - College | New | Space Heating | Natural Gas | Hydronic Heating Radiator Replacement | A | Original Unit Winter Peak Savings (kW) | Technical Potential | 0 | 0 | 0 | 0 | 0 | 0 | 0 | 0 | 0 | 0 | 0 | 0 | 0 | 0 | 0 | 0 | 0 | 0 | 0 | 0 | 0 | 0 | 0 | 0 | 0 | 0 | 0
F4_Commercial_OR - College_New_Space Heating_Natural Gas_Hydronic Heating Radiator Replacement_A_Technical Potential | F4 | Commercial | OR - College | New | Space Heating | Natural Gas | Hydronic Heating Radiator Replacement | A | Standalone Impact on Baseline Energy (%) | Technical Potential | 0 | 0 | 0 | 0 | 0 | 0 | 0 | 0 | 0 | 0 | 0 | 0 | 0 | 0 | 0 | 0 | 0 | 0 | 0 | 0 | 0 | 0 | 0 | 0 | 0 | 0 | 0
F5_Commercial_OR - College_New_Space Heating_Natural Gas_Hydronic Heating Radiator Replacement_A_Technical Potential | F5 | Commercial | OR - College | New | Space Heating | Natural Gas | Hydronic Heating Radiator Replacement | A | Standalone Impact on Baseline Summer Peak (%) | Technical Potential | 0 | 0 | 0 | 0 | 0 | 0 | 0 | 0 | 0 | 0 | 0 | 0 | 0 | 0 | 0 | 0 | 0 | 0 | 0 | 0 | 0 | 0 | 0 | 0 | 0 | 0 | 0
F6_Commercial_OR - College_New_Space Heating_Natural Gas_Hydronic Heating Radiator Replacement_A_Technical Potential | F6 | Commercial | OR - College | New | Space Heating | Natural Gas | Hydronic Heating Radiator Replacement | A | Standalone Impact on Baseline Winter Peak (%) | Technical Potential | 0 | 0 | 0 | 0 | 0 | 0 | 0 | 0 | 0 | 0 | 0 | 0 | 0 | 0 | 0 | 0 | 0 | 0 | 0 | 0 | 0 | 0 | 0 | 0 | 0 | 0 | 0
F7_Commercial_OR - College_New_Space Heating_Natural Gas_Hydronic Heating Radiator Replacement_A_Technical Potential | F7 | Commercial | OR - College | New | Space Heating | Natural Gas | Hydronic Heating Radiator Replacement | A | Incremental Energy Savings (MWh or mTherms) | Technical Potential | 0 | 0 | 0 | 0 | 0 | 0 | 0 | 0 | 0 | 0 | 0 | 0 | 0 | 0 | 0 | 0 | 0 | 0 | 0 | 0 | 0 | 0 | 0 | 0 | 0 | 0 | 0
F8_Commercial_OR - College_New_Space Heating_Natural Gas_Hydronic Heating Radiator Replacement_A_Technical Potential | F8 | Commercial | OR - College | New | Space Heating | Natural Gas | Hydronic Heating Radiator Replacement | A | Incremental Summer Peak Savings (MW) | Technical Potential | 0 | 0 | 0 | 0 | 0 | 0 | 0 | 0 | 0 | 0 | 0 | 0 | 0 | 0 | 0 | 0 | 0 | 0 | 0 | 0 | 0 | 0 | 0 | 0 | 0 | 0 | 0
F9_Commercial_OR - College_New_Space Heating_Natural Gas_Hydronic Heating Radiator Replacement_A_Technical Potential | F9 | Commercial | OR - College | New | Space Heating | Natural Gas | Hydronic Heating Radiator Replacement | A | Incremental Winter Peak Savings (MW) | Technical Potential | 0 | 0 | 0 | 0 | 0 | 0 | 0 | 0 | 0 | 0 | 0 | 0 | 0 | 0 | 0 | 0 | 0 | 0 | 0 | 0 | 0 | 0 | 0 | 0 | 0 | 0 | 0
F10_Commercial_OR - College_New_Space Heating_Natural Gas_Hydronic Heating Radiator Replacement_A_Technical Potential | F10 | Commercial | OR - College | New | Space Heating | Natural Gas | Hydronic Heating Radiator Replacement | A | Cumulative Energy Savings (MWh or mTherms) | Technical Potential | 0 | 0 | 0 | 0 | 0 | 0 | 0 | 0 | 0 | 0 | 0 | 0 | 0 | 0 | 0 | 0 | 0 | 0 | 0 | 0 | 0 | 0 | 0 | 0 | 0 | 0 | 0
F11_Commercial_OR - College_New_Space Heating_Natural Gas_Hydronic Heating Radiator Replacement_A_Technical Potential | F11 | Commercial | OR - College | New | Space Heating | Natural Gas | Hydronic Heating Radiator Replacement | A | Cumulative Summer Peak Savings (MW) | Technical Potential | 0 | 0 | 0 | 0 | 0 | 0 | 0 | 0 | 0 | 0 | 0 | 0 | 0 | 0 | 0 | 0 | 0 | 0 | 0 | 0 | 0 | 0 | 0 | 0 | 0 | 0 | 0
F12_Commercial_OR - College_New_Space Heating_Natural Gas_Hydronic Heating Radiator Replacement_A_Technical Potential | F12 | Commercial | OR - College | New | Space Heating | Natural Gas | Hydronic Heating Radiator Replacement | A | Cumulative Winter Peak Savings (MW) | Technical Potential | 0 | 0 | 0 | 0 | 0 | 0 | 0 | 0 | 0 | 0 | 0 | 0 | 0 | 0 | 0 | 0 | 0 | 0 | 0 | 0 | 0 | 0 | 0 | 0 | 0 | 0 | 0
F13_Commercial_OR - College_New_Space Heating_Natural Gas_Hydronic Heating Radiator Replacement_A_Technical Potential | F13 | Commercial | OR - College | New | Space Heating | Natural Gas | Hydronic Heating Radiator Replacement | A | Purchases (Incremental) | Technical Potential | 0 | 0 | 0 | 0 | 0 | 0 | 0 | 0 | 0 | 0 | 0 | 0 | 0 | 0 | 0 | 0 | 0 | 0 | 0 | 0 | 0 | 0 | 0 | 0 | 0 | 0 | 0
F14_Commercial_OR - College_New_Space Heating_Natural Gas_Hydronic Heating Radiator Replacement_A_Technical Potential | F14 | Commercial | OR - College | New | Space Heating | Natural Gas | Hydronic Heating Radiator Replacement | A | Purchases (Cumulative) | Technical Potential | 0 | 0 | 0 | 0 | 0 | 0 | 0 | 0 | 0 | 0 | 0 | 0 | 0 | 0 | 0 | 0 | 0 | 0 | 0 | 0 | 0 | 0 | 0 | 0 | 0 | 0 | 0
F1_Commercial_OR - College_New_Space Heating_Natural Gas_Thermostat - Connected_A_Technical Potential | F1 | Commercial | OR - College | New | Space Heating | Natural Gas | Thermostat - Connected | A | Original Unit Energy Savings (kWh or therms) | Technical Potential | 0 | 0 | 0 | 0 | 0 | 0 | 0 | 0 | 0 | 0 | 0 | 0 | 0 | 0 | 0 | 0 | 0 | 0 | 0 | 0 | 0 | 0 | 0 | 0 | 0 | 0 | 0
F2_Commercial_OR - College_New_Space Heating_Natural Gas_Thermostat - Connected_A_Technical Potential | F2 | Commercial | OR - College | New | Space Heating | Natural Gas | Thermostat - Connected | A | Original Unit Summer Peak Savings (kW) | Technical Potential | 0 | 0 | 0 | 0 | 0 | 0 | 0 | 0 | 0 | 0 | 0 | 0 | 0 | 0 | 0 | 0 | 0 | 0 | 0 | 0 | 0 | 0 | 0 | 0 | 0 | 0 | 0
F3_Commercial_OR - College_New_Space Heating_Natural Gas_Thermostat - Connected_A_Technical Potential | F3 | Commercial | OR - College | New | Space Heating | Natural Gas | Thermostat - Connected | A | Original Unit Winter Peak Savings (kW) | Technical Potential | 0 | 0 | 0 | 0 | 0 | 0 | 0 | 0 | 0 | 0 | 0 | 0 | 0 | 0 | 0 | 0 | 0 | 0 | 0 | 0 | 0 | 0 | 0 | 0 | 0 | 0 | 0
F4_Commercial_OR - College_New_Space Heating_Natural Gas_Thermostat - Connected_A_Technical Potential | F4 | Commercial | OR - College | New | Space Heating | Natural Gas | Thermostat - Connected | A | Standalone Impact on Baseline Energy (%) | Technical Potential | 0 | 0 | 0 | 0 | 0 | 0 | 0 | 0 | 0 | 0 | 0 | 0 | 0 | 0 | 0 | 0 | 0 | 0 | 0 | 0 | 0 | 0 | 0 | 0 | 0 | 0 | 0
F5_Commercial_OR - College_New_Space Heating_Natural Gas_Thermostat - Connected_A_Technical Potential | F5 | Commercial | OR - College | New | Space Heating | Natural Gas | Thermostat - Connected | A | Standalone Impact on Baseline Summer Peak (%) | Technical Potential | 0 | 0 | 0 | 0 | 0 | 0 | 0 | 0 | 0 | 0 | 0 | 0 | 0 | 0 | 0 | 0 | 0 | 0 | 0 | 0 | 0 | 0 | 0 | 0 | 0 | 0 | 0
F6_Commercial_OR - College_New_Space Heating_Natural Gas_Thermostat - Connected_A_Technical Potential | F6 | Commercial | OR - College | New | Space Heating | Natural Gas | Thermostat - Connected | A | Standalone Impact on Baseline Winter Peak (%) | Technical Potential | 0 | 0 | 0 | 0 | 0 | 0 | 0 | 0 | 0 | 0 | 0 | 0 | 0 | 0 | 0 | 0 | 0 | 0 | 0 | 0 | 0 | 0 | 0 | 0 | 0 | 0 | 0
F7_Commercial_OR - College_New_Space Heating_Natural Gas_Thermostat - Connected_A_Technical Potential | F7 | Commercial | OR - College | New | Space Heating | Natural Gas | Thermostat - Connected | A | Incremental Energy Savings (MWh or mTherms) | Technical Potential | 0 | 0 | 0 | 0 | 0 | 0 | 0 | 0 | 0 | 0 | 0 | 0 | 0 | 0 | 0 | 0 | 0 | 0 | 0 | 0 | 0 | 0 | 0 | 0 | 0 | 0 | 0
F8_Commercial_OR - College_New_Space Heating_Natural Gas_Thermostat - Connected_A_Technical Potential | F8 | Commercial | OR - College | New | Space Heating | Natural Gas | Thermostat - Connected | A | Incremental Summer Peak Savings (MW) | Technical Potential | 0 | 0 | 0 | 0 | 0 | 0 | 0 | 0 | 0 | 0 | 0 | 0 | 0 | 0 | 0 | 0 | 0 | 0 | 0 | 0 | 0 | 0 | 0 | 0 | 0 | 0 | 0
F9_Commercial_OR - College_New_Space Heating_Natural Gas_Thermostat - Connected_A_Technical Potential | F9 | Commercial | OR - College | New | Space Heating | Natural Gas | Thermostat - Connected | A | Incremental Winter Peak Savings (MW) | Technical Potential | 0 | 0 | 0 | 0 | 0 | 0 | 0 | 0 | 0 | 0 | 0 | 0 | 0 | 0 | 0 | 0 | 0 | 0 | 0 | 0 | 0 | 0 | 0 | 0 | 0 | 0 | 0
F10_Commercial_OR - College_New_Space Heating_Natural Gas_Thermostat - Connected_A_Technical Potential | F10 | Commercial | OR - College | New | Space Heating | Natural Gas | Thermostat - Connected | A | Cumulative Energy Savings (MWh or mTherms) | Technical Potential | 0 | 0 | 0 | 0 | 0 | 0 | 0 | 0 | 0 | 0 | 0 | 0 | 0 | 0 | 0 | 0 | 0 | 0 | 0 | 0 | 0 | 0 | 0 | 0 | 0 | 0 | 0
F11_Commercial_OR - College_New_Space Heating_Natural Gas_Thermostat - Connected_A_Technical Potential | F11 | Commercial | OR - College | New | Space Heating | Natural Gas | Thermostat - Connected | A | Cumulative Summer Peak Savings (MW) | Technical Potential | 0 | 0 | 0 | 0 | 0 | 0 | 0 | 0 | 0 | 0 | 0 | 0 | 0 | 0 | 0 | 0 | 0 | 0 | 0 | 0 | 0 | 0 | 0 | 0 | 0 | 0 | 0
F12_Commercial_OR - College_New_Space Heating_Natural Gas_Thermostat - Connected_A_Technical Potential | F12 | Commercial | OR - College | New | Space Heating | Natural Gas | Thermostat - Connected | A | Cumulative Winter Peak Savings (MW) | Technical Potential | 0 | 0 | 0 | 0 | 0 | 0 | 0 | 0 | 0 | 0 | 0 | 0 | 0 | 0 | 0 | 0 | 0 | 0 | 0 | 0 | 0 | 0 | 0 | 0 | 0 | 0 | 0
F13_Commercial_OR - College_New_Space Heating_Natural Gas_Thermostat - Connected_A_Technical Potential | F13 | Commercial | OR - College | New | Space Heating | Natural Gas | Thermostat - Connected | A | Purchases (Incremental) | Technical Potential | 0 | 0 | 0 | 0 | 0 | 0 | 0 | 0 | 0 | 0 | 0 | 0 | 0 | 0 | 0 | 0 | 0 | 0 | 0 | 0 | 0 | 0 | 0 | 0 | 0 | 0 | 0
F14_Commercial_OR - College_New_Space Heating_Natural Gas_Thermostat - Connected_A_Technical Potential | F14 | Commercial | OR - College | New | Space Heating | Natural Gas | Thermostat - Connected | A | Purchases (Cumulative) | Technical Potential | 0 | 0 | 0 | 0 | 0 | 0 | 0 | 0 | 0 | 0 | 0 | 0 | 0 | 0 | 0 | 0 | 0 | 0 | 0 | 0 | 0 | 0 | 0 | 0 | 0 | 0 | 0
F1_Commercial_OR - College_New_Water Heating_Natural Gas_Water Heater - Thermostatic Shower Restriction Valve_A_Technical Potential | F1 | Commercial | OR - College | New | Water Heating | Natural Gas | Water Heater - Thermostatic Shower Restriction Valve | A | Original Unit Energy Savings (kWh or therms) | Technical Potential | 0 | 0 | 0 | 0 | 0 | 0 | 0 | 0 | 0 | 0 | 0 | 0 | 0 | 0 | 0 | 0 | 0 | 0 | 0 | 0 | 0 | 0 | 0 | 0 | 0 | 0 | 0
F2_Commercial_OR - College_New_Water Heating_Natural Gas_Water Heater - Thermostatic Shower Restriction Valve_A_Technical Potential | F2 | Commercial | OR - College | New | Water Heating | Natural Gas | Water Heater - Thermostatic Shower Restriction Valve | A | Original Unit Summer Peak Savings (kW) | Technical Potential | 0 | 0 | 0 | 0 | 0 | 0 | 0 | 0 | 0 | 0 | 0 | 0 | 0 | 0 | 0 | 0 | 0 | 0 | 0 | 0 | 0 | 0 | 0 | 0 | 0 | 0 | 0
F3_Commercial_OR - College_New_Water Heating_Natural Gas_Water Heater - Thermostatic Shower Restriction Valve_A_Technical Potential | F3 | Commercial | OR - College | New | Water Heating | Natural Gas | Water Heater - Thermostatic Shower Restriction Valve | A | Original Unit Winter Peak Savings (kW) | Technical Potential | 0 | 0 | 0 | 0 | 0 | 0 | 0 | 0 | 0 | 0 | 0 | 0 | 0 | 0 | 0 | 0 | 0 | 0 | 0 | 0 | 0 | 0 | 0 | 0 | 0 | 0 | 0
F4_Commercial_OR - College_New_Water Heating_Natural Gas_Water Heater - Thermostatic Shower Restriction Valve_A_Technical Potential | F4 | Commercial | OR - College | New | Water Heating | Natural Gas | Water Heater - Thermostatic Shower Restriction Valve | A | Standalone Impact on Baseline Energy (%) | Technical Potential | 0 | 0 | 0 | 0 | 0 | 0 | 0 | 0 | 0 | 0 | 0 | 0 | 0 | 0 | 0 | 0 | 0 | 0 | 0 | 0 | 0 | 0 | 0 | 0 | 0 | 0 | 0
F5_Commercial_OR - College_New_Water Heating_Natural Gas_Water Heater - Thermostatic Shower Restriction Valve_A_Technical Potential | F5 | Commercial | OR - College | New | Water Heating | Natural Gas | Water Heater - Thermostatic Shower Restriction Valve | A | Standalone Impact on Baseline Summer Peak (%) | Technical Potential | 0 | 0 | 0 | 0 | 0 | 0 | 0 | 0 | 0 | 0 | 0 | 0 | 0 | 0 | 0 | 0 | 0 | 0 | 0 | 0 | 0 | 0 | 0 | 0 | 0 | 0 | 0
F6_Commercial_OR - College_New_Water Heating_Natural Gas_Water Heater - Thermostatic Shower Restriction Valve_A_Technical Potential | F6 | Commercial | OR - College | New | Water Heating | Natural Gas | Water Heater - Thermostatic Shower Restriction Valve | A | Standalone Impact on Baseline Winter Peak (%) | Technical Potential | 0 | 0 | 0 | 0 | 0 | 0 | 0 | 0 | 0 | 0 | 0 | 0 | 0 | 0 | 0 | 0 | 0 | 0 | 0 | 0 | 0 | 0 | 0 | 0 | 0 | 0 | 0
F7_Commercial_OR - College_New_Water Heating_Natural Gas_Water Heater - Thermostatic Shower Restriction Valve_A_Technical Potential | F7 | Commercial | OR - College | New | Water Heating | Natural Gas | Water Heater - Thermostatic Shower Restriction Valve | A | Incremental Energy Savings (MWh or mTherms) | Technical Potential | 0 | 0 | 0 | 0 | 0 | 0 | 0 | 0 | 0 | 0 | 0 | 0 | 0 | 0 | 0 | 0 | 0 | 0 | 0 | 0 | 0 | 0 | 0 | 0 | 0 | 0 | 0
F8_Commercial_OR - College_New_Water Heating_Natural Gas_Water Heater - Thermostatic Shower Restriction Valve_A_Technical Potential | F8 | Commercial | OR - College | New | Water Heating | Natural Gas | Water Heater - Thermostatic Shower Restriction Valve | A | Incremental Summer Peak Savings (MW) | Technical Potential | 0 | 0 | 0 | 0 | 0 | 0 | 0 | 0 | 0 | 0 | 0 | 0 | 0 | 0 | 0 | 0 | 0 | 0 | 0 | 0 | 0 | 0 | 0 | 0 | 0 | 0 | 0
F9_Commercial_OR - College_New_Water Heating_Natural Gas_Water Heater - Thermostatic Shower Restriction Valve_A_Technical Potential | F9 | Commercial | OR - College | New | Water Heating | Natural Gas | Water Heater - Thermostatic Shower Restriction Valve | A | Incremental Winter Peak Savings (MW) | Technical Potential | 0 | 0 | 0 | 0 | 0 | 0 | 0 | 0 | 0 | 0 | 0 | 0 | 0 | 0 | 0 | 0 | 0 | 0 | 0 | 0 | 0 | 0 | 0 | 0 | 0 | 0 | 0
F10_Commercial_OR - College_New_Water Heating_Natural Gas_Water Heater - Thermostatic Shower Restriction Valve_A_Technical Potential | F10 | Commercial | OR - College | New | Water Heating | Natural Gas | Water Heater - Thermostatic Shower Restriction Valve | A | Cumulative Energy Savings (MWh or mTherms) | Technical Potential | 0 | 0 | 0 | 0 | 0 | 0 | 0 | 0 | 0 | 0 | 0 | 0 | 0 | 0 | 0 | 0 | 0 | 0 | 0 | 0 | 0 | 0 | 0 | 0 | 0 | 0 | 0
F11_Commercial_OR - College_New_Water Heating_Natural Gas_Water Heater - Thermostatic Shower Restriction Valve_A_Technical Potential | F11 | Commercial | OR - College | New | Water Heating | Natural Gas | Water Heater - Thermostatic Shower Restriction Valve | A | Cumulative Summer Peak Savings (MW) | Technical Potential | 0 | 0 | 0 | 0 | 0 | 0 | 0 | 0 | 0 | 0 | 0 | 0 | 0 | 0 | 0 | 0 | 0 | 0 | 0 | 0 | 0 | 0 | 0 | 0 | 0 | 0 | 0
F12_Commercial_OR - College_New_Water Heating_Natural Gas_Water Heater - Thermostatic Shower Restriction Valve_A_Technical Potential | F12 | Commercial | OR - College | New | Water Heating | Natural Gas | Water Heater - Thermostatic Shower Restriction Valve | A | Cumulative Winter Peak Savings (MW) | Technical Potential | 0 | 0 | 0 | 0 | 0 | 0 | 0 | 0 | 0 | 0 | 0 | 0 | 0 | 0 | 0 | 0 | 0 | 0 | 0 | 0 | 0 | 0 | 0 | 0 | 0 | 0 | 0
F13_Commercial_OR - College_New_Water Heating_Natural Gas_Water Heater - Thermostatic Shower Restriction Valve_A_Technical Potential | F13 | Commercial | OR - College | New | Water Heating | Natural Gas | Water Heater - Thermostatic Shower Restriction Valve | A | Purchases (Incremental) | Technical Potential | 0 | 0 | 0 | 0 | 0 | 0 | 0 | 0 | 0 | 0 | 0 | 0 | 0 | 0 | 0 | 0 | 0 | 0 | 0 | 0 | 0 | 0 | 0 | 0 | 0 | 0 | 0
F14_Commercial_OR - College_New_Water Heating_Natural Gas_Water Heater - Thermostatic Shower Restriction Valve_A_Technical Potential | F14 | Commercial | OR - College | New | Water Heating | Natural Gas | Water Heater - Thermostatic Shower Restriction Valve | A | Purchases (Cumulative) | Technical Potential | 0 | 0 | 0 | 0 | 0 | 0 | 0 | 0 | 0 | 0 | 0 | 0 | 0 | 0 | 0 | 0 | 0 | 0 | 0 | 0 | 0 | 0 | 0 | 0 | 0 | 0 | 0
F1_Commercial_OR - College_New_Water Heating_Natural Gas_Water Heater - Pre-Rinse Spray Valve_A_Technical Potential | F1 | Commercial | OR - College | New | Water Heating | Natural Gas | Water Heater - Pre-Rinse Spray Valve | A | Original Unit Energy Savings (kWh or therms) | Technical Potential | 0 | 0 | 0 | 0 | 0 | 0 | 0 | 0 | 0 | 0 | 0 | 0 | 0 | 0 | 0 | 0 | 0 | 0 | 0 | 0 | 0 | 0 | 0 | 0 | 0 | 0 | 0
F2_Commercial_OR - College_New_Water Heating_Natural Gas_Water Heater - Pre-Rinse Spray Valve_A_Technical Potential | F2 | Commercial | OR - College | New | Water Heating | Natural Gas | Water Heater - Pre-Rinse Spray Valve | A | Original Unit Summer Peak Savings (kW) | Technical Potential | 0 | 0 | 0 | 0 | 0 | 0 | 0 | 0 | 0 | 0 | 0 | 0 | 0 | 0 | 0 | 0 | 0 | 0 | 0 | 0 | 0 | 0 | 0 | 0 | 0 | 0 | 0
F3_Commercial_OR - College_New_Water Heating_Natural Gas_Water Heater - Pre-Rinse Spray Valve_A_Technical Potential | F3 | Commercial | OR - College | New | Water Heating | Natural Gas | Water Heater - Pre-Rinse Spray Valve | A | Original Unit Winter Peak Savings (kW) | Technical Potential | 0 | 0 | 0 | 0 | 0 | 0 | 0 | 0 | 0 | 0 | 0 | 0 | 0 | 0 | 0 | 0 | 0 | 0 | 0 | 0 | 0 | 0 | 0 | 0 | 0 | 0 | 0
F4_Commercial_OR - College_New_Water Heating_Natural Gas_Water Heater - Pre-Rinse Spray Valve_A_Technical Potential | F4 | Commercial | OR - College | New | Water Heating | Natural Gas | Water Heater - Pre-Rinse Spray Valve | A | Standalone Impact on Baseline Energy (%) | Technical Potential | 0 | 0 | 0 | 0 | 0 | 0 | 0 | 0 | 0 | 0 | 0 | 0 | 0 | 0 | 0 | 0 | 0 | 0 | 0 | 0 | 0 | 0 | 0 | 0 | 0 | 0 | 0
F5_Commercial_OR - College_New_Water Heating_Natural Gas_Water Heater - Pre-Rinse Spray Valve_A_Technical Potential | F5 | Commercial | OR - College | New | Water Heating | Natural Gas | Water Heater - Pre-Rinse Spray Valve | A | Standalone Impact on Baseline Summer Peak (%) | Technical Potential | 0 | 0 | 0 | 0 | 0 | 0 | 0 | 0 | 0 | 0 | 0 | 0 | 0 | 0 | 0 | 0 | 0 | 0 | 0 | 0 | 0 | 0 | 0 | 0 | 0 | 0 | 0
F6_Commercial_OR - College_New_Water Heating_Natural Gas_Water Heater - Pre-Rinse Spray Valve_A_Technical Potential | F6 | Commercial | OR - College | New | Water Heating | Natural Gas | Water Heater - Pre-Rinse Spray Valve | A | Standalone Impact on Baseline Winter Peak (%) | Technical Potential | 0 | 0 | 0 | 0 | 0 | 0 | 0 | 0 | 0 | 0 | 0 | 0 | 0 | 0 | 0 | 0 | 0 | 0 | 0 | 0 | 0 | 0 | 0 | 0 | 0 | 0 | 0
F7_Commercial_OR - College_New_Water Heating_Natural Gas_Water Heater - Pre-Rinse Spray Valve_A_Technical Potential | F7 | Commercial | OR - College | New | Water Heating | Natural Gas | Water Heater - Pre-Rinse Spray Valve | A | Incremental Energy Savings (MWh or mTherms) | Technical Potential | 0 | 0 | 0 | 0 | 0 | 0 | 0 | 0 | 0 | 0 | 0 | 0 | 0 | 0 | 0 | 0 | 0 | 0 | 0 | 0 | 0 | 0 | 0 | 0 | 0 | 0 | 0
F8_Commercial_OR - College_New_Water Heating_Natural Gas_Water Heater - Pre-Rinse Spray Valve_A_Technical Potential | F8 | Commercial | OR - College | New | Water Heating | Natural Gas | Water Heater - Pre-Rinse Spray Valve | A | Incremental Summer Peak Savings (MW) | Technical Potential | 0 | 0 | 0 | 0 | 0 | 0 | 0 | 0 | 0 | 0 | 0 | 0 | 0 | 0 | 0 | 0 | 0 | 0 | 0 | 0 | 0 | 0 | 0 | 0 | 0 | 0 | 0
F9_Commercial_OR - College_New_Water Heating_Natural Gas_Water Heater - Pre-Rinse Spray Valve_A_Technical Potential | F9 | Commercial | OR - College | New | Water Heating | Natural Gas | Water Heater - Pre-Rinse Spray Valve | A | Incremental Winter Peak Savings (MW) | Technical Potential | 0 | 0 | 0 | 0 | 0 | 0 | 0 | 0 | 0 | 0 | 0 | 0 | 0 | 0 | 0 | 0 | 0 | 0 | 0 | 0 | 0 | 0 | 0 | 0 | 0 | 0 | 0
F10_Commercial_OR - College_New_Water Heating_Natural Gas_Water Heater - Pre-Rinse Spray Valve_A_Technical Potential | F10 | Commercial | OR - College | New | Water Heating | Natural Gas | Water Heater - Pre-Rinse Spray Valve | A | Cumulative Energy Savings (MWh or mTherms) | Technical Potential | 0 | 0 | 0 | 0 | 0 | 0 | 0 | 0 | 0 | 0 | 0 | 0 | 0 | 0 | 0 | 0 | 0 | 0 | 0 | 0 | 0 | 0 | 0 | 0 | 0 | 0 | 0
F11_Commercial_OR - College_New_Water Heating_Natural Gas_Water Heater - Pre-Rinse Spray Valve_A_Technical Potential | F11 | Commercial | OR - College | New | Water Heating | Natural Gas | Water Heater - Pre-Rinse Spray Valve | A | Cumulative Summer Peak Savings (MW) | Technical Potential | 0 | 0 | 0 | 0 | 0 | 0 | 0 | 0 | 0 | 0 | 0 | 0 | 0 | 0 | 0 | 0 | 0 | 0 | 0 | 0 | 0 | 0 | 0 | 0 | 0 | 0 | 0
F12_Commercial_OR - College_New_Water Heating_Natural Gas_Water Heater - Pre-Rinse Spray Valve_A_Technical Potential | F12 | Commercial | OR - College | New | Water Heating | Natural Gas | Water Heater - Pre-Rinse Spray Valve | A | Cumulative Winter Peak Savings (MW) | Technical Potential | 0 | 0 | 0 | 0 | 0 | 0 | 0 | 0 | 0 | 0 | 0 | 0 | 0 | 0 | 0 | 0 | 0 | 0 | 0 | 0 | 0 | 0 | 0 | 0 | 0 | 0 | 0
F13_Commercial_OR - College_New_Water Heating_Natural Gas_Water Heater - Pre-Rinse Spray Valve_A_Technical Potential | F13 | Commercial | OR - College | New | Water Heating | Natural Gas | Water Heater - Pre-Rinse Spray Valve | A | Purchases (Incremental) | Technical Potential | 0 | 0 | 0 | 0 | 0 | 0 | 0 | 0 | 0 | 0 | 0 | 0 | 0 | 0 | 0 | 0 | 0 | 0 | 0 | 0 | 0 | 0 | 0 | 0 | 0 | 0 | 0
F14_Commercial_OR - College_New_Water Heating_Natural Gas_Water Heater - Pre-Rinse Spray Valve_A_Technical Potential | F14 | Commercial | OR - College | New | Water Heating | Natural Gas | Water Heater - Pre-Rinse Spray Valve | A | Purchases (Cumulative) | Technical Potential | 0 | 0 | 0 | 0 | 0 | 0 | 0 | 0 | 0 | 0 | 0 | 0 | 0 | 0 | 0 | 0 | 0 | 0 | 0 | 0 | 0 | 0 | 0 | 0 | 0 | 0 | 0
F1_Commercial_OR - College_New_Water Heating_Natural Gas_Water Heater - Temperature Setback_A_Technical Potential | F1 | Commercial | OR - College | New | Water Heating | Natural Gas | Water Heater - Temperature Setback | A | Original Unit Energy Savings (kWh or therms) | Technical Potential | 0 | 0 | 0 | 0 | 0 | 0 | 0 | 0 | 0 | 0 | 0 | 0 | 0 | 0 | 0 | 0 | 0 | 0 | 0 | 0 | 0 | 0 | 0 | 0 | 0 | 0 | 0
F2_Commercial_OR - College_New_Water Heating_Natural Gas_Water Heater - Temperature Setback_A_Technical Potential | F2 | Commercial | OR - College | New | Water Heating | Natural Gas | Water Heater - Temperature Setback | A | Original Unit Summer Peak Savings (kW) | Technical Potential | 0 | 0 | 0 | 0 | 0 | 0 | 0 | 0 | 0 | 0 | 0 | 0 | 0 | 0 | 0 | 0 | 0 | 0 | 0 | 0 | 0 | 0 | 0 | 0 | 0 | 0 | 0
F3_Commercial_OR - College_New_Water Heating_Natural Gas_Water Heater - Temperature Setback_A_Technical Potential | F3 | Commercial | OR - College | New | Water Heating | Natural Gas | Water Heater - Temperature Setback | A | Original Unit Winter Peak Savings (kW) | Technical Potential | 0 | 0 | 0 | 0 | 0 | 0 | 0 | 0 | 0 | 0 | 0 | 0 | 0 | 0 | 0 | 0 | 0 | 0 | 0 | 0 | 0 | 0 | 0 | 0 | 0 | 0 | 0
F4_Commercial_OR - College_New_Water Heating_Natural Gas_Water Heater - Temperature Setback_A_Technical Potential | F4 | Commercial | OR - College | New | Water Heating | Natural Gas | Water Heater - Temperature Setback | A | Standalone Impact on Baseline Energy (%) | Technical Potential | 0 | 0 | 0 | 0 | 0 | 0 | 0 | 0 | 0 | 0 | 0 | 0 | 0 | 0 | 0 | 0 | 0 | 0 | 0 | 0 | 0 | 0 | 0 | 0 | 0 | 0 | 0
F5_Commercial_OR - College_New_Water Heating_Natural Gas_Water Heater - Temperature Setback_A_Technical Potential | F5 | Commercial | OR - College | New | Water Heating | Natural Gas | Water Heater - Temperature Setback | A | Standalone Impact on Baseline Summer Peak (%) | Technical Potential | 0 | 0 | 0 | 0 | 0 | 0 | 0 | 0 | 0 | 0 | 0 | 0 | 0 | 0 | 0 | 0 | 0 | 0 | 0 | 0 | 0 | 0 | 0 | 0 | 0 | 0 | 0
F6_Commercial_OR - College_New_Water Heating_Natural Gas_Water Heater - Temperature Setback_A_Technical Potential | F6 | Commercial | OR - College | New | Water Heating | Natural Gas | Water Heater - Temperature Setback | A | Standalone Impact on Baseline Winter Peak (%) | Technical Potential | 0 | 0 | 0 | 0 | 0 | 0 | 0 | 0 | 0 | 0 | 0 | 0 | 0 | 0 | 0 | 0 | 0 | 0 | 0 | 0 | 0 | 0 | 0 | 0 | 0 | 0 | 0
F7_Commercial_OR - College_New_Water Heating_Natural Gas_Water Heater - Temperature Setback_A_Technical Potential | F7 | Commercial | OR - College | New | Water Heating | Natural Gas | Water Heater - Temperature Setback | A | Incremental Energy Savings (MWh or mTherms) | Technical Potential | 0 | 0 | 0 | 0 | 0 | 0 | 0 | 0 | 0 | 0 | 0 | 0 | 0 | 0 | 0 | 0 | 0 | 0 | 0 | 0 | 0 | 0 | 0 | 0 | 0 | 0 | 0
F8_Commercial_OR - College_New_Water Heating_Natural Gas_Water Heater - Temperature Setback_A_Technical Potential | F8 | Commercial | OR - College | New | Water Heating | Natural Gas | Water Heater - Temperature Setback | A | Incremental Summer Peak Savings (MW) | Technical Potential | 0 | 0 | 0 | 0 | 0 | 0 | 0 | 0 | 0 | 0 | 0 | 0 | 0 | 0 | 0 | 0 | 0 | 0 | 0 | 0 | 0 | 0 | 0 | 0 | 0 | 0 | 0
F9_Commercial_OR - College_New_Water Heating_Natural Gas_Water Heater - Temperature Setback_A_Technical Potential | F9 | Commercial | OR - College | New | Water Heating | Natural Gas | Water Heater - Temperature Setback | A | Incremental Winter Peak Savings (MW) | Technical Potential | 0 | 0 | 0 | 0 | 0 | 0 | 0 | 0 | 0 | 0 | 0 | 0 | 0 | 0 | 0 | 0 | 0 | 0 | 0 | 0 | 0 | 0 | 0 | 0 | 0 | 0 | 0
F10_Commercial_OR - College_New_Water Heating_Natural Gas_Water Heater - Temperature Setback_A_Technical Potential | F10 | Commercial | OR - College | New | Water Heating | Natural Gas | Water Heater - Temperature Setback | A | Cumulative Energy Savings (MWh or mTherms) | Technical Potential | 0 | 0 | 0 | 0 | 0 | 0 | 0 | 0 | 0 | 0 | 0 | 0 | 0 | 0 | 0 | 0 | 0 | 0 | 0 | 0 | 0 | 0 | 0 | 0 | 0 | 0 | 0
F11_Commercial_OR - College_New_Water Heating_Natural Gas_Water Heater - Temperature Setback_A_Technical Potential | F11 | Commercial | OR - College | New | Water Heating | Natural Gas | Water Heater - Temperature Setback | A | Cumulative Summer Peak Savings (MW) | Technical Potential | 0 | 0 | 0 | 0 | 0 | 0 | 0 | 0 | 0 | 0 | 0 | 0 | 0 | 0 | 0 | 0 | 0 | 0 | 0 | 0 | 0 | 0 | 0 | 0 | 0 | 0 | 0
F12_Commercial_OR - College_New_Water Heating_Natural Gas_Water Heater - Temperature Setback_A_Technical Potential | F12 | Commercial | OR - College | New | Water Heating | Natural Gas | Water Heater - Temperature Setback | A | Cumulative Winter Peak Savings (MW) | Technical Potential | 0 | 0 | 0 | 0 | 0 | 0 | 0 | 0 | 0 | 0 | 0 | 0 | 0 | 0 | 0 | 0 | 0 | 0 | 0 | 0 | 0 | 0 | 0 | 0 | 0 | 0 | 0
F13_Commercial_OR - College_New_Water Heating_Natural Gas_Water Heater - Temperature Setback_A_Technical Potential | F13 | Commercial | OR - College | New | Water Heating | Natural Gas | Water Heater - Temperature Setback | A | Purchases (Incremental) | Technical Potential | 0 | 0 | 0 | 0 | 0 | 0 | 0 | 0 | 0 | 0 | 0 | 0 | 0 | 0 | 0 | 0 | 0 | 0 | 0 | 0 | 0 | 0 | 0 | 0 | 0 | 0 | 0
F14_Commercial_OR - College_New_Water Heating_Natural Gas_Water Heater - Temperature Setback_A_Technical Potential | F14 | Commercial | OR - College | New | Water Heating | Natural Gas | Water Heater - Temperature Setback | A | Purchases (Cumulative) | Technical Potential | 0 | 0 | 0 | 0 | 0 | 0 | 0 | 0 | 0 | 0 | 0 | 0 | 0 | 0 | 0 | 0 | 0 | 0 | 0 | 0 | 0 | 0 | 0 | 0 | 0 | 0 | 0
F1_Commercial_OR - College_New_Water Heating_Natural Gas_Water Heater - Faucet Aerators_A_Technical Potential | F1 | Commercial | OR - College | New | Water Heating | Natural Gas | Water Heater - Faucet Aerators | A | Original Unit Energy Savings (kWh or therms) | Technical Potential | 0 | 0 | 0 | 0 | 0 | 0 | 0 | 0 | 0 | 0 | 0 | 0 | 0 | 0 | 0 | 0 | 0 | 0 | 0 | 0 | 0 | 0 | 0 | 0 | 0 | 0 | 0
F2_Commercial_OR - College_New_Water Heating_Natural Gas_Water Heater - Faucet Aerators_A_Technical Potential | F2 | Commercial | OR - College | New | Water Heating | Natural Gas | Water Heater - Faucet Aerators | A | Original Unit Summer Peak Savings (kW) | Technical Potential | 0 | 0 | 0 | 0 | 0 | 0 | 0 | 0 | 0 | 0 | 0 | 0 | 0 | 0 | 0 | 0 | 0 | 0 | 0 | 0 | 0 | 0 | 0 | 0 | 0 | 0 | 0
F3_Commercial_OR - College_New_Water Heating_Natural Gas_Water Heater - Faucet Aerators_A_Technical Potential | F3 | Commercial | OR - College | New | Water Heating | Natural Gas | Water Heater - Faucet Aerators | A | Original Unit Winter Peak Savings (kW) | Technical Potential | 0 | 0 | 0 | 0 | 0 | 0 | 0 | 0 | 0 | 0 | 0 | 0 | 0 | 0 | 0 | 0 | 0 | 0 | 0 | 0 | 0 | 0 | 0 | 0 | 0 | 0 | 0
F4_Commercial_OR - College_New_Water Heating_Natural Gas_Water Heater - Faucet Aerators_A_Technical Potential | F4 | Commercial | OR - College | New | Water Heating | Natural Gas | Water Heater - Faucet Aerators | A | Standalone Impact on Baseline Energy (%) | Technical Potential | 0 | 0 | 0 | 0 | 0 | 0 | 0 | 0 | 0 | 0 | 0 | 0 | 0 | 0 | 0 | 0 | 0 | 0 | 0 | 0 | 0 | 0 | 0 | 0 | 0 | 0 | 0
F5_Commercial_OR - College_New_Water Heating_Natural Gas_Water Heater - Faucet Aerators_A_Technical Potential | F5 | Commercial | OR - College | New | Water Heating | Natural Gas | Water Heater - Faucet Aerators | A | Standalone Impact on Baseline Summer Peak (%) | Technical Potential | 0 | 0 | 0 | 0 | 0 | 0 | 0 | 0 | 0 | 0 | 0 | 0 | 0 | 0 | 0 | 0 | 0 | 0 | 0 | 0 | 0 | 0 | 0 | 0 | 0 | 0 | 0
F6_Commercial_OR - College_New_Water Heating_Natural Gas_Water Heater - Faucet Aerators_A_Technical Potential | F6 | Commercial | OR - College | New | Water Heating | Natural Gas | Water Heater - Faucet Aerators | A | Standalone Impact on Baseline Winter Peak (%) | Technical Potential | 0 | 0 | 0 | 0 | 0 | 0 | 0 | 0 | 0 | 0 | 0 | 0 | 0 | 0 | 0 | 0 | 0 | 0 | 0 | 0 | 0 | 0 | 0 | 0 | 0 | 0 | 0
F7_Commercial_OR - College_New_Water Heating_Natural Gas_Water Heater - Faucet Aerators_A_Technical Potential | F7 | Commercial | OR - College | New | Water Heating | Natural Gas | Water Heater - Faucet Aerators | A | Incremental Energy Savings (MWh or mTherms) | Technical Potential | 0 | 0 | 0 | 0 | 0 | 0 | 0 | 0 | 0 | 0 | 0 | 0 | 0 | 0 | 0 | 0 | 0 | 0 | 0 | 0 | 0 | 0 | 0 | 0 | 0 | 0 | 0
F8_Commercial_OR - College_New_Water Heating_Natural Gas_Water Heater - Faucet Aerators_A_Technical Potential | F8 | Commercial | OR - College | New | Water Heating | Natural Gas | Water Heater - Faucet Aerators | A | Incremental Summer Peak Savings (MW) | Technical Potential | 0 | 0 | 0 | 0 | 0 | 0 | 0 | 0 | 0 | 0 | 0 | 0 | 0 | 0 | 0 | 0 | 0 | 0 | 0 | 0 | 0 | 0 | 0 | 0 | 0 | 0 | 0
F9_Commercial_OR - College_New_Water Heating_Natural Gas_Water Heater - Faucet Aerators_A_Technical Potential | F9 | Commercial | OR - College | New | Water Heating | Natural Gas | Water Heater - Faucet Aerators | A | Incremental Winter Peak Savings (MW) | Technical Potential | 0 | 0 | 0 | 0 | 0 | 0 | 0 | 0 | 0 | 0 | 0 | 0 | 0 | 0 | 0 | 0 | 0 | 0 | 0 | 0 | 0 | 0 | 0 | 0 | 0 | 0 | 0
F10_Commercial_OR - College_New_Water Heating_Natural Gas_Water Heater - Faucet Aerators_A_Technical Potential | F10 | Commercial | OR - College | New | Water Heating | Natural Gas | Water Heater - Faucet Aerators | A | Cumulative Energy Savings (MWh or mTherms) | Technical Potential | 0 | 0 | 0 | 0 | 0 | 0 | 0 | 0 | 0 | 0 | 0 | 0 | 0 | 0 | 0 | 0 | 0 | 0 | 0 | 0 | 0 | 0 | 0 | 0 | 0 | 0 | 0
F11_Commercial_OR - College_New_Water Heating_Natural Gas_Water Heater - Faucet Aerators_A_Technical Potential | F11 | Commercial | OR - College | New | Water Heating | Natural Gas | Water Heater - Faucet Aerators | A | Cumulative Summer Peak Savings (MW) | Technical Potential | 0 | 0 | 0 | 0 | 0 | 0 | 0 | 0 | 0 | 0 | 0 | 0 | 0 | 0 | 0 | 0 | 0 | 0 | 0 | 0 | 0 | 0 | 0 | 0 | 0 | 0 | 0
F12_Commercial_OR - College_New_Water Heating_Natural Gas_Water Heater - Faucet Aerators_A_Technical Potential | F12 | Commercial | OR - College | New | Water Heating | Natural Gas | Water Heater - Faucet Aerators | A | Cumulative Winter Peak Savings (MW) | Technical Potential | 0 | 0 | 0 | 0 | 0 | 0 | 0 | 0 | 0 | 0 | 0 | 0 | 0 | 0 | 0 | 0 | 0 | 0 | 0 | 0 | 0 | 0 | 0 | 0 | 0 | 0 | 0
F13_Commercial_OR - College_New_Water Heating_Natural Gas_Water Heater - Faucet Aerators_A_Technical Potential | F13 | Commercial | OR - College | New | Water Heating | Natural Gas | Water Heater - Faucet Aerators | A | Purchases (Incremental) | Technical Potential | 0 | 0 | 0 | 0 | 0 | 0 | 0 | 0 | 0 | 0 | 0 | 0 | 0 | 0 | 0 | 0 | 0 | 0 | 0 | 0 | 0 | 0 | 0 | 0 | 0 | 0 | 0
F14_Commercial_OR - College_New_Water Heating_Natural Gas_Water Heater - Faucet Aerators_A_Technical Potential | F14 | Commercial | OR - College | New | Water Heating | Natural Gas | Water Heater - Faucet Aerators | A | Purchases (Cumulative) | Technical Potential | 0 | 0 | 0 | 0 | 0 | 0 | 0 | 0 | 0 | 0 | 0 | 0 | 0 | 0 | 0 | 0 | 0 | 0 | 0 | 0 | 0 | 0 | 0 | 0 | 0 | 0 | 0
F1_Commercial_OR - College_New_Water Heating_Natural Gas_Water Heater - Low-Flow Showerheads_A_Technical Potential | F1 | Commercial | OR - College | New | Water Heating | Natural Gas | Water Heater - Low-Flow Showerheads | A | Original Unit Energy Savings (kWh or therms) | Technical Potential | 0 | 0 | 0 | 0 | 0 | 0 | 0 | 0 | 0 | 0 | 0 | 0 | 0 | 0 | 0 | 0 | 0 | 0 | 0 | 0 | 0 | 0 | 0 | 0 | 0 | 0 | 0
F2_Commercial_OR - College_New_Water Heating_Natural Gas_Water Heater - Low-Flow Showerheads_A_Technical Potential | F2 | Commercial | OR - College | New | Water Heating | Natural Gas | Water Heater - Low-Flow Showerheads | A | Original Unit Summer Peak Savings (kW) | Technical Potential | 0 | 0 | 0 | 0 | 0 | 0 | 0 | 0 | 0 | 0 | 0 | 0 | 0 | 0 | 0 | 0 | 0 | 0 | 0 | 0 | 0 | 0 | 0 | 0 | 0 | 0 | 0
F3_Commercial_OR - College_New_Water Heating_Natural Gas_Water Heater - Low-Flow Showerheads_A_Technical Potential | F3 | Commercial | OR - College | New | Water Heating | Natural Gas | Water Heater - Low-Flow Showerheads | A | Original Unit Winter Peak Savings (kW) | Technical Potential | 0 | 0 | 0 | 0 | 0 | 0 | 0 | 0 | 0 | 0 | 0 | 0 | 0 | 0 | 0 | 0 | 0 | 0 | 0 | 0 | 0 | 0 | 0 | 0 | 0 | 0 | 0
F4_Commercial_OR - College_New_Water Heating_Natural Gas_Water Heater - Low-Flow Showerheads_A_Technical Potential | F4 | Commercial | OR - College | New | Water Heating | Natural Gas | Water Heater - Low-Flow Showerheads | A | Standalone Impact on Baseline Energy (%) | Technical Potential | 0 | 0 | 0 | 0 | 0 | 0 | 0 | 0 | 0 | 0 | 0 | 0 | 0 | 0 | 0 | 0 | 0 | 0 | 0 | 0 | 0 | 0 | 0 | 0 | 0 | 0 | 0
F5_Commercial_OR - College_New_Water Heating_Natural Gas_Water Heater - Low-Flow Showerheads_A_Technical Potential | F5 | Commercial | OR - College | New | Water Heating | Natural Gas | Water Heater - Low-Flow Showerheads | A | Standalone Impact on Baseline Summer Peak (%) | Technical Potential | 0 | 0 | 0 | 0 | 0 | 0 | 0 | 0 | 0 | 0 | 0 | 0 | 0 | 0 | 0 | 0 | 0 | 0 | 0 | 0 | 0 | 0 | 0 | 0 | 0 | 0 | 0
F6_Commercial_OR - College_New_Water Heating_Natural Gas_Water Heater - Low-Flow Showerheads_A_Technical Potential | F6 | Commercial | OR - College | New | Water Heating | Natural Gas | Water Heater - Low-Flow Showerheads | A | Standalone Impact on Baseline Winter Peak (%) | Technical Potential | 0 | 0 | 0 | 0 | 0 | 0 | 0 | 0 | 0 | 0 | 0 | 0 | 0 | 0 | 0 | 0 | 0 | 0 | 0 | 0 | 0 | 0 | 0 | 0 | 0 | 0 | 0
F7_Commercial_OR - College_New_Water Heating_Natural Gas_Water Heater - Low-Flow Showerheads_A_Technical Potential | F7 | Commercial | OR - College | New | Water Heating | Natural Gas | Water Heater - Low-Flow Showerheads | A | Incremental Energy Savings (MWh or mTherms) | Technical Potential | 0 | 0 | 0 | 0 | 0 | 0 | 0 | 0 | 0 | 0 | 0 | 0 | 0 | 0 | 0 | 0 | 0 | 0 | 0 | 0 | 0 | 0 | 0 | 0 | 0 | 0 | 0
F8_Commercial_OR - College_New_Water Heating_Natural Gas_Water Heater - Low-Flow Showerheads_A_Technical Potential | F8 | Commercial | OR - College | New | Water Heating | Natural Gas | Water Heater - Low-Flow Showerheads | A | Incremental Summer Peak Savings (MW) | Technical Potential | 0 | 0 | 0 | 0 | 0 | 0 | 0 | 0 | 0 | 0 | 0 | 0 | 0 | 0 | 0 | 0 | 0 | 0 | 0 | 0 | 0 | 0 | 0 | 0 | 0 | 0 | 0
F9_Commercial_OR - College_New_Water Heating_Natural Gas_Water Heater - Low-Flow Showerheads_A_Technical Potential | F9 | Commercial | OR - College | New | Water Heating | Natural Gas | Water Heater - Low-Flow Showerheads | A | Incremental Winter Peak Savings (MW) | Technical Potential | 0 | 0 | 0 | 0 | 0 | 0 | 0 | 0 | 0 | 0 | 0 | 0 | 0 | 0 | 0 | 0 | 0 | 0 | 0 | 0 | 0 | 0 | 0 | 0 | 0 | 0 | 0
F10_Commercial_OR - College_New_Water Heating_Natural Gas_Water Heater - Low-Flow Showerheads_A_Technical Potential | F10 | Commercial | OR - College | New | Water Heating | Natural Gas | Water Heater - Low-Flow Showerheads | A | Cumulative Energy Savings (MWh or mTherms) | Technical Potential | 0 | 0 | 0 | 0 | 0 | 0 | 0 | 0 | 0 | 0 | 0 | 0 | 0 | 0 | 0 | 0 | 0 | 0 | 0 | 0 | 0 | 0 | 0 | 0 | 0 | 0 | 0
F11_Commercial_OR - College_New_Water Heating_Natural Gas_Water Heater - Low-Flow Showerheads_A_Technical Potential | F11 | Commercial | OR - College | New | Water Heating | Natural Gas | Water Heater - Low-Flow Showerheads | A | Cumulative Summer Peak Savings (MW) | Technical Potential | 0 | 0 | 0 | 0 | 0 | 0 | 0 | 0 | 0 | 0 | 0 | 0 | 0 | 0 | 0 | 0 | 0 | 0 | 0 | 0 | 0 | 0 | 0 | 0 | 0 | 0 | 0
F12_Commercial_OR - College_New_Water Heating_Natural Gas_Water Heater - Low-Flow Showerheads_A_Technical Potential | F12 | Commercial | OR - College | New | Water Heating | Natural Gas | Water Heater - Low-Flow Showerheads | A | Cumulative Winter Peak Savings (MW) | Technical Potential | 0 | 0 | 0 | 0 | 0 | 0 | 0 | 0 | 0 | 0 | 0 | 0 | 0 | 0 | 0 | 0 | 0 | 0 | 0 | 0 | 0 | 0 | 0 | 0 | 0 | 0 | 0
F13_Commercial_OR - College_New_Water Heating_Natural Gas_Water Heater - Low-Flow Showerheads_A_Technical Potential | F13 | Commercial | OR - College | New | Water Heating | Natural Gas | Water Heater - Low-Flow Showerheads | A | Purchases (Incremental) | Technical Potential | 0 | 0 | 0 | 0 | 0 | 0 | 0 | 0 | 0 | 0 | 0 | 0 | 0 | 0 | 0 | 0 | 0 | 0 | 0 | 0 | 0 | 0 | 0 | 0 | 0 | 0 | 0
F14_Commercial_OR - College_New_Water Heating_Natural Gas_Water Heater - Low-Flow Showerheads_A_Technical Potential | F14 | Commercial | OR - College | New | Water Heating | Natural Gas | Water Heater - Low-Flow Showerheads | A | Purchases (Cumulative) | Technical Potential | 0 | 0 | 0 | 0 | 0 | 0 | 0 | 0 | 0 | 0 | 0 | 0 | 0 | 0 | 0 | 0 | 0 | 0 | 0 | 0 | 0 | 0 | 0 | 0 | 0 | 0 | 0
F1_Commercial_OR - College_New_Water Heating_Natural Gas_Water Heater - Tank Blanket/Insulation_A_Technical Potential | F1 | Commercial | OR - College | New | Water Heating | Natural Gas | Water Heater - Tank Blanket/Insulation | A | Original Unit Energy Savings (kWh or therms) | Technical Potential | 0 | 0 | 0 | 0 | 0 | 0 | 0 | 0 | 0 | 0 | 0 | 0 | 0 | 0 | 0 | 0 | 0 | 0 | 0 | 0 | 0 | 0 | 0 | 0 | 0 | 0 | 0
F2_Commercial_OR - College_New_Water Heating_Natural Gas_Water Heater - Tank Blanket/Insulation_A_Technical Potential | F2 | Commercial | OR - College | New | Water Heating | Natural Gas | Water Heater - Tank Blanket/Insulation | A | Original Unit Summer Peak Savings (kW) | Technical Potential | 0 | 0 | 0 | 0 | 0 | 0 | 0 | 0 | 0 | 0 | 0 | 0 | 0 | 0 | 0 | 0 | 0 | 0 | 0 | 0 | 0 | 0 | 0 | 0 | 0 | 0 | 0
F3_Commercial_OR - College_New_Water Heating_Natural Gas_Water Heater - Tank Blanket/Insulation_A_Technical Potential | F3 | Commercial | OR - College | New | Water Heating | Natural Gas | Water Heater - Tank Blanket/Insulation | A | Original Unit Winter Peak Savings (kW) | Technical Potential | 0 | 0 | 0 | 0 | 0 | 0 | 0 | 0 | 0 | 0 | 0 | 0 | 0 | 0 | 0 | 0 | 0 | 0 | 0 | 0 | 0 | 0 | 0 | 0 | 0 | 0 | 0
F4_Commercial_OR - College_New_Water Heating_Natural Gas_Water Heater - Tank Blanket/Insulation_A_Technical Potential | F4 | Commercial | OR - College | New | Water Heating | Natural Gas | Water Heater - Tank Blanket/Insulation | A | Standalone Impact on Baseline Energy (%) | Technical Potential | 0 | 0 | 0 | 0 | 0 | 0 | 0 | 0 | 0 | 0 | 0 | 0 | 0 | 0 | 0 | 0 | 0 | 0 | 0 | 0 | 0 | 0 | 0 | 0 | 0 | 0 | 0
F5_Commercial_OR - College_New_Water Heating_Natural Gas_Water Heater - Tank Blanket/Insulation_A_Technical Potential | F5 | Commercial | OR - College | New | Water Heating | Natural Gas | Water Heater - Tank Blanket/Insulation | A | Standalone Impact on Baseline Summer Peak (%) | Technical Potential | 0 | 0 | 0 | 0 | 0 | 0 | 0 | 0 | 0 | 0 | 0 | 0 | 0 | 0 | 0 | 0 | 0 | 0 | 0 | 0 | 0 | 0 | 0 | 0 | 0 | 0 | 0
F6_Commercial_OR - College_New_Water Heating_Natural Gas_Water Heater - Tank Blanket/Insulation_A_Technical Potential | F6 | Commercial | OR - College | New | Water Heating | Natural Gas | Water Heater - Tank Blanket/Insulation | A | Standalone Impact on Baseline Winter Peak (%) | Technical Potential | 0 | 0 | 0 | 0 | 0 | 0 | 0 | 0 | 0 | 0 | 0 | 0 | 0 | 0 | 0 | 0 | 0 | 0 | 0 | 0 | 0 | 0 | 0 | 0 | 0 | 0 | 0
F7_Commercial_OR - College_New_Water Heating_Natural Gas_Water Heater - Tank Blanket/Insulation_A_Technical Potential | F7 | Commercial | OR - College | New | Water Heating | Natural Gas | Water Heater - Tank Blanket/Insulation | A | Incremental Energy Savings (MWh or mTherms) | Technical Potential | 0 | 0 | 0 | 0 | 0 | 0 | 0 | 0 | 0 | 0 | 0 | 0 | 0 | 0 | 0 | 0 | 0 | 0 | 0 | 0 | 0 | 0 | 0 | 0 | 0 | 0 | 0
F8_Commercial_OR - College_New_Water Heating_Natural Gas_Water Heater - Tank Blanket/Insulation_A_Technical Potential | F8 | Commercial | OR - College | New | Water Heating | Natural Gas | Water Heater - Tank Blanket/Insulation | A | Incremental Summer Peak Savings (MW) | Technical Potential | 0 | 0 | 0 | 0 | 0 | 0 | 0 | 0 | 0 | 0 | 0 | 0 | 0 | 0 | 0 | 0 | 0 | 0 | 0 | 0 | 0 | 0 | 0 | 0 | 0 | 0 | 0
F9_Commercial_OR - College_New_Water Heating_Natural Gas_Water Heater - Tank Blanket/Insulation_A_Technical Potential | F9 | Commercial | OR - College | New | Water Heating | Natural Gas | Water Heater - Tank Blanket/Insulation | A | Incremental Winter Peak Savings (MW) | Technical Potential | 0 | 0 | 0 | 0 | 0 | 0 | 0 | 0 | 0 | 0 | 0 | 0 | 0 | 0 | 0 | 0 | 0 | 0 | 0 | 0 | 0 | 0 | 0 | 0 | 0 | 0 | 0
F10_Commercial_OR - College_New_Water Heating_Natural Gas_Water Heater - Tank Blanket/Insulation_A_Technical Potential | F10 | Commercial | OR - College | New | Water Heating | Natural Gas | Water Heater - Tank Blanket/Insulation | A | Cumulative Energy Savings (MWh or mTherms) | Technical Potential | 0 | 0 | 0 | 0 | 0 | 0 | 0 | 0 | 0 | 0 | 0 | 0 | 0 | 0 | 0 | 0 | 0 | 0 | 0 | 0 | 0 | 0 | 0 | 0 | 0 | 0 | 0
F11_Commercial_OR - College_New_Water Heating_Natural Gas_Water Heater - Tank Blanket/Insulation_A_Technical Potential | F11 | Commercial | OR - College | New | Water Heating | Natural Gas | Water Heater - Tank Blanket/Insulation | A | Cumulative Summer Peak Savings (MW) | Technical Potential | 0 | 0 | 0 | 0 | 0 | 0 | 0 | 0 | 0 | 0 | 0 | 0 | 0 | 0 | 0 | 0 | 0 | 0 | 0 | 0 | 0 | 0 | 0 | 0 | 0 | 0 | 0
F12_Commercial_OR - College_New_Water Heating_Natural Gas_Water Heater - Tank Blanket/Insulation_A_Technical Potential | F12 | Commercial | OR - College | New | Water Heating | Natural Gas | Water Heater - Tank Blanket/Insulation | A | Cumulative Winter Peak Savings (MW) | Technical Potential | 0 | 0 | 0 | 0 | 0 | 0 | 0 | 0 | 0 | 0 | 0 | 0 | 0 | 0 | 0 | 0 | 0 | 0 | 0 | 0 | 0 | 0 | 0 | 0 | 0 | 0 | 0
F13_Commercial_OR - College_New_Water Heating_Natural Gas_Water Heater - Tank Blanket/Insulation_A_Technical Potential | F13 | Commercial | OR - College | New | Water Heating | Natural Gas | Water Heater - Tank Blanket/Insulation | A | Purchases (Incremental) | Technical Potential | 0 | 0 | 0 | 0 | 0 | 0 | 0 | 0 | 0 | 0 | 0 | 0 | 0 | 0 | 0 | 0 | 0 | 0 | 0 | 0 | 0 | 0 | 0 | 0 | 0 | 0 | 0
F14_Commercial_OR - College_New_Water Heating_Natural Gas_Water Heater - Tank Blanket/Insulation_A_Technical Potential | F14 | Commercial | OR - College | New | Water Heating | Natural Gas | Water Heater - Tank Blanket/Insulation | A | Purchases (Cumulative) | Technical Potential | 0 | 0 | 0 | 0 | 0 | 0 | 0 | 0 | 0 | 0 | 0 | 0 | 0 | 0 | 0 | 0 | 0 | 0 | 0 | 0 | 0 | 0 | 0 | 0 | 0 | 0 | 0
F1_Commercial_OR - College_New_Water Heating_Natural Gas_Water Heater - Drainwater Heat Recovery_A_Technical Potential | F1 | Commercial | OR - College | New | Water Heating | Natural Gas | Water Heater - Drainwater Heat Recovery | A | Original Unit Energy Savings (kWh or therms) | Technical Potential | 0 | 0 | 0 | 0 | 0 | 0 | 0 | 0 | 0 | 0 | 0 | 0 | 0 | 0 | 0 | 0 | 0 | 0 | 0 | 0 | 0 | 0 | 0 | 0 | 0 | 0 | 0
F2_Commercial_OR - College_New_Water Heating_Natural Gas_Water Heater - Drainwater Heat Recovery_A_Technical Potential | F2 | Commercial | OR - College | New | Water Heating | Natural Gas | Water Heater - Drainwater Heat Recovery | A | Original Unit Summer Peak Savings (kW) | Technical Potential | 0 | 0 | 0 | 0 | 0 | 0 | 0 | 0 | 0 | 0 | 0 | 0 | 0 | 0 | 0 | 0 | 0 | 0 | 0 | 0 | 0 | 0 | 0 | 0 | 0 | 0 | 0
F3_Commercial_OR - College_New_Water Heating_Natural Gas_Water Heater - Drainwater Heat Recovery_A_Technical Potential | F3 | Commercial | OR - College | New | Water Heating | Natural Gas | Water Heater - Drainwater Heat Recovery | A | Original Unit Winter Peak Savings (kW) | Technical Potential | 0 | 0 | 0 | 0 | 0 | 0 | 0 | 0 | 0 | 0 | 0 | 0 | 0 | 0 | 0 | 0 | 0 | 0 | 0 | 0 | 0 | 0 | 0 | 0 | 0 | 0 | 0
F4_Commercial_OR - College_New_Water Heating_Natural Gas_Water Heater - Drainwater Heat Recovery_A_Technical Potential | F4 | Commercial | OR - College | New | Water Heating | Natural Gas | Water Heater - Drainwater Heat Recovery | A | Standalone Impact on Baseline Energy (%) | Technical Potential | 0 | 0 | 0 | 0 | 0 | 0 | 0 | 0 | 0 | 0 | 0 | 0 | 0 | 0 | 0 | 0 | 0 | 0 | 0 | 0 | 0 | 0 | 0 | 0 | 0 | 0 | 0
F5_Commercial_OR - College_New_Water Heating_Natural Gas_Water Heater - Drainwater Heat Recovery_A_Technical Potential | F5 | Commercial | OR - College | New | Water Heating | Natural Gas | Water Heater - Drainwater Heat Recovery | A | Standalone Impact on Baseline Summer Peak (%) | Technical Potential | 0 | 0 | 0 | 0 | 0 | 0 | 0 | 0 | 0 | 0 | 0 | 0 | 0 | 0 | 0 | 0 | 0 | 0 | 0 | 0 | 0 | 0 | 0 | 0 | 0 | 0 | 0
F6_Commercial_OR - College_New_Water Heating_Natural Gas_Water Heater - Drainwater Heat Recovery_A_Technical Potential | F6 | Commercial | OR - College | New | Water Heating | Natural Gas | Water Heater - Drainwater Heat Recovery | A | Standalone Impact on Baseline Winter Peak (%) | Technical Potential | 0 | 0 | 0 | 0 | 0 | 0 | 0 | 0 | 0 | 0 | 0 | 0 | 0 | 0 | 0 | 0 | 0 | 0 | 0 | 0 | 0 | 0 | 0 | 0 | 0 | 0 | 0
F7_Commercial_OR - College_New_Water Heating_Natural Gas_Water Heater - Drainwater Heat Recovery_A_Technical Potential | F7 | Commercial | OR - College | New | Water Heating | Natural Gas | Water Heater - Drainwater Heat Recovery | A | Incremental Energy Savings (MWh or mTherms) | Technical Potential | 0 | 0 | 0 | 0 | 0 | 0 | 0 | 0 | 0 | 0 | 0 | 0 | 0 | 0 | 0 | 0 | 0 | 0 | 0 | 0 | 0 | 0 | 0 | 0 | 0 | 0 | 0
F8_Commercial_OR - College_New_Water Heating_Natural Gas_Water Heater - Drainwater Heat Recovery_A_Technical Potential | F8 | Commercial | OR - College | New | Water Heating | Natural Gas | Water Heater - Drainwater Heat Recovery | A | Incremental Summer Peak Savings (MW) | Technical Potential | 0 | 0 | 0 | 0 | 0 | 0 | 0 | 0 | 0 | 0 | 0 | 0 | 0 | 0 | 0 | 0 | 0 | 0 | 0 | 0 | 0 | 0 | 0 | 0 | 0 | 0 | 0
F9_Commercial_OR - College_New_Water Heating_Natural Gas_Water Heater - Drainwater Heat Recovery_A_Technical Potential | F9 | Commercial | OR - College | New | Water Heating | Natural Gas | Water Heater - Drainwater Heat Recovery | A | Incremental Winter Peak Savings (MW) | Technical Potential | 0 | 0 | 0 | 0 | 0 | 0 | 0 | 0 | 0 | 0 | 0 | 0 | 0 | 0 | 0 | 0 | 0 | 0 | 0 | 0 | 0 | 0 | 0 | 0 | 0 | 0 | 0
F10_Commercial_OR - College_New_Water Heating_Natural Gas_Water Heater - Drainwater Heat Recovery_A_Technical Potential | F10 | Commercial | OR - College | New | Water Heating | Natural Gas | Water Heater - Drainwater Heat Recovery | A | Cumulative Energy Savings (MWh or mTherms) | Technical Potential | 0 | 0 | 0 | 0 | 0 | 0 | 0 | 0 | 0 | 0 | 0 | 0 | 0 | 0 | 0 | 0 | 0 | 0 | 0 | 0 | 0 | 0 | 0 | 0 | 0 | 0 | 0
F11_Commercial_OR - College_New_Water Heating_Natural Gas_Water Heater - Drainwater Heat Recovery_A_Technical Potential | F11 | Commercial | OR - College | New | Water Heating | Natural Gas | Water Heater - Drainwater Heat Recovery | A | Cumulative Summer Peak Savings (MW) | Technical Potential | 0 | 0 | 0 | 0 | 0 | 0 | 0 | 0 | 0 | 0 | 0 | 0 | 0 | 0 | 0 | 0 | 0 | 0 | 0 | 0 | 0 | 0 | 0 | 0 | 0 | 0 | 0
F12_Commercial_OR - College_New_Water Heating_Natural Gas_Water Heater - Drainwater Heat Recovery_A_Technical Potential | F12 | Commercial | OR - College | New | Water Heating | Natural Gas | Water Heater - Drainwater Heat Recovery | A | Cumulative Winter Peak Savings (MW) | Technical Potential | 0 | 0 | 0 | 0 | 0 | 0 | 0 | 0 | 0 | 0 | 0 | 0 | 0 | 0 | 0 | 0 | 0 | 0 | 0 | 0 | 0 | 0 | 0 | 0 | 0 | 0 | 0
F13_Commercial_OR - College_New_Water Heating_Natural Gas_Water Heater - Drainwater Heat Recovery_A_Technical Potential | F13 | Commercial | OR - College | New | Water Heating | Natural Gas | Water Heater - Drainwater Heat Recovery | A | Purchases (Incremental) | Technical Potential | 0 | 0 | 0 | 0 | 0 | 0 | 0 | 0 | 0 | 0 | 0 | 0 | 0 | 0 | 0 | 0 | 0 | 0 | 0 | 0 | 0 | 0 | 0 | 0 | 0 | 0 | 0
F14_Commercial_OR - College_New_Water Heating_Natural Gas_Water Heater - Drainwater Heat Recovery_A_Technical Potential | F14 | Commercial | OR - College | New | Water Heating | Natural Gas | Water Heater - Drainwater Heat Recovery | A | Purchases (Cumulative) | Technical Potential | 0 | 0 | 0 | 0 | 0 | 0 | 0 | 0 | 0 | 0 | 0 | 0 | 0 | 0 | 0 | 0 | 0 | 0 | 0 | 0 | 0 | 0 | 0 | 0 | 0 | 0 | 0
F1_Commercial_OR - College_New_Water Heating_Natural Gas_Water Heater - Circulation Pump Controls_A_Technical Potential | F1 | Commercial | OR - College | New | Water Heating | Natural Gas | Water Heater - Circulation Pump Controls | A | Original Unit Energy Savings (kWh or therms) | Technical Potential | 0 | 0 | 0 | 0 | 0 | 0 | 0 | 0 | 0 | 0 | 0 | 0 | 0 | 0 | 0 | 0 | 0 | 0 | 0 | 0 | 0 | 0 | 0 | 0 | 0 | 0 | 0
F2_Commercial_OR - College_New_Water Heating_Natural Gas_Water Heater - Circulation Pump Controls_A_Technical Potential | F2 | Commercial | OR - College | New | Water Heating | Natural Gas | Water Heater - Circulation Pump Controls | A | Original Unit Summer Peak Savings (kW) | Technical Potential | 0 | 0 | 0 | 0 | 0 | 0 | 0 | 0 | 0 | 0 | 0 | 0 | 0 | 0 | 0 | 0 | 0 | 0 | 0 | 0 | 0 | 0 | 0 | 0 | 0 | 0 | 0
F3_Commercial_OR - College_New_Water Heating_Natural Gas_Water Heater - Circulation Pump Controls_A_Technical Potential | F3 | Commercial | OR - College | New | Water Heating | Natural Gas | Water Heater - Circulation Pump Controls | A | Original Unit Winter Peak Savings (kW) | Technical Potential | 0 | 0 | 0 | 0 | 0 | 0 | 0 | 0 | 0 | 0 | 0 | 0 | 0 | 0 | 0 | 0 | 0 | 0 | 0 | 0 | 0 | 0 | 0 | 0 | 0 | 0 | 0
F4_Commercial_OR - College_New_Water Heating_Natural Gas_Water Heater - Circulation Pump Controls_A_Technical Potential | F4 | Commercial | OR - College | New | Water Heating | Natural Gas | Water Heater - Circulation Pump Controls | A | Standalone Impact on Baseline Energy (%) | Technical Potential | 0 | 0 | 0 | 0 | 0 | 0 | 0 | 0 | 0 | 0 | 0 | 0 | 0 | 0 | 0 | 0 | 0 | 0 | 0 | 0 | 0 | 0 | 0 | 0 | 0 | 0 | 0
F5_Commercial_OR - College_New_Water Heating_Natural Gas_Water Heater - Circulation Pump Controls_A_Technical Potential | F5 | Commercial | OR - College | New | Water Heating | Natural Gas | Water Heater - Circulation Pump Controls | A | Standalone Impact on Baseline Summer Peak (%) | Technical Potential | 0 | 0 | 0 | 0 | 0 | 0 | 0 | 0 | 0 | 0 | 0 | 0 | 0 | 0 | 0 | 0 | 0 | 0 | 0 | 0 | 0 | 0 | 0 | 0 | 0 | 0 | 0
F6_Commercial_OR - College_New_Water Heating_Natural Gas_Water Heater - Circulation Pump Controls_A_Technical Potential | F6 | Commercial | OR - College | New | Water Heating | Natural Gas | Water Heater - Circulation Pump Controls | A | Standalone Impact on Baseline Winter Peak (%) | Technical Potential | 0 | 0 | 0 | 0 | 0 | 0 | 0 | 0 | 0 | 0 | 0 | 0 | 0 | 0 | 0 | 0 | 0 | 0 | 0 | 0 | 0 | 0 | 0 | 0 | 0 | 0 | 0
F7_Commercial_OR - College_New_Water Heating_Natural Gas_Water Heater - Circulation Pump Controls_A_Technical Potential | F7 | Commercial | OR - College | New | Water Heating | Natural Gas | Water Heater - Circulation Pump Controls | A | Incremental Energy Savings (MWh or mTherms) | Technical Potential | 0 | 0 | 0 | 0 | 0 | 0 | 0 | 0 | 0 | 0 | 0 | 0 | 0 | 0 | 0 | 0 | 0 | 0 | 0 | 0 | 0 | 0 | 0 | 0 | 0 | 0 | 0
F8_Commercial_OR - College_New_Water Heating_Natural Gas_Water Heater - Circulation Pump Controls_A_Technical Potential | F8 | Commercial | OR - College | New | Water Heating | Natural Gas | Water Heater - Circulation Pump Controls | A | Incremental Summer Peak Savings (MW) | Technical Potential | 0 | 0 | 0 | 0 | 0 | 0 | 0 | 0 | 0 | 0 | 0 | 0 | 0 | 0 | 0 | 0 | 0 | 0 | 0 | 0 | 0 | 0 | 0 | 0 | 0 | 0 | 0
F9_Commercial_OR - College_New_Water Heating_Natural Gas_Water Heater - Circulation Pump Controls_A_Technical Potential | F9 | Commercial | OR - College | New | Water Heating | Natural Gas | Water Heater - Circulation Pump Controls | A | Incremental Winter Peak Savings (MW) | Technical Potential | 0 | 0 | 0 | 0 | 0 | 0 | 0 | 0 | 0 | 0 | 0 | 0 | 0 | 0 | 0 | 0 | 0 | 0 | 0 | 0 | 0 | 0 | 0 | 0 | 0 | 0 | 0
F10_Commercial_OR - College_New_Water Heating_Natural Gas_Water Heater - Circulation Pump Controls_A_Technical Potential | F10 | Commercial | OR - College | New | Water Heating | Natural Gas | Water Heater - Circulation Pump Controls | A | Cumulative Energy Savings (MWh or mTherms) | Technical Potential | 0 | 0 | 0 | 0 | 0 | 0 | 0 | 0 | 0 | 0 | 0 | 0 | 0 | 0 | 0 | 0 | 0 | 0 | 0 | 0 | 0 | 0 | 0 | 0 | 0 | 0 | 0
F11_Commercial_OR - College_New_Water Heating_Natural Gas_Water Heater - Circulation Pump Controls_A_Technical Potential | F11 | Commercial | OR - College | New | Water Heating | Natural Gas | Water Heater - Circulation Pump Controls | A | Cumulative Summer Peak Savings (MW) | Technical Potential | 0 | 0 | 0 | 0 | 0 | 0 | 0 | 0 | 0 | 0 | 0 | 0 | 0 | 0 | 0 | 0 | 0 | 0 | 0 | 0 | 0 | 0 | 0 | 0 | 0 | 0 | 0
F12_Commercial_OR - College_New_Water Heating_Natural Gas_Water Heater - Circulation Pump Controls_A_Technical Potential | F12 | Commercial | OR - College | New | Water Heating | Natural Gas | Water Heater - Circulation Pump Controls | A | Cumulative Winter Peak Savings (MW) | Technical Potential | 0 | 0 | 0 | 0 | 0 | 0 | 0 | 0 | 0 | 0 | 0 | 0 | 0 | 0 | 0 | 0 | 0 | 0 | 0 | 0 | 0 | 0 | 0 | 0 | 0 | 0 | 0
F13_Commercial_OR - College_New_Water Heating_Natural Gas_Water Heater - Circulation Pump Controls_A_Technical Potential | F13 | Commercial | OR - College | New | Water Heating | Natural Gas | Water Heater - Circulation Pump Controls | A | Purchases (Incremental) | Technical Potential | 0 | 0 | 0 | 0 | 0 | 0 | 0 | 0 | 0 | 0 | 0 | 0 | 0 | 0 | 0 | 0 | 0 | 0 | 0 | 0 | 0 | 0 | 0 | 0 | 0 | 0 | 0
F14_Commercial_OR - College_New_Water Heating_Natural Gas_Water Heater - Circulation Pump Controls_A_Technical Potential | F14 | Commercial | OR - College | New | Water Heating | Natural Gas | Water Heater - Circulation Pump Controls | A | Purchases (Cumulative) | Technical Potential | 0 | 0 | 0 | 0 | 0 | 0 | 0 | 0 | 0 | 0 | 0 | 0 | 0 | 0 | 0 | 0 | 0 | 0 | 0 | 0 | 0 | 0 | 0 | 0 | 0 | 0 | 0
F1_Commercial_OR - College_New_Water Heating_Natural Gas_Water Heater - Pipe Insulation_A_Technical Potential | F1 | Commercial | OR - College | New | Water Heating | Natural Gas | Water Heater - Pipe Insulation | A | Original Unit Energy Savings (kWh or therms) | Technical Potential | 0 | 0 | 0 | 0 | 0 | 0 | 0 | 0 | 0 | 0 | 0 | 0 | 0 | 0 | 0 | 0 | 0 | 0 | 0 | 0 | 0 | 0 | 0 | 0 | 0 | 0 | 0
F2_Commercial_OR - College_New_Water Heating_Natural Gas_Water Heater - Pipe Insulation_A_Technical Potential | F2 | Commercial | OR - College | New | Water Heating | Natural Gas | Water Heater - Pipe Insulation | A | Original Unit Summer Peak Savings (kW) | Technical Potential | 0 | 0 | 0 | 0 | 0 | 0 | 0 | 0 | 0 | 0 | 0 | 0 | 0 | 0 | 0 | 0 | 0 | 0 | 0 | 0 | 0 | 0 | 0 | 0 | 0 | 0 | 0
F3_Commercial_OR - College_New_Water Heating_Natural Gas_Water Heater - Pipe Insulation_A_Technical Potential | F3 | Commercial | OR - College | New | Water Heating | Natural Gas | Water Heater - Pipe Insulation | A | Original Unit Winter Peak Savings (kW) | Technical Potential | 0 | 0 | 0 | 0 | 0 | 0 | 0 | 0 | 0 | 0 | 0 | 0 | 0 | 0 | 0 | 0 | 0 | 0 | 0 | 0 | 0 | 0 | 0 | 0 | 0 | 0 | 0
F4_Commercial_OR - College_New_Water Heating_Natural Gas_Water Heater - Pipe Insulation_A_Technical Potential | F4 | Commercial | OR - College | New | Water Heating | Natural Gas | Water Heater - Pipe Insulation | A | Standalone Impact on Baseline Energy (%) | Technical Potential | 0 | 0 | 0 | 0 | 0 | 0 | 0 | 0 | 0 | 0 | 0 | 0 | 0 | 0 | 0 | 0 | 0 | 0 | 0 | 0 | 0 | 0 | 0 | 0 | 0 | 0 | 0
F5_Commercial_OR - College_New_Water Heating_Natural Gas_Water Heater - Pipe Insulation_A_Technical Potential | F5 | Commercial | OR - College | New | Water Heating | Natural Gas | Water Heater - Pipe Insulation | A | Standalone Impact on Baseline Summer Peak (%) | Technical Potential | 0 | 0 | 0 | 0 | 0 | 0 | 0 | 0 | 0 | 0 | 0 | 0 | 0 | 0 | 0 | 0 | 0 | 0 | 0 | 0 | 0 | 0 | 0 | 0 | 0 | 0 | 0
F6_Commercial_OR - College_New_Water Heating_Natural Gas_Water Heater - Pipe Insulation_A_Technical Potential | F6 | Commercial | OR - College | New | Water Heating | Natural Gas | Water Heater - Pipe Insulation | A | Standalone Impact on Baseline Winter Peak (%) | Technical Potential | 0 | 0 | 0 | 0 | 0 | 0 | 0 | 0 | 0 | 0 | 0 | 0 | 0 | 0 | 0 | 0 | 0 | 0 | 0 | 0 | 0 | 0 | 0 | 0 | 0 | 0 | 0
F7_Commercial_OR - College_New_Water Heating_Natural Gas_Water Heater - Pipe Insulation_A_Technical Potential | F7 | Commercial | OR - College | New | Water Heating | Natural Gas | Water Heater - Pipe Insulation | A | Incremental Energy Savings (MWh or mTherms) | Technical Potential | 0 | 0 | 0 | 0 | 0 | 0 | 0 | 0 | 0 | 0 | 0 | 0 | 0 | 0 | 0 | 0 | 0 | 0 | 0 | 0 | 0 | 0 | 0 | 0 | 0 | 0 | 0
F8_Commercial_OR - College_New_Water Heating_Natural Gas_Water Heater - Pipe Insulation_A_Technical Potential | F8 | Commercial | OR - College | New | Water Heating | Natural Gas | Water Heater - Pipe Insulation | A | Incremental Summer Peak Savings (MW) | Technical Potential | 0 | 0 | 0 | 0 | 0 | 0 | 0 | 0 | 0 | 0 | 0 | 0 | 0 | 0 | 0 | 0 | 0 | 0 | 0 | 0 | 0 | 0 | 0 | 0 | 0 | 0 | 0
F9_Commercial_OR - College_New_Water Heating_Natural Gas_Water Heater - Pipe Insulation_A_Technical Potential | F9 | Commercial | OR - College | New | Water Heating | Natural Gas | Water Heater - Pipe Insulation | A | Incremental Winter Peak Savings (MW) | Technical Potential | 0 | 0 | 0 | 0 | 0 | 0 | 0 | 0 | 0 | 0 | 0 | 0 | 0 | 0 | 0 | 0 | 0 | 0 | 0 | 0 | 0 | 0 | 0 | 0 | 0 | 0 | 0
F10_Commercial_OR - College_New_Water Heating_Natural Gas_Water Heater - Pipe Insulation_A_Technical Potential | F10 | Commercial | OR - College | New | Water Heating | Natural Gas | Water Heater - Pipe Insulation | A | Cumulative Energy Savings (MWh or mTherms) | Technical Potential | 0 | 0 | 0 | 0 | 0 | 0 | 0 | 0 | 0 | 0 | 0 | 0 | 0 | 0 | 0 | 0 | 0 | 0 | 0 | 0 | 0 | 0 | 0 | 0 | 0 | 0 | 0
F11_Commercial_OR - College_New_Water Heating_Natural Gas_Water Heater - Pipe Insulation_A_Technical Potential | F11 | Commercial | OR - College | New | Water Heating | Natural Gas | Water Heater - Pipe Insulation | A | Cumulative Summer Peak Savings (MW) | Technical Potential | 0 | 0 | 0 | 0 | 0 | 0 | 0 | 0 | 0 | 0 | 0 | 0 | 0 | 0 | 0 | 0 | 0 | 0 | 0 | 0 | 0 | 0 | 0 | 0 | 0 | 0 | 0
F12_Commercial_OR - College_New_Water Heating_Natural Gas_Water Heater - Pipe Insulation_A_Technical Potential | F12 | Commercial | OR - College | New | Water Heating | Natural Gas | Water Heater - Pipe Insulation | A | Cumulative Winter Peak Savings (MW) | Technical Potential | 0 | 0 | 0 | 0 | 0 | 0 | 0 | 0 | 0 | 0 | 0 | 0 | 0 | 0 | 0 | 0 | 0 | 0 | 0 | 0 | 0 | 0 | 0 | 0 | 0 | 0 | 0
F13_Commercial_OR - College_New_Water Heating_Natural Gas_Water Heater - Pipe Insulation_A_Technical Potential | F13 | Commercial | OR - College | New | Water Heating | Natural Gas | Water Heater - Pipe Insulation | A | Purchases (Incremental) | Technical Potential | 0 | 0 | 0 | 0 | 0 | 0 | 0 | 0 | 0 | 0 | 0 | 0 | 0 | 0 | 0 | 0 | 0 | 0 | 0 | 0 | 0 | 0 | 0 | 0 | 0 | 0 | 0
F14_Commercial_OR - College_New_Water Heating_Natural Gas_Water Heater - Pipe Insulation_A_Technical Potential | F14 | Commercial | OR - College | New | Water Heating | Natural Gas | Water Heater - Pipe Insulation | A | Purchases (Cumulative) | Technical Potential | 0 | 0 | 0 | 0 | 0 | 0 | 0 | 0 | 0 | 0 | 0 | 0 | 0 | 0 | 0 | 0 | 0 | 0 | 0 | 0 | 0 | 0 | 0 | 0 | 0 | 0 | 0
F1_Commercial_OR - College_New_Water Heating_Natural Gas_Water Heater - Motion Control Faucet_A_Technical Potential | F1 | Commercial | OR - College | New | Water Heating | Natural Gas | Water Heater - Motion Control Faucet | A | Original Unit Energy Savings (kWh or therms) | Technical Potential | 0 | 0 | 0 | 0 | 0 | 0 | 0 | 0 | 0 | 0 | 0 | 0 | 0 | 0 | 0 | 0 | 0 | 0 | 0 | 0 | 0 | 0 | 0 | 0 | 0 | 0 | 0
F2_Commercial_OR - College_New_Water Heating_Natural Gas_Water Heater - Motion Control Faucet_A_Technical Potential | F2 | Commercial | OR - College | New | Water Heating | Natural Gas | Water Heater - Motion Control Faucet | A | Original Unit Summer Peak Savings (kW) | Technical Potential | 0 | 0 | 0 | 0 | 0 | 0 | 0 | 0 | 0 | 0 | 0 | 0 | 0 | 0 | 0 | 0 | 0 | 0 | 0 | 0 | 0 | 0 | 0 | 0 | 0 | 0 | 0
F3_Commercial_OR - College_New_Water Heating_Natural Gas_Water Heater - Motion Control Faucet_A_Technical Potential | F3 | Commercial | OR - College | New | Water Heating | Natural Gas | Water Heater - Motion Control Faucet | A | Original Unit Winter Peak Savings (kW) | Technical Potential | 0 | 0 | 0 | 0 | 0 | 0 | 0 | 0 | 0 | 0 | 0 | 0 | 0 | 0 | 0 | 0 | 0 | 0 | 0 | 0 | 0 | 0 | 0 | 0 | 0 | 0 | 0
F4_Commercial_OR - College_New_Water Heating_Natural Gas_Water Heater - Motion Control Faucet_A_Technical Potential | F4 | Commercial | OR - College | New | Water Heating | Natural Gas | Water Heater - Motion Control Faucet | A | Standalone Impact on Baseline Energy (%) | Technical Potential | 0 | 0 | 0 | 0 | 0 | 0 | 0 | 0 | 0 | 0 | 0 | 0 | 0 | 0 | 0 | 0 | 0 | 0 | 0 | 0 | 0 | 0 | 0 | 0 | 0 | 0 | 0
F5_Commercial_OR - College_New_Water Heating_Natural Gas_Water Heater - Motion Control Faucet_A_Technical Potential | F5 | Commercial | OR - College | New | Water Heating | Natural Gas | Water Heater - Motion Control Faucet | A | Standalone Impact on Baseline Summer Peak (%) | Technical Potential | 0 | 0 | 0 | 0 | 0 | 0 | 0 | 0 | 0 | 0 | 0 | 0 | 0 | 0 | 0 | 0 | 0 | 0 | 0 | 0 | 0 | 0 | 0 | 0 | 0 | 0 | 0
F6_Commercial_OR - College_New_Water Heating_Natural Gas_Water Heater - Motion Control Faucet_A_Technical Potential | F6 | Commercial | OR - College | New | Water Heating | Natural Gas | Water Heater - Motion Control Faucet | A | Standalone Impact on Baseline Winter Peak (%) | Technical Potential | 0 | 0 | 0 | 0 | 0 | 0 | 0 | 0 | 0 | 0 | 0 | 0 | 0 | 0 | 0 | 0 | 0 | 0 | 0 | 0 | 0 | 0 | 0 | 0 | 0 | 0 | 0
F7_Commercial_OR - College_New_Water Heating_Natural Gas_Water Heater - Motion Control Faucet_A_Technical Potential | F7 | Commercial | OR - College | New | Water Heating | Natural Gas | Water Heater - Motion Control Faucet | A | Incremental Energy Savings (MWh or mTherms) | Technical Potential | 0 | 0 | 0 | 0 | 0 | 0 | 0 | 0 | 0 | 0 | 0 | 0 | 0 | 0 | 0 | 0 | 0 | 0 | 0 | 0 | 0 | 0 | 0 | 0 | 0 | 0 | 0
F8_Commercial_OR - College_New_Water Heating_Natural Gas_Water Heater - Motion Control Faucet_A_Technical Potential | F8 | Commercial | OR - College | New | Water Heating | Natural Gas | Water Heater - Motion Control Faucet | A | Incremental Summer Peak Savings (MW) | Technical Potential | 0 | 0 | 0 | 0 | 0 | 0 | 0 | 0 | 0 | 0 | 0 | 0 | 0 | 0 | 0 | 0 | 0 | 0 | 0 | 0 | 0 | 0 | 0 | 0 | 0 | 0 | 0
F9_Commercial_OR - College_New_Water Heating_Natural Gas_Water Heater - Motion Control Faucet_A_Technical Potential | F9 | Commercial | OR - College | New | Water Heating | Natural Gas | Water Heater - Motion Control Faucet | A | Incremental Winter Peak Savings (MW) | Technical Potential | 0 | 0 | 0 | 0 | 0 | 0 | 0 | 0 | 0 | 0 | 0 | 0 | 0 | 0 | 0 | 0 | 0 | 0 | 0 | 0 | 0 | 0 | 0 | 0 | 0 | 0 | 0
F10_Commercial_OR - College_New_Water Heating_Natural Gas_Water Heater - Motion Control Faucet_A_Technical Potential | F10 | Commercial | OR - College | New | Water Heating | Natural Gas | Water Heater - Motion Control Faucet | A | Cumulative Energy Savings (MWh or mTherms) | Technical Potential | 0 | 0 | 0 | 0 | 0 | 0 | 0 | 0 | 0 | 0 | 0 | 0 | 0 | 0 | 0 | 0 | 0 | 0 | 0 | 0 | 0 | 0 | 0 | 0 | 0 | 0 | 0
F11_Commercial_OR - College_New_Water Heating_Natural Gas_Water Heater - Motion Control Faucet_A_Technical Potential | F11 | Commercial | OR - College | New | Water Heating | Natural Gas | Water Heater - Motion Control Faucet | A | Cumulative Summer Peak Savings (MW) | Technical Potential | 0 | 0 | 0 | 0 | 0 | 0 | 0 | 0 | 0 | 0 | 0 | 0 | 0 | 0 | 0 | 0 | 0 | 0 | 0 | 0 | 0 | 0 | 0 | 0 | 0 | 0 | 0
F12_Commercial_OR - College_New_Water Heating_Natural Gas_Water Heater - Motion Control Faucet_A_Technical Potential | F12 | Commercial | OR - College | New | Water Heating | Natural Gas | Water Heater - Motion Control Faucet | A | Cumulative Winter Peak Savings (MW) | Technical Potential | 0 | 0 | 0 | 0 | 0 | 0 | 0 | 0 | 0 | 0 | 0 | 0 | 0 | 0 | 0 | 0 | 0 | 0 | 0 | 0 | 0 | 0 | 0 | 0 | 0 | 0 | 0
F13_Commercial_OR - College_New_Water Heating_Natural Gas_Water Heater - Motion Control Faucet_A_Technical Potential | F13 | Commercial | OR - College | New | Water Heating | Natural Gas | Water Heater - Motion Control Faucet | A | Purchases (Incremental) | Technical Potential | 0 | 0 | 0 | 0 | 0 | 0 | 0 | 0 | 0 | 0 | 0 | 0 | 0 | 0 | 0 | 0 | 0 | 0 | 0 | 0 | 0 | 0 | 0 | 0 | 0 | 0 | 0
F14_Commercial_OR - College_New_Water Heating_Natural Gas_Water Heater - Motion Control Faucet_A_Technical Potential | F14 | Commercial | OR - College | New | Water Heating | Natural Gas | Water Heater - Motion Control Faucet | A | Purchases (Cumulative) | Technical Potential | 0 | 0 | 0 | 0 | 0 | 0 | 0 | 0 | 0 | 0 | 0 | 0 | 0 | 0 | 0 | 0 | 0 | 0 | 0 | 0 | 0 | 0 | 0 | 0 | 0 | 0 | 0
F1_Commercial_OR - College_New_Water Heating_Natural Gas_Water Heater - Solar System_A_Technical Potential | F1 | Commercial | OR - College | New | Water Heating | Natural Gas | Water Heater - Solar System | A | Original Unit Energy Savings (kWh or therms) | Technical Potential | 0 | 0 | 0 | 0 | 0 | 0 | 0 | 0 | 0 | 0 | 0 | 0 | 0 | 0 | 0 | 0 | 0 | 0 | 0 | 0 | 0 | 0 | 0 | 0 | 0 | 0 | 0
F2_Commercial_OR - College_New_Water Heating_Natural Gas_Water Heater - Solar System_A_Technical Potential | F2 | Commercial | OR - College | New | Water Heating | Natural Gas | Water Heater - Solar System | A | Original Unit Summer Peak Savings (kW) | Technical Potential | 0 | 0 | 0 | 0 | 0 | 0 | 0 | 0 | 0 | 0 | 0 | 0 | 0 | 0 | 0 | 0 | 0 | 0 | 0 | 0 | 0 | 0 | 0 | 0 | 0 | 0 | 0
F3_Commercial_OR - College_New_Water Heating_Natural Gas_Water Heater - Solar System_A_Technical Potential | F3 | Commercial | OR - College | New | Water Heating | Natural Gas | Water Heater - Solar System | A | Original Unit Winter Peak Savings (kW) | Technical Potential | 0 | 0 | 0 | 0 | 0 | 0 | 0 | 0 | 0 | 0 | 0 | 0 | 0 | 0 | 0 | 0 | 0 | 0 | 0 | 0 | 0 | 0 | 0 | 0 | 0 | 0 | 0
F4_Commercial_OR - College_New_Water Heating_Natural Gas_Water Heater - Solar System_A_Technical Potential | F4 | Commercial | OR - College | New | Water Heating | Natural Gas | Water Heater - Solar System | A | Standalone Impact on Baseline Energy (%) | Technical Potential | 0 | 0 | 0 | 0 | 0 | 0 | 0 | 0 | 0 | 0 | 0 | 0 | 0 | 0 | 0 | 0 | 0 | 0 | 0 | 0 | 0 | 0 | 0 | 0 | 0 | 0 | 0
F5_Commercial_OR - College_New_Water Heating_Natural Gas_Water Heater - Solar System_A_Technical Potential | F5 | Commercial | OR - College | New | Water Heating | Natural Gas | Water Heater - Solar System | A | Standalone Impact on Baseline Summer Peak (%) | Technical Potential | 0 | 0 | 0 | 0 | 0 | 0 | 0 | 0 | 0 | 0 | 0 | 0 | 0 | 0 | 0 | 0 | 0 | 0 | 0 | 0 | 0 | 0 | 0 | 0 | 0 | 0 | 0
F6_Commercial_OR - College_New_Water Heating_Natural Gas_Water Heater - Solar System_A_Technical Potential | F6 | Commercial | OR - College | New | Water Heating | Natural Gas | Water Heater - Solar System | A | Standalone Impact on Baseline Winter Peak (%) | Technical Potential | 0 | 0 | 0 | 0 | 0 | 0 | 0 | 0 | 0 | 0 | 0 | 0 | 0 | 0 | 0 | 0 | 0 | 0 | 0 | 0 | 0 | 0 | 0 | 0 | 0 | 0 | 0
F7_Commercial_OR - College_New_Water Heating_Natural Gas_Water Heater - Solar System_A_Technical Potential | F7 | Commercial | OR - College | New | Water Heating | Natural Gas | Water Heater - Solar System | A | Incremental Energy Savings (MWh or mTherms) | Technical Potential | 0 | 0 | 0 | 0 | 0 | 0 | 0 | 0 | 0 | 0 | 0 | 0 | 0 | 0 | 0 | 0 | 0 | 0 | 0 | 0 | 0 | 0 | 0 | 0 | 0 | 0 | 0
F8_Commercial_OR - College_New_Water Heating_Natural Gas_Water Heater - Solar System_A_Technical Potential | F8 | Commercial | OR - College | New | Water Heating | Natural Gas | Water Heater - Solar System | A | Incremental Summer Peak Savings (MW) | Technical Potential | 0 | 0 | 0 | 0 | 0 | 0 | 0 | 0 | 0 | 0 | 0 | 0 | 0 | 0 | 0 | 0 | 0 | 0 | 0 | 0 | 0 | 0 | 0 | 0 | 0 | 0 | 0
F9_Commercial_OR - College_New_Water Heating_Natural Gas_Water Heater - Solar System_A_Technical Potential | F9 | Commercial | OR - College | New | Water Heating | Natural Gas | Water Heater - Solar System | A | Incremental Winter Peak Savings (MW) | Technical Potential | 0 | 0 | 0 | 0 | 0 | 0 | 0 | 0 | 0 | 0 | 0 | 0 | 0 | 0 | 0 | 0 | 0 | 0 | 0 | 0 | 0 | 0 | 0 | 0 | 0 | 0 | 0
F10_Commercial_OR - College_New_Water Heating_Natural Gas_Water Heater - Solar System_A_Technical Potential | F10 | Commercial | OR - College | New | Water Heating | Natural Gas | Water Heater - Solar System | A | Cumulative Energy Savings (MWh or mTherms) | Technical Potential | 0 | 0 | 0 | 0 | 0 | 0 | 0 | 0 | 0 | 0 | 0 | 0 | 0 | 0 | 0 | 0 | 0 | 0 | 0 | 0 | 0 | 0 | 0 | 0 | 0 | 0 | 0
F11_Commercial_OR - College_New_Water Heating_Natural Gas_Water Heater - Solar System_A_Technical Potential | F11 | Commercial | OR - College | New | Water Heating | Natural Gas | Water Heater - Solar System | A | Cumulative Summer Peak Savings (MW) | Technical Potential | 0 | 0 | 0 | 0 | 0 | 0 | 0 | 0 | 0 | 0 | 0 | 0 | 0 | 0 | 0 | 0 | 0 | 0 | 0 | 0 | 0 | 0 | 0 | 0 | 0 | 0 | 0
F12_Commercial_OR - College_New_Water Heating_Natural Gas_Water Heater - Solar System_A_Technical Potential | F12 | Commercial | OR - College | New | Water Heating | Natural Gas | Water Heater - Solar System | A | Cumulative Winter Peak Savings (MW) | Technical Potential | 0 | 0 | 0 | 0 | 0 | 0 | 0 | 0 | 0 | 0 | 0 | 0 | 0 | 0 | 0 | 0 | 0 | 0 | 0 | 0 | 0 | 0 | 0 | 0 | 0 | 0 | 0
F13_Commercial_OR - College_New_Water Heating_Natural Gas_Water Heater - Solar System_A_Technical Potential | F13 | Commercial | OR - College | New | Water Heating | Natural Gas | Water Heater - Solar System | A | Purchases (Incremental) | Technical Potential | 0 | 0 | 0 | 0 | 0 | 0 | 0 | 0 | 0 | 0 | 0 | 0 | 0 | 0 | 0 | 0 | 0 | 0 | 0 | 0 | 0 | 0 | 0 | 0 | 0 | 0 | 0
F14_Commercial_OR - College_New_Water Heating_Natural Gas_Water Heater - Solar System_A_Technical Potential | F14 | Commercial | OR - College | New | Water Heating | Natural Gas | Water Heater - Solar System | A | Purchases (Cumulative) | Technical Potential | 0 | 0 | 0 | 0 | 0 | 0 | 0 | 0 | 0 | 0 | 0 | 0 | 0 | 0 | 0 | 0 | 0 | 0 | 0 | 0 | 0 | 0 | 0 | 0 | 0 | 0 | 0
F1_Commercial_OR - College_New_Water Heating_Natural Gas_Commercial Laundry - Ozone Treatment_A_Technical Potential | F1 | Commercial | OR - College | New | Water Heating | Natural Gas | Commercial Laundry - Ozone Treatment | A | Original Unit Energy Savings (kWh or therms) | Technical Potential | 0 | 0 | 0 | 0 | 0 | 0 | 0 | 0 | 0 | 0 | 0 | 0 | 0 | 0 | 0 | 0 | 0 | 0 | 0 | 0 | 0 | 0 | 0 | 0 | 0 | 0 | 0
F2_Commercial_OR - College_New_Water Heating_Natural Gas_Commercial Laundry - Ozone Treatment_A_Technical Potential | F2 | Commercial | OR - College | New | Water Heating | Natural Gas | Commercial Laundry - Ozone Treatment | A | Original Unit Summer Peak Savings (kW) | Technical Potential | 0 | 0 | 0 | 0 | 0 | 0 | 0 | 0 | 0 | 0 | 0 | 0 | 0 | 0 | 0 | 0 | 0 | 0 | 0 | 0 | 0 | 0 | 0 | 0 | 0 | 0 | 0
F3_Commercial_OR - College_New_Water Heating_Natural Gas_Commercial Laundry - Ozone Treatment_A_Technical Potential | F3 | Commercial | OR - College | New | Water Heating | Natural Gas | Commercial Laundry - Ozone Treatment | A | Original Unit Winter Peak Savings (kW) | Technical Potential | 0 | 0 | 0 | 0 | 0 | 0 | 0 | 0 | 0 | 0 | 0 | 0 | 0 | 0 | 0 | 0 | 0 | 0 | 0 | 0 | 0 | 0 | 0 | 0 | 0 | 0 | 0
F4_Commercial_OR - College_New_Water Heating_Natural Gas_Commercial Laundry - Ozone Treatment_A_Technical Potential | F4 | Commercial | OR - College | New | Water Heating | Natural Gas | Commercial Laundry - Ozone Treatment | A | Standalone Impact on Baseline Energy (%) | Technical Potential | 0 | 0 | 0 | 0 | 0 | 0 | 0 | 0 | 0 | 0 | 0 | 0 | 0 | 0 | 0 | 0 | 0 | 0 | 0 | 0 | 0 | 0 | 0 | 0 | 0 | 0 | 0
F5_Commercial_OR - College_New_Water Heating_Natural Gas_Commercial Laundry - Ozone Treatment_A_Technical Potential | F5 | Commercial | OR - College | New | Water Heating | Natural Gas | Commercial Laundry - Ozone Treatment | A | Standalone Impact on Baseline Summer Peak (%) | Technical Potential | 0 | 0 | 0 | 0 | 0 | 0 | 0 | 0 | 0 | 0 | 0 | 0 | 0 | 0 | 0 | 0 | 0 | 0 | 0 | 0 | 0 | 0 | 0 | 0 | 0 | 0 | 0
F6_Commercial_OR - College_New_Water Heating_Natural Gas_Commercial Laundry - Ozone Treatment_A_Technical Potential | F6 | Commercial | OR - College | New | Water Heating | Natural Gas | Commercial Laundry - Ozone Treatment | A | Standalone Impact on Baseline Winter Peak (%) | Technical Potential | 0 | 0 | 0 | 0 | 0 | 0 | 0 | 0 | 0 | 0 | 0 | 0 | 0 | 0 | 0 | 0 | 0 | 0 | 0 | 0 | 0 | 0 | 0 | 0 | 0 | 0 | 0
F7_Commercial_OR - College_New_Water Heating_Natural Gas_Commercial Laundry - Ozone Treatment_A_Technical Potential | F7 | Commercial | OR - College | New | Water Heating | Natural Gas | Commercial Laundry - Ozone Treatment | A | Incremental Energy Savings (MWh or mTherms) | Technical Potential | 0 | 0 | 0 | 0 | 0 | 0 | 0 | 0 | 0 | 0 | 0 | 0 | 0 | 0 | 0 | 0 | 0 | 0 | 0 | 0 | 0 | 0 | 0 | 0 | 0 | 0 | 0
F8_Commercial_OR - College_New_Water Heating_Natural Gas_Commercial Laundry - Ozone Treatment_A_Technical Potential | F8 | Commercial | OR - College | New | Water Heating | Natural Gas | Commercial Laundry - Ozone Treatment | A | Incremental Summer Peak Savings (MW) | Technical Potential | 0 | 0 | 0 | 0 | 0 | 0 | 0 | 0 | 0 | 0 | 0 | 0 | 0 | 0 | 0 | 0 | 0 | 0 | 0 | 0 | 0 | 0 | 0 | 0 | 0 | 0 | 0
F9_Commercial_OR - College_New_Water Heating_Natural Gas_Commercial Laundry - Ozone Treatment_A_Technical Potential | F9 | Commercial | OR - College | New | Water Heating | Natural Gas | Commercial Laundry - Ozone Treatment | A | Incremental Winter Peak Savings (MW) | Technical Potential | 0 | 0 | 0 | 0 | 0 | 0 | 0 | 0 | 0 | 0 | 0 | 0 | 0 | 0 | 0 | 0 | 0 | 0 | 0 | 0 | 0 | 0 | 0 | 0 | 0 | 0 | 0
F10_Commercial_OR - College_New_Water Heating_Natural Gas_Commercial Laundry - Ozone Treatment_A_Technical Potential | F10 | Commercial | OR - College | New | Water Heating | Natural Gas | Commercial Laundry - Ozone Treatment | A | Cumulative Energy Savings (MWh or mTherms) | Technical Potential | 0 | 0 | 0 | 0 | 0 | 0 | 0 | 0 | 0 | 0 | 0 | 0 | 0 | 0 | 0 | 0 | 0 | 0 | 0 | 0 | 0 | 0 | 0 | 0 | 0 | 0 | 0
F11_Commercial_OR - College_New_Water Heating_Natural Gas_Commercial Laundry - Ozone Treatment_A_Technical Potential | F11 | Commercial | OR - College | New | Water Heating | Natural Gas | Commercial Laundry - Ozone Treatment | A | Cumulative Summer Peak Savings (MW) | Technical Potential | 0 | 0 | 0 | 0 | 0 | 0 | 0 | 0 | 0 | 0 | 0 | 0 | 0 | 0 | 0 | 0 | 0 | 0 | 0 | 0 | 0 | 0 | 0 | 0 | 0 | 0 | 0
F12_Commercial_OR - College_New_Water Heating_Natural Gas_Commercial Laundry - Ozone Treatment_A_Technical Potential | F12 | Commercial | OR - College | New | Water Heating | Natural Gas | Commercial Laundry - Ozone Treatment | A | Cumulative Winter Peak Savings (MW) | Technical Potential | 0 | 0 | 0 | 0 | 0 | 0 | 0 | 0 | 0 | 0 | 0 | 0 | 0 | 0 | 0 | 0 | 0 | 0 | 0 | 0 | 0 | 0 | 0 | 0 | 0 | 0 | 0
F13_Commercial_OR - College_New_Water Heating_Natural Gas_Commercial Laundry - Ozone Treatment_A_Technical Potential | F13 | Commercial | OR - College | New | Water Heating | Natural Gas | Commercial Laundry - Ozone Treatment | A | Purchases (Incremental) | Technical Potential | 0 | 0 | 0 | 0 | 0 | 0 | 0 | 0 | 0 | 0 | 0 | 0 | 0 | 0 | 0 | 0 | 0 | 0 | 0 | 0 | 0 | 0 | 0 | 0 | 0 | 0 | 0
F14_Commercial_OR - College_New_Water Heating_Natural Gas_Commercial Laundry - Ozone Treatment_A_Technical Potential | F14 | Commercial | OR - College | New | Water Heating | Natural Gas | Commercial Laundry - Ozone Treatment | A | Purchases (Cumulative) | Technical Potential | 0 | 0 | 0 | 0 | 0 | 0 | 0 | 0 | 0 | 0 | 0 | 0 | 0 | 0 | 0 | 0 | 0 | 0 | 0 | 0 | 0 | 0 | 0 | 0 | 0 | 0 | 0
F1_Commercial_OR - College_New_Water Heating_Natural Gas_Commercial Laundry - ENERGY STAR Washer_A_Technical Potential | F1 | Commercial | OR - College | New | Water Heating | Natural Gas | Commercial Laundry - ENERGY STAR Washer | A | Original Unit Energy Savings (kWh or therms) | Technical Potential | 0 | 0 | 0 | 0 | 0 | 0 | 0 | 0 | 0 | 0 | 0 | 0 | 0 | 0 | 0 | 0 | 0 | 0 | 0 | 0 | 0 | 0 | 0 | 0 | 0 | 0 | 0
F2_Commercial_OR - College_New_Water Heating_Natural Gas_Commercial Laundry - ENERGY STAR Washer_A_Technical Potential | F2 | Commercial | OR - College | New | Water Heating | Natural Gas | Commercial Laundry - ENERGY STAR Washer | A | Original Unit Summer Peak Savings (kW) | Technical Potential | 0 | 0 | 0 | 0 | 0 | 0 | 0 | 0 | 0 | 0 | 0 | 0 | 0 | 0 | 0 | 0 | 0 | 0 | 0 | 0 | 0 | 0 | 0 | 0 | 0 | 0 | 0
F3_Commercial_OR - College_New_Water Heating_Natural Gas_Commercial Laundry - ENERGY STAR Washer_A_Technical Potential | F3 | Commercial | OR - College | New | Water Heating | Natural Gas | Commercial Laundry - ENERGY STAR Washer | A | Original Unit Winter Peak Savings (kW) | Technical Potential | 0 | 0 | 0 | 0 | 0 | 0 | 0 | 0 | 0 | 0 | 0 | 0 | 0 | 0 | 0 | 0 | 0 | 0 | 0 | 0 | 0 | 0 | 0 | 0 | 0 | 0 | 0
F4_Commercial_OR - College_New_Water Heating_Natural Gas_Commercial Laundry - ENERGY STAR Washer_A_Technical Potential | F4 | Commercial | OR - College | New | Water Heating | Natural Gas | Commercial Laundry - ENERGY STAR Washer | A | Standalone Impact on Baseline Energy (%) | Technical Potential | 0 | 0 | 0 | 0 | 0 | 0 | 0 | 0 | 0 | 0 | 0 | 0 | 0 | 0 | 0 | 0 | 0 | 0 | 0 | 0 | 0 | 0 | 0 | 0 | 0 | 0 | 0
F5_Commercial_OR - College_New_Water Heating_Natural Gas_Commercial Laundry - ENERGY STAR Washer_A_Technical Potential | F5 | Commercial | OR - College | New | Water Heating | Natural Gas | Commercial Laundry - ENERGY STAR Washer | A | Standalone Impact on Baseline Summer Peak (%) | Technical Potential | 0 | 0 | 0 | 0 | 0 | 0 | 0 | 0 | 0 | 0 | 0 | 0 | 0 | 0 | 0 | 0 | 0 | 0 | 0 | 0 | 0 | 0 | 0 | 0 | 0 | 0 | 0
F6_Commercial_OR - College_New_Water Heating_Natural Gas_Commercial Laundry - ENERGY STAR Washer_A_Technical Potential | F6 | Commercial | OR - College | New | Water Heating | Natural Gas | Commercial Laundry - ENERGY STAR Washer | A | Standalone Impact on Baseline Winter Peak (%) | Technical Potential | 0 | 0 | 0 | 0 | 0 | 0 | 0 | 0 | 0 | 0 | 0 | 0 | 0 | 0 | 0 | 0 | 0 | 0 | 0 | 0 | 0 | 0 | 0 | 0 | 0 | 0 | 0
F7_Commercial_OR - College_New_Water Heating_Natural Gas_Commercial Laundry - ENERGY STAR Washer_A_Technical Potential | F7 | Commercial | OR - College | New | Water Heating | Natural Gas | Commercial Laundry - ENERGY STAR Washer | A | Incremental Energy Savings (MWh or mTherms) | Technical Potential | 0 | 0 | 0 | 0 | 0 | 0 | 0 | 0 | 0 | 0 | 0 | 0 | 0 | 0 | 0 | 0 | 0 | 0 | 0 | 0 | 0 | 0 | 0 | 0 | 0 | 0 | 0
F8_Commercial_OR - College_New_Water Heating_Natural Gas_Commercial Laundry - ENERGY STAR Washer_A_Technical Potential | F8 | Commercial | OR - College | New | Water Heating | Natural Gas | Commercial Laundry - ENERGY STAR Washer | A | Incremental Summer Peak Savings (MW) | Technical Potential | 0 | 0 | 0 | 0 | 0 | 0 | 0 | 0 | 0 | 0 | 0 | 0 | 0 | 0 | 0 | 0 | 0 | 0 | 0 | 0 | 0 | 0 | 0 | 0 | 0 | 0 | 0
F9_Commercial_OR - College_New_Water Heating_Natural Gas_Commercial Laundry - ENERGY STAR Washer_A_Technical Potential | F9 | Commercial | OR - College | New | Water Heating | Natural Gas | Commercial Laundry - ENERGY STAR Washer | A | Incremental Winter Peak Savings (MW) | Technical Potential | 0 | 0 | 0 | 0 | 0 | 0 | 0 | 0 | 0 | 0 | 0 | 0 | 0 | 0 | 0 | 0 | 0 | 0 | 0 | 0 | 0 | 0 | 0 | 0 | 0 | 0 | 0
F10_Commercial_OR - College_New_Water Heating_Natural Gas_Commercial Laundry - ENERGY STAR Washer_A_Technical Potential | F10 | Commercial | OR - College | New | Water Heating | Natural Gas | Commercial Laundry - ENERGY STAR Washer | A | Cumulative Energy Savings (MWh or mTherms) | Technical Potential | 0 | 0 | 0 | 0 | 0 | 0 | 0 | 0 | 0 | 0 | 0 | 0 | 0 | 0 | 0 | 0 | 0 | 0 | 0 | 0 | 0 | 0 | 0 | 0 | 0 | 0 | 0
F11_Commercial_OR - College_New_Water Heating_Natural Gas_Commercial Laundry - ENERGY STAR Washer_A_Technical Potential | F11 | Commercial | OR - College | New | Water Heating | Natural Gas | Commercial Laundry - ENERGY STAR Washer | A | Cumulative Summer Peak Savings (MW) | Technical Potential | 0 | 0 | 0 | 0 | 0 | 0 | 0 | 0 | 0 | 0 | 0 | 0 | 0 | 0 | 0 | 0 | 0 | 0 | 0 | 0 | 0 | 0 | 0 | 0 | 0 | 0 | 0
F12_Commercial_OR - College_New_Water Heating_Natural Gas_Commercial Laundry - ENERGY STAR Washer_A_Technical Potential | F12 | Commercial | OR - College | New | Water Heating | Natural Gas | Commercial Laundry - ENERGY STAR Washer | A | Cumulative Winter Peak Savings (MW) | Technical Potential | 0 | 0 | 0 | 0 | 0 | 0 | 0 | 0 | 0 | 0 | 0 | 0 | 0 | 0 | 0 | 0 | 0 | 0 | 0 | 0 | 0 | 0 | 0 | 0 | 0 | 0 | 0
F13_Commercial_OR - College_New_Water Heating_Natural Gas_Commercial Laundry - ENERGY STAR Washer_A_Technical Potential | F13 | Commercial | OR - College | New | Water Heating | Natural Gas | Commercial Laundry - ENERGY STAR Washer | A | Purchases (Incremental) | Technical Potential | 0 | 0 | 0 | 0 | 0 | 0 | 0 | 0 | 0 | 0 | 0 | 0 | 0 | 0 | 0 | 0 | 0 | 0 | 0 | 0 | 0 | 0 | 0 | 0 | 0 | 0 | 0
F14_Commercial_OR - College_New_Water Heating_Natural Gas_Commercial Laundry - ENERGY STAR Washer_A_Technical Potential | F14 | Commercial | OR - College | New | Water Heating | Natural Gas | Commercial Laundry - ENERGY STAR Washer | A | Purchases (Cumulative) | Technical Potential | 0 | 0 | 0 | 0 | 0 | 0 | 0 | 0 | 0 | 0 | 0 | 0 | 0 | 0 | 0 | 0 | 0 | 0 | 0 | 0 | 0 | 0 | 0 | 0 | 0 | 0 | 0
F1_Commercial_OR - College_New_Water Heating_Natural Gas_Water Heater - Efficient Dishwasher_A_Technical Potential | F1 | Commercial | OR - College | New | Water Heating | Natural Gas | Water Heater - Efficient Dishwasher | A | Original Unit Energy Savings (kWh or therms) | Technical Potential | 0 | 0 | 0 | 0 | 0 | 0 | 0 | 0 | 0 | 0 | 0 | 0 | 0 | 0 | 0 | 0 | 0 | 0 | 0 | 0 | 0 | 0 | 0 | 0 | 0 | 0 | 0
F2_Commercial_OR - College_New_Water Heating_Natural Gas_Water Heater - Efficient Dishwasher_A_Technical Potential | F2 | Commercial | OR - College | New | Water Heating | Natural Gas | Water Heater - Efficient Dishwasher | A | Original Unit Summer Peak Savings (kW) | Technical Potential | 0 | 0 | 0 | 0 | 0 | 0 | 0 | 0 | 0 | 0 | 0 | 0 | 0 | 0 | 0 | 0 | 0 | 0 | 0 | 0 | 0 | 0 | 0 | 0 | 0 | 0 | 0
F3_Commercial_OR - College_New_Water Heating_Natural Gas_Water Heater - Efficient Dishwasher_A_Technical Potential | F3 | Commercial | OR - College | New | Water Heating | Natural Gas | Water Heater - Efficient Dishwasher | A | Original Unit Winter Peak Savings (kW) | Technical Potential | 0 | 0 | 0 | 0 | 0 | 0 | 0 | 0 | 0 | 0 | 0 | 0 | 0 | 0 | 0 | 0 | 0 | 0 | 0 | 0 | 0 | 0 | 0 | 0 | 0 | 0 | 0
F4_Commercial_OR - College_New_Water Heating_Natural Gas_Water Heater - Efficient Dishwasher_A_Technical Potential | F4 | Commercial | OR - College | New | Water Heating | Natural Gas | Water Heater - Efficient Dishwasher | A | Standalone Impact on Baseline Energy (%) | Technical Potential | 0 | 0 | 0 | 0 | 0 | 0 | 0 | 0 | 0 | 0 | 0 | 0 | 0 | 0 | 0 | 0 | 0 | 0 | 0 | 0 | 0 | 0 | 0 | 0 | 0 | 0 | 0
F5_Commercial_OR - College_New_Water Heating_Natural Gas_Water Heater - Efficient Dishwasher_A_Technical Potential | F5 | Commercial | OR - College | New | Water Heating | Natural Gas | Water Heater - Efficient Dishwasher | A | Standalone Impact on Baseline Summer Peak (%) | Technical Potential | 0 | 0 | 0 | 0 | 0 | 0 | 0 | 0 | 0 | 0 | 0 | 0 | 0 | 0 | 0 | 0 | 0 | 0 | 0 | 0 | 0 | 0 | 0 | 0 | 0 | 0 | 0
F6_Commercial_OR - College_New_Water Heating_Natural Gas_Water Heater - Efficient Dishwasher_A_Technical Potential | F6 | Commercial | OR - College | New | Water Heating | Natural Gas | Water Heater - Efficient Dishwasher | A | Standalone Impact on Baseline Winter Peak (%) | Technical Potential | 0 | 0 | 0 | 0 | 0 | 0 | 0 | 0 | 0 | 0 | 0 | 0 | 0 | 0 | 0 | 0 | 0 | 0 | 0 | 0 | 0 | 0 | 0 | 0 | 0 | 0 | 0
F7_Commercial_OR - College_New_Water Heating_Natural Gas_Water Heater - Efficient Dishwasher_A_Technical Potential | F7 | Commercial | OR - College | New | Water Heating | Natural Gas | Water Heater - Efficient Dishwasher | A | Incremental Energy Savings (MWh or mTherms) | Technical Potential | 0 | 0 | 0 | 0 | 0 | 0 | 0 | 0 | 0 | 0 | 0 | 0 | 0 | 0 | 0 | 0 | 0 | 0 | 0 | 0 | 0 | 0 | 0 | 0 | 0 | 0 | 0
F8_Commercial_OR - College_New_Water Heating_Natural Gas_Water Heater - Efficient Dishwasher_A_Technical Potential | F8 | Commercial | OR - College | New | Water Heating | Natural Gas | Water Heater - Efficient Dishwasher | A | Incremental Summer Peak Savings (MW) | Technical Potential | 0 | 0 | 0 | 0 | 0 | 0 | 0 | 0 | 0 | 0 | 0 | 0 | 0 | 0 | 0 | 0 | 0 | 0 | 0 | 0 | 0 | 0 | 0 | 0 | 0 | 0 | 0
F9_Commercial_OR - College_New_Water Heating_Natural Gas_Water Heater - Efficient Dishwasher_A_Technical Potential | F9 | Commercial | OR - College | New | Water Heating | Natural Gas | Water Heater - Efficient Dishwasher | A | Incremental Winter Peak Savings (MW) | Technical Potential | 0 | 0 | 0 | 0 | 0 | 0 | 0 | 0 | 0 | 0 | 0 | 0 | 0 | 0 | 0 | 0 | 0 | 0 | 0 | 0 | 0 | 0 | 0 | 0 | 0 | 0 | 0
F10_Commercial_OR - College_New_Water Heating_Natural Gas_Water Heater - Efficient Dishwasher_A_Technical Potential | F10 | Commercial | OR - College | New | Water Heating | Natural Gas | Water Heater - Efficient Dishwasher | A | Cumulative Energy Savings (MWh or mTherms) | Technical Potential | 0 | 0 | 0 | 0 | 0 | 0 | 0 | 0 | 0 | 0 | 0 | 0 | 0 | 0 | 0 | 0 | 0 | 0 | 0 | 0 | 0 | 0 | 0 | 0 | 0 | 0 | 0
F11_Commercial_OR - College_New_Water Heating_Natural Gas_Water Heater - Efficient Dishwasher_A_Technical Potential | F11 | Commercial | OR - College | New | Water Heating | Natural Gas | Water Heater - Efficient Dishwasher | A | Cumulative Summer Peak Savings (MW) | Technical Potential | 0 | 0 | 0 | 0 | 0 | 0 | 0 | 0 | 0 | 0 | 0 | 0 | 0 | 0 | 0 | 0 | 0 | 0 | 0 | 0 | 0 | 0 | 0 | 0 | 0 | 0 | 0
F12_Commercial_OR - College_New_Water Heating_Natural Gas_Water Heater - Efficient Dishwasher_A_Technical Potential | F12 | Commercial | OR - College | New | Water Heating | Natural Gas | Water Heater - Efficient Dishwasher | A | Cumulative Winter Peak Savings (MW) | Technical Potential | 0 | 0 | 0 | 0 | 0 | 0 | 0 | 0 | 0 | 0 | 0 | 0 | 0 | 0 | 0 | 0 | 0 | 0 | 0 | 0 | 0 | 0 | 0 | 0 | 0 | 0 | 0
F13_Commercial_OR - College_New_Water Heating_Natural Gas_Water Heater - Efficient Dishwasher_A_Technical Potential | F13 | Commercial | OR - College | New | Water Heating | Natural Gas | Water Heater - Efficient Dishwasher | A | Purchases (Incremental) | Technical Potential | 0 | 0 | 0 | 0 | 0 | 0 | 0 | 0 | 0 | 0 | 0 | 0 | 0 | 0 | 0 | 0 | 0 | 0 | 0 | 0 | 0 | 0 | 0 | 0 | 0 | 0 | 0
F14_Commercial_OR - College_New_Water Heating_Natural Gas_Water Heater - Efficient Dishwasher_A_Technical Potential | F14 | Commercial | OR - College | New | Water Heating | Natural Gas | Water Heater - Efficient Dishwasher | A | Purchases (Cumulative) | Technical Potential | 0 | 0 | 0 | 0 | 0 | 0 | 0 | 0 | 0 | 0 | 0 | 0 | 0 | 0 | 0 | 0 | 0 | 0 | 0 | 0 | 0 | 0 | 0 | 0 | 0 | 0 | 0
F1_Commercial_OR - College_New_Water Heating_Natural Gas_Commercial Laundry - Alternative Dry-Cleaning Methods_A_Technical Potential | F1 | Commercial | OR - College | New | Water Heating | Natural Gas | Commercial Laundry - Alternative Dry-Cleaning Methods | A | Original Unit Energy Savings (kWh or therms) | Technical Potential | 0 | 0 | 0 | 0 | 0 | 0 | 0 | 0 | 0 | 0 | 0 | 0 | 0 | 0 | 0 | 0 | 0 | 0 | 0 | 0 | 0 | 0 | 0 | 0 | 0 | 0 | 0
F2_Commercial_OR - College_New_Water Heating_Natural Gas_Commercial Laundry - Alternative Dry-Cleaning Methods_A_Technical Potential | F2 | Commercial | OR - College | New | Water Heating | Natural Gas | Commercial Laundry - Alternative Dry-Cleaning Methods | A | Original Unit Summer Peak Savings (kW) | Technical Potential | 0 | 0 | 0 | 0 | 0 | 0 | 0 | 0 | 0 | 0 | 0 | 0 | 0 | 0 | 0 | 0 | 0 | 0 | 0 | 0 | 0 | 0 | 0 | 0 | 0 | 0 | 0
F3_Commercial_OR - College_New_Water Heating_Natural Gas_Commercial Laundry - Alternative Dry-Cleaning Methods_A_Technical Potential | F3 | Commercial | OR - College | New | Water Heating | Natural Gas | Commercial Laundry - Alternative Dry-Cleaning Methods | A | Original Unit Winter Peak Savings (kW) | Technical Potential | 0 | 0 | 0 | 0 | 0 | 0 | 0 | 0 | 0 | 0 | 0 | 0 | 0 | 0 | 0 | 0 | 0 | 0 | 0 | 0 | 0 | 0 | 0 | 0 | 0 | 0 | 0
F4_Commercial_OR - College_New_Water Heating_Natural Gas_Commercial Laundry - Alternative Dry-Cleaning Methods_A_Technical Potential | F4 | Commercial | OR - College | New | Water Heating | Natural Gas | Commercial Laundry - Alternative Dry-Cleaning Methods | A | Standalone Impact on Baseline Energy (%) | Technical Potential | 0 | 0 | 0 | 0 | 0 | 0 | 0 | 0 | 0 | 0 | 0 | 0 | 0 | 0 | 0 | 0 | 0 | 0 | 0 | 0 | 0 | 0 | 0 | 0 | 0 | 0 | 0
F5_Commercial_OR - College_New_Water Heating_Natural Gas_Commercial Laundry - Alternative Dry-Cleaning Methods_A_Technical Potential | F5 | Commercial | OR - College | New | Water Heating | Natural Gas | Commercial Laundry - Alternative Dry-Cleaning Methods | A | Standalone Impact on Baseline Summer Peak (%) | Technical Potential | 0 | 0 | 0 | 0 | 0 | 0 | 0 | 0 | 0 | 0 | 0 | 0 | 0 | 0 | 0 | 0 | 0 | 0 | 0 | 0 | 0 | 0 | 0 | 0 | 0 | 0 | 0
F6_Commercial_OR - College_New_Water Heating_Natural Gas_Commercial Laundry - Alternative Dry-Cleaning Methods_A_Technical Potential | F6 | Commercial | OR - College | New | Water Heating | Natural Gas | Commercial Laundry - Alternative Dry-Cleaning Methods | A | Standalone Impact on Baseline Winter Peak (%) | Technical Potential | 0 | 0 | 0 | 0 | 0 | 0 | 0 | 0 | 0 | 0 | 0 | 0 | 0 | 0 | 0 | 0 | 0 | 0 | 0 | 0 | 0 | 0 | 0 | 0 | 0 | 0 | 0
F7_Commercial_OR - College_New_Water Heating_Natural Gas_Commercial Laundry - Alternative Dry-Cleaning Methods_A_Technical Potential | F7 | Commercial | OR - College | New | Water Heating | Natural Gas | Commercial Laundry - Alternative Dry-Cleaning Methods | A | Incremental Energy Savings (MWh or mTherms) | Technical Potential | 0 | 0 | 0 | 0 | 0 | 0 | 0 | 0 | 0 | 0 | 0 | 0 | 0 | 0 | 0 | 0 | 0 | 0 | 0 | 0 | 0 | 0 | 0 | 0 | 0 | 0 | 0
F8_Commercial_OR - College_New_Water Heating_Natural Gas_Commercial Laundry - Alternative Dry-Cleaning Methods_A_Technical Potential | F8 | Commercial | OR - College | New | Water Heating | Natural Gas | Commercial Laundry - Alternative Dry-Cleaning Methods | A | Incremental Summer Peak Savings (MW) | Technical Potential | 0 | 0 | 0 | 0 | 0 | 0 | 0 | 0 | 0 | 0 | 0 | 0 | 0 | 0 | 0 | 0 | 0 | 0 | 0 | 0 | 0 | 0 | 0 | 0 | 0 | 0 | 0
F9_Commercial_OR - College_New_Water Heating_Natural Gas_Commercial Laundry - Alternative Dry-Cleaning Methods_A_Technical Potential | F9 | Commercial | OR - College | New | Water Heating | Natural Gas | Commercial Laundry - Alternative Dry-Cleaning Methods | A | Incremental Winter Peak Savings (MW) | Technical Potential | 0 | 0 | 0 | 0 | 0 | 0 | 0 | 0 | 0 | 0 | 0 | 0 | 0 | 0 | 0 | 0 | 0 | 0 | 0 | 0 | 0 | 0 | 0 | 0 | 0 | 0 | 0
F10_Commercial_OR - College_New_Water Heating_Natural Gas_Commercial Laundry - Alternative Dry-Cleaning Methods_A_Technical Potential | F10 | Commercial | OR - College | New | Water Heating | Natural Gas | Commercial Laundry - Alternative Dry-Cleaning Methods | A | Cumulative Energy Savings (MWh or mTherms) | Technical Potential | 0 | 0 | 0 | 0 | 0 | 0 | 0 | 0 | 0 | 0 | 0 | 0 | 0 | 0 | 0 | 0 | 0 | 0 | 0 | 0 | 0 | 0 | 0 | 0 | 0 | 0 | 0
F11_Commercial_OR - College_New_Water Heating_Natural Gas_Commercial Laundry - Alternative Dry-Cleaning Methods_A_Technical Potential | F11 | Commercial | OR - College | New | Water Heating | Natural Gas | Commercial Laundry - Alternative Dry-Cleaning Methods | A | Cumulative Summer Peak Savings (MW) | Technical Potential | 0 | 0 | 0 | 0 | 0 | 0 | 0 | 0 | 0 | 0 | 0 | 0 | 0 | 0 | 0 | 0 | 0 | 0 | 0 | 0 | 0 | 0 | 0 | 0 | 0 | 0 | 0
F12_Commercial_OR - College_New_Water Heating_Natural Gas_Commercial Laundry - Alternative Dry-Cleaning Methods_A_Technical Potential | F12 | Commercial | OR - College | New | Water Heating | Natural Gas | Commercial Laundry - Alternative Dry-Cleaning Methods | A | Cumulative Winter Peak Savings (MW) | Technical Potential | 0 | 0 | 0 | 0 | 0 | 0 | 0 | 0 | 0 | 0 | 0 | 0 | 0 | 0 | 0 | 0 | 0 | 0 | 0 | 0 | 0 | 0 | 0 | 0 | 0 | 0 | 0
F13_Commercial_OR - College_New_Water Heating_Natural Gas_Commercial Laundry - Alternative Dry-Cleaning Methods_A_Technical Potential | F13 | Commercial | OR - College | New | Water Heating | Natural Gas | Commercial Laundry - Alternative Dry-Cleaning Methods | A | Purchases (Incremental) | Technical Potential | 0 | 0 | 0 | 0 | 0 | 0 | 0 | 0 | 0 | 0 | 0 | 0 | 0 | 0 | 0 | 0 | 0 | 0 | 0 | 0 | 0 | 0 | 0 | 0 | 0 | 0 | 0
F14_Commercial_OR - College_New_Water Heating_Natural Gas_Commercial Laundry - Alternative Dry-Cleaning Methods_A_Technical Potential | F14 | Commercial | OR - College | New | Water Heating | Natural Gas | Commercial Laundry - Alternative Dry-Cleaning Methods | A | Purchases (Cumulative) | Technical Potential | 0 | 0 | 0 | 0 | 0 | 0 | 0 | 0 | 0 | 0 | 0 | 0 | 0 | 0 | 0 | 0 | 0 | 0 | 0 | 0 | 0 | 0 | 0 | 0 | 0 | 0 | 0
F1_Commercial_OR - College_New_Space Heating_Natural Gas_Advanced Kitchen Ventilation Controls_A_Technical Potential | F1 | Commercial | OR - College | New | Space Heating | Natural Gas | Advanced Kitchen Ventilation Controls | A | Original Unit Energy Savings (kWh or therms) | Technical Potential | 0 | 0 | 0 | 0 | 0 | 0 | 0 | 0 | 0 | 0 | 0 | 0 | 0 | 0 | 0 | 0 | 0 | 0 | 0 | 0 | 0 | 0 | 0 | 0 | 0 | 0 | 0
F2_Commercial_OR - College_New_Space Heating_Natural Gas_Advanced Kitchen Ventilation Controls_A_Technical Potential | F2 | Commercial | OR - College | New | Space Heating | Natural Gas | Advanced Kitchen Ventilation Controls | A | Original Unit Summer Peak Savings (kW) | Technical Potential | 0 | 0 | 0 | 0 | 0 | 0 | 0 | 0 | 0 | 0 | 0 | 0 | 0 | 0 | 0 | 0 | 0 | 0 | 0 | 0 | 0 | 0 | 0 | 0 | 0 | 0 | 0
F3_Commercial_OR - College_New_Space Heating_Natural Gas_Advanced Kitchen Ventilation Controls_A_Technical Potential | F3 | Commercial | OR - College | New | Space Heating | Natural Gas | Advanced Kitchen Ventilation Controls | A | Original Unit Winter Peak Savings (kW) | Technical Potential | 0 | 0 | 0 | 0 | 0 | 0 | 0 | 0 | 0 | 0 | 0 | 0 | 0 | 0 | 0 | 0 | 0 | 0 | 0 | 0 | 0 | 0 | 0 | 0 | 0 | 0 | 0
F4_Commercial_OR - College_New_Space Heating_Natural Gas_Advanced Kitchen Ventilation Controls_A_Technical Potential | F4 | Commercial | OR - College | New | Space Heating | Natural Gas | Advanced Kitchen Ventilation Controls | A | Standalone Impact on Baseline Energy (%) | Technical Potential | 0 | 0 | 0 | 0 | 0 | 0 | 0 | 0 | 0 | 0 | 0 | 0 | 0 | 0 | 0 | 0 | 0 | 0 | 0 | 0 | 0 | 0 | 0 | 0 | 0 | 0 | 0
F5_Commercial_OR - College_New_Space Heating_Natural Gas_Advanced Kitchen Ventilation Controls_A_Technical Potential | F5 | Commercial | OR - College | New | Space Heating | Natural Gas | Advanced Kitchen Ventilation Controls | A | Standalone Impact on Baseline Summer Peak (%) | Technical Potential | 0 | 0 | 0 | 0 | 0 | 0 | 0 | 0 | 0 | 0 | 0 | 0 | 0 | 0 | 0 | 0 | 0 | 0 | 0 | 0 | 0 | 0 | 0 | 0 | 0 | 0 | 0
F6_Commercial_OR - College_New_Space Heating_Natural Gas_Advanced Kitchen Ventilation Controls_A_Technical Potential | F6 | Commercial | OR - College | New | Space Heating | Natural Gas | Advanced Kitchen Ventilation Controls | A | Standalone Impact on Baseline Winter Peak (%) | Technical Potential | 0 | 0 | 0 | 0 | 0 | 0 | 0 | 0 | 0 | 0 | 0 | 0 | 0 | 0 | 0 | 0 | 0 | 0 | 0 | 0 | 0 | 0 | 0 | 0 | 0 | 0 | 0
F7_Commercial_OR - College_New_Space Heating_Natural Gas_Advanced Kitchen Ventilation Controls_A_Technical Potential | F7 | Commercial | OR - College | New | Space Heating | Natural Gas | Advanced Kitchen Ventilation Controls | A | Incremental Energy Savings (MWh or mTherms) | Technical Potential | 0 | 0 | 0 | 0 | 0 | 0 | 0 | 0 | 0 | 0 | 0 | 0 | 0 | 0 | 0 | 0 | 0 | 0 | 0 | 0 | 0 | 0 | 0 | 0 | 0 | 0 | 0
F8_Commercial_OR - College_New_Space Heating_Natural Gas_Advanced Kitchen Ventilation Controls_A_Technical Potential | F8 | Commercial | OR - College | New | Space Heating | Natural Gas | Advanced Kitchen Ventilation Controls | A | Incremental Summer Peak Savings (MW) | Technical Potential | 0 | 0 | 0 | 0 | 0 | 0 | 0 | 0 | 0 | 0 | 0 | 0 | 0 | 0 | 0 | 0 | 0 | 0 | 0 | 0 | 0 | 0 | 0 | 0 | 0 | 0 | 0
F9_Commercial_OR - College_New_Space Heating_Natural Gas_Advanced Kitchen Ventilation Controls_A_Technical Potential | F9 | Commercial | OR - College | New | Space Heating | Natural Gas | Advanced Kitchen Ventilation Controls | A | Incremental Winter Peak Savings (MW) | Technical Potential | 0 | 0 | 0 | 0 | 0 | 0 | 0 | 0 | 0 | 0 | 0 | 0 | 0 | 0 | 0 | 0 | 0 | 0 | 0 | 0 | 0 | 0 | 0 | 0 | 0 | 0 | 0
F10_Commercial_OR - College_New_Space Heating_Natural Gas_Advanced Kitchen Ventilation Controls_A_Technical Potential | F10 | Commercial | OR - College | New | Space Heating | Natural Gas | Advanced Kitchen Ventilation Controls | A | Cumulative Energy Savings (MWh or mTherms) | Technical Potential | 0 | 0 | 0 | 0 | 0 | 0 | 0 | 0 | 0 | 0 | 0 | 0 | 0 | 0 | 0 | 0 | 0 | 0 | 0 | 0 | 0 | 0 | 0 | 0 | 0 | 0 | 0
F11_Commercial_OR - College_New_Space Heating_Natural Gas_Advanced Kitchen Ventilation Controls_A_Technical Potential | F11 | Commercial | OR - College | New | Space Heating | Natural Gas | Advanced Kitchen Ventilation Controls | A | Cumulative Summer Peak Savings (MW) | Technical Potential | 0 | 0 | 0 | 0 | 0 | 0 | 0 | 0 | 0 | 0 | 0 | 0 | 0 | 0 | 0 | 0 | 0 | 0 | 0 | 0 | 0 | 0 | 0 | 0 | 0 | 0 | 0
F12_Commercial_OR - College_New_Space Heating_Natural Gas_Advanced Kitchen Ventilation Controls_A_Technical Potential | F12 | Commercial | OR - College | New | Space Heating | Natural Gas | Advanced Kitchen Ventilation Controls | A | Cumulative Winter Peak Savings (MW) | Technical Potential | 0 | 0 | 0 | 0 | 0 | 0 | 0 | 0 | 0 | 0 | 0 | 0 | 0 | 0 | 0 | 0 | 0 | 0 | 0 | 0 | 0 | 0 | 0 | 0 | 0 | 0 | 0
F13_Commercial_OR - College_New_Space Heating_Natural Gas_Advanced Kitchen Ventilation Controls_A_Technical Potential | F13 | Commercial | OR - College | New | Space Heating | Natural Gas | Advanced Kitchen Ventilation Controls | A | Purchases (Incremental) | Technical Potential | 0 | 0 | 0 | 0 | 0 | 0 | 0 | 0 | 0 | 0 | 0 | 0 | 0 | 0 | 0 | 0 | 0 | 0 | 0 | 0 | 0 | 0 | 0 | 0 | 0 | 0 | 0
F14_Commercial_OR - College_New_Space Heating_Natural Gas_Advanced Kitchen Ventilation Controls_A_Technical Potential | F14 | Commercial | OR - College | New | Space Heating | Natural Gas | Advanced Kitchen Ventilation Controls | A | Purchases (Cumulative) | Technical Potential | 0 | 0 | 0 | 0 | 0 | 0 | 0 | 0 | 0 | 0 | 0 | 0 | 0 | 0 | 0 | 0 | 0 | 0 | 0 | 0 | 0 | 0 | 0 | 0 | 0 | 0 | 0
F1_Commercial_OR - College_New_Space Heating_Natural Gas_Infiltration Control - Loading Dock Sealing_A_Technical Potential | F1 | Commercial | OR - College | New | Space Heating | Natural Gas | Infiltration Control - Loading Dock Sealing | A | Original Unit Energy Savings (kWh or therms) | Technical Potential | 0 | 0 | 0 | 0 | 0 | 0 | 0 | 0 | 0 | 0 | 0 | 0 | 0 | 0 | 0 | 0 | 0 | 0 | 0 | 0 | 0 | 0 | 0 | 0 | 0 | 0 | 0
F2_Commercial_OR - College_New_Space Heating_Natural Gas_Infiltration Control - Loading Dock Sealing_A_Technical Potential | F2 | Commercial | OR - College | New | Space Heating | Natural Gas | Infiltration Control - Loading Dock Sealing | A | Original Unit Summer Peak Savings (kW) | Technical Potential | 0 | 0 | 0 | 0 | 0 | 0 | 0 | 0 | 0 | 0 | 0 | 0 | 0 | 0 | 0 | 0 | 0 | 0 | 0 | 0 | 0 | 0 | 0 | 0 | 0 | 0 | 0
F3_Commercial_OR - College_New_Space Heating_Natural Gas_Infiltration Control - Loading Dock Sealing_A_Technical Potential | F3 | Commercial | OR - College | New | Space Heating | Natural Gas | Infiltration Control - Loading Dock Sealing | A | Original Unit Winter Peak Savings (kW) | Technical Potential | 0 | 0 | 0 | 0 | 0 | 0 | 0 | 0 | 0 | 0 | 0 | 0 | 0 | 0 | 0 | 0 | 0 | 0 | 0 | 0 | 0 | 0 | 0 | 0 | 0 | 0 | 0
F4_Commercial_OR - College_New_Space Heating_Natural Gas_Infiltration Control - Loading Dock Sealing_A_Technical Potential | F4 | Commercial | OR - College | New | Space Heating | Natural Gas | Infiltration Control - Loading Dock Sealing | A | Standalone Impact on Baseline Energy (%) | Technical Potential | 0 | 0 | 0 | 0 | 0 | 0 | 0 | 0 | 0 | 0 | 0 | 0 | 0 | 0 | 0 | 0 | 0 | 0 | 0 | 0 | 0 | 0 | 0 | 0 | 0 | 0 | 0
F5_Commercial_OR - College_New_Space Heating_Natural Gas_Infiltration Control - Loading Dock Sealing_A_Technical Potential | F5 | Commercial | OR - College | New | Space Heating | Natural Gas | Infiltration Control - Loading Dock Sealing | A | Standalone Impact on Baseline Summer Peak (%) | Technical Potential | 0 | 0 | 0 | 0 | 0 | 0 | 0 | 0 | 0 | 0 | 0 | 0 | 0 | 0 | 0 | 0 | 0 | 0 | 0 | 0 | 0 | 0 | 0 | 0 | 0 | 0 | 0
F6_Commercial_OR - College_New_Space Heating_Natural Gas_Infiltration Control - Loading Dock Sealing_A_Technical Potential | F6 | Commercial | OR - College | New | Space Heating | Natural Gas | Infiltration Control - Loading Dock Sealing | A | Standalone Impact on Baseline Winter Peak (%) | Technical Potential | 0 | 0 | 0 | 0 | 0 | 0 | 0 | 0 | 0 | 0 | 0 | 0 | 0 | 0 | 0 | 0 | 0 | 0 | 0 | 0 | 0 | 0 | 0 | 0 | 0 | 0 | 0
F7_Commercial_OR - College_New_Space Heating_Natural Gas_Infiltration Control - Loading Dock Sealing_A_Technical Potential | F7 | Commercial | OR - College | New | Space Heating | Natural Gas | Infiltration Control - Loading Dock Sealing | A | Incremental Energy Savings (MWh or mTherms) | Technical Potential | 0 | 0 | 0 | 0 | 0 | 0 | 0 | 0 | 0 | 0 | 0 | 0 | 0 | 0 | 0 | 0 | 0 | 0 | 0 | 0 | 0 | 0 | 0 | 0 | 0 | 0 | 0
F8_Commercial_OR - College_New_Space Heating_Natural Gas_Infiltration Control - Loading Dock Sealing_A_Technical Potential | F8 | Commercial | OR - College | New | Space Heating | Natural Gas | Infiltration Control - Loading Dock Sealing | A | Incremental Summer Peak Savings (MW) | Technical Potential | 0 | 0 | 0 | 0 | 0 | 0 | 0 | 0 | 0 | 0 | 0 | 0 | 0 | 0 | 0 | 0 | 0 | 0 | 0 | 0 | 0 | 0 | 0 | 0 | 0 | 0 | 0
F9_Commercial_OR - College_New_Space Heating_Natural Gas_Infiltration Control - Loading Dock Sealing_A_Technical Potential | F9 | Commercial | OR - College | New | Space Heating | Natural Gas | Infiltration Control - Loading Dock Sealing | A | Incremental Winter Peak Savings (MW) | Technical Potential | 0 | 0 | 0 | 0 | 0 | 0 | 0 | 0 | 0 | 0 | 0 | 0 | 0 | 0 | 0 | 0 | 0 | 0 | 0 | 0 | 0 | 0 | 0 | 0 | 0 | 0 | 0
F10_Commercial_OR - College_New_Space Heating_Natural Gas_Infiltration Control - Loading Dock Sealing_A_Technical Potential | F10 | Commercial | OR - College | New | Space Heating | Natural Gas | Infiltration Control - Loading Dock Sealing | A | Cumulative Energy Savings (MWh or mTherms) | Technical Potential | 0 | 0 | 0 | 0 | 0 | 0 | 0 | 0 | 0 | 0 | 0 | 0 | 0 | 0 | 0 | 0 | 0 | 0 | 0 | 0 | 0 | 0 | 0 | 0 | 0 | 0 | 0
F11_Commercial_OR - College_New_Space Heating_Natural Gas_Infiltration Control - Loading Dock Sealing_A_Technical Potential | F11 | Commercial | OR - College | New | Space Heating | Natural Gas | Infiltration Control - Loading Dock Sealing | A | Cumulative Summer Peak Savings (MW) | Technical Potential | 0 | 0 | 0 | 0 | 0 | 0 | 0 | 0 | 0 | 0 | 0 | 0 | 0 | 0 | 0 | 0 | 0 | 0 | 0 | 0 | 0 | 0 | 0 | 0 | 0 | 0 | 0
F12_Commercial_OR - College_New_Space Heating_Natural Gas_Infiltration Control - Loading Dock Sealing_A_Technical Potential | F12 | Commercial | OR - College | New | Space Heating | Natural Gas | Infiltration Control - Loading Dock Sealing | A | Cumulative Winter Peak Savings (MW) | Technical Potential | 0 | 0 | 0 | 0 | 0 | 0 | 0 | 0 | 0 | 0 | 0 | 0 | 0 | 0 | 0 | 0 | 0 | 0 | 0 | 0 | 0 | 0 | 0 | 0 | 0 | 0 | 0
F13_Commercial_OR - College_New_Space Heating_Natural Gas_Infiltration Control - Loading Dock Sealing_A_Technical Potential | F13 | Commercial | OR - College | New | Space Heating | Natural Gas | Infiltration Control - Loading Dock Sealing | A | Purchases (Incremental) | Technical Potential | 0 | 0 | 0 | 0 | 0 | 0 | 0 | 0 | 0 | 0 | 0 | 0 | 0 | 0 | 0 | 0 | 0 | 0 | 0 | 0 | 0 | 0 | 0 | 0 | 0 | 0 | 0
F14_Commercial_OR - College_New_Space Heating_Natural Gas_Infiltration Control - Loading Dock Sealing_A_Technical Potential | F14 | Commercial | OR - College | New | Space Heating | Natural Gas | Infiltration Control - Loading Dock Sealing | A | Purchases (Cumulative) | Technical Potential | 0 | 0 | 0 | 0 | 0 | 0 | 0 | 0 | 0 | 0 | 0 | 0 | 0 | 0 | 0 | 0 | 0 | 0 | 0 | 0 | 0 | 0 | 0 | 0 | 0 | 0 | 0
F1_Commercial_OR - College_New_Space Heating_Natural Gas_Greenhouse Heat Curtain_A_Technical Potential | F1 | Commercial | OR - College | New | Space Heating | Natural Gas | Greenhouse Heat Curtain | A | Original Unit Energy Savings (kWh or therms) | Technical Potential | 0 | 0 | 0 | 0 | 0 | 0 | 0 | 0 | 0 | 0 | 0 | 0 | 0 | 0 | 0 | 0 | 0 | 0 | 0 | 0 | 0 | 0 | 0 | 0 | 0 | 0 | 0
F2_Commercial_OR - College_New_Space Heating_Natural Gas_Greenhouse Heat Curtain_A_Technical Potential | F2 | Commercial | OR - College | New | Space Heating | Natural Gas | Greenhouse Heat Curtain | A | Original Unit Summer Peak Savings (kW) | Technical Potential | 0 | 0 | 0 | 0 | 0 | 0 | 0 | 0 | 0 | 0 | 0 | 0 | 0 | 0 | 0 | 0 | 0 | 0 | 0 | 0 | 0 | 0 | 0 | 0 | 0 | 0 | 0
F3_Commercial_OR - College_New_Space Heating_Natural Gas_Greenhouse Heat Curtain_A_Technical Potential | F3 | Commercial | OR - College | New | Space Heating | Natural Gas | Greenhouse Heat Curtain | A | Original Unit Winter Peak Savings (kW) | Technical Potential | 0 | 0 | 0 | 0 | 0 | 0 | 0 | 0 | 0 | 0 | 0 | 0 | 0 | 0 | 0 | 0 | 0 | 0 | 0 | 0 | 0 | 0 | 0 | 0 | 0 | 0 | 0
F4_Commercial_OR - College_New_Space Heating_Natural Gas_Greenhouse Heat Curtain_A_Technical Potential | F4 | Commercial | OR - College | New | Space Heating | Natural Gas | Greenhouse Heat Curtain | A | Standalone Impact on Baseline Energy (%) | Technical Potential | 0 | 0 | 0 | 0 | 0 | 0 | 0 | 0 | 0 | 0 | 0 | 0 | 0 | 0 | 0 | 0 | 0 | 0 | 0 | 0 | 0 | 0 | 0 | 0 | 0 | 0 | 0
F5_Commercial_OR - College_New_Space Heating_Natural Gas_Greenhouse Heat Curtain_A_Technical Potential | F5 | Commercial | OR - College | New | Space Heating | Natural Gas | Greenhouse Heat Curtain | A | Standalone Impact on Baseline Summer Peak (%) | Technical Potential | 0 | 0 | 0 | 0 | 0 | 0 | 0 | 0 | 0 | 0 | 0 | 0 | 0 | 0 | 0 | 0 | 0 | 0 | 0 | 0 | 0 | 0 | 0 | 0 | 0 | 0 | 0
F6_Commercial_OR - College_New_Space Heating_Natural Gas_Greenhouse Heat Curtain_A_Technical Potential | F6 | Commercial | OR - College | New | Space Heating | Natural Gas | Greenhouse Heat Curtain | A | Standalone Impact on Baseline Winter Peak (%) | Technical Potential | 0 | 0 | 0 | 0 | 0 | 0 | 0 | 0 | 0 | 0 | 0 | 0 | 0 | 0 | 0 | 0 | 0 | 0 | 0 | 0 | 0 | 0 | 0 | 0 | 0 | 0 | 0
F7_Commercial_OR - College_New_Space Heating_Natural Gas_Greenhouse Heat Curtain_A_Technical Potential | F7 | Commercial | OR - College | New | Space Heating | Natural Gas | Greenhouse Heat Curtain | A | Incremental Energy Savings (MWh or mTherms) | Technical Potential | 0 | 0 | 0 | 0 | 0 | 0 | 0 | 0 | 0 | 0 | 0 | 0 | 0 | 0 | 0 | 0 | 0 | 0 | 0 | 0 | 0 | 0 | 0 | 0 | 0 | 0 | 0
F8_Commercial_OR - College_New_Space Heating_Natural Gas_Greenhouse Heat Curtain_A_Technical Potential | F8 | Commercial | OR - College | New | Space Heating | Natural Gas | Greenhouse Heat Curtain | A | Incremental Summer Peak Savings (MW) | Technical Potential | 0 | 0 | 0 | 0 | 0 | 0 | 0 | 0 | 0 | 0 | 0 | 0 | 0 | 0 | 0 | 0 | 0 | 0 | 0 | 0 | 0 | 0 | 0 | 0 | 0 | 0 | 0
F9_Commercial_OR - College_New_Space Heating_Natural Gas_Greenhouse Heat Curtain_A_Technical Potential | F9 | Commercial | OR - College | New | Space Heating | Natural Gas | Greenhouse Heat Curtain | A | Incremental Winter Peak Savings (MW) | Technical Potential | 0 | 0 | 0 | 0 | 0 | 0 | 0 | 0 | 0 | 0 | 0 | 0 | 0 | 0 | 0 | 0 | 0 | 0 | 0 | 0 | 0 | 0 | 0 | 0 | 0 | 0 | 0
F10_Commercial_OR - College_New_Space Heating_Natural Gas_Greenhouse Heat Curtain_A_Technical Potential | F10 | Commercial | OR - College | New | Space Heating | Natural Gas | Greenhouse Heat Curtain | A | Cumulative Energy Savings (MWh or mTherms) | Technical Potential | 0 | 0 | 0 | 0 | 0 | 0 | 0 | 0 | 0 | 0 | 0 | 0 | 0 | 0 | 0 | 0 | 0 | 0 | 0 | 0 | 0 | 0 | 0 | 0 | 0 | 0 | 0
F11_Commercial_OR - College_New_Space Heating_Natural Gas_Greenhouse Heat Curtain_A_Technical Potential | F11 | Commercial | OR - College | New | Space Heating | Natural Gas | Greenhouse Heat Curtain | A | Cumulative Summer Peak Savings (MW) | Technical Potential | 0 | 0 | 0 | 0 | 0 | 0 | 0 | 0 | 0 | 0 | 0 | 0 | 0 | 0 | 0 | 0 | 0 | 0 | 0 | 0 | 0 | 0 | 0 | 0 | 0 | 0 | 0
F12_Commercial_OR - College_New_Space Heating_Natural Gas_Greenhouse Heat Curtain_A_Technical Potential | F12 | Commercial | OR - College | New | Space Heating | Natural Gas | Greenhouse Heat Curtain | A | Cumulative Winter Peak Savings (MW) | Technical Potential | 0 | 0 | 0 | 0 | 0 | 0 | 0 | 0 | 0 | 0 | 0 | 0 | 0 | 0 | 0 | 0 | 0 | 0 | 0 | 0 | 0 | 0 | 0 | 0 | 0 | 0 | 0
F13_Commercial_OR - College_New_Space Heating_Natural Gas_Greenhouse Heat Curtain_A_Technical Potential | F13 | Commercial | OR - College | New | Space Heating | Natural Gas | Greenhouse Heat Curtain | A | Purchases (Incremental) | Technical Potential | 0 | 0 | 0 | 0 | 0 | 0 | 0 | 0 | 0 | 0 | 0 | 0 | 0 | 0 | 0 | 0 | 0 | 0 | 0 | 0 | 0 | 0 | 0 | 0 | 0 | 0 | 0
F14_Commercial_OR - College_New_Space Heating_Natural Gas_Greenhouse Heat Curtain_A_Technical Potential | F14 | Commercial | OR - College | New | Space Heating | Natural Gas | Greenhouse Heat Curtain | A | Purchases (Cumulative) | Technical Potential | 0 | 0 | 0 | 0 | 0 | 0 | 0 | 0 | 0 | 0 | 0 | 0 | 0 | 0 | 0 | 0 | 0 | 0 | 0 | 0 | 0 | 0 | 0 | 0 | 0 | 0 | 0
F1_Commercial_OR - College_New_Space Heating_Natural Gas_Ventilation - Parking Garages, Demand Controlled_A_Technical Potential | F1 | Commercial | OR - College | New | Space Heating | Natural Gas | Ventilation - Parking Garages, Demand Controlled | A | Original Unit Energy Savings (kWh or therms) | Technical Potential | 0 | 0 | 0 | 0 | 0 | 0 | 0 | 0 | 0 | 0 | 0 | 0 | 0 | 0 | 0 | 0 | 0 | 0 | 0 | 0 | 0 | 0 | 0 | 0 | 0 | 0 | 0
F2_Commercial_OR - College_New_Space Heating_Natural Gas_Ventilation - Parking Garages, Demand Controlled_A_Technical Potential | F2 | Commercial | OR - College | New | Space Heating | Natural Gas | Ventilation - Parking Garages, Demand Controlled | A | Original Unit Summer Peak Savings (kW) | Technical Potential | 0 | 0 | 0 | 0 | 0 | 0 | 0 | 0 | 0 | 0 | 0 | 0 | 0 | 0 | 0 | 0 | 0 | 0 | 0 | 0 | 0 | 0 | 0 | 0 | 0 | 0 | 0
F3_Commercial_OR - College_New_Space Heating_Natural Gas_Ventilation - Parking Garages, Demand Controlled_A_Technical Potential | F3 | Commercial | OR - College | New | Space Heating | Natural Gas | Ventilation - Parking Garages, Demand Controlled | A | Original Unit Winter Peak Savings (kW) | Technical Potential | 0 | 0 | 0 | 0 | 0 | 0 | 0 | 0 | 0 | 0 | 0 | 0 | 0 | 0 | 0 | 0 | 0 | 0 | 0 | 0 | 0 | 0 | 0 | 0 | 0 | 0 | 0
F4_Commercial_OR - College_New_Space Heating_Natural Gas_Ventilation - Parking Garages, Demand Controlled_A_Technical Potential | F4 | Commercial | OR - College | New | Space Heating | Natural Gas | Ventilation - Parking Garages, Demand Controlled | A | Standalone Impact on Baseline Energy (%) | Technical Potential | 0 | 0 | 0 | 0 | 0 | 0 | 0 | 0 | 0 | 0 | 0 | 0 | 0 | 0 | 0 | 0 | 0 | 0 | 0 | 0 | 0 | 0 | 0 | 0 | 0 | 0 | 0
F5_Commercial_OR - College_New_Space Heating_Natural Gas_Ventilation - Parking Garages, Demand Controlled_A_Technical Potential | F5 | Commercial | OR - College | New | Space Heating | Natural Gas | Ventilation - Parking Garages, Demand Controlled | A | Standalone Impact on Baseline Summer Peak (%) | Technical Potential | 0 | 0 | 0 | 0 | 0 | 0 | 0 | 0 | 0 | 0 | 0 | 0 | 0 | 0 | 0 | 0 | 0 | 0 | 0 | 0 | 0 | 0 | 0 | 0 | 0 | 0 | 0
F6_Commercial_OR - College_New_Space Heating_Natural Gas_Ventilation - Parking Garages, Demand Controlled_A_Technical Potential | F6 | Commercial | OR - College | New | Space Heating | Natural Gas | Ventilation - Parking Garages, Demand Controlled | A | Standalone Impact on Baseline Winter Peak (%) | Technical Potential | 0 | 0 | 0 | 0 | 0 | 0 | 0 | 0 | 0 | 0 | 0 | 0 | 0 | 0 | 0 | 0 | 0 | 0 | 0 | 0 | 0 | 0 | 0 | 0 | 0 | 0 | 0
F7_Commercial_OR - College_New_Space Heating_Natural Gas_Ventilation - Parking Garages, Demand Controlled_A_Technical Potential | F7 | Commercial | OR - College | New | Space Heating | Natural Gas | Ventilation - Parking Garages, Demand Controlled | A | Incremental Energy Savings (MWh or mTherms) | Technical Potential | 0 | 0 | 0 | 0 | 0 | 0 | 0 | 0 | 0 | 0 | 0 | 0 | 0 | 0 | 0 | 0 | 0 | 0 | 0 | 0 | 0 | 0 | 0 | 0 | 0 | 0 | 0
F8_Commercial_OR - College_New_Space Heating_Natural Gas_Ventilation - Parking Garages, Demand Controlled_A_Technical Potential | F8 | Commercial | OR - College | New | Space Heating | Natural Gas | Ventilation - Parking Garages, Demand Controlled | A | Incremental Summer Peak Savings (MW) | Technical Potential | 0 | 0 | 0 | 0 | 0 | 0 | 0 | 0 | 0 | 0 | 0 | 0 | 0 | 0 | 0 | 0 | 0 | 0 | 0 | 0 | 0 | 0 | 0 | 0 | 0 | 0 | 0
F9_Commercial_OR - College_New_Space Heating_Natural Gas_Ventilation - Parking Garages, Demand Controlled_A_Technical Potential | F9 | Commercial | OR - College | New | Space Heating | Natural Gas | Ventilation - Parking Garages, Demand Controlled | A | Incremental Winter Peak Savings (MW) | Technical Potential | 0 | 0 | 0 | 0 | 0 | 0 | 0 | 0 | 0 | 0 | 0 | 0 | 0 | 0 | 0 | 0 | 0 | 0 | 0 | 0 | 0 | 0 | 0 | 0 | 0 | 0 | 0
F10_Commercial_OR - College_New_Space Heating_Natural Gas_Ventilation - Parking Garages, Demand Controlled_A_Technical Potential | F10 | Commercial | OR - College | New | Space Heating | Natural Gas | Ventilation - Parking Garages, Demand Controlled | A | Cumulative Energy Savings (MWh or mTherms) | Technical Potential | 0 | 0 | 0 | 0 | 0 | 0 | 0 | 0 | 0 | 0 | 0 | 0 | 0 | 0 | 0 | 0 | 0 | 0 | 0 | 0 | 0 | 0 | 0 | 0 | 0 | 0 | 0
F11_Commercial_OR - College_New_Space Heating_Natural Gas_Ventilation - Parking Garages, Demand Controlled_A_Technical Potential | F11 | Commercial | OR - College | New | Space Heating | Natural Gas | Ventilation - Parking Garages, Demand Controlled | A | Cumulative Summer Peak Savings (MW) | Technical Potential | 0 | 0 | 0 | 0 | 0 | 0 | 0 | 0 | 0 | 0 | 0 | 0 | 0 | 0 | 0 | 0 | 0 | 0 | 0 | 0 | 0 | 0 | 0 | 0 | 0 | 0 | 0
F12_Commercial_OR - College_New_Space Heating_Natural Gas_Ventilation - Parking Garages, Demand Controlled_A_Technical Potential | F12 | Commercial | OR - College | New | Space Heating | Natural Gas | Ventilation - Parking Garages, Demand Controlled | A | Cumulative Winter Peak Savings (MW) | Technical Potential | 0 | 0 | 0 | 0 | 0 | 0 | 0 | 0 | 0 | 0 | 0 | 0 | 0 | 0 | 0 | 0 | 0 | 0 | 0 | 0 | 0 | 0 | 0 | 0 | 0 | 0 | 0
F13_Commercial_OR - College_New_Space Heating_Natural Gas_Ventilation - Parking Garages, Demand Controlled_A_Technical Potential | F13 | Commercial | OR - College | New | Space Heating | Natural Gas | Ventilation - Parking Garages, Demand Controlled | A | Purchases (Incremental) | Technical Potential | 0 | 0 | 0 | 0 | 0 | 0 | 0 | 0 | 0 | 0 | 0 | 0 | 0 | 0 | 0 | 0 | 0 | 0 | 0 | 0 | 0 | 0 | 0 | 0 | 0 | 0 | 0
F14_Commercial_OR - College_New_Space Heating_Natural Gas_Ventilation - Parking Garages, Demand Controlled_A_Technical Potential | F14 | Commercial | OR - College | New | Space Heating | Natural Gas | Ventilation - Parking Garages, Demand Controlled | A | Purchases (Cumulative) | Technical Potential | 0 | 0 | 0 | 0 | 0 | 0 | 0 | 0 | 0 | 0 | 0 | 0 | 0 | 0 | 0 | 0 | 0 | 0 | 0 | 0 | 0 | 0 | 0 | 0 | 0 | 0 | 0
F1_Commercial_OR - College_New_Miscellaneous_Natural Gas_Pool Heater - Night Covers_A_Technical Potential | F1 | Commercial | OR - College | New | Miscellaneous | Natural Gas | Pool Heater - Night Covers | A | Original Unit Energy Savings (kWh or therms) | Technical Potential | 0 | 0 | 0 | 0 | 0 | 0 | 0 | 0 | 0 | 0 | 0 | 0 | 0 | 0 | 0 | 0 | 0 | 0 | 0 | 0 | 0 | 0 | 0 | 0 | 0 | 0 | 0
F2_Commercial_OR - College_New_Miscellaneous_Natural Gas_Pool Heater - Night Covers_A_Technical Potential | F2 | Commercial | OR - College | New | Miscellaneous | Natural Gas | Pool Heater - Night Covers | A | Original Unit Summer Peak Savings (kW) | Technical Potential | 0 | 0 | 0 | 0 | 0 | 0 | 0 | 0 | 0 | 0 | 0 | 0 | 0 | 0 | 0 | 0 | 0 | 0 | 0 | 0 | 0 | 0 | 0 | 0 | 0 | 0 | 0
F3_Commercial_OR - College_New_Miscellaneous_Natural Gas_Pool Heater - Night Covers_A_Technical Potential | F3 | Commercial | OR - College | New | Miscellaneous | Natural Gas | Pool Heater - Night Covers | A | Original Unit Winter Peak Savings (kW) | Technical Potential | 0 | 0 | 0 | 0 | 0 | 0 | 0 | 0 | 0 | 0 | 0 | 0 | 0 | 0 | 0 | 0 | 0 | 0 | 0 | 0 | 0 | 0 | 0 | 0 | 0 | 0 | 0
F4_Commercial_OR - College_New_Miscellaneous_Natural Gas_Pool Heater - Night Covers_A_Technical Potential | F4 | Commercial | OR - College | New | Miscellaneous | Natural Gas | Pool Heater - Night Covers | A | Standalone Impact on Baseline Energy (%) | Technical Potential | 0 | 0 | 0 | 0 | 0 | 0 | 0 | 0 | 0 | 0 | 0 | 0 | 0 | 0 | 0 | 0 | 0 | 0 | 0 | 0 | 0 | 0 | 0 | 0 | 0 | 0 | 0
F5_Commercial_OR - College_New_Miscellaneous_Natural Gas_Pool Heater - Night Covers_A_Technical Potential | F5 | Commercial | OR - College | New | Miscellaneous | Natural Gas | Pool Heater - Night Covers | A | Standalone Impact on Baseline Summer Peak (%) | Technical Potential | 0 | 0 | 0 | 0 | 0 | 0 | 0 | 0 | 0 | 0 | 0 | 0 | 0 | 0 | 0 | 0 | 0 | 0 | 0 | 0 | 0 | 0 | 0 | 0 | 0 | 0 | 0
F6_Commercial_OR - College_New_Miscellaneous_Natural Gas_Pool Heater - Night Covers_A_Technical Potential | F6 | Commercial | OR - College | New | Miscellaneous | Natural Gas | Pool Heater - Night Covers | A | Standalone Impact on Baseline Winter Peak (%) | Technical Potential | 0 | 0 | 0 | 0 | 0 | 0 | 0 | 0 | 0 | 0 | 0 | 0 | 0 | 0 | 0 | 0 | 0 | 0 | 0 | 0 | 0 | 0 | 0 | 0 | 0 | 0 | 0
F7_Commercial_OR - College_New_Miscellaneous_Natural Gas_Pool Heater - Night Covers_A_Technical Potential | F7 | Commercial | OR - College | New | Miscellaneous | Natural Gas | Pool Heater - Night Covers | A | Incremental Energy Savings (MWh or mTherms) | Technical Potential | 0 | 0 | 0 | 0 | 0 | 0 | 0 | 0 | 0 | 0 | 0 | 0 | 0 | 0 | 0 | 0 | 0 | 0 | 0 | 0 | 0 | 0 | 0 | 0 | 0 | 0 | 0
F8_Commercial_OR - College_New_Miscellaneous_Natural Gas_Pool Heater - Night Covers_A_Technical Potential | F8 | Commercial | OR - College | New | Miscellaneous | Natural Gas | Pool Heater - Night Covers | A | Incremental Summer Peak Savings (MW) | Technical Potential | 0 | 0 | 0 | 0 | 0 | 0 | 0 | 0 | 0 | 0 | 0 | 0 | 0 | 0 | 0 | 0 | 0 | 0 | 0 | 0 | 0 | 0 | 0 | 0 | 0 | 0 | 0
F9_Commercial_OR - College_New_Miscellaneous_Natural Gas_Pool Heater - Night Covers_A_Technical Potential | F9 | Commercial | OR - College | New | Miscellaneous | Natural Gas | Pool Heater - Night Covers | A | Incremental Winter Peak Savings (MW) | Technical Potential | 0 | 0 | 0 | 0 | 0 | 0 | 0 | 0 | 0 | 0 | 0 | 0 | 0 | 0 | 0 | 0 | 0 | 0 | 0 | 0 | 0 | 0 | 0 | 0 | 0 | 0 | 0
F10_Commercial_OR - College_New_Miscellaneous_Natural Gas_Pool Heater - Night Covers_A_Technical Potential | F10 | Commercial | OR - College | New | Miscellaneous | Natural Gas | Pool Heater - Night Covers | A | Cumulative Energy Savings (MWh or mTherms) | Technical Potential | 0 | 0 | 0 | 0 | 0 | 0 | 0 | 0 | 0 | 0 | 0 | 0 | 0 | 0 | 0 | 0 | 0 | 0 | 0 | 0 | 0 | 0 | 0 | 0 | 0 | 0 | 0
F11_Commercial_OR - College_New_Miscellaneous_Natural Gas_Pool Heater - Night Covers_A_Technical Potential | F11 | Commercial | OR - College | New | Miscellaneous | Natural Gas | Pool Heater - Night Covers | A | Cumulative Summer Peak Savings (MW) | Technical Potential | 0 | 0 | 0 | 0 | 0 | 0 | 0 | 0 | 0 | 0 | 0 | 0 | 0 | 0 | 0 | 0 | 0 | 0 | 0 | 0 | 0 | 0 | 0 | 0 | 0 | 0 | 0
F12_Commercial_OR - College_New_Miscellaneous_Natural Gas_Pool Heater - Night Covers_A_Technical Potential | F12 | Commercial | OR - College | New | Miscellaneous | Natural Gas | Pool Heater - Night Covers | A | Cumulative Winter Peak Savings (MW) | Technical Potential | 0 | 0 | 0 | 0 | 0 | 0 | 0 | 0 | 0 | 0 | 0 | 0 | 0 | 0 | 0 | 0 | 0 | 0 | 0 | 0 | 0 | 0 | 0 | 0 | 0 | 0 | 0
F13_Commercial_OR - College_New_Miscellaneous_Natural Gas_Pool Heater - Night Covers_A_Technical Potential | F13 | Commercial | OR - College | New | Miscellaneous | Natural Gas | Pool Heater - Night Covers | A | Purchases (Incremental) | Technical Potential | 0 | 0 | 0 | 0 | 0 | 0 | 0 | 0 | 0 | 0 | 0 | 0 | 0 | 0 | 0 | 0 | 0 | 0 | 0 | 0 | 0 | 0 | 0 | 0 | 0 | 0 | 0
F14_Commercial_OR - College_New_Miscellaneous_Natural Gas_Pool Heater - Night Covers_A_Technical Potential | F14 | Commercial | OR - College | New | Miscellaneous | Natural Gas | Pool Heater - Night Covers | A | Purchases (Cumulative) | Technical Potential | 0 | 0 | 0 | 0 | 0 | 0 | 0 | 0 | 0 | 0 | 0 | 0 | 0 | 0 | 0 | 0 | 0 | 0 | 0 | 0 | 0 | 0 | 0 | 0 | 0 | 0 | 0
F1_Commercial_OR - College_New_Space Heating_Natural Gas_Advanced New Construction Designs_A_Technical Potential | F1 | Commercial | OR - College | New | Space Heating | Natural Gas | Advanced New Construction Designs | A | Original Unit Energy Savings (kWh or therms) | Technical Potential | 0 | 0 | 0 | 0 | 0 | 0 | 0 | 0 | 0 | 0 | 0 | 0 | 0 | 0 | 0 | 0 | 0 | 0 | 0 | 0 | 0 | 0 | 0 | 0 | 0 | 0 | 0
F2_Commercial_OR - College_New_Space Heating_Natural Gas_Advanced New Construction Designs_A_Technical Potential | F2 | Commercial | OR - College | New | Space Heating | Natural Gas | Advanced New Construction Designs | A | Original Unit Summer Peak Savings (kW) | Technical Potential | 0 | 0 | 0 | 0 | 0 | 0 | 0 | 0 | 0 | 0 | 0 | 0 | 0 | 0 | 0 | 0 | 0 | 0 | 0 | 0 | 0 | 0 | 0 | 0 | 0 | 0 | 0
F3_Commercial_OR - College_New_Space Heating_Natural Gas_Advanced New Construction Designs_A_Technical Potential | F3 | Commercial | OR - College | New | Space Heating | Natural Gas | Advanced New Construction Designs | A | Original Unit Winter Peak Savings (kW) | Technical Potential | 0 | 0 | 0 | 0 | 0 | 0 | 0 | 0 | 0 | 0 | 0 | 0 | 0 | 0 | 0 | 0 | 0 | 0 | 0 | 0 | 0 | 0 | 0 | 0 | 0 | 0 | 0
F4_Commercial_OR - College_New_Space Heating_Natural Gas_Advanced New Construction Designs_A_Technical Potential | F4 | Commercial | OR - College | New | Space Heating | Natural Gas | Advanced New Construction Designs | A | Standalone Impact on Baseline Energy (%) | Technical Potential | 0 | 0 | 0 | 0 | 0 | 0 | 0 | 0 | 0 | 0 | 0 | 0 | 0 | 0 | 0 | 0 | 0 | 0 | 0 | 0 | 0 | 0 | 0 | 0 | 0 | 0 | 0
F5_Commercial_OR - College_New_Space Heating_Natural Gas_Advanced New Construction Designs_A_Technical Potential | F5 | Commercial | OR - College | New | Space Heating | Natural Gas | Advanced New Construction Designs | A | Standalone Impact on Baseline Summer Peak (%) | Technical Potential | 0 | 0 | 0 | 0 | 0 | 0 | 0 | 0 | 0 | 0 | 0 | 0 | 0 | 0 | 0 | 0 | 0 | 0 | 0 | 0 | 0 | 0 | 0 | 0 | 0 | 0 | 0
F6_Commercial_OR - College_New_Space Heating_Natural Gas_Advanced New Construction Designs_A_Technical Potential | F6 | Commercial | OR - College | New | Space Heating | Natural Gas | Advanced New Construction Designs | A | Standalone Impact on Baseline Winter Peak (%) | Technical Potential | 0 | 0 | 0 | 0 | 0 | 0 | 0 | 0 | 0 | 0 | 0 | 0 | 0 | 0 | 0 | 0 | 0 | 0 | 0 | 0 | 0 | 0 | 0 | 0 | 0 | 0 | 0
F7_Commercial_OR - College_New_Space Heating_Natural Gas_Advanced New Construction Designs_A_Technical Potential | F7 | Commercial | OR - College | New | Space Heating | Natural Gas | Advanced New Construction Designs | A | Incremental Energy Savings (MWh or mTherms) | Technical Potential | 0 | 0 | 0 | 0 | 0 | 0 | 0 | 0 | 0 | 0 | 0 | 0 | 0 | 0 | 0 | 0 | 0 | 0 | 0 | 0 | 0 | 0 | 0 | 0 | 0 | 0 | 0
F8_Commercial_OR - College_New_Space Heating_Natural Gas_Advanced New Construction Designs_A_Technical Potential | F8 | Commercial | OR - College | New | Space Heating | Natural Gas | Advanced New Construction Designs | A | Incremental Summer Peak Savings (MW) | Technical Potential | 0 | 0 | 0 | 0 | 0 | 0 | 0 | 0 | 0 | 0 | 0 | 0 | 0 | 0 | 0 | 0 | 0 | 0 | 0 | 0 | 0 | 0 | 0 | 0 | 0 | 0 | 0
F9_Commercial_OR - College_New_Space Heating_Natural Gas_Advanced New Construction Designs_A_Technical Potential | F9 | Commercial | OR - College | New | Space Heating | Natural Gas | Advanced New Construction Designs | A | Incremental Winter Peak Savings (MW) | Technical Potential | 0 | 0 | 0 | 0 | 0 | 0 | 0 | 0 | 0 | 0 | 0 | 0 | 0 | 0 | 0 | 0 | 0 | 0 | 0 | 0 | 0 | 0 | 0 | 0 | 0 | 0 | 0
F10_Commercial_OR - College_New_Space Heating_Natural Gas_Advanced New Construction Designs_A_Technical Potential | F10 | Commercial | OR - College | New | Space Heating | Natural Gas | Advanced New Construction Designs | A | Cumulative Energy Savings (MWh or mTherms) | Technical Potential | 0 | 0 | 0 | 0 | 0 | 0 | 0 | 0 | 0 | 0 | 0 | 0 | 0 | 0 | 0 | 0 | 0 | 0 | 0 | 0 | 0 | 0 | 0 | 0 | 0 | 0 | 0
F11_Commercial_OR - College_New_Space Heating_Natural Gas_Advanced New Construction Designs_A_Technical Potential | F11 | Commercial | OR - College | New | Space Heating | Natural Gas | Advanced New Construction Designs | A | Cumulative Summer Peak Savings (MW) | Technical Potential | 0 | 0 | 0 | 0 | 0 | 0 | 0 | 0 | 0 | 0 | 0 | 0 | 0 | 0 | 0 | 0 | 0 | 0 | 0 | 0 | 0 | 0 | 0 | 0 | 0 | 0 | 0
F12_Commercial_OR - College_New_Space Heating_Natural Gas_Advanced New Construction Designs_A_Technical Potential | F12 | Commercial | OR - College | New | Space Heating | Natural Gas | Advanced New Construction Designs | A | Cumulative Winter Peak Savings (MW) | Technical Potential | 0 | 0 | 0 | 0 | 0 | 0 | 0 | 0 | 0 | 0 | 0 | 0 | 0 | 0 | 0 | 0 | 0 | 0 | 0 | 0 | 0 | 0 | 0 | 0 | 0 | 0 | 0
F13_Commercial_OR - College_New_Space Heating_Natural Gas_Advanced New Construction Designs_A_Technical Potential | F13 | Commercial | OR - College | New | Space Heating | Natural Gas | Advanced New Construction Designs | A | Purchases (Incremental) | Technical Potential | 0 | 0 | 0 | 0 | 0 | 0 | 0 | 0 | 0 | 0 | 0 | 0 | 0 | 0 | 0 | 0 | 0 | 0 | 0 | 0 | 0 | 0 | 0 | 0 | 0 | 0 | 0
F14_Commercial_OR - College_New_Space Heating_Natural Gas_Advanced New Construction Designs_A_Technical Potential | F14 | Commercial | OR - College | New | Space Heating | Natural Gas | Advanced New Construction Designs | A | Purchases (Cumulative) | Technical Potential | 0 | 0 | 0 | 0 | 0 | 0 | 0 | 0 | 0 | 0 | 0 | 0 | 0 | 0 | 0 | 0 | 0 | 0 | 0 | 0 | 0 | 0 | 0 | 0 | 0 | 0 | 0
F1_Commercial_OR - College_New_Water Heating_Natural Gas_Advanced New Construction Designs_A_Technical Potential | F1 | Commercial | OR - College | New | Water Heating | Natural Gas | Advanced New Construction Designs | A | Original Unit Energy Savings (kWh or therms) | Technical Potential | 0 | 0 | 0 | 0 | 0 | 0 | 0 | 0 | 0 | 0 | 0 | 0 | 0 | 0 | 0 | 0 | 0 | 0 | 0 | 0 | 0 | 0 | 0 | 0 | 0 | 0 | 0
F2_Commercial_OR - College_New_Water Heating_Natural Gas_Advanced New Construction Designs_A_Technical Potential | F2 | Commercial | OR - College | New | Water Heating | Natural Gas | Advanced New Construction Designs | A | Original Unit Summer Peak Savings (kW) | Technical Potential | 0 | 0 | 0 | 0 | 0 | 0 | 0 | 0 | 0 | 0 | 0 | 0 | 0 | 0 | 0 | 0 | 0 | 0 | 0 | 0 | 0 | 0 | 0 | 0 | 0 | 0 | 0
F3_Commercial_OR - College_New_Water Heating_Natural Gas_Advanced New Construction Designs_A_Technical Potential | F3 | Commercial | OR - College | New | Water Heating | Natural Gas | Advanced New Construction Designs | A | Original Unit Winter Peak Savings (kW) | Technical Potential | 0 | 0 | 0 | 0 | 0 | 0 | 0 | 0 | 0 | 0 | 0 | 0 | 0 | 0 | 0 | 0 | 0 | 0 | 0 | 0 | 0 | 0 | 0 | 0 | 0 | 0 | 0
F4_Commercial_OR - College_New_Water Heating_Natural Gas_Advanced New Construction Designs_A_Technical Potential | F4 | Commercial | OR - College | New | Water Heating | Natural Gas | Advanced New Construction Designs | A | Standalone Impact on Baseline Energy (%) | Technical Potential | 0 | 0 | 0 | 0 | 0 | 0 | 0 | 0 | 0 | 0 | 0 | 0 | 0 | 0 | 0 | 0 | 0 | 0 | 0 | 0 | 0 | 0 | 0 | 0 | 0 | 0 | 0
F5_Commercial_OR - College_New_Water Heating_Natural Gas_Advanced New Construction Designs_A_Technical Potential | F5 | Commercial | OR - College | New | Water Heating | Natural Gas | Advanced New Construction Designs | A | Standalone Impact on Baseline Summer Peak (%) | Technical Potential | 0 | 0 | 0 | 0 | 0 | 0 | 0 | 0 | 0 | 0 | 0 | 0 | 0 | 0 | 0 | 0 | 0 | 0 | 0 | 0 | 0 | 0 | 0 | 0 | 0 | 0 | 0
F6_Commercial_OR - College_New_Water Heating_Natural Gas_Advanced New Construction Designs_A_Technical Potential | F6 | Commercial | OR - College | New | Water Heating | Natural Gas | Advanced New Construction Designs | A | Standalone Impact on Baseline Winter Peak (%) | Technical Potential | 0 | 0 | 0 | 0 | 0 | 0 | 0 | 0 | 0 | 0 | 0 | 0 | 0 | 0 | 0 | 0 | 0 | 0 | 0 | 0 | 0 | 0 | 0 | 0 | 0 | 0 | 0
F7_Commercial_OR - College_New_Water Heating_Natural Gas_Advanced New Construction Designs_A_Technical Potential | F7 | Commercial | OR - College | New | Water Heating | Natural Gas | Advanced New Construction Designs | A | Incremental Energy Savings (MWh or mTherms) | Technical Potential | 0 | 0 | 0 | 0 | 0 | 0 | 0 | 0 | 0 | 0 | 0 | 0 | 0 | 0 | 0 | 0 | 0 | 0 | 0 | 0 | 0 | 0 | 0 | 0 | 0 | 0 | 0
F8_Commercial_OR - College_New_Water Heating_Natural Gas_Advanced New Construction Designs_A_Technical Potential | F8 | Commercial | OR - College | New | Water Heating | Natural Gas | Advanced New Construction Designs | A | Incremental Summer Peak Savings (MW) | Technical Potential | 0 | 0 | 0 | 0 | 0 | 0 | 0 | 0 | 0 | 0 | 0 | 0 | 0 | 0 | 0 | 0 | 0 | 0 | 0 | 0 | 0 | 0 | 0 | 0 | 0 | 0 | 0
F9_Commercial_OR - College_New_Water Heating_Natural Gas_Advanced New Construction Designs_A_Technical Potential | F9 | Commercial | OR - College | New | Water Heating | Natural Gas | Advanced New Construction Designs | A | Incremental Winter Peak Savings (MW) | Technical Potential | 0 | 0 | 0 | 0 | 0 | 0 | 0 | 0 | 0 | 0 | 0 | 0 | 0 | 0 | 0 | 0 | 0 | 0 | 0 | 0 | 0 | 0 | 0 | 0 | 0 | 0 | 0
F10_Commercial_OR - College_New_Water Heating_Natural Gas_Advanced New Construction Designs_A_Technical Potential | F10 | Commercial | OR - College | New | Water Heating | Natural Gas | Advanced New Construction Designs | A | Cumulative Energy Savings (MWh or mTherms) | Technical Potential | 0 | 0 | 0 | 0 | 0 | 0 | 0 | 0 | 0 | 0 | 0 | 0 | 0 | 0 | 0 | 0 | 0 | 0 | 0 | 0 | 0 | 0 | 0 | 0 | 0 | 0 | 0
F11_Commercial_OR - College_New_Water Heating_Natural Gas_Advanced New Construction Designs_A_Technical Potential | F11 | Commercial | OR - College | New | Water Heating | Natural Gas | Advanced New Construction Designs | A | Cumulative Summer Peak Savings (MW) | Technical Potential | 0 | 0 | 0 | 0 | 0 | 0 | 0 | 0 | 0 | 0 | 0 | 0 | 0 | 0 | 0 | 0 | 0 | 0 | 0 | 0 | 0 | 0 | 0 | 0 | 0 | 0 | 0
F12_Commercial_OR - College_New_Water Heating_Natural Gas_Advanced New Construction Designs_A_Technical Potential | F12 | Commercial | OR - College | New | Water Heating | Natural Gas | Advanced New Construction Designs | A | Cumulative Winter Peak Savings (MW) | Technical Potential | 0 | 0 | 0 | 0 | 0 | 0 | 0 | 0 | 0 | 0 | 0 | 0 | 0 | 0 | 0 | 0 | 0 | 0 | 0 | 0 | 0 | 0 | 0 | 0 | 0 | 0 | 0
F13_Commercial_OR - College_New_Water Heating_Natural Gas_Advanced New Construction Designs_A_Technical Potential | F13 | Commercial | OR - College | New | Water Heating | Natural Gas | Advanced New Construction Designs | A | Purchases (Incremental) | Technical Potential | 0 | 0 | 0 | 0 | 0 | 0 | 0 | 0 | 0 | 0 | 0 | 0 | 0 | 0 | 0 | 0 | 0 | 0 | 0 | 0 | 0 | 0 | 0 | 0 | 0 | 0 | 0
F14_Commercial_OR - College_New_Water Heating_Natural Gas_Advanced New Construction Designs_A_Technical Potential | F14 | Commercial | OR - College | New | Water Heating | Natural Gas | Advanced New Construction Designs | A | Purchases (Cumulative) | Technical Potential | 0 | 0 | 0 | 0 | 0 | 0 | 0 | 0 | 0 | 0 | 0 | 0 | 0 | 0 | 0 | 0 | 0 | 0 | 0 | 0 | 0 | 0 | 0 | 0 | 0 | 0 | 0
F1_Commercial_OR - College_New_Space Heating_Natural Gas_Strategic Energy Management_A_Technical Potential | F1 | Commercial | OR - College | New | Space Heating | Natural Gas | Strategic Energy Management | A | Original Unit Energy Savings (kWh or therms) | Technical Potential | 0 | 0 | 0 | 0 | 0 | 0 | 0 | 0 | 0 | 0 | 0 | 0 | 0 | 0 | 0 | 0 | 0 | 0 | 0 | 0 | 0 | 0 | 0 | 0 | 0 | 0 | 0
F2_Commercial_OR - College_New_Space Heating_Natural Gas_Strategic Energy Management_A_Technical Potential | F2 | Commercial | OR - College | New | Space Heating | Natural Gas | Strategic Energy Management | A | Original Unit Summer Peak Savings (kW) | Technical Potential | 0 | 0 | 0 | 0 | 0 | 0 | 0 | 0 | 0 | 0 | 0 | 0 | 0 | 0 | 0 | 0 | 0 | 0 | 0 | 0 | 0 | 0 | 0 | 0 | 0 | 0 | 0
F3_Commercial_OR - College_New_Space Heating_Natural Gas_Strategic Energy Management_A_Technical Potential | F3 | Commercial | OR - College | New | Space Heating | Natural Gas | Strategic Energy Management | A | Original Unit Winter Peak Savings (kW) | Technical Potential | 0 | 0 | 0 | 0 | 0 | 0 | 0 | 0 | 0 | 0 | 0 | 0 | 0 | 0 | 0 | 0 | 0 | 0 | 0 | 0 | 0 | 0 | 0 | 0 | 0 | 0 | 0
F4_Commercial_OR - College_New_Space Heating_Natural Gas_Strategic Energy Management_A_Technical Potential | F4 | Commercial | OR - College | New | Space Heating | Natural Gas | Strategic Energy Management | A | Standalone Impact on Baseline Energy (%) | Technical Potential | 0 | 0 | 0 | 0 | 0 | 0 | 0 | 0 | 0 | 0 | 0 | 0 | 0 | 0 | 0 | 0 | 0 | 0 | 0 | 0 | 0 | 0 | 0 | 0 | 0 | 0 | 0
F5_Commercial_OR - College_New_Space Heating_Natural Gas_Strategic Energy Management_A_Technical Potential | F5 | Commercial | OR - College | New | Space Heating | Natural Gas | Strategic Energy Management | A | Standalone Impact on Baseline Summer Peak (%) | Technical Potential | 0 | 0 | 0 | 0 | 0 | 0 | 0 | 0 | 0 | 0 | 0 | 0 | 0 | 0 | 0 | 0 | 0 | 0 | 0 | 0 | 0 | 0 | 0 | 0 | 0 | 0 | 0
F6_Commercial_OR - College_New_Space Heating_Natural Gas_Strategic Energy Management_A_Technical Potential | F6 | Commercial | OR - College | New | Space Heating | Natural Gas | Strategic Energy Management | A | Standalone Impact on Baseline Winter Peak (%) | Technical Potential | 0 | 0 | 0 | 0 | 0 | 0 | 0 | 0 | 0 | 0 | 0 | 0 | 0 | 0 | 0 | 0 | 0 | 0 | 0 | 0 | 0 | 0 | 0 | 0 | 0 | 0 | 0
F7_Commercial_OR - College_New_Space Heating_Natural Gas_Strategic Energy Management_A_Technical Potential | F7 | Commercial | OR - College | New | Space Heating | Natural Gas | Strategic Energy Management | A | Incremental Energy Savings (MWh or mTherms) | Technical Potential | 0 | 0 | 0 | 0 | 0 | 0 | 0 | 0 | 0 | 0 | 0 | 0 | 0 | 0 | 0 | 0 | 0 | 0 | 0 | 0 | 0 | 0 | 0 | 0 | 0 | 0 | 0
F8_Commercial_OR - College_New_Space Heating_Natural Gas_Strategic Energy Management_A_Technical Potential | F8 | Commercial | OR - College | New | Space Heating | Natural Gas | Strategic Energy Management | A | Incremental Summer Peak Savings (MW) | Technical Potential | 0 | 0 | 0 | 0 | 0 | 0 | 0 | 0 | 0 | 0 | 0 | 0 | 0 | 0 | 0 | 0 | 0 | 0 | 0 | 0 | 0 | 0 | 0 | 0 | 0 | 0 | 0
F9_Commercial_OR - College_New_Space Heating_Natural Gas_Strategic Energy Management_A_Technical Potential | F9 | Commercial | OR - College | New | Space Heating | Natural Gas | Strategic Energy Management | A | Incremental Winter Peak Savings (MW) | Technical Potential | 0 | 0 | 0 | 0 | 0 | 0 | 0 | 0 | 0 | 0 | 0 | 0 | 0 | 0 | 0 | 0 | 0 | 0 | 0 | 0 | 0 | 0 | 0 | 0 | 0 | 0 | 0
F10_Commercial_OR - College_New_Space Heating_Natural Gas_Strategic Energy Management_A_Technical Potential | F10 | Commercial | OR - College | New | Space Heating | Natural Gas | Strategic Energy Management | A | Cumulative Energy Savings (MWh or mTherms) | Technical Potential | 0 | 0 | 0 | 0 | 0 | 0 | 0 | 0 | 0 | 0 | 0 | 0 | 0 | 0 | 0 | 0 | 0 | 0 | 0 | 0 | 0 | 0 | 0 | 0 | 0 | 0 | 0
F11_Commercial_OR - College_New_Space Heating_Natural Gas_Strategic Energy Management_A_Technical Potential | F11 | Commercial | OR - College | New | Space Heating | Natural Gas | Strategic Energy Management | A | Cumulative Summer Peak Savings (MW) | Technical Potential | 0 | 0 | 0 | 0 | 0 | 0 | 0 | 0 | 0 | 0 | 0 | 0 | 0 | 0 | 0 | 0 | 0 | 0 | 0 | 0 | 0 | 0 | 0 | 0 | 0 | 0 | 0
F12_Commercial_OR - College_New_Space Heating_Natural Gas_Strategic Energy Management_A_Technical Potential | F12 | Commercial | OR - College | New | Space Heating | Natural Gas | Strategic Energy Management | A | Cumulative Winter Peak Savings (MW) | Technical Potential | 0 | 0 | 0 | 0 | 0 | 0 | 0 | 0 | 0 | 0 | 0 | 0 | 0 | 0 | 0 | 0 | 0 | 0 | 0 | 0 | 0 | 0 | 0 | 0 | 0 | 0 | 0
F13_Commercial_OR - College_New_Space Heating_Natural Gas_Strategic Energy Management_A_Technical Potential | F13 | Commercial | OR - College | New | Space Heating | Natural Gas | Strategic Energy Management | A | Purchases (Incremental) | Technical Potential | 0 | 0 | 0 | 0 | 0 | 0 | 0 | 0 | 0 | 0 | 0 | 0 | 0 | 0 | 0 | 0 | 0 | 0 | 0 | 0 | 0 | 0 | 0 | 0 | 0 | 0 | 0
F14_Commercial_OR - College_New_Space Heating_Natural Gas_Strategic Energy Management_A_Technical Potential | F14 | Commercial | OR - College | New | Space Heating | Natural Gas | Strategic Energy Management | A | Purchases (Cumulative) | Technical Potential | 0 | 0 | 0 | 0 | 0 | 0 | 0 | 0 | 0 | 0 | 0 | 0 | 0 | 0 | 0 | 0 | 0 | 0 | 0 | 0 | 0 | 0 | 0 | 0 | 0 | 0 | 0
F1_Commercial_OR - College_New_Water Heating_Natural Gas_Strategic Energy Management_A_Technical Potential | F1 | Commercial | OR - College | New | Water Heating | Natural Gas | Strategic Energy Management | A | Original Unit Energy Savings (kWh or therms) | Technical Potential | 0 | 0 | 0 | 0 | 0 | 0 | 0 | 0 | 0 | 0 | 0 | 0 | 0 | 0 | 0 | 0 | 0 | 0 | 0 | 0 | 0 | 0 | 0 | 0 | 0 | 0 | 0
F2_Commercial_OR - College_New_Water Heating_Natural Gas_Strategic Energy Management_A_Technical Potential | F2 | Commercial | OR - College | New | Water Heating | Natural Gas | Strategic Energy Management | A | Original Unit Summer Peak Savings (kW) | Technical Potential | 0 | 0 | 0 | 0 | 0 | 0 | 0 | 0 | 0 | 0 | 0 | 0 | 0 | 0 | 0 | 0 | 0 | 0 | 0 | 0 | 0 | 0 | 0 | 0 | 0 | 0 | 0
F3_Commercial_OR - College_New_Water Heating_Natural Gas_Strategic Energy Management_A_Technical Potential | F3 | Commercial | OR - College | New | Water Heating | Natural Gas | Strategic Energy Management | A | Original Unit Winter Peak Savings (kW) | Technical Potential | 0 | 0 | 0 | 0 | 0 | 0 | 0 | 0 | 0 | 0 | 0 | 0 | 0 | 0 | 0 | 0 | 0 | 0 | 0 | 0 | 0 | 0 | 0 | 0 | 0 | 0 | 0
F4_Commercial_OR - College_New_Water Heating_Natural Gas_Strategic Energy Management_A_Technical Potential | F4 | Commercial | OR - College | New | Water Heating | Natural Gas | Strategic Energy Management | A | Standalone Impact on Baseline Energy (%) | Technical Potential | 0 | 0 | 0 | 0 | 0 | 0 | 0 | 0 | 0 | 0 | 0 | 0 | 0 | 0 | 0 | 0 | 0 | 0 | 0 | 0 | 0 | 0 | 0 | 0 | 0 | 0 | 0
F5_Commercial_OR - College_New_Water Heating_Natural Gas_Strategic Energy Management_A_Technical Potential | F5 | Commercial | OR - College | New | Water Heating | Natural Gas | Strategic Energy Management | A | Standalone Impact on Baseline Summer Peak (%) | Technical Potential | 0 | 0 | 0 | 0 | 0 | 0 | 0 | 0 | 0 | 0 | 0 | 0 | 0 | 0 | 0 | 0 | 0 | 0 | 0 | 0 | 0 | 0 | 0 | 0 | 0 | 0 | 0
F6_Commercial_OR - College_New_Water Heating_Natural Gas_Strategic Energy Management_A_Technical Potential | F6 | Commercial | OR - College | New | Water Heating | Natural Gas | Strategic Energy Management | A | Standalone Impact on Baseline Winter Peak (%) | Technical Potential | 0 | 0 | 0 | 0 | 0 | 0 | 0 | 0 | 0 | 0 | 0 | 0 | 0 | 0 | 0 | 0 | 0 | 0 | 0 | 0 | 0 | 0 | 0 | 0 | 0 | 0 | 0
F7_Commercial_OR - College_New_Water Heating_Natural Gas_Strategic Energy Management_A_Technical Potential | F7 | Commercial | OR - College | New | Water Heating | Natural Gas | Strategic Energy Management | A | Incremental Energy Savings (MWh or mTherms) | Technical Potential | 0 | 0 | 0 | 0 | 0 | 0 | 0 | 0 | 0 | 0 | 0 | 0 | 0 | 0 | 0 | 0 | 0 | 0 | 0 | 0 | 0 | 0 | 0 | 0 | 0 | 0 | 0
F8_Commercial_OR - College_New_Water Heating_Natural Gas_Strategic Energy Management_A_Technical Potential | F8 | Commercial | OR - College | New | Water Heating | Natural Gas | Strategic Energy Management | A | Incremental Summer Peak Savings (MW) | Technical Potential | 0 | 0 | 0 | 0 | 0 | 0 | 0 | 0 | 0 | 0 | 0 | 0 | 0 | 0 | 0 | 0 | 0 | 0 | 0 | 0 | 0 | 0 | 0 | 0 | 0 | 0 | 0
F9_Commercial_OR - College_New_Water Heating_Natural Gas_Strategic Energy Management_A_Technical Potential | F9 | Commercial | OR - College | New | Water Heating | Natural Gas | Strategic Energy Management | A | Incremental Winter Peak Savings (MW) | Technical Potential | 0 | 0 | 0 | 0 | 0 | 0 | 0 | 0 | 0 | 0 | 0 | 0 | 0 | 0 | 0 | 0 | 0 | 0 | 0 | 0 | 0 | 0 | 0 | 0 | 0 | 0 | 0
F10_Commercial_OR - College_New_Water Heating_Natural Gas_Strategic Energy Management_A_Technical Potential | F10 | Commercial | OR - College | New | Water Heating | Natural Gas | Strategic Energy Management | A | Cumulative Energy Savings (MWh or mTherms) | Technical Potential | 0 | 0 | 0 | 0 | 0 | 0 | 0 | 0 | 0 | 0 | 0 | 0 | 0 | 0 | 0 | 0 | 0 | 0 | 0 | 0 | 0 | 0 | 0 | 0 | 0 | 0 | 0
F11_Commercial_OR - College_New_Water Heating_Natural Gas_Strategic Energy Management_A_Technical Potential | F11 | Commercial | OR - College | New | Water Heating | Natural Gas | Strategic Energy Management | A | Cumulative Summer Peak Savings (MW) | Technical Potential | 0 | 0 | 0 | 0 | 0 | 0 | 0 | 0 | 0 | 0 | 0 | 0 | 0 | 0 | 0 | 0 | 0 | 0 | 0 | 0 | 0 | 0 | 0 | 0 | 0 | 0 | 0
F12_Commercial_OR - College_New_Water Heating_Natural Gas_Strategic Energy Management_A_Technical Potential | F12 | Commercial | OR - College | New | Water Heating | Natural Gas | Strategic Energy Management | A | Cumulative Winter Peak Savings (MW) | Technical Potential | 0 | 0 | 0 | 0 | 0 | 0 | 0 | 0 | 0 | 0 | 0 | 0 | 0 | 0 | 0 | 0 | 0 | 0 | 0 | 0 | 0 | 0 | 0 | 0 | 0 | 0 | 0
F13_Commercial_OR - College_New_Water Heating_Natural Gas_Strategic Energy Management_A_Technical Potential | F13 | Commercial | OR - College | New | Water Heating | Natural Gas | Strategic Energy Management | A | Purchases (Incremental) | Technical Potential | 0 | 0 | 0 | 0 | 0 | 0 | 0 | 0 | 0 | 0 | 0 | 0 | 0 | 0 | 0 | 0 | 0 | 0 | 0 | 0 | 0 | 0 | 0 | 0 | 0 | 0 | 0
F14_Commercial_OR - College_New_Water Heating_Natural Gas_Strategic Energy Management_A_Technical Potential | F14 | Commercial | OR - College | New | Water Heating | Natural Gas | Strategic Energy Management | A | Purchases (Cumulative) | Technical Potential | 0 | 0 | 0 | 0 | 0 | 0 | 0 | 0 | 0 | 0 | 0 | 0 | 0 | 0 | 0 | 0 | 0 | 0 | 0 | 0 | 0 | 0 | 0 | 0 | 0 | 0 | 0
F1_Commercial_OR - College_New_Space Heating_Natural Gas_Retrocommissioning_A_Technical Potential | F1 | Commercial | OR - College | New | Space Heating | Natural Gas | Retrocommissioning | A | Original Unit Energy Savings (kWh or therms) | Technical Potential | 0 | 0 | 0 | 0 | 0 | 0 | 0 | 0 | 0 | 0 | 0 | 0 | 0 | 0 | 0 | 0 | 0 | 0 | 0 | 0 | 0 | 0 | 0 | 0 | 0 | 0 | 0
F2_Commercial_OR - College_New_Space Heating_Natural Gas_Retrocommissioning_A_Technical Potential | F2 | Commercial | OR - College | New | Space Heating | Natural Gas | Retrocommissioning | A | Original Unit Summer Peak Savings (kW) | Technical Potential | 0 | 0 | 0 | 0 | 0 | 0 | 0 | 0 | 0 | 0 | 0 | 0 | 0 | 0 | 0 | 0 | 0 | 0 | 0 | 0 | 0 | 0 | 0 | 0 | 0 | 0 | 0
F3_Commercial_OR - College_New_Space Heating_Natural Gas_Retrocommissioning_A_Technical Potential | F3 | Commercial | OR - College | New | Space Heating | Natural Gas | Retrocommissioning | A | Original Unit Winter Peak Savings (kW) | Technical Potential | 0 | 0 | 0 | 0 | 0 | 0 | 0 | 0 | 0 | 0 | 0 | 0 | 0 | 0 | 0 | 0 | 0 | 0 | 0 | 0 | 0 | 0 | 0 | 0 | 0 | 0 | 0
F4_Commercial_OR - College_New_Space Heating_Natural Gas_Retrocommissioning_A_Technical Potential | F4 | Commercial | OR - College | New | Space Heating | Natural Gas | Retrocommissioning | A | Standalone Impact on Baseline Energy (%) | Technical Potential | 0 | 0 | 0 | 0 | 0 | 0 | 0 | 0 | 0 | 0 | 0 | 0 | 0 | 0 | 0 | 0 | 0 | 0 | 0 | 0 | 0 | 0 | 0 | 0 | 0 | 0 | 0
F5_Commercial_OR - College_New_Space Heating_Natural Gas_Retrocommissioning_A_Technical Potential | F5 | Commercial | OR - College | New | Space Heating | Natural Gas | Retrocommissioning | A | Standalone Impact on Baseline Summer Peak (%) | Technical Potential | 0 | 0 | 0 | 0 | 0 | 0 | 0 | 0 | 0 | 0 | 0 | 0 | 0 | 0 | 0 | 0 | 0 | 0 | 0 | 0 | 0 | 0 | 0 | 0 | 0 | 0 | 0
F6_Commercial_OR - College_New_Space Heating_Natural Gas_Retrocommissioning_A_Technical Potential | F6 | Commercial | OR - College | New | Space Heating | Natural Gas | Retrocommissioning | A | Standalone Impact on Baseline Winter Peak (%) | Technical Potential | 0 | 0 | 0 | 0 | 0 | 0 | 0 | 0 | 0 | 0 | 0 | 0 | 0 | 0 | 0 | 0 | 0 | 0 | 0 | 0 | 0 | 0 | 0 | 0 | 0 | 0 | 0
F7_Commercial_OR - College_New_Space Heating_Natural Gas_Retrocommissioning_A_Technical Potential | F7 | Commercial | OR - College | New | Space Heating | Natural Gas | Retrocommissioning | A | Incremental Energy Savings (MWh or mTherms) | Technical Potential | 0 | 0 | 0 | 0 | 0 | 0 | 0 | 0 | 0 | 0 | 0 | 0 | 0 | 0 | 0 | 0 | 0 | 0 | 0 | 0 | 0 | 0 | 0 | 0 | 0 | 0 | 0
F8_Commercial_OR - College_New_Space Heating_Natural Gas_Retrocommissioning_A_Technical Potential | F8 | Commercial | OR - College | New | Space Heating | Natural Gas | Retrocommissioning | A | Incremental Summer Peak Savings (MW) | Technical Potential | 0 | 0 | 0 | 0 | 0 | 0 | 0 | 0 | 0 | 0 | 0 | 0 | 0 | 0 | 0 | 0 | 0 | 0 | 0 | 0 | 0 | 0 | 0 | 0 | 0 | 0 | 0
F9_Commercial_OR - College_New_Space Heating_Natural Gas_Retrocommissioning_A_Technical Potential | F9 | Commercial | OR - College | New | Space Heating | Natural Gas | Retrocommissioning | A | Incremental Winter Peak Savings (MW) | Technical Potential | 0 | 0 | 0 | 0 | 0 | 0 | 0 | 0 | 0 | 0 | 0 | 0 | 0 | 0 | 0 | 0 | 0 | 0 | 0 | 0 | 0 | 0 | 0 | 0 | 0 | 0 | 0
F10_Commercial_OR - College_New_Space Heating_Natural Gas_Retrocommissioning_A_Technical Potential | F10 | Commercial | OR - College | New | Space Heating | Natural Gas | Retrocommissioning | A | Cumulative Energy Savings (MWh or mTherms) | Technical Potential | 0 | 0 | 0 | 0 | 0 | 0 | 0 | 0 | 0 | 0 | 0 | 0 | 0 | 0 | 0 | 0 | 0 | 0 | 0 | 0 | 0 | 0 | 0 | 0 | 0 | 0 | 0
F11_Commercial_OR - College_New_Space Heating_Natural Gas_Retrocommissioning_A_Technical Potential | F11 | Commercial | OR - College | New | Space Heating | Natural Gas | Retrocommissioning | A | Cumulative Summer Peak Savings (MW) | Technical Potential | 0 | 0 | 0 | 0 | 0 | 0 | 0 | 0 | 0 | 0 | 0 | 0 | 0 | 0 | 0 | 0 | 0 | 0 | 0 | 0 | 0 | 0 | 0 | 0 | 0 | 0 | 0
F12_Commercial_OR - College_New_Space Heating_Natural Gas_Retrocommissioning_A_Technical Potential | F12 | Commercial | OR - College | New | Space Heating | Natural Gas | Retrocommissioning | A | Cumulative Winter Peak Savings (MW) | Technical Potential | 0 | 0 | 0 | 0 | 0 | 0 | 0 | 0 | 0 | 0 | 0 | 0 | 0 | 0 | 0 | 0 | 0 | 0 | 0 | 0 | 0 | 0 | 0 | 0 | 0 | 0 | 0
F13_Commercial_OR - College_New_Space Heating_Natural Gas_Retrocommissioning_A_Technical Potential | F13 | Commercial | OR - College | New | Space Heating | Natural Gas | Retrocommissioning | A | Purchases (Incremental) | Technical Potential | 0 | 0 | 0 | 0 | 0 | 0 | 0 | 0 | 0 | 0 | 0 | 0 | 0 | 0 | 0 | 0 | 0 | 0 | 0 | 0 | 0 | 0 | 0 | 0 | 0 | 0 | 0
F14_Commercial_OR - College_New_Space Heating_Natural Gas_Retrocommissioning_A_Technical Potential | F14 | Commercial | OR - College | New | Space Heating | Natural Gas | Retrocommissioning | A | Purchases (Cumulative) | Technical Potential | 0 | 0 | 0 | 0 | 0 | 0 | 0 | 0 | 0 | 0 | 0 | 0 | 0 | 0 | 0 | 0 | 0 | 0 | 0 | 0 | 0 | 0 | 0 | 0 | 0 | 0 | 0
F1_Commercial_OR - College_New_Water Heating_Natural Gas_Retrocommissioning_A_Technical Potential | F1 | Commercial | OR - College | New | Water Heating | Natural Gas | Retrocommissioning | A | Original Unit Energy Savings (kWh or therms) | Technical Potential | 0 | 0 | 0 | 0 | 0 | 0 | 0 | 0 | 0 | 0 | 0 | 0 | 0 | 0 | 0 | 0 | 0 | 0 | 0 | 0 | 0 | 0 | 0 | 0 | 0 | 0 | 0
F2_Commercial_OR - College_New_Water Heating_Natural Gas_Retrocommissioning_A_Technical Potential | F2 | Commercial | OR - College | New | Water Heating | Natural Gas | Retrocommissioning | A | Original Unit Summer Peak Savings (kW) | Technical Potential | 0 | 0 | 0 | 0 | 0 | 0 | 0 | 0 | 0 | 0 | 0 | 0 | 0 | 0 | 0 | 0 | 0 | 0 | 0 | 0 | 0 | 0 | 0 | 0 | 0 | 0 | 0
F3_Commercial_OR - College_New_Water Heating_Natural Gas_Retrocommissioning_A_Technical Potential | F3 | Commercial | OR - College | New | Water Heating | Natural Gas | Retrocommissioning | A | Original Unit Winter Peak Savings (kW) | Technical Potential | 0 | 0 | 0 | 0 | 0 | 0 | 0 | 0 | 0 | 0 | 0 | 0 | 0 | 0 | 0 | 0 | 0 | 0 | 0 | 0 | 0 | 0 | 0 | 0 | 0 | 0 | 0
F4_Commercial_OR - College_New_Water Heating_Natural Gas_Retrocommissioning_A_Technical Potential | F4 | Commercial | OR - College | New | Water Heating | Natural Gas | Retrocommissioning | A | Standalone Impact on Baseline Energy (%) | Technical Potential | 0 | 0 | 0 | 0 | 0 | 0 | 0 | 0 | 0 | 0 | 0 | 0 | 0 | 0 | 0 | 0 | 0 | 0 | 0 | 0 | 0 | 0 | 0 | 0 | 0 | 0 | 0
F5_Commercial_OR - College_New_Water Heating_Natural Gas_Retrocommissioning_A_Technical Potential | F5 | Commercial | OR - College | New | Water Heating | Natural Gas | Retrocommissioning | A | Standalone Impact on Baseline Summer Peak (%) | Technical Potential | 0 | 0 | 0 | 0 | 0 | 0 | 0 | 0 | 0 | 0 | 0 | 0 | 0 | 0 | 0 | 0 | 0 | 0 | 0 | 0 | 0 | 0 | 0 | 0 | 0 | 0 | 0
F6_Commercial_OR - College_New_Water Heating_Natural Gas_Retrocommissioning_A_Technical Potential | F6 | Commercial | OR - College | New | Water Heating | Natural Gas | Retrocommissioning | A | Standalone Impact on Baseline Winter Peak (%) | Technical Potential | 0 | 0 | 0 | 0 | 0 | 0 | 0 | 0 | 0 | 0 | 0 | 0 | 0 | 0 | 0 | 0 | 0 | 0 | 0 | 0 | 0 | 0 | 0 | 0 | 0 | 0 | 0
F7_Commercial_OR - College_New_Water Heating_Natural Gas_Retrocommissioning_A_Technical Potential | F7 | Commercial | OR - College | New | Water Heating | Natural Gas | Retrocommissioning | A | Incremental Energy Savings (MWh or mTherms) | Technical Potential | 0 | 0 | 0 | 0 | 0 | 0 | 0 | 0 | 0 | 0 | 0 | 0 | 0 | 0 | 0 | 0 | 0 | 0 | 0 | 0 | 0 | 0 | 0 | 0 | 0 | 0 | 0
F8_Commercial_OR - College_New_Water Heating_Natural Gas_Retrocommissioning_A_Technical Potential | F8 | Commercial | OR - College | New | Water Heating | Natural Gas | Retrocommissioning | A | Incremental Summer Peak Savings (MW) | Technical Potential | 0 | 0 | 0 | 0 | 0 | 0 | 0 | 0 | 0 | 0 | 0 | 0 | 0 | 0 | 0 | 0 | 0 | 0 | 0 | 0 | 0 | 0 | 0 | 0 | 0 | 0 | 0
F9_Commercial_OR - College_New_Water Heating_Natural Gas_Retrocommissioning_A_Technical Potential | F9 | Commercial | OR - College | New | Water Heating | Natural Gas | Retrocommissioning | A | Incremental Winter Peak Savings (MW) | Technical Potential | 0 | 0 | 0 | 0 | 0 | 0 | 0 | 0 | 0 | 0 | 0 | 0 | 0 | 0 | 0 | 0 | 0 | 0 | 0 | 0 | 0 | 0 | 0 | 0 | 0 | 0 | 0
F10_Commercial_OR - College_New_Water Heating_Natural Gas_Retrocommissioning_A_Technical Potential | F10 | Commercial | OR - College | New | Water Heating | Natural Gas | Retrocommissioning | A | Cumulative Energy Savings (MWh or mTherms) | Technical Potential | 0 | 0 | 0 | 0 | 0 | 0 | 0 | 0 | 0 | 0 | 0 | 0 | 0 | 0 | 0 | 0 | 0 | 0 | 0 | 0 | 0 | 0 | 0 | 0 | 0 | 0 | 0
F11_Commercial_OR - College_New_Water Heating_Natural Gas_Retrocommissioning_A_Technical Potential | F11 | Commercial | OR - College | New | Water Heating | Natural Gas | Retrocommissioning | A | Cumulative Summer Peak Savings (MW) | Technical Potential | 0 | 0 | 0 | 0 | 0 | 0 | 0 | 0 | 0 | 0 | 0 | 0 | 0 | 0 | 0 | 0 | 0 | 0 | 0 | 0 | 0 | 0 | 0 | 0 | 0 | 0 | 0
F12_Commercial_OR - College_New_Water Heating_Natural Gas_Retrocommissioning_A_Technical Potential | F12 | Commercial | OR - College | New | Water Heating | Natural Gas | Retrocommissioning | A | Cumulative Winter Peak Savings (MW) | Technical Potential | 0 | 0 | 0 | 0 | 0 | 0 | 0 | 0 | 0 | 0 | 0 | 0 | 0 | 0 | 0 | 0 | 0 | 0 | 0 | 0 | 0 | 0 | 0 | 0 | 0 | 0 | 0
F13_Commercial_OR - College_New_Water Heating_Natural Gas_Retrocommissioning_A_Technical Potential | F13 | Commercial | OR - College | New | Water Heating | Natural Gas | Retrocommissioning | A | Purchases (Incremental) | Technical Potential | 0 | 0 | 0 | 0 | 0 | 0 | 0 | 0 | 0 | 0 | 0 | 0 | 0 | 0 | 0 | 0 | 0 | 0 | 0 | 0 | 0 | 0 | 0 | 0 | 0 | 0 | 0
F14_Commercial_OR - College_New_Water Heating_Natural Gas_Retrocommissioning_A_Technical Potential | F14 | Commercial | OR - College | New | Water Heating | Natural Gas | Retrocommissioning | A | Purchases (Cumulative) | Technical Potential | 0 | 0 | 0 | 0 | 0 | 0 | 0 | 0 | 0 | 0 | 0 | 0 | 0 | 0 | 0 | 0 | 0 | 0 | 0 | 0 | 0 | 0 | 0 | 0 | 0 | 0 | 0
F1_Commercial_Interruptible - College_Existing_Space Heating_Natural Gas_Insulation - Ceiling_A_Technical Potential | F1 | Commercial | Interruptible - College | Existing | Space Heating | Natural Gas | Insulation - Ceiling | A | Original Unit Energy Savings (kWh or therms) | Technical Potential | 0 | 0 | 0.12562 | 0.12525 | 0.12488 | 0.12452 | 0.12416 | 0.12381 | 0.12347 | 0.12314 | 0.12282 | 0.12251 | 0.12221 | 0.12193 | 0.12165 | 0.12139 | 0.12114 | 0.1209 | 0.12068 | 0.12047 | 0.12028 | 0.12011 | 0.11995 | 0.11981 | 0.11967 | 0.11955 | 0.11944
F2_Commercial_Interruptible - College_Existing_Space Heating_Natural Gas_Insulation - Ceiling_A_Technical Potential | F2 | Commercial | Interruptible - College | Existing | Space Heating | Natural Gas | Insulation - Ceiling | A | Original Unit Summer Peak Savings (kW) | Technical Potential | 0 | 0 | 0 | 0 | 0 | 0 | 0 | 0 | 0 | 0 | 0 | 0 | 0 | 0 | 0 | 0 | 0 | 0 | 0 | 0 | 0 | 0 | 0 | 0 | 0 | 0 | 0
F3_Commercial_Interruptible - College_Existing_Space Heating_Natural Gas_Insulation - Ceiling_A_Technical Potential | F3 | Commercial | Interruptible - College | Existing | Space Heating | Natural Gas | Insulation - Ceiling | A | Original Unit Winter Peak Savings (kW) | Technical Potential | 0 | 0 | 0 | 0 | 0 | 0 | 0 | 0 | 0 | 0 | 0 | 0 | 0 | 0 | 0 | 0 | 0 | 0 | 0 | 0 | 0 | 0 | 0 | 0 | 0 | 0 | 0
F4_Commercial_Interruptible - College_Existing_Space Heating_Natural Gas_Insulation - Ceiling_A_Technical Potential | F4 | Commercial | Interruptible - College | Existing | Space Heating | Natural Gas | Insulation - Ceiling | A | Standalone Impact on Baseline Energy (%) | Technical Potential | 0 | 0 | 0.00019556 | 0.00030079 | 0.00065677 | 0.0012358 | 0.0021147 | 0.0033735 | 0.0050859 | 0.0073056 | 0.010051 | 0.013289 | 0.016921 | 0.020785 | 0.024665 | 0.028323 | 0.031539 | 0.034157 | 0.036114 | 0.037548 | 0.03833 | 0.038956 | 0.038956 | 0.038956 | 0.038956 | 0.038956 | 0.038956
F5_Commercial_Interruptible - College_Existing_Space Heating_Natural Gas_Insulation - Ceiling_A_Technical Potential | F5 | Commercial | Interruptible - College | Existing | Space Heating | Natural Gas | Insulation - Ceiling | A | Standalone Impact on Baseline Summer Peak (%) | Technical Potential | 0 | 0 | 0 | 0 | 0 | 0 | 0 | 0 | 0 | 0 | 0 | 0 | 0 | 0 | 0 | 0 | 0 | 0 | 0 | 0 | 0 | 0 | 0 | 0 | 0 | 0 | 0
F6_Commercial_Interruptible - College_Existing_Space Heating_Natural Gas_Insulation - Ceiling_A_Technical Potential | F6 | Commercial | Interruptible - College | Existing | Space Heating | Natural Gas | Insulation - Ceiling | A | Standalone Impact on Baseline Winter Peak (%) | Technical Potential | 0 | 0 | 0 | 0 | 0 | 0 | 0 | 0 | 0 | 0 | 0 | 0 | 0 | 0 | 0 | 0 | 0 | 0 | 0 | 0 | 0 | 0 | 0 | 0 | 0 | 0 | 0
F7_Commercial_Interruptible - College_Existing_Space Heating_Natural Gas_Insulation - Ceiling_A_Technical Potential | F7 | Commercial | Interruptible - College | Existing | Space Heating | Natural Gas | Insulation - Ceiling | A | Incremental Energy Savings (MWh or mTherms) | Technical Potential | 0 | 0 | 0.061473 | 0.03298 | 0.11124 | 0.18042 | 0.27307 | 0.38999 | 0.52904 | 0.68399 | 0.84378 | 0.99251 | 1.1108 | 1.1789 | 1.1812 | 1.111 | 0.97484 | 0.79199 | 0.59088 | 0.43218 | 0.23544 | 0.18808 | 0 | 0 | 0 | 0 | 0
F8_Commercial_Interruptible - College_Existing_Space Heating_Natural Gas_Insulation - Ceiling_A_Technical Potential | F8 | Commercial | Interruptible - College | Existing | Space Heating | Natural Gas | Insulation - Ceiling | A | Incremental Summer Peak Savings (MW) | Technical Potential | 0 | 0 | 0 | 0 | 0 | 0 | 0 | 0 | 0 | 0 | 0 | 0 | 0 | 0 | 0 | 0 | 0 | 0 | 0 | 0 | 0 | 0 | 0 | 0 | 0 | 0 | 0
F9_Commercial_Interruptible - College_Existing_Space Heating_Natural Gas_Insulation - Ceiling_A_Technical Potential | F9 | Commercial | Interruptible - College | Existing | Space Heating | Natural Gas | Insulation - Ceiling | A | Incremental Winter Peak Savings (MW) | Technical Potential | 0 | 0 | 0 | 0 | 0 | 0 | 0 | 0 | 0 | 0 | 0 | 0 | 0 | 0 | 0 | 0 | 0 | 0 | 0 | 0 | 0 | 0 | 0 | 0 | 0 | 0 | 0
F10_Commercial_Interruptible - College_Existing_Space Heating_Natural Gas_Insulation - Ceiling_A_Technical Potential | F10 | Commercial | Interruptible - College | Existing | Space Heating | Natural Gas | Insulation - Ceiling | A | Cumulative Energy Savings (MWh or mTherms) | Technical Potential | 0 | 0 | 0.061473 | 0.094269 | 0.20523 | 0.38505 | 0.65701 | 1.0452 | 1.5713 | 2.2511 | 3.0891 | 4.0738 | 5.1746 | 6.3414 | 7.5082 | 8.603 | 9.5601 | 10.3335 | 10.9053 | 11.3188 | 11.5363 | 11.7078 | 11.6923 | 11.6783 | 11.6655 | 11.6538 | 11.6432
F11_Commercial_Interruptible - College_Existing_Space Heating_Natural Gas_Insulation - Ceiling_A_Technical Potential | F11 | Commercial | Interruptible - College | Existing | Space Heating | Natural Gas | Insulation - Ceiling | A | Cumulative Summer Peak Savings (MW) | Technical Potential | 0 | 0 | 0 | 0 | 0 | 0 | 0 | 0 | 0 | 0 | 0 | 0 | 0 | 0 | 0 | 0 | 0 | 0 | 0 | 0 | 0 | 0 | 0 | 0 | 0 | 0 | 0
F12_Commercial_Interruptible - College_Existing_Space Heating_Natural Gas_Insulation - Ceiling_A_Technical Potential | F12 | Commercial | Interruptible - College | Existing | Space Heating | Natural Gas | Insulation - Ceiling | A | Cumulative Winter Peak Savings (MW) | Technical Potential | 0 | 0 | 0 | 0 | 0 | 0 | 0 | 0 | 0 | 0 | 0 | 0 | 0 | 0 | 0 | 0 | 0 | 0 | 0 | 0 | 0 | 0 | 0 | 0 | 0 | 0 | 0
F13_Commercial_Interruptible - College_Existing_Space Heating_Natural Gas_Insulation - Ceiling_A_Technical Potential | F13 | Commercial | Interruptible - College | Existing | Space Heating | Natural Gas | Insulation - Ceiling | A | Purchases (Incremental) | Technical Potential | 0 | 0 | 489.3445 | 263.3122 | 890.7591 | 1448.9418 | 2199.2912 | 3149.8549 | 4284.6677 | 5554.4769 | 6869.9306 | 8101.2802 | 9089.1099 | 9669.1016 | 9709.4688 | 9152.8118 | 8047.3687 | 6550.7143 | 4896.3384 | 3587.3685 | 1957.3779 | 1565.9024 | 0 | 0 | 0 | 0 | 0
F14_Commercial_Interruptible - College_Existing_Space Heating_Natural Gas_Insulation - Ceiling_A_Technical Potential | F14 | Commercial | Interruptible - College | Existing | Space Heating | Natural Gas | Insulation - Ceiling | A | Purchases (Cumulative) | Technical Potential | 0 | 0 | 489.3445 | 752.6567 | 1643.4158 | 3092.3575 | 5291.6487 | 8441.5037 | 12726.1714 | 18280.6483 | 25150.5789 | 33251.8591 | 42340.969 | 52010.0706 | 61719.5394 | 70872.3512 | 78919.7199 | 85470.4342 | 90366.7726 | 93954.1411 | 95911.519 | 97477.4214 | 97477.4214 | 97477.4214 | 97477.4214 | 97477.4214 | 97477.4214
F1_Commercial_Interruptible - College_Existing_Space Heating_Natural Gas_Insulation - Ducting_A_Technical Potential | F1 | Commercial | Interruptible - College | Existing | Space Heating | Natural Gas | Insulation - Ducting | A | Original Unit Energy Savings (kWh or therms) | Technical Potential | 0 | 0 | 0 | 0 | 0 | 0 | 0 | 0 | 0 | 0 | 0 | 0 | 0 | 0 | 0 | 0 | 0 | 0 | 0 | 0 | 0 | 0 | 0 | 0 | 0 | 0 | 0
F2_Commercial_Interruptible - College_Existing_Space Heating_Natural Gas_Insulation - Ducting_A_Technical Potential | F2 | Commercial | Interruptible - College | Existing | Space Heating | Natural Gas | Insulation - Ducting | A | Original Unit Summer Peak Savings (kW) | Technical Potential | 0 | 0 | 0 | 0 | 0 | 0 | 0 | 0 | 0 | 0 | 0 | 0 | 0 | 0 | 0 | 0 | 0 | 0 | 0 | 0 | 0 | 0 | 0 | 0 | 0 | 0 | 0
F3_Commercial_Interruptible - College_Existing_Space Heating_Natural Gas_Insulation - Ducting_A_Technical Potential | F3 | Commercial | Interruptible - College | Existing | Space Heating | Natural Gas | Insulation - Ducting | A | Original Unit Winter Peak Savings (kW) | Technical Potential | 0 | 0 | 0 | 0 | 0 | 0 | 0 | 0 | 0 | 0 | 0 | 0 | 0 | 0 | 0 | 0 | 0 | 0 | 0 | 0 | 0 | 0 | 0 | 0 | 0 | 0 | 0
F4_Commercial_Interruptible - College_Existing_Space Heating_Natural Gas_Insulation - Ducting_A_Technical Potential | F4 | Commercial | Interruptible - College | Existing | Space Heating | Natural Gas | Insulation - Ducting | A | Standalone Impact on Baseline Energy (%) | Technical Potential | 0 | 0 | 0 | 0 | 0 | 0 | 0 | 0 | 0 | 0 | 0 | 0 | 0 | 0 | 0 | 0 | 0 | 0 | 0 | 0 | 0 | 0 | 0 | 0 | 0 | 0 | 0
F5_Commercial_Interruptible - College_Existing_Space Heating_Natural Gas_Insulation - Ducting_A_Technical Potential | F5 | Commercial | Interruptible - College | Existing | Space Heating | Natural Gas | Insulation - Ducting | A | Standalone Impact on Baseline Summer Peak (%) | Technical Potential | 0 | 0 | 0 | 0 | 0 | 0 | 0 | 0 | 0 | 0 | 0 | 0 | 0 | 0 | 0 | 0 | 0 | 0 | 0 | 0 | 0 | 0 | 0 | 0 | 0 | 0 | 0
F6_Commercial_Interruptible - College_Existing_Space Heating_Natural Gas_Insulation - Ducting_A_Technical Potential | F6 | Commercial | Interruptible - College | Existing | Space Heating | Natural Gas | Insulation - Ducting | A | Standalone Impact on Baseline Winter Peak (%) | Technical Potential | 0 | 0 | 0 | 0 | 0 | 0 | 0 | 0 | 0 | 0 | 0 | 0 | 0 | 0 | 0 | 0 | 0 | 0 | 0 | 0 | 0 | 0 | 0 | 0 | 0 | 0 | 0
F7_Commercial_Interruptible - College_Existing_Space Heating_Natural Gas_Insulation - Ducting_A_Technical Potential | F7 | Commercial | Interruptible - College | Existing | Space Heating | Natural Gas | Insulation - Ducting | A | Incremental Energy Savings (MWh or mTherms) | Technical Potential | 0 | 0 | 0 | 0 | 0 | 0 | 0 | 0 | 0 | 0 | 0 | 0 | 0 | 0 | 0 | 0 | 0 | 0 | 0 | 0 | 0 | 0 | 0 | 0 | 0 | 0 | 0
F8_Commercial_Interruptible - College_Existing_Space Heating_Natural Gas_Insulation - Ducting_A_Technical Potential | F8 | Commercial | Interruptible - College | Existing | Space Heating | Natural Gas | Insulation - Ducting | A | Incremental Summer Peak Savings (MW) | Technical Potential | 0 | 0 | 0 | 0 | 0 | 0 | 0 | 0 | 0 | 0 | 0 | 0 | 0 | 0 | 0 | 0 | 0 | 0 | 0 | 0 | 0 | 0 | 0 | 0 | 0 | 0 | 0
F9_Commercial_Interruptible - College_Existing_Space Heating_Natural Gas_Insulation - Ducting_A_Technical Potential | F9 | Commercial | Interruptible - College | Existing | Space Heating | Natural Gas | Insulation - Ducting | A | Incremental Winter Peak Savings (MW) | Technical Potential | 0 | 0 | 0 | 0 | 0 | 0 | 0 | 0 | 0 | 0 | 0 | 0 | 0 | 0 | 0 | 0 | 0 | 0 | 0 | 0 | 0 | 0 | 0 | 0 | 0 | 0 | 0
F10_Commercial_Interruptible - College_Existing_Space Heating_Natural Gas_Insulation - Ducting_A_Technical Potential | F10 | Commercial | Interruptible - College | Existing | Space Heating | Natural Gas | Insulation - Ducting | A | Cumulative Energy Savings (MWh or mTherms) | Technical Potential | 0 | 0 | 0 | 0 | 0 | 0 | 0 | 0 | 0 | 0 | 0 | 0 | 0 | 0 | 0 | 0 | 0 | 0 | 0 | 0 | 0 | 0 | 0 | 0 | 0 | 0 | 0
F11_Commercial_Interruptible - College_Existing_Space Heating_Natural Gas_Insulation - Ducting_A_Technical Potential | F11 | Commercial | Interruptible - College | Existing | Space Heating | Natural Gas | Insulation - Ducting | A | Cumulative Summer Peak Savings (MW) | Technical Potential | 0 | 0 | 0 | 0 | 0 | 0 | 0 | 0 | 0 | 0 | 0 | 0 | 0 | 0 | 0 | 0 | 0 | 0 | 0 | 0 | 0 | 0 | 0 | 0 | 0 | 0 | 0
F12_Commercial_Interruptible - College_Existing_Space Heating_Natural Gas_Insulation - Ducting_A_Technical Potential | F12 | Commercial | Interruptible - College | Existing | Space Heating | Natural Gas | Insulation - Ducting | A | Cumulative Winter Peak Savings (MW) | Technical Potential | 0 | 0 | 0 | 0 | 0 | 0 | 0 | 0 | 0 | 0 | 0 | 0 | 0 | 0 | 0 | 0 | 0 | 0 | 0 | 0 | 0 | 0 | 0 | 0 | 0 | 0 | 0
F13_Commercial_Interruptible - College_Existing_Space Heating_Natural Gas_Insulation - Ducting_A_Technical Potential | F13 | Commercial | Interruptible - College | Existing | Space Heating | Natural Gas | Insulation - Ducting | A | Purchases (Incremental) | Technical Potential | 0 | 0 | 244.6722 | 131.6561 | 445.3795 | 724.4709 | 1099.6456 | 1574.9275 | 2142.3339 | 2777.2384 | 3434.9653 | 4050.6401 | 4544.5549 | 4834.5508 | 4854.7344 | 4576.4059 | 4023.6843 | 3275.3571 | 2448.1692 | 1793.6843 | 978.689 | 782.9512 | 0 | 0 | 0 | 0 | 0
F14_Commercial_Interruptible - College_Existing_Space Heating_Natural Gas_Insulation - Ducting_A_Technical Potential | F14 | Commercial | Interruptible - College | Existing | Space Heating | Natural Gas | Insulation - Ducting | A | Purchases (Cumulative) | Technical Potential | 0 | 0 | 244.6722 | 376.3284 | 821.7079 | 1546.1788 | 2645.8244 | 4220.7518 | 6363.0857 | 9140.3242 | 12575.2895 | 16625.9296 | 21170.4845 | 26005.0353 | 30859.7697 | 35436.1756 | 39459.86 | 42735.2171 | 45183.3863 | 46977.0705 | 47955.7595 | 48738.7107 | 48738.7107 | 48738.7107 | 48738.7107 | 48738.7107 | 48738.7107
F1_Commercial_Interruptible - College_Existing_Space Heating_Natural Gas_Insulation - Wall Cavity_A_Technical Potential | F1 | Commercial | Interruptible - College | Existing | Space Heating | Natural Gas | Insulation - Wall Cavity | A | Original Unit Energy Savings (kWh or therms) | Technical Potential | 0 | 0 | 0.20101 | 0.20041 | 0.19982 | 0.19924 | 0.19867 | 0.19811 | 0.19757 | 0.19704 | 0.19653 | 0.19603 | 0.19555 | 0.19509 | 0.19465 | 0.19423 | 0.19383 | 0.19345 | 0.1931 | 0.19277 | 0.19246 | 0.19218 | 0.19193 | 0.1917 | 0.19149 | 0.1913 | 0.19112
F2_Commercial_Interruptible - College_Existing_Space Heating_Natural Gas_Insulation - Wall Cavity_A_Technical Potential | F2 | Commercial | Interruptible - College | Existing | Space Heating | Natural Gas | Insulation - Wall Cavity | A | Original Unit Summer Peak Savings (kW) | Technical Potential | 0 | 0 | 0 | 0 | 0 | 0 | 0 | 0 | 0 | 0 | 0 | 0 | 0 | 0 | 0 | 0 | 0 | 0 | 0 | 0 | 0 | 0 | 0 | 0 | 0 | 0 | 0
F3_Commercial_Interruptible - College_Existing_Space Heating_Natural Gas_Insulation - Wall Cavity_A_Technical Potential | F3 | Commercial | Interruptible - College | Existing | Space Heating | Natural Gas | Insulation - Wall Cavity | A | Original Unit Winter Peak Savings (kW) | Technical Potential | 0 | 0 | 0 | 0 | 0 | 0 | 0 | 0 | 0 | 0 | 0 | 0 | 0 | 0 | 0 | 0 | 0 | 0 | 0 | 0 | 0 | 0 | 0 | 0 | 0 | 0 | 0
F4_Commercial_Interruptible - College_Existing_Space Heating_Natural Gas_Insulation - Wall Cavity_A_Technical Potential | F4 | Commercial | Interruptible - College | Existing | Space Heating | Natural Gas | Insulation - Wall Cavity | A | Standalone Impact on Baseline Energy (%) | Technical Potential | 0 | 0 | 0.00023467 | 0.00036095 | 0.00078812 | 0.001483 | 0.0025377 | 0.0040482 | 0.006103 | 0.0087668 | 0.012061 | 0.015946 | 0.020305 | 0.024942 | 0.029599 | 0.033988 | 0.037847 | 0.040989 | 0.043337 | 0.045057 | 0.045996 | 0.046747 | 0.046747 | 0.046747 | 0.046747 | 0.046747 | 0.046747
F5_Commercial_Interruptible - College_Existing_Space Heating_Natural Gas_Insulation - Wall Cavity_A_Technical Potential | F5 | Commercial | Interruptible - College | Existing | Space Heating | Natural Gas | Insulation - Wall Cavity | A | Standalone Impact on Baseline Summer Peak (%) | Technical Potential | 0 | 0 | 0 | 0 | 0 | 0 | 0 | 0 | 0 | 0 | 0 | 0 | 0 | 0 | 0 | 0 | 0 | 0 | 0 | 0 | 0 | 0 | 0 | 0 | 0 | 0 | 0
F6_Commercial_Interruptible - College_Existing_Space Heating_Natural Gas_Insulation - Wall Cavity_A_Technical Potential | F6 | Commercial | Interruptible - College | Existing | Space Heating | Natural Gas | Insulation - Wall Cavity | A | Standalone Impact on Baseline Winter Peak (%) | Technical Potential | 0 | 0 | 0 | 0 | 0 | 0 | 0 | 0 | 0 | 0 | 0 | 0 | 0 | 0 | 0 | 0 | 0 | 0 | 0 | 0 | 0 | 0 | 0 | 0 | 0 | 0 | 0
F7_Commercial_Interruptible - College_Existing_Space Heating_Natural Gas_Insulation - Wall Cavity_A_Technical Potential | F7 | Commercial | Interruptible - College | Existing | Space Heating | Natural Gas | Insulation - Wall Cavity | A | Incremental Energy Savings (MWh or mTherms) | Technical Potential | 0 | 0 | 0.073768 | 0.039575 | 0.13348 | 0.2165 | 0.32768 | 0.46799 | 0.63485 | 0.82079 | 1.0125 | 1.191 | 1.333 | 1.4147 | 1.4174 | 1.3332 | 1.1698 | 0.95039 | 0.70906 | 0.51861 | 0.28252 | 0.22569 | 0 | 0 | 0 | 0 | 0
F8_Commercial_Interruptible - College_Existing_Space Heating_Natural Gas_Insulation - Wall Cavity_A_Technical Potential | F8 | Commercial | Interruptible - College | Existing | Space Heating | Natural Gas | Insulation - Wall Cavity | A | Incremental Summer Peak Savings (MW) | Technical Potential | 0 | 0 | 0 | 0 | 0 | 0 | 0 | 0 | 0 | 0 | 0 | 0 | 0 | 0 | 0 | 0 | 0 | 0 | 0 | 0 | 0 | 0 | 0 | 0 | 0 | 0 | 0
F9_Commercial_Interruptible - College_Existing_Space Heating_Natural Gas_Insulation - Wall Cavity_A_Technical Potential | F9 | Commercial | Interruptible - College | Existing | Space Heating | Natural Gas | Insulation - Wall Cavity | A | Incremental Winter Peak Savings (MW) | Technical Potential | 0 | 0 | 0 | 0 | 0 | 0 | 0 | 0 | 0 | 0 | 0 | 0 | 0 | 0 | 0 | 0 | 0 | 0 | 0 | 0 | 0 | 0 | 0 | 0 | 0 | 0 | 0
F10_Commercial_Interruptible - College_Existing_Space Heating_Natural Gas_Insulation - Wall Cavity_A_Technical Potential | F10 | Commercial | Interruptible - College | Existing | Space Heating | Natural Gas | Insulation - Wall Cavity | A | Cumulative Energy Savings (MWh or mTherms) | Technical Potential | 0 | 0 | 0.073768 | 0.11312 | 0.24627 | 0.46206 | 0.78842 | 1.2542 | 1.8856 | 2.7014 | 3.7069 | 4.8885 | 6.2096 | 7.6096 | 9.0098 | 10.3236 | 11.4722 | 12.4001 | 13.0863 | 13.5826 | 13.8436 | 14.0493 | 14.0308 | 14.014 | 13.9986 | 13.9846 | 13.9718
F11_Commercial_Interruptible - College_Existing_Space Heating_Natural Gas_Insulation - Wall Cavity_A_Technical Potential | F11 | Commercial | Interruptible - College | Existing | Space Heating | Natural Gas | Insulation - Wall Cavity | A | Cumulative Summer Peak Savings (MW) | Technical Potential | 0 | 0 | 0 | 0 | 0 | 0 | 0 | 0 | 0 | 0 | 0 | 0 | 0 | 0 | 0 | 0 | 0 | 0 | 0 | 0 | 0 | 0 | 0 | 0 | 0 | 0 | 0
F12_Commercial_Interruptible - College_Existing_Space Heating_Natural Gas_Insulation - Wall Cavity_A_Technical Potential | F12 | Commercial | Interruptible - College | Existing | Space Heating | Natural Gas | Insulation - Wall Cavity | A | Cumulative Winter Peak Savings (MW) | Technical Potential | 0 | 0 | 0 | 0 | 0 | 0 | 0 | 0 | 0 | 0 | 0 | 0 | 0 | 0 | 0 | 0 | 0 | 0 | 0 | 0 | 0 | 0 | 0 | 0 | 0 | 0 | 0
F13_Commercial_Interruptible - College_Existing_Space Heating_Natural Gas_Insulation - Wall Cavity_A_Technical Potential | F13 | Commercial | Interruptible - College | Existing | Space Heating | Natural Gas | Insulation - Wall Cavity | A | Purchases (Incremental) | Technical Potential | 0 | 0 | 366.9861 | 197.4722 | 668.0287 | 1086.6403 | 1649.3681 | 2362.2476 | 3213.3055 | 4165.6045 | 5152.1348 | 6075.5908 | 6816.418 | 7251.3854 | 7281.659 | 6864.1916 | 6035.1597 | 4912.7371 | 3672.0306 | 2690.3628 | 1467.9442 | 1174.3554 | 0 | 0 | 0 | 0 | 0
F14_Commercial_Interruptible - College_Existing_Space Heating_Natural Gas_Insulation - Wall Cavity_A_Technical Potential | F14 | Commercial | Interruptible - College | Existing | Space Heating | Natural Gas | Insulation - Wall Cavity | A | Purchases (Cumulative) | Technical Potential | 0 | 0 | 366.9861 | 564.4582 | 1232.4869 | 2319.1272 | 3968.4953 | 6330.7429 | 9544.0484 | 13709.6529 | 18861.7876 | 24937.3784 | 31753.7965 | 39005.1819 | 46286.8409 | 53151.0325 | 59186.1921 | 64098.9292 | 67770.9598 | 70461.3226 | 71929.2668 | 73103.6222 | 73103.6222 | 73103.6222 | 73103.6222 | 73103.6222 | 73103.6222
F1_Commercial_Interruptible - College_Existing_Space Heating_Natural Gas_Green Roof - Vegetated Rooftop_A_Technical Potential | F1 | Commercial | Interruptible - College | Existing | Space Heating | Natural Gas | Green Roof - Vegetated Rooftop | A | Original Unit Energy Savings (kWh or therms) | Technical Potential | 0 | 0 | 0.0071632 | 0.0071418 | 0.0071207 | 0.0071 | 0.0070798 | 0.0070599 | 0.0070406 | 0.0070217 | 0.0070035 | 0.0069858 | 0.0069687 | 0.0069523 | 0.0069366 | 0.0069216 | 0.0069074 | 0.0068939 | 0.0068812 | 0.0068694 | 0.0068585 | 0.0068486 | 0.0068396 | 0.0068314 | 0.0068239 | 0.0068171 | 0.0068109
F2_Commercial_Interruptible - College_Existing_Space Heating_Natural Gas_Green Roof - Vegetated Rooftop_A_Technical Potential | F2 | Commercial | Interruptible - College | Existing | Space Heating | Natural Gas | Green Roof - Vegetated Rooftop | A | Original Unit Summer Peak Savings (kW) | Technical Potential | 0 | 0 | 0 | 0 | 0 | 0 | 0 | 0 | 0 | 0 | 0 | 0 | 0 | 0 | 0 | 0 | 0 | 0 | 0 | 0 | 0 | 0 | 0 | 0 | 0 | 0 | 0
F3_Commercial_Interruptible - College_Existing_Space Heating_Natural Gas_Green Roof - Vegetated Rooftop_A_Technical Potential | F3 | Commercial | Interruptible - College | Existing | Space Heating | Natural Gas | Green Roof - Vegetated Rooftop | A | Original Unit Winter Peak Savings (kW) | Technical Potential | 0 | 0 | 0 | 0 | 0 | 0 | 0 | 0 | 0 | 0 | 0 | 0 | 0 | 0 | 0 | 0 | 0 | 0 | 0 | 0 | 0 | 0 | 0 | 0 | 0 | 0 | 0
F4_Commercial_Interruptible - College_Existing_Space Heating_Natural Gas_Green Roof - Vegetated Rooftop_A_Technical Potential | F4 | Commercial | Interruptible - College | Existing | Space Heating | Natural Gas | Green Roof - Vegetated Rooftop | A | Standalone Impact on Baseline Energy (%) | Technical Potential | 0 | 0 | 0 | 0 | 0 | 0 | 0 | 0 | 0 | 0 | 0 | 0 | 0 | 0 | 0 | 0 | 0 | 0 | 0 | 0 | 0 | 0 | 0 | 0 | 0 | 0 | 0
F5_Commercial_Interruptible - College_Existing_Space Heating_Natural Gas_Green Roof - Vegetated Rooftop_A_Technical Potential | F5 | Commercial | Interruptible - College | Existing | Space Heating | Natural Gas | Green Roof - Vegetated Rooftop | A | Standalone Impact on Baseline Summer Peak (%) | Technical Potential | 0 | 0 | 0 | 0 | 0 | 0 | 0 | 0 | 0 | 0 | 0 | 0 | 0 | 0 | 0 | 0 | 0 | 0 | 0 | 0 | 0 | 0 | 0 | 0 | 0 | 0 | 0
F6_Commercial_Interruptible - College_Existing_Space Heating_Natural Gas_Green Roof - Vegetated Rooftop_A_Technical Potential | F6 | Commercial | Interruptible - College | Existing | Space Heating | Natural Gas | Green Roof - Vegetated Rooftop | A | Standalone Impact on Baseline Winter Peak (%) | Technical Potential | 0 | 0 | 0 | 0 | 0 | 0 | 0 | 0 | 0 | 0 | 0 | 0 | 0 | 0 | 0 | 0 | 0 | 0 | 0 | 0 | 0 | 0 | 0 | 0 | 0 | 0 | 0
F7_Commercial_Interruptible - College_Existing_Space Heating_Natural Gas_Green Roof - Vegetated Rooftop_A_Technical Potential | F7 | Commercial | Interruptible - College | Existing | Space Heating | Natural Gas | Green Roof - Vegetated Rooftop | A | Incremental Energy Savings (MWh or mTherms) | Technical Potential | 0 | 0 | 0 | 0 | 0 | 0 | 0 | 0 | 0 | 0 | 0 | 0 | 0 | 0 | 0 | 0 | 0 | 0 | 0 | 0 | 0 | 0 | 0 | 0 | 0 | 0 | 0
F8_Commercial_Interruptible - College_Existing_Space Heating_Natural Gas_Green Roof - Vegetated Rooftop_A_Technical Potential | F8 | Commercial | Interruptible - College | Existing | Space Heating | Natural Gas | Green Roof - Vegetated Rooftop | A | Incremental Summer Peak Savings (MW) | Technical Potential | 0 | 0 | 0 | 0 | 0 | 0 | 0 | 0 | 0 | 0 | 0 | 0 | 0 | 0 | 0 | 0 | 0 | 0 | 0 | 0 | 0 | 0 | 0 | 0 | 0 | 0 | 0
F9_Commercial_Interruptible - College_Existing_Space Heating_Natural Gas_Green Roof - Vegetated Rooftop_A_Technical Potential | F9 | Commercial | Interruptible - College | Existing | Space Heating | Natural Gas | Green Roof - Vegetated Rooftop | A | Incremental Winter Peak Savings (MW) | Technical Potential | 0 | 0 | 0 | 0 | 0 | 0 | 0 | 0 | 0 | 0 | 0 | 0 | 0 | 0 | 0 | 0 | 0 | 0 | 0 | 0 | 0 | 0 | 0 | 0 | 0 | 0 | 0
F10_Commercial_Interruptible - College_Existing_Space Heating_Natural Gas_Green Roof - Vegetated Rooftop_A_Technical Potential | F10 | Commercial | Interruptible - College | Existing | Space Heating | Natural Gas | Green Roof - Vegetated Rooftop | A | Cumulative Energy Savings (MWh or mTherms) | Technical Potential | 0 | 0 | 0 | 0 | 0 | 0 | 0 | 0 | 0 | 0 | 0 | 0 | 0 | 0 | 0 | 0 | 0 | 0 | 0 | 0 | 0 | 0 | 0 | 0 | 0 | 0 | 0
F11_Commercial_Interruptible - College_Existing_Space Heating_Natural Gas_Green Roof - Vegetated Rooftop_A_Technical Potential | F11 | Commercial | Interruptible - College | Existing | Space Heating | Natural Gas | Green Roof - Vegetated Rooftop | A | Cumulative Summer Peak Savings (MW) | Technical Potential | 0 | 0 | 0 | 0 | 0 | 0 | 0 | 0 | 0 | 0 | 0 | 0 | 0 | 0 | 0 | 0 | 0 | 0 | 0 | 0 | 0 | 0 | 0 | 0 | 0 | 0 | 0
F12_Commercial_Interruptible - College_Existing_Space Heating_Natural Gas_Green Roof - Vegetated Rooftop_A_Technical Potential | F12 | Commercial | Interruptible - College | Existing | Space Heating | Natural Gas | Green Roof - Vegetated Rooftop | A | Cumulative Winter Peak Savings (MW) | Technical Potential | 0 | 0 | 0 | 0 | 0 | 0 | 0 | 0 | 0 | 0 | 0 | 0 | 0 | 0 | 0 | 0 | 0 | 0 | 0 | 0 | 0 | 0 | 0 | 0 | 0 | 0 | 0
F13_Commercial_Interruptible - College_Existing_Space Heating_Natural Gas_Green Roof - Vegetated Rooftop_A_Technical Potential | F13 | Commercial | Interruptible - College | Existing | Space Heating | Natural Gas | Green Roof - Vegetated Rooftop | A | Purchases (Incremental) | Technical Potential | 0 | 0 | 0 | 0 | 0 | 0 | 0 | 0 | 0 | 0 | 0 | 0 | 0 | 0 | 0 | 0 | 0 | 0 | 0 | 0 | 0 | 0 | 0 | 0 | 0 | 0 | 0
F14_Commercial_Interruptible - College_Existing_Space Heating_Natural Gas_Green Roof - Vegetated Rooftop_A_Technical Potential | F14 | Commercial | Interruptible - College | Existing | Space Heating | Natural Gas | Green Roof - Vegetated Rooftop | A | Purchases (Cumulative) | Technical Potential | 0 | 0 | 0 | 0 | 0 | 0 | 0 | 0 | 0 | 0 | 0 | 0 | 0 | 0 | 0 | 0 | 0 | 0 | 0 | 0 | 0 | 0 | 0 | 0 | 0 | 0 | 0
F1_Commercial_Interruptible - College_Existing_Space Heating_Natural Gas_Ducting - Repair and Sealing_A_Technical Potential | F1 | Commercial | Interruptible - College | Existing | Space Heating | Natural Gas | Ducting - Repair and Sealing | A | Original Unit Energy Savings (kWh or therms) | Technical Potential | 0 | 0 | 0.20466 | 0.20405 | 0.20345 | 0.20286 | 0.20228 | 0.20171 | 0.20116 | 0.20062 | 0.2001 | 0.19959 | 0.19911 | 0.19864 | 0.19819 | 0.19776 | 0.19735 | 0.19697 | 0.19661 | 0.19627 | 0.19596 | 0.19568 | 0.19542 | 0.19518 | 0.19497 | 0.19477 | 0.1946
F2_Commercial_Interruptible - College_Existing_Space Heating_Natural Gas_Ducting - Repair and Sealing_A_Technical Potential | F2 | Commercial | Interruptible - College | Existing | Space Heating | Natural Gas | Ducting - Repair and Sealing | A | Original Unit Summer Peak Savings (kW) | Technical Potential | 0 | 0 | 0 | 0 | 0 | 0 | 0 | 0 | 0 | 0 | 0 | 0 | 0 | 0 | 0 | 0 | 0 | 0 | 0 | 0 | 0 | 0 | 0 | 0 | 0 | 0 | 0
F3_Commercial_Interruptible - College_Existing_Space Heating_Natural Gas_Ducting - Repair and Sealing_A_Technical Potential | F3 | Commercial | Interruptible - College | Existing | Space Heating | Natural Gas | Ducting - Repair and Sealing | A | Original Unit Winter Peak Savings (kW) | Technical Potential | 0 | 0 | 0 | 0 | 0 | 0 | 0 | 0 | 0 | 0 | 0 | 0 | 0 | 0 | 0 | 0 | 0 | 0 | 0 | 0 | 0 | 0 | 0 | 0 | 0 | 0 | 0
F4_Commercial_Interruptible - College_Existing_Space Heating_Natural Gas_Ducting - Repair and Sealing_A_Technical Potential | F4 | Commercial | Interruptible - College | Existing | Space Heating | Natural Gas | Ducting - Repair and Sealing | A | Standalone Impact on Baseline Energy (%) | Technical Potential | 0 | 0 | 0.00025991 | 0.00039977 | 0.00087289 | 0.0016425 | 0.0028106 | 0.0044836 | 0.0067594 | 0.0097096 | 0.013359 | 0.017661 | 0.022489 | 0.027625 | 0.032782 | 0.037643 | 0.041918 | 0.045397 | 0.047998 | 0.049903 | 0.050683 | 0.051375 | 0.051375 | 0.051375 | 0.051375 | 0.051375 | 0.051375
F5_Commercial_Interruptible - College_Existing_Space Heating_Natural Gas_Ducting - Repair and Sealing_A_Technical Potential | F5 | Commercial | Interruptible - College | Existing | Space Heating | Natural Gas | Ducting - Repair and Sealing | A | Standalone Impact on Baseline Summer Peak (%) | Technical Potential | 0 | 0 | 0 | 0 | 0 | 0 | 0 | 0 | 0 | 0 | 0 | 0 | 0 | 0 | 0 | 0 | 0 | 0 | 0 | 0 | 0 | 0 | 0 | 0 | 0 | 0 | 0
F6_Commercial_Interruptible - College_Existing_Space Heating_Natural Gas_Ducting - Repair and Sealing_A_Technical Potential | F6 | Commercial | Interruptible - College | Existing | Space Heating | Natural Gas | Ducting - Repair and Sealing | A | Standalone Impact on Baseline Winter Peak (%) | Technical Potential | 0 | 0 | 0 | 0 | 0 | 0 | 0 | 0 | 0 | 0 | 0 | 0 | 0 | 0 | 0 | 0 | 0 | 0 | 0 | 0 | 0 | 0 | 0 | 0 | 0 | 0 | 0
F7_Commercial_Interruptible - College_Existing_Space Heating_Natural Gas_Ducting - Repair and Sealing_A_Technical Potential | F7 | Commercial | Interruptible - College | Existing | Space Heating | Natural Gas | Ducting - Repair and Sealing | A | Incremental Energy Savings (MWh or mTherms) | Technical Potential | 0 | 0 | 0.081702 | 0.043832 | 0.14784 | 0.23978 | 0.36292 | 0.51832 | 0.70313 | 0.90907 | 1.1214 | 1.3191 | 1.4763 | 1.5668 | 1.5698 | 1.4766 | 1.2956 | 1.0526 | 0.78532 | 0.57439 | 0.23468 | 0.20793 | 0 | 0 | 0 | 0 | 0
F8_Commercial_Interruptible - College_Existing_Space Heating_Natural Gas_Ducting - Repair and Sealing_A_Technical Potential | F8 | Commercial | Interruptible - College | Existing | Space Heating | Natural Gas | Ducting - Repair and Sealing | A | Incremental Summer Peak Savings (MW) | Technical 
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